Program Specific1-in-10Size: 20 kW to 199.99 kWSouth of Lugo2024December Monthly Peak | Program Specific | 1-in-10 | Size: 20 kW to 199.99 kW | South of Lugo | 2024 | December Monthly Peak | 12 | 13.1106 | 12.6701 | 12.4775 | 12.6132 | 12.9583 | 14.8829 | 17.6175 | 19.2303 | 21.5974 | 22.3971 | 22.4285 | 22.1302 | 21.5627 | 21.5751 | 21.5112 | 20.9654 | 20.3824 | 20.5987 | 19.9774 | 19.3571 | 18.5656 | 17.331 | 15.8291 | 14.2715 | 0 | 0 | 0 | 0 | 0 | 0 | 0 | 0 | 0 | 0 | 0 | 0 | 0 | 0 | 0.20507 | 0.20283 | 0.20238 | 0.15826 | 0 | 0 | 0 | 0 | 0 | 0 | 47.0497 | 46.4524 | 45.5609 | 44.8637 | 44.3079 | 43.1863 | 43.9224 | 44.4235 | 45.7597 | 47.7722 | 50.2669 | 52.0659 | 53.1801 | 52.844 | 52.8133 | 52.686 | 52.367 | 51.1542 | 49.9358 | 49.1599 | 48.1515 | 47.5462 | 46.7935 | 46.4906 | 0.030223 | 0.031463 | 0.030371 | 0.026935 | 0.02752 | 0.030634 | 0.037404 | 0.042514 | 0.047688 | 0.04819 | 0.046673 | 0.045626 | 0.044507 | 0.044094 | 0.043014 | 0.039292 | 0.036337 | 0.036546 | 0.035074 | 0.034672 | 0.034471 | 0.032066 | 0.031575 | 0.033358
Program Specific1-in-10Size: 20 kW to 199.99 kWSouth of Lugo2024Typical Event Day | Program Specific | 1-in-10 | Size: 20 kW to 199.99 kW | South of Lugo | 2024 | Typical Event Day | 8 | 15.2938 | 14.4611 | 13.9641 | 13.7997 | 14.1983 | 16.0169 | 18.4361 | 21.1393 | 25.4393 | 28.792 | 31.6969 | 33.4603 | 34.1081 | 34.8256 | 35.057 | 34.7173 | 33.6026 | 31.1881 | 27.6424 | 25.8393 | 24.8145 | 22.5882 | 19.9295 | 17.1772 | 0 | 0 | 0 | 0 | 0 | 0 | 0 | 0 | 0 | 0 | 0 | 0 | 0 | 0 | 0.3342 | 0.33587 | 0.33364 | 0.23962 | 0 | 0 | 0 | 0 | 0 | 0 | 69.9154 | 69.3027 | 69.0281 | 68.8274 | 68.1818 | 67.7691 | 67.6025 | 68.0487 | 70.5121 | 74.5472 | 78.6685 | 82.0814 | 84.4052 | 85.9597 | 86.943 | 87.4897 | 88.3832 | 87.7696 | 86.7453 | 84.0436 | 79.9296 | 76.1636 | 73.7777 | 72.3013 | 0.035256 | 0.035911 | 0.033989 | 0.029469 | 0.030153 | 0.032968 | 0.039141 | 0.046734 | 0.056171 | 0.061949 | 0.06596 | 0.068986 | 0.070402 | 0.071174 | 0.0701 | 0.065065 | 0.059905 | 0.055333 | 0.048531 | 0.046283 | 0.046073 | 0.041793 | 0.039754 | 0.04015
Program Specific1-in-10Size: 20 kW to 199.99 kWSouth of Lugo2025January Monthly Peak | Program Specific | 1-in-10 | Size: 20 kW to 199.99 kW | South of Lugo | 2025 | January Monthly Peak | 1 | 13.193 | 12.9066 | 12.7533 | 12.8197 | 13.1597 | 14.8785 | 17.656 | 19.4556 | 21.5992 | 22.2931 | 22.4799 | 21.9989 | 21.2617 | 21.3051 | 21.1923 | 20.4228 | 19.6334 | 19.9953 | 19.7419 | 19.115 | 18.3183 | 17.0516 | 15.6008 | 14.0397 | 0 | 0 | 0 | 0 | 0 | 0 | 0 | 0 | 0 | 0 | 0 | 0 | 0 | 0 | 0.20203 | 0.19758 | 0.19494 | 0.15362 | 0 | 0 | 0 | 0 | 0 | 0 | 46.1277 | 46.1092 | 45.4825 | 44.7667 | 44.5135 | 44.1755 | 43.087 | 42.8208 | 43.8014 | 46.4944 | 48.5422 | 50.5974 | 52.68 | 53.7063 | 54.6475 | 54.8653 | 54.4573 | 53.4794 | 51.9047 | 50.8783 | 50.038 | 49.6927 | 49.4788 | 48.3829 | 0.030413 | 0.032051 | 0.031042 | 0.027376 | 0.027947 | 0.030625 | 0.037485 | 0.043012 | 0.047692 | 0.047966 | 0.04678 | 0.045356 | 0.043886 | 0.043542 | 0.042376 | 0.038275 | 0.035001 | 0.035475 | 0.03466 | 0.034238 | 0.034011 | 0.031549 | 0.031119 | 0.032816
Program Specific1-in-10Size: 20 kW to 199.99 kWSouth of Lugo2025February Monthly Peak | Program Specific | 1-in-10 | Size: 20 kW to 199.99 kW | South of Lugo | 2025 | February Monthly Peak | 2 | 13.0619 | 12.6311 | 12.3387 | 12.3222 | 12.6087 | 13.9723 | 16.1466 | 17.6514 | 19.8579 | 21.3191 | 22.4212 | 23.081 | 23.2665 | 23.8464 | 23.959 | 23.3971 | 22.5015 | 21.3414 | 20.6535 | 19.6773 | 18.735 | 17.3572 | 15.5746 | 13.8865 | 0 | 0 | 0 | 0 | 0 | 0 | 0 | 0 | 0 | 0 | 0 | 0 | 0 | 0 | 0.22841 | 0.22635 | 0.22342 | 0.16397 | 0 | 0 | 0 | 0 | 0 | 0 | 51.7549 | 51.0721 | 50.3189 | 49.3036 | 48.5727 | 48.3245 | 47.5292 | 47.282 | 48.7126 | 52.3712 | 56.2509 | 60.056 | 61.9756 | 63.3413 | 63.8294 | 63.7648 | 63.1255 | 62.2369 | 60.0379 | 58.0108 | 56.4718 | 55.2762 | 54.2997 | 53.0008 | 0.030111 | 0.031366 | 0.030033 | 0.026314 | 0.026777 | 0.02876 | 0.034281 | 0.039023 | 0.043847 | 0.04587 | 0.046658 | 0.047586 | 0.048024 | 0.048736 | 0.047908 | 0.04385 | 0.040114 | 0.037864 | 0.036261 | 0.035246 | 0.034785 | 0.032114 | 0.031067 | 0.032458
Program Specific1-in-10Size: 20 kW to 199.99 kWSouth of Lugo2025March Monthly Peak | Program Specific | 1-in-10 | Size: 20 kW to 199.99 kW | South of Lugo | 2025 | March Monthly Peak | 3 | 13.4399 | 12.9246 | 12.4785 | 12.3318 | 12.6617 | 13.8038 | 16.0695 | 17.5378 | 20.2759 | 22.9638 | 24.984 | 26.5728 | 27.2978 | 28.2755 | 28.6216 | 28.1859 | 27.277 | 25.3021 | 22.9446 | 21.9959 | 20.8743 | 19.0799 | 16.8271 | 14.7514 | 0 | 0 | 0 | 0 | 0 | 0 | 0 | 0 | 0 | 0 | 0 | 0 | 0 | 0 | 0.27286 | 0.27268 | 0.27083 | 0.1944 | 0 | 0 | 0 | 0 | 0 | 0 | 60.992 | 59.3531 | 58.6765 | 58.1601 | 57.2734 | 55.514 | 54.9777 | 55.6396 | 58.939 | 64.0938 | 69.4051 | 73.8843 | 76.7557 | 77.8109 | 78.3001 | 78.4099 | 77.4073 | 76.3182 | 74.7597 | 72.2572 | 69.6293 | 66.2525 | 63.2534 | 61.1025 | 0.030982 | 0.032095 | 0.030373 | 0.026334 | 0.02689 | 0.028413 | 0.034117 | 0.038772 | 0.04477 | 0.049409 | 0.051991 | 0.054786 | 0.056345 | 0.057787 | 0.057232 | 0.052824 | 0.048628 | 0.044891 | 0.040283 | 0.039399 | 0.038757 | 0.035302 | 0.033565 | 0.03448
Program Specific1-in-10Size: 20 kW to 199.99 kWSouth of Lugo2025April Monthly Peak | Program Specific | 1-in-10 | Size: 20 kW to 199.99 kW | South of Lugo | 2025 | April Monthly Peak | 4 | 14.1142 | 13.4878 | 12.9689 | 12.7866 | 13.1802 | 14.4402 | 16.5219 | 18.5706 | 22.385 | 25.707 | 28.4431 | 30.3675 | 31.2372 | 32.0918 | 32.2531 | 31.8067 | 30.6137 | 28.2157 | 24.9194 | 23.7233 | 22.6545 | 20.6117 | 18.0937 | 15.6879 | 0 | 0 | 0 | 0 | 0 | 0 | 0 | 0 | 0 | 0 | 0 | 0 | 0 | 0 | 0.30747 | 0.30771 | 0.30396 | 0.21678 | 0 | 0 | 0 | 0 | 0 | 0 | 70.2366 | 69.2532 | 67.6769 | 66.0963 | 64.7401 | 63.8838 | 63.4959 | 63.576 | 66.2894 | 71.9069 | 77.2243 | 82.3192 | 85.3139 | 86.1566 | 85.2592 | 85.2006 | 85.1445 | 85.2123 | 83.8401 | 79.8078 | 75.0521 | 70.4282 | 68.1164 | 67.1315 | 0.032537 | 0.033494 | 0.031567 | 0.027305 | 0.027991 | 0.029723 | 0.035077 | 0.041055 | 0.049427 | 0.055312 | 0.059189 | 0.062609 | 0.064476 | 0.065587 | 0.064494 | 0.05961 | 0.054576 | 0.05006 | 0.04375 | 0.042493 | 0.042062 | 0.038136 | 0.036092 | 0.036669
Program Specific1-in-10Size: 20 kW to 199.99 kWSouth of Lugo2025May Monthly Peak | Program Specific | 1-in-10 | Size: 20 kW to 199.99 kW | South of Lugo | 2025 | May Monthly Peak | 5 | 13.9964 | 13.3907 | 12.9479 | 12.8115 | 13.2278 | 14.5186 | 16.328 | 18.7234 | 22.4485 | 25.6416 | 28.0944 | 29.8839 | 30.7408 | 31.4028 | 31.5011 | 30.9705 | 29.8031 | 27.4893 | 24.4395 | 22.954 | 22.4201 | 20.435 | 17.872 | 15.5164 | 0 | 0 | 0 | 0 | 0 | 0 | 0 | 0 | 0 | 0 | 0 | 0 | 0 | 0 | 0.30031 | 0.29962 | 0.29591 | 0.2112 | 0 | 0 | 0 | 0 | 0 | 0 | 67.3841 | 66.7799 | 65.3704 | 64.6307 | 64.1236 | 63.5004 | 63.7552 | 63.8562 | 66.8419 | 72.4251 | 77.5471 | 81.2201 | 83.0993 | 83.8616 | 86.0419 | 87.2506 | 87.8041 | 86.6399 | 85.056 | 82.805 | 79.6113 | 75.6318 | 72.4927 | 70.2392 | 0.032265 | 0.033253 | 0.031516 | 0.027358 | 0.028092 | 0.029884 | 0.034666 | 0.041393 | 0.049567 | 0.055171 | 0.058463 | 0.061612 | 0.063452 | 0.064179 | 0.06299 | 0.058043 | 0.053131 | 0.048771 | 0.042908 | 0.041115 | 0.041627 | 0.037809 | 0.03565 | 0.036268
Program Specific1-in-10Size: 20 kW to 199.99 kWSouth of Lugo2025June Monthly Peak | Program Specific | 1-in-10 | Size: 20 kW to 199.99 kW | South of Lugo | 2025 | June Monthly Peak | 6 | 14.371 | 13.7428 | 13.3051 | 13.1505 | 13.5471 | 14.8873 | 16.9406 | 19.528 | 23.4647 | 26.8287 | 29.3917 | 31.1428 | 31.7683 | 32.4111 | 32.5106 | 32.0187 | 30.8689 | 28.5454 | 25.4256 | 23.4812 | 22.8191 | 20.9982 | 18.3731 | 15.9122 | 0 | 0 | 0 | 0 | 0 | 0 | 0 | 0 | 0 | 0 | 0 | 0 | 0 | 0 | 0.30993 | 0.30976 | 0.3065 | 0.21932 | 0 | 0 | 0 | 0 | 0 | 0 | 66.0212 | 65.585 | 65.3309 | 65.2751 | 64.1347 | 63.373 | 63.3796 | 64.4645 | 67.1189 | 71.3334 | 76.2774 | 79.8792 | 81.501 | 81.5356 | 82.6855 | 82.9017 | 84.1925 | 83.9644 | 83.9532 | 82.1954 | 77.8334 | 73.8503 | 71.3188 | 69.8164 | 0.033129 | 0.034127 | 0.032385 | 0.028082 | 0.02877 | 0.030643 | 0.035966 | 0.043172 | 0.051811 | 0.057725 | 0.061163 | 0.064208 | 0.065573 | 0.066239 | 0.065008 | 0.060008 | 0.055031 | 0.050645 | 0.044639 | 0.042059 | 0.042368 | 0.038851 | 0.036649 | 0.037193
Program Specific1-in-10Size: 20 kW to 199.99 kWSouth of Lugo2025July Monthly Peak | Program Specific | 1-in-10 | Size: 20 kW to 199.99 kW | South of Lugo | 2025 | July Monthly Peak | 7 | 15.0864 | 14.252 | 13.7768 | 13.6042 | 14.0736 | 15.7536 | 17.9405 | 20.6834 | 24.7266 | 27.9613 | 30.6 | 32.3234 | 32.9383 | 33.6441 | 33.8232 | 33.4193 | 32.3464 | 30.0778 | 26.8204 | 24.7897 | 24.1105 | 22.2067 | 19.5347 | 16.9428 | 0 | 0 | 0 | 0 | 0 | 0 | 0 | 0 | 0 | 0 | 0 | 0 | 0 | 0 | 0.32244 | 0.32331 | 0.32117 | 0.23109 | 0 | 0 | 0 | 0 | 0 | 0 | 69.5316 | 68.8204 | 68.5835 | 68.4135 | 68.0512 | 67.811 | 67.3945 | 67.5538 | 70.3127 | 74.3922 | 77.955 | 79.1667 | 80.1621 | 81.6898 | 83.979 | 84.9561 | 87.2309 | 85.7934 | 83.8218 | 81.0358 | 77.8254 | 75.3133 | 73.6063 | 72.4417 | 0.034778 | 0.035392 | 0.033533 | 0.029051 | 0.029888 | 0.032426 | 0.038089 | 0.045726 | 0.054597 | 0.060162 | 0.063677 | 0.066642 | 0.067988 | 0.068759 | 0.067633 | 0.062633 | 0.057665 | 0.053364 | 0.047088 | 0.044403 | 0.044766 | 0.041087 | 0.038966 | 0.039602
Program Specific1-in-10Size: 20 kW to 199.99 kWSouth of Lugo2025August Monthly Peak | Program Specific | 1-in-10 | Size: 20 kW to 199.99 kW | South of Lugo | 2025 | August Monthly Peak | 8 | 15.3531 | 14.5164 | 14.0154 | 13.8491 | 14.2522 | 16.0836 | 18.5227 | 21.2629 | 25.615 | 29.0053 | 31.9391 | 33.7127 | 34.3608 | 35.0701 | 35.2877 | 34.9403 | 33.8068 | 31.3772 | 27.8062 | 25.985 | 24.9421 | 22.6994 | 20.0268 | 17.257 | 0 | 0 | 0 | 0 | 0 | 0 | 0 | 0 | 0 | 0 | 0 | 0 | 0 | 0 | 0.3364 | 0.33803 | 0.33567 | 0.24107 | 0 | 0 | 0 | 0 | 0 | 0 | 70.3756 | 69.9811 | 69.8759 | 69.5803 | 69.1616 | 69.0092 | 68.9065 | 69.1685 | 71.4663 | 75.2084 | 78.5294 | 81.9129 | 84.4652 | 85.8842 | 86.2972 | 87.4156 | 87.9055 | 88.2639 | 87.4384 | 83.6992 | 78.5771 | 75.2053 | 73.1679 | 71.8718 | 0.035393 | 0.036048 | 0.034114 | 0.029574 | 0.030268 | 0.033105 | 0.039325 | 0.047007 | 0.056559 | 0.062408 | 0.066464 | 0.069506 | 0.070924 | 0.071674 | 0.070561 | 0.065483 | 0.060269 | 0.055669 | 0.048819 | 0.046544 | 0.04631 | 0.041998 | 0.039948 | 0.040336
Program Specific1-in-10Size: 20 kW to 199.99 kWSouth of Lugo2025September Monthly Peak | Program Specific | 1-in-10 | Size: 20 kW to 199.99 kW | South of Lugo | 2025 | September Monthly Peak | 9 | 15.898 | 15.0937 | 14.5736 | 14.4054 | 14.8755 | 16.7689 | 19.7524 | 22.32 | 27.3796 | 30.9884 | 33.743 | 35.6998 | 36.2327 | 36.8663 | 36.8175 | 36.0862 | 34.5342 | 31.7833 | 27.9288 | 26.6789 | 25.1606 | 23.0093 | 20.1366 | 17.4606 | 0 | 0 | 0 | 0 | 0 | 0 | 0 | 0 | 0 | 0 | 0 | 0 | 0 | 0 | 0.35099 | 0.34912 | 0.34289 | 0.24419 | 0 | 0 | 0 | 0 | 0 | 0 | 73.7332 | 72.8242 | 72.322 | 72.0406 | 71.3795 | 70.8832 | 70.7294 | 71.0081 | 73.1505 | 77.2549 | 81.9121 | 87.3669 | 91.4925 | 94.7293 | 94.8104 | 94.6853 | 94.2038 | 93.0568 | 91.7681 | 89.2438 | 85.4826 | 80.2854 | 77.0179 | 75.0753 | 0.036649 | 0.037482 | 0.035473 | 0.030762 | 0.031591 | 0.034516 | 0.041936 | 0.049345 | 0.060455 | 0.066675 | 0.070218 | 0.073603 | 0.074787 | 0.075345 | 0.073621 | 0.067631 | 0.061565 | 0.056389 | 0.049034 | 0.047787 | 0.046715 | 0.042572 | 0.040167 | 0.040812
Program Specific1-in-10Size: 20 kW to 199.99 kWSouth of Lugo2025October Monthly Peak | Program Specific | 1-in-10 | Size: 20 kW to 199.99 kW | South of Lugo | 2025 | October Monthly Peak | 10 | 14.706 | 13.9909 | 13.5066 | 13.3105 | 13.7232 | 15.3266 | 18.0769 | 19.8832 | 23.8638 | 27.2144 | 29.7101 | 31.5745 | 32.3334 | 33.2063 | 33.4343 | 32.8188 | 31.4961 | 28.8081 | 26.1856 | 24.6956 | 23.199 | 21.2888 | 18.5595 | 16.2096 | 0 | 0 | 0 | 0 | 0 | 0 | 0 | 0 | 0 | 0 | 0 | 0 | 0 | 0 | 0.31874 | 0.31751 | 0.31272 | 0.22133 | 0 | 0 | 0 | 0 | 0 | 0 | 71.6194 | 71.1628 | 70.2739 | 69.3622 | 68.323 | 68.1268 | 68.2547 | 68.4171 | 69.516 | 72.2837 | 76.6237 | 81.5917 | 84.4384 | 85.7536 | 86.2235 | 86.65 | 85.7085 | 82.98 | 79.3771 | 77.1551 | 75.1387 | 73.7179 | 72.5112 | 71.3959 | 0.033901 | 0.034743 | 0.032876 | 0.028424 | 0.029144 | 0.031547 | 0.038379 | 0.043957 | 0.052692 | 0.058555 | 0.061825 | 0.065098 | 0.066739 | 0.067865 | 0.066855 | 0.061507 | 0.056149 | 0.051111 | 0.045973 | 0.044234 | 0.043073 | 0.039389 | 0.037021 | 0.037888
Program Specific1-in-10Size: 20 kW to 199.99 kWSouth of Lugo2025November Monthly Peak | Program Specific | 1-in-10 | Size: 20 kW to 199.99 kW | South of Lugo | 2025 | November Monthly Peak | 11 | 13.1257 | 12.5647 | 12.2512 | 12.2188 | 12.5279 | 14.0934 | 15.7906 | 17.62 | 20.8453 | 23.6732 | 25.5671 | 27.1321 | 27.8572 | 28.5685 | 28.5681 | 27.8675 | 26.5803 | 25.3559 | 22.9756 | 21.4574 | 20.1638 | 18.3208 | 16.1342 | 14.2916 | 0 | 0 | 0 | 0 | 0 | 0 | 0 | 0 | 0 | 0 | 0 | 0 | 0 | 0 | 0.27234 | 0.2696 | 0.26392 | 0.19481 | 0 | 0 | 0 | 0 | 0 | 0 | 64.2239 | 62.5108 | 61.7076 | 60.1658 | 59.1754 | 58.4466 | 57.7675 | 58.8534 | 61.6331 | 66.8736 | 72.4638 | 76.6473 | 78.6726 | 80.1987 | 80.9191 | 80.3612 | 78.9327 | 76.8525 | 74.8666 | 72.1914 | 70.4714 | 69.038 | 67.2045 | 66.017 | 0.030258 | 0.031202 | 0.02982 | 0.026093 | 0.026606 | 0.029009 | 0.033525 | 0.038954 | 0.046027 | 0.050936 | 0.053204 | 0.055939 | 0.0575 | 0.058386 | 0.057125 | 0.052228 | 0.047386 | 0.044986 | 0.040338 | 0.038434 | 0.037438 | 0.033897 | 0.032183 | 0.033405
Program Specific1-in-10Size: 20 kW to 199.99 kWSouth of Lugo2025December Monthly Peak | Program Specific | 1-in-10 | Size: 20 kW to 199.99 kW | South of Lugo | 2025 | December Monthly Peak | 12 | 13.1106 | 12.6701 | 12.4775 | 12.6132 | 12.9583 | 14.8829 | 17.6175 | 19.2303 | 21.5974 | 22.3971 | 22.4285 | 22.1302 | 21.5627 | 21.5751 | 21.5112 | 20.9654 | 20.3824 | 20.5987 | 19.9774 | 19.3571 | 18.5656 | 17.331 | 15.8291 | 14.2715 | 0 | 0 | 0 | 0 | 0 | 0 | 0 | 0 | 0 | 0 | 0 | 0 | 0 | 0 | 0.20507 | 0.20283 | 0.20238 | 0.15826 | 0 | 0 | 0 | 0 | 0 | 0 | 47.0497 | 46.4524 | 45.5609 | 44.8637 | 44.3079 | 43.1863 | 43.9224 | 44.4235 | 45.7597 | 47.7722 | 50.2669 | 52.0659 | 53.1801 | 52.844 | 52.8133 | 52.686 | 52.367 | 51.1542 | 49.9358 | 49.1599 | 48.1515 | 47.5462 | 46.7935 | 46.4906 | 0.030223 | 0.031463 | 0.030371 | 0.026935 | 0.02752 | 0.030634 | 0.037404 | 0.042514 | 0.047688 | 0.04819 | 0.046673 | 0.045626 | 0.044507 | 0.044094 | 0.043014 | 0.039292 | 0.036337 | 0.036546 | 0.035074 | 0.034672 | 0.034471 | 0.032066 | 0.031575 | 0.033358
Program Specific1-in-10Size: 20 kW to 199.99 kWSouth of Lugo2025Typical Event Day | Program Specific | 1-in-10 | Size: 20 kW to 199.99 kW | South of Lugo | 2025 | Typical Event Day | 8 | 15.2938 | 14.4611 | 13.9641 | 13.7997 | 14.1983 | 16.0169 | 18.4361 | 21.1393 | 25.4393 | 28.792 | 31.6969 | 33.4603 | 34.1081 | 34.8256 | 35.057 | 34.7173 | 33.6026 | 31.1881 | 27.6424 | 25.8393 | 24.8145 | 22.5882 | 19.9295 | 17.1772 | 0 | 0 | 0 | 0 | 0 | 0 | 0 | 0 | 0 | 0 | 0 | 0 | 0 | 0 | 0.3342 | 0.33587 | 0.33364 | 0.23962 | 0 | 0 | 0 | 0 | 0 | 0 | 69.9154 | 69.3027 | 69.0281 | 68.8274 | 68.1818 | 67.7691 | 67.6025 | 68.0487 | 70.5121 | 74.5472 | 78.6685 | 82.0814 | 84.4052 | 85.9597 | 86.943 | 87.4897 | 88.3832 | 87.7696 | 86.7453 | 84.0436 | 79.9296 | 76.1636 | 73.7777 | 72.3013 | 0.035256 | 0.035911 | 0.033989 | 0.029469 | 0.030153 | 0.032968 | 0.039141 | 0.046734 | 0.056171 | 0.061949 | 0.06596 | 0.068986 | 0.070402 | 0.071174 | 0.0701 | 0.065065 | 0.059905 | 0.055333 | 0.048531 | 0.046283 | 0.046073 | 0.041793 | 0.039754 | 0.04015
Program Specific1-in-10Size: 20 kW to 199.99 kWSouth of Lugo2026January Monthly Peak | Program Specific | 1-in-10 | Size: 20 kW to 199.99 kW | South of Lugo | 2026 | January Monthly Peak | 1 | 13.193 | 12.9066 | 12.7533 | 12.8197 | 13.1597 | 14.8785 | 17.656 | 19.4556 | 21.5992 | 22.2931 | 22.4799 | 21.9989 | 21.2617 | 21.3051 | 21.1923 | 20.4228 | 19.6334 | 19.9953 | 19.7419 | 19.115 | 18.3183 | 17.0516 | 15.6008 | 14.0397 | 0 | 0 | 0 | 0 | 0 | 0 | 0 | 0 | 0 | 0 | 0 | 0 | 0 | 0 | 0.20203 | 0.19758 | 0.19494 | 0.15362 | 0 | 0 | 0 | 0 | 0 | 0 | 46.1277 | 46.1092 | 45.4825 | 44.7667 | 44.5135 | 44.1755 | 43.087 | 42.8208 | 43.8014 | 46.4944 | 48.5422 | 50.5974 | 52.68 | 53.7063 | 54.6475 | 54.8653 | 54.4573 | 53.4794 | 51.9047 | 50.8783 | 50.038 | 49.6927 | 49.4788 | 48.3829 | 0.030413 | 0.032051 | 0.031042 | 0.027376 | 0.027947 | 0.030625 | 0.037485 | 0.043012 | 0.047692 | 0.047966 | 0.04678 | 0.045356 | 0.043886 | 0.043542 | 0.042376 | 0.038275 | 0.035001 | 0.035475 | 0.03466 | 0.034238 | 0.034011 | 0.031549 | 0.031119 | 0.032816
Program Specific1-in-10Size: 20 kW to 199.99 kWSouth of Lugo2026February Monthly Peak | Program Specific | 1-in-10 | Size: 20 kW to 199.99 kW | South of Lugo | 2026 | February Monthly Peak | 2 | 13.0619 | 12.6311 | 12.3387 | 12.3222 | 12.6087 | 13.9723 | 16.1466 | 17.6514 | 19.8579 | 21.3191 | 22.4212 | 23.081 | 23.2665 | 23.8464 | 23.959 | 23.3971 | 22.5015 | 21.3414 | 20.6535 | 19.6773 | 18.735 | 17.3572 | 15.5746 | 13.8865 | 0 | 0 | 0 | 0 | 0 | 0 | 0 | 0 | 0 | 0 | 0 | 0 | 0 | 0 | 0.22841 | 0.22635 | 0.22342 | 0.16397 | 0 | 0 | 0 | 0 | 0 | 0 | 51.7549 | 51.0721 | 50.3189 | 49.3036 | 48.5727 | 48.3245 | 47.5292 | 47.282 | 48.7126 | 52.3712 | 56.2509 | 60.056 | 61.9756 | 63.3413 | 63.8294 | 63.7648 | 63.1255 | 62.2369 | 60.0379 | 58.0108 | 56.4718 | 55.2762 | 54.2997 | 53.0008 | 0.030111 | 0.031366 | 0.030033 | 0.026314 | 0.026777 | 0.02876 | 0.034281 | 0.039023 | 0.043847 | 0.04587 | 0.046658 | 0.047586 | 0.048024 | 0.048736 | 0.047908 | 0.04385 | 0.040114 | 0.037864 | 0.036261 | 0.035246 | 0.034785 | 0.032114 | 0.031067 | 0.032458
Program Specific1-in-10Size: 20 kW to 199.99 kWSouth of Lugo2026March Monthly Peak | Program Specific | 1-in-10 | Size: 20 kW to 199.99 kW | South of Lugo | 2026 | March Monthly Peak | 3 | 13.4399 | 12.9246 | 12.4785 | 12.3318 | 12.6617 | 13.8038 | 16.0695 | 17.5378 | 20.2759 | 22.9638 | 24.984 | 26.5728 | 27.2978 | 28.2755 | 28.6216 | 28.1859 | 27.277 | 25.3021 | 22.9446 | 21.9959 | 20.8743 | 19.0799 | 16.8271 | 14.7514 | 0 | 0 | 0 | 0 | 0 | 0 | 0 | 0 | 0 | 0 | 0 | 0 | 0 | 0 | 0.27286 | 0.27268 | 0.27083 | 0.1944 | 0 | 0 | 0 | 0 | 0 | 0 | 60.992 | 59.3531 | 58.6765 | 58.1601 | 57.2734 | 55.514 | 54.9777 | 55.6396 | 58.939 | 64.0938 | 69.4051 | 73.8843 | 76.7557 | 77.8109 | 78.3001 | 78.4099 | 77.4073 | 76.3182 | 74.7597 | 72.2572 | 69.6293 | 66.2525 | 63.2534 | 61.1025 | 0.030982 | 0.032095 | 0.030373 | 0.026334 | 0.02689 | 0.028413 | 0.034117 | 0.038772 | 0.04477 | 0.049409 | 0.051991 | 0.054786 | 0.056345 | 0.057787 | 0.057232 | 0.052824 | 0.048628 | 0.044891 | 0.040283 | 0.039399 | 0.038757 | 0.035302 | 0.033565 | 0.03448
Program Specific1-in-10Size: 20 kW to 199.99 kWSouth of Lugo2026April Monthly Peak | Program Specific | 1-in-10 | Size: 20 kW to 199.99 kW | South of Lugo | 2026 | April Monthly Peak | 4 | 14.1142 | 13.4878 | 12.9689 | 12.7866 | 13.1802 | 14.4402 | 16.5219 | 18.5706 | 22.385 | 25.707 | 28.4431 | 30.3675 | 31.2372 | 32.0918 | 32.2531 | 31.8067 | 30.6137 | 28.2157 | 24.9194 | 23.7233 | 22.6545 | 20.6117 | 18.0937 | 15.6879 | 0 | 0 | 0 | 0 | 0 | 0 | 0 | 0 | 0 | 0 | 0 | 0 | 0 | 0 | 0.30747 | 0.30771 | 0.30396 | 0.21678 | 0 | 0 | 0 | 0 | 0 | 0 | 70.2366 | 69.2532 | 67.6769 | 66.0963 | 64.7401 | 63.8838 | 63.4959 | 63.576 | 66.2894 | 71.9069 | 77.2243 | 82.3192 | 85.3139 | 86.1566 | 85.2592 | 85.2006 | 85.1445 | 85.2123 | 83.8401 | 79.8078 | 75.0521 | 70.4282 | 68.1164 | 67.1315 | 0.032537 | 0.033494 | 0.031567 | 0.027305 | 0.027991 | 0.029723 | 0.035077 | 0.041055 | 0.049427 | 0.055312 | 0.059189 | 0.062609 | 0.064476 | 0.065587 | 0.064494 | 0.05961 | 0.054576 | 0.05006 | 0.04375 | 0.042493 | 0.042062 | 0.038136 | 0.036092 | 0.036669
Program Specific1-in-10Size: 20 kW to 199.99 kWSouth of Lugo2026May Monthly Peak | Program Specific | 1-in-10 | Size: 20 kW to 199.99 kW | South of Lugo | 2026 | May Monthly Peak | 5 | 13.9964 | 13.3907 | 12.9479 | 12.8115 | 13.2278 | 14.5186 | 16.328 | 18.7234 | 22.4485 | 25.6416 | 28.0944 | 29.8839 | 30.7408 | 31.4028 | 31.5011 | 30.9705 | 29.8031 | 27.4893 | 24.4395 | 22.954 | 22.4201 | 20.435 | 17.872 | 15.5164 | 0 | 0 | 0 | 0 | 0 | 0 | 0 | 0 | 0 | 0 | 0 | 0 | 0 | 0 | 0.30031 | 0.29962 | 0.29591 | 0.2112 | 0 | 0 | 0 | 0 | 0 | 0 | 67.3841 | 66.7799 | 65.3704 | 64.6307 | 64.1236 | 63.5004 | 63.7552 | 63.8562 | 66.8419 | 72.4251 | 77.5471 | 81.2201 | 83.0993 | 83.8616 | 86.0419 | 87.2506 | 87.8041 | 86.6399 | 85.056 | 82.805 | 79.6113 | 75.6318 | 72.4927 | 70.2392 | 0.032265 | 0.033253 | 0.031516 | 0.027358 | 0.028092 | 0.029884 | 0.034666 | 0.041393 | 0.049567 | 0.055171 | 0.058463 | 0.061612 | 0.063452 | 0.064179 | 0.06299 | 0.058043 | 0.053131 | 0.048771 | 0.042908 | 0.041115 | 0.041627 | 0.037809 | 0.03565 | 0.036268
Program Specific1-in-10Size: 20 kW to 199.99 kWSouth of Lugo2026June Monthly Peak | Program Specific | 1-in-10 | Size: 20 kW to 199.99 kW | South of Lugo | 2026 | June Monthly Peak | 6 | 14.371 | 13.7428 | 13.3051 | 13.1505 | 13.5471 | 14.8873 | 16.9406 | 19.528 | 23.4647 | 26.8287 | 29.3917 | 31.1428 | 31.7683 | 32.4111 | 32.5106 | 32.0187 | 30.8689 | 28.5454 | 25.4256 | 23.4812 | 22.8191 | 20.9982 | 18.3731 | 15.9122 | 0 | 0 | 0 | 0 | 0 | 0 | 0 | 0 | 0 | 0 | 0 | 0 | 0 | 0 | 0.30993 | 0.30976 | 0.3065 | 0.21932 | 0 | 0 | 0 | 0 | 0 | 0 | 66.0212 | 65.585 | 65.3309 | 65.2751 | 64.1347 | 63.373 | 63.3796 | 64.4645 | 67.1189 | 71.3334 | 76.2774 | 79.8792 | 81.501 | 81.5356 | 82.6855 | 82.9017 | 84.1925 | 83.9644 | 83.9532 | 82.1954 | 77.8334 | 73.8503 | 71.3188 | 69.8164 | 0.033129 | 0.034127 | 0.032385 | 0.028082 | 0.02877 | 0.030643 | 0.035966 | 0.043172 | 0.051811 | 0.057725 | 0.061163 | 0.064208 | 0.065573 | 0.066239 | 0.065008 | 0.060008 | 0.055031 | 0.050645 | 0.044639 | 0.042059 | 0.042368 | 0.038851 | 0.036649 | 0.037193
Program Specific1-in-10Size: 20 kW to 199.99 kWSouth of Lugo2026July Monthly Peak | Program Specific | 1-in-10 | Size: 20 kW to 199.99 kW | South of Lugo | 2026 | July Monthly Peak | 7 | 15.0864 | 14.252 | 13.7768 | 13.6042 | 14.0736 | 15.7536 | 17.9405 | 20.6834 | 24.7266 | 27.9613 | 30.6 | 32.3234 | 32.9383 | 33.6441 | 33.8232 | 33.4193 | 32.3464 | 30.0778 | 26.8204 | 24.7897 | 24.1105 | 22.2067 | 19.5347 | 16.9428 | 0 | 0 | 0 | 0 | 0 | 0 | 0 | 0 | 0 | 0 | 0 | 0 | 0 | 0 | 0.32244 | 0.32331 | 0.32117 | 0.23109 | 0 | 0 | 0 | 0 | 0 | 0 | 69.5316 | 68.8204 | 68.5835 | 68.4135 | 68.0512 | 67.811 | 67.3945 | 67.5538 | 70.3127 | 74.3922 | 77.955 | 79.1667 | 80.1621 | 81.6898 | 83.979 | 84.9561 | 87.2309 | 85.7934 | 83.8218 | 81.0358 | 77.8254 | 75.3133 | 73.6063 | 72.4417 | 0.034778 | 0.035392 | 0.033533 | 0.029051 | 0.029888 | 0.032426 | 0.038089 | 0.045726 | 0.054597 | 0.060162 | 0.063677 | 0.066642 | 0.067988 | 0.068759 | 0.067633 | 0.062633 | 0.057665 | 0.053364 | 0.047088 | 0.044403 | 0.044766 | 0.041087 | 0.038966 | 0.039602
Program Specific1-in-10Size: 20 kW to 199.99 kWSouth of Lugo2026August Monthly Peak | Program Specific | 1-in-10 | Size: 20 kW to 199.99 kW | South of Lugo | 2026 | August Monthly Peak | 8 | 15.3531 | 14.5164 | 14.0154 | 13.8491 | 14.2522 | 16.0836 | 18.5227 | 21.2629 | 25.615 | 29.0053 | 31.9391 | 33.7127 | 34.3608 | 35.0701 | 35.2877 | 34.9403 | 33.8068 | 31.3772 | 27.8062 | 25.985 | 24.9421 | 22.6994 | 20.0268 | 17.257 | 0 | 0 | 0 | 0 | 0 | 0 | 0 | 0 | 0 | 0 | 0 | 0 | 0 | 0 | 0.3364 | 0.33803 | 0.33567 | 0.24107 | 0 | 0 | 0 | 0 | 0 | 0 | 70.3756 | 69.9811 | 69.8759 | 69.5803 | 69.1616 | 69.0092 | 68.9065 | 69.1685 | 71.4663 | 75.2084 | 78.5294 | 81.9129 | 84.4652 | 85.8842 | 86.2972 | 87.4156 | 87.9055 | 88.2639 | 87.4384 | 83.6992 | 78.5771 | 75.2053 | 73.1679 | 71.8718 | 0.035393 | 0.036048 | 0.034114 | 0.029574 | 0.030268 | 0.033105 | 0.039325 | 0.047007 | 0.056559 | 0.062408 | 0.066464 | 0.069506 | 0.070924 | 0.071674 | 0.070561 | 0.065483 | 0.060269 | 0.055669 | 0.048819 | 0.046544 | 0.04631 | 0.041998 | 0.039948 | 0.040336
Program Specific1-in-10Size: 20 kW to 199.99 kWSouth of Lugo2026September Monthly Peak | Program Specific | 1-in-10 | Size: 20 kW to 199.99 kW | South of Lugo | 2026 | September Monthly Peak | 9 | 15.898 | 15.0937 | 14.5736 | 14.4054 | 14.8755 | 16.7689 | 19.7524 | 22.32 | 27.3796 | 30.9884 | 33.743 | 35.6998 | 36.2327 | 36.8663 | 36.8175 | 36.0862 | 34.5342 | 31.7833 | 27.9288 | 26.6789 | 25.1606 | 23.0093 | 20.1366 | 17.4606 | 0 | 0 | 0 | 0 | 0 | 0 | 0 | 0 | 0 | 0 | 0 | 0 | 0 | 0 | 0.35099 | 0.34912 | 0.34289 | 0.24419 | 0 | 0 | 0 | 0 | 0 | 0 | 73.7332 | 72.8242 | 72.322 | 72.0406 | 71.3795 | 70.8832 | 70.7294 | 71.0081 | 73.1505 | 77.2549 | 81.9121 | 87.3669 | 91.4925 | 94.7293 | 94.8104 | 94.6853 | 94.2038 | 93.0568 | 91.7681 | 89.2438 | 85.4826 | 80.2854 | 77.0179 | 75.0753 | 0.036649 | 0.037482 | 0.035473 | 0.030762 | 0.031591 | 0.034516 | 0.041936 | 0.049345 | 0.060455 | 0.066675 | 0.070218 | 0.073603 | 0.074787 | 0.075345 | 0.073621 | 0.067631 | 0.061565 | 0.056389 | 0.049034 | 0.047787 | 0.046715 | 0.042572 | 0.040167 | 0.040812
Program Specific1-in-10Size: 20 kW to 199.99 kWSouth of Lugo2026October Monthly Peak | Program Specific | 1-in-10 | Size: 20 kW to 199.99 kW | South of Lugo | 2026 | October Monthly Peak | 10 | 14.706 | 13.9909 | 13.5066 | 13.3105 | 13.7232 | 15.3266 | 18.0769 | 19.8832 | 23.8638 | 27.2144 | 29.7101 | 31.5745 | 32.3334 | 33.2063 | 33.4343 | 32.8188 | 31.4961 | 28.8081 | 26.1856 | 24.6956 | 23.199 | 21.2888 | 18.5595 | 16.2096 | 0 | 0 | 0 | 0 | 0 | 0 | 0 | 0 | 0 | 0 | 0 | 0 | 0 | 0 | 0.31874 | 0.31751 | 0.31272 | 0.22133 | 0 | 0 | 0 | 0 | 0 | 0 | 71.6194 | 71.1628 | 70.2739 | 69.3622 | 68.323 | 68.1268 | 68.2547 | 68.4171 | 69.516 | 72.2837 | 76.6237 | 81.5917 | 84.4384 | 85.7536 | 86.2235 | 86.65 | 85.7085 | 82.98 | 79.3771 | 77.1551 | 75.1387 | 73.7179 | 72.5112 | 71.3959 | 0.033901 | 0.034743 | 0.032876 | 0.028424 | 0.029144 | 0.031547 | 0.038379 | 0.043957 | 0.052692 | 0.058555 | 0.061825 | 0.065098 | 0.066739 | 0.067865 | 0.066855 | 0.061507 | 0.056149 | 0.051111 | 0.045973 | 0.044234 | 0.043073 | 0.039389 | 0.037021 | 0.037888
Program Specific1-in-10Size: 20 kW to 199.99 kWSouth of Lugo2026November Monthly Peak | Program Specific | 1-in-10 | Size: 20 kW to 199.99 kW | South of Lugo | 2026 | November Monthly Peak | 11 | 13.1257 | 12.5647 | 12.2512 | 12.2188 | 12.5279 | 14.0934 | 15.7906 | 17.62 | 20.8453 | 23.6732 | 25.5671 | 27.1321 | 27.8572 | 28.5685 | 28.5681 | 27.8675 | 26.5803 | 25.3559 | 22.9756 | 21.4574 | 20.1638 | 18.3208 | 16.1342 | 14.2916 | 0 | 0 | 0 | 0 | 0 | 0 | 0 | 0 | 0 | 0 | 0 | 0 | 0 | 0 | 0.27234 | 0.2696 | 0.26392 | 0.19481 | 0 | 0 | 0 | 0 | 0 | 0 | 64.2239 | 62.5108 | 61.7076 | 60.1658 | 59.1754 | 58.4466 | 57.7675 | 58.8534 | 61.6331 | 66.8736 | 72.4638 | 76.6473 | 78.6726 | 80.1987 | 80.9191 | 80.3612 | 78.9327 | 76.8525 | 74.8666 | 72.1914 | 70.4714 | 69.038 | 67.2045 | 66.017 | 0.030258 | 0.031202 | 0.02982 | 0.026093 | 0.026606 | 0.029009 | 0.033525 | 0.038954 | 0.046027 | 0.050936 | 0.053204 | 0.055939 | 0.0575 | 0.058386 | 0.057125 | 0.052228 | 0.047386 | 0.044986 | 0.040338 | 0.038434 | 0.037438 | 0.033897 | 0.032183 | 0.033405
Program Specific1-in-10Size: 20 kW to 199.99 kWSouth of Lugo2026December Monthly Peak | Program Specific | 1-in-10 | Size: 20 kW to 199.99 kW | South of Lugo | 2026 | December Monthly Peak | 12 | 13.1106 | 12.6701 | 12.4775 | 12.6132 | 12.9583 | 14.8829 | 17.6175 | 19.2303 | 21.5974 | 22.3971 | 22.4285 | 22.1302 | 21.5627 | 21.5751 | 21.5112 | 20.9654 | 20.3824 | 20.5987 | 19.9774 | 19.3571 | 18.5656 | 17.331 | 15.8291 | 14.2715 | 0 | 0 | 0 | 0 | 0 | 0 | 0 | 0 | 0 | 0 | 0 | 0 | 0 | 0 | 0.20507 | 0.20283 | 0.20238 | 0.15826 | 0 | 0 | 0 | 0 | 0 | 0 | 47.0497 | 46.4524 | 45.5609 | 44.8637 | 44.3079 | 43.1863 | 43.9224 | 44.4235 | 45.7597 | 47.7722 | 50.2669 | 52.0659 | 53.1801 | 52.844 | 52.8133 | 52.686 | 52.367 | 51.1542 | 49.9358 | 49.1599 | 48.1515 | 47.5462 | 46.7935 | 46.4906 | 0.030223 | 0.031463 | 0.030371 | 0.026935 | 0.02752 | 0.030634 | 0.037404 | 0.042514 | 0.047688 | 0.04819 | 0.046673 | 0.045626 | 0.044507 | 0.044094 | 0.043014 | 0.039292 | 0.036337 | 0.036546 | 0.035074 | 0.034672 | 0.034471 | 0.032066 | 0.031575 | 0.033358
Program Specific1-in-10Size: 20 kW to 199.99 kWSouth of Lugo2026Typical Event Day | Program Specific | 1-in-10 | Size: 20 kW to 199.99 kW | South of Lugo | 2026 | Typical Event Day | 8 | 15.2938 | 14.4611 | 13.9641 | 13.7997 | 14.1983 | 16.0169 | 18.4361 | 21.1393 | 25.4393 | 28.792 | 31.6969 | 33.4603 | 34.1081 | 34.8256 | 35.057 | 34.7173 | 33.6026 | 31.1881 | 27.6424 | 25.8393 | 24.8145 | 22.5882 | 19.9295 | 17.1772 | 0 | 0 | 0 | 0 | 0 | 0 | 0 | 0 | 0 | 0 | 0 | 0 | 0 | 0 | 0.3342 | 0.33587 | 0.33364 | 0.23962 | 0 | 0 | 0 | 0 | 0 | 0 | 69.9154 | 69.3027 | 69.0281 | 68.8274 | 68.1818 | 67.7691 | 67.6025 | 68.0487 | 70.5121 | 74.5472 | 78.6685 | 82.0814 | 84.4052 | 85.9597 | 86.943 | 87.4897 | 88.3832 | 87.7696 | 86.7453 | 84.0436 | 79.9296 | 76.1636 | 73.7777 | 72.3013 | 0.035256 | 0.035911 | 0.033989 | 0.029469 | 0.030153 | 0.032968 | 0.039141 | 0.046734 | 0.056171 | 0.061949 | 0.06596 | 0.068986 | 0.070402 | 0.071174 | 0.0701 | 0.065065 | 0.059905 | 0.055333 | 0.048531 | 0.046283 | 0.046073 | 0.041793 | 0.039754 | 0.04015
Program Specific1-in-2Size: 20 kW to 199.99 kWSouth of Lugo2015January Monthly Peak | Program Specific | 1-in-2 | Size: 20 kW to 199.99 kW | South of Lugo | 2015 | January Monthly Peak | 1
Program Specific1-in-2Size: 20 kW to 199.99 kWSouth of Lugo2015February Monthly Peak | Program Specific | 1-in-2 | Size: 20 kW to 199.99 kW | South of Lugo | 2015 | February Monthly Peak | 2
Program Specific1-in-2Size: 20 kW to 199.99 kWSouth of Lugo2015March Monthly Peak | Program Specific | 1-in-2 | Size: 20 kW to 199.99 kW | South of Lugo | 2015 | March Monthly Peak | 3
Program Specific1-in-2Size: 20 kW to 199.99 kWSouth of Lugo2015April Monthly Peak | Program Specific | 1-in-2 | Size: 20 kW to 199.99 kW | South of Lugo | 2015 | April Monthly Peak | 4
Program Specific1-in-2Size: 20 kW to 199.99 kWSouth of Lugo2015May Monthly Peak | Program Specific | 1-in-2 | Size: 20 kW to 199.99 kW | South of Lugo | 2015 | May Monthly Peak | 5
Program Specific1-in-2Size: 20 kW to 199.99 kWSouth of Lugo2015June Monthly Peak | Program Specific | 1-in-2 | Size: 20 kW to 199.99 kW | South of Lugo | 2015 | June Monthly Peak | 6
Program Specific1-in-2Size: 20 kW to 199.99 kWSouth of Lugo2015July Monthly Peak | Program Specific | 1-in-2 | Size: 20 kW to 199.99 kW | South of Lugo | 2015 | July Monthly Peak | 7
Program Specific1-in-2Size: 20 kW to 199.99 kWSouth of Lugo2015August Monthly Peak | Program Specific | 1-in-2 | Size: 20 kW to 199.99 kW | South of Lugo | 2015 | August Monthly Peak | 8
Program Specific1-in-2Size: 20 kW to 199.99 kWSouth of Lugo2015September Monthly Peak | Program Specific | 1-in-2 | Size: 20 kW to 199.99 kW | South of Lugo | 2015 | September Monthly Peak | 9
Program Specific1-in-2Size: 20 kW to 199.99 kWSouth of Lugo2015October Monthly Peak | Program Specific | 1-in-2 | Size: 20 kW to 199.99 kW | South of Lugo | 2015 | October Monthly Peak | 10
Program Specific1-in-2Size: 20 kW to 199.99 kWSouth of Lugo2015November Monthly Peak | Program Specific | 1-in-2 | Size: 20 kW to 199.99 kW | South of Lugo | 2015 | November Monthly Peak | 11
Program Specific1-in-2Size: 20 kW to 199.99 kWSouth of Lugo2015December Monthly Peak | Program Specific | 1-in-2 | Size: 20 kW to 199.99 kW | South of Lugo | 2015 | December Monthly Peak | 12
Program Specific1-in-2Size: 20 kW to 199.99 kWSouth of Lugo2015Typical Event Day | Program Specific | 1-in-2 | Size: 20 kW to 199.99 kW | South of Lugo | 2015 | Typical Event Day | 8
Program Specific1-in-2Size: 20 kW to 199.99 kWSouth of Lugo2016January Monthly Peak | Program Specific | 1-in-2 | Size: 20 kW to 199.99 kW | South of Lugo | 2016 | January Monthly Peak | 1
Program Specific1-in-2Size: 20 kW to 199.99 kWSouth of Lugo2016February Monthly Peak | Program Specific | 1-in-2 | Size: 20 kW to 199.99 kW | South of Lugo | 2016 | February Monthly Peak | 2
Program Specific1-in-2Size: 20 kW to 199.99 kWSouth of Lugo2016March Monthly Peak | Program Specific | 1-in-2 | Size: 20 kW to 199.99 kW | South of Lugo | 2016 | March Monthly Peak | 3
Program Specific1-in-2Size: 20 kW to 199.99 kWSouth of Lugo2016April Monthly Peak | Program Specific | 1-in-2 | Size: 20 kW to 199.99 kW | South of Lugo | 2016 | April Monthly Peak | 4
Program Specific1-in-2Size: 20 kW to 199.99 kWSouth of Lugo2016May Monthly Peak | Program Specific | 1-in-2 | Size: 20 kW to 199.99 kW | South of Lugo | 2016 | May Monthly Peak | 5
Program Specific1-in-2Size: 20 kW to 199.99 kWSouth of Lugo2016June Monthly Peak | Program Specific | 1-in-2 | Size: 20 kW to 199.99 kW | South of Lugo | 2016 | June Monthly Peak | 6
Program Specific1-in-2Size: 20 kW to 199.99 kWSouth of Lugo2016July Monthly Peak | Program Specific | 1-in-2 | Size: 20 kW to 199.99 kW | South of Lugo | 2016 | July Monthly Peak | 7
Program Specific1-in-2Size: 20 kW to 199.99 kWSouth of Lugo2016August Monthly Peak | Program Specific | 1-in-2 | Size: 20 kW to 199.99 kW | South of Lugo | 2016 | August Monthly Peak | 8
Program Specific1-in-2Size: 20 kW to 199.99 kWSouth of Lugo2016September Monthly Peak | Program Specific | 1-in-2 | Size: 20 kW to 199.99 kW | South of Lugo | 2016 | September Monthly Peak | 9
Program Specific1-in-2Size: 20 kW to 199.99 kWSouth of Lugo2016October Monthly Peak | Program Specific | 1-in-2 | Size: 20 kW to 199.99 kW | South of Lugo | 2016 | October Monthly Peak | 10
Program Specific1-in-2Size: 20 kW to 199.99 kWSouth of Lugo2016November Monthly Peak | Program Specific | 1-in-2 | Size: 20 kW to 199.99 kW | South of Lugo | 2016 | November Monthly Peak | 11
Program Specific1-in-2Size: 20 kW to 199.99 kWSouth of Lugo2016December Monthly Peak | Program Specific | 1-in-2 | Size: 20 kW to 199.99 kW | South of Lugo | 2016 | December Monthly Peak | 12
Program Specific1-in-2Size: 20 kW to 199.99 kWSouth of Lugo2016Typical Event Day | Program Specific | 1-in-2 | Size: 20 kW to 199.99 kW | South of Lugo | 2016 | Typical Event Day | 8
Program Specific1-in-2Size: 20 kW to 199.99 kWSouth of Lugo2017January Monthly Peak | Program Specific | 1-in-2 | Size: 20 kW to 199.99 kW | South of Lugo | 2017 | January Monthly Peak | 1
Program Specific1-in-2Size: 20 kW to 199.99 kWSouth of Lugo2017February Monthly Peak | Program Specific | 1-in-2 | Size: 20 kW to 199.99 kW | South of Lugo | 2017 | February Monthly Peak | 2
Program Specific1-in-2Size: 20 kW to 199.99 kWSouth of Lugo2017March Monthly Peak | Program Specific | 1-in-2 | Size: 20 kW to 199.99 kW | South of Lugo | 2017 | March Monthly Peak | 3
Program Specific1-in-2Size: 20 kW to 199.99 kWSouth of Lugo2017April Monthly Peak | Program Specific | 1-in-2 | Size: 20 kW to 199.99 kW | South of Lugo | 2017 | April Monthly Peak | 4
Program Specific1-in-2Size: 20 kW to 199.99 kWSouth of Lugo2017May Monthly Peak | Program Specific | 1-in-2 | Size: 20 kW to 199.99 kW | South of Lugo | 2017 | May Monthly Peak | 5
Program Specific1-in-2Size: 20 kW to 199.99 kWSouth of Lugo2017June Monthly Peak | Program Specific | 1-in-2 | Size: 20 kW to 199.99 kW | South of Lugo | 2017 | June Monthly Peak | 6
Program Specific1-in-2Size: 20 kW to 199.99 kWSouth of Lugo2017July Monthly Peak | Program Specific | 1-in-2 | Size: 20 kW to 199.99 kW | South of Lugo | 2017 | July Monthly Peak | 7
Program Specific1-in-2Size: 20 kW to 199.99 kWSouth of Lugo2017August Monthly Peak | Program Specific | 1-in-2 | Size: 20 kW to 199.99 kW | South of Lugo | 2017 | August Monthly Peak | 8
Program Specific1-in-2Size: 20 kW to 199.99 kWSouth of Lugo2017September Monthly Peak | Program Specific | 1-in-2 | Size: 20 kW to 199.99 kW | South of Lugo | 2017 | September Monthly Peak | 9
Program Specific1-in-2Size: 20 kW to 199.99 kWSouth of Lugo2017October Monthly Peak | Program Specific | 1-in-2 | Size: 20 kW to 199.99 kW | South of Lugo | 2017 | October Monthly Peak | 10
Program Specific1-in-2Size: 20 kW to 199.99 kWSouth of Lugo2017November Monthly Peak | Program Specific | 1-in-2 | Size: 20 kW to 199.99 kW | South of Lugo | 2017 | November Monthly Peak | 11
Program Specific1-in-2Size: 20 kW to 199.99 kWSouth of Lugo2017December Monthly Peak | Program Specific | 1-in-2 | Size: 20 kW to 199.99 kW | South of Lugo | 2017 | December Monthly Peak | 12
Program Specific1-in-2Size: 20 kW to 199.99 kWSouth of Lugo2017Typical Event Day | Program Specific | 1-in-2 | Size: 20 kW to 199.99 kW | South of Lugo | 2017 | Typical Event Day | 8
Program Specific1-in-2Size: 20 kW to 199.99 kWSouth of Lugo2018January Monthly Peak | Program Specific | 1-in-2 | Size: 20 kW to 199.99 kW | South of Lugo | 2018 | January Monthly Peak | 1
Program Specific1-in-2Size: 20 kW to 199.99 kWSouth of Lugo2018February Monthly Peak | Program Specific | 1-in-2 | Size: 20 kW to 199.99 kW | South of Lugo | 2018 | February Monthly Peak | 2
Program Specific1-in-2Size: 20 kW to 199.99 kWSouth of Lugo2018March Monthly Peak | Program Specific | 1-in-2 | Size: 20 kW to 199.99 kW | South of Lugo | 2018 | March Monthly Peak | 3
Program Specific1-in-2Size: 20 kW to 199.99 kWSouth of Lugo2018April Monthly Peak | Program Specific | 1-in-2 | Size: 20 kW to 199.99 kW | South of Lugo | 2018 | April Monthly Peak | 4 | 13.3229 | 12.7792 | 12.3354 | 12.2061 | 12.5425 | 13.6986 | 15.5914 | 17.193 | 20.223 | 22.7518 | 24.8155 | 26.2706 | 26.9062 | 27.729 | 28.0466 | 27.702 | 26.8214 | 24.8534 | 22.2116 | 21.4038 | 20.6473 | 18.922 | 16.711 | 14.5909 | 0 | 0 | 0 | 0 | 0 | 0 | 0 | 0 | 0 | 0 | 0 | 0 | 0 | 0 | 0.26737 | 0.268 | 0.26631 | 0.19095 | 0 | 0 | 0 | 0 | 0 | 0 | 61.9066 | 61.4621 | 60.7114 | 59.6677 | 58.8938 | 58.096 | 57.6225 | 57.8175 | 59.5336 | 62.785 | 65.7957 | 68.8898 | 71.2624 | 72.9923 | 73.6054 | 73.7406 | 73.9766 | 73.1252 | 72.3109 | 70.4717 | 67.1391 | 65.7658 | 64.2298 | 61.7657 | 0.030712 | 0.031734 | 0.030025 | 0.026066 | 0.026637 | 0.028196 | 0.033102 | 0.03801 | 0.044653 | 0.048953 | 0.05164 | 0.054162 | 0.055537 | 0.056671 | 0.056082 | 0.051918 | 0.047816 | 0.044095 | 0.038996 | 0.038338 | 0.038336 | 0.035009 | 0.033334 | 0.034104
Program Specific1-in-2Size: 20 kW to 199.99 kWSouth of Lugo2018May Monthly Peak | Program Specific | 1-in-2 | Size: 20 kW to 199.99 kW | South of Lugo | 2018 | May Monthly Peak | 5 | 13.2002 | 12.684 | 12.3214 | 12.2441 | 12.6038 | 13.8043 | 15.4402 | 17.3955 | 20.3125 | 22.6453 | 24.3599 | 25.606 | 26.1781 | 26.7779 | 27.0277 | 26.5993 | 25.7592 | 23.9271 | 21.6034 | 20.5401 | 20.3356 | 18.691 | 16.4629 | 14.4059 | 0 | 0 | 0 | 0 | 0 | 0 | 0 | 0 | 0 | 0 | 0 | 0 | 0 | 0 | 0.25766 | 0.25733 | 0.25576 | 0.18383 | 0 | 0 | 0 | 0 | 0 | 0 | 59.4489 | 59.4995 | 59.504 | 58.9642 | 58.4734 | 58.4853 | 58.7531 | 59.3144 | 60.0356 | 61.6056 | 64.3622 | 67.2238 | 69.5136 | 70.2762 | 70.082 | 71.0459 | 71.1241 | 70.0666 | 68.1408 | 65.5601 | 62.9302 | 60.8461 | 60.3502 | 60.0426 | 0.03043 | 0.031498 | 0.029991 | 0.026147 | 0.026767 | 0.028414 | 0.032781 | 0.038458 | 0.044851 | 0.048724 | 0.050692 | 0.052792 | 0.054034 | 0.054727 | 0.054045 | 0.049851 | 0.045922 | 0.042451 | 0.037929 | 0.036791 | 0.037757 | 0.034582 | 0.032839 | 0.033672
Program Specific1-in-2Size: 20 kW to 199.99 kWSouth of Lugo2018June Monthly Peak | Program Specific | 1-in-2 | Size: 20 kW to 199.99 kW | South of Lugo | 2018 | June Monthly Peak | 6 | 13.9897 | 13.3988 | 12.9955 | 12.8642 | 13.233 | 14.5175 | 16.4733 | 18.8414 | 22.4075 | 25.4135 | 27.6764 | 29.2291 | 29.761 | 30.4002 | 30.5773 | 30.1345 | 29.1302 | 26.9948 | 24.1642 | 22.3946 | 21.8771 | 20.201 | 17.7137 | 15.3861 | 0 | 0 | 0 | 0 | 0 | 0 | 0 | 0 | 0 | 0 | 0 | 0 | 0 | 0 | 0.2915 | 0.29154 | 0.28923 | 0.2074 | 0 | 0 | 0 | 0 | 0 | 0 | 63.0189 | 62.9066 | 62.4162 | 61.8621 | 61.6842 | 61.2508 | 60.8545 | 61.3619 | 63.2682 | 67.3624 | 71.6544 | 75.1598 | 75.3579 | 75.1751 | 76.4651 | 76.8681 | 78.2198 | 78.5593 | 78.581 | 74.8426 | 70.6675 | 67.1579 | 65.7295 | 64.5528 | 0.032249 | 0.033273 | 0.031632 | 0.027471 | 0.028103 | 0.029882 | 0.034974 | 0.041654 | 0.049477 | 0.05468 | 0.057593 | 0.060262 | 0.061429 | 0.06213 | 0.061142 | 0.056476 | 0.051932 | 0.047894 | 0.042425 | 0.040113 | 0.040619 | 0.037376 | 0.035334 | 0.035963
Program Specific1-in-2Size: 20 kW to 199.99 kWSouth of Lugo2018July Monthly Peak | Program Specific | 1-in-2 | Size: 20 kW to 199.99 kW | South of Lugo | 2018 | July Monthly Peak | 7 | 14.9758 | 14.1497 | 13.6825 | 13.5143 | 13.9754 | 15.6334 | 17.7854 | 20.4606 | 24.404 | 27.56 | 30.1366 | 31.8313 | 32.4391 | 33.156 | 33.36 | 32.9704 | 31.9344 | 29.7006 | 26.4997 | 24.507 | 23.8636 | 21.9932 | 19.3507 | 16.7929 | 0 | 0 | 0 | 0 | 0 | 0 | 0 | 0 | 0 | 0 | 0 | 0 | 0 | 0 | 0.31803 | 0.31897 | 0.31708 | 0.22819 | 0 | 0 | 0 | 0 | 0 | 0 | 69.4902 | 68.7899 | 68.4916 | 68.3539 | 67.95 | 67.1654 | 67.0918 | 67.984 | 70.573 | 73.199 | 75.6296 | 78.9572 | 80.3657 | 80.6231 | 81.4823 | 81.8667 | 82.4386 | 82.8026 | 83.4324 | 81.7224 | 78.4484 | 74.2558 | 72.1179 | 71.2872 | 0.034523 | 0.035137 | 0.033304 | 0.028859 | 0.02968 | 0.032179 | 0.03776 | 0.045234 | 0.053885 | 0.059298 | 0.062713 | 0.065627 | 0.066957 | 0.067762 | 0.066707 | 0.061791 | 0.056931 | 0.052694 | 0.046525 | 0.043896 | 0.044307 | 0.040692 | 0.038599 | 0.039251
Program Specific1-in-2Size: 20 kW to 199.99 kWSouth of Lugo2018August Monthly Peak | Program Specific | 1-in-2 | Size: 20 kW to 199.99 kW | South of Lugo | 2018 | August Monthly Peak | 8 | 15.178 | 14.3532 | 13.8643 | 13.704 | 14.0936 | 15.8879 | 18.2689 | 20.9002 | 25.0976 | 28.3738 | 31.2196 | 32.9599 | 33.6049 | 34.3371 | 34.595 | 34.2703 | 33.1931 | 30.8102 | 27.3172 | 25.5509 | 24.5621 | 22.3688 | 19.7384 | 17.0208 | 0 | 0 | 0 | 0 | 0 | 0 | 0 | 0 | 0 | 0 | 0 | 0 | 0 | 0 | 0.3298 | 0.33155 | 0.32957 | 0.23672 | 0 | 0 | 0 | 0 | 0 | 0 | 69.7822 | 68.5225 | 68.0537 | 68.3872 | 68.3116 | 67.5344 | 67.244 | 67.2631 | 69.1812 | 73.3353 | 77.8423 | 82.2447 | 84.1677 | 84.49 | 84.8207 | 84.9443 | 86.3886 | 87.7238 | 86.9909 | 81.7153 | 76.3216 | 73.7175 | 72.3983 | 71.1927 | 0.034989 | 0.035643 | 0.033746 | 0.029264 | 0.029931 | 0.032702 | 0.038786 | 0.046206 | 0.055416 | 0.061049 | 0.064967 | 0.067954 | 0.069363 | 0.070176 | 0.069176 | 0.064227 | 0.059175 | 0.054663 | 0.04796 | 0.045766 | 0.045604 | 0.041387 | 0.039373 | 0.039784
Program Specific1-in-2Size: 20 kW to 199.99 kWSouth of Lugo2018September Monthly Peak | Program Specific | 1-in-2 | Size: 20 kW to 199.99 kW | South of Lugo | 2018 | September Monthly Peak | 9 | 15.1826 | 14.4216 | 13.9469 | 13.798 | 14.2122 | 15.9419 | 18.6732 | 20.7877 | 25.2314 | 28.4284 | 30.8776 | 32.7603 | 33.3238 | 34.0768 | 34.1978 | 33.5593 | 32.2261 | 29.623 | 26.0286 | 24.9752 | 23.6646 | 21.6968 | 18.9744 | 16.5012 | 0 | 0 | 0 | 0 | 0 | 0 | 0 | 0 | 0 | 0 | 0 | 0 | 0 | 0 | 0.32601 | 0.32467 | 0.31997 | 0.2276 | 0 | 0 | 0 | 0 | 0 | 0 | 69.8625 | 69.2022 | 68.6876 | 68.3201 | 67.7731 | 67.44 | 67.1774 | 67.0705 | 68.9704 | 72.9985 | 77.0958 | 81.8121 | 85.1146 | 86.5832 | 87.4912 | 88.2494 | 88.5325 | 87.35 | 86.7007 | 84.6405 | 80.8055 | 77.5378 | 75.7075 | 74.754 | 0.034999 | 0.035813 | 0.033947 | 0.029465 | 0.030183 | 0.032814 | 0.039645 | 0.045957 | 0.055712 | 0.061167 | 0.064255 | 0.067542 | 0.068783 | 0.069644 | 0.068382 | 0.062895 | 0.057451 | 0.052557 | 0.045698 | 0.044735 | 0.043938 | 0.040143 | 0.037848 | 0.03857
Program Specific1-in-2Size: 20 kW to 199.99 kWSouth of Lugo2018October Monthly Peak | Program Specific | 1-in-2 | Size: 20 kW to 199.99 kW | South of Lugo | 2018 | October Monthly Peak | 10 | 14.0076 | 13.3502 | 12.9213 | 12.7583 | 13.1185 | 14.5964 | 17.1406 | 18.5287 | 21.8621 | 24.66 | 26.7082 | 28.3276 | 28.9969 | 29.9132 | 30.2929 | 29.7676 | 28.6899 | 26.2652 | 24.0601 | 22.8382 | 21.5813 | 19.9013 | 17.3815 | 15.257 | 0 | 0 | 0 | 0 | 0 | 0 | 0 | 0 | 0 | 0 | 0 | 0 | 0 | 0 | 0.28879 | 0.28799 | 0.28486 | 0.2018 | 0 | 0 | 0 | 0 | 0 | 0 | 64.1463 | 63.7329 | 63.4535 | 62.4339 | 61.8871 | 61.2422 | 60.7217 | 60.6542 | 61.488 | 64.5863 | 68.643 | 74.194 | 80.2709 | 83.0443 | 81.8202 | 81.4269 | 81.7706 | 80.5675 | 77.808 | 73.9649 | 71.7746 | 70.1898 | 68.4866 | 66.8303 | 0.032291 | 0.033152 | 0.031451 | 0.027245 | 0.02786 | 0.030044 | 0.036391 | 0.040963 | 0.048272 | 0.053059 | 0.055579 | 0.058403 | 0.059852 | 0.061134 | 0.060574 | 0.055789 | 0.051147 | 0.046599 | 0.042242 | 0.040907 | 0.04007 | 0.036821 | 0.034671 | 0.035661
Program Specific1-in-2Size: 20 kW to 199.99 kWSouth of Lugo2018November Monthly Peak | Program Specific | 1-in-2 | Size: 20 kW to 199.99 kW | South of Lugo | 2018 | November Monthly Peak | 11 | 12.7956 | 12.2843 | 12.013 | 12.0166 | 12.3039 | 13.8598 | 15.5176 | 17.1841 | 20.0372 | 22.3866 | 23.8538 | 25.0538 | 25.5643 | 26.1906 | 26.2416 | 25.583 | 24.4569 | 23.5283 | 21.5814 | 20.2999 | 19.1726 | 17.5121 | 15.5151 | 13.8184 | 0 | 0 | 0 | 0 | 0 | 0 | 0 | 0 | 0 | 0 | 0 | 0 | 0 | 0 | 0.25017 | 0.2475 | 0.24283 | 0.18077 | 0 | 0 | 0 | 0 | 0 | 0 | 59.2323 | 58.2359 | 57.45 | 56.637 | 55.4567 | 54.6168 | 54.1874 | 54.5715 | 56.7761 | 59.9021 | 64.5144 | 68.7203 | 71.8081 | 73.5798 | 74.829 | 74.2437 | 72.0978 | 69.3938 | 66.9737 | 65.9312 | 64.7879 | 64.6094 | 64.0338 | 64.7273 | 0.029497 | 0.030505 | 0.02924 | 0.025661 | 0.02613 | 0.028528 | 0.032945 | 0.03799 | 0.044243 | 0.048167 | 0.049639 | 0.051654 | 0.052767 | 0.053526 | 0.052473 | 0.047946 | 0.0436 | 0.041744 | 0.03789 | 0.036361 | 0.035597 | 0.032401 | 0.030948 | 0.032299
Program Specific1-in-2Size: 20 kW to 199.99 kWSouth of Lugo2018December Monthly Peak | Program Specific | 1-in-2 | Size: 20 kW to 199.99 kW | South of Lugo | 2018 | December Monthly Peak | 12 | 12.8596 | 12.3592 | 12.1288 | 12.2027 | 12.5182 | 14.2188 | 16.6702 | 18.0075 | 20.381 | 21.7659 | 22.4129 | 22.925 | 22.9466 | 23.3549 | 23.4187 | 22.9073 | 22.2493 | 21.942 | 20.6192 | 19.6988 | 18.8021 | 17.3843 | 15.6309 | 14.0124 | 0 | 0 | 0 | 0 | 0 | 0 | 0 | 0 | 0 | 0 | 0 | 0 | 0 | 0 | 0.22325 | 0.22162 | 0.22091 | 0.16858 | 0 | 0 | 0 | 0 | 0 | 0 | 52.4415 | 51.1726 | 50.1994 | 49.4347 | 48.9573 | 47.927 | 48.166 | 48.3236 | 48.844 | 52.4886 | 57.0149 | 59.9981 | 61.7211 | 62.8494 | 63.2623 | 63.6455 | 62.8108 | 60.6842 | 58.6069 | 57.0209 | 55.2282 | 53.2187 | 51.3452 | 49.9246 | 0.029644 | 0.030691 | 0.029522 | 0.026058 | 0.026585 | 0.029267 | 0.035392 | 0.039811 | 0.045002 | 0.046832 | 0.04664 | 0.047265 | 0.047364 | 0.047731 | 0.046828 | 0.042932 | 0.039665 | 0.038929 | 0.036201 | 0.035284 | 0.03491 | 0.032164 | 0.031179 | 0.032752
Program Specific1-in-2Size: 20 kW to 199.99 kWSouth of Lugo2018Typical Event Day | Program Specific | 1-in-2 | Size: 20 kW to 199.99 kW | South of Lugo | 2018 | Typical Event Day | 8 | 14.9487 | 14.1411 | 13.6692 | 13.518 | 13.8902 | 15.6394 | 17.9481 | 20.4395 | 24.4296 | 27.5416 | 30.2575 | 31.937 | 32.5663 | 33.321 | 33.6303 | 33.3353 | 32.335 | 30.0249 | 26.6503 | 24.9633 | 24.049 | 21.9254 | 19.3567 | 16.7099 | 0 | 0 | 0 | 0 | 0 | 0 | 0 | 0 | 0 | 0 | 0 | 0 | 0 | 0 | 0.3206 | 0.3225 | 0.32105 | 0.23068 | 0 | 0 | 0 | 0 | 0 | 0 | 68.0385 | 67.3553 | 66.9122 | 66.7308 | 66.4297 | 65.8477 | 65.5919 | 65.9199 | 67.9982 | 71.7238 | 75.5555 | 79.5434 | 81.2515 | 81.7178 | 82.5648 | 82.9821 | 83.8949 | 84.1089 | 83.9263 | 80.7302 | 76.5608 | 73.1672 | 71.4883 | 70.4467 | 0.03446 | 0.035116 | 0.033271 | 0.028867 | 0.029499 | 0.032191 | 0.038105 | 0.045187 | 0.053941 | 0.059259 | 0.062965 | 0.065845 | 0.06722 | 0.068099 | 0.067247 | 0.062475 | 0.057645 | 0.05327 | 0.046789 | 0.044714 | 0.044651 | 0.040566 | 0.038611 | 0.039057
Program Specific1-in-2Size: 20 kW to 199.99 kWSouth of Lugo2019January Monthly Peak | Program Specific | 1-in-2 | Size: 20 kW to 199.99 kW | South of Lugo | 2019 | January Monthly Peak | 1 | 13.0434 | 12.7307 | 12.5615 | 12.5996 | 12.9232 | 14.5292 | 17.1622 | 18.8122 | 20.932 | 21.8838 | 22.3475 | 22.2454 | 21.7872 | 22.0225 | 21.9773 | 21.2281 | 20.4129 | 20.5343 | 19.9615 | 19.2017 | 18.3645 | 17.0194 | 15.4566 | 13.8757 | 0 | 0 | 0 | 0 | 0 | 0 | 0 | 0 | 0 | 0 | 0 | 0 | 0 | 0 | 0.20951 | 0.20537 | 0.20268 | 0.15777 | 0 | 0 | 0 | 0 | 0 | 0 | 48.3073 | 47.2893 | 46.2027 | 45.8422 | 45.7604 | 46.0494 | 45.681 | 45.6971 | 46.5485 | 48.6995 | 52.452 | 55.3514 | 56.9748 | 58.2576 | 58.602 | 58.7098 | 58.6026 | 57.0015 | 55.5492 | 54.121 | 53.254 | 52.027 | 51.0058 | 49.6361 | 0.030068 | 0.031614 | 0.030575 | 0.026906 | 0.027445 | 0.029906 | 0.036437 | 0.04159 | 0.046219 | 0.047085 | 0.046504 | 0.045864 | 0.044971 | 0.045008 | 0.043946 | 0.039784 | 0.036391 | 0.036432 | 0.035046 | 0.034394 | 0.034097 | 0.031489 | 0.030832 | 0.032433
Program Specific1-in-2Size: 20 kW to 199.99 kWSouth of Lugo2019February Monthly Peak | Program Specific | 1-in-2 | Size: 20 kW to 199.99 kW | South of Lugo | 2019 | February Monthly Peak | 2 | 13.0998 | 12.6844 | 12.4023 | 12.401 | 12.6927 | 14.1044 | 16.3381 | 17.8944 | 20.0808 | 21.3914 | 22.3389 | 22.8049 | 22.8521 | 23.3421 | 23.4296 | 22.8623 | 21.991 | 20.9591 | 20.4448 | 19.5454 | 18.6342 | 17.3052 | 15.5866 | 13.9189 | 0 | 0 | 0 | 0 | 0 | 0 | 0 | 0 | 0 | 0 | 0 | 0 | 0 | 0 | 0.22336 | 0.22118 | 0.21835 | 0.16103 | 0 | 0 | 0 | 0 | 0 | 0 | 51.6789 | 51.3633 | 51.0679 | 50.7792 | 50.4572 | 49.9984 | 49.7333 | 49.6444 | 50.3886 | 52.586 | 54.3812 | 56.0448 | 56.6082 | 56.698 | 56.6325 | 55.5879 | 55.5381 | 55.2544 | 53.8928 | 52.9148 | 52.1246 | 51.8647 | 50.5467 | 49.2125 | 0.030198 | 0.031499 | 0.030188 | 0.026482 | 0.026956 | 0.029031 | 0.034687 | 0.03956 | 0.044339 | 0.046026 | 0.046486 | 0.047017 | 0.047169 | 0.047705 | 0.04685 | 0.042847 | 0.039204 | 0.037185 | 0.035895 | 0.035009 | 0.034598 | 0.032018 | 0.031091 | 0.032534
Program Specific1-in-2Size: 20 kW to 199.99 kWSouth of Lugo2019March Monthly Peak | Program Specific | 1-in-2 | Size: 20 kW to 199.99 kW | South of Lugo | 2019 | March Monthly Peak | 3 | 13.2219 | 12.8207 | 12.4606 | 12.412 | 12.7382 | 14.0544 | 16.5049 | 17.9916 | 20.2429 | 21.8246 | 22.7802 | 23.2221 | 23.179 | 23.7172 | 24.0237 | 23.6137 | 22.9755 | 21.8193 | 20.6065 | 20.2138 | 19.395 | 17.9892 | 16.1911 | 14.3547 | 0 | 0 | 0 | 0 | 0 | 0 | 0 | 0 | 0 | 0 | 0 | 0 | 0 | 0 | 0.22902 | 0.22845 | 0.22812 | 0.16764 | 0 | 0 | 0 | 0 | 0 | 0 | 51.7964 | 50.6299 | 49.3851 | 48.8288 | 48.5531 | 48.079 | 47.9218 | 48.2993 | 50.6865 | 52.9225 | 55.1415 | 57.0953 | 58.0699 | 59.0483 | 59.0861 | 59.57 | 59.2012 | 58.0583 | 56.4806 | 54.8685 | 54.2157 | 53.3249 | 52.3535 | 51.2829 | 0.03048 | 0.031837 | 0.03033 | 0.026505 | 0.027052 | 0.028929 | 0.035041 | 0.039775 | 0.044697 | 0.046958 | 0.047405 | 0.047877 | 0.047843 | 0.048471 | 0.048038 | 0.044256 | 0.040959 | 0.038712 | 0.036178 | 0.036207 | 0.03601 | 0.033284 | 0.032297 | 0.033552
Program Specific1-in-2Size: 20 kW to 199.99 kWSouth of Lugo2019April Monthly Peak | Program Specific | 1-in-2 | Size: 20 kW to 199.99 kW | South of Lugo | 2019 | April Monthly Peak | 4 | 13.3229 | 12.7792 | 12.3354 | 12.2061 | 12.5425 | 13.6986 | 15.5914 | 17.193 | 20.223 | 22.7518 | 24.8155 | 26.2706 | 26.9062 | 27.729 | 28.0466 | 27.702 | 26.8214 | 24.8534 | 22.2116 | 21.4038 | 20.6473 | 18.922 | 16.711 | 14.5909 | 0 | 0 | 0 | 0 | 0 | 0 | 0 | 0 | 0 | 0 | 0 | 0 | 0 | 0 | 0.26737 | 0.268 | 0.26631 | 0.19095 | 0 | 0 | 0 | 0 | 0 | 0 | 61.9066 | 61.4621 | 60.7114 | 59.6677 | 58.8938 | 58.096 | 57.6225 | 57.8175 | 59.5336 | 62.785 | 65.7957 | 68.8898 | 71.2624 | 72.9923 | 73.6054 | 73.7406 | 73.9766 | 73.1252 | 72.3109 | 70.4717 | 67.1391 | 65.7658 | 64.2298 | 61.7657 | 0.030712 | 0.031734 | 0.030025 | 0.026066 | 0.026637 | 0.028196 | 0.033102 | 0.03801 | 0.044653 | 0.048953 | 0.05164 | 0.054162 | 0.055537 | 0.056671 | 0.056082 | 0.051918 | 0.047816 | 0.044095 | 0.038996 | 0.038338 | 0.038336 | 0.035009 | 0.033334 | 0.034104
Program Specific1-in-2Size: 20 kW to 199.99 kWSouth of Lugo2019May Monthly Peak | Program Specific | 1-in-2 | Size: 20 kW to 199.99 kW | South of Lugo | 2019 | May Monthly Peak | 5 | 13.2002 | 12.684 | 12.3214 | 12.2441 | 12.6038 | 13.8043 | 15.4402 | 17.3955 | 20.3125 | 22.6453 | 24.3599 | 25.606 | 26.1781 | 26.7779 | 27.0277 | 26.5993 | 25.7592 | 23.9271 | 21.6034 | 20.5401 | 20.3356 | 18.691 | 16.4629 | 14.4059 | 0 | 0 | 0 | 0 | 0 | 0 | 0 | 0 | 0 | 0 | 0 | 0 | 0 | 0 | 0.25766 | 0.25733 | 0.25576 | 0.18383 | 0 | 0 | 0 | 0 | 0 | 0 | 59.4489 | 59.4995 | 59.504 | 58.9642 | 58.4734 | 58.4853 | 58.7531 | 59.3144 | 60.0356 | 61.6056 | 64.3622 | 67.2238 | 69.5136 | 70.2762 | 70.082 | 71.0459 | 71.1241 | 70.0666 | 68.1408 | 65.5601 | 62.9302 | 60.8461 | 60.3502 | 60.0426 | 0.03043 | 0.031498 | 0.029991 | 0.026147 | 0.026767 | 0.028414 | 0.032781 | 0.038458 | 0.044851 | 0.048724 | 0.050692 | 0.052792 | 0.054034 | 0.054727 | 0.054045 | 0.049851 | 0.045922 | 0.042451 | 0.037929 | 0.036791 | 0.037757 | 0.034582 | 0.032839 | 0.033672
Program Specific1-in-2Size: 20 kW to 199.99 kWSouth of Lugo2019June Monthly Peak | Program Specific | 1-in-2 | Size: 20 kW to 199.99 kW | South of Lugo | 2019 | June Monthly Peak | 6 | 13.9897 | 13.3988 | 12.9955 | 12.8642 | 13.233 | 14.5175 | 16.4733 | 18.8414 | 22.4075 | 25.4135 | 27.6764 | 29.2291 | 29.761 | 30.4002 | 30.5773 | 30.1345 | 29.1302 | 26.9948 | 24.1642 | 22.3946 | 21.8771 | 20.201 | 17.7137 | 15.3861 | 0 | 0 | 0 | 0 | 0 | 0 | 0 | 0 | 0 | 0 | 0 | 0 | 0 | 0 | 0.2915 | 0.29154 | 0.28923 | 0.2074 | 0 | 0 | 0 | 0 | 0 | 0 | 63.0189 | 62.9066 | 62.4161 | 61.8621 | 61.6842 | 61.2508 | 60.8545 | 61.3619 | 63.2682 | 67.3624 | 71.6544 | 75.1598 | 75.3579 | 75.1751 | 76.4651 | 76.8681 | 78.2198 | 78.5593 | 78.581 | 74.8426 | 70.6675 | 67.1579 | 65.7295 | 64.5528 | 0.032249 | 0.033273 | 0.031632 | 0.027471 | 0.028103 | 0.029882 | 0.034974 | 0.041654 | 0.049477 | 0.05468 | 0.057593 | 0.060262 | 0.061429 | 0.06213 | 0.061142 | 0.056476 | 0.051932 | 0.047894 | 0.042425 | 0.040113 | 0.040619 | 0.037376 | 0.035334 | 0.035963
Program Specific1-in-2Size: 20 kW to 199.99 kWSouth of Lugo2019July Monthly Peak | Program Specific | 1-in-2 | Size: 20 kW to 199.99 kW | South of Lugo | 2019 | July Monthly Peak | 7 | 14.9758 | 14.1497 | 13.6825 | 13.5143 | 13.9754 | 15.6334 | 17.7854 | 20.4606 | 24.404 | 27.56 | 30.1366 | 31.8313 | 32.4391 | 33.156 | 33.36 | 32.9704 | 31.9344 | 29.7006 | 26.4997 | 24.507 | 23.8636 | 21.9932 | 19.3507 | 16.7929 | 0 | 0 | 0 | 0 | 0 | 0 | 0 | 0 | 0 | 0 | 0 | 0 | 0 | 0 | 0.31803 | 0.31897 | 0.31708 | 0.22819 | 0 | 0 | 0 | 0 | 0 | 0 | 69.4902 | 68.7899 | 68.4916 | 68.3539 | 67.95 | 67.1654 | 67.0918 | 67.984 | 70.573 | 73.199 | 75.6296 | 78.9572 | 80.3657 | 80.6231 | 81.4823 | 81.8667 | 82.4386 | 82.8026 | 83.4324 | 81.7224 | 78.4484 | 74.2558 | 72.1179 | 71.2873 | 0.034523 | 0.035137 | 0.033304 | 0.028859 | 0.02968 | 0.032179 | 0.03776 | 0.045234 | 0.053885 | 0.059298 | 0.062713 | 0.065627 | 0.066957 | 0.067762 | 0.066707 | 0.061791 | 0.056931 | 0.052694 | 0.046525 | 0.043896 | 0.044307 | 0.040692 | 0.038599 | 0.039251
Program Specific1-in-2Size: 20 kW to 199.99 kWSouth of Lugo2019August Monthly Peak | Program Specific | 1-in-2 | Size: 20 kW to 199.99 kW | South of Lugo | 2019 | August Monthly Peak | 8 | 15.178 | 14.3532 | 13.8643 | 13.704 | 14.0936 | 15.8879 | 18.2689 | 20.9002 | 25.0976 | 28.3738 | 31.2196 | 32.9599 | 33.6049 | 34.3371 | 34.595 | 34.2703 | 33.1931 | 30.8102 | 27.3172 | 25.5509 | 24.5621 | 22.3688 | 19.7384 | 17.0208 | 0 | 0 | 0 | 0 | 0 | 0 | 0 | 0 | 0 | 0 | 0 | 0 | 0 | 0 | 0.3298 | 0.33155 | 0.32957 | 0.23672 | 0 | 0 | 0 | 0 | 0 | 0 | 69.7822 | 68.5225 | 68.0537 | 68.3872 | 68.3116 | 67.5344 | 67.244 | 67.2631 | 69.1812 | 73.3353 | 77.8423 | 82.2447 | 84.1677 | 84.49 | 84.8207 | 84.9443 | 86.3886 | 87.7238 | 86.9909 | 81.7153 | 76.3216 | 73.7175 | 72.3983 | 71.1927 | 0.034989 | 0.035643 | 0.033746 | 0.029264 | 0.029931 | 0.032702 | 0.038786 | 0.046206 | 0.055416 | 0.061049 | 0.064967 | 0.067954 | 0.069363 | 0.070176 | 0.069176 | 0.064227 | 0.059175 | 0.054663 | 0.04796 | 0.045766 | 0.045604 | 0.041387 | 0.039373 | 0.039784
Program Specific1-in-2Size: 20 kW to 199.99 kWSouth of Lugo2019September Monthly Peak | Program Specific | 1-in-2 | Size: 20 kW to 199.99 kW | South of Lugo | 2019 | September Monthly Peak | 9 | 15.1826 | 14.4216 | 13.9469 | 13.798 | 14.2122 | 15.9419 | 18.6732 | 20.7877 | 25.2314 | 28.4284 | 30.8776 | 32.7603 | 33.3238 | 34.0768 | 34.1978 | 33.5592 | 32.2261 | 29.623 | 26.0286 | 24.9752 | 23.6646 | 21.6968 | 18.9744 | 16.5012 | 0 | 0 | 0 | 0 | 0 | 0 | 0 | 0 | 0 | 0 | 0 | 0 | 0 | 0 | 0.32601 | 0.32467 | 0.31997 | 0.2276 | 0 | 0 | 0 | 0 | 0 | 0 | 69.8625 | 69.2022 | 68.6876 | 68.3201 | 67.7731 | 67.44 | 67.1774 | 67.0705 | 68.9704 | 72.9985 | 77.0958 | 81.8121 | 85.1146 | 86.5832 | 87.4912 | 88.2494 | 88.5325 | 87.35 | 86.7007 | 84.6405 | 80.8055 | 77.5378 | 75.7075 | 74.754 | 0.034999 | 0.035813 | 0.033947 | 0.029465 | 0.030183 | 0.032814 | 0.039645 | 0.045957 | 0.055712 | 0.061167 | 0.064255 | 0.067542 | 0.068783 | 0.069644 | 0.068382 | 0.062895 | 0.057451 | 0.052557 | 0.045698 | 0.044735 | 0.043938 | 0.040143 | 0.037848 | 0.03857
Program Specific1-in-2Size: 20 kW to 199.99 kWSouth of Lugo2019October Monthly Peak | Program Specific | 1-in-2 | Size: 20 kW to 199.99 kW | South of Lugo | 2019 | October Monthly Peak | 10 | 14.0076 | 13.3502 | 12.9213 | 12.7583 | 13.1185 | 14.5964 | 17.1406 | 18.5287 | 21.8621 | 24.66 | 26.7082 | 28.3276 | 28.9969 | 29.9132 | 30.2929 | 29.7676 | 28.6899 | 26.2652 | 24.0601 | 22.8382 | 21.5813 | 19.9013 | 17.3815 | 15.257 | 0 | 0 | 0 | 0 | 0 | 0 | 0 | 0 | 0 | 0 | 0 | 0 | 0 | 0 | 0.28879 | 0.28799 | 0.28486 | 0.2018 | 0 | 0 | 0 | 0 | 0 | 0 | 64.1464 | 63.7329 | 63.4535 | 62.4339 | 61.8871 | 61.2422 | 60.7217 | 60.6542 | 61.488 | 64.5863 | 68.643 | 74.194 | 80.2709 | 83.0443 | 81.8202 | 81.4269 | 81.7706 | 80.5675 | 77.808 | 73.9649 | 71.7746 | 70.1898 | 68.4866 | 66.8303 | 0.032291 | 0.033152 | 0.031451 | 0.027245 | 0.02786 | 0.030044 | 0.036391 | 0.040963 | 0.048272 | 0.053059 | 0.055579 | 0.058403 | 0.059852 | 0.061134 | 0.060574 | 0.055789 | 0.051147 | 0.046599 | 0.042242 | 0.040907 | 0.04007 | 0.036821 | 0.034671 | 0.035661
Program Specific1-in-2Size: 20 kW to 199.99 kWSouth of Lugo2019November Monthly Peak | Program Specific | 1-in-2 | Size: 20 kW to 199.99 kW | South of Lugo | 2019 | November Monthly Peak | 11 | 12.7956 | 12.2843 | 12.013 | 12.0166 | 12.3039 | 13.8598 | 15.5176 | 17.1841 | 20.0372 | 22.3866 | 23.8538 | 25.0538 | 25.5643 | 26.1906 | 26.2416 | 25.583 | 24.4569 | 23.5283 | 21.5814 | 20.2999 | 19.1726 | 17.5121 | 15.5151 | 13.8184 | 0 | 0 | 0 | 0 | 0 | 0 | 0 | 0 | 0 | 0 | 0 | 0 | 0 | 0 | 0.25017 | 0.2475 | 0.24283 | 0.18077 | 0 | 0 | 0 | 0 | 0 | 0 | 59.2323 | 58.2359 | 57.45 | 56.637 | 55.4567 | 54.6168 | 54.1874 | 54.5715 | 56.7761 | 59.9021 | 64.5144 | 68.7203 | 71.8081 | 73.5798 | 74.829 | 74.2437 | 72.0978 | 69.3938 | 66.9737 | 65.9312 | 64.7879 | 64.6094 | 64.0338 | 64.7273 | 0.029497 | 0.030505 | 0.02924 | 0.025661 | 0.02613 | 0.028528 | 0.032945 | 0.03799 | 0.044243 | 0.048167 | 0.049639 | 0.051654 | 0.052767 | 0.053526 | 0.052473 | 0.047946 | 0.0436 | 0.041744 | 0.03789 | 0.036361 | 0.035597 | 0.032401 | 0.030948 | 0.032299
Program Specific1-in-2Size: 20 kW to 199.99 kWSouth of Lugo2019December Monthly Peak | Program Specific | 1-in-2 | Size: 20 kW to 199.99 kW | South of Lugo | 2019 | December Monthly Peak | 12 | 12.8596 | 12.3592 | 12.1288 | 12.2027 | 12.5182 | 14.2188 | 16.6702 | 18.0075 | 20.381 | 21.7659 | 22.4129 | 22.925 | 22.9466 | 23.3549 | 23.4187 | 22.9073 | 22.2493 | 21.942 | 20.6192 | 19.6988 | 18.8021 | 17.3843 | 15.6309 | 14.0124 | 0 | 0 | 0 | 0 | 0 | 0 | 0 | 0 | 0 | 0 | 0 | 0 | 0 | 0 | 0.22325 | 0.22162 | 0.22091 | 0.16858 | 0 | 0 | 0 | 0 | 0 | 0 | 52.4415 | 51.1726 | 50.1994 | 49.4347 | 48.9573 | 47.927 | 48.166 | 48.3236 | 48.844 | 52.4886 | 57.0149 | 59.9981 | 61.7211 | 62.8494 | 63.2623 | 63.6455 | 62.8108 | 60.6842 | 58.6069 | 57.0209 | 55.2282 | 53.2187 | 51.3452 | 49.9246 | 0.029644 | 0.030691 | 0.029522 | 0.026058 | 0.026585 | 0.029267 | 0.035392 | 0.039811 | 0.045002 | 0.046832 | 0.04664 | 0.047265 | 0.047364 | 0.047731 | 0.046828 | 0.042932 | 0.039665 | 0.038929 | 0.036201 | 0.035284 | 0.03491 | 0.032165 | 0.031179 | 0.032752
Program Specific1-in-2Size: 20 kW to 199.99 kWSouth of Lugo2019Typical Event Day | Program Specific | 1-in-2 | Size: 20 kW to 199.99 kW | South of Lugo | 2019 | Typical Event Day | 8 | 14.9487 | 14.1411 | 13.6692 | 13.518 | 13.8902 | 15.6394 | 17.9481 | 20.4395 | 24.4296 | 27.5416 | 30.2575 | 31.937 | 32.5663 | 33.321 | 33.6303 | 33.3353 | 32.335 | 30.0249 | 26.6503 | 24.9633 | 24.049 | 21.9254 | 19.3567 | 16.7099 | 0 | 0 | 0 | 0 | 0 | 0 | 0 | 0 | 0 | 0 | 0 | 0 | 0 | 0 | 0.3206 | 0.3225 | 0.32105 | 0.23068 | 0 | 0 | 0 | 0 | 0 | 0 | 68.0385 | 67.3553 | 66.9122 | 66.7308 | 66.4297 | 65.8477 | 65.5919 | 65.9199 | 67.9982 | 71.7238 | 75.5555 | 79.5434 | 81.2515 | 81.7178 | 82.5648 | 82.9821 | 83.8949 | 84.1089 | 83.9263 | 80.7302 | 76.5608 | 73.1672 | 71.4883 | 70.4467 | 0.03446 | 0.035116 | 0.033271 | 0.028867 | 0.029499 | 0.032191 | 0.038105 | 0.045187 | 0.053941 | 0.059259 | 0.062965 | 0.065845 | 0.06722 | 0.068099 | 0.067247 | 0.062475 | 0.057645 | 0.05327 | 0.046789 | 0.044714 | 0.044651 | 0.040566 | 0.038611 | 0.039057
Program Specific1-in-2Size: 20 kW to 199.99 kWSouth of Lugo2020January Monthly Peak | Program Specific | 1-in-2 | Size: 20 kW to 199.99 kW | South of Lugo | 2020 | January Monthly Peak | 1 | 13.0434 | 12.7307 | 12.5615 | 12.5996 | 12.9232 | 14.5292 | 17.1622 | 18.8122 | 20.932 | 21.8838 | 22.3475 | 22.2454 | 21.7872 | 22.0225 | 21.9773 | 21.2281 | 20.4129 | 20.5343 | 19.9615 | 19.2017 | 18.3645 | 17.0194 | 15.4566 | 13.8757 | 0 | 0 | 0 | 0 | 0 | 0 | 0 | 0 | 0 | 0 | 0 | 0 | 0 | 0 | 0.20951 | 0.20537 | 0.20268 | 0.15777 | 0 | 0 | 0 | 0 | 0 | 0 | 48.3073 | 47.2893 | 46.2027 | 45.8422 | 45.7604 | 46.0494 | 45.681 | 45.6971 | 46.5485 | 48.6995 | 52.452 | 55.3514 | 56.9748 | 58.2576 | 58.602 | 58.7098 | 58.6026 | 57.0015 | 55.5492 | 54.121 | 53.254 | 52.027 | 51.0058 | 49.6361 | 0.030068 | 0.031614 | 0.030575 | 0.026906 | 0.027445 | 0.029906 | 0.036437 | 0.04159 | 0.046219 | 0.047085 | 0.046504 | 0.045864 | 0.044971 | 0.045008 | 0.043946 | 0.039784 | 0.036391 | 0.036432 | 0.035046 | 0.034394 | 0.034097 | 0.031489 | 0.030832 | 0.032433
Program Specific1-in-2Size: 20 kW to 199.99 kWSouth of Lugo2020February Monthly Peak | Program Specific | 1-in-2 | Size: 20 kW to 199.99 kW | South of Lugo | 2020 | February Monthly Peak | 2 | 13.0998 | 12.6844 | 12.4023 | 12.401 | 12.6927 | 14.1044 | 16.3381 | 17.8944 | 20.0808 | 21.3914 | 22.3389 | 22.8049 | 22.8521 | 23.3421 | 23.4296 | 22.8623 | 21.991 | 20.9591 | 20.4448 | 19.5454 | 18.6342 | 17.3052 | 15.5866 | 13.9189 | 0 | 0 | 0 | 0 | 0 | 0 | 0 | 0 | 0 | 0 | 0 | 0 | 0 | 0 | 0.22336 | 0.22118 | 0.21835 | 0.16103 | 0 | 0 | 0 | 0 | 0 | 0 | 51.6789 | 51.3633 | 51.0679 | 50.7792 | 50.4572 | 49.9984 | 49.7333 | 49.6444 | 50.3886 | 52.586 | 54.3812 | 56.0448 | 56.6081 | 56.698 | 56.6325 | 55.5879 | 55.5381 | 55.2544 | 53.8928 | 52.9148 | 52.1246 | 51.8647 | 50.5467 | 49.2125 | 0.030198 | 0.031499 | 0.030188 | 0.026482 | 0.026956 | 0.029031 | 0.034687 | 0.03956 | 0.044339 | 0.046026 | 0.046486 | 0.047017 | 0.047169 | 0.047705 | 0.04685 | 0.042847 | 0.039204 | 0.037185 | 0.035895 | 0.035009 | 0.034598 | 0.032018 | 0.031091 | 0.032534
Program Specific1-in-2Size: 20 kW to 199.99 kWSouth of Lugo2020March Monthly Peak | Program Specific | 1-in-2 | Size: 20 kW to 199.99 kW | South of Lugo | 2020 | March Monthly Peak | 3 | 13.2219 | 12.8207 | 12.4606 | 12.412 | 12.7382 | 14.0544 | 16.5049 | 17.9916 | 20.2429 | 21.8246 | 22.7802 | 23.2221 | 23.179 | 23.7172 | 24.0237 | 23.6137 | 22.9755 | 21.8193 | 20.6065 | 20.2138 | 19.395 | 17.9892 | 16.1911 | 14.3547 | 0 | 0 | 0 | 0 | 0 | 0 | 0 | 0 | 0 | 0 | 0 | 0 | 0 | 0 | 0.22902 | 0.22845 | 0.22812 | 0.16764 | 0 | 0 | 0 | 0 | 0 | 0 | 51.7964 | 50.6299 | 49.3851 | 48.8288 | 48.5531 | 48.079 | 47.9218 | 48.2993 | 50.6865 | 52.9225 | 55.1415 | 57.0953 | 58.0699 | 59.0483 | 59.0861 | 59.57 | 59.2011 | 58.0583 | 56.4806 | 54.8685 | 54.2157 | 53.3249 | 52.3535 | 51.2829 | 0.03048 | 0.031837 | 0.03033 | 0.026505 | 0.027052 | 0.028929 | 0.035041 | 0.039775 | 0.044697 | 0.046958 | 0.047405 | 0.047877 | 0.047843 | 0.048471 | 0.048038 | 0.044256 | 0.040959 | 0.038712 | 0.036178 | 0.036207 | 0.03601 | 0.033284 | 0.032297 | 0.033552
Program Specific1-in-2Size: 20 kW to 199.99 kWSouth of Lugo2020April Monthly Peak | Program Specific | 1-in-2 | Size: 20 kW to 199.99 kW | South of Lugo | 2020 | April Monthly Peak | 4 | 13.3229 | 12.7792 | 12.3354 | 12.2061 | 12.5425 | 13.6986 | 15.5914 | 17.193 | 20.223 | 22.7518 | 24.8155 | 26.2706 | 26.9062 | 27.729 | 28.0466 | 27.702 | 26.8214 | 24.8534 | 22.2116 | 21.4038 | 20.6473 | 18.922 | 16.711 | 14.5909 | 0 | 0 | 0 | 0 | 0 | 0 | 0 | 0 | 0 | 0 | 0 | 0 | 0 | 0 | 0.26737 | 0.268 | 0.26631 | 0.19095 | 0 | 0 | 0 | 0 | 0 | 0 | 61.9066 | 61.4621 | 60.7114 | 59.6677 | 58.8938 | 58.096 | 57.6225 | 57.8175 | 59.5336 | 62.785 | 65.7957 | 68.8898 | 71.2624 | 72.9923 | 73.6054 | 73.7406 | 73.9766 | 73.1252 | 72.3109 | 70.4717 | 67.1391 | 65.7658 | 64.2298 | 61.7657 | 0.030712 | 0.031734 | 0.030025 | 0.026066 | 0.026637 | 0.028196 | 0.033102 | 0.03801 | 0.044653 | 0.048953 | 0.05164 | 0.054162 | 0.055537 | 0.056671 | 0.056082 | 0.051918 | 0.047816 | 0.044095 | 0.038996 | 0.038338 | 0.038336 | 0.035009 | 0.033334 | 0.034104
Program Specific1-in-2Size: 20 kW to 199.99 kWSouth of Lugo2020May Monthly Peak | Program Specific | 1-in-2 | Size: 20 kW to 199.99 kW | South of Lugo | 2020 | May Monthly Peak | 5 | 13.2002 | 12.684 | 12.3214 | 12.2441 | 12.6038 | 13.8043 | 15.4402 | 17.3955 | 20.3125 | 22.6453 | 24.3599 | 25.606 | 26.1781 | 26.7779 | 27.0277 | 26.5993 | 25.7592 | 23.9271 | 21.6034 | 20.5401 | 20.3356 | 18.691 | 16.4629 | 14.4059 | 0 | 0 | 0 | 0 | 0 | 0 | 0 | 0 | 0 | 0 | 0 | 0 | 0 | 0 | 0.25766 | 0.25733 | 0.25576 | 0.18383 | 0 | 0 | 0 | 0 | 0 | 0 | 59.4489 | 59.4995 | 59.504 | 58.9642 | 58.4734 | 58.4853 | 58.7531 | 59.3144 | 60.0356 | 61.6056 | 64.3622 | 67.2238 | 69.5136 | 70.2762 | 70.082 | 71.0459 | 71.1241 | 70.0666 | 68.1408 | 65.5601 | 62.9302 | 60.8461 | 60.3502 | 60.0426 | 0.03043 | 0.031498 | 0.029991 | 0.026147 | 0.026767 | 0.028414 | 0.032781 | 0.038458 | 0.044851 | 0.048724 | 0.050692 | 0.052792 | 0.054034 | 0.054727 | 0.054045 | 0.049851 | 0.045922 | 0.042451 | 0.037929 | 0.036791 | 0.037757 | 0.034582 | 0.032839 | 0.033672
Program Specific1-in-2Size: 20 kW to 199.99 kWSouth of Lugo2020June Monthly Peak | Program Specific | 1-in-2 | Size: 20 kW to 199.99 kW | South of Lugo | 2020 | June Monthly Peak | 6 | 13.9897 | 13.3988 | 12.9955 | 12.8642 | 13.233 | 14.5175 | 16.4733 | 18.8414 | 22.4075 | 25.4135 | 27.6764 | 29.2291 | 29.761 | 30.4002 | 30.5773 | 30.1345 | 29.1302 | 26.9948 | 24.1642 | 22.3946 | 21.8771 | 20.201 | 17.7137 | 15.3861 | 0 | 0 | 0 | 0 | 0 | 0 | 0 | 0 | 0 | 0 | 0 | 0 | 0 | 0 | 0.2915 | 0.29154 | 0.28923 | 0.2074 | 0 | 0 | 0 | 0 | 0 | 0 | 63.0189 | 62.9066 | 62.4161 | 61.8621 | 61.6842 | 61.2508 | 60.8545 | 61.3619 | 63.2682 | 67.3624 | 71.6544 | 75.1598 | 75.3579 | 75.1751 | 76.4651 | 76.8681 | 78.2198 | 78.5593 | 78.581 | 74.8426 | 70.6675 | 67.1579 | 65.7295 | 64.5528 | 0.032249 | 0.033273 | 0.031632 | 0.027471 | 0.028103 | 0.029882 | 0.034974 | 0.041654 | 0.049477 | 0.05468 | 0.057593 | 0.060262 | 0.061429 | 0.06213 | 0.061142 | 0.056476 | 0.051932 | 0.047894 | 0.042425 | 0.040113 | 0.040619 | 0.037376 | 0.035334 | 0.035963
Program Specific1-in-2Size: 20 kW to 199.99 kWSouth of Lugo2020July Monthly Peak | Program Specific | 1-in-2 | Size: 20 kW to 199.99 kW | South of Lugo | 2020 | July Monthly Peak | 7 | 14.9758 | 14.1497 | 13.6825 | 13.5143 | 13.9754 | 15.6334 | 17.7854 | 20.4606 | 24.404 | 27.56 | 30.1366 | 31.8313 | 32.4391 | 33.156 | 33.36 | 32.9704 | 31.9344 | 29.7006 | 26.4997 | 24.507 | 23.8636 | 21.9932 | 19.3507 | 16.7929 | 0 | 0 | 0 | 0 | 0 | 0 | 0 | 0 | 0 | 0 | 0 | 0 | 0 | 0 | 0.31803 | 0.31897 | 0.31708 | 0.22819 | 0 | 0 | 0 | 0 | 0 | 0 | 69.4902 | 68.7899 | 68.4916 | 68.3539 | 67.95 | 67.1654 | 67.0918 | 67.984 | 70.573 | 73.199 | 75.6296 | 78.9572 | 80.3657 | 80.6231 | 81.4823 | 81.8667 | 82.4386 | 82.8026 | 83.4324 | 81.7224 | 78.4484 | 74.2558 | 72.1179 | 71.2873 | 0.034523 | 0.035137 | 0.033304 | 0.028859 | 0.02968 | 0.032179 | 0.03776 | 0.045234 | 0.053885 | 0.059298 | 0.062713 | 0.065627 | 0.066957 | 0.067762 | 0.066707 | 0.061791 | 0.056931 | 0.052694 | 0.046525 | 0.043896 | 0.044307 | 0.040692 | 0.038599 | 0.039251
Program Specific1-in-2Size: 20 kW to 199.99 kWSouth of Lugo2020August Monthly Peak | Program Specific | 1-in-2 | Size: 20 kW to 199.99 kW | South of Lugo | 2020 | August Monthly Peak | 8 | 15.178 | 14.3532 | 13.8643 | 13.704 | 14.0936 | 15.8879 | 18.2689 | 20.9002 | 25.0976 | 28.3738 | 31.2196 | 32.9599 | 33.6049 | 34.3371 | 34.595 | 34.2703 | 33.1931 | 30.8102 | 27.3172 | 25.5509 | 24.5621 | 22.3688 | 19.7384 | 17.0208 | 0 | 0 | 0 | 0 | 0 | 0 | 0 | 0 | 0 | 0 | 0 | 0 | 0 | 0 | 0.3298 | 0.33155 | 0.32957 | 0.23672 | 0 | 0 | 0 | 0 | 0 | 0 | 69.7822 | 68.5225 | 68.0537 | 68.3872 | 68.3116 | 67.5344 | 67.244 | 67.2631 | 69.1812 | 73.3353 | 77.8423 | 82.2447 | 84.1677 | 84.49 | 84.8207 | 84.9443 | 86.3886 | 87.7238 | 86.9909 | 81.7153 | 76.3216 | 73.7175 | 72.3983 | 71.1927 | 0.034989 | 0.035643 | 0.033746 | 0.029264 | 0.029931 | 0.032702 | 0.038786 | 0.046206 | 0.055416 | 0.061049 | 0.064967 | 0.067954 | 0.069363 | 0.070176 | 0.069176 | 0.064227 | 0.059175 | 0.054663 | 0.04796 | 0.045766 | 0.045604 | 0.041387 | 0.039373 | 0.039784
Program Specific1-in-2Size: 20 kW to 199.99 kWSouth of Lugo2020September Monthly Peak | Program Specific | 1-in-2 | Size: 20 kW to 199.99 kW | South of Lugo | 2020 | September Monthly Peak | 9 | 15.1826 | 14.4216 | 13.9469 | 13.798 | 14.2122 | 15.9419 | 18.6732 | 20.7877 | 25.2314 | 28.4284 | 30.8776 | 32.7603 | 33.3238 | 34.0768 | 34.1978 | 33.5592 | 32.2261 | 29.623 | 26.0286 | 24.9752 | 23.6646 | 21.6968 | 18.9744 | 16.5012 | 0 | 0 | 0 | 0 | 0 | 0 | 0 | 0 | 0 | 0 | 0 | 0 | 0 | 0 | 0.32601 | 0.32467 | 0.31997 | 0.2276 | 0 | 0 | 0 | 0 | 0 | 0 | 69.8625 | 69.2022 | 68.6876 | 68.3201 | 67.7731 | 67.44 | 67.1774 | 67.0705 | 68.9704 | 72.9985 | 77.0958 | 81.8121 | 85.1146 | 86.5832 | 87.4912 | 88.2494 | 88.5325 | 87.35 | 86.7007 | 84.6405 | 80.8055 | 77.5378 | 75.7075 | 74.754 | 0.034999 | 0.035813 | 0.033947 | 0.029465 | 0.030183 | 0.032814 | 0.039645 | 0.045957 | 0.055712 | 0.061167 | 0.064255 | 0.067542 | 0.068783 | 0.069644 | 0.068382 | 0.062895 | 0.057451 | 0.052557 | 0.045698 | 0.044735 | 0.043938 | 0.040143 | 0.037848 | 0.03857
Program Specific1-in-2Size: 20 kW to 199.99 kWSouth of Lugo2020October Monthly Peak | Program Specific | 1-in-2 | Size: 20 kW to 199.99 kW | South of Lugo | 2020 | October Monthly Peak | 10 | 14.0076 | 13.3502 | 12.9213 | 12.7583 | 13.1185 | 14.5964 | 17.1406 | 18.5287 | 21.8621 | 24.66 | 26.7082 | 28.3276 | 28.9969 | 29.9132 | 30.2929 | 29.7676 | 28.6899 | 26.2652 | 24.0601 | 22.8382 | 21.5813 | 19.9013 | 17.3815 | 15.257 | 0 | 0 | 0 | 0 | 0 | 0 | 0 | 0 | 0 | 0 | 0 | 0 | 0 | 0 | 0.28879 | 0.28799 | 0.28486 | 0.2018 | 0 | 0 | 0 | 0 | 0 | 0 | 64.1464 | 63.7329 | 63.4535 | 62.4339 | 61.8871 | 61.2422 | 60.7217 | 60.6542 | 61.488 | 64.5863 | 68.643 | 74.194 | 80.2709 | 83.0443 | 81.8202 | 81.4269 | 81.7706 | 80.5675 | 77.808 | 73.9649 | 71.7746 | 70.1898 | 68.4866 | 66.8303 | 0.032291 | 0.033152 | 0.031451 | 0.027245 | 0.02786 | 0.030044 | 0.036391 | 0.040963 | 0.048272 | 0.053059 | 0.055579 | 0.058403 | 0.059852 | 0.061134 | 0.060574 | 0.055789 | 0.051147 | 0.046599 | 0.042242 | 0.040907 | 0.04007 | 0.036821 | 0.034671 | 0.035661
Program Specific1-in-2Size: 20 kW to 199.99 kWSouth of Lugo2020November Monthly Peak | Program Specific | 1-in-2 | Size: 20 kW to 199.99 kW | South of Lugo | 2020 | November Monthly Peak | 11 | 12.7956 | 12.2843 | 12.013 | 12.0166 | 12.3039 | 13.8598 | 15.5176 | 17.1841 | 20.0372 | 22.3866 | 23.8538 | 25.0538 | 25.5643 | 26.1906 | 26.2416 | 25.583 | 24.4569 | 23.5283 | 21.5814 | 20.2999 | 19.1726 | 17.5121 | 15.5151 | 13.8184 | 0 | 0 | 0 | 0 | 0 | 0 | 0 | 0 | 0 | 0 | 0 | 0 | 0 | 0 | 0.25017 | 0.2475 | 0.24283 | 0.18077 | 0 | 0 | 0 | 0 | 0 | 0 | 59.2323 | 58.2359 | 57.45 | 56.637 | 55.4567 | 54.6168 | 54.1874 | 54.5715 | 56.7761 | 59.9021 | 64.5144 | 68.7203 | 71.8081 | 73.5798 | 74.829 | 74.2437 | 72.0978 | 69.3938 | 66.9737 | 65.9312 | 64.7879 | 64.6094 | 64.0338 | 64.7273 | 0.029497 | 0.030505 | 0.02924 | 0.025661 | 0.02613 | 0.028528 | 0.032945 | 0.03799 | 0.044243 | 0.048167 | 0.049639 | 0.051654 | 0.052767 | 0.053526 | 0.052473 | 0.047946 | 0.0436 | 0.041744 | 0.03789 | 0.036361 | 0.035597 | 0.032401 | 0.030948 | 0.032299
Program Specific1-in-2Size: 20 kW to 199.99 kWSouth of Lugo2020December Monthly Peak | Program Specific | 1-in-2 | Size: 20 kW to 199.99 kW | South of Lugo | 2020 | December Monthly Peak | 12 | 12.8596 | 12.3592 | 12.1288 | 12.2027 | 12.5182 | 14.2188 | 16.6702 | 18.0075 | 20.381 | 21.7659 | 22.4129 | 22.925 | 22.9466 | 23.3549 | 23.4187 | 22.9073 | 22.2493 | 21.942 | 20.6192 | 19.6988 | 18.8021 | 17.3843 | 15.6309 | 14.0124 | 0 | 0 | 0 | 0 | 0 | 0 | 0 | 0 | 0 | 0 | 0 | 0 | 0 | 0 | 0.22325 | 0.22162 | 0.22091 | 0.16858 | 0 | 0 | 0 | 0 | 0 | 0 | 52.4415 | 51.1726 | 50.1994 | 49.4347 | 48.9573 | 47.927 | 48.166 | 48.3236 | 48.844 | 52.4886 | 57.0149 | 59.9981 | 61.7211 | 62.8494 | 63.2623 | 63.6455 | 62.8108 | 60.6842 | 58.6069 | 57.0209 | 55.2282 | 53.2187 | 51.3452 | 49.9246 | 0.029644 | 0.030691 | 0.029522 | 0.026058 | 0.026585 | 0.029267 | 0.035392 | 0.039811 | 0.045002 | 0.046832 | 0.04664 | 0.047265 | 0.047364 | 0.047731 | 0.046828 | 0.042932 | 0.039665 | 0.038929 | 0.036201 | 0.035284 | 0.03491 | 0.032165 | 0.031179 | 0.032752
Program Specific1-in-2Size: 20 kW to 199.99 kWSouth of Lugo2020Typical Event Day | Program Specific | 1-in-2 | Size: 20 kW to 199.99 kW | South of Lugo | 2020 | Typical Event Day | 8 | 14.9487 | 14.1411 | 13.6692 | 13.518 | 13.8902 | 15.6394 | 17.9481 | 20.4395 | 24.4296 | 27.5416 | 30.2575 | 31.937 | 32.5663 | 33.321 | 33.6303 | 33.3353 | 32.335 | 30.0249 | 26.6503 | 24.9633 | 24.049 | 21.9254 | 19.3567 | 16.7099 | 0 | 0 | 0 | 0 | 0 | 0 | 0 | 0 | 0 | 0 | 0 | 0 | 0 | 0 | 0.3206 | 0.3225 | 0.32105 | 0.23068 | 0 | 0 | 0 | 0 | 0 | 0 | 68.0385 | 67.3553 | 66.9122 | 66.7308 | 66.4297 | 65.8477 | 65.5919 | 65.9199 | 67.9982 | 71.7238 | 75.5555 | 79.5434 | 81.2515 | 81.7178 | 82.5648 | 82.9821 | 83.8949 | 84.1089 | 83.9263 | 80.7302 | 76.5608 | 73.1672 | 71.4883 | 70.4467 | 0.03446 | 0.035116 | 0.033271 | 0.028867 | 0.029499 | 0.032191 | 0.038105 | 0.045187 | 0.053941 | 0.059259 | 0.062965 | 0.065845 | 0.06722 | 0.068099 | 0.067247 | 0.062475 | 0.057645 | 0.05327 | 0.046789 | 0.044714 | 0.044651 | 0.040566 | 0.038611 | 0.039057
Program Specific1-in-2Size: 20 kW to 199.99 kWSouth of Lugo2021January Monthly Peak | Program Specific | 1-in-2 | Size: 20 kW to 199.99 kW | South of Lugo | 2021 | January Monthly Peak | 1 | 13.0434 | 12.7307 | 12.5615 | 12.5996 | 12.9232 | 14.5292 | 17.1622 | 18.8122 | 20.932 | 21.8838 | 22.3475 | 22.2454 | 21.7872 | 22.0225 | 21.9773 | 21.2281 | 20.4129 | 20.5343 | 19.9615 | 19.2017 | 18.3645 | 17.0194 | 15.4566 | 13.8757 | 0 | 0 | 0 | 0 | 0 | 0 | 0 | 0 | 0 | 0 | 0 | 0 | 0 | 0 | 0.20951 | 0.20537 | 0.20268 | 0.15777 | 0 | 0 | 0 | 0 | 0 | 0 | 48.3073 | 47.2893 | 46.2027 | 45.8422 | 45.7604 | 46.0494 | 45.681 | 45.6971 | 46.5485 | 48.6995 | 52.452 | 55.3514 | 56.9748 | 58.2576 | 58.602 | 58.7098 | 58.6026 | 57.0015 | 55.5492 | 54.121 | 53.254 | 52.027 | 51.0058 | 49.6361 | 0.030068 | 0.031614 | 0.030575 | 0.026906 | 0.027445 | 0.029906 | 0.036437 | 0.04159 | 0.046219 | 0.047085 | 0.046504 | 0.045864 | 0.044971 | 0.045008 | 0.043946 | 0.039784 | 0.036391 | 0.036432 | 0.035046 | 0.034394 | 0.034097 | 0.031489 | 0.030832 | 0.032433
Program Specific1-in-2Size: 20 kW to 199.99 kWSouth of Lugo2021February Monthly Peak | Program Specific | 1-in-2 | Size: 20 kW to 199.99 kW | South of Lugo | 2021 | February Monthly Peak | 2 | 13.0998 | 12.6844 | 12.4023 | 12.401 | 12.6927 | 14.1044 | 16.3381 | 17.8944 | 20.0808 | 21.3914 | 22.3389 | 22.8049 | 22.8521 | 23.3421 | 23.4296 | 22.8623 | 21.991 | 20.9591 | 20.4448 | 19.5454 | 18.6342 | 17.3052 | 15.5866 | 13.9189 | 0 | 0 | 0 | 0 | 0 | 0 | 0 | 0 | 0 | 0 | 0 | 0 | 0 | 0 | 0.22336 | 0.22118 | 0.21835 | 0.16103 | 0 | 0 | 0 | 0 | 0 | 0 | 51.6789 | 51.3633 | 51.0679 | 50.7792 | 50.4572 | 49.9984 | 49.7333 | 49.6444 | 50.3886 | 52.586 | 54.3812 | 56.0448 | 56.6081 | 56.698 | 56.6325 | 55.5879 | 55.5381 | 55.2544 | 53.8928 | 52.9148 | 52.1246 | 51.8647 | 50.5467 | 49.2125 | 0.030198 | 0.031499 | 0.030188 | 0.026482 | 0.026956 | 0.029031 | 0.034687 | 0.03956 | 0.044339 | 0.046026 | 0.046486 | 0.047017 | 0.047169 | 0.047705 | 0.04685 | 0.042847 | 0.039204 | 0.037185 | 0.035895 | 0.035009 | 0.034598 | 0.032018 | 0.031091 | 0.032534
Program Specific1-in-2Size: 20 kW to 199.99 kWSouth of Lugo2021March Monthly Peak | Program Specific | 1-in-2 | Size: 20 kW to 199.99 kW | South of Lugo | 2021 | March Monthly Peak | 3 | 13.2219 | 12.8207 | 12.4606 | 12.412 | 12.7382 | 14.0544 | 16.5049 | 17.9916 | 20.2429 | 21.8246 | 22.7802 | 23.2221 | 23.179 | 23.7172 | 24.0237 | 23.6137 | 22.9755 | 21.8193 | 20.6065 | 20.2138 | 19.395 | 17.9892 | 16.1911 | 14.3547 | 0 | 0 | 0 | 0 | 0 | 0 | 0 | 0 | 0 | 0 | 0 | 0 | 0 | 0 | 0.22902 | 0.22845 | 0.22812 | 0.16764 | 0 | 0 | 0 | 0 | 0 | 0 | 51.7964 | 50.6299 | 49.3851 | 48.8288 | 48.5531 | 48.079 | 47.9218 | 48.2993 | 50.6865 | 52.9225 | 55.1415 | 57.0953 | 58.0699 | 59.0483 | 59.0861 | 59.57 | 59.2011 | 58.0583 | 56.4806 | 54.8685 | 54.2157 | 53.3249 | 52.3535 | 51.2829 | 0.03048 | 0.031837 | 0.03033 | 0.026505 | 0.027052 | 0.028929 | 0.035041 | 0.039775 | 0.044697 | 0.046958 | 0.047405 | 0.047877 | 0.047843 | 0.048471 | 0.048038 | 0.044256 | 0.040959 | 0.038712 | 0.036178 | 0.036207 | 0.03601 | 0.033284 | 0.032297 | 0.033552
Program Specific1-in-2Size: 20 kW to 199.99 kWSouth of Lugo2021April Monthly Peak | Program Specific | 1-in-2 | Size: 20 kW to 199.99 kW | South of Lugo | 2021 | April Monthly Peak | 4 | 13.3229 | 12.7792 | 12.3354 | 12.2061 | 12.5425 | 13.6986 | 15.5914 | 17.193 | 20.223 | 22.7518 | 24.8155 | 26.2706 | 26.9062 | 27.729 | 28.0466 | 27.702 | 26.8214 | 24.8534 | 22.2116 | 21.4038 | 20.6473 | 18.922 | 16.711 | 14.5909 | 0 | 0 | 0 | 0 | 0 | 0 | 0 | 0 | 0 | 0 | 0 | 0 | 0 | 0 | 0.26737 | 0.268 | 0.26631 | 0.19095 | 0 | 0 | 0 | 0 | 0 | 0 | 61.9066 | 61.4621 | 60.7114 | 59.6677 | 58.8938 | 58.096 | 57.6225 | 57.8175 | 59.5336 | 62.785 | 65.7957 | 68.8898 | 71.2624 | 72.9923 | 73.6054 | 73.7406 | 73.9766 | 73.1252 | 72.3109 | 70.4717 | 67.1391 | 65.7658 | 64.2298 | 61.7657 | 0.030712 | 0.031734 | 0.030025 | 0.026066 | 0.026637 | 0.028196 | 0.033102 | 0.03801 | 0.044653 | 0.048953 | 0.05164 | 0.054162 | 0.055537 | 0.056671 | 0.056082 | 0.051918 | 0.047816 | 0.044095 | 0.038996 | 0.038338 | 0.038336 | 0.035009 | 0.033334 | 0.034104
Program Specific1-in-2Size: 20 kW to 199.99 kWSouth of Lugo2021May Monthly Peak | Program Specific | 1-in-2 | Size: 20 kW to 199.99 kW | South of Lugo | 2021 | May Monthly Peak | 5 | 13.2002 | 12.684 | 12.3214 | 12.2441 | 12.6038 | 13.8043 | 15.4402 | 17.3955 | 20.3125 | 22.6453 | 24.3599 | 25.606 | 26.1781 | 26.7779 | 27.0277 | 26.5993 | 25.7592 | 23.9271 | 21.6034 | 20.5401 | 20.3356 | 18.691 | 16.4629 | 14.4059 | 0 | 0 | 0 | 0 | 0 | 0 | 0 | 0 | 0 | 0 | 0 | 0 | 0 | 0 | 0.25766 | 0.25733 | 0.25576 | 0.18383 | 0 | 0 | 0 | 0 | 0 | 0 | 59.4489 | 59.4995 | 59.504 | 58.9642 | 58.4734 | 58.4853 | 58.7531 | 59.3144 | 60.0356 | 61.6056 | 64.3622 | 67.2238 | 69.5136 | 70.2762 | 70.082 | 71.0459 | 71.1241 | 70.0666 | 68.1408 | 65.5601 | 62.9302 | 60.8461 | 60.3502 | 60.0426 | 0.03043 | 0.031498 | 0.029991 | 0.026147 | 0.026767 | 0.028414 | 0.032781 | 0.038458 | 0.044851 | 0.048724 | 0.050692 | 0.052792 | 0.054034 | 0.054727 | 0.054045 | 0.049851 | 0.045922 | 0.042451 | 0.037929 | 0.036791 | 0.037757 | 0.034582 | 0.032839 | 0.033672
Program Specific1-in-2Size: 20 kW to 199.99 kWSouth of Lugo2021June Monthly Peak | Program Specific | 1-in-2 | Size: 20 kW to 199.99 kW | South of Lugo | 2021 | June Monthly Peak | 6 | 13.9897 | 13.3988 | 12.9955 | 12.8642 | 13.233 | 14.5175 | 16.4733 | 18.8414 | 22.4075 | 25.4135 | 27.6764 | 29.2291 | 29.761 | 30.4002 | 30.5773 | 30.1345 | 29.1302 | 26.9948 | 24.1642 | 22.3946 | 21.8771 | 20.201 | 17.7137 | 15.3861 | 0 | 0 | 0 | 0 | 0 | 0 | 0 | 0 | 0 | 0 | 0 | 0 | 0 | 0 | 0.2915 | 0.29154 | 0.28923 | 0.2074 | 0 | 0 | 0 | 0 | 0 | 0 | 63.0189 | 62.9066 | 62.4161 | 61.8621 | 61.6842 | 61.2508 | 60.8545 | 61.3619 | 63.2682 | 67.3624 | 71.6544 | 75.1598 | 75.3579 | 75.1751 | 76.4651 | 76.8681 | 78.2198 | 78.5593 | 78.581 | 74.8426 | 70.6675 | 67.1579 | 65.7295 | 64.5528 | 0.032249 | 0.033273 | 0.031632 | 0.027471 | 0.028103 | 0.029882 | 0.034974 | 0.041654 | 0.049477 | 0.05468 | 0.057593 | 0.060262 | 0.061429 | 0.06213 | 0.061142 | 0.056476 | 0.051932 | 0.047894 | 0.042425 | 0.040113 | 0.040619 | 0.037376 | 0.035334 | 0.035963
Program Specific1-in-2Size: 20 kW to 199.99 kWSouth of Lugo2021July Monthly Peak | Program Specific | 1-in-2 | Size: 20 kW to 199.99 kW | South of Lugo | 2021 | July Monthly Peak | 7 | 14.9758 | 14.1497 | 13.6825 | 13.5143 | 13.9754 | 15.6334 | 17.7854 | 20.4606 | 24.404 | 27.56 | 30.1366 | 31.8313 | 32.4391 | 33.156 | 33.36 | 32.9704 | 31.9344 | 29.7006 | 26.4997 | 24.507 | 23.8636 | 21.9932 | 19.3507 | 16.7929 | 0 | 0 | 0 | 0 | 0 | 0 | 0 | 0 | 0 | 0 | 0 | 0 | 0 | 0 | 0.31803 | 0.31897 | 0.31708 | 0.22819 | 0 | 0 | 0 | 0 | 0 | 0 | 69.4902 | 68.7899 | 68.4916 | 68.3539 | 67.95 | 67.1654 | 67.0918 | 67.984 | 70.573 | 73.199 | 75.6296 | 78.9572 | 80.3657 | 80.6231 | 81.4823 | 81.8667 | 82.4386 | 82.8026 | 83.4324 | 81.7224 | 78.4484 | 74.2558 | 72.1179 | 71.2873 | 0.034523 | 0.035137 | 0.033304 | 0.028859 | 0.02968 | 0.032179 | 0.03776 | 0.045234 | 0.053885 | 0.059298 | 0.062713 | 0.065627 | 0.066957 | 0.067762 | 0.066707 | 0.061791 | 0.056931 | 0.052694 | 0.046525 | 0.043896 | 0.044307 | 0.040692 | 0.038599 | 0.039251
Program Specific1-in-2Size: 20 kW to 199.99 kWSouth of Lugo2021August Monthly Peak | Program Specific | 1-in-2 | Size: 20 kW to 199.99 kW | South of Lugo | 2021 | August Monthly Peak | 8 | 15.178 | 14.3532 | 13.8643 | 13.704 | 14.0936 | 15.8879 | 18.2689 | 20.9002 | 25.0976 | 28.3738 | 31.2196 | 32.9599 | 33.6049 | 34.3371 | 34.595 | 34.2703 | 33.1931 | 30.8102 | 27.3172 | 25.5509 | 24.5621 | 22.3688 | 19.7384 | 17.0208 | 0 | 0 | 0 | 0 | 0 | 0 | 0 | 0 | 0 | 0 | 0 | 0 | 0 | 0 | 0.3298 | 0.33155 | 0.32957 | 0.23672 | 0 | 0 | 0 | 0 | 0 | 0 | 69.7822 | 68.5225 | 68.0537 | 68.3872 | 68.3116 | 67.5344 | 67.244 | 67.2631 | 69.1812 | 73.3353 | 77.8423 | 82.2447 | 84.1677 | 84.49 | 84.8207 | 84.9443 | 86.3886 | 87.7238 | 86.9909 | 81.7153 | 76.3216 | 73.7175 | 72.3983 | 71.1927 | 0.034989 | 0.035643 | 0.033746 | 0.029264 | 0.029931 | 0.032702 | 0.038786 | 0.046206 | 0.055416 | 0.061049 | 0.064967 | 0.067954 | 0.069363 | 0.070176 | 0.069176 | 0.064227 | 0.059175 | 0.054663 | 0.04796 | 0.045766 | 0.045604 | 0.041387 | 0.039373 | 0.039784
Program Specific1-in-2Size: 20 kW to 199.99 kWSouth of Lugo2021September Monthly Peak | Program Specific | 1-in-2 | Size: 20 kW to 199.99 kW | South of Lugo | 2021 | September Monthly Peak | 9 | 15.1826 | 14.4216 | 13.9469 | 13.798 | 14.2122 | 15.9419 | 18.6732 | 20.7877 | 25.2314 | 28.4284 | 30.8776 | 32.7603 | 33.3238 | 34.0768 | 34.1978 | 33.5592 | 32.2261 | 29.623 | 26.0286 | 24.9752 | 23.6646 | 21.6968 | 18.9744 | 16.5012 | 0 | 0 | 0 | 0 | 0 | 0 | 0 | 0 | 0 | 0 | 0 | 0 | 0 | 0 | 0.32601 | 0.32467 | 0.31997 | 0.2276 | 0 | 0 | 0 | 0 | 0 | 0 | 69.8625 | 69.2022 | 68.6876 | 68.3201 | 67.7731 | 67.44 | 67.1774 | 67.0705 | 68.9704 | 72.9985 | 77.0958 | 81.8121 | 85.1146 | 86.5832 | 87.4912 | 88.2494 | 88.5325 | 87.35 | 86.7007 | 84.6405 | 80.8055 | 77.5378 | 75.7075 | 74.754 | 0.034999 | 0.035813 | 0.033947 | 0.029465 | 0.030183 | 0.032814 | 0.039645 | 0.045957 | 0.055712 | 0.061167 | 0.064255 | 0.067542 | 0.068783 | 0.069644 | 0.068382 | 0.062895 | 0.057451 | 0.052557 | 0.045698 | 0.044735 | 0.043938 | 0.040143 | 0.037848 | 0.03857
Program Specific1-in-2Size: 20 kW to 199.99 kWSouth of Lugo2021October Monthly Peak | Program Specific | 1-in-2 | Size: 20 kW to 199.99 kW | South of Lugo | 2021 | October Monthly Peak | 10 | 14.0076 | 13.3502 | 12.9213 | 12.7583 | 13.1185 | 14.5964 | 17.1406 | 18.5287 | 21.8621 | 24.66 | 26.7082 | 28.3276 | 28.9969 | 29.9132 | 30.2929 | 29.7676 | 28.6899 | 26.2652 | 24.0601 | 22.8382 | 21.5813 | 19.9013 | 17.3815 | 15.257 | 0 | 0 | 0 | 0 | 0 | 0 | 0 | 0 | 0 | 0 | 0 | 0 | 0 | 0 | 0.28879 | 0.28799 | 0.28486 | 0.2018 | 0 | 0 | 0 | 0 | 0 | 0 | 64.1464 | 63.7329 | 63.4535 | 62.4339 | 61.8871 | 61.2422 | 60.7217 | 60.6542 | 61.488 | 64.5863 | 68.643 | 74.194 | 80.2709 | 83.0443 | 81.8202 | 81.4269 | 81.7706 | 80.5675 | 77.808 | 73.9649 | 71.7746 | 70.1898 | 68.4866 | 66.8303 | 0.032291 | 0.033152 | 0.031451 | 0.027245 | 0.02786 | 0.030044 | 0.036391 | 0.040963 | 0.048272 | 0.053059 | 0.055579 | 0.058403 | 0.059852 | 0.061134 | 0.060574 | 0.055789 | 0.051147 | 0.046599 | 0.042242 | 0.040907 | 0.04007 | 0.036821 | 0.034671 | 0.035661
Program Specific1-in-2Size: 20 kW to 199.99 kWSouth of Lugo2021November Monthly Peak | Program Specific | 1-in-2 | Size: 20 kW to 199.99 kW | South of Lugo | 2021 | November Monthly Peak | 11 | 12.7956 | 12.2843 | 12.013 | 12.0166 | 12.3039 | 13.8598 | 15.5176 | 17.1841 | 20.0372 | 22.3866 | 23.8538 | 25.0538 | 25.5643 | 26.1906 | 26.2416 | 25.583 | 24.4569 | 23.5283 | 21.5814 | 20.2999 | 19.1726 | 17.5121 | 15.5151 | 13.8184 | 0 | 0 | 0 | 0 | 0 | 0 | 0 | 0 | 0 | 0 | 0 | 0 | 0 | 0 | 0.25017 | 0.2475 | 0.24283 | 0.18077 | 0 | 0 | 0 | 0 | 0 | 0 | 59.2323 | 58.2359 | 57.45 | 56.637 | 55.4567 | 54.6168 | 54.1874 | 54.5715 | 56.7761 | 59.9021 | 64.5144 | 68.7203 | 71.8081 | 73.5798 | 74.829 | 74.2437 | 72.0978 | 69.3938 | 66.9737 | 65.9312 | 64.7879 | 64.6094 | 64.0338 | 64.7273 | 0.029497 | 0.030505 | 0.02924 | 0.025661 | 0.02613 | 0.028528 | 0.032945 | 0.03799 | 0.044243 | 0.048167 | 0.049639 | 0.051654 | 0.052767 | 0.053526 | 0.052473 | 0.047946 | 0.0436 | 0.041744 | 0.03789 | 0.036361 | 0.035597 | 0.032401 | 0.030948 | 0.032299
Program Specific1-in-2Size: 20 kW to 199.99 kWSouth of Lugo2021December Monthly Peak | Program Specific | 1-in-2 | Size: 20 kW to 199.99 kW | South of Lugo | 2021 | December Monthly Peak | 12 | 12.8596 | 12.3592 | 12.1288 | 12.2027 | 12.5182 | 14.2188 | 16.6702 | 18.0075 | 20.381 | 21.7659 | 22.4129 | 22.925 | 22.9466 | 23.3549 | 23.4187 | 22.9073 | 22.2493 | 21.942 | 20.6192 | 19.6988 | 18.8021 | 17.3843 | 15.6309 | 14.0124 | 0 | 0 | 0 | 0 | 0 | 0 | 0 | 0 | 0 | 0 | 0 | 0 | 0 | 0 | 0.22325 | 0.22162 | 0.22091 | 0.16858 | 0 | 0 | 0 | 0 | 0 | 0 | 52.4415 | 51.1726 | 50.1994 | 49.4347 | 48.9573 | 47.927 | 48.166 | 48.3236 | 48.844 | 52.4886 | 57.0149 | 59.9981 | 61.7211 | 62.8494 | 63.2623 | 63.6455 | 62.8108 | 60.6842 | 58.6069 | 57.0209 | 55.2282 | 53.2187 | 51.3452 | 49.9246 | 0.029644 | 0.030691 | 0.029522 | 0.026058 | 0.026585 | 0.029267 | 0.035392 | 0.039811 | 0.045002 | 0.046832 | 0.04664 | 0.047265 | 0.047364 | 0.047731 | 0.046828 | 0.042932 | 0.039665 | 0.038929 | 0.036201 | 0.035284 | 0.03491 | 0.032165 | 0.031179 | 0.032752
Program Specific1-in-2Size: 20 kW to 199.99 kWSouth of Lugo2021Typical Event Day | Program Specific | 1-in-2 | Size: 20 kW to 199.99 kW | South of Lugo | 2021 | Typical Event Day | 8 | 14.9487 | 14.1411 | 13.6692 | 13.518 | 13.8902 | 15.6394 | 17.9481 | 20.4395 | 24.4296 | 27.5416 | 30.2575 | 31.937 | 32.5663 | 33.321 | 33.6303 | 33.3353 | 32.335 | 30.0249 | 26.6503 | 24.9633 | 24.049 | 21.9254 | 19.3567 | 16.7099 | 0 | 0 | 0 | 0 | 0 | 0 | 0 | 0 | 0 | 0 | 0 | 0 | 0 | 0 | 0.3206 | 0.3225 | 0.32105 | 0.23068 | 0 | 0 | 0 | 0 | 0 | 0 | 68.0385 | 67.3553 | 66.9122 | 66.7308 | 66.4297 | 65.8477 | 65.5919 | 65.9199 | 67.9982 | 71.7238 | 75.5555 | 79.5434 | 81.2515 | 81.7178 | 82.5648 | 82.9821 | 83.8949 | 84.1089 | 83.9263 | 80.7302 | 76.5608 | 73.1672 | 71.4883 | 70.4467 | 0.03446 | 0.035116 | 0.033271 | 0.028867 | 0.029499 | 0.032191 | 0.038105 | 0.045187 | 0.053941 | 0.059259 | 0.062965 | 0.065845 | 0.06722 | 0.068099 | 0.067247 | 0.062475 | 0.057645 | 0.05327 | 0.046789 | 0.044714 | 0.044651 | 0.040566 | 0.038611 | 0.039057
Program Specific1-in-2Size: 20 kW to 199.99 kWSouth of Lugo2022January Monthly Peak | Program Specific | 1-in-2 | Size: 20 kW to 199.99 kW | South of Lugo | 2022 | January Monthly Peak | 1 | 13.0434 | 12.7307 | 12.5615 | 12.5996 | 12.9232 | 14.5292 | 17.1622 | 18.8122 | 20.932 | 21.8838 | 22.3475 | 22.2454 | 21.7872 | 22.0225 | 21.9773 | 21.2281 | 20.4129 | 20.5343 | 19.9615 | 19.2017 | 18.3645 | 17.0194 | 15.4566 | 13.8757 | 0 | 0 | 0 | 0 | 0 | 0 | 0 | 0 | 0 | 0 | 0 | 0 | 0 | 0 | 0.20951 | 0.20537 | 0.20268 | 0.15777 | 0 | 0 | 0 | 0 | 0 | 0 | 48.3073 | 47.2893 | 46.2027 | 45.8422 | 45.7604 | 46.0494 | 45.681 | 45.6971 | 46.5485 | 48.6995 | 52.452 | 55.3514 | 56.9748 | 58.2576 | 58.602 | 58.7098 | 58.6026 | 57.0015 | 55.5492 | 54.121 | 53.254 | 52.027 | 51.0058 | 49.6361 | 0.030068 | 0.031614 | 0.030575 | 0.026906 | 0.027445 | 0.029906 | 0.036437 | 0.04159 | 0.046219 | 0.047085 | 0.046504 | 0.045864 | 0.044971 | 0.045008 | 0.043946 | 0.039784 | 0.036391 | 0.036432 | 0.035046 | 0.034394 | 0.034097 | 0.031489 | 0.030832 | 0.032433
Program Specific1-in-2Size: 20 kW to 199.99 kWSouth of Lugo2022February Monthly Peak | Program Specific | 1-in-2 | Size: 20 kW to 199.99 kW | South of Lugo | 2022 | February Monthly Peak | 2 | 13.0998 | 12.6844 | 12.4023 | 12.401 | 12.6927 | 14.1044 | 16.3381 | 17.8944 | 20.0808 | 21.3914 | 22.3389 | 22.8049 | 22.8521 | 23.3421 | 23.4296 | 22.8623 | 21.991 | 20.9591 | 20.4448 | 19.5454 | 18.6342 | 17.3052 | 15.5866 | 13.9189 | 0 | 0 | 0 | 0 | 0 | 0 | 0 | 0 | 0 | 0 | 0 | 0 | 0 | 0 | 0.22336 | 0.22118 | 0.21835 | 0.16103 | 0 | 0 | 0 | 0 | 0 | 0 | 51.6789 | 51.3633 | 51.0679 | 50.7792 | 50.4572 | 49.9984 | 49.7333 | 49.6444 | 50.3886 | 52.586 | 54.3812 | 56.0448 | 56.6081 | 56.698 | 56.6325 | 55.5879 | 55.5381 | 55.2544 | 53.8928 | 52.9148 | 52.1246 | 51.8647 | 50.5467 | 49.2125 | 0.030198 | 0.031499 | 0.030188 | 0.026482 | 0.026956 | 0.029031 | 0.034687 | 0.03956 | 0.044339 | 0.046026 | 0.046486 | 0.047017 | 0.047169 | 0.047705 | 0.04685 | 0.042847 | 0.039204 | 0.037185 | 0.035895 | 0.035009 | 0.034598 | 0.032018 | 0.031091 | 0.032534
Program Specific1-in-2Size: 20 kW to 199.99 kWSouth of Lugo2022March Monthly Peak | Program Specific | 1-in-2 | Size: 20 kW to 199.99 kW | South of Lugo | 2022 | March Monthly Peak | 3 | 13.2219 | 12.8207 | 12.4606 | 12.412 | 12.7382 | 14.0544 | 16.5049 | 17.9916 | 20.2429 | 21.8246 | 22.7802 | 23.2221 | 23.179 | 23.7172 | 24.0237 | 23.6137 | 22.9755 | 21.8193 | 20.6065 | 20.2138 | 19.395 | 17.9892 | 16.1911 | 14.3547 | 0 | 0 | 0 | 0 | 0 | 0 | 0 | 0 | 0 | 0 | 0 | 0 | 0 | 0 | 0.22902 | 0.22845 | 0.22812 | 0.16764 | 0 | 0 | 0 | 0 | 0 | 0 | 51.7964 | 50.6299 | 49.3851 | 48.8288 | 48.5531 | 48.079 | 47.9218 | 48.2993 | 50.6865 | 52.9225 | 55.1415 | 57.0953 | 58.0699 | 59.0483 | 59.0861 | 59.57 | 59.2011 | 58.0583 | 56.4806 | 54.8685 | 54.2157 | 53.3249 | 52.3535 | 51.2829 | 0.03048 | 0.031837 | 0.03033 | 0.026505 | 0.027052 | 0.028929 | 0.035041 | 0.039775 | 0.044697 | 0.046958 | 0.047405 | 0.047877 | 0.047843 | 0.048471 | 0.048038 | 0.044256 | 0.040959 | 0.038712 | 0.036178 | 0.036207 | 0.03601 | 0.033284 | 0.032297 | 0.033552
Program Specific1-in-2Size: 20 kW to 199.99 kWSouth of Lugo2022April Monthly Peak | Program Specific | 1-in-2 | Size: 20 kW to 199.99 kW | South of Lugo | 2022 | April Monthly Peak | 4 | 13.3229 | 12.7792 | 12.3354 | 12.2061 | 12.5425 | 13.6986 | 15.5914 | 17.193 | 20.223 | 22.7518 | 24.8155 | 26.2706 | 26.9062 | 27.729 | 28.0466 | 27.702 | 26.8214 | 24.8534 | 22.2116 | 21.4038 | 20.6473 | 18.922 | 16.711 | 14.5909 | 0 | 0 | 0 | 0 | 0 | 0 | 0 | 0 | 0 | 0 | 0 | 0 | 0 | 0 | 0.26737 | 0.268 | 0.26631 | 0.19095 | 0 | 0 | 0 | 0 | 0 | 0 | 61.9066 | 61.4621 | 60.7114 | 59.6677 | 58.8938 | 58.096 | 57.6225 | 57.8175 | 59.5336 | 62.785 | 65.7957 | 68.8898 | 71.2624 | 72.9923 | 73.6054 | 73.7406 | 73.9766 | 73.1252 | 72.3109 | 70.4717 | 67.1391 | 65.7658 | 64.2298 | 61.7657 | 0.030712 | 0.031734 | 0.030025 | 0.026066 | 0.026637 | 0.028196 | 0.033102 | 0.03801 | 0.044653 | 0.048953 | 0.05164 | 0.054162 | 0.055537 | 0.056671 | 0.056082 | 0.051918 | 0.047816 | 0.044095 | 0.038996 | 0.038338 | 0.038336 | 0.035009 | 0.033334 | 0.034104
Program Specific1-in-2Size: 20 kW to 199.99 kWSouth of Lugo2022May Monthly Peak | Program Specific | 1-in-2 | Size: 20 kW to 199.99 kW | South of Lugo | 2022 | May Monthly Peak | 5 | 13.2002 | 12.684 | 12.3214 | 12.2441 | 12.6038 | 13.8043 | 15.4402 | 17.3955 | 20.3125 | 22.6453 | 24.3599 | 25.606 | 26.1781 | 26.7779 | 27.0277 | 26.5993 | 25.7592 | 23.9271 | 21.6034 | 20.5401 | 20.3356 | 18.691 | 16.4629 | 14.4059 | 0 | 0 | 0 | 0 | 0 | 0 | 0 | 0 | 0 | 0 | 0 | 0 | 0 | 0 | 0.25766 | 0.25733 | 0.25576 | 0.18383 | 0 | 0 | 0 | 0 | 0 | 0 | 59.4489 | 59.4995 | 59.504 | 58.9642 | 58.4734 | 58.4853 | 58.7531 | 59.3144 | 60.0356 | 61.6056 | 64.3622 | 67.2238 | 69.5136 | 70.2762 | 70.082 | 71.0459 | 71.1241 | 70.0666 | 68.1408 | 65.5601 | 62.9302 | 60.8461 | 60.3502 | 60.0426 | 0.03043 | 0.031498 | 0.029991 | 0.026147 | 0.026767 | 0.028414 | 0.032781 | 0.038458 | 0.044851 | 0.048724 | 0.050692 | 0.052792 | 0.054034 | 0.054727 | 0.054045 | 0.049851 | 0.045922 | 0.042451 | 0.037929 | 0.036791 | 0.037757 | 0.034582 | 0.032839 | 0.033672
Program Specific1-in-2Size: 20 kW to 199.99 kWSouth of Lugo2022June Monthly Peak | Program Specific | 1-in-2 | Size: 20 kW to 199.99 kW | South of Lugo | 2022 | June Monthly Peak | 6 | 13.9897 | 13.3988 | 12.9955 | 12.8642 | 13.233 | 14.5175 | 16.4733 | 18.8414 | 22.4075 | 25.4135 | 27.6764 | 29.2291 | 29.761 | 30.4002 | 30.5773 | 30.1345 | 29.1302 | 26.9948 | 24.1642 | 22.3946 | 21.8771 | 20.201 | 17.7137 | 15.3861 | 0 | 0 | 0 | 0 | 0 | 0 | 0 | 0 | 0 | 0 | 0 | 0 | 0 | 0 | 0.2915 | 0.29154 | 0.28923 | 0.2074 | 0 | 0 | 0 | 0 | 0 | 0 | 63.0189 | 62.9066 | 62.4161 | 61.8621 | 61.6842 | 61.2508 | 60.8545 | 61.3619 | 63.2682 | 67.3624 | 71.6544 | 75.1598 | 75.3579 | 75.1751 | 76.4651 | 76.8681 | 78.2198 | 78.5593 | 78.581 | 74.8426 | 70.6675 | 67.1579 | 65.7295 | 64.5528 | 0.032249 | 0.033273 | 0.031632 | 0.027471 | 0.028103 | 0.029882 | 0.034974 | 0.041654 | 0.049477 | 0.05468 | 0.057593 | 0.060262 | 0.061429 | 0.06213 | 0.061142 | 0.056476 | 0.051932 | 0.047894 | 0.042425 | 0.040113 | 0.040619 | 0.037376 | 0.035334 | 0.035963
Program Specific1-in-2Size: 20 kW to 199.99 kWSouth of Lugo2022July Monthly Peak | Program Specific | 1-in-2 | Size: 20 kW to 199.99 kW | South of Lugo | 2022 | July Monthly Peak | 7 | 14.9758 | 14.1497 | 13.6825 | 13.5143 | 13.9754 | 15.6334 | 17.7854 | 20.4606 | 24.404 | 27.56 | 30.1366 | 31.8313 | 32.4391 | 33.156 | 33.36 | 32.9704 | 31.9344 | 29.7006 | 26.4997 | 24.507 | 23.8636 | 21.9932 | 19.3507 | 16.7929 | 0 | 0 | 0 | 0 | 0 | 0 | 0 | 0 | 0 | 0 | 0 | 0 | 0 | 0 | 0.31803 | 0.31897 | 0.31708 | 0.22819 | 0 | 0 | 0 | 0 | 0 | 0 | 69.4902 | 68.7899 | 68.4916 | 68.3539 | 67.95 | 67.1654 | 67.0918 | 67.984 | 70.573 | 73.199 | 75.6296 | 78.9572 | 80.3657 | 80.6231 | 81.4823 | 81.8667 | 82.4386 | 82.8026 | 83.4324 | 81.7224 | 78.4484 | 74.2558 | 72.1179 | 71.2873 | 0.034523 | 0.035137 | 0.033304 | 0.028859 | 0.02968 | 0.032179 | 0.03776 | 0.045234 | 0.053885 | 0.059298 | 0.062713 | 0.065627 | 0.066957 | 0.067762 | 0.066707 | 0.061791 | 0.056931 | 0.052694 | 0.046525 | 0.043896 | 0.044307 | 0.040692 | 0.038599 | 0.039251
Program Specific1-in-2Size: 20 kW to 199.99 kWSouth of Lugo2022August Monthly Peak | Program Specific | 1-in-2 | Size: 20 kW to 199.99 kW | South of Lugo | 2022 | August Monthly Peak | 8 | 15.178 | 14.3532 | 13.8643 | 13.704 | 14.0936 | 15.8879 | 18.2689 | 20.9002 | 25.0976 | 28.3738 | 31.2196 | 32.9599 | 33.6049 | 34.3371 | 34.595 | 34.2703 | 33.1931 | 30.8102 | 27.3172 | 25.5509 | 24.5621 | 22.3688 | 19.7384 | 17.0208 | 0 | 0 | 0 | 0 | 0 | 0 | 0 | 0 | 0 | 0 | 0 | 0 | 0 | 0 | 0.3298 | 0.33155 | 0.32957 | 0.23672 | 0 | 0 | 0 | 0 | 0 | 0 | 69.7822 | 68.5225 | 68.0537 | 68.3872 | 68.3116 | 67.5344 | 67.244 | 67.2631 | 69.1812 | 73.3353 | 77.8423 | 82.2447 | 84.1677 | 84.49 | 84.8207 | 84.9443 | 86.3886 | 87.7238 | 86.9909 | 81.7153 | 76.3216 | 73.7175 | 72.3983 | 71.1927 | 0.034989 | 0.035643 | 0.033746 | 0.029264 | 0.029931 | 0.032702 | 0.038786 | 0.046206 | 0.055416 | 0.061049 | 0.064967 | 0.067954 | 0.069363 | 0.070176 | 0.069176 | 0.064227 | 0.059175 | 0.054663 | 0.04796 | 0.045766 | 0.045604 | 0.041387 | 0.039373 | 0.039784
Program Specific1-in-2Size: 20 kW to 199.99 kWSouth of Lugo2022September Monthly Peak | Program Specific | 1-in-2 | Size: 20 kW to 199.99 kW | South of Lugo | 2022 | September Monthly Peak | 9 | 15.1826 | 14.4216 | 13.9469 | 13.798 | 14.2122 | 15.9419 | 18.6732 | 20.7877 | 25.2314 | 28.4284 | 30.8776 | 32.7603 | 33.3238 | 34.0768 | 34.1978 | 33.5592 | 32.2261 | 29.623 | 26.0286 | 24.9752 | 23.6646 | 21.6968 | 18.9744 | 16.5012 | 0 | 0 | 0 | 0 | 0 | 0 | 0 | 0 | 0 | 0 | 0 | 0 | 0 | 0 | 0.32601 | 0.32467 | 0.31997 | 0.2276 | 0 | 0 | 0 | 0 | 0 | 0 | 69.8625 | 69.2022 | 68.6876 | 68.3201 | 67.7731 | 67.44 | 67.1774 | 67.0705 | 68.9704 | 72.9985 | 77.0958 | 81.8121 | 85.1146 | 86.5832 | 87.4912 | 88.2494 | 88.5325 | 87.35 | 86.7007 | 84.6405 | 80.8055 | 77.5378 | 75.7075 | 74.754 | 0.034999 | 0.035813 | 0.033947 | 0.029465 | 0.030183 | 0.032814 | 0.039645 | 0.045957 | 0.055712 | 0.061167 | 0.064255 | 0.067542 | 0.068783 | 0.069644 | 0.068382 | 0.062895 | 0.057451 | 0.052557 | 0.045698 | 0.044735 | 0.043938 | 0.040143 | 0.037848 | 0.03857
Program Specific1-in-2Size: 20 kW to 199.99 kWSouth of Lugo2022October Monthly Peak | Program Specific | 1-in-2 | Size: 20 kW to 199.99 kW | South of Lugo | 2022 | October Monthly Peak | 10 | 14.0076 | 13.3502 | 12.9213 | 12.7583 | 13.1185 | 14.5964 | 17.1406 | 18.5287 | 21.8621 | 24.66 | 26.7082 | 28.3276 | 28.9969 | 29.9132 | 30.2929 | 29.7676 | 28.6899 | 26.2652 | 24.0601 | 22.8382 | 21.5813 | 19.9013 | 17.3815 | 15.257 | 0 | 0 | 0 | 0 | 0 | 0 | 0 | 0 | 0 | 0 | 0 | 0 | 0 | 0 | 0.28879 | 0.28799 | 0.28486 | 0.2018 | 0 | 0 | 0 | 0 | 0 | 0 | 64.1464 | 63.7329 | 63.4535 | 62.4339 | 61.8871 | 61.2422 | 60.7217 | 60.6542 | 61.488 | 64.5863 | 68.643 | 74.194 | 80.2709 | 83.0443 | 81.8202 | 81.4269 | 81.7706 | 80.5675 | 77.808 | 73.9649 | 71.7746 | 70.1898 | 68.4866 | 66.8303 | 0.032291 | 0.033152 | 0.031451 | 0.027245 | 0.02786 | 0.030044 | 0.036391 | 0.040963 | 0.048272 | 0.053059 | 0.055579 | 0.058403 | 0.059852 | 0.061134 | 0.060574 | 0.055789 | 0.051147 | 0.046599 | 0.042242 | 0.040907 | 0.04007 | 0.036821 | 0.034671 | 0.035661
Program Specific1-in-2Size: 20 kW to 199.99 kWSouth of Lugo2022November Monthly Peak | Program Specific | 1-in-2 | Size: 20 kW to 199.99 kW | South of Lugo | 2022 | November Monthly Peak | 11 | 12.7956 | 12.2843 | 12.013 | 12.0166 | 12.3039 | 13.8598 | 15.5176 | 17.1841 | 20.0372 | 22.3866 | 23.8538 | 25.0538 | 25.5643 | 26.1906 | 26.2416 | 25.583 | 24.4569 | 23.5283 | 21.5814 | 20.2999 | 19.1726 | 17.5121 | 15.5151 | 13.8184 | 0 | 0 | 0 | 0 | 0 | 0 | 0 | 0 | 0 | 0 | 0 | 0 | 0 | 0 | 0.25017 | 0.2475 | 0.24283 | 0.18077 | 0 | 0 | 0 | 0 | 0 | 0 | 59.2323 | 58.2359 | 57.45 | 56.637 | 55.4567 | 54.6168 | 54.1874 | 54.5715 | 56.7761 | 59.9021 | 64.5144 | 68.7203 | 71.8081 | 73.5798 | 74.829 | 74.2437 | 72.0978 | 69.3938 | 66.9737 | 65.9312 | 64.7879 | 64.6094 | 64.0338 | 64.7273 | 0.029497 | 0.030505 | 0.02924 | 0.025661 | 0.02613 | 0.028528 | 0.032945 | 0.03799 | 0.044243 | 0.048167 | 0.049639 | 0.051654 | 0.052767 | 0.053526 | 0.052473 | 0.047946 | 0.0436 | 0.041744 | 0.03789 | 0.036361 | 0.035597 | 0.032401 | 0.030948 | 0.032299
Program Specific1-in-2Size: 20 kW to 199.99 kWSouth of Lugo2022December Monthly Peak | Program Specific | 1-in-2 | Size: 20 kW to 199.99 kW | South of Lugo | 2022 | December Monthly Peak | 12 | 12.8596 | 12.3592 | 12.1288 | 12.2027 | 12.5182 | 14.2188 | 16.6702 | 18.0075 | 20.381 | 21.7659 | 22.4129 | 22.925 | 22.9466 | 23.3549 | 23.4187 | 22.9073 | 22.2493 | 21.942 | 20.6192 | 19.6988 | 18.8021 | 17.3843 | 15.6309 | 14.0124 | 0 | 0 | 0 | 0 | 0 | 0 | 0 | 0 | 0 | 0 | 0 | 0 | 0 | 0 | 0.22325 | 0.22162 | 0.22091 | 0.16858 | 0 | 0 | 0 | 0 | 0 | 0 | 52.4415 | 51.1726 | 50.1994 | 49.4347 | 48.9573 | 47.927 | 48.166 | 48.3236 | 48.844 | 52.4886 | 57.0149 | 59.9981 | 61.7211 | 62.8494 | 63.2623 | 63.6455 | 62.8108 | 60.6842 | 58.6069 | 57.0209 | 55.2282 | 53.2187 | 51.3452 | 49.9246 | 0.029644 | 0.030691 | 0.029522 | 0.026058 | 0.026585 | 0.029267 | 0.035392 | 0.039811 | 0.045002 | 0.046832 | 0.04664 | 0.047265 | 0.047364 | 0.047731 | 0.046828 | 0.042932 | 0.039665 | 0.038929 | 0.036201 | 0.035284 | 0.03491 | 0.032165 | 0.031179 | 0.032752
Program Specific1-in-2Size: 20 kW to 199.99 kWSouth of Lugo2022Typical Event Day | Program Specific | 1-in-2 | Size: 20 kW to 199.99 kW | South of Lugo | 2022 | Typical Event Day | 8 | 14.9487 | 14.1411 | 13.6692 | 13.518 | 13.8902 | 15.6394 | 17.9481 | 20.4395 | 24.4296 | 27.5416 | 30.2575 | 31.937 | 32.5663 | 33.321 | 33.6303 | 33.3353 | 32.335 | 30.0249 | 26.6503 | 24.9633 | 24.049 | 21.9254 | 19.3567 | 16.7099 | 0 | 0 | 0 | 0 | 0 | 0 | 0 | 0 | 0 | 0 | 0 | 0 | 0 | 0 | 0.3206 | 0.3225 | 0.32105 | 0.23068 | 0 | 0 | 0 | 0 | 0 | 0 | 68.0385 | 67.3553 | 66.9122 | 66.7308 | 66.4297 | 65.8477 | 65.5919 | 65.9199 | 67.9982 | 71.7238 | 75.5555 | 79.5434 | 81.2515 | 81.7178 | 82.5648 | 82.9821 | 83.8949 | 84.1089 | 83.9263 | 80.7302 | 76.5608 | 73.1672 | 71.4883 | 70.4467 | 0.03446 | 0.035116 | 0.033271 | 0.028867 | 0.029499 | 0.032191 | 0.038105 | 0.045187 | 0.053941 | 0.059259 | 0.062965 | 0.065845 | 0.06722 | 0.068099 | 0.067247 | 0.062475 | 0.057645 | 0.05327 | 0.046789 | 0.044714 | 0.044651 | 0.040566 | 0.038611 | 0.039057
Program Specific1-in-2Size: 20 kW to 199.99 kWSouth of Lugo2023January Monthly Peak | Program Specific | 1-in-2 | Size: 20 kW to 199.99 kW | South of Lugo | 2023 | January Monthly Peak | 1 | 13.0434 | 12.7307 | 12.5615 | 12.5996 | 12.9232 | 14.5292 | 17.1622 | 18.8122 | 20.932 | 21.8838 | 22.3475 | 22.2454 | 21.7872 | 22.0225 | 21.9773 | 21.2281 | 20.4129 | 20.5343 | 19.9615 | 19.2017 | 18.3645 | 17.0194 | 15.4566 | 13.8757 | 0 | 0 | 0 | 0 | 0 | 0 | 0 | 0 | 0 | 0 | 0 | 0 | 0 | 0 | 0.20951 | 0.20537 | 0.20268 | 0.15777 | 0 | 0 | 0 | 0 | 0 | 0 | 48.3073 | 47.2893 | 46.2027 | 45.8422 | 45.7604 | 46.0494 | 45.681 | 45.6971 | 46.5485 | 48.6995 | 52.452 | 55.3514 | 56.9748 | 58.2576 | 58.602 | 58.7098 | 58.6026 | 57.0015 | 55.5492 | 54.121 | 53.254 | 52.027 | 51.0058 | 49.6361 | 0.030068 | 0.031614 | 0.030575 | 0.026906 | 0.027445 | 0.029906 | 0.036437 | 0.04159 | 0.046219 | 0.047085 | 0.046504 | 0.045864 | 0.044971 | 0.045008 | 0.043946 | 0.039784 | 0.036391 | 0.036432 | 0.035046 | 0.034394 | 0.034097 | 0.031489 | 0.030832 | 0.032433
Program Specific1-in-2Size: 20 kW to 199.99 kWSouth of Lugo2023February Monthly Peak | Program Specific | 1-in-2 | Size: 20 kW to 199.99 kW | South of Lugo | 2023 | February Monthly Peak | 2 | 13.0998 | 12.6844 | 12.4023 | 12.401 | 12.6927 | 14.1044 | 16.3381 | 17.8944 | 20.0808 | 21.3914 | 22.3389 | 22.8049 | 22.8521 | 23.3421 | 23.4296 | 22.8623 | 21.991 | 20.9591 | 20.4448 | 19.5454 | 18.6342 | 17.3052 | 15.5866 | 13.9189 | 0 | 0 | 0 | 0 | 0 | 0 | 0 | 0 | 0 | 0 | 0 | 0 | 0 | 0 | 0.22336 | 0.22118 | 0.21835 | 0.16103 | 0 | 0 | 0 | 0 | 0 | 0 | 51.6789 | 51.3633 | 51.0679 | 50.7792 | 50.4572 | 49.9984 | 49.7333 | 49.6444 | 50.3886 | 52.586 | 54.3812 | 56.0448 | 56.6081 | 56.698 | 56.6325 | 55.5879 | 55.5381 | 55.2544 | 53.8928 | 52.9148 | 52.1246 | 51.8647 | 50.5467 | 49.2125 | 0.030198 | 0.031499 | 0.030188 | 0.026482 | 0.026956 | 0.029031 | 0.034687 | 0.03956 | 0.044339 | 0.046026 | 0.046486 | 0.047017 | 0.047169 | 0.047705 | 0.04685 | 0.042847 | 0.039204 | 0.037185 | 0.035895 | 0.035009 | 0.034598 | 0.032018 | 0.031091 | 0.032534
Program Specific1-in-2Size: 20 kW to 199.99 kWSouth of Lugo2023March Monthly Peak | Program Specific | 1-in-2 | Size: 20 kW to 199.99 kW | South of Lugo | 2023 | March Monthly Peak | 3 | 13.2219 | 12.8207 | 12.4606 | 12.412 | 12.7382 | 14.0544 | 16.5049 | 17.9916 | 20.2429 | 21.8246 | 22.7802 | 23.2221 | 23.179 | 23.7172 | 24.0237 | 23.6137 | 22.9755 | 21.8193 | 20.6065 | 20.2138 | 19.395 | 17.9892 | 16.1911 | 14.3547 | 0 | 0 | 0 | 0 | 0 | 0 | 0 | 0 | 0 | 0 | 0 | 0 | 0 | 0 | 0.22902 | 0.22845 | 0.22812 | 0.16764 | 0 | 0 | 0 | 0 | 0 | 0 | 51.7964 | 50.6299 | 49.3851 | 48.8288 | 48.5531 | 48.079 | 47.9218 | 48.2993 | 50.6865 | 52.9225 | 55.1415 | 57.0953 | 58.0699 | 59.0483 | 59.0861 | 59.57 | 59.2011 | 58.0583 | 56.4806 | 54.8685 | 54.2157 | 53.3249 | 52.3535 | 51.2829 | 0.03048 | 0.031837 | 0.03033 | 0.026505 | 0.027052 | 0.028929 | 0.035041 | 0.039775 | 0.044697 | 0.046958 | 0.047405 | 0.047877 | 0.047843 | 0.048471 | 0.048038 | 0.044256 | 0.040959 | 0.038712 | 0.036178 | 0.036207 | 0.03601 | 0.033284 | 0.032297 | 0.033552
Program Specific1-in-2Size: 20 kW to 199.99 kWSouth of Lugo2023April Monthly Peak | Program Specific | 1-in-2 | Size: 20 kW to 199.99 kW | South of Lugo | 2023 | April Monthly Peak | 4 | 13.3229 | 12.7792 | 12.3354 | 12.2061 | 12.5425 | 13.6986 | 15.5914 | 17.193 | 20.223 | 22.7518 | 24.8155 | 26.2706 | 26.9062 | 27.729 | 28.0466 | 27.702 | 26.8214 | 24.8534 | 22.2116 | 21.4038 | 20.6473 | 18.922 | 16.711 | 14.5909 | 0 | 0 | 0 | 0 | 0 | 0 | 0 | 0 | 0 | 0 | 0 | 0 | 0 | 0 | 0.26737 | 0.268 | 0.26631 | 0.19095 | 0 | 0 | 0 | 0 | 0 | 0 | 61.9066 | 61.4621 | 60.7114 | 59.6677 | 58.8938 | 58.096 | 57.6225 | 57.8175 | 59.5336 | 62.785 | 65.7957 | 68.8898 | 71.2624 | 72.9923 | 73.6054 | 73.7406 | 73.9766 | 73.1252 | 72.3109 | 70.4717 | 67.1391 | 65.7658 | 64.2298 | 61.7657 | 0.030712 | 0.031734 | 0.030025 | 0.026066 | 0.026637 | 0.028196 | 0.033102 | 0.03801 | 0.044653 | 0.048953 | 0.05164 | 0.054162 | 0.055537 | 0.056671 | 0.056082 | 0.051918 | 0.047816 | 0.044095 | 0.038996 | 0.038338 | 0.038336 | 0.035009 | 0.033334 | 0.034104
Program Specific1-in-2Size: 20 kW to 199.99 kWSouth of Lugo2023May Monthly Peak | Program Specific | 1-in-2 | Size: 20 kW to 199.99 kW | South of Lugo | 2023 | May Monthly Peak | 5 | 13.2002 | 12.684 | 12.3214 | 12.2441 | 12.6038 | 13.8043 | 15.4402 | 17.3955 | 20.3125 | 22.6453 | 24.3599 | 25.606 | 26.1781 | 26.7779 | 27.0277 | 26.5993 | 25.7592 | 23.9271 | 21.6034 | 20.5401 | 20.3356 | 18.691 | 16.4629 | 14.4059 | 0 | 0 | 0 | 0 | 0 | 0 | 0 | 0 | 0 | 0 | 0 | 0 | 0 | 0 | 0.25766 | 0.25733 | 0.25576 | 0.18383 | 0 | 0 | 0 | 0 | 0 | 0 | 59.4489 | 59.4995 | 59.504 | 58.9642 | 58.4734 | 58.4853 | 58.7531 | 59.3144 | 60.0356 | 61.6056 | 64.3622 | 67.2238 | 69.5136 | 70.2762 | 70.082 | 71.0459 | 71.1241 | 70.0666 | 68.1408 | 65.5601 | 62.9302 | 60.8461 | 60.3502 | 60.0426 | 0.03043 | 0.031498 | 0.029991 | 0.026147 | 0.026767 | 0.028414 | 0.032781 | 0.038458 | 0.044851 | 0.048724 | 0.050692 | 0.052792 | 0.054034 | 0.054727 | 0.054045 | 0.049851 | 0.045922 | 0.042451 | 0.037929 | 0.036791 | 0.037757 | 0.034582 | 0.032839 | 0.033672
Program Specific1-in-2Size: 20 kW to 199.99 kWSouth of Lugo2023June Monthly Peak | Program Specific | 1-in-2 | Size: 20 kW to 199.99 kW | South of Lugo | 2023 | June Monthly Peak | 6 | 13.9897 | 13.3988 | 12.9955 | 12.8642 | 13.233 | 14.5175 | 16.4733 | 18.8414 | 22.4075 | 25.4135 | 27.6764 | 29.2291 | 29.761 | 30.4002 | 30.5773 | 30.1345 | 29.1302 | 26.9948 | 24.1642 | 22.3946 | 21.8771 | 20.201 | 17.7137 | 15.3861 | 0 | 0 | 0 | 0 | 0 | 0 | 0 | 0 | 0 | 0 | 0 | 0 | 0 | 0 | 0.2915 | 0.29154 | 0.28923 | 0.2074 | 0 | 0 | 0 | 0 | 0 | 0 | 63.0189 | 62.9066 | 62.4161 | 61.8621 | 61.6842 | 61.2508 | 60.8545 | 61.3619 | 63.2682 | 67.3624 | 71.6544 | 75.1598 | 75.3579 | 75.1751 | 76.4651 | 76.8681 | 78.2198 | 78.5593 | 78.581 | 74.8426 | 70.6675 | 67.1579 | 65.7295 | 64.5528 | 0.032249 | 0.033273 | 0.031632 | 0.027471 | 0.028103 | 0.029882 | 0.034974 | 0.041654 | 0.049477 | 0.05468 | 0.057593 | 0.060262 | 0.061429 | 0.06213 | 0.061142 | 0.056476 | 0.051932 | 0.047894 | 0.042425 | 0.040113 | 0.040619 | 0.037376 | 0.035334 | 0.035963
Program Specific1-in-2Size: 20 kW to 199.99 kWSouth of Lugo2023July Monthly Peak | Program Specific | 1-in-2 | Size: 20 kW to 199.99 kW | South of Lugo | 2023 | July Monthly Peak | 7 | 14.9758 | 14.1497 | 13.6825 | 13.5143 | 13.9754 | 15.6334 | 17.7854 | 20.4606 | 24.404 | 27.56 | 30.1366 | 31.8313 | 32.4391 | 33.156 | 33.36 | 32.9704 | 31.9344 | 29.7006 | 26.4997 | 24.507 | 23.8636 | 21.9932 | 19.3507 | 16.7929 | 0 | 0 | 0 | 0 | 0 | 0 | 0 | 0 | 0 | 0 | 0 | 0 | 0 | 0 | 0.31803 | 0.31897 | 0.31708 | 0.22819 | 0 | 0 | 0 | 0 | 0 | 0 | 69.4902 | 68.7899 | 68.4916 | 68.3539 | 67.95 | 67.1654 | 67.0918 | 67.984 | 70.573 | 73.199 | 75.6296 | 78.9572 | 80.3657 | 80.6231 | 81.4823 | 81.8667 | 82.4386 | 82.8026 | 83.4324 | 81.7224 | 78.4484 | 74.2558 | 72.1179 | 71.2873 | 0.034523 | 0.035137 | 0.033304 | 0.028859 | 0.02968 | 0.032179 | 0.03776 | 0.045234 | 0.053885 | 0.059298 | 0.062713 | 0.065627 | 0.066957 | 0.067762 | 0.066707 | 0.061791 | 0.056931 | 0.052694 | 0.046525 | 0.043896 | 0.044307 | 0.040692 | 0.038599 | 0.039251
Program Specific1-in-2Size: 20 kW to 199.99 kWSouth of Lugo2023August Monthly Peak | Program Specific | 1-in-2 | Size: 20 kW to 199.99 kW | South of Lugo | 2023 | August Monthly Peak | 8 | 15.178 | 14.3532 | 13.8643 | 13.704 | 14.0936 | 15.8879 | 18.2689 | 20.9002 | 25.0976 | 28.3738 | 31.2196 | 32.9599 | 33.6049 | 34.3371 | 34.595 | 34.2703 | 33.1931 | 30.8102 | 27.3172 | 25.5509 | 24.5621 | 22.3688 | 19.7384 | 17.0208 | 0 | 0 | 0 | 0 | 0 | 0 | 0 | 0 | 0 | 0 | 0 | 0 | 0 | 0 | 0.3298 | 0.33155 | 0.32957 | 0.23672 | 0 | 0 | 0 | 0 | 0 | 0 | 69.7822 | 68.5225 | 68.0537 | 68.3872 | 68.3116 | 67.5344 | 67.244 | 67.2631 | 69.1812 | 73.3353 | 77.8423 | 82.2447 | 84.1677 | 84.49 | 84.8207 | 84.9443 | 86.3886 | 87.7238 | 86.9909 | 81.7153 | 76.3216 | 73.7175 | 72.3983 | 71.1927 | 0.034989 | 0.035643 | 0.033746 | 0.029264 | 0.029931 | 0.032702 | 0.038786 | 0.046206 | 0.055416 | 0.061049 | 0.064967 | 0.067954 | 0.069363 | 0.070176 | 0.069176 | 0.064227 | 0.059175 | 0.054663 | 0.04796 | 0.045766 | 0.045604 | 0.041387 | 0.039373 | 0.039784
Program Specific1-in-2Size: 20 kW to 199.99 kWSouth of Lugo2023September Monthly Peak | Program Specific | 1-in-2 | Size: 20 kW to 199.99 kW | South of Lugo | 2023 | September Monthly Peak | 9 | 15.1826 | 14.4216 | 13.9469 | 13.798 | 14.2122 | 15.9419 | 18.6732 | 20.7877 | 25.2314 | 28.4284 | 30.8776 | 32.7603 | 33.3238 | 34.0768 | 34.1978 | 33.5592 | 32.2261 | 29.623 | 26.0286 | 24.9752 | 23.6646 | 21.6968 | 18.9744 | 16.5012 | 0 | 0 | 0 | 0 | 0 | 0 | 0 | 0 | 0 | 0 | 0 | 0 | 0 | 0 | 0.32601 | 0.32467 | 0.31997 | 0.2276 | 0 | 0 | 0 | 0 | 0 | 0 | 69.8625 | 69.2022 | 68.6876 | 68.3201 | 67.7731 | 67.44 | 67.1774 | 67.0705 | 68.9704 | 72.9985 | 77.0958 | 81.8121 | 85.1146 | 86.5832 | 87.4912 | 88.2494 | 88.5325 | 87.35 | 86.7007 | 84.6405 | 80.8055 | 77.5378 | 75.7075 | 74.754 | 0.034999 | 0.035813 | 0.033947 | 0.029465 | 0.030183 | 0.032814 | 0.039645 | 0.045957 | 0.055712 | 0.061167 | 0.064255 | 0.067542 | 0.068783 | 0.069644 | 0.068382 | 0.062895 | 0.057451 | 0.052557 | 0.045698 | 0.044735 | 0.043938 | 0.040143 | 0.037848 | 0.03857
Program Specific1-in-2Size: 20 kW to 199.99 kWSouth of Lugo2023October Monthly Peak | Program Specific | 1-in-2 | Size: 20 kW to 199.99 kW | South of Lugo | 2023 | October Monthly Peak | 10 | 14.0076 | 13.3502 | 12.9213 | 12.7583 | 13.1185 | 14.5964 | 17.1406 | 18.5287 | 21.8621 | 24.66 | 26.7082 | 28.3276 | 28.9969 | 29.9132 | 30.2929 | 29.7676 | 28.6899 | 26.2652 | 24.0601 | 22.8382 | 21.5813 | 19.9013 | 17.3815 | 15.257 | 0 | 0 | 0 | 0 | 0 | 0 | 0 | 0 | 0 | 0 | 0 | 0 | 0 | 0 | 0.28879 | 0.28799 | 0.28486 | 0.2018 | 0 | 0 | 0 | 0 | 0 | 0 | 64.1464 | 63.7329 | 63.4535 | 62.4339 | 61.8871 | 61.2422 | 60.7217 | 60.6542 | 61.488 | 64.5863 | 68.643 | 74.194 | 80.2709 | 83.0443 | 81.8202 | 81.4269 | 81.7706 | 80.5675 | 77.808 | 73.9649 | 71.7746 | 70.1898 | 68.4866 | 66.8303 | 0.032291 | 0.033152 | 0.031451 | 0.027245 | 0.02786 | 0.030044 | 0.036391 | 0.040963 | 0.048272 | 0.053059 | 0.055579 | 0.058403 | 0.059852 | 0.061134 | 0.060574 | 0.055789 | 0.051147 | 0.046599 | 0.042242 | 0.040907 | 0.04007 | 0.036821 | 0.034671 | 0.035661
Program Specific1-in-2Size: 20 kW to 199.99 kWSouth of Lugo2023November Monthly Peak | Program Specific | 1-in-2 | Size: 20 kW to 199.99 kW | South of Lugo | 2023 | November Monthly Peak | 11 | 12.7956 | 12.2843 | 12.013 | 12.0166 | 12.3039 | 13.8598 | 15.5176 | 17.1841 | 20.0372 | 22.3866 | 23.8538 | 25.0538 | 25.5643 | 26.1906 | 26.2416 | 25.583 | 24.4569 | 23.5283 | 21.5814 | 20.2999 | 19.1726 | 17.5121 | 15.5151 | 13.8184 | 0 | 0 | 0 | 0 | 0 | 0 | 0 | 0 | 0 | 0 | 0 | 0 | 0 | 0 | 0.25017 | 0.2475 | 0.24283 | 0.18077 | 0 | 0 | 0 | 0 | 0 | 0 | 59.2323 | 58.2359 | 57.45 | 56.637 | 55.4567 | 54.6168 | 54.1874 | 54.5715 | 56.7761 | 59.9021 | 64.5144 | 68.7203 | 71.8081 | 73.5798 | 74.829 | 74.2437 | 72.0978 | 69.3938 | 66.9737 | 65.9312 | 64.7879 | 64.6094 | 64.0338 | 64.7273 | 0.029497 | 0.030505 | 0.02924 | 0.025661 | 0.02613 | 0.028528 | 0.032945 | 0.03799 | 0.044243 | 0.048167 | 0.049639 | 0.051654 | 0.052767 | 0.053526 | 0.052473 | 0.047946 | 0.0436 | 0.041744 | 0.03789 | 0.036361 | 0.035597 | 0.032401 | 0.030948 | 0.032299
Program Specific1-in-2Size: 20 kW to 199.99 kWSouth of Lugo2023December Monthly Peak | Program Specific | 1-in-2 | Size: 20 kW to 199.99 kW | South of Lugo | 2023 | December Monthly Peak | 12 | 12.8596 | 12.3592 | 12.1288 | 12.2027 | 12.5182 | 14.2188 | 16.6702 | 18.0075 | 20.381 | 21.7659 | 22.4129 | 22.925 | 22.9466 | 23.3549 | 23.4187 | 22.9073 | 22.2493 | 21.942 | 20.6192 | 19.6988 | 18.8021 | 17.3843 | 15.6309 | 14.0124 | 0 | 0 | 0 | 0 | 0 | 0 | 0 | 0 | 0 | 0 | 0 | 0 | 0 | 0 | 0.22325 | 0.22162 | 0.22091 | 0.16858 | 0 | 0 | 0 | 0 | 0 | 0 | 52.4415 | 51.1726 | 50.1994 | 49.4347 | 48.9573 | 47.927 | 48.166 | 48.3236 | 48.844 | 52.4886 | 57.0149 | 59.9981 | 61.7211 | 62.8494 | 63.2623 | 63.6455 | 62.8108 | 60.6842 | 58.6069 | 57.0209 | 55.2282 | 53.2187 | 51.3452 | 49.9246 | 0.029644 | 0.030691 | 0.029522 | 0.026058 | 0.026585 | 0.029267 | 0.035392 | 0.039811 | 0.045002 | 0.046832 | 0.04664 | 0.047265 | 0.047364 | 0.047731 | 0.046828 | 0.042932 | 0.039665 | 0.038929 | 0.036201 | 0.035284 | 0.03491 | 0.032165 | 0.031179 | 0.032752
Program Specific1-in-2Size: 20 kW to 199.99 kWSouth of Lugo2023Typical Event Day | Program Specific | 1-in-2 | Size: 20 kW to 199.99 kW | South of Lugo | 2023 | Typical Event Day | 8 | 14.9487 | 14.1411 | 13.6692 | 13.518 | 13.8902 | 15.6394 | 17.9481 | 20.4395 | 24.4296 | 27.5416 | 30.2575 | 31.937 | 32.5663 | 33.321 | 33.6303 | 33.3353 | 32.335 | 30.0249 | 26.6503 | 24.9633 | 24.049 | 21.9254 | 19.3567 | 16.7099 | 0 | 0 | 0 | 0 | 0 | 0 | 0 | 0 | 0 | 0 | 0 | 0 | 0 | 0 | 0.3206 | 0.3225 | 0.32105 | 0.23068 | 0 | 0 | 0 | 0 | 0 | 0 | 68.0385 | 67.3553 | 66.9122 | 66.7308 | 66.4297 | 65.8477 | 65.5919 | 65.9199 | 67.9982 | 71.7238 | 75.5555 | 79.5434 | 81.2515 | 81.7178 | 82.5648 | 82.9821 | 83.8949 | 84.1089 | 83.9263 | 80.7302 | 76.5608 | 73.1672 | 71.4883 | 70.4467 | 0.03446 | 0.035116 | 0.033271 | 0.028867 | 0.029499 | 0.032191 | 0.038105 | 0.045187 | 0.053941 | 0.059259 | 0.062965 | 0.065845 | 0.06722 | 0.068099 | 0.067247 | 0.062475 | 0.057645 | 0.05327 | 0.046789 | 0.044714 | 0.044651 | 0.040566 | 0.038611 | 0.039057
Program Specific1-in-2Size: 20 kW to 199.99 kWSouth of Lugo2024January Monthly Peak | Program Specific | 1-in-2 | Size: 20 kW to 199.99 kW | South of Lugo | 2024 | January Monthly Peak | 1 | 13.0434 | 12.7307 | 12.5615 | 12.5996 | 12.9232 | 14.5292 | 17.1622 | 18.8122 | 20.932 | 21.8838 | 22.3475 | 22.2454 | 21.7872 | 22.0225 | 21.9773 | 21.2281 | 20.4129 | 20.5343 | 19.9615 | 19.2017 | 18.3645 | 17.0194 | 15.4566 | 13.8757 | 0 | 0 | 0 | 0 | 0 | 0 | 0 | 0 | 0 | 0 | 0 | 0 | 0 | 0 | 0.20951 | 0.20537 | 0.20268 | 0.15777 | 0 | 0 | 0 | 0 | 0 | 0 | 48.3073 | 47.2893 | 46.2027 | 45.8422 | 45.7604 | 46.0494 | 45.681 | 45.6971 | 46.5485 | 48.6995 | 52.452 | 55.3514 | 56.9748 | 58.2576 | 58.602 | 58.7098 | 58.6026 | 57.0015 | 55.5492 | 54.121 | 53.254 | 52.027 | 51.0058 | 49.6361 | 0.030068 | 0.031614 | 0.030575 | 0.026906 | 0.027445 | 0.029906 | 0.036437 | 0.04159 | 0.046219 | 0.047085 | 0.046504 | 0.045864 | 0.044971 | 0.045008 | 0.043946 | 0.039784 | 0.036391 | 0.036432 | 0.035046 | 0.034394 | 0.034097 | 0.031489 | 0.030832 | 0.032433
Program Specific1-in-2Size: 20 kW to 199.99 kWSouth of Lugo2024February Monthly Peak | Program Specific | 1-in-2 | Size: 20 kW to 199.99 kW | South of Lugo | 2024 | February Monthly Peak | 2 | 13.0998 | 12.6844 | 12.4023 | 12.401 | 12.6927 | 14.1044 | 16.3381 | 17.8944 | 20.0808 | 21.3914 | 22.3389 | 22.8049 | 22.8521 | 23.3421 | 23.4296 | 22.8623 | 21.991 | 20.9591 | 20.4448 | 19.5454 | 18.6342 | 17.3052 | 15.5866 | 13.9189 | 0 | 0 | 0 | 0 | 0 | 0 | 0 | 0 | 0 | 0 | 0 | 0 | 0 | 0 | 0.22336 | 0.22118 | 0.21835 | 0.16103 | 0 | 0 | 0 | 0 | 0 | 0 | 51.6789 | 51.3633 | 51.0679 | 50.7792 | 50.4572 | 49.9984 | 49.7333 | 49.6444 | 50.3886 | 52.586 | 54.3812 | 56.0448 | 56.6081 | 56.698 | 56.6325 | 55.5879 | 55.5381 | 55.2544 | 53.8928 | 52.9148 | 52.1246 | 51.8647 | 50.5467 | 49.2125 | 0.030198 | 0.031499 | 0.030188 | 0.026482 | 0.026956 | 0.029031 | 0.034687 | 0.03956 | 0.044339 | 0.046026 | 0.046486 | 0.047017 | 0.047169 | 0.047705 | 0.04685 | 0.042847 | 0.039204 | 0.037185 | 0.035895 | 0.035009 | 0.034598 | 0.032018 | 0.031091 | 0.032534
Program Specific1-in-2Size: 20 kW to 199.99 kWSouth of Lugo2024March Monthly Peak | Program Specific | 1-in-2 | Size: 20 kW to 199.99 kW | South of Lugo | 2024 | March Monthly Peak | 3 | 13.2219 | 12.8207 | 12.4606 | 12.412 | 12.7382 | 14.0544 | 16.5049 | 17.9916 | 20.2429 | 21.8246 | 22.7802 | 23.2221 | 23.179 | 23.7172 | 24.0237 | 23.6137 | 22.9755 | 21.8193 | 20.6065 | 20.2138 | 19.395 | 17.9892 | 16.1911 | 14.3547 | 0 | 0 | 0 | 0 | 0 | 0 | 0 | 0 | 0 | 0 | 0 | 0 | 0 | 0 | 0.22902 | 0.22845 | 0.22812 | 0.16764 | 0 | 0 | 0 | 0 | 0 | 0 | 51.7964 | 50.6299 | 49.3851 | 48.8288 | 48.5531 | 48.079 | 47.9218 | 48.2993 | 50.6865 | 52.9225 | 55.1415 | 57.0953 | 58.0699 | 59.0483 | 59.0861 | 59.57 | 59.2011 | 58.0583 | 56.4806 | 54.8685 | 54.2157 | 53.3249 | 52.3535 | 51.2829 | 0.03048 | 0.031837 | 0.03033 | 0.026505 | 0.027052 | 0.028929 | 0.035041 | 0.039775 | 0.044697 | 0.046958 | 0.047405 | 0.047877 | 0.047843 | 0.048471 | 0.048038 | 0.044256 | 0.040959 | 0.038712 | 0.036178 | 0.036207 | 0.03601 | 0.033284 | 0.032297 | 0.033552
Program Specific1-in-2Size: 20 kW to 199.99 kWSouth of Lugo2024April Monthly Peak | Program Specific | 1-in-2 | Size: 20 kW to 199.99 kW | South of Lugo | 2024 | April Monthly Peak | 4 | 13.3229 | 12.7792 | 12.3354 | 12.2061 | 12.5425 | 13.6986 | 15.5914 | 17.193 | 20.223 | 22.7518 | 24.8155 | 26.2706 | 26.9062 | 27.729 | 28.0466 | 27.702 | 26.8214 | 24.8534 | 22.2116 | 21.4038 | 20.6473 | 18.922 | 16.711 | 14.5909 | 0 | 0 | 0 | 0 | 0 | 0 | 0 | 0 | 0 | 0 | 0 | 0 | 0 | 0 | 0.26737 | 0.268 | 0.26631 | 0.19095 | 0 | 0 | 0 | 0 | 0 | 0 | 61.9066 | 61.4621 | 60.7114 | 59.6677 | 58.8938 | 58.096 | 57.6225 | 57.8175 | 59.5336 | 62.785 | 65.7957 | 68.8898 | 71.2624 | 72.9923 | 73.6054 | 73.7406 | 73.9766 | 73.1252 | 72.3109 | 70.4717 | 67.1391 | 65.7658 | 64.2298 | 61.7657 | 0.030712 | 0.031734 | 0.030025 | 0.026066 | 0.026637 | 0.028196 | 0.033102 | 0.03801 | 0.044653 | 0.048953 | 0.05164 | 0.054162 | 0.055537 | 0.056671 | 0.056082 | 0.051918 | 0.047816 | 0.044095 | 0.038996 | 0.038338 | 0.038336 | 0.035009 | 0.033334 | 0.034104
Program Specific1-in-2Size: 20 kW to 199.99 kWSouth of Lugo2024May Monthly Peak | Program Specific | 1-in-2 | Size: 20 kW to 199.99 kW | South of Lugo | 2024 | May Monthly Peak | 5 | 13.2002 | 12.684 | 12.3214 | 12.2441 | 12.6038 | 13.8043 | 15.4402 | 17.3955 | 20.3125 | 22.6453 | 24.3599 | 25.606 | 26.1781 | 26.7779 | 27.0277 | 26.5993 | 25.7592 | 23.9271 | 21.6034 | 20.5401 | 20.3356 | 18.691 | 16.4629 | 14.4059 | 0 | 0 | 0 | 0 | 0 | 0 | 0 | 0 | 0 | 0 | 0 | 0 | 0 | 0 | 0.25766 | 0.25733 | 0.25576 | 0.18383 | 0 | 0 | 0 | 0 | 0 | 0 | 59.4489 | 59.4995 | 59.504 | 58.9642 | 58.4734 | 58.4853 | 58.7531 | 59.3144 | 60.0356 | 61.6056 | 64.3622 | 67.2238 | 69.5136 | 70.2762 | 70.082 | 71.0459 | 71.1241 | 70.0666 | 68.1408 | 65.5601 | 62.9302 | 60.8461 | 60.3502 | 60.0426 | 0.03043 | 0.031498 | 0.029991 | 0.026147 | 0.026767 | 0.028414 | 0.032781 | 0.038458 | 0.044851 | 0.048724 | 0.050692 | 0.052792 | 0.054034 | 0.054727 | 0.054045 | 0.049851 | 0.045922 | 0.042451 | 0.037929 | 0.036791 | 0.037757 | 0.034582 | 0.032839 | 0.033672
Program Specific1-in-2Size: 20 kW to 199.99 kWSouth of Lugo2024June Monthly Peak | Program Specific | 1-in-2 | Size: 20 kW to 199.99 kW | South of Lugo | 2024 | June Monthly Peak | 6 | 13.9897 | 13.3988 | 12.9955 | 12.8642 | 13.233 | 14.5175 | 16.4733 | 18.8414 | 22.4075 | 25.4135 | 27.6764 | 29.2291 | 29.761 | 30.4002 | 30.5773 | 30.1345 | 29.1302 | 26.9948 | 24.1642 | 22.3946 | 21.8771 | 20.201 | 17.7137 | 15.3861 | 0 | 0 | 0 | 0 | 0 | 0 | 0 | 0 | 0 | 0 | 0 | 0 | 0 | 0 | 0.2915 | 0.29154 | 0.28923 | 0.2074 | 0 | 0 | 0 | 0 | 0 | 0 | 63.0189 | 62.9066 | 62.4161 | 61.8621 | 61.6842 | 61.2508 | 60.8545 | 61.3619 | 63.2682 | 67.3624 | 71.6544 | 75.1598 | 75.3579 | 75.1751 | 76.4651 | 76.8681 | 78.2198 | 78.5593 | 78.581 | 74.8426 | 70.6675 | 67.1579 | 65.7295 | 64.5528 | 0.032249 | 0.033273 | 0.031632 | 0.027471 | 0.028103 | 0.029882 | 0.034974 | 0.041654 | 0.049477 | 0.05468 | 0.057593 | 0.060262 | 0.061429 | 0.06213 | 0.061142 | 0.056476 | 0.051932 | 0.047894 | 0.042425 | 0.040113 | 0.040619 | 0.037376 | 0.035334 | 0.035963
Program Specific1-in-2Size: 20 kW to 199.99 kWSouth of Lugo2024July Monthly Peak | Program Specific | 1-in-2 | Size: 20 kW to 199.99 kW | South of Lugo | 2024 | July Monthly Peak | 7 | 14.9758 | 14.1497 | 13.6825 | 13.5143 | 13.9754 | 15.6334 | 17.7854 | 20.4606 | 24.404 | 27.56 | 30.1366 | 31.8313 | 32.4391 | 33.156 | 33.36 | 32.9704 | 31.9344 | 29.7006 | 26.4997 | 24.507 | 23.8636 | 21.9932 | 19.3507 | 16.7929 | 0 | 0 | 0 | 0 | 0 | 0 | 0 | 0 | 0 | 0 | 0 | 0 | 0 | 0 | 0.31803 | 0.31897 | 0.31708 | 0.22819 | 0 | 0 | 0 | 0 | 0 | 0 | 69.4902 | 68.7899 | 68.4916 | 68.3539 | 67.95 | 67.1654 | 67.0918 | 67.984 | 70.573 | 73.199 | 75.6296 | 78.9572 | 80.3657 | 80.6231 | 81.4823 | 81.8667 | 82.4386 | 82.8026 | 83.4324 | 81.7224 | 78.4484 | 74.2558 | 72.1179 | 71.2873 | 0.034523 | 0.035137 | 0.033304 | 0.028859 | 0.02968 | 0.032179 | 0.03776 | 0.045234 | 0.053885 | 0.059298 | 0.062713 | 0.065627 | 0.066957 | 0.067762 | 0.066707 | 0.061791 | 0.056931 | 0.052694 | 0.046525 | 0.043896 | 0.044307 | 0.040692 | 0.038599 | 0.039251
Program Specific1-in-2Size: 20 kW to 199.99 kWSouth of Lugo2024August Monthly Peak | Program Specific | 1-in-2 | Size: 20 kW to 199.99 kW | South of Lugo | 2024 | August Monthly Peak | 8 | 15.178 | 14.3532 | 13.8643 | 13.704 | 14.0936 | 15.8879 | 18.2689 | 20.9002 | 25.0976 | 28.3738 | 31.2196 | 32.9599 | 33.6049 | 34.3371 | 34.595 | 34.2703 | 33.1931 | 30.8102 | 27.3172 | 25.5509 | 24.5621 | 22.3688 | 19.7384 | 17.0208 | 0 | 0 | 0 | 0 | 0 | 0 | 0 | 0 | 0 | 0 | 0 | 0 | 0 | 0 | 0.3298 | 0.33155 | 0.32957 | 0.23672 | 0 | 0 | 0 | 0 | 0 | 0 | 69.7822 | 68.5225 | 68.0537 | 68.3872 | 68.3116 | 67.5344 | 67.244 | 67.2631 | 69.1812 | 73.3353 | 77.8423 | 82.2447 | 84.1677 | 84.49 | 84.8207 | 84.9443 | 86.3886 | 87.7238 | 86.9909 | 81.7153 | 76.3216 | 73.7175 | 72.3983 | 71.1927 | 0.034989 | 0.035643 | 0.033746 | 0.029264 | 0.029931 | 0.032702 | 0.038786 | 0.046206 | 0.055416 | 0.061049 | 0.064967 | 0.067954 | 0.069363 | 0.070176 | 0.069176 | 0.064227 | 0.059175 | 0.054663 | 0.04796 | 0.045766 | 0.045604 | 0.041387 | 0.039373 | 0.039784
Program Specific1-in-2Size: 20 kW to 199.99 kWSouth of Lugo2024September Monthly Peak | Program Specific | 1-in-2 | Size: 20 kW to 199.99 kW | South of Lugo | 2024 | September Monthly Peak | 9 | 15.1826 | 14.4216 | 13.9469 | 13.798 | 14.2122 | 15.9419 | 18.6732 | 20.7877 | 25.2314 | 28.4284 | 30.8776 | 32.7603 | 33.3238 | 34.0768 | 34.1978 | 33.5592 | 32.2261 | 29.623 | 26.0286 | 24.9752 | 23.6646 | 21.6968 | 18.9744 | 16.5012 | 0 | 0 | 0 | 0 | 0 | 0 | 0 | 0 | 0 | 0 | 0 | 0 | 0 | 0 | 0.32601 | 0.32467 | 0.31997 | 0.2276 | 0 | 0 | 0 | 0 | 0 | 0 | 69.8625 | 69.2022 | 68.6876 | 68.3201 | 67.7731 | 67.44 | 67.1774 | 67.0705 | 68.9704 | 72.9985 | 77.0958 | 81.8121 | 85.1146 | 86.5832 | 87.4912 | 88.2494 | 88.5325 | 87.35 | 86.7007 | 84.6405 | 80.8055 | 77.5378 | 75.7075 | 74.754 | 0.034999 | 0.035813 | 0.033947 | 0.029465 | 0.030183 | 0.032814 | 0.039645 | 0.045957 | 0.055712 | 0.061167 | 0.064255 | 0.067542 | 0.068783 | 0.069644 | 0.068382 | 0.062895 | 0.057451 | 0.052557 | 0.045698 | 0.044735 | 0.043938 | 0.040143 | 0.037848 | 0.03857
Program Specific1-in-2Size: 20 kW to 199.99 kWSouth of Lugo2024October Monthly Peak | Program Specific | 1-in-2 | Size: 20 kW to 199.99 kW | South of Lugo | 2024 | October Monthly Peak | 10 | 14.0076 | 13.3502 | 12.9213 | 12.7583 | 13.1185 | 14.5964 | 17.1406 | 18.5287 | 21.8621 | 24.66 | 26.7082 | 28.3276 | 28.9969 | 29.9132 | 30.2929 | 29.7676 | 28.6899 | 26.2652 | 24.0601 | 22.8382 | 21.5813 | 19.9013 | 17.3815 | 15.257 | 0 | 0 | 0 | 0 | 0 | 0 | 0 | 0 | 0 | 0 | 0 | 0 | 0 | 0 | 0.28879 | 0.28799 | 0.28486 | 0.2018 | 0 | 0 | 0 | 0 | 0 | 0 | 64.1464 | 63.7329 | 63.4535 | 62.4339 | 61.8871 | 61.2422 | 60.7217 | 60.6542 | 61.488 | 64.5863 | 68.643 | 74.194 | 80.2709 | 83.0443 | 81.8202 | 81.4269 | 81.7706 | 80.5675 | 77.808 | 73.9649 | 71.7746 | 70.1898 | 68.4866 | 66.8303 | 0.032291 | 0.033152 | 0.031451 | 0.027245 | 0.02786 | 0.030044 | 0.036391 | 0.040963 | 0.048272 | 0.053059 | 0.055579 | 0.058403 | 0.059852 | 0.061134 | 0.060574 | 0.055789 | 0.051147 | 0.046599 | 0.042242 | 0.040907 | 0.04007 | 0.036821 | 0.034671 | 0.035661
Program Specific1-in-2Size: 20 kW to 199.99 kWSouth of Lugo2024November Monthly Peak | Program Specific | 1-in-2 | Size: 20 kW to 199.99 kW | South of Lugo | 2024 | November Monthly Peak | 11 | 12.7956 | 12.2843 | 12.013 | 12.0166 | 12.3039 | 13.8598 | 15.5176 | 17.1841 | 20.0372 | 22.3866 | 23.8538 | 25.0538 | 25.5643 | 26.1906 | 26.2416 | 25.583 | 24.4569 | 23.5283 | 21.5814 | 20.2999 | 19.1726 | 17.5121 | 15.5151 | 13.8184 | 0 | 0 | 0 | 0 | 0 | 0 | 0 | 0 | 0 | 0 | 0 | 0 | 0 | 0 | 0.25017 | 0.2475 | 0.24283 | 0.18077 | 0 | 0 | 0 | 0 | 0 | 0 | 59.2323 | 58.2359 | 57.45 | 56.637 | 55.4567 | 54.6168 | 54.1874 | 54.5715 | 56.7761 | 59.9021 | 64.5144 | 68.7203 | 71.8081 | 73.5798 | 74.829 | 74.2437 | 72.0978 | 69.3938 | 66.9737 | 65.9312 | 64.7879 | 64.6094 | 64.0338 | 64.7273 | 0.029497 | 0.030505 | 0.02924 | 0.025661 | 0.02613 | 0.028528 | 0.032945 | 0.03799 | 0.044243 | 0.048167 | 0.049639 | 0.051654 | 0.052767 | 0.053526 | 0.052473 | 0.047946 | 0.0436 | 0.041744 | 0.03789 | 0.036361 | 0.035597 | 0.032401 | 0.030948 | 0.032299
Program Specific1-in-2Size: 20 kW to 199.99 kWSouth of Lugo2024December Monthly Peak | Program Specific | 1-in-2 | Size: 20 kW to 199.99 kW | South of Lugo | 2024 | December Monthly Peak | 12 | 12.8596 | 12.3592 | 12.1288 | 12.2027 | 12.5182 | 14.2188 | 16.6702 | 18.0075 | 20.381 | 21.7659 | 22.4129 | 22.925 | 22.9466 | 23.3549 | 23.4187 | 22.9073 | 22.2493 | 21.942 | 20.6192 | 19.6988 | 18.8021 | 17.3843 | 15.6309 | 14.0124 | 0 | 0 | 0 | 0 | 0 | 0 | 0 | 0 | 0 | 0 | 0 | 0 | 0 | 0 | 0.22325 | 0.22162 | 0.22091 | 0.16858 | 0 | 0 | 0 | 0 | 0 | 0 | 52.4415 | 51.1726 | 50.1994 | 49.4347 | 48.9573 | 47.927 | 48.166 | 48.3236 | 48.844 | 52.4886 | 57.0149 | 59.9981 | 61.7211 | 62.8494 | 63.2623 | 63.6455 | 62.8108 | 60.6842 | 58.6069 | 57.0209 | 55.2282 | 53.2187 | 51.3452 | 49.9246 | 0.029644 | 0.030691 | 0.029522 | 0.026058 | 0.026585 | 0.029267 | 0.035392 | 0.039811 | 0.045002 | 0.046832 | 0.04664 | 0.047265 | 0.047364 | 0.047731 | 0.046828 | 0.042932 | 0.039665 | 0.038929 | 0.036201 | 0.035284 | 0.03491 | 0.032165 | 0.031179 | 0.032752
Program Specific1-in-2Size: 20 kW to 199.99 kWSouth of Lugo2024Typical Event Day | Program Specific | 1-in-2 | Size: 20 kW to 199.99 kW | South of Lugo | 2024 | Typical Event Day | 8 | 14.9487 | 14.1411 | 13.6692 | 13.518 | 13.8902 | 15.6394 | 17.9481 | 20.4395 | 24.4296 | 27.5416 | 30.2575 | 31.937 | 32.5663 | 33.321 | 33.6303 | 33.3353 | 32.335 | 30.0249 | 26.6503 | 24.9633 | 24.049 | 21.9254 | 19.3567 | 16.7099 | 0 | 0 | 0 | 0 | 0 | 0 | 0 | 0 | 0 | 0 | 0 | 0 | 0 | 0 | 0.3206 | 0.3225 | 0.32105 | 0.23068 | 0 | 0 | 0 | 0 | 0 | 0 | 68.0385 | 67.3553 | 66.9122 | 66.7308 | 66.4297 | 65.8477 | 65.5919 | 65.9199 | 67.9982 | 71.7238 | 75.5555 | 79.5434 | 81.2515 | 81.7178 | 82.5648 | 82.9821 | 83.8949 | 84.1089 | 83.9263 | 80.7302 | 76.5608 | 73.1672 | 71.4883 | 70.4467 | 0.03446 | 0.035116 | 0.033271 | 0.028867 | 0.029499 | 0.032191 | 0.038105 | 0.045187 | 0.053941 | 0.059259 | 0.062965 | 0.065845 | 0.06722 | 0.068099 | 0.067247 | 0.062475 | 0.057645 | 0.05327 | 0.046789 | 0.044714 | 0.044651 | 0.040566 | 0.038611 | 0.039057
Program Specific1-in-2Size: 20 kW to 199.99 kWSouth of Lugo2025January Monthly Peak | Program Specific | 1-in-2 | Size: 20 kW to 199.99 kW | South of Lugo | 2025 | January Monthly Peak | 1 | 13.0434 | 12.7307 | 12.5615 | 12.5996 | 12.9232 | 14.5292 | 17.1622 | 18.8122 | 20.932 | 21.8838 | 22.3475 | 22.2454 | 21.7872 | 22.0225 | 21.9773 | 21.2281 | 20.4129 | 20.5343 | 19.9615 | 19.2017 | 18.3645 | 17.0194 | 15.4566 | 13.8757 | 0 | 0 | 0 | 0 | 0 | 0 | 0 | 0 | 0 | 0 | 0 | 0 | 0 | 0 | 0.20951 | 0.20537 | 0.20268 | 0.15777 | 0 | 0 | 0 | 0 | 0 | 0 | 48.3073 | 47.2893 | 46.2027 | 45.8422 | 45.7604 | 46.0494 | 45.681 | 45.6971 | 46.5485 | 48.6995 | 52.452 | 55.3514 | 56.9748 | 58.2576 | 58.602 | 58.7098 | 58.6026 | 57.0015 | 55.5492 | 54.121 | 53.254 | 52.027 | 51.0058 | 49.6361 | 0.030068 | 0.031614 | 0.030575 | 0.026906 | 0.027445 | 0.029906 | 0.036437 | 0.04159 | 0.046219 | 0.047085 | 0.046504 | 0.045864 | 0.044971 | 0.045008 | 0.043946 | 0.039784 | 0.036391 | 0.036432 | 0.035046 | 0.034394 | 0.034097 | 0.031489 | 0.030832 | 0.032433
Program Specific1-in-2Size: 20 kW to 199.99 kWSouth of Lugo2025February Monthly Peak | Program Specific | 1-in-2 | Size: 20 kW to 199.99 kW | South of Lugo | 2025 | February Monthly Peak | 2 | 13.0998 | 12.6844 | 12.4023 | 12.401 | 12.6927 | 14.1044 | 16.3381 | 17.8944 | 20.0808 | 21.3914 | 22.3389 | 22.8049 | 22.8521 | 23.3421 | 23.4296 | 22.8623 | 21.991 | 20.9591 | 20.4448 | 19.5454 | 18.6342 | 17.3052 | 15.5866 | 13.9189 | 0 | 0 | 0 | 0 | 0 | 0 | 0 | 0 | 0 | 0 | 0 | 0 | 0 | 0 | 0.22336 | 0.22118 | 0.21835 | 0.16103 | 0 | 0 | 0 | 0 | 0 | 0 | 51.6789 | 51.3633 | 51.0679 | 50.7792 | 50.4572 | 49.9984 | 49.7333 | 49.6444 | 50.3886 | 52.586 | 54.3812 | 56.0448 | 56.6081 | 56.698 | 56.6325 | 55.5879 | 55.5381 | 55.2544 | 53.8928 | 52.9148 | 52.1246 | 51.8647 | 50.5467 | 49.2125 | 0.030198 | 0.031499 | 0.030188 | 0.026482 | 0.026956 | 0.029031 | 0.034687 | 0.03956 | 0.044339 | 0.046026 | 0.046486 | 0.047017 | 0.047169 | 0.047705 | 0.04685 | 0.042847 | 0.039204 | 0.037185 | 0.035895 | 0.035009 | 0.034598 | 0.032018 | 0.031091 | 0.032534
Program Specific1-in-2Size: 20 kW to 199.99 kWSouth of Lugo2025March Monthly Peak | Program Specific | 1-in-2 | Size: 20 kW to 199.99 kW | South of Lugo | 2025 | March Monthly Peak | 3 | 13.2219 | 12.8207 | 12.4606 | 12.412 | 12.7382 | 14.0544 | 16.5049 | 17.9916 | 20.2429 | 21.8246 | 22.7802 | 23.2221 | 23.179 | 23.7172 | 24.0237 | 23.6137 | 22.9755 | 21.8193 | 20.6065 | 20.2138 | 19.395 | 17.9892 | 16.1911 | 14.3547 | 0 | 0 | 0 | 0 | 0 | 0 | 0 | 0 | 0 | 0 | 0 | 0 | 0 | 0 | 0.22902 | 0.22845 | 0.22812 | 0.16764 | 0 | 0 | 0 | 0 | 0 | 0 | 51.7964 | 50.6299 | 49.3851 | 48.8288 | 48.5531 | 48.079 | 47.9218 | 48.2993 | 50.6865 | 52.9225 | 55.1415 | 57.0953 | 58.0699 | 59.0483 | 59.0861 | 59.57 | 59.2011 | 58.0583 | 56.4806 | 54.8685 | 54.2157 | 53.3249 | 52.3535 | 51.2829 | 0.03048 | 0.031837 | 0.03033 | 0.026505 | 0.027052 | 0.028929 | 0.035041 | 0.039775 | 0.044697 | 0.046958 | 0.047405 | 0.047877 | 0.047843 | 0.048471 | 0.048038 | 0.044256 | 0.040959 | 0.038712 | 0.036178 | 0.036207 | 0.03601 | 0.033284 | 0.032297 | 0.033552
Program Specific1-in-2Size: 20 kW to 199.99 kWSouth of Lugo2025April Monthly Peak | Program Specific | 1-in-2 | Size: 20 kW to 199.99 kW | South of Lugo | 2025 | April Monthly Peak | 4 | 13.3229 | 12.7792 | 12.3354 | 12.2061 | 12.5425 | 13.6986 | 15.5914 | 17.193 | 20.223 | 22.7518 | 24.8155 | 26.2706 | 26.9062 | 27.729 | 28.0466 | 27.702 | 26.8214 | 24.8534 | 22.2116 | 21.4038 | 20.6473 | 18.922 | 16.711 | 14.5909 | 0 | 0 | 0 | 0 | 0 | 0 | 0 | 0 | 0 | 0 | 0 | 0 | 0 | 0 | 0.26737 | 0.268 | 0.26631 | 0.19095 | 0 | 0 | 0 | 0 | 0 | 0 | 61.9066 | 61.4621 | 60.7114 | 59.6677 | 58.8938 | 58.096 | 57.6225 | 57.8175 | 59.5336 | 62.785 | 65.7957 | 68.8898 | 71.2624 | 72.9923 | 73.6054 | 73.7406 | 73.9766 | 73.1252 | 72.3109 | 70.4717 | 67.1391 | 65.7658 | 64.2298 | 61.7657 | 0.030712 | 0.031734 | 0.030025 | 0.026066 | 0.026637 | 0.028196 | 0.033102 | 0.03801 | 0.044653 | 0.048953 | 0.05164 | 0.054162 | 0.055537 | 0.056671 | 0.056082 | 0.051918 | 0.047816 | 0.044095 | 0.038996 | 0.038338 | 0.038336 | 0.035009 | 0.033334 | 0.034104
Program Specific1-in-2Size: 20 kW to 199.99 kWSouth of Lugo2025May Monthly Peak | Program Specific | 1-in-2 | Size: 20 kW to 199.99 kW | South of Lugo | 2025 | May Monthly Peak | 5 | 13.2002 | 12.684 | 12.3214 | 12.2441 | 12.6038 | 13.8043 | 15.4402 | 17.3955 | 20.3125 | 22.6453 | 24.3599 | 25.606 | 26.1781 | 26.7779 | 27.0277 | 26.5993 | 25.7592 | 23.9271 | 21.6034 | 20.5401 | 20.3356 | 18.691 | 16.4629 | 14.4059 | 0 | 0 | 0 | 0 | 0 | 0 | 0 | 0 | 0 | 0 | 0 | 0 | 0 | 0 | 0.25766 | 0.25733 | 0.25576 | 0.18383 | 0 | 0 | 0 | 0 | 0 | 0 | 59.4489 | 59.4995 | 59.504 | 58.9642 | 58.4734 | 58.4853 | 58.7531 | 59.3144 | 60.0356 | 61.6056 | 64.3622 | 67.2238 | 69.5136 | 70.2762 | 70.082 | 71.0459 | 71.1241 | 70.0666 | 68.1408 | 65.5601 | 62.9302 | 60.8461 | 60.3502 | 60.0426 | 0.03043 | 0.031498 | 0.029991 | 0.026147 | 0.026767 | 0.028414 | 0.032781 | 0.038458 | 0.044851 | 0.048724 | 0.050692 | 0.052792 | 0.054034 | 0.054727 | 0.054045 | 0.049851 | 0.045922 | 0.042451 | 0.037929 | 0.036791 | 0.037757 | 0.034582 | 0.032839 | 0.033672
Program Specific1-in-2Size: 20 kW to 199.99 kWSouth of Lugo2025June Monthly Peak | Program Specific | 1-in-2 | Size: 20 kW to 199.99 kW | South of Lugo | 2025 | June Monthly Peak | 6 | 13.9897 | 13.3988 | 12.9955 | 12.8642 | 13.233 | 14.5175 | 16.4733 | 18.8414 | 22.4075 | 25.4135 | 27.6764 | 29.2291 | 29.761 | 30.4002 | 30.5773 | 30.1345 | 29.1302 | 26.9948 | 24.1642 | 22.3946 | 21.8771 | 20.201 | 17.7137 | 15.3861 | 0 | 0 | 0 | 0 | 0 | 0 | 0 | 0 | 0 | 0 | 0 | 0 | 0 | 0 | 0.2915 | 0.29154 | 0.28923 | 0.2074 | 0 | 0 | 0 | 0 | 0 | 0 | 63.0189 | 62.9066 | 62.4161 | 61.8621 | 61.6842 | 61.2508 | 60.8545 | 61.3619 | 63.2682 | 67.3624 | 71.6544 | 75.1598 | 75.3579 | 75.1751 | 76.4651 | 76.8681 | 78.2198 | 78.5593 | 78.581 | 74.8426 | 70.6675 | 67.1579 | 65.7295 | 64.5528 | 0.032249 | 0.033273 | 0.031632 | 0.027471 | 0.028103 | 0.029882 | 0.034974 | 0.041654 | 0.049477 | 0.05468 | 0.057593 | 0.060262 | 0.061429 | 0.06213 | 0.061142 | 0.056476 | 0.051932 | 0.047894 | 0.042425 | 0.040113 | 0.040619 | 0.037376 | 0.035334 | 0.035963
Program Specific1-in-2Size: 20 kW to 199.99 kWSouth of Lugo2025July Monthly Peak | Program Specific | 1-in-2 | Size: 20 kW to 199.99 kW | South of Lugo | 2025 | July Monthly Peak | 7 | 14.9758 | 14.1497 | 13.6825 | 13.5143 | 13.9754 | 15.6334 | 17.7854 | 20.4606 | 24.404 | 27.56 | 30.1366 | 31.8313 | 32.4391 | 33.156 | 33.36 | 32.9704 | 31.9344 | 29.7006 | 26.4997 | 24.507 | 23.8636 | 21.9932 | 19.3507 | 16.7929 | 0 | 0 | 0 | 0 | 0 | 0 | 0 | 0 | 0 | 0 | 0 | 0 | 0 | 0 | 0.31803 | 0.31897 | 0.31708 | 0.22819 | 0 | 0 | 0 | 0 | 0 | 0 | 69.4902 | 68.7899 | 68.4916 | 68.3539 | 67.95 | 67.1654 | 67.0918 | 67.984 | 70.573 | 73.199 | 75.6296 | 78.9572 | 80.3657 | 80.6231 | 81.4823 | 81.8667 | 82.4386 | 82.8026 | 83.4324 | 81.7224 | 78.4484 | 74.2558 | 72.1179 | 71.2873 | 0.034523 | 0.035137 | 0.033304 | 0.028859 | 0.02968 | 0.032179 | 0.03776 | 0.045234 | 0.053885 | 0.059298 | 0.062713 | 0.065627 | 0.066957 | 0.067762 | 0.066707 | 0.061791 | 0.056931 | 0.052694 | 0.046525 | 0.043896 | 0.044307 | 0.040692 | 0.038599 | 0.039251
Program Specific1-in-2Size: 20 kW to 199.99 kWSouth of Lugo2025August Monthly Peak | Program Specific | 1-in-2 | Size: 20 kW to 199.99 kW | South of Lugo | 2025 | August Monthly Peak | 8 | 15.178 | 14.3532 | 13.8643 | 13.704 | 14.0936 | 15.8879 | 18.2689 | 20.9002 | 25.0976 | 28.3738 | 31.2196 | 32.9599 | 33.6049 | 34.3371 | 34.595 | 34.2703 | 33.1931 | 30.8102 | 27.3172 | 25.5509 | 24.5621 | 22.3688 | 19.7384 | 17.0208 | 0 | 0 | 0 | 0 | 0 | 0 | 0 | 0 | 0 | 0 | 0 | 0 | 0 | 0 | 0.3298 | 0.33155 | 0.32957 | 0.23672 | 0 | 0 | 0 | 0 | 0 | 0 | 69.7822 | 68.5225 | 68.0537 | 68.3872 | 68.3116 | 67.5344 | 67.244 | 67.2631 | 69.1812 | 73.3353 | 77.8423 | 82.2447 | 84.1677 | 84.49 | 84.8207 | 84.9443 | 86.3886 | 87.7238 | 86.9909 | 81.7153 | 76.3216 | 73.7175 | 72.3983 | 71.1927 | 0.034989 | 0.035643 | 0.033746 | 0.029264 | 0.029931 | 0.032702 | 0.038786 | 0.046206 | 0.055416 | 0.061049 | 0.064967 | 0.067954 | 0.069363 | 0.070176 | 0.069176 | 0.064227 | 0.059175 | 0.054663 | 0.04796 | 0.045766 | 0.045604 | 0.041387 | 0.039373 | 0.039784
Program Specific1-in-2Size: 20 kW to 199.99 kWSouth of Lugo2025September Monthly Peak | Program Specific | 1-in-2 | Size: 20 kW to 199.99 kW | South of Lugo | 2025 | September Monthly Peak | 9 | 15.1826 | 14.4216 | 13.9469 | 13.798 | 14.2122 | 15.9419 | 18.6732 | 20.7877 | 25.2314 | 28.4284 | 30.8776 | 32.7603 | 33.3238 | 34.0768 | 34.1978 | 33.5592 | 32.2261 | 29.623 | 26.0286 | 24.9752 | 23.6646 | 21.6968 | 18.9744 | 16.5012 | 0 | 0 | 0 | 0 | 0 | 0 | 0 | 0 | 0 | 0 | 0 | 0 | 0 | 0 | 0.32601 | 0.32467 | 0.31997 | 0.2276 | 0 | 0 | 0 | 0 | 0 | 0 | 69.8625 | 69.2022 | 68.6876 | 68.3201 | 67.7731 | 67.44 | 67.1774 | 67.0705 | 68.9704 | 72.9985 | 77.0958 | 81.8121 | 85.1146 | 86.5832 | 87.4912 | 88.2494 | 88.5325 | 87.35 | 86.7007 | 84.6405 | 80.8055 | 77.5378 | 75.7075 | 74.754 | 0.034999 | 0.035813 | 0.033947 | 0.029465 | 0.030183 | 0.032814 | 0.039645 | 0.045957 | 0.055712 | 0.061167 | 0.064255 | 0.067542 | 0.068783 | 0.069644 | 0.068382 | 0.062895 | 0.057451 | 0.052557 | 0.045698 | 0.044735 | 0.043938 | 0.040143 | 0.037848 | 0.03857
Program Specific1-in-2Size: 20 kW to 199.99 kWSouth of Lugo2025October Monthly Peak | Program Specific | 1-in-2 | Size: 20 kW to 199.99 kW | South of Lugo | 2025 | October Monthly Peak | 10 | 14.0076 | 13.3502 | 12.9213 | 12.7583 | 13.1185 | 14.5964 | 17.1406 | 18.5287 | 21.8621 | 24.66 | 26.7082 | 28.3276 | 28.9969 | 29.9132 | 30.2929 | 29.7676 | 28.6899 | 26.2652 | 24.0601 | 22.8382 | 21.5813 | 19.9013 | 17.3815 | 15.257 | 0 | 0 | 0 | 0 | 0 | 0 | 0 | 0 | 0 | 0 | 0 | 0 | 0 | 0 | 0.28879 | 0.28799 | 0.28486 | 0.2018 | 0 | 0 | 0 | 0 | 0 | 0 | 64.1464 | 63.7329 | 63.4535 | 62.4339 | 61.8871 | 61.2422 | 60.7217 | 60.6542 | 61.488 | 64.5863 | 68.643 | 74.194 | 80.2709 | 83.0443 | 81.8202 | 81.4269 | 81.7706 | 80.5675 | 77.808 | 73.9649 | 71.7746 | 70.1898 | 68.4866 | 66.8303 | 0.032291 | 0.033152 | 0.031451 | 0.027245 | 0.02786 | 0.030044 | 0.036391 | 0.040963 | 0.048272 | 0.053059 | 0.055579 | 0.058403 | 0.059852 | 0.061134 | 0.060574 | 0.055789 | 0.051147 | 0.046599 | 0.042242 | 0.040907 | 0.04007 | 0.036821 | 0.034671 | 0.035661
Program Specific1-in-2Size: 20 kW to 199.99 kWSouth of Lugo2025November Monthly Peak | Program Specific | 1-in-2 | Size: 20 kW to 199.99 kW | South of Lugo | 2025 | November Monthly Peak | 11 | 12.7956 | 12.2843 | 12.013 | 12.0166 | 12.3039 | 13.8598 | 15.5176 | 17.1841 | 20.0372 | 22.3866 | 23.8538 | 25.0538 | 25.5643 | 26.1906 | 26.2416 | 25.583 | 24.4569 | 23.5283 | 21.5814 | 20.2999 | 19.1726 | 17.5121 | 15.5151 | 13.8184 | 0 | 0 | 0 | 0 | 0 | 0 | 0 | 0 | 0 | 0 | 0 | 0 | 0 | 0 | 0.25017 | 0.2475 | 0.24283 | 0.18077 | 0 | 0 | 0 | 0 | 0 | 0 | 59.2323 | 58.2359 | 57.45 | 56.637 | 55.4567 | 54.6168 | 54.1874 | 54.5715 | 56.7761 | 59.9021 | 64.5144 | 68.7203 | 71.8081 | 73.5798 | 74.829 | 74.2437 | 72.0978 | 69.3938 | 66.9737 | 65.9312 | 64.7879 | 64.6094 | 64.0338 | 64.7273 | 0.029497 | 0.030505 | 0.02924 | 0.025661 | 0.02613 | 0.028528 | 0.032945 | 0.03799 | 0.044243 | 0.048167 | 0.049639 | 0.051654 | 0.052767 | 0.053526 | 0.052473 | 0.047946 | 0.0436 | 0.041744 | 0.03789 | 0.036361 | 0.035597 | 0.032401 | 0.030948 | 0.032299
Program Specific1-in-2Size: 20 kW to 199.99 kWSouth of Lugo2025December Monthly Peak | Program Specific | 1-in-2 | Size: 20 kW to 199.99 kW | South of Lugo | 2025 | December Monthly Peak | 12 | 12.8596 | 12.3592 | 12.1288 | 12.2027 | 12.5182 | 14.2188 | 16.6702 | 18.0075 | 20.381 | 21.7659 | 22.4129 | 22.925 | 22.9466 | 23.3549 | 23.4187 | 22.9073 | 22.2493 | 21.942 | 20.6192 | 19.6988 | 18.8021 | 17.3843 | 15.6309 | 14.0124 | 0 | 0 | 0 | 0 | 0 | 0 | 0 | 0 | 0 | 0 | 0 | 0 | 0 | 0 | 0.22325 | 0.22162 | 0.22091 | 0.16858 | 0 | 0 | 0 | 0 | 0 | 0 | 52.4415 | 51.1726 | 50.1994 | 49.4347 | 48.9573 | 47.927 | 48.166 | 48.3236 | 48.844 | 52.4886 | 57.0149 | 59.9981 | 61.7211 | 62.8494 | 63.2623 | 63.6455 | 62.8108 | 60.6842 | 58.6069 | 57.0209 | 55.2282 | 53.2187 | 51.3452 | 49.9246 | 0.029644 | 0.030691 | 0.029522 | 0.026058 | 0.026585 | 0.029267 | 0.035392 | 0.039811 | 0.045002 | 0.046832 | 0.04664 | 0.047265 | 0.047364 | 0.047731 | 0.046828 | 0.042932 | 0.039665 | 0.038929 | 0.036201 | 0.035284 | 0.03491 | 0.032165 | 0.031179 | 0.032752
Program Specific1-in-2Size: 20 kW to 199.99 kWSouth of Lugo2025Typical Event Day | Program Specific | 1-in-2 | Size: 20 kW to 199.99 kW | South of Lugo | 2025 | Typical Event Day | 8 | 14.9487 | 14.1411 | 13.6692 | 13.518 | 13.8902 | 15.6394 | 17.9481 | 20.4395 | 24.4296 | 27.5416 | 30.2575 | 31.937 | 32.5663 | 33.321 | 33.6303 | 33.3353 | 32.335 | 30.0249 | 26.6503 | 24.9633 | 24.049 | 21.9254 | 19.3567 | 16.7099 | 0 | 0 | 0 | 0 | 0 | 0 | 0 | 0 | 0 | 0 | 0 | 0 | 0 | 0 | 0.3206 | 0.3225 | 0.32105 | 0.23068 | 0 | 0 | 0 | 0 | 0 | 0 | 68.0385 | 67.3553 | 66.9122 | 66.7308 | 66.4297 | 65.8477 | 65.5919 | 65.9199 | 67.9982 | 71.7238 | 75.5555 | 79.5434 | 81.2515 | 81.7178 | 82.5648 | 82.9821 | 83.8949 | 84.1089 | 83.9263 | 80.7302 | 76.5608 | 73.1672 | 71.4883 | 70.4467 | 0.03446 | 0.035116 | 0.033271 | 0.028867 | 0.029499 | 0.032191 | 0.038105 | 0.045187 | 0.053941 | 0.059259 | 0.062965 | 0.065845 | 0.06722 | 0.068099 | 0.067247 | 0.062475 | 0.057645 | 0.05327 | 0.046789 | 0.044714 | 0.044651 | 0.040566 | 0.038611 | 0.039057
Program Specific1-in-2Size: 20 kW to 199.99 kWSouth of Lugo2026January Monthly Peak | Program Specific | 1-in-2 | Size: 20 kW to 199.99 kW | South of Lugo | 2026 | January Monthly Peak | 1 | 13.0434 | 12.7307 | 12.5615 | 12.5996 | 12.9232 | 14.5292 | 17.1622 | 18.8122 | 20.932 | 21.8838 | 22.3475 | 22.2454 | 21.7872 | 22.0225 | 21.9773 | 21.2281 | 20.4129 | 20.5343 | 19.9615 | 19.2017 | 18.3645 | 17.0194 | 15.4566 | 13.8757 | 0 | 0 | 0 | 0 | 0 | 0 | 0 | 0 | 0 | 0 | 0 | 0 | 0 | 0 | 0.20951 | 0.20537 | 0.20268 | 0.15777 | 0 | 0 | 0 | 0 | 0 | 0 | 48.3073 | 47.2893 | 46.2027 | 45.8422 | 45.7604 | 46.0494 | 45.681 | 45.6971 | 46.5485 | 48.6995 | 52.452 | 55.3514 | 56.9748 | 58.2576 | 58.602 | 58.7098 | 58.6026 | 57.0015 | 55.5492 | 54.121 | 53.254 | 52.027 | 51.0058 | 49.6361 | 0.030068 | 0.031614 | 0.030575 | 0.026906 | 0.027445 | 0.029906 | 0.036437 | 0.04159 | 0.046219 | 0.047085 | 0.046504 | 0.045864 | 0.044971 | 0.045008 | 0.043946 | 0.039784 | 0.036391 | 0.036432 | 0.035046 | 0.034394 | 0.034097 | 0.031489 | 0.030832 | 0.032433
Program Specific1-in-2Size: 20 kW to 199.99 kWSouth of Lugo2026February Monthly Peak | Program Specific | 1-in-2 | Size: 20 kW to 199.99 kW | South of Lugo | 2026 | February Monthly Peak | 2 | 13.0998 | 12.6844 | 12.4023 | 12.401 | 12.6927 | 14.1044 | 16.3381 | 17.8944 | 20.0808 | 21.3914 | 22.3389 | 22.8049 | 22.8521 | 23.3421 | 23.4296 | 22.8623 | 21.991 | 20.9591 | 20.4448 | 19.5454 | 18.6342 | 17.3052 | 15.5866 | 13.9189 | 0 | 0 | 0 | 0 | 0 | 0 | 0 | 0 | 0 | 0 | 0 | 0 | 0 | 0 | 0.22336 | 0.22118 | 0.21835 | 0.16103 | 0 | 0 | 0 | 0 | 0 | 0 | 51.6789 | 51.3633 | 51.0679 | 50.7792 | 50.4572 | 49.9984 | 49.7333 | 49.6444 | 50.3886 | 52.586 | 54.3812 | 56.0448 | 56.6081 | 56.698 | 56.6325 | 55.5879 | 55.5381 | 55.2544 | 53.8928 | 52.9148 | 52.1246 | 51.8647 | 50.5467 | 49.2125 | 0.030198 | 0.031499 | 0.030188 | 0.026482 | 0.026956 | 0.029031 | 0.034687 | 0.03956 | 0.044339 | 0.046026 | 0.046486 | 0.047017 | 0.047169 | 0.047705 | 0.04685 | 0.042847 | 0.039204 | 0.037185 | 0.035895 | 0.035009 | 0.034598 | 0.032018 | 0.031091 | 0.032534
Program Specific1-in-2Size: 20 kW to 199.99 kWSouth of Lugo2026March Monthly Peak | Program Specific | 1-in-2 | Size: 20 kW to 199.99 kW | South of Lugo | 2026 | March Monthly Peak | 3 | 13.2219 | 12.8207 | 12.4606 | 12.412 | 12.7382 | 14.0544 | 16.5049 | 17.9916 | 20.2429 | 21.8246 | 22.7802 | 23.2221 | 23.179 | 23.7172 | 24.0237 | 23.6137 | 22.9755 | 21.8193 | 20.6065 | 20.2138 | 19.395 | 17.9892 | 16.1911 | 14.3547 | 0 | 0 | 0 | 0 | 0 | 0 | 0 | 0 | 0 | 0 | 0 | 0 | 0 | 0 | 0.22902 | 0.22845 | 0.22812 | 0.16764 | 0 | 0 | 0 | 0 | 0 | 0 | 51.7964 | 50.6299 | 49.3851 | 48.8288 | 48.5531 | 48.079 | 47.9218 | 48.2993 | 50.6865 | 52.9225 | 55.1415 | 57.0953 | 58.0699 | 59.0483 | 59.0861 | 59.57 | 59.2011 | 58.0583 | 56.4806 | 54.8685 | 54.2157 | 53.3249 | 52.3535 | 51.2829 | 0.03048 | 0.031837 | 0.03033 | 0.026505 | 0.027052 | 0.028929 | 0.035041 | 0.039775 | 0.044697 | 0.046958 | 0.047405 | 0.047877 | 0.047843 | 0.048471 | 0.048038 | 0.044256 | 0.040959 | 0.038712 | 0.036178 | 0.036207 | 0.03601 | 0.033284 | 0.032297 | 0.033552
Program Specific1-in-2Size: 20 kW to 199.99 kWSouth of Lugo2026April Monthly Peak | Program Specific | 1-in-2 | Size: 20 kW to 199.99 kW | South of Lugo | 2026 | April Monthly Peak | 4 | 13.3229 | 12.7792 | 12.3354 | 12.2061 | 12.5425 | 13.6986 | 15.5914 | 17.193 | 20.223 | 22.7518 | 24.8155 | 26.2706 | 26.9062 | 27.729 | 28.0466 | 27.702 | 26.8214 | 24.8534 | 22.2116 | 21.4038 | 20.6473 | 18.922 | 16.711 | 14.5909 | 0 | 0 | 0 | 0 | 0 | 0 | 0 | 0 | 0 | 0 | 0 | 0 | 0 | 0 | 0.26737 | 0.268 | 0.26631 | 0.19095 | 0 | 0 | 0 | 0 | 0 | 0 | 61.9066 | 61.4621 | 60.7114 | 59.6677 | 58.8938 | 58.096 | 57.6225 | 57.8175 | 59.5336 | 62.785 | 65.7957 | 68.8898 | 71.2624 | 72.9923 | 73.6054 | 73.7406 | 73.9766 | 73.1252 | 72.3109 | 70.4717 | 67.1391 | 65.7658 | 64.2298 | 61.7657 | 0.030712 | 0.031734 | 0.030025 | 0.026066 | 0.026637 | 0.028196 | 0.033102 | 0.03801 | 0.044653 | 0.048953 | 0.05164 | 0.054162 | 0.055537 | 0.056671 | 0.056082 | 0.051918 | 0.047816 | 0.044095 | 0.038996 | 0.038338 | 0.038336 | 0.035009 | 0.033334 | 0.034104
Program Specific1-in-2Size: 20 kW to 199.99 kWSouth of Lugo2026May Monthly Peak | Program Specific | 1-in-2 | Size: 20 kW to 199.99 kW | South of Lugo | 2026 | May Monthly Peak | 5 | 13.2002 | 12.684 | 12.3214 | 12.2441 | 12.6038 | 13.8043 | 15.4402 | 17.3955 | 20.3125 | 22.6453 | 24.3599 | 25.606 | 26.1781 | 26.7779 | 27.0277 | 26.5993 | 25.7592 | 23.9271 | 21.6034 | 20.5401 | 20.3356 | 18.691 | 16.4629 | 14.4059 | 0 | 0 | 0 | 0 | 0 | 0 | 0 | 0 | 0 | 0 | 0 | 0 | 0 | 0 | 0.25766 | 0.25733 | 0.25576 | 0.18383 | 0 | 0 | 0 | 0 | 0 | 0 | 59.4489 | 59.4995 | 59.504 | 58.9642 | 58.4734 | 58.4853 | 58.7531 | 59.3144 | 60.0356 | 61.6056 | 64.3622 | 67.2238 | 69.5136 | 70.2762 | 70.082 | 71.0459 | 71.1241 | 70.0666 | 68.1408 | 65.5601 | 62.9302 | 60.8461 | 60.3502 | 60.0426 | 0.03043 | 0.031498 | 0.029991 | 0.026147 | 0.026767 | 0.028414 | 0.032781 | 0.038458 | 0.044851 | 0.048724 | 0.050692 | 0.052792 | 0.054034 | 0.054727 | 0.054045 | 0.049851 | 0.045922 | 0.042451 | 0.037929 | 0.036791 | 0.037757 | 0.034582 | 0.032839 | 0.033672
Program Specific1-in-2Size: 20 kW to 199.99 kWSouth of Lugo2026June Monthly Peak | Program Specific | 1-in-2 | Size: 20 kW to 199.99 kW | South of Lugo | 2026 | June Monthly Peak | 6 | 13.9897 | 13.3988 | 12.9955 | 12.8642 | 13.233 | 14.5175 | 16.4733 | 18.8414 | 22.4075 | 25.4135 | 27.6764 | 29.2291 | 29.761 | 30.4002 | 30.5773 | 30.1345 | 29.1302 | 26.9948 | 24.1642 | 22.3946 | 21.8771 | 20.201 | 17.7137 | 15.3861 | 0 | 0 | 0 | 0 | 0 | 0 | 0 | 0 | 0 | 0 | 0 | 0 | 0 | 0 | 0.2915 | 0.29154 | 0.28923 | 0.2074 | 0 | 0 | 0 | 0 | 0 | 0 | 63.0189 | 62.9066 | 62.4161 | 61.8621 | 61.6842 | 61.2508 | 60.8545 | 61.3619 | 63.2682 | 67.3624 | 71.6544 | 75.1598 | 75.3579 | 75.1751 | 76.4651 | 76.8681 | 78.2198 | 78.5593 | 78.581 | 74.8426 | 70.6675 | 67.1579 | 65.7295 | 64.5528 | 0.032249 | 0.033273 | 0.031632 | 0.027471 | 0.028103 | 0.029882 | 0.034974 | 0.041654 | 0.049477 | 0.05468 | 0.057593 | 0.060262 | 0.061429 | 0.06213 | 0.061142 | 0.056476 | 0.051932 | 0.047894 | 0.042425 | 0.040113 | 0.040619 | 0.037376 | 0.035334 | 0.035963
Program Specific1-in-2Size: 20 kW to 199.99 kWSouth of Lugo2026July Monthly Peak | Program Specific | 1-in-2 | Size: 20 kW to 199.99 kW | South of Lugo | 2026 | July Monthly Peak | 7 | 14.9758 | 14.1497 | 13.6825 | 13.5143 | 13.9754 | 15.6334 | 17.7854 | 20.4606 | 24.404 | 27.56 | 30.1366 | 31.8313 | 32.4391 | 33.156 | 33.36 | 32.9704 | 31.9344 | 29.7006 | 26.4997 | 24.507 | 23.8636 | 21.9932 | 19.3507 | 16.7929 | 0 | 0 | 0 | 0 | 0 | 0 | 0 | 0 | 0 | 0 | 0 | 0 | 0 | 0 | 0.31803 | 0.31897 | 0.31708 | 0.22819 | 0 | 0 | 0 | 0 | 0 | 0 | 69.4902 | 68.7899 | 68.4916 | 68.3539 | 67.95 | 67.1654 | 67.0918 | 67.984 | 70.573 | 73.199 | 75.6296 | 78.9572 | 80.3657 | 80.6231 | 81.4823 | 81.8667 | 82.4386 | 82.8026 | 83.4324 | 81.7224 | 78.4484 | 74.2558 | 72.1179 | 71.2873 | 0.034523 | 0.035137 | 0.033304 | 0.028859 | 0.02968 | 0.032179 | 0.03776 | 0.045234 | 0.053885 | 0.059298 | 0.062713 | 0.065627 | 0.066957 | 0.067762 | 0.066707 | 0.061791 | 0.056931 | 0.052694 | 0.046525 | 0.043896 | 0.044307 | 0.040692 | 0.038599 | 0.039251
Program Specific1-in-2Size: 20 kW to 199.99 kWSouth of Lugo2026August Monthly Peak | Program Specific | 1-in-2 | Size: 20 kW to 199.99 kW | South of Lugo | 2026 | August Monthly Peak | 8 | 15.178 | 14.3532 | 13.8643 | 13.704 | 14.0936 | 15.8879 | 18.2689 | 20.9002 | 25.0976 | 28.3738 | 31.2196 | 32.9599 | 33.6049 | 34.3371 | 34.595 | 34.2703 | 33.1931 | 30.8102 | 27.3172 | 25.5509 | 24.5621 | 22.3688 | 19.7384 | 17.0208 | 0 | 0 | 0 | 0 | 0 | 0 | 0 | 0 | 0 | 0 | 0 | 0 | 0 | 0 | 0.3298 | 0.33155 | 0.32957 | 0.23672 | 0 | 0 | 0 | 0 | 0 | 0 | 69.7822 | 68.5225 | 68.0537 | 68.3872 | 68.3116 | 67.5344 | 67.244 | 67.2631 | 69.1812 | 73.3353 | 77.8423 | 82.2447 | 84.1677 | 84.49 | 84.8207 | 84.9443 | 86.3886 | 87.7238 | 86.9909 | 81.7153 | 76.3216 | 73.7175 | 72.3983 | 71.1927 | 0.034989 | 0.035643 | 0.033746 | 0.029264 | 0.029931 | 0.032702 | 0.038786 | 0.046206 | 0.055416 | 0.061049 | 0.064967 | 0.067954 | 0.069363 | 0.070176 | 0.069176 | 0.064227 | 0.059175 | 0.054663 | 0.04796 | 0.045766 | 0.045604 | 0.041387 | 0.039373 | 0.039784
Program Specific1-in-2Size: 20 kW to 199.99 kWSouth of Lugo2026September Monthly Peak | Program Specific | 1-in-2 | Size: 20 kW to 199.99 kW | South of Lugo | 2026 | September Monthly Peak | 9 | 15.1826 | 14.4216 | 13.9469 | 13.798 | 14.2122 | 15.9419 | 18.6732 | 20.7877 | 25.2314 | 28.4284 | 30.8776 | 32.7603 | 33.3238 | 34.0768 | 34.1978 | 33.5592 | 32.2261 | 29.623 | 26.0286 | 24.9752 | 23.6646 | 21.6968 | 18.9744 | 16.5012 | 0 | 0 | 0 | 0 | 0 | 0 | 0 | 0 | 0 | 0 | 0 | 0 | 0 | 0 | 0.32601 | 0.32467 | 0.31997 | 0.2276 | 0 | 0 | 0 | 0 | 0 | 0 | 69.8625 | 69.2022 | 68.6876 | 68.3201 | 67.7731 | 67.44 | 67.1774 | 67.0705 | 68.9704 | 72.9985 | 77.0958 | 81.8121 | 85.1146 | 86.5832 | 87.4912 | 88.2494 | 88.5325 | 87.35 | 86.7007 | 84.6405 | 80.8055 | 77.5378 | 75.7075 | 74.754 | 0.034999 | 0.035813 | 0.033947 | 0.029465 | 0.030183 | 0.032814 | 0.039645 | 0.045957 | 0.055712 | 0.061167 | 0.064255 | 0.067542 | 0.068783 | 0.069644 | 0.068382 | 0.062895 | 0.057451 | 0.052557 | 0.045698 | 0.044735 | 0.043938 | 0.040143 | 0.037848 | 0.03857
Program Specific1-in-2Size: 20 kW to 199.99 kWSouth of Lugo2026October Monthly Peak | Program Specific | 1-in-2 | Size: 20 kW to 199.99 kW | South of Lugo | 2026 | October Monthly Peak | 10 | 14.0076 | 13.3502 | 12.9213 | 12.7583 | 13.1185 | 14.5964 | 17.1406 | 18.5287 | 21.8621 | 24.66 | 26.7082 | 28.3276 | 28.9969 | 29.9132 | 30.2929 | 29.7676 | 28.6899 | 26.2652 | 24.0601 | 22.8382 | 21.5813 | 19.9013 | 17.3815 | 15.257 | 0 | 0 | 0 | 0 | 0 | 0 | 0 | 0 | 0 | 0 | 0 | 0 | 0 | 0 | 0.28879 | 0.28799 | 0.28486 | 0.2018 | 0 | 0 | 0 | 0 | 0 | 0 | 64.1464 | 63.7329 | 63.4535 | 62.4339 | 61.8871 | 61.2422 | 60.7217 | 60.6542 | 61.488 | 64.5863 | 68.643 | 74.194 | 80.2709 | 83.0443 | 81.8202 | 81.4269 | 81.7706 | 80.5675 | 77.808 | 73.9649 | 71.7746 | 70.1898 | 68.4866 | 66.8303 | 0.032291 | 0.033152 | 0.031451 | 0.027245 | 0.02786 | 0.030044 | 0.036391 | 0.040963 | 0.048272 | 0.053059 | 0.055579 | 0.058403 | 0.059852 | 0.061134 | 0.060574 | 0.055789 | 0.051147 | 0.046599 | 0.042242 | 0.040907 | 0.04007 | 0.036821 | 0.034671 | 0.035661
Program Specific1-in-2Size: 20 kW to 199.99 kWSouth of Lugo2026November Monthly Peak | Program Specific | 1-in-2 | Size: 20 kW to 199.99 kW | South of Lugo | 2026 | November Monthly Peak | 11 | 12.7956 | 12.2843 | 12.013 | 12.0166 | 12.3039 | 13.8598 | 15.5176 | 17.1841 | 20.0372 | 22.3866 | 23.8538 | 25.0538 | 25.5643 | 26.1906 | 26.2416 | 25.583 | 24.4569 | 23.5283 | 21.5814 | 20.2999 | 19.1726 | 17.5121 | 15.5151 | 13.8184 | 0 | 0 | 0 | 0 | 0 | 0 | 0 | 0 | 0 | 0 | 0 | 0 | 0 | 0 | 0.25017 | 0.2475 | 0.24283 | 0.18077 | 0 | 0 | 0 | 0 | 0 | 0 | 59.2323 | 58.2359 | 57.45 | 56.637 | 55.4567 | 54.6168 | 54.1874 | 54.5715 | 56.7761 | 59.9021 | 64.5144 | 68.7203 | 71.8081 | 73.5798 | 74.829 | 74.2437 | 72.0978 | 69.3938 | 66.9737 | 65.9312 | 64.7879 | 64.6094 | 64.0338 | 64.7273 | 0.029497 | 0.030505 | 0.02924 | 0.025661 | 0.02613 | 0.028528 | 0.032945 | 0.03799 | 0.044243 | 0.048167 | 0.049639 | 0.051654 | 0.052767 | 0.053526 | 0.052473 | 0.047946 | 0.0436 | 0.041744 | 0.03789 | 0.036361 | 0.035597 | 0.032401 | 0.030948 | 0.032299
Program Specific1-in-2Size: 20 kW to 199.99 kWSouth of Lugo2026December Monthly Peak | Program Specific | 1-in-2 | Size: 20 kW to 199.99 kW | South of Lugo | 2026 | December Monthly Peak | 12 | 12.8596 | 12.3592 | 12.1288 | 12.2027 | 12.5182 | 14.2188 | 16.6702 | 18.0075 | 20.381 | 21.7659 | 22.4129 | 22.925 | 22.9466 | 23.3549 | 23.4187 | 22.9073 | 22.2493 | 21.942 | 20.6192 | 19.6988 | 18.8021 | 17.3843 | 15.6309 | 14.0124 | 0 | 0 | 0 | 0 | 0 | 0 | 0 | 0 | 0 | 0 | 0 | 0 | 0 | 0 | 0.22325 | 0.22162 | 0.22091 | 0.16858 | 0 | 0 | 0 | 0 | 0 | 0 | 52.4415 | 51.1726 | 50.1994 | 49.4347 | 48.9573 | 47.927 | 48.166 | 48.3236 | 48.844 | 52.4886 | 57.0149 | 59.9981 | 61.7211 | 62.8494 | 63.2623 | 63.6455 | 62.8108 | 60.6842 | 58.6069 | 57.0209 | 55.2282 | 53.2187 | 51.3452 | 49.9246 | 0.029644 | 0.030691 | 0.029522 | 0.026058 | 0.026585 | 0.029267 | 0.035392 | 0.039811 | 0.045002 | 0.046832 | 0.04664 | 0.047265 | 0.047364 | 0.047731 | 0.046828 | 0.042932 | 0.039665 | 0.038929 | 0.036201 | 0.035284 | 0.03491 | 0.032165 | 0.031179 | 0.032752
Program Specific1-in-2Size: 20 kW to 199.99 kWSouth of Lugo2026Typical Event Day | Program Specific | 1-in-2 | Size: 20 kW to 199.99 kW | South of Lugo | 2026 | Typical Event Day | 8 | 14.9487 | 14.1411 | 13.6692 | 13.518 | 13.8902 | 15.6394 | 17.9481 | 20.4395 | 24.4296 | 27.5416 | 30.2575 | 31.937 | 32.5663 | 33.321 | 33.6303 | 33.3353 | 32.335 | 30.0249 | 26.6503 | 24.9633 | 24.049 | 21.9254 | 19.3567 | 16.7099 | 0 | 0 | 0 | 0 | 0 | 0 | 0 | 0 | 0 | 0 | 0 | 0 | 0 | 0 | 0.3206 | 0.3225 | 0.32105 | 0.23068 | 0 | 0 | 0 | 0 | 0 | 0 | 68.0385 | 67.3553 | 66.9122 | 66.7308 | 66.4297 | 65.8477 | 65.5919 | 65.9199 | 67.9982 | 71.7238 | 75.5555 | 79.5434 | 81.2515 | 81.7178 | 82.5648 | 82.9821 | 83.8949 | 84.1089 | 83.9263 | 80.7302 | 76.5608 | 73.1672 | 71.4883 | 70.4467 | 0.03446 | 0.035116 | 0.033271 | 0.028867 | 0.029499 | 0.032191 | 0.038105 | 0.045187 | 0.053941 | 0.059259 | 0.062965 | 0.065845 | 0.06722 | 0.068099 | 0.067247 | 0.062475 | 0.057645 | 0.05327 | 0.046789 | 0.044714 | 0.044651 | 0.040566 | 0.038611 | 0.039057
Program Specific1-in-10Size: 20 kW to 199.99 kWOther2015January Monthly Peak | Program Specific | 1-in-10 | Size: 20 kW to 199.99 kW | Other | 2015 | January Monthly Peak | 1
Program Specific1-in-10Size: 20 kW to 199.99 kWOther2015February Monthly Peak | Program Specific | 1-in-10 | Size: 20 kW to 199.99 kW | Other | 2015 | February Monthly Peak | 2
Program Specific1-in-10Size: 20 kW to 199.99 kWOther2015March Monthly Peak | Program Specific | 1-in-10 | Size: 20 kW to 199.99 kW | Other | 2015 | March Monthly Peak | 3
Program Specific1-in-10Size: 20 kW to 199.99 kWOther2015April Monthly Peak | Program Specific | 1-in-10 | Size: 20 kW to 199.99 kW | Other | 2015 | April Monthly Peak | 4
Program Specific1-in-10Size: 20 kW to 199.99 kWOther2015May Monthly Peak | Program Specific | 1-in-10 | Size: 20 kW to 199.99 kW | Other | 2015 | May Monthly Peak | 5
Program Specific1-in-10Size: 20 kW to 199.99 kWOther2015June Monthly Peak | Program Specific | 1-in-10 | Size: 20 kW to 199.99 kW | Other | 2015 | June Monthly Peak | 6
Program Specific1-in-10Size: 20 kW to 199.99 kWOther2015July Monthly Peak | Program Specific | 1-in-10 | Size: 20 kW to 199.99 kW | Other | 2015 | July Monthly Peak | 7
Program Specific1-in-10Size: 20 kW to 199.99 kWOther2015August Monthly Peak | Program Specific | 1-in-10 | Size: 20 kW to 199.99 kW | Other | 2015 | August Monthly Peak | 8
Program Specific1-in-10Size: 20 kW to 199.99 kWOther2015September Monthly Peak | Program Specific | 1-in-10 | Size: 20 kW to 199.99 kW | Other | 2015 | September Monthly Peak | 9
Program Specific1-in-10Size: 20 kW to 199.99 kWOther2015October Monthly Peak | Program Specific | 1-in-10 | Size: 20 kW to 199.99 kW | Other | 2015 | October Monthly Peak | 10
Program Specific1-in-10Size: 20 kW to 199.99 kWOther2015November Monthly Peak | Program Specific | 1-in-10 | Size: 20 kW to 199.99 kW | Other | 2015 | November Monthly Peak | 11
Program Specific1-in-10Size: 20 kW to 199.99 kWOther2015December Monthly Peak | Program Specific | 1-in-10 | Size: 20 kW to 199.99 kW | Other | 2015 | December Monthly Peak | 12
Program Specific1-in-10Size: 20 kW to 199.99 kWOther2015Typical Event Day | Program Specific | 1-in-10 | Size: 20 kW to 199.99 kW | Other | 2015 | Typical Event Day | 8
Program Specific1-in-10Size: 20 kW to 199.99 kWOther2016January Monthly Peak | Program Specific | 1-in-10 | Size: 20 kW to 199.99 kW | Other | 2016 | January Monthly Peak | 1
Program Specific1-in-10Size: 20 kW to 199.99 kWOther2016February Monthly Peak | Program Specific | 1-in-10 | Size: 20 kW to 199.99 kW | Other | 2016 | February Monthly Peak | 2
Program Specific1-in-10Size: 20 kW to 199.99 kWOther2016March Monthly Peak | Program Specific | 1-in-10 | Size: 20 kW to 199.99 kW | Other | 2016 | March Monthly Peak | 3
Program Specific1-in-10Size: 20 kW to 199.99 kWOther2016April Monthly Peak | Program Specific | 1-in-10 | Size: 20 kW to 199.99 kW | Other | 2016 | April Monthly Peak | 4
Program Specific1-in-10Size: 20 kW to 199.99 kWOther2016May Monthly Peak | Program Specific | 1-in-10 | Size: 20 kW to 199.99 kW | Other | 2016 | May Monthly Peak | 5
Program Specific1-in-10Size: 20 kW to 199.99 kWOther2016June Monthly Peak | Program Specific | 1-in-10 | Size: 20 kW to 199.99 kW | Other | 2016 | June Monthly Peak | 6
Program Specific1-in-10Size: 20 kW to 199.99 kWOther2016July Monthly Peak | Program Specific | 1-in-10 | Size: 20 kW to 199.99 kW | Other | 2016 | July Monthly Peak | 7
Program Specific1-in-10Size: 20 kW to 199.99 kWOther2016August Monthly Peak | Program Specific | 1-in-10 | Size: 20 kW to 199.99 kW | Other | 2016 | August Monthly Peak | 8
Program Specific1-in-10Size: 20 kW to 199.99 kWOther2016September Monthly Peak | Program Specific | 1-in-10 | Size: 20 kW to 199.99 kW | Other | 2016 | September Monthly Peak | 9
Program Specific1-in-10Size: 20 kW to 199.99 kWOther2016October Monthly Peak | Program Specific | 1-in-10 | Size: 20 kW to 199.99 kW | Other | 2016 | October Monthly Peak | 10
Program Specific1-in-10Size: 20 kW to 199.99 kWOther2016November Monthly Peak | Program Specific | 1-in-10 | Size: 20 kW to 199.99 kW | Other | 2016 | November Monthly Peak | 11
Program Specific1-in-10Size: 20 kW to 199.99 kWOther2016December Monthly Peak | Program Specific | 1-in-10 | Size: 20 kW to 199.99 kW | Other | 2016 | December Monthly Peak | 12
Program Specific1-in-10Size: 20 kW to 199.99 kWOther2016Typical Event Day | Program Specific | 1-in-10 | Size: 20 kW to 199.99 kW | Other | 2016 | Typical Event Day | 8
Program Specific1-in-10Size: 20 kW to 199.99 kWOther2017January Monthly Peak | Program Specific | 1-in-10 | Size: 20 kW to 199.99 kW | Other | 2017 | January Monthly Peak | 1
Program Specific1-in-10Size: 20 kW to 199.99 kWOther2017February Monthly Peak | Program Specific | 1-in-10 | Size: 20 kW to 199.99 kW | Other | 2017 | February Monthly Peak | 2
Program Specific1-in-10Size: 20 kW to 199.99 kWOther2017March Monthly Peak | Program Specific | 1-in-10 | Size: 20 kW to 199.99 kW | Other | 2017 | March Monthly Peak | 3
Program Specific1-in-10Size: 20 kW to 199.99 kWOther2017April Monthly Peak | Program Specific | 1-in-10 | Size: 20 kW to 199.99 kW | Other | 2017 | April Monthly Peak | 4
Program Specific1-in-10Size: 20 kW to 199.99 kWOther2017May Monthly Peak | Program Specific | 1-in-10 | Size: 20 kW to 199.99 kW | Other | 2017 | May Monthly Peak | 5
Program Specific1-in-10Size: 20 kW to 199.99 kWOther2017June Monthly Peak | Program Specific | 1-in-10 | Size: 20 kW to 199.99 kW | Other | 2017 | June Monthly Peak | 6
Program Specific1-in-10Size: 20 kW to 199.99 kWOther2017July Monthly Peak | Program Specific | 1-in-10 | Size: 20 kW to 199.99 kW | Other | 2017 | July Monthly Peak | 7
Program Specific1-in-10Size: 20 kW to 199.99 kWOther2017August Monthly Peak | Program Specific | 1-in-10 | Size: 20 kW to 199.99 kW | Other | 2017 | August Monthly Peak | 8
Program Specific1-in-10Size: 20 kW to 199.99 kWOther2017September Monthly Peak | Program Specific | 1-in-10 | Size: 20 kW to 199.99 kW | Other | 2017 | September Monthly Peak | 9
Program Specific1-in-10Size: 20 kW to 199.99 kWOther2017October Monthly Peak | Program Specific | 1-in-10 | Size: 20 kW to 199.99 kW | Other | 2017 | October Monthly Peak | 10
Program Specific1-in-10Size: 20 kW to 199.99 kWOther2017November Monthly Peak | Program Specific | 1-in-10 | Size: 20 kW to 199.99 kW | Other | 2017 | November Monthly Peak | 11
Program Specific1-in-10Size: 20 kW to 199.99 kWOther2017December Monthly Peak | Program Specific | 1-in-10 | Size: 20 kW to 199.99 kW | Other | 2017 | December Monthly Peak | 12
Program Specific1-in-10Size: 20 kW to 199.99 kWOther2017Typical Event Day | Program Specific | 1-in-10 | Size: 20 kW to 199.99 kW | Other | 2017 | Typical Event Day | 8
Program Specific1-in-10Size: 20 kW to 199.99 kWOther2018January Monthly Peak | Program Specific | 1-in-10 | Size: 20 kW to 199.99 kW | Other | 2018 | January Monthly Peak | 1
Program Specific1-in-10Size: 20 kW to 199.99 kWOther2018February Monthly Peak | Program Specific | 1-in-10 | Size: 20 kW to 199.99 kW | Other | 2018 | February Monthly Peak | 2
Program Specific1-in-10Size: 20 kW to 199.99 kWOther2018March Monthly Peak | Program Specific | 1-in-10 | Size: 20 kW to 199.99 kW | Other | 2018 | March Monthly Peak | 3
Program Specific1-in-10Size: 20 kW to 199.99 kWOther2018April Monthly Peak | Program Specific | 1-in-10 | Size: 20 kW to 199.99 kW | Other | 2018 | April Monthly Peak | 4 | 13.4903 | 12.8064 | 12.408 | 12.3866 | 12.8571 | 13.9968 | 15.8145 | 17.8418 | 20.905 | 23.4293 | 25.5522 | 26.9623 | 27.8185 | 28.5142 | 28.6738 | 28.194 | 26.9266 | 24.9282 | 22.7462 | 22.2099 | 21.2481 | 19.5244 | 17.1081 | 15.1499 | 0 | 0 | 0 | 0 | 0 | 0 | 0 | 0 | 0 | 0 | 0 | 0 | 0 | 0 | 0.27335 | 0.27276 | 0.26735 | 0.19152 | 0 | 0 | 0 | 0 | 0 | 0 | 66.9273 | 65.498 | 63.8219 | 62.6264 | 61.4734 | 60.3576 | 59.7403 | 59.6921 | 63.1361 | 69.5057 | 75.8598 | 81.1435 | 84.2907 | 86.3332 | 87.5612 | 88.2366 | 88.0744 | 87.3945 | 85.3463 | 82.2399 | 78.1228 | 74.378 | 71.5874 | 69.9234 | 0.031098 | 0.031802 | 0.030202 | 0.026451 | 0.027305 | 0.02881 | 0.033576 | 0.039444 | 0.046159 | 0.050411 | 0.053173 | 0.055589 | 0.05742 | 0.058275 | 0.057336 | 0.05284 | 0.048003 | 0.044227 | 0.039935 | 0.039782 | 0.039451 | 0.036124 | 0.034126 | 0.035411
Program Specific1-in-10Size: 20 kW to 199.99 kWOther2018May Monthly Peak | Program Specific | 1-in-10 | Size: 20 kW to 199.99 kW | Other | 2018 | May Monthly Peak | 5 | 14.2027 | 13.4542 | 13.03 | 12.9806 | 13.4943 | 14.717 | 16.3394 | 18.9102 | 22.4714 | 25.2403 | 27.4903 | 28.9291 | 29.6907 | 30.2777 | 30.3394 | 29.8076 | 28.4506 | 26.3656 | 23.9702 | 22.9787 | 22.3233 | 20.5973 | 18.0359 | 15.9927 | 0 | 0 | 0 | 0 | 0 | 0 | 0 | 0 | 0 | 0 | 0 | 0 | 0 | 0 | 0.28923 | 0.28837 | 0.28249 | 0.20257 | 0 | 0 | 0 | 0 | 0 | 0 | 71.328 | 69.648 | 68.2946 | 66.9497 | 65.6211 | 64.6744 | 64.1199 | 64.5317 | 67.9488 | 73.4723 | 79.4167 | 83.6679 | 87.1322 | 89.4501 | 90.879 | 91.4573 | 91.1618 | 90.484 | 88.8014 | 86.3377 | 82.5311 | 78.4193 | 75.4251 | 72.5984 | 0.03274 | 0.033411 | 0.031716 | 0.02772 | 0.028658 | 0.030292 | 0.03469 | 0.041806 | 0.049618 | 0.054307 | 0.057206 | 0.059644 | 0.061284 | 0.061879 | 0.060667 | 0.055864 | 0.05072 | 0.046778 | 0.042084 | 0.041159 | 0.041447 | 0.038109 | 0.035976 | 0.037381
Program Specific1-in-10Size: 20 kW to 199.99 kWOther2018June Monthly Peak | Program Specific | 1-in-10 | Size: 20 kW to 199.99 kW | Other | 2018 | June Monthly Peak | 6 | 15.1336 | 14.357 | 13.8447 | 13.7585 | 14.1729 | 15.5427 | 17.5268 | 20.6668 | 24.6253 | 27.7658 | 30.1169 | 31.6713 | 32.3746 | 32.9992 | 33.0345 | 32.3814 | 31.1037 | 28.8511 | 26.1596 | 24.5823 | 23.7477 | 21.9655 | 19.2791 | 17.0935 | 0 | 0 | 0 | 0 | 0 | 0 | 0 | 0 | 0 | 0 | 0 | 0 | 0 | 0 | 0.31492 | 0.31327 | 0.30883 | 0.22166 | 0 | 0 | 0 | 0 | 0 | 0 | 73.932 | 72.4007 | 71.2887 | 69.9067 | 69.0655 | 67.5569 | 66.7026 | 67.4977 | 71.6225 | 77.0836 | 82.1798 | 85.7844 | 88.3313 | 90.1553 | 91.4893 | 92.2708 | 92.6919 | 92.1663 | 90.8976 | 88.8434 | 85.7144 | 81.8513 | 79.2203 | 77.3039 | 0.034887 | 0.035652 | 0.033699 | 0.029381 | 0.030099 | 0.031992 | 0.037211 | 0.04569 | 0.054374 | 0.059741 | 0.062672 | 0.065297 | 0.066824 | 0.067441 | 0.066056 | 0.060687 | 0.05545 | 0.051187 | 0.045928 | 0.044031 | 0.044092 | 0.040641 | 0.038456 | 0.039954
Program Specific1-in-10Size: 20 kW to 199.99 kWOther2018July Monthly Peak | Program Specific | 1-in-10 | Size: 20 kW to 199.99 kW | Other | 2018 | July Monthly Peak | 7 | 15.8167 | 14.9872 | 14.4736 | 14.3662 | 14.8009 | 16.4428 | 18.7779 | 21.9413 | 25.9403 | 29.0972 | 31.4674 | 33.0582 | 33.8257 | 34.4653 | 34.534 | 33.8225 | 32.5538 | 30.2389 | 27.2661 | 25.5508 | 24.6792 | 22.8499 | 20.0947 | 17.8305 | 0 | 0 | 0 | 0 | 0 | 0 | 0 | 0 | 0 | 0 | 0 | 0 | 0 | 0 | 0.32922 | 0.32722 | 0.32323 | 0.23233 | 0 | 0 | 0 | 0 | 0 | 0 | 75.7144 | 74.6277 | 73.4927 | 72.4692 | 71.6454 | 70.7259 | 70.0535 | 70.3265 | 73.6457 | 78.6853 | 83.6123 | 87.4726 | 90.1291 | 91.9458 | 92.824 | 93.0876 | 92.8966 | 92.2913 | 90.8061 | 88.5644 | 85.7396 | 82.6358 | 80.4285 | 78.9324 | 0.036461 | 0.037217 | 0.035229 | 0.030678 | 0.031433 | 0.033845 | 0.039867 | 0.048507 | 0.057277 | 0.062606 | 0.065483 | 0.068157 | 0.069819 | 0.070438 | 0.069054 | 0.063388 | 0.058035 | 0.053649 | 0.047871 | 0.045766 | 0.045821 | 0.042277 | 0.040083 | 0.041677
Program Specific1-in-10Size: 20 kW to 199.99 kWOther2018August Monthly Peak | Program Specific | 1-in-10 | Size: 20 kW to 199.99 kW | Other | 2018 | August Monthly Peak | 8 | 15.9414 | 15.0967 | 14.5807 | 14.4997 | 14.9693 | 16.5749 | 18.9775 | 21.978 | 26.1362 | 29.4307 | 31.9137 | 33.5414 | 34.3183 | 34.9457 | 34.9635 | 34.2169 | 32.8972 | 30.4637 | 27.3416 | 25.9356 | 24.937 | 22.93 | 20.1753 | 17.8332 | 0 | 0 | 0 | 0 | 0 | 0 | 0 | 0 | 0 | 0 | 0 | 0 | 0 | 0 | 0.33331 | 0.33103 | 0.32663 | 0.23405 | 0 | 0 | 0 | 0 | 0 | 0 | 76.3436 | 75.2518 | 73.9081 | 72.8972 | 71.9644 | 71.2206 | 70.5425 | 70.3808 | 73.0959 | 78.2508 | 82.9274 | 87.1984 | 90.4345 | 92.5913 | 93.8913 | 94.2999 | 93.876 | 93.0282 | 91.8233 | 89.6192 | 86.0461 | 83.094 | 81.2402 | 79.3793 | 0.036749 | 0.037489 | 0.03549 | 0.030964 | 0.03179 | 0.034117 | 0.040291 | 0.048588 | 0.05771 | 0.063323 | 0.066411 | 0.069153 | 0.070836 | 0.071419 | 0.069913 | 0.064127 | 0.058647 | 0.054048 | 0.048003 | 0.046455 | 0.0463 | 0.042425 | 0.040244 | 0.041683
Program Specific1-in-10Size: 20 kW to 199.99 kWOther2018September Monthly Peak | Program Specific | 1-in-10 | Size: 20 kW to 199.99 kW | Other | 2018 | September Monthly Peak | 9 | 15.8482 | 15.0979 | 14.6062 | 14.5072 | 15.0149 | 16.6756 | 19.3976 | 22.1267 | 26.3719 | 29.7833 | 32.3744 | 33.9917 | 34.7686 | 35.3606 | 35.2365 | 34.3288 | 32.8527 | 30.2174 | 27.2036 | 26.35 | 24.6935 | 22.6295 | 19.826 | 17.6686 | 0 | 0 | 0 | 0 | 0 | 0 | 0 | 0 | 0 | 0 | 0 | 0 | 0 | 0 | 0.33592 | 0.33211 | 0.32619 | 0.23216 | 0 | 0 | 0 | 0 | 0 | 0 | 76.7847 | 75.5201 | 74.133 | 73.1763 | 72.0851 | 70.9799 | 70.2343 | 70.0395 | 72.3009 | 77.4315 | 83.0754 | 88.0488 | 91.9311 | 94.39 | 95.067 | 95.7162 | 95.7146 | 94.8508 | 93.1308 | 90.1143 | 85.7613 | 82.6166 | 80.4544 | 78.6681 | 0.036534 | 0.037492 | 0.035552 | 0.030979 | 0.031887 | 0.034324 | 0.041183 | 0.048917 | 0.05823 | 0.064082 | 0.06737 | 0.070081 | 0.071765 | 0.072267 | 0.070459 | 0.064337 | 0.058568 | 0.053611 | 0.047761 | 0.047198 | 0.045848 | 0.041869 | 0.039547 | 0.041298
Program Specific1-in-10Size: 20 kW to 199.99 kWOther2018October Monthly Peak | Program Specific | 1-in-10 | Size: 20 kW to 199.99 kW | Other | 2018 | October Monthly Peak | 10 | 14.3723 | 13.6726 | 13.29 | 13.2376 | 13.7097 | 15.0795 | 17.5886 | 19.6111 | 22.7699 | 25.7063 | 27.9189 | 29.4533 | 30.1932 | 30.8618 | 30.9425 | 30.2429 | 28.7921 | 26.5507 | 24.8826 | 23.8782 | 22.2458 | 20.3978 | 17.8767 | 15.9548 | 0 | 0 | 0 | 0 | 0 | 0 | 0 | 0 | 0 | 0 | 0 | 0 | 0 | 0 | 0.29498 | 0.29258 | 0.28588 | 0.20399 | 0 | 0 | 0 | 0 | 0 | 0 | 72.4257 | 71.2181 | 70.0479 | 68.6395 | 67.5858 | 66.5304 | 66.0929 | 65.663 | 66.4449 | 71.2332 | 76.948 | 81.7946 | 85.2035 | 87.6737 | 88.8783 | 89.2109 | 88.5792 | 87.086 | 84.5518 | 81.3727 | 78.1697 | 75.802 | 73.9279 | 72.4167 | 0.033132 | 0.033953 | 0.032348 | 0.028268 | 0.029116 | 0.031038 | 0.037342 | 0.043356 | 0.050277 | 0.05531 | 0.058098 | 0.060724 | 0.062321 | 0.063073 | 0.061873 | 0.05668 | 0.051329 | 0.047106 | 0.043686 | 0.04277 | 0.041303 | 0.03774 | 0.035659 | 0.037292
Program Specific1-in-10Size: 20 kW to 199.99 kWOther2018November Monthly Peak | Program Specific | 1-in-10 | Size: 20 kW to 199.99 kW | Other | 2018 | November Monthly Peak | 11 | 12.4499 | 11.894 | 11.6939 | 11.6992 | 12.2188 | 13.3169 | 14.848 | 16.5789 | 18.9764 | 20.804 | 22.2068 | 23.0562 | 23.5673 | 23.9871 | 23.9778 | 23.3721 | 22.4306 | 22.0309 | 20.5248 | 19.4876 | 18.3433 | 16.9412 | 15.0519 | 13.5373 | 0 | 0 | 0 | 0 | 0 | 0 | 0 | 0 | 0 | 0 | 0 | 0 | 0 | 0 | 0.22858 | 0.22611 | 0.22271 | 0.16926 | 0 | 0 | 0 | 0 | 0 | 0 | 59.5439 | 58.1612 | 56.9544 | 55.6419 | 54.8538 | 54.3258 | 53.7238 | 53.3507 | 55.6617 | 60.1722 | 65.6348 | 69.8899 | 72.7195 | 74.4317 | 75.5831 | 75.9213 | 75.0182 | 72.743 | 69.9212 | 66.6301 | 64.3035 | 62.7825 | 61.2438 | 60.1131 | 0.0287 | 0.029536 | 0.028464 | 0.024983 | 0.025949 | 0.027411 | 0.031524 | 0.036652 | 0.041901 | 0.044762 | 0.046211 | 0.047535 | 0.048645 | 0.049023 | 0.047946 | 0.043803 | 0.039988 | 0.039087 | 0.036035 | 0.034906 | 0.034058 | 0.031345 | 0.030024 | 0.031642
Program Specific1-in-10Size: 20 kW to 199.99 kWOther2018December Monthly Peak | Program Specific | 1-in-10 | Size: 20 kW to 199.99 kW | Other | 2018 | December Monthly Peak | 12 | 12.0278 | 11.8787 | 11.7867 | 11.9127 | 12.3061 | 14.5096 | 17.7429 | 19.5857 | 21.8509 | 22.7243 | 22.5254 | 22.1466 | 21.2251 | 20.9082 | 20.2359 | 19.1092 | 19.0557 | 19.0098 | 17.7867 | 16.9679 | 16.3153 | 15.3697 | 14.4024 | 13.1717 | 0 | 0 | 0 | 0 | 0 | 0 | 0 | 0 | 0 | 0 | 0 | 0 | 0 | 0 | 0.19291 | 0.18487 | 0.1892 | 0.14605 | 0 | 0 | 0 | 0 | 0 | 0 | 40.9118 | 40.2331 | 39.9705 | 39.487 | 39.0477 | 38.4521 | 38.2537 | 38.0297 | 38.6038 | 41.4214 | 44.2271 | 46.8235 | 48.5208 | 49.3804 | 49.799 | 49.788 | 49.0485 | 47.4474 | 45.6723 | 44.3764 | 43.3841 | 42.3696 | 41.9854 | 41.5203 | 0.027727 | 0.029498 | 0.028689 | 0.025439 | 0.026135 | 0.029865 | 0.03767 | 0.043299 | 0.048248 | 0.048894 | 0.046874 | 0.04566 | 0.04381 | 0.042731 | 0.040464 | 0.035813 | 0.033971 | 0.033727 | 0.031228 | 0.030393 | 0.030292 | 0.028437 | 0.028729 | 0.030787
Program Specific1-in-10Size: 20 kW to 199.99 kWOther2018Typical Event Day | Program Specific | 1-in-10 | Size: 20 kW to 199.99 kW | Other | 2018 | Typical Event Day | 8 | 15.8561 | 15.0123 | 14.5011 | 14.4217 | 14.8926 | 16.4666 | 18.8247 | 21.7806 | 25.8715 | 29.1186 | 31.5746 | 33.1866 | 33.9757 | 34.614 | 34.6512 | 33.9297 | 32.6202 | 30.2186 | 27.141 | 25.7561 | 24.7743 | 22.7839 | 20.0417 | 17.7165 | 0 | 0 | 0 | 0 | 0 | 0 | 0 | 0 | 0 | 0 | 0 | 0 | 0 | 0 | 0.33034 | 0.32825 | 0.32389 | 0.23217 | 0 | 0 | 0 | 0 | 0 | 0 | 75.6936 | 74.4501 | 73.2056 | 72.1123 | 71.1901 | 70.1208 | 69.3832 | 69.5611 | 72.6663 | 77.8628 | 82.9487 | 87.126 | 90.2065 | 92.2706 | 93.3179 | 93.8436 | 93.7948 | 93.0841 | 91.6645 | 89.2853 | 85.8153 | 82.5494 | 80.3358 | 78.5709 | 0.036552 | 0.03728 | 0.035296 | 0.030797 | 0.031628 | 0.033894 | 0.039967 | 0.048152 | 0.057125 | 0.062652 | 0.065705 | 0.068421 | 0.070129 | 0.070742 | 0.069289 | 0.063589 | 0.058153 | 0.053613 | 0.047651 | 0.046134 | 0.045998 | 0.042155 | 0.039978 | 0.04141
Program Specific1-in-10Size: 20 kW to 199.99 kWOther2019January Monthly Peak | Program Specific | 1-in-10 | Size: 20 kW to 199.99 kW | Other | 2019 | January Monthly Peak | 1 | 11.489 | 11.6003 | 11.5446 | 11.7488 | 11.9167 | 15.0331 | 19.4696 | 21.5662 | 23.9487 | 24.7731 | 24.0478 | 23.53 | 21.974 | 21.4923 | 20.4317 | 18.7562 | 18.6176 | 18.2749 | 16.9148 | 15.9044 | 15.3557 | 14.2926 | 13.6176 | 12.6228 | 0 | 0 | 0 | 0 | 0 | 0 | 0 | 0 | 0 | 0 | 0 | 0 | 0 | 0 | 0.19478 | 0.18146 | 0.18485 | 0.14041 | 0 | 0 | 0 | 0 | 0 | 0 | 37.6087 | 36.836 | 36.2891 | 35.4815 | 34.9616 | 34.4666 | 33.9882 | 33.6903 | 34.2634 | 37.3342 | 40.6872 | 43.2122 | 44.8986 | 46.1718 | 47.1804 | 47.3531 | 47.15 | 46.1874 | 44.3274 | 42.9785 | 41.8451 | 41.1675 | 40.3653 | 39.6955 | 0.026485 | 0.028807 | 0.0281 | 0.025089 | 0.025308 | 0.030943 | 0.041336 | 0.047678 | 0.052879 | 0.053302 | 0.050042 | 0.048512 | 0.045356 | 0.043924 | 0.040855 | 0.035152 | 0.03319 | 0.032423 | 0.029697 | 0.028488 | 0.028511 | 0.026444 | 0.027163 | 0.029504
Program Specific1-in-10Size: 20 kW to 199.99 kWOther2019February Monthly Peak | Program Specific | 1-in-10 | Size: 20 kW to 199.99 kW | Other | 2019 | February Monthly Peak | 2 | 11.8326 | 11.5318 | 11.3776 | 11.5369 | 11.9367 | 13.744 | 16.4312 | 17.9529 | 20.1364 | 21.3345 | 21.801 | 22.0576 | 21.798 | 21.9547 | 21.6923 | 20.8885 | 20.1593 | 19.4689 | 18.8361 | 17.802 | 16.9296 | 15.6517 | 14.1883 | 12.8827 | 0 | 0 | 0 | 0 | 0 | 0 | 0 | 0 | 0 | 0 | 0 | 0 | 0 | 0 | 0.2068 | 0.20209 | 0.20016 | 0.14958 | 0 | 0 | 0 | 0 | 0 | 0 | 45.7746 | 45.4256 | 45.2141 | 44.859 | 44.7818 | 44.0631 | 43.5826 | 43.6859 | 44.9088 | 48.2808 | 51.414 | 53.8188 | 55.4748 | 56.4412 | 57.126 | 57.4508 | 57.0286 | 56.0113 | 53.8657 | 51.6355 | 50.0086 | 48.6336 | 47.4996 | 46.278 | 0.027277 | 0.028636 | 0.027694 | 0.024637 | 0.02535 | 0.02829 | 0.034885 | 0.03969 | 0.044462 | 0.045904 | 0.045367 | 0.045477 | 0.044993 | 0.044869 | 0.043376 | 0.039148 | 0.035939 | 0.034541 | 0.03307 | 0.031887 | 0.031433 | 0.028959 | 0.028302 | 0.030112
Program Specific1-in-10Size: 20 kW to 199.99 kWOther2019March Monthly Peak | Program Specific | 1-in-10 | Size: 20 kW to 199.99 kW | Other | 2019 | March Monthly Peak | 3 | 12.586 | 11.9959 | 11.7073 | 11.7483 | 12.2018 | 13.3899 | 15.5583 | 17.0533 | 19.2209 | 21.0628 | 22.4812 | 23.4659 | 24.1298 | 24.8082 | 25.0235 | 24.6034 | 23.6088 | 22.1197 | 20.7684 | 20.3439 | 19.248 | 17.695 | 15.5996 | 13.9355 | 0 | 0 | 0 | 0 | 0 | 0 | 0 | 0 | 0 | 0 | 0 | 0 | 0 | 0 | 0.23855 | 0.23803 | 0.23441 | 0.16995 | 0 | 0 | 0 | 0 | 0 | 0 | 56.3588 | 55.1761 | 54.3378 | 53.4048 | 52.6736 | 51.854 | 51.225 | 51.6774 | 55.3421 | 60.7852 | 66.0616 | 70.3687 | 73.2391 | 74.8442 | 75.6493 | 76.0145 | 75.6576 | 74.2725 | 71.6495 | 67.7963 | 64.3434 | 61.5065 | 59.3522 | 57.7124 | 0.029014 | 0.029789 | 0.028496 | 0.025088 | 0.025913 | 0.027561 | 0.033032 | 0.037701 | 0.04244 | 0.045319 | 0.046782 | 0.04838 | 0.049806 | 0.050701 | 0.050037 | 0.04611 | 0.042088 | 0.039244 | 0.036463 | 0.03644 | 0.035737 | 0.032739 | 0.031117 | 0.032573
Program Specific1-in-10Size: 20 kW to 199.99 kWOther2019April Monthly Peak | Program Specific | 1-in-10 | Size: 20 kW to 199.99 kW | Other | 2019 | April Monthly Peak | 4 | 13.4903 | 12.8064 | 12.408 | 12.3866 | 12.8571 | 13.9968 | 15.8145 | 17.8418 | 20.905 | 23.4293 | 25.5522 | 26.9623 | 27.8185 | 28.5142 | 28.6738 | 28.194 | 26.9266 | 24.9282 | 22.7462 | 22.2099 | 21.2481 | 19.5244 | 17.1081 | 15.1499 | 0 | 0 | 0 | 0 | 0 | 0 | 0 | 0 | 0 | 0 | 0 | 0 | 0 | 0 | 0.27335 | 0.27276 | 0.26735 | 0.19152 | 0 | 0 | 0 | 0 | 0 | 0 | 66.9273 | 65.498 | 63.8219 | 62.6264 | 61.4734 | 60.3576 | 59.7403 | 59.6921 | 63.1361 | 69.5057 | 75.8598 | 81.1435 | 84.2907 | 86.3332 | 87.5612 | 88.2366 | 88.0744 | 87.3945 | 85.3463 | 82.2399 | 78.1228 | 74.378 | 71.5874 | 69.9234 | 0.031098 | 0.031802 | 0.030202 | 0.026451 | 0.027305 | 0.02881 | 0.033576 | 0.039444 | 0.046159 | 0.050411 | 0.053173 | 0.055589 | 0.05742 | 0.058275 | 0.057336 | 0.05284 | 0.048003 | 0.044227 | 0.039935 | 0.039782 | 0.039451 | 0.036124 | 0.034126 | 0.035411
Program Specific1-in-10Size: 20 kW to 199.99 kWOther2019May Monthly Peak | Program Specific | 1-in-10 | Size: 20 kW to 199.99 kW | Other | 2019 | May Monthly Peak | 5 | 14.2027 | 13.4542 | 13.03 | 12.9806 | 13.4943 | 14.717 | 16.3394 | 18.9102 | 22.4714 | 25.2403 | 27.4903 | 28.9291 | 29.6907 | 30.2777 | 30.3394 | 29.8076 | 28.4506 | 26.3656 | 23.9702 | 22.9787 | 22.3233 | 20.5973 | 18.0359 | 15.9927 | 0 | 0 | 0 | 0 | 0 | 0 | 0 | 0 | 0 | 0 | 0 | 0 | 0 | 0 | 0.28923 | 0.28837 | 0.28249 | 0.20257 | 0 | 0 | 0 | 0 | 0 | 0 | 71.328 | 69.648 | 68.2946 | 66.9497 | 65.6211 | 64.6744 | 64.1199 | 64.5317 | 67.9488 | 73.4723 | 79.4167 | 83.6679 | 87.1322 | 89.4501 | 90.879 | 91.4573 | 91.1618 | 90.484 | 88.8014 | 86.3377 | 82.5311 | 78.4193 | 75.4251 | 72.5984 | 0.03274 | 0.033411 | 0.031716 | 0.02772 | 0.028658 | 0.030292 | 0.03469 | 0.041806 | 0.049618 | 0.054307 | 0.057206 | 0.059644 | 0.061284 | 0.061879 | 0.060667 | 0.055864 | 0.05072 | 0.046777 | 0.042084 | 0.041159 | 0.041447 | 0.038109 | 0.035976 | 0.037381
Program Specific1-in-10Size: 20 kW to 199.99 kWOther2019June Monthly Peak | Program Specific | 1-in-10 | Size: 20 kW to 199.99 kW | Other | 2019 | June Monthly Peak | 6 | 15.1336 | 14.357 | 13.8447 | 13.7585 | 14.1729 | 15.5427 | 17.5268 | 20.6668 | 24.6253 | 27.7658 | 30.1169 | 31.6713 | 32.3747 | 32.9992 | 33.0345 | 32.3814 | 31.1037 | 28.8511 | 26.1596 | 24.5823 | 23.7477 | 21.9655 | 19.2791 | 17.0935 | 0 | 0 | 0 | 0 | 0 | 0 | 0 | 0 | 0 | 0 | 0 | 0 | 0 | 0 | 0.31492 | 0.31327 | 0.30883 | 0.22166 | 0 | 0 | 0 | 0 | 0 | 0 | 73.932 | 72.4007 | 71.2887 | 69.9067 | 69.0655 | 67.5569 | 66.7026 | 67.4977 | 71.6225 | 77.0836 | 82.1798 | 85.7844 | 88.3314 | 90.1553 | 91.4893 | 92.2708 | 92.6919 | 92.1663 | 90.8976 | 88.8434 | 85.7144 | 81.8513 | 79.2203 | 77.3039 | 0.034887 | 0.035652 | 0.033699 | 0.029381 | 0.030099 | 0.031992 | 0.037211 | 0.04569 | 0.054374 | 0.059741 | 0.062672 | 0.065297 | 0.066824 | 0.067441 | 0.066056 | 0.060687 | 0.05545 | 0.051187 | 0.045928 | 0.044031 | 0.044092 | 0.040641 | 0.038456 | 0.039954
Program Specific1-in-10Size: 20 kW to 199.99 kWOther2019July Monthly Peak | Program Specific | 1-in-10 | Size: 20 kW to 199.99 kW | Other | 2019 | July Monthly Peak | 7 | 15.8167 | 14.9872 | 14.4736 | 14.3662 | 14.8009 | 16.4428 | 18.7779 | 21.9413 | 25.9403 | 29.0972 | 31.4674 | 33.0582 | 33.8257 | 34.4653 | 34.534 | 33.8225 | 32.5538 | 30.2389 | 27.2661 | 25.5508 | 24.6792 | 22.8499 | 20.0947 | 17.8305 | 0 | 0 | 0 | 0 | 0 | 0 | 0 | 0 | 0 | 0 | 0 | 0 | 0 | 0 | 0.32922 | 0.32722 | 0.32323 | 0.23233 | 0 | 0 | 0 | 0 | 0 | 0 | 75.7144 | 74.6277 | 73.4927 | 72.4692 | 71.6454 | 70.7259 | 70.0535 | 70.3265 | 73.6457 | 78.6853 | 83.6123 | 87.4726 | 90.1291 | 91.9458 | 92.824 | 93.0876 | 92.8966 | 92.2913 | 90.8061 | 88.5644 | 85.7396 | 82.6358 | 80.4285 | 78.9324 | 0.036461 | 0.037217 | 0.035229 | 0.030678 | 0.031433 | 0.033845 | 0.039867 | 0.048507 | 0.057277 | 0.062606 | 0.065483 | 0.068157 | 0.069819 | 0.070438 | 0.069054 | 0.063388 | 0.058035 | 0.053649 | 0.047871 | 0.045766 | 0.045821 | 0.042277 | 0.040083 | 0.041677
Program Specific1-in-10Size: 20 kW to 199.99 kWOther2019August Monthly Peak | Program Specific | 1-in-10 | Size: 20 kW to 199.99 kW | Other | 2019 | August Monthly Peak | 8 | 15.9414 | 15.0967 | 14.5807 | 14.4997 | 14.9693 | 16.5749 | 18.9775 | 21.978 | 26.1362 | 29.4307 | 31.9137 | 33.5414 | 34.3183 | 34.9457 | 34.9635 | 34.2169 | 32.8972 | 30.4637 | 27.3416 | 25.9356 | 24.937 | 22.93 | 20.1753 | 17.8332 | 0 | 0 | 0 | 0 | 0 | 0 | 0 | 0 | 0 | 0 | 0 | 0 | 0 | 0 | 0.33331 | 0.33103 | 0.32663 | 0.23405 | 0 | 0 | 0 | 0 | 0 | 0 | 76.3436 | 75.2518 | 73.9081 | 72.8972 | 71.9644 | 71.2206 | 70.5425 | 70.3808 | 73.0959 | 78.2508 | 82.9274 | 87.1984 | 90.4345 | 92.5913 | 93.8913 | 94.2999 | 93.876 | 93.0282 | 91.8233 | 89.6192 | 86.0461 | 83.094 | 81.2402 | 79.3793 | 0.036749 | 0.037489 | 0.03549 | 0.030964 | 0.03179 | 0.034117 | 0.040291 | 0.048588 | 0.05771 | 0.063323 | 0.066411 | 0.069153 | 0.070836 | 0.071419 | 0.069913 | 0.064127 | 0.058647 | 0.054048 | 0.048003 | 0.046455 | 0.0463 | 0.042425 | 0.040244 | 0.041683
Program Specific1-in-10Size: 20 kW to 199.99 kWOther2019September Monthly Peak | Program Specific | 1-in-10 | Size: 20 kW to 199.99 kW | Other | 2019 | September Monthly Peak | 9 | 15.8482 | 15.0979 | 14.6062 | 14.5072 | 15.0149 | 16.6756 | 19.3976 | 22.1267 | 26.3719 | 29.7833 | 32.3744 | 33.9917 | 34.7686 | 35.3606 | 35.2365 | 34.3288 | 32.8527 | 30.2174 | 27.2036 | 26.35 | 24.6935 | 22.6295 | 19.826 | 17.6686 | 0 | 0 | 0 | 0 | 0 | 0 | 0 | 0 | 0 | 0 | 0 | 0 | 0 | 0 | 0.33592 | 0.33211 | 0.32619 | 0.23216 | 0 | 0 | 0 | 0 | 0 | 0 | 76.7847 | 75.5201 | 74.133 | 73.1763 | 72.0851 | 70.9799 | 70.2343 | 70.0395 | 72.3009 | 77.4315 | 83.0754 | 88.0488 | 91.9311 | 94.39 | 95.067 | 95.7162 | 95.7146 | 94.8508 | 93.1308 | 90.1143 | 85.7613 | 82.6166 | 80.4544 | 78.6681 | 0.036534 | 0.037492 | 0.035552 | 0.030979 | 0.031887 | 0.034324 | 0.041183 | 0.048917 | 0.05823 | 0.064082 | 0.06737 | 0.070081 | 0.071765 | 0.072267 | 0.070459 | 0.064337 | 0.058568 | 0.053611 | 0.047761 | 0.047198 | 0.045848 | 0.041869 | 0.039547 | 0.041298
Program Specific1-in-10Size: 20 kW to 199.99 kWOther2019October Monthly Peak | Program Specific | 1-in-10 | Size: 20 kW to 199.99 kW | Other | 2019 | October Monthly Peak | 10 | 14.3723 | 13.6726 | 13.29 | 13.2376 | 13.7097 | 15.0795 | 17.5886 | 19.6111 | 22.7699 | 25.7063 | 27.9189 | 29.4533 | 30.1932 | 30.8618 | 30.9425 | 30.2429 | 28.7921 | 26.5507 | 24.8827 | 23.8782 | 22.2458 | 20.3978 | 17.8767 | 15.9548 | 0 | 0 | 0 | 0 | 0 | 0 | 0 | 0 | 0 | 0 | 0 | 0 | 0 | 0 | 0.29498 | 0.29258 | 0.28588 | 0.20399 | 0 | 0 | 0 | 0 | 0 | 0 | 72.4257 | 71.2181 | 70.0479 | 68.6395 | 67.5858 | 66.5304 | 66.0929 | 65.663 | 66.4449 | 71.2332 | 76.948 | 81.7946 | 85.2035 | 87.6737 | 88.8783 | 89.2109 | 88.5792 | 87.086 | 84.5518 | 81.3727 | 78.1697 | 75.802 | 73.9279 | 72.4167 | 0.033131 | 0.033953 | 0.032348 | 0.028268 | 0.029116 | 0.031038 | 0.037342 | 0.043356 | 0.050277 | 0.05531 | 0.058098 | 0.060724 | 0.062321 | 0.063073 | 0.061873 | 0.05668 | 0.051329 | 0.047106 | 0.043686 | 0.04277 | 0.041303 | 0.03774 | 0.035659 | 0.037292
Program Specific1-in-10Size: 20 kW to 199.99 kWOther2019November Monthly Peak | Program Specific | 1-in-10 | Size: 20 kW to 199.99 kW | Other | 2019 | November Monthly Peak | 11 | 12.4499 | 11.894 | 11.6939 | 11.6992 | 12.2188 | 13.3169 | 14.848 | 16.5789 | 18.9764 | 20.804 | 22.2068 | 23.0562 | 23.5673 | 23.9872 | 23.9778 | 23.3721 | 22.4306 | 22.0309 | 20.5248 | 19.4876 | 18.3433 | 16.9412 | 15.0519 | 13.5373 | 0 | 0 | 0 | 0 | 0 | 0 | 0 | 0 | 0 | 0 | 0 | 0 | 0 | 0 | 0.22858 | 0.22611 | 0.22271 | 0.16926 | 0 | 0 | 0 | 0 | 0 | 0 | 59.5439 | 58.1612 | 56.9544 | 55.6419 | 54.8538 | 54.3258 | 53.7238 | 53.3507 | 55.6617 | 60.1722 | 65.6348 | 69.8899 | 72.7195 | 74.4317 | 75.5831 | 75.9213 | 75.0182 | 72.743 | 69.9212 | 66.6301 | 64.3035 | 62.7825 | 61.2438 | 60.1131 | 0.0287 | 0.029536 | 0.028464 | 0.024983 | 0.025949 | 0.027411 | 0.031524 | 0.036652 | 0.041901 | 0.044762 | 0.046211 | 0.047535 | 0.048645 | 0.049023 | 0.047946 | 0.043803 | 0.039988 | 0.039087 | 0.036035 | 0.034906 | 0.034058 | 0.031345 | 0.030024 | 0.031642
Program Specific1-in-10Size: 20 kW to 199.99 kWOther2019December Monthly Peak | Program Specific | 1-in-10 | Size: 20 kW to 199.99 kW | Other | 2019 | December Monthly Peak | 12 | 12.0278 | 11.8787 | 11.7867 | 11.9127 | 12.3061 | 14.5096 | 17.7429 | 19.5857 | 21.8509 | 22.7243 | 22.5254 | 22.1466 | 21.2251 | 20.9082 | 20.2359 | 19.1092 | 19.0557 | 19.0098 | 17.7867 | 16.9679 | 16.3153 | 15.3697 | 14.4024 | 13.1717 | 0 | 0 | 0 | 0 | 0 | 0 | 0 | 0 | 0 | 0 | 0 | 0 | 0 | 0 | 0.19291 | 0.18487 | 0.1892 | 0.14605 | 0 | 0 | 0 | 0 | 0 | 0 | 40.9118 | 40.2331 | 39.9706 | 39.487 | 39.0477 | 38.4521 | 38.2537 | 38.0297 | 38.6038 | 41.4214 | 44.2271 | 46.8235 | 48.5208 | 49.3804 | 49.799 | 49.788 | 49.0485 | 47.4474 | 45.6723 | 44.3764 | 43.3841 | 42.3696 | 41.9854 | 41.5203 | 0.027727 | 0.029498 | 0.028689 | 0.025439 | 0.026135 | 0.029865 | 0.03767 | 0.043299 | 0.048248 | 0.048894 | 0.046874 | 0.04566 | 0.04381 | 0.042731 | 0.040464 | 0.035813 | 0.033971 | 0.033727 | 0.031228 | 0.030393 | 0.030292 | 0.028437 | 0.028729 | 0.030787
Program Specific1-in-10Size: 20 kW to 199.99 kWOther2019Typical Event Day | Program Specific | 1-in-10 | Size: 20 kW to 199.99 kW | Other | 2019 | Typical Event Day | 8 | 15.8561 | 15.0123 | 14.5011 | 14.4217 | 14.8926 | 16.4666 | 18.8247 | 21.7806 | 25.8715 | 29.1186 | 31.5746 | 33.1866 | 33.9757 | 34.614 | 34.6512 | 33.9297 | 32.6202 | 30.2186 | 27.141 | 25.7561 | 24.7743 | 22.7839 | 20.0417 | 17.7165 | 0 | 0 | 0 | 0 | 0 | 0 | 0 | 0 | 0 | 0 | 0 | 0 | 0 | 0 | 0.33034 | 0.32825 | 0.32389 | 0.23217 | 0 | 0 | 0 | 0 | 0 | 0 | 75.6936 | 74.4501 | 73.2056 | 72.1123 | 71.1901 | 70.1208 | 69.3832 | 69.5611 | 72.6663 | 77.8628 | 82.9487 | 87.126 | 90.2065 | 92.2706 | 93.3179 | 93.8436 | 93.7948 | 93.0841 | 91.6645 | 89.2853 | 85.8153 | 82.5494 | 80.3358 | 78.5709 | 0.036552 | 0.03728 | 0.035296 | 0.030797 | 0.031628 | 0.033894 | 0.039967 | 0.048152 | 0.057125 | 0.062652 | 0.065705 | 0.068421 | 0.070129 | 0.070742 | 0.069289 | 0.063589 | 0.058153 | 0.053613 | 0.047651 | 0.046134 | 0.045998 | 0.042155 | 0.039978 | 0.04141
Program Specific1-in-10Size: 20 kW to 199.99 kWOther2020January Monthly Peak | Program Specific | 1-in-10 | Size: 20 kW to 199.99 kW | Other | 2020 | January Monthly Peak | 1 | 11.489 | 11.6003 | 11.5446 | 11.7488 | 11.9167 | 15.0331 | 19.4696 | 21.5662 | 23.9487 | 24.7731 | 24.0478 | 23.53 | 21.974 | 21.4923 | 20.4317 | 18.7562 | 18.6176 | 18.2749 | 16.9148 | 15.9044 | 15.3557 | 14.2926 | 13.6176 | 12.6228 | 0 | 0 | 0 | 0 | 0 | 0 | 0 | 0 | 0 | 0 | 0 | 0 | 0 | 0 | 0.19478 | 0.18146 | 0.18485 | 0.14041 | 0 | 0 | 0 | 0 | 0 | 0 | 37.6087 | 36.836 | 36.2891 | 35.4815 | 34.9616 | 34.4666 | 33.9882 | 33.6903 | 34.2634 | 37.3342 | 40.6872 | 43.2122 | 44.8986 | 46.1718 | 47.1804 | 47.3531 | 47.15 | 46.1874 | 44.3274 | 42.9785 | 41.8451 | 41.1675 | 40.3653 | 39.6955 | 0.026485 | 0.028807 | 0.0281 | 0.025089 | 0.025308 | 0.030943 | 0.041336 | 0.047678 | 0.052879 | 0.053302 | 0.050042 | 0.048512 | 0.045356 | 0.043924 | 0.040855 | 0.035152 | 0.03319 | 0.032423 | 0.029697 | 0.028488 | 0.028511 | 0.026444 | 0.027163 | 0.029504
Program Specific1-in-10Size: 20 kW to 199.99 kWOther2020February Monthly Peak | Program Specific | 1-in-10 | Size: 20 kW to 199.99 kW | Other | 2020 | February Monthly Peak | 2 | 11.8326 | 11.5318 | 11.3776 | 11.5369 | 11.9367 | 13.744 | 16.4312 | 17.9529 | 20.1364 | 21.3345 | 21.801 | 22.0576 | 21.798 | 21.9547 | 21.6923 | 20.8885 | 20.1593 | 19.4689 | 18.8361 | 17.802 | 16.9296 | 15.6517 | 14.1883 | 12.8827 | 0 | 0 | 0 | 0 | 0 | 0 | 0 | 0 | 0 | 0 | 0 | 0 | 0 | 0 | 0.2068 | 0.20209 | 0.20016 | 0.14958 | 0 | 0 | 0 | 0 | 0 | 0 | 45.7746 | 45.4256 | 45.2141 | 44.859 | 44.7818 | 44.0631 | 43.5826 | 43.6859 | 44.9088 | 48.2808 | 51.414 | 53.8188 | 55.4748 | 56.4412 | 57.126 | 57.4508 | 57.0286 | 56.0113 | 53.8657 | 51.6355 | 50.0086 | 48.6336 | 47.4996 | 46.278 | 0.027277 | 0.028636 | 0.027694 | 0.024637 | 0.02535 | 0.02829 | 0.034885 | 0.03969 | 0.044462 | 0.045904 | 0.045367 | 0.045477 | 0.044993 | 0.044869 | 0.043376 | 0.039148 | 0.035939 | 0.034541 | 0.03307 | 0.031887 | 0.031433 | 0.028959 | 0.028302 | 0.030112
Program Specific1-in-10Size: 20 kW to 199.99 kWOther2020March Monthly Peak | Program Specific | 1-in-10 | Size: 20 kW to 199.99 kW | Other | 2020 | March Monthly Peak | 3 | 12.586 | 11.9959 | 11.7073 | 11.7483 | 12.2018 | 13.3899 | 15.5583 | 17.0533 | 19.2209 | 21.0628 | 22.4812 | 23.4659 | 24.1298 | 24.8082 | 25.0235 | 24.6034 | 23.6088 | 22.1197 | 20.7684 | 20.3439 | 19.248 | 17.695 | 15.5996 | 13.9355 | 0 | 0 | 0 | 0 | 0 | 0 | 0 | 0 | 0 | 0 | 0 | 0 | 0 | 0 | 0.23855 | 0.23803 | 0.23441 | 0.16995 | 0 | 0 | 0 | 0 | 0 | 0 | 56.3588 | 55.1761 | 54.3378 | 53.4048 | 52.6736 | 51.854 | 51.225 | 51.6774 | 55.3421 | 60.7852 | 66.0616 | 70.3687 | 73.2391 | 74.8442 | 75.6493 | 76.0145 | 75.6576 | 74.2725 | 71.6495 | 67.7963 | 64.3434 | 61.5065 | 59.3522 | 57.7124 | 0.029014 | 0.029789 | 0.028496 | 0.025088 | 0.025913 | 0.027561 | 0.033032 | 0.037701 | 0.04244 | 0.045319 | 0.046782 | 0.04838 | 0.049806 | 0.050701 | 0.050037 | 0.04611 | 0.042088 | 0.039244 | 0.036463 | 0.03644 | 0.035737 | 0.032739 | 0.031117 | 0.032573
Program Specific1-in-10Size: 20 kW to 199.99 kWOther2020April Monthly Peak | Program Specific | 1-in-10 | Size: 20 kW to 199.99 kW | Other | 2020 | April Monthly Peak | 4 | 13.4903 | 12.8064 | 12.408 | 12.3866 | 12.8571 | 13.9968 | 15.8145 | 17.8418 | 20.905 | 23.4293 | 25.5522 | 26.9623 | 27.8185 | 28.5142 | 28.6738 | 28.194 | 26.9266 | 24.9282 | 22.7462 | 22.2099 | 21.2481 | 19.5244 | 17.1081 | 15.1499 | 0 | 0 | 0 | 0 | 0 | 0 | 0 | 0 | 0 | 0 | 0 | 0 | 0 | 0 | 0.27335 | 0.27276 | 0.26735 | 0.19152 | 0 | 0 | 0 | 0 | 0 | 0 | 66.9273 | 65.498 | 63.8219 | 62.6264 | 61.4734 | 60.3576 | 59.7403 | 59.6921 | 63.1361 | 69.5057 | 75.8598 | 81.1435 | 84.2907 | 86.3332 | 87.5612 | 88.2366 | 88.0744 | 87.3945 | 85.3463 | 82.2399 | 78.1228 | 74.378 | 71.5874 | 69.9234 | 0.031098 | 0.031802 | 0.030202 | 0.026451 | 0.027305 | 0.02881 | 0.033576 | 0.039444 | 0.046159 | 0.050411 | 0.053173 | 0.055589 | 0.05742 | 0.058275 | 0.057336 | 0.05284 | 0.048003 | 0.044227 | 0.039935 | 0.039782 | 0.039451 | 0.036124 | 0.034126 | 0.035411
Program Specific1-in-10Size: 20 kW to 199.99 kWOther2020May Monthly Peak | Program Specific | 1-in-10 | Size: 20 kW to 199.99 kW | Other | 2020 | May Monthly Peak | 5 | 14.2027 | 13.4542 | 13.03 | 12.9806 | 13.4943 | 14.717 | 16.3394 | 18.9102 | 22.4714 | 25.2403 | 27.4903 | 28.9291 | 29.6907 | 30.2777 | 30.3394 | 29.8076 | 28.4506 | 26.3656 | 23.9702 | 22.9787 | 22.3233 | 20.5973 | 18.0359 | 15.9927 | 0 | 0 | 0 | 0 | 0 | 0 | 0 | 0 | 0 | 0 | 0 | 0 | 0 | 0 | 0.28923 | 0.28837 | 0.28249 | 0.20257 | 0 | 0 | 0 | 0 | 0 | 0 | 71.328 | 69.648 | 68.2946 | 66.9497 | 65.6211 | 64.6744 | 64.1199 | 64.5317 | 67.9488 | 73.4723 | 79.4167 | 83.6679 | 87.1322 | 89.4501 | 90.879 | 91.4573 | 91.1618 | 90.484 | 88.8014 | 86.3377 | 82.5311 | 78.4193 | 75.4251 | 72.5984 | 0.03274 | 0.033411 | 0.031716 | 0.02772 | 0.028658 | 0.030292 | 0.03469 | 0.041806 | 0.049618 | 0.054307 | 0.057206 | 0.059644 | 0.061284 | 0.061879 | 0.060667 | 0.055864 | 0.05072 | 0.046777 | 0.042084 | 0.041159 | 0.041447 | 0.038109 | 0.035976 | 0.037381
Program Specific1-in-10Size: 20 kW to 199.99 kWOther2020June Monthly Peak | Program Specific | 1-in-10 | Size: 20 kW to 199.99 kW | Other | 2020 | June Monthly Peak | 6 | 15.1336 | 14.357 | 13.8447 | 13.7585 | 14.1729 | 15.5427 | 17.5268 | 20.6668 | 24.6253 | 27.7658 | 30.1169 | 31.6713 | 32.3747 | 32.9992 | 33.0345 | 32.3814 | 31.1037 | 28.8511 | 26.1596 | 24.5823 | 23.7477 | 21.9655 | 19.2791 | 17.0935 | 0 | 0 | 0 | 0 | 0 | 0 | 0 | 0 | 0 | 0 | 0 | 0 | 0 | 0 | 0.31492 | 0.31327 | 0.30883 | 0.22166 | 0 | 0 | 0 | 0 | 0 | 0 | 73.932 | 72.4007 | 71.2887 | 69.9067 | 69.0655 | 67.5569 | 66.7026 | 67.4977 | 71.6225 | 77.0836 | 82.1798 | 85.7844 | 88.3314 | 90.1553 | 91.4893 | 92.2708 | 92.6919 | 92.1663 | 90.8976 | 88.8434 | 85.7144 | 81.8513 | 79.2203 | 77.3039 | 0.034887 | 0.035652 | 0.033699 | 0.029381 | 0.030099 | 0.031992 | 0.037211 | 0.04569 | 0.054374 | 0.059741 | 0.062672 | 0.065297 | 0.066824 | 0.067441 | 0.066056 | 0.060687 | 0.05545 | 0.051187 | 0.045928 | 0.044031 | 0.044092 | 0.040641 | 0.038456 | 0.039954
Program Specific1-in-10Size: 20 kW to 199.99 kWOther2020July Monthly Peak | Program Specific | 1-in-10 | Size: 20 kW to 199.99 kW | Other | 2020 | July Monthly Peak | 7 | 15.8167 | 14.9872 | 14.4736 | 14.3662 | 14.8009 | 16.4428 | 18.7779 | 21.9413 | 25.9403 | 29.0972 | 31.4674 | 33.0582 | 33.8257 | 34.4653 | 34.534 | 33.8225 | 32.5538 | 30.2389 | 27.2661 | 25.5508 | 24.6792 | 22.8499 | 20.0947 | 17.8305 | 0 | 0 | 0 | 0 | 0 | 0 | 0 | 0 | 0 | 0 | 0 | 0 | 0 | 0 | 0.32922 | 0.32722 | 0.32323 | 0.23233 | 0 | 0 | 0 | 0 | 0 | 0 | 75.7144 | 74.6277 | 73.4927 | 72.4692 | 71.6454 | 70.7259 | 70.0535 | 70.3265 | 73.6457 | 78.6853 | 83.6123 | 87.4726 | 90.1291 | 91.9458 | 92.824 | 93.0876 | 92.8966 | 92.2913 | 90.8061 | 88.5644 | 85.7396 | 82.6358 | 80.4285 | 78.9324 | 0.036461 | 0.037217 | 0.035229 | 0.030678 | 0.031433 | 0.033845 | 0.039867 | 0.048507 | 0.057277 | 0.062606 | 0.065483 | 0.068157 | 0.069819 | 0.070438 | 0.069054 | 0.063388 | 0.058035 | 0.053649 | 0.047871 | 0.045766 | 0.045821 | 0.042277 | 0.040083 | 0.041677
Program Specific1-in-10Size: 20 kW to 199.99 kWOther2020August Monthly Peak | Program Specific | 1-in-10 | Size: 20 kW to 199.99 kW | Other | 2020 | August Monthly Peak | 8 | 15.9414 | 15.0967 | 14.5807 | 14.4997 | 14.9693 | 16.5749 | 18.9775 | 21.978 | 26.1362 | 29.4307 | 31.9137 | 33.5414 | 34.3183 | 34.9457 | 34.9635 | 34.2169 | 32.8972 | 30.4637 | 27.3416 | 25.9356 | 24.937 | 22.93 | 20.1753 | 17.8332 | 0 | 0 | 0 | 0 | 0 | 0 | 0 | 0 | 0 | 0 | 0 | 0 | 0 | 0 | 0.33331 | 0.33103 | 0.32663 | 0.23405 | 0 | 0 | 0 | 0 | 0 | 0 | 76.3436 | 75.2518 | 73.9081 | 72.8972 | 71.9644 | 71.2206 | 70.5425 | 70.3808 | 73.0959 | 78.2508 | 82.9274 | 87.1984 | 90.4345 | 92.5913 | 93.8913 | 94.2999 | 93.876 | 93.0282 | 91.8233 | 89.6192 | 86.0461 | 83.094 | 81.2402 | 79.3793 | 0.036749 | 0.037489 | 0.03549 | 0.030964 | 0.03179 | 0.034117 | 0.040291 | 0.048588 | 0.05771 | 0.063323 | 0.066411 | 0.069153 | 0.070836 | 0.071419 | 0.069913 | 0.064127 | 0.058647 | 0.054048 | 0.048003 | 0.046455 | 0.0463 | 0.042425 | 0.040244 | 0.041683
Program Specific1-in-10Size: 20 kW to 199.99 kWOther2020September Monthly Peak | Program Specific | 1-in-10 | Size: 20 kW to 199.99 kW | Other | 2020 | September Monthly Peak | 9 | 15.8482 | 15.0979 | 14.6062 | 14.5072 | 15.0149 | 16.6756 | 19.3976 | 22.1267 | 26.3719 | 29.7833 | 32.3744 | 33.9917 | 34.7686 | 35.3606 | 35.2365 | 34.3288 | 32.8527 | 30.2174 | 27.2036 | 26.35 | 24.6935 | 22.6295 | 19.826 | 17.6686 | 0 | 0 | 0 | 0 | 0 | 0 | 0 | 0 | 0 | 0 | 0 | 0 | 0 | 0 | 0.33592 | 0.33211 | 0.32619 | 0.23216 | 0 | 0 | 0 | 0 | 0 | 0 | 76.7847 | 75.5201 | 74.133 | 73.1763 | 72.0851 | 70.9799 | 70.2343 | 70.0395 | 72.3009 | 77.4315 | 83.0754 | 88.0488 | 91.9311 | 94.39 | 95.067 | 95.7162 | 95.7146 | 94.8508 | 93.1308 | 90.1143 | 85.7613 | 82.6166 | 80.4544 | 78.6681 | 0.036534 | 0.037492 | 0.035552 | 0.030979 | 0.031887 | 0.034324 | 0.041183 | 0.048917 | 0.05823 | 0.064082 | 0.06737 | 0.070081 | 0.071765 | 0.072267 | 0.070459 | 0.064337 | 0.058568 | 0.053611 | 0.047761 | 0.047198 | 0.045848 | 0.041869 | 0.039547 | 0.041298
Program Specific1-in-10Size: 20 kW to 199.99 kWOther2020October Monthly Peak | Program Specific | 1-in-10 | Size: 20 kW to 199.99 kW | Other | 2020 | October Monthly Peak | 10 | 14.3723 | 13.6726 | 13.29 | 13.2376 | 13.7097 | 15.0795 | 17.5886 | 19.6111 | 22.7699 | 25.7063 | 27.9189 | 29.4533 | 30.1932 | 30.8618 | 30.9425 | 30.2429 | 28.7921 | 26.5507 | 24.8827 | 23.8782 | 22.2458 | 20.3978 | 17.8767 | 15.9548 | 0 | 0 | 0 | 0 | 0 | 0 | 0 | 0 | 0 | 0 | 0 | 0 | 0 | 0 | 0.29498 | 0.29258 | 0.28588 | 0.20399 | 0 | 0 | 0 | 0 | 0 | 0 | 72.4257 | 71.2181 | 70.0479 | 68.6395 | 67.5858 | 66.5304 | 66.0929 | 65.663 | 66.4449 | 71.2332 | 76.948 | 81.7946 | 85.2035 | 87.6737 | 88.8783 | 89.2109 | 88.5792 | 87.086 | 84.5518 | 81.3727 | 78.1697 | 75.802 | 73.9279 | 72.4167 | 0.033131 | 0.033953 | 0.032348 | 0.028268 | 0.029116 | 0.031038 | 0.037342 | 0.043356 | 0.050277 | 0.05531 | 0.058098 | 0.060724 | 0.062321 | 0.063073 | 0.061873 | 0.05668 | 0.051329 | 0.047106 | 0.043686 | 0.04277 | 0.041303 | 0.03774 | 0.035659 | 0.037292
Program Specific1-in-10Size: 20 kW to 199.99 kWOther2020November Monthly Peak | Program Specific | 1-in-10 | Size: 20 kW to 199.99 kW | Other | 2020 | November Monthly Peak | 11 | 12.4499 | 11.894 | 11.6939 | 11.6992 | 12.2188 | 13.3169 | 14.848 | 16.5789 | 18.9764 | 20.804 | 22.2068 | 23.0562 | 23.5673 | 23.9872 | 23.9778 | 23.3721 | 22.4306 | 22.0309 | 20.5248 | 19.4876 | 18.3433 | 16.9412 | 15.0519 | 13.5373 | 0 | 0 | 0 | 0 | 0 | 0 | 0 | 0 | 0 | 0 | 0 | 0 | 0 | 0 | 0.22858 | 0.22611 | 0.22271 | 0.16926 | 0 | 0 | 0 | 0 | 0 | 0 | 59.5439 | 58.1612 | 56.9544 | 55.6419 | 54.8538 | 54.3258 | 53.7238 | 53.3507 | 55.6617 | 60.1722 | 65.6348 | 69.8899 | 72.7195 | 74.4317 | 75.5831 | 75.9213 | 75.0182 | 72.743 | 69.9212 | 66.6301 | 64.3035 | 62.7825 | 61.2438 | 60.1131 | 0.0287 | 0.029536 | 0.028464 | 0.024983 | 0.025949 | 0.027411 | 0.031524 | 0.036652 | 0.041901 | 0.044762 | 0.046211 | 0.047535 | 0.048645 | 0.049023 | 0.047946 | 0.043803 | 0.039988 | 0.039087 | 0.036035 | 0.034906 | 0.034058 | 0.031345 | 0.030024 | 0.031642
Program Specific1-in-10Size: 20 kW to 199.99 kWOther2020December Monthly Peak | Program Specific | 1-in-10 | Size: 20 kW to 199.99 kW | Other | 2020 | December Monthly Peak | 12 | 12.0278 | 11.8787 | 11.7867 | 11.9127 | 12.3061 | 14.5096 | 17.7429 | 19.5857 | 21.8509 | 22.7243 | 22.5254 | 22.1466 | 21.2251 | 20.9082 | 20.2359 | 19.1092 | 19.0557 | 19.0098 | 17.7867 | 16.9679 | 16.3153 | 15.3697 | 14.4024 | 13.1717 | 0 | 0 | 0 | 0 | 0 | 0 | 0 | 0 | 0 | 0 | 0 | 0 | 0 | 0 | 0.19291 | 0.18487 | 0.1892 | 0.14605 | 0 | 0 | 0 | 0 | 0 | 0 | 40.9118 | 40.2331 | 39.9706 | 39.487 | 39.0477 | 38.4521 | 38.2537 | 38.0297 | 38.6038 | 41.4214 | 44.2271 | 46.8235 | 48.5208 | 49.3804 | 49.799 | 49.788 | 49.0485 | 47.4474 | 45.6723 | 44.3764 | 43.3841 | 42.3696 | 41.9854 | 41.5203 | 0.027727 | 0.029498 | 0.028689 | 0.025439 | 0.026135 | 0.029865 | 0.03767 | 0.043299 | 0.048248 | 0.048894 | 0.046874 | 0.04566 | 0.04381 | 0.042731 | 0.040464 | 0.035813 | 0.033971 | 0.033727 | 0.031228 | 0.030393 | 0.030292 | 0.028437 | 0.028729 | 0.030787
Program Specific1-in-10Size: 20 kW to 199.99 kWOther2020Typical Event Day | Program Specific | 1-in-10 | Size: 20 kW to 199.99 kW | Other | 2020 | Typical Event Day | 8 | 15.8561 | 15.0123 | 14.5011 | 14.4217 | 14.8926 | 16.4666 | 18.8247 | 21.7806 | 25.8715 | 29.1186 | 31.5746 | 33.1866 | 33.9757 | 34.614 | 34.6512 | 33.9297 | 32.6202 | 30.2186 | 27.141 | 25.7561 | 24.7743 | 22.7839 | 20.0417 | 17.7165 | 0 | 0 | 0 | 0 | 0 | 0 | 0 | 0 | 0 | 0 | 0 | 0 | 0 | 0 | 0.33034 | 0.32825 | 0.32389 | 0.23217 | 0 | 0 | 0 | 0 | 0 | 0 | 75.6936 | 74.4501 | 73.2056 | 72.1123 | 71.1901 | 70.1208 | 69.3832 | 69.5611 | 72.6663 | 77.8628 | 82.9487 | 87.126 | 90.2065 | 92.2706 | 93.3179 | 93.8436 | 93.7948 | 93.0841 | 91.6645 | 89.2853 | 85.8153 | 82.5494 | 80.3358 | 78.5709 | 0.036552 | 0.03728 | 0.035296 | 0.030797 | 0.031628 | 0.033894 | 0.039967 | 0.048152 | 0.057125 | 0.062652 | 0.065705 | 0.068421 | 0.070129 | 0.070742 | 0.069289 | 0.063589 | 0.058153 | 0.053613 | 0.047651 | 0.046134 | 0.045998 | 0.042155 | 0.039978 | 0.04141
Program Specific1-in-10Size: 20 kW to 199.99 kWOther2021January Monthly Peak | Program Specific | 1-in-10 | Size: 20 kW to 199.99 kW | Other | 2021 | January Monthly Peak | 1 | 11.489 | 11.6003 | 11.5446 | 11.7488 | 11.9167 | 15.0331 | 19.4696 | 21.5662 | 23.9487 | 24.7731 | 24.0478 | 23.53 | 21.974 | 21.4923 | 20.4317 | 18.7562 | 18.6176 | 18.2749 | 16.9148 | 15.9044 | 15.3557 | 14.2926 | 13.6176 | 12.6228 | 0 | 0 | 0 | 0 | 0 | 0 | 0 | 0 | 0 | 0 | 0 | 0 | 0 | 0 | 0.19478 | 0.18146 | 0.18485 | 0.14041 | 0 | 0 | 0 | 0 | 0 | 0 | 37.6087 | 36.836 | 36.2891 | 35.4815 | 34.9616 | 34.4666 | 33.9882 | 33.6903 | 34.2634 | 37.3342 | 40.6872 | 43.2122 | 44.8986 | 46.1718 | 47.1804 | 47.3531 | 47.15 | 46.1874 | 44.3274 | 42.9785 | 41.8451 | 41.1675 | 40.3653 | 39.6955 | 0.026485 | 0.028807 | 0.0281 | 0.025089 | 0.025308 | 0.030943 | 0.041336 | 0.047678 | 0.052879 | 0.053302 | 0.050042 | 0.048512 | 0.045356 | 0.043924 | 0.040855 | 0.035152 | 0.03319 | 0.032423 | 0.029697 | 0.028488 | 0.028511 | 0.026444 | 0.027163 | 0.029504
Program Specific1-in-10Size: 20 kW to 199.99 kWOther2021February Monthly Peak | Program Specific | 1-in-10 | Size: 20 kW to 199.99 kW | Other | 2021 | February Monthly Peak | 2 | 11.8326 | 11.5318 | 11.3776 | 11.5369 | 11.9367 | 13.744 | 16.4312 | 17.9529 | 20.1364 | 21.3345 | 21.801 | 22.0576 | 21.798 | 21.9547 | 21.6923 | 20.8885 | 20.1593 | 19.4689 | 18.8361 | 17.802 | 16.9296 | 15.6517 | 14.1883 | 12.8827 | 0 | 0 | 0 | 0 | 0 | 0 | 0 | 0 | 0 | 0 | 0 | 0 | 0 | 0 | 0.2068 | 0.20209 | 0.20016 | 0.14958 | 0 | 0 | 0 | 0 | 0 | 0 | 45.7746 | 45.4256 | 45.2141 | 44.859 | 44.7818 | 44.0631 | 43.5826 | 43.6859 | 44.9088 | 48.2808 | 51.414 | 53.8188 | 55.4748 | 56.4412 | 57.126 | 57.4508 | 57.0286 | 56.0113 | 53.8657 | 51.6355 | 50.0086 | 48.6336 | 47.4996 | 46.278 | 0.027277 | 0.028636 | 0.027694 | 0.024637 | 0.02535 | 0.02829 | 0.034885 | 0.03969 | 0.044462 | 0.045904 | 0.045367 | 0.045477 | 0.044993 | 0.044869 | 0.043376 | 0.039148 | 0.035939 | 0.034541 | 0.03307 | 0.031887 | 0.031433 | 0.028959 | 0.028302 | 0.030112
Program Specific1-in-10Size: 20 kW to 199.99 kWOther2021March Monthly Peak | Program Specific | 1-in-10 | Size: 20 kW to 199.99 kW | Other | 2021 | March Monthly Peak | 3 | 12.586 | 11.9959 | 11.7073 | 11.7483 | 12.2018 | 13.3899 | 15.5583 | 17.0533 | 19.2209 | 21.0628 | 22.4812 | 23.4659 | 24.1298 | 24.8082 | 25.0235 | 24.6034 | 23.6088 | 22.1197 | 20.7684 | 20.3439 | 19.248 | 17.695 | 15.5996 | 13.9355 | 0 | 0 | 0 | 0 | 0 | 0 | 0 | 0 | 0 | 0 | 0 | 0 | 0 | 0 | 0.23855 | 0.23803 | 0.23441 | 0.16995 | 0 | 0 | 0 | 0 | 0 | 0 | 56.3588 | 55.1761 | 54.3378 | 53.4048 | 52.6736 | 51.854 | 51.225 | 51.6774 | 55.3421 | 60.7852 | 66.0616 | 70.3687 | 73.2391 | 74.8442 | 75.6493 | 76.0145 | 75.6576 | 74.2725 | 71.6495 | 67.7963 | 64.3434 | 61.5065 | 59.3522 | 57.7124 | 0.029014 | 0.029789 | 0.028496 | 0.025088 | 0.025913 | 0.027561 | 0.033032 | 0.037701 | 0.04244 | 0.045319 | 0.046782 | 0.04838 | 0.049806 | 0.050701 | 0.050037 | 0.04611 | 0.042088 | 0.039244 | 0.036463 | 0.03644 | 0.035737 | 0.032739 | 0.031117 | 0.032573
Program Specific1-in-10Size: 20 kW to 199.99 kWOther2021April Monthly Peak | Program Specific | 1-in-10 | Size: 20 kW to 199.99 kW | Other | 2021 | April Monthly Peak | 4 | 13.4903 | 12.8064 | 12.408 | 12.3866 | 12.8571 | 13.9968 | 15.8145 | 17.8418 | 20.905 | 23.4293 | 25.5522 | 26.9623 | 27.8185 | 28.5142 | 28.6738 | 28.194 | 26.9266 | 24.9282 | 22.7462 | 22.2099 | 21.2481 | 19.5244 | 17.1081 | 15.1499 | 0 | 0 | 0 | 0 | 0 | 0 | 0 | 0 | 0 | 0 | 0 | 0 | 0 | 0 | 0.27335 | 0.27276 | 0.26735 | 0.19152 | 0 | 0 | 0 | 0 | 0 | 0 | 66.9273 | 65.498 | 63.8219 | 62.6264 | 61.4734 | 60.3576 | 59.7403 | 59.6921 | 63.1361 | 69.5057 | 75.8598 | 81.1435 | 84.2907 | 86.3332 | 87.5612 | 88.2366 | 88.0744 | 87.3945 | 85.3463 | 82.2399 | 78.1228 | 74.378 | 71.5874 | 69.9234 | 0.031098 | 0.031802 | 0.030202 | 0.026451 | 0.027305 | 0.02881 | 0.033576 | 0.039444 | 0.046159 | 0.050411 | 0.053173 | 0.055589 | 0.05742 | 0.058275 | 0.057336 | 0.05284 | 0.048003 | 0.044227 | 0.039935 | 0.039782 | 0.039451 | 0.036124 | 0.034126 | 0.035411
Program Specific1-in-10Size: 20 kW to 199.99 kWOther2021May Monthly Peak | Program Specific | 1-in-10 | Size: 20 kW to 199.99 kW | Other | 2021 | May Monthly Peak | 5 | 14.2027 | 13.4542 | 13.03 | 12.9806 | 13.4943 | 14.717 | 16.3394 | 18.9102 | 22.4714 | 25.2403 | 27.4903 | 28.9291 | 29.6907 | 30.2777 | 30.3394 | 29.8076 | 28.4506 | 26.3656 | 23.9702 | 22.9787 | 22.3233 | 20.5973 | 18.0359 | 15.9927 | 0 | 0 | 0 | 0 | 0 | 0 | 0 | 0 | 0 | 0 | 0 | 0 | 0 | 0 | 0.28923 | 0.28837 | 0.28249 | 0.20257 | 0 | 0 | 0 | 0 | 0 | 0 | 71.328 | 69.648 | 68.2946 | 66.9497 | 65.6211 | 64.6744 | 64.1199 | 64.5317 | 67.9488 | 73.4723 | 79.4167 | 83.6679 | 87.1322 | 89.4501 | 90.879 | 91.4573 | 91.1618 | 90.484 | 88.8014 | 86.3377 | 82.5311 | 78.4193 | 75.4251 | 72.5984 | 0.03274 | 0.033411 | 0.031716 | 0.02772 | 0.028658 | 0.030292 | 0.03469 | 0.041806 | 0.049618 | 0.054307 | 0.057206 | 0.059644 | 0.061284 | 0.061879 | 0.060667 | 0.055864 | 0.05072 | 0.046777 | 0.042084 | 0.041159 | 0.041447 | 0.038109 | 0.035976 | 0.037381
Program Specific1-in-10Size: 20 kW to 199.99 kWOther2021June Monthly Peak | Program Specific | 1-in-10 | Size: 20 kW to 199.99 kW | Other | 2021 | June Monthly Peak | 6 | 15.1336 | 14.357 | 13.8447 | 13.7585 | 14.1729 | 15.5427 | 17.5268 | 20.6668 | 24.6253 | 27.7658 | 30.1169 | 31.6713 | 32.3747 | 32.9992 | 33.0345 | 32.3814 | 31.1037 | 28.8511 | 26.1596 | 24.5823 | 23.7477 | 21.9655 | 19.2791 | 17.0935 | 0 | 0 | 0 | 0 | 0 | 0 | 0 | 0 | 0 | 0 | 0 | 0 | 0 | 0 | 0.31492 | 0.31327 | 0.30883 | 0.22166 | 0 | 0 | 0 | 0 | 0 | 0 | 73.932 | 72.4007 | 71.2887 | 69.9067 | 69.0655 | 67.5569 | 66.7026 | 67.4977 | 71.6225 | 77.0836 | 82.1798 | 85.7844 | 88.3314 | 90.1553 | 91.4893 | 92.2708 | 92.6919 | 92.1663 | 90.8976 | 88.8434 | 85.7144 | 81.8513 | 79.2203 | 77.3039 | 0.034887 | 0.035652 | 0.033699 | 0.029381 | 0.030099 | 0.031992 | 0.037211 | 0.04569 | 0.054374 | 0.059741 | 0.062672 | 0.065297 | 0.066824 | 0.067441 | 0.066056 | 0.060687 | 0.05545 | 0.051187 | 0.045928 | 0.044031 | 0.044092 | 0.040641 | 0.038456 | 0.039954
Program Specific1-in-10Size: 20 kW to 199.99 kWOther2021July Monthly Peak | Program Specific | 1-in-10 | Size: 20 kW to 199.99 kW | Other | 2021 | July Monthly Peak | 7 | 15.8167 | 14.9872 | 14.4736 | 14.3662 | 14.8009 | 16.4428 | 18.7779 | 21.9413 | 25.9403 | 29.0972 | 31.4674 | 33.0582 | 33.8257 | 34.4653 | 34.534 | 33.8225 | 32.5538 | 30.2389 | 27.2661 | 25.5508 | 24.6792 | 22.8499 | 20.0947 | 17.8305 | 0 | 0 | 0 | 0 | 0 | 0 | 0 | 0 | 0 | 0 | 0 | 0 | 0 | 0 | 0.32922 | 0.32722 | 0.32323 | 0.23233 | 0 | 0 | 0 | 0 | 0 | 0 | 75.7144 | 74.6277 | 73.4927 | 72.4692 | 71.6454 | 70.7259 | 70.0535 | 70.3265 | 73.6457 | 78.6853 | 83.6123 | 87.4726 | 90.1291 | 91.9458 | 92.824 | 93.0876 | 92.8966 | 92.2913 | 90.8061 | 88.5644 | 85.7396 | 82.6358 | 80.4285 | 78.9324 | 0.036461 | 0.037217 | 0.035229 | 0.030678 | 0.031433 | 0.033845 | 0.039867 | 0.048507 | 0.057277 | 0.062606 | 0.065483 | 0.068157 | 0.069819 | 0.070438 | 0.069054 | 0.063388 | 0.058035 | 0.053649 | 0.047871 | 0.045766 | 0.045821 | 0.042277 | 0.040083 | 0.041677
Program Specific1-in-10Size: 20 kW to 199.99 kWOther2021August Monthly Peak | Program Specific | 1-in-10 | Size: 20 kW to 199.99 kW | Other | 2021 | August Monthly Peak | 8 | 15.9414 | 15.0967 | 14.5807 | 14.4997 | 14.9693 | 16.5749 | 18.9775 | 21.978 | 26.1362 | 29.4307 | 31.9137 | 33.5414 | 34.3183 | 34.9457 | 34.9635 | 34.2169 | 32.8972 | 30.4637 | 27.3416 | 25.9356 | 24.937 | 22.93 | 20.1753 | 17.8332 | 0 | 0 | 0 | 0 | 0 | 0 | 0 | 0 | 0 | 0 | 0 | 0 | 0 | 0 | 0.33331 | 0.33103 | 0.32663 | 0.23405 | 0 | 0 | 0 | 0 | 0 | 0 | 76.3436 | 75.2518 | 73.9081 | 72.8972 | 71.9644 | 71.2206 | 70.5425 | 70.3808 | 73.0959 | 78.2508 | 82.9274 | 87.1984 | 90.4345 | 92.5913 | 93.8913 | 94.2999 | 93.876 | 93.0282 | 91.8233 | 89.6192 | 86.0461 | 83.094 | 81.2402 | 79.3793 | 0.036749 | 0.037489 | 0.03549 | 0.030964 | 0.03179 | 0.034117 | 0.040291 | 0.048588 | 0.05771 | 0.063323 | 0.066411 | 0.069153 | 0.070836 | 0.071419 | 0.069913 | 0.064127 | 0.058647 | 0.054048 | 0.048003 | 0.046455 | 0.0463 | 0.042425 | 0.040244 | 0.041683
Program Specific1-in-10Size: 20 kW to 199.99 kWOther2021September Monthly Peak | Program Specific | 1-in-10 | Size: 20 kW to 199.99 kW | Other | 2021 | September Monthly Peak | 9 | 15.8482 | 15.0979 | 14.6062 | 14.5072 | 15.0149 | 16.6756 | 19.3976 | 22.1267 | 26.3719 | 29.7833 | 32.3744 | 33.9917 | 34.7686 | 35.3606 | 35.2365 | 34.3288 | 32.8527 | 30.2174 | 27.2036 | 26.35 | 24.6935 | 22.6295 | 19.826 | 17.6686 | 0 | 0 | 0 | 0 | 0 | 0 | 0 | 0 | 0 | 0 | 0 | 0 | 0 | 0 | 0.33592 | 0.33211 | 0.32619 | 0.23216 | 0 | 0 | 0 | 0 | 0 | 0 | 76.7847 | 75.5201 | 74.133 | 73.1763 | 72.0851 | 70.9799 | 70.2343 | 70.0395 | 72.3009 | 77.4315 | 83.0754 | 88.0488 | 91.9311 | 94.39 | 95.067 | 95.7162 | 95.7146 | 94.8508 | 93.1308 | 90.1143 | 85.7613 | 82.6166 | 80.4544 | 78.6681 | 0.036534 | 0.037492 | 0.035552 | 0.030979 | 0.031887 | 0.034324 | 0.041183 | 0.048917 | 0.05823 | 0.064082 | 0.06737 | 0.070081 | 0.071765 | 0.072267 | 0.070459 | 0.064337 | 0.058568 | 0.053611 | 0.047761 | 0.047198 | 0.045848 | 0.041869 | 0.039547 | 0.041298
Program Specific1-in-10Size: 20 kW to 199.99 kWOther2021October Monthly Peak | Program Specific | 1-in-10 | Size: 20 kW to 199.99 kW | Other | 2021 | October Monthly Peak | 10 | 14.3723 | 13.6726 | 13.29 | 13.2376 | 13.7097 | 15.0795 | 17.5886 | 19.6111 | 22.7699 | 25.7063 | 27.9189 | 29.4533 | 30.1932 | 30.8618 | 30.9425 | 30.2429 | 28.7921 | 26.5507 | 24.8827 | 23.8782 | 22.2458 | 20.3978 | 17.8767 | 15.9548 | 0 | 0 | 0 | 0 | 0 | 0 | 0 | 0 | 0 | 0 | 0 | 0 | 0 | 0 | 0.29498 | 0.29258 | 0.28588 | 0.20399 | 0 | 0 | 0 | 0 | 0 | 0 | 72.4257 | 71.2181 | 70.0479 | 68.6395 | 67.5858 | 66.5304 | 66.0929 | 65.663 | 66.4449 | 71.2332 | 76.948 | 81.7946 | 85.2035 | 87.6737 | 88.8783 | 89.2109 | 88.5792 | 87.086 | 84.5518 | 81.3727 | 78.1697 | 75.802 | 73.9279 | 72.4167 | 0.033131 | 0.033953 | 0.032348 | 0.028268 | 0.029116 | 0.031038 | 0.037342 | 0.043356 | 0.050277 | 0.05531 | 0.058098 | 0.060724 | 0.062321 | 0.063073 | 0.061873 | 0.05668 | 0.051329 | 0.047106 | 0.043686 | 0.04277 | 0.041303 | 0.03774 | 0.035659 | 0.037292
Program Specific1-in-10Size: 20 kW to 199.99 kWOther2021November Monthly Peak | Program Specific | 1-in-10 | Size: 20 kW to 199.99 kW | Other | 2021 | November Monthly Peak | 11 | 12.4499 | 11.894 | 11.6939 | 11.6992 | 12.2188 | 13.3169 | 14.848 | 16.5789 | 18.9764 | 20.804 | 22.2068 | 23.0562 | 23.5673 | 23.9872 | 23.9778 | 23.3721 | 22.4306 | 22.0309 | 20.5248 | 19.4876 | 18.3433 | 16.9412 | 15.0519 | 13.5373 | 0 | 0 | 0 | 0 | 0 | 0 | 0 | 0 | 0 | 0 | 0 | 0 | 0 | 0 | 0.22858 | 0.22611 | 0.22271 | 0.16926 | 0 | 0 | 0 | 0 | 0 | 0 | 59.5439 | 58.1612 | 56.9544 | 55.6419 | 54.8538 | 54.3258 | 53.7238 | 53.3507 | 55.6617 | 60.1722 | 65.6348 | 69.8899 | 72.7195 | 74.4317 | 75.5831 | 75.9213 | 75.0182 | 72.743 | 69.9212 | 66.6301 | 64.3035 | 62.7825 | 61.2438 | 60.1131 | 0.0287 | 0.029536 | 0.028464 | 0.024983 | 0.025949 | 0.027411 | 0.031524 | 0.036652 | 0.041901 | 0.044762 | 0.046211 | 0.047535 | 0.048645 | 0.049023 | 0.047946 | 0.043803 | 0.039988 | 0.039087 | 0.036035 | 0.034906 | 0.034058 | 0.031345 | 0.030024 | 0.031642
Program Specific1-in-10Size: 20 kW to 199.99 kWOther2021December Monthly Peak | Program Specific | 1-in-10 | Size: 20 kW to 199.99 kW | Other | 2021 | December Monthly Peak | 12 | 12.0278 | 11.8787 | 11.7867 | 11.9127 | 12.3061 | 14.5096 | 17.7429 | 19.5857 | 21.8509 | 22.7243 | 22.5254 | 22.1466 | 21.2251 | 20.9082 | 20.2359 | 19.1092 | 19.0557 | 19.0098 | 17.7867 | 16.9679 | 16.3153 | 15.3697 | 14.4024 | 13.1717 | 0 | 0 | 0 | 0 | 0 | 0 | 0 | 0 | 0 | 0 | 0 | 0 | 0 | 0 | 0.19291 | 0.18487 | 0.1892 | 0.14605 | 0 | 0 | 0 | 0 | 0 | 0 | 40.9118 | 40.2331 | 39.9706 | 39.487 | 39.0477 | 38.4521 | 38.2537 | 38.0297 | 38.6038 | 41.4214 | 44.2271 | 46.8235 | 48.5208 | 49.3804 | 49.799 | 49.788 | 49.0485 | 47.4474 | 45.6723 | 44.3764 | 43.3841 | 42.3696 | 41.9854 | 41.5203 | 0.027727 | 0.029498 | 0.028689 | 0.025439 | 0.026135 | 0.029865 | 0.03767 | 0.043299 | 0.048248 | 0.048894 | 0.046874 | 0.04566 | 0.04381 | 0.042731 | 0.040464 | 0.035813 | 0.033971 | 0.033727 | 0.031228 | 0.030393 | 0.030292 | 0.028437 | 0.028729 | 0.030787
Program Specific1-in-10Size: 20 kW to 199.99 kWOther2021Typical Event Day | Program Specific | 1-in-10 | Size: 20 kW to 199.99 kW | Other | 2021 | Typical Event Day | 8 | 15.8561 | 15.0123 | 14.5011 | 14.4217 | 14.8926 | 16.4666 | 18.8247 | 21.7806 | 25.8715 | 29.1186 | 31.5746 | 33.1866 | 33.9757 | 34.614 | 34.6512 | 33.9297 | 32.6202 | 30.2186 | 27.141 | 25.7561 | 24.7743 | 22.7839 | 20.0417 | 17.7165 | 0 | 0 | 0 | 0 | 0 | 0 | 0 | 0 | 0 | 0 | 0 | 0 | 0 | 0 | 0.33034 | 0.32825 | 0.32389 | 0.23217 | 0 | 0 | 0 | 0 | 0 | 0 | 75.6936 | 74.4501 | 73.2056 | 72.1123 | 71.1901 | 70.1208 | 69.3832 | 69.5611 | 72.6663 | 77.8628 | 82.9487 | 87.126 | 90.2065 | 92.2706 | 93.3179 | 93.8436 | 93.7948 | 93.0841 | 91.6645 | 89.2853 | 85.8153 | 82.5494 | 80.3358 | 78.5709 | 0.036552 | 0.03728 | 0.035296 | 0.030797 | 0.031628 | 0.033894 | 0.039967 | 0.048152 | 0.057125 | 0.062652 | 0.065705 | 0.068421 | 0.070129 | 0.070742 | 0.069289 | 0.063589 | 0.058153 | 0.053613 | 0.047651 | 0.046134 | 0.045998 | 0.042155 | 0.039978 | 0.04141
Program Specific1-in-10Size: 20 kW to 199.99 kWOther2022January Monthly Peak | Program Specific | 1-in-10 | Size: 20 kW to 199.99 kW | Other | 2022 | January Monthly Peak | 1 | 11.489 | 11.6003 | 11.5446 | 11.7488 | 11.9167 | 15.0331 | 19.4696 | 21.5662 | 23.9487 | 24.7731 | 24.0478 | 23.53 | 21.974 | 21.4923 | 20.4317 | 18.7562 | 18.6176 | 18.2749 | 16.9148 | 15.9044 | 15.3557 | 14.2926 | 13.6176 | 12.6228 | 0 | 0 | 0 | 0 | 0 | 0 | 0 | 0 | 0 | 0 | 0 | 0 | 0 | 0 | 0.19478 | 0.18146 | 0.18485 | 0.14041 | 0 | 0 | 0 | 0 | 0 | 0 | 37.6087 | 36.836 | 36.2891 | 35.4815 | 34.9616 | 34.4666 | 33.9882 | 33.6903 | 34.2634 | 37.3342 | 40.6872 | 43.2122 | 44.8986 | 46.1718 | 47.1804 | 47.3531 | 47.15 | 46.1874 | 44.3274 | 42.9785 | 41.8451 | 41.1675 | 40.3653 | 39.6955 | 0.026485 | 0.028807 | 0.0281 | 0.025089 | 0.025308 | 0.030943 | 0.041336 | 0.047678 | 0.052879 | 0.053302 | 0.050042 | 0.048512 | 0.045356 | 0.043924 | 0.040855 | 0.035152 | 0.03319 | 0.032423 | 0.029697 | 0.028488 | 0.028511 | 0.026444 | 0.027163 | 0.029504
Program Specific1-in-10Size: 20 kW to 199.99 kWOther2022February Monthly Peak | Program Specific | 1-in-10 | Size: 20 kW to 199.99 kW | Other | 2022 | February Monthly Peak | 2 | 11.8326 | 11.5318 | 11.3776 | 11.5369 | 11.9367 | 13.744 | 16.4312 | 17.9529 | 20.1364 | 21.3345 | 21.801 | 22.0576 | 21.798 | 21.9547 | 21.6923 | 20.8885 | 20.1593 | 19.4689 | 18.8361 | 17.802 | 16.9296 | 15.6517 | 14.1883 | 12.8827 | 0 | 0 | 0 | 0 | 0 | 0 | 0 | 0 | 0 | 0 | 0 | 0 | 0 | 0 | 0.2068 | 0.20209 | 0.20016 | 0.14958 | 0 | 0 | 0 | 0 | 0 | 0 | 45.7746 | 45.4256 | 45.2141 | 44.859 | 44.7818 | 44.0631 | 43.5826 | 43.6859 | 44.9088 | 48.2808 | 51.414 | 53.8188 | 55.4748 | 56.4412 | 57.126 | 57.4508 | 57.0286 | 56.0113 | 53.8657 | 51.6355 | 50.0086 | 48.6336 | 47.4996 | 46.278 | 0.027277 | 0.028636 | 0.027694 | 0.024637 | 0.02535 | 0.02829 | 0.034885 | 0.03969 | 0.044462 | 0.045904 | 0.045367 | 0.045477 | 0.044993 | 0.044869 | 0.043376 | 0.039148 | 0.035939 | 0.034541 | 0.03307 | 0.031887 | 0.031433 | 0.028959 | 0.028302 | 0.030112
Program Specific1-in-10Size: 20 kW to 199.99 kWOther2022March Monthly Peak | Program Specific | 1-in-10 | Size: 20 kW to 199.99 kW | Other | 2022 | March Monthly Peak | 3 | 12.586 | 11.9959 | 11.7073 | 11.7483 | 12.2018 | 13.3899 | 15.5583 | 17.0533 | 19.2209 | 21.0628 | 22.4812 | 23.4659 | 24.1298 | 24.8082 | 25.0235 | 24.6034 | 23.6088 | 22.1197 | 20.7684 | 20.3439 | 19.248 | 17.695 | 15.5996 | 13.9355 | 0 | 0 | 0 | 0 | 0 | 0 | 0 | 0 | 0 | 0 | 0 | 0 | 0 | 0 | 0.23855 | 0.23803 | 0.23441 | 0.16995 | 0 | 0 | 0 | 0 | 0 | 0 | 56.3588 | 55.1761 | 54.3378 | 53.4048 | 52.6736 | 51.854 | 51.225 | 51.6774 | 55.3421 | 60.7852 | 66.0616 | 70.3687 | 73.2391 | 74.8442 | 75.6493 | 76.0145 | 75.6576 | 74.2725 | 71.6495 | 67.7963 | 64.3434 | 61.5065 | 59.3522 | 57.7124 | 0.029014 | 0.029789 | 0.028496 | 0.025088 | 0.025913 | 0.027561 | 0.033032 | 0.037701 | 0.04244 | 0.045319 | 0.046782 | 0.04838 | 0.049806 | 0.050701 | 0.050037 | 0.04611 | 0.042088 | 0.039244 | 0.036463 | 0.03644 | 0.035737 | 0.032739 | 0.031117 | 0.032573
Program Specific1-in-10Size: 20 kW to 199.99 kWOther2022April Monthly Peak | Program Specific | 1-in-10 | Size: 20 kW to 199.99 kW | Other | 2022 | April Monthly Peak | 4 | 13.4903 | 12.8064 | 12.408 | 12.3866 | 12.8571 | 13.9968 | 15.8145 | 17.8418 | 20.905 | 23.4293 | 25.5522 | 26.9623 | 27.8185 | 28.5142 | 28.6738 | 28.194 | 26.9266 | 24.9282 | 22.7462 | 22.2099 | 21.2481 | 19.5244 | 17.1081 | 15.1499 | 0 | 0 | 0 | 0 | 0 | 0 | 0 | 0 | 0 | 0 | 0 | 0 | 0 | 0 | 0.27335 | 0.27276 | 0.26735 | 0.19152 | 0 | 0 | 0 | 0 | 0 | 0 | 66.9273 | 65.498 | 63.8219 | 62.6264 | 61.4734 | 60.3576 | 59.7403 | 59.6921 | 63.1361 | 69.5057 | 75.8598 | 81.1435 | 84.2907 | 86.3332 | 87.5612 | 88.2366 | 88.0744 | 87.3945 | 85.3463 | 82.2399 | 78.1228 | 74.378 | 71.5874 | 69.9234 | 0.031098 | 0.031802 | 0.030202 | 0.026451 | 0.027305 | 0.02881 | 0.033576 | 0.039444 | 0.046159 | 0.050411 | 0.053173 | 0.055589 | 0.05742 | 0.058275 | 0.057336 | 0.05284 | 0.048003 | 0.044227 | 0.039935 | 0.039782 | 0.039451 | 0.036124 | 0.034126 | 0.035411
Program Specific1-in-10Size: 20 kW to 199.99 kWOther2022May Monthly Peak | Program Specific | 1-in-10 | Size: 20 kW to 199.99 kW | Other | 2022 | May Monthly Peak | 5 | 14.2027 | 13.4542 | 13.03 | 12.9806 | 13.4943 | 14.717 | 16.3394 | 18.9102 | 22.4714 | 25.2403 | 27.4903 | 28.9291 | 29.6907 | 30.2777 | 30.3394 | 29.8076 | 28.4506 | 26.3656 | 23.9702 | 22.9787 | 22.3233 | 20.5973 | 18.0359 | 15.9927 | 0 | 0 | 0 | 0 | 0 | 0 | 0 | 0 | 0 | 0 | 0 | 0 | 0 | 0 | 0.28923 | 0.28837 | 0.28249 | 0.20257 | 0 | 0 | 0 | 0 | 0 | 0 | 71.328 | 69.648 | 68.2946 | 66.9497 | 65.6211 | 64.6744 | 64.1199 | 64.5317 | 67.9488 | 73.4723 | 79.4167 | 83.6679 | 87.1322 | 89.4501 | 90.879 | 91.4573 | 91.1618 | 90.484 | 88.8014 | 86.3377 | 82.5311 | 78.4193 | 75.4251 | 72.5984 | 0.03274 | 0.033411 | 0.031716 | 0.02772 | 0.028658 | 0.030292 | 0.03469 | 0.041806 | 0.049618 | 0.054307 | 0.057206 | 0.059644 | 0.061284 | 0.061879 | 0.060667 | 0.055864 | 0.05072 | 0.046777 | 0.042084 | 0.041159 | 0.041447 | 0.038109 | 0.035976 | 0.037381
Program Specific1-in-10Size: 20 kW to 199.99 kWOther2022June Monthly Peak | Program Specific | 1-in-10 | Size: 20 kW to 199.99 kW | Other | 2022 | June Monthly Peak | 6 | 15.1336 | 14.357 | 13.8447 | 13.7585 | 14.1729 | 15.5427 | 17.5268 | 20.6668 | 24.6253 | 27.7658 | 30.1169 | 31.6713 | 32.3747 | 32.9992 | 33.0345 | 32.3814 | 31.1037 | 28.8511 | 26.1596 | 24.5823 | 23.7477 | 21.9655 | 19.2791 | 17.0935 | 0 | 0 | 0 | 0 | 0 | 0 | 0 | 0 | 0 | 0 | 0 | 0 | 0 | 0 | 0.31492 | 0.31327 | 0.30883 | 0.22166 | 0 | 0 | 0 | 0 | 0 | 0 | 73.932 | 72.4007 | 71.2887 | 69.9067 | 69.0655 | 67.5569 | 66.7026 | 67.4977 | 71.6225 | 77.0836 | 82.1798 | 85.7844 | 88.3314 | 90.1553 | 91.4893 | 92.2708 | 92.6919 | 92.1663 | 90.8976 | 88.8434 | 85.7144 | 81.8513 | 79.2203 | 77.3039 | 0.034887 | 0.035652 | 0.033699 | 0.029381 | 0.030099 | 0.031992 | 0.037211 | 0.04569 | 0.054374 | 0.059741 | 0.062672 | 0.065297 | 0.066824 | 0.067441 | 0.066056 | 0.060687 | 0.05545 | 0.051187 | 0.045928 | 0.044031 | 0.044092 | 0.040641 | 0.038456 | 0.039954
Program Specific1-in-10Size: 20 kW to 199.99 kWOther2022July Monthly Peak | Program Specific | 1-in-10 | Size: 20 kW to 199.99 kW | Other | 2022 | July Monthly Peak | 7 | 15.8167 | 14.9872 | 14.4736 | 14.3662 | 14.8009 | 16.4428 | 18.7779 | 21.9413 | 25.9403 | 29.0972 | 31.4674 | 33.0582 | 33.8257 | 34.4653 | 34.534 | 33.8225 | 32.5538 | 30.2389 | 27.2661 | 25.5508 | 24.6792 | 22.8499 | 20.0947 | 17.8305 | 0 | 0 | 0 | 0 | 0 | 0 | 0 | 0 | 0 | 0 | 0 | 0 | 0 | 0 | 0.32922 | 0.32722 | 0.32323 | 0.23233 | 0 | 0 | 0 | 0 | 0 | 0 | 75.7144 | 74.6277 | 73.4927 | 72.4692 | 71.6454 | 70.7259 | 70.0535 | 70.3265 | 73.6457 | 78.6853 | 83.6123 | 87.4726 | 90.1291 | 91.9458 | 92.824 | 93.0876 | 92.8966 | 92.2913 | 90.8061 | 88.5644 | 85.7396 | 82.6358 | 80.4285 | 78.9324 | 0.036461 | 0.037217 | 0.035229 | 0.030678 | 0.031433 | 0.033845 | 0.039867 | 0.048507 | 0.057277 | 0.062606 | 0.065483 | 0.068157 | 0.069819 | 0.070438 | 0.069054 | 0.063388 | 0.058035 | 0.053649 | 0.047871 | 0.045766 | 0.045821 | 0.042277 | 0.040083 | 0.041677
Program Specific1-in-10Size: 20 kW to 199.99 kWOther2022August Monthly Peak | Program Specific | 1-in-10 | Size: 20 kW to 199.99 kW | Other | 2022 | August Monthly Peak | 8 | 15.9414 | 15.0967 | 14.5807 | 14.4997 | 14.9693 | 16.5749 | 18.9775 | 21.978 | 26.1362 | 29.4307 | 31.9137 | 33.5414 | 34.3183 | 34.9457 | 34.9635 | 34.2169 | 32.8972 | 30.4637 | 27.3416 | 25.9356 | 24.937 | 22.93 | 20.1753 | 17.8332 | 0 | 0 | 0 | 0 | 0 | 0 | 0 | 0 | 0 | 0 | 0 | 0 | 0 | 0 | 0.33331 | 0.33103 | 0.32663 | 0.23405 | 0 | 0 | 0 | 0 | 0 | 0 | 76.3436 | 75.2518 | 73.9081 | 72.8972 | 71.9644 | 71.2206 | 70.5425 | 70.3808 | 73.0959 | 78.2508 | 82.9274 | 87.1984 | 90.4345 | 92.5913 | 93.8913 | 94.2999 | 93.876 | 93.0282 | 91.8233 | 89.6192 | 86.0461 | 83.094 | 81.2402 | 79.3793 | 0.036749 | 0.037489 | 0.03549 | 0.030964 | 0.03179 | 0.034117 | 0.040291 | 0.048588 | 0.05771 | 0.063323 | 0.066411 | 0.069153 | 0.070836 | 0.071419 | 0.069913 | 0.064127 | 0.058647 | 0.054048 | 0.048003 | 0.046455 | 0.0463 | 0.042425 | 0.040244 | 0.041683
Program Specific1-in-10Size: 20 kW to 199.99 kWOther2022September Monthly Peak | Program Specific | 1-in-10 | Size: 20 kW to 199.99 kW | Other | 2022 | September Monthly Peak | 9 | 15.8482 | 15.0979 | 14.6062 | 14.5072 | 15.0149 | 16.6756 | 19.3976 | 22.1267 | 26.3719 | 29.7833 | 32.3744 | 33.9917 | 34.7686 | 35.3606 | 35.2365 | 34.3288 | 32.8527 | 30.2174 | 27.2036 | 26.35 | 24.6935 | 22.6295 | 19.826 | 17.6686 | 0 | 0 | 0 | 0 | 0 | 0 | 0 | 0 | 0 | 0 | 0 | 0 | 0 | 0 | 0.33592 | 0.33211 | 0.32619 | 0.23216 | 0 | 0 | 0 | 0 | 0 | 0 | 76.7847 | 75.5201 | 74.133 | 73.1763 | 72.0851 | 70.9799 | 70.2343 | 70.0395 | 72.3009 | 77.4315 | 83.0754 | 88.0488 | 91.9311 | 94.39 | 95.067 | 95.7162 | 95.7146 | 94.8508 | 93.1308 | 90.1143 | 85.7613 | 82.6166 | 80.4544 | 78.6681 | 0.036534 | 0.037492 | 0.035552 | 0.030979 | 0.031887 | 0.034324 | 0.041183 | 0.048917 | 0.05823 | 0.064082 | 0.06737 | 0.070081 | 0.071765 | 0.072267 | 0.070459 | 0.064337 | 0.058568 | 0.053611 | 0.047761 | 0.047198 | 0.045848 | 0.041869 | 0.039547 | 0.041298
Program Specific1-in-10Size: 20 kW to 199.99 kWOther2022October Monthly Peak | Program Specific | 1-in-10 | Size: 20 kW to 199.99 kW | Other | 2022 | October Monthly Peak | 10 | 14.3723 | 13.6726 | 13.29 | 13.2376 | 13.7097 | 15.0795 | 17.5886 | 19.6111 | 22.7699 | 25.7063 | 27.9189 | 29.4533 | 30.1932 | 30.8618 | 30.9425 | 30.2429 | 28.7921 | 26.5507 | 24.8827 | 23.8782 | 22.2458 | 20.3978 | 17.8767 | 15.9548 | 0 | 0 | 0 | 0 | 0 | 0 | 0 | 0 | 0 | 0 | 0 | 0 | 0 | 0 | 0.29498 | 0.29258 | 0.28588 | 0.20399 | 0 | 0 | 0 | 0 | 0 | 0 | 72.4257 | 71.2181 | 70.0479 | 68.6395 | 67.5858 | 66.5304 | 66.0929 | 65.663 | 66.4449 | 71.2332 | 76.948 | 81.7946 | 85.2035 | 87.6737 | 88.8783 | 89.2109 | 88.5792 | 87.086 | 84.5518 | 81.3727 | 78.1697 | 75.802 | 73.9279 | 72.4167 | 0.033131 | 0.033953 | 0.032348 | 0.028268 | 0.029116 | 0.031038 | 0.037342 | 0.043356 | 0.050277 | 0.05531 | 0.058098 | 0.060724 | 0.062321 | 0.063073 | 0.061873 | 0.05668 | 0.051329 | 0.047106 | 0.043686 | 0.04277 | 0.041303 | 0.03774 | 0.035659 | 0.037292
Program Specific1-in-10Size: 20 kW to 199.99 kWOther2022November Monthly Peak | Program Specific | 1-in-10 | Size: 20 kW to 199.99 kW | Other | 2022 | November Monthly Peak | 11 | 12.4499 | 11.894 | 11.6939 | 11.6992 | 12.2188 | 13.3169 | 14.848 | 16.5789 | 18.9764 | 20.804 | 22.2068 | 23.0562 | 23.5673 | 23.9872 | 23.9778 | 23.3721 | 22.4306 | 22.0309 | 20.5248 | 19.4876 | 18.3433 | 16.9412 | 15.0519 | 13.5373 | 0 | 0 | 0 | 0 | 0 | 0 | 0 | 0 | 0 | 0 | 0 | 0 | 0 | 0 | 0.22858 | 0.22611 | 0.22271 | 0.16926 | 0 | 0 | 0 | 0 | 0 | 0 | 59.5439 | 58.1612 | 56.9544 | 55.6419 | 54.8538 | 54.3258 | 53.7238 | 53.3507 | 55.6617 | 60.1722 | 65.6348 | 69.8899 | 72.7195 | 74.4317 | 75.5831 | 75.9213 | 75.0182 | 72.743 | 69.9212 | 66.6301 | 64.3035 | 62.7825 | 61.2438 | 60.1131 | 0.0287 | 0.029536 | 0.028464 | 0.024983 | 0.025949 | 0.027411 | 0.031524 | 0.036652 | 0.041901 | 0.044762 | 0.046211 | 0.047535 | 0.048645 | 0.049023 | 0.047946 | 0.043803 | 0.039988 | 0.039087 | 0.036035 | 0.034906 | 0.034058 | 0.031345 | 0.030024 | 0.031642
Program Specific1-in-10Size: 20 kW to 199.99 kWOther2022December Monthly Peak | Program Specific | 1-in-10 | Size: 20 kW to 199.99 kW | Other | 2022 | December Monthly Peak | 12 | 12.0278 | 11.8787 | 11.7867 | 11.9127 | 12.3061 | 14.5096 | 17.7429 | 19.5857 | 21.8509 | 22.7243 | 22.5254 | 22.1466 | 21.2251 | 20.9082 | 20.2359 | 19.1092 | 19.0557 | 19.0098 | 17.7867 | 16.9679 | 16.3153 | 15.3697 | 14.4024 | 13.1717 | 0 | 0 | 0 | 0 | 0 | 0 | 0 | 0 | 0 | 0 | 0 | 0 | 0 | 0 | 0.19291 | 0.18487 | 0.1892 | 0.14605 | 0 | 0 | 0 | 0 | 0 | 0 | 40.9118 | 40.2331 | 39.9706 | 39.487 | 39.0477 | 38.4521 | 38.2537 | 38.0297 | 38.6038 | 41.4214 | 44.2271 | 46.8235 | 48.5208 | 49.3804 | 49.799 | 49.788 | 49.0485 | 47.4474 | 45.6723 | 44.3764 | 43.3841 | 42.3696 | 41.9854 | 41.5203 | 0.027727 | 0.029498 | 0.028689 | 0.025439 | 0.026135 | 0.029865 | 0.03767 | 0.043299 | 0.048248 | 0.048894 | 0.046874 | 0.04566 | 0.04381 | 0.042731 | 0.040464 | 0.035813 | 0.033971 | 0.033727 | 0.031228 | 0.030393 | 0.030292 | 0.028437 | 0.028729 | 0.030787
Program Specific1-in-10Size: 20 kW to 199.99 kWOther2022Typical Event Day | Program Specific | 1-in-10 | Size: 20 kW to 199.99 kW | Other | 2022 | Typical Event Day | 8 | 15.8561 | 15.0123 | 14.5011 | 14.4217 | 14.8926 | 16.4666 | 18.8247 | 21.7806 | 25.8715 | 29.1186 | 31.5746 | 33.1866 | 33.9757 | 34.614 | 34.6512 | 33.9297 | 32.6202 | 30.2186 | 27.141 | 25.7561 | 24.7743 | 22.7839 | 20.0417 | 17.7165 | 0 | 0 | 0 | 0 | 0 | 0 | 0 | 0 | 0 | 0 | 0 | 0 | 0 | 0 | 0.33034 | 0.32825 | 0.32389 | 0.23217 | 0 | 0 | 0 | 0 | 0 | 0 | 75.6936 | 74.4501 | 73.2056 | 72.1123 | 71.1901 | 70.1208 | 69.3832 | 69.5611 | 72.6663 | 77.8628 | 82.9487 | 87.126 | 90.2065 | 92.2706 | 93.3179 | 93.8436 | 93.7948 | 93.0841 | 91.6645 | 89.2853 | 85.8153 | 82.5494 | 80.3358 | 78.5709 | 0.036552 | 0.03728 | 0.035296 | 0.030797 | 0.031628 | 0.033894 | 0.039967 | 0.048152 | 0.057125 | 0.062652 | 0.065705 | 0.068421 | 0.070129 | 0.070742 | 0.069289 | 0.063589 | 0.058153 | 0.053613 | 0.047651 | 0.046134 | 0.045998 | 0.042155 | 0.039978 | 0.04141
Program Specific1-in-10Size: 20 kW to 199.99 kWOther2023January Monthly Peak | Program Specific | 1-in-10 | Size: 20 kW to 199.99 kW | Other | 2023 | January Monthly Peak | 1 | 11.489 | 11.6003 | 11.5446 | 11.7488 | 11.9167 | 15.0331 | 19.4696 | 21.5662 | 23.9487 | 24.7731 | 24.0478 | 23.53 | 21.974 | 21.4923 | 20.4317 | 18.7562 | 18.6176 | 18.2749 | 16.9148 | 15.9044 | 15.3557 | 14.2926 | 13.6176 | 12.6228 | 0 | 0 | 0 | 0 | 0 | 0 | 0 | 0 | 0 | 0 | 0 | 0 | 0 | 0 | 0.19478 | 0.18146 | 0.18485 | 0.14041 | 0 | 0 | 0 | 0 | 0 | 0 | 37.6087 | 36.836 | 36.2891 | 35.4815 | 34.9616 | 34.4666 | 33.9882 | 33.6903 | 34.2634 | 37.3342 | 40.6872 | 43.2122 | 44.8986 | 46.1718 | 47.1804 | 47.3531 | 47.15 | 46.1874 | 44.3274 | 42.9785 | 41.8451 | 41.1675 | 40.3653 | 39.6955 | 0.026485 | 0.028807 | 0.0281 | 0.025089 | 0.025308 | 0.030943 | 0.041336 | 0.047678 | 0.052879 | 0.053302 | 0.050042 | 0.048512 | 0.045356 | 0.043924 | 0.040855 | 0.035152 | 0.03319 | 0.032423 | 0.029697 | 0.028488 | 0.028511 | 0.026444 | 0.027163 | 0.029504
Program Specific1-in-10Size: 20 kW to 199.99 kWOther2023February Monthly Peak | Program Specific | 1-in-10 | Size: 20 kW to 199.99 kW | Other | 2023 | February Monthly Peak | 2 | 11.8326 | 11.5318 | 11.3776 | 11.5369 | 11.9367 | 13.744 | 16.4312 | 17.9529 | 20.1364 | 21.3345 | 21.801 | 22.0576 | 21.798 | 21.9547 | 21.6923 | 20.8885 | 20.1593 | 19.4689 | 18.8361 | 17.802 | 16.9296 | 15.6517 | 14.1883 | 12.8827 | 0 | 0 | 0 | 0 | 0 | 0 | 0 | 0 | 0 | 0 | 0 | 0 | 0 | 0 | 0.2068 | 0.20209 | 0.20016 | 0.14958 | 0 | 0 | 0 | 0 | 0 | 0 | 45.7746 | 45.4256 | 45.2141 | 44.859 | 44.7818 | 44.0631 | 43.5826 | 43.6859 | 44.9088 | 48.2808 | 51.414 | 53.8188 | 55.4748 | 56.4412 | 57.126 | 57.4508 | 57.0286 | 56.0113 | 53.8657 | 51.6355 | 50.0086 | 48.6336 | 47.4996 | 46.278 | 0.027277 | 0.028636 | 0.027694 | 0.024637 | 0.02535 | 0.02829 | 0.034885 | 0.03969 | 0.044462 | 0.045904 | 0.045367 | 0.045477 | 0.044993 | 0.044869 | 0.043376 | 0.039148 | 0.035939 | 0.034541 | 0.03307 | 0.031887 | 0.031433 | 0.028959 | 0.028302 | 0.030112
Program Specific1-in-10Size: 20 kW to 199.99 kWOther2023March Monthly Peak | Program Specific | 1-in-10 | Size: 20 kW to 199.99 kW | Other | 2023 | March Monthly Peak | 3 | 12.586 | 11.9959 | 11.7073 | 11.7483 | 12.2018 | 13.3899 | 15.5583 | 17.0533 | 19.2209 | 21.0628 | 22.4812 | 23.4659 | 24.1298 | 24.8082 | 25.0235 | 24.6034 | 23.6088 | 22.1197 | 20.7684 | 20.3439 | 19.248 | 17.695 | 15.5996 | 13.9355 | 0 | 0 | 0 | 0 | 0 | 0 | 0 | 0 | 0 | 0 | 0 | 0 | 0 | 0 | 0.23855 | 0.23803 | 0.23441 | 0.16995 | 0 | 0 | 0 | 0 | 0 | 0 | 56.3588 | 55.1761 | 54.3378 | 53.4048 | 52.6736 | 51.854 | 51.225 | 51.6774 | 55.3421 | 60.7852 | 66.0616 | 70.3687 | 73.2391 | 74.8442 | 75.6493 | 76.0145 | 75.6576 | 74.2725 | 71.6495 | 67.7963 | 64.3434 | 61.5065 | 59.3522 | 57.7124 | 0.029014 | 0.029789 | 0.028496 | 0.025088 | 0.025913 | 0.027561 | 0.033032 | 0.037701 | 0.04244 | 0.045319 | 0.046782 | 0.04838 | 0.049806 | 0.050701 | 0.050037 | 0.04611 | 0.042088 | 0.039244 | 0.036463 | 0.03644 | 0.035737 | 0.032739 | 0.031117 | 0.032573
Program Specific1-in-10Size: 20 kW to 199.99 kWOther2023April Monthly Peak | Program Specific | 1-in-10 | Size: 20 kW to 199.99 kW | Other | 2023 | April Monthly Peak | 4 | 13.4903 | 12.8064 | 12.408 | 12.3866 | 12.8571 | 13.9968 | 15.8145 | 17.8418 | 20.905 | 23.4293 | 25.5522 | 26.9623 | 27.8185 | 28.5142 | 28.6738 | 28.194 | 26.9266 | 24.9282 | 22.7462 | 22.2099 | 21.2481 | 19.5244 | 17.1081 | 15.1499 | 0 | 0 | 0 | 0 | 0 | 0 | 0 | 0 | 0 | 0 | 0 | 0 | 0 | 0 | 0.27335 | 0.27276 | 0.26735 | 0.19152 | 0 | 0 | 0 | 0 | 0 | 0 | 66.9273 | 65.498 | 63.8219 | 62.6264 | 61.4734 | 60.3576 | 59.7403 | 59.6921 | 63.1361 | 69.5057 | 75.8598 | 81.1435 | 84.2907 | 86.3332 | 87.5612 | 88.2366 | 88.0744 | 87.3945 | 85.3463 | 82.2399 | 78.1228 | 74.378 | 71.5874 | 69.9234 | 0.031098 | 0.031802 | 0.030202 | 0.026451 | 0.027305 | 0.02881 | 0.033576 | 0.039444 | 0.046159 | 0.050411 | 0.053173 | 0.055589 | 0.05742 | 0.058275 | 0.057336 | 0.05284 | 0.048003 | 0.044227 | 0.039935 | 0.039782 | 0.039451 | 0.036124 | 0.034126 | 0.035411
Program Specific1-in-10Size: 20 kW to 199.99 kWOther2023May Monthly Peak | Program Specific | 1-in-10 | Size: 20 kW to 199.99 kW | Other | 2023 | May Monthly Peak | 5 | 14.2027 | 13.4542 | 13.03 | 12.9806 | 13.4943 | 14.717 | 16.3394 | 18.9102 | 22.4714 | 25.2403 | 27.4903 | 28.9291 | 29.6907 | 30.2777 | 30.3394 | 29.8076 | 28.4506 | 26.3656 | 23.9702 | 22.9787 | 22.3233 | 20.5973 | 18.0359 | 15.9927 | 0 | 0 | 0 | 0 | 0 | 0 | 0 | 0 | 0 | 0 | 0 | 0 | 0 | 0 | 0.28923 | 0.28837 | 0.28249 | 0.20257 | 0 | 0 | 0 | 0 | 0 | 0 | 71.328 | 69.648 | 68.2946 | 66.9497 | 65.6211 | 64.6744 | 64.1199 | 64.5317 | 67.9488 | 73.4723 | 79.4167 | 83.6679 | 87.1322 | 89.4501 | 90.879 | 91.4573 | 91.1618 | 90.484 | 88.8014 | 86.3377 | 82.5311 | 78.4193 | 75.4251 | 72.5984 | 0.03274 | 0.033411 | 0.031716 | 0.02772 | 0.028658 | 0.030292 | 0.03469 | 0.041806 | 0.049618 | 0.054307 | 0.057206 | 0.059644 | 0.061284 | 0.061879 | 0.060667 | 0.055864 | 0.05072 | 0.046777 | 0.042084 | 0.041159 | 0.041447 | 0.038109 | 0.035976 | 0.037381
Program Specific1-in-10Size: 20 kW to 199.99 kWOther2023June Monthly Peak | Program Specific | 1-in-10 | Size: 20 kW to 199.99 kW | Other | 2023 | June Monthly Peak | 6 | 15.1336 | 14.357 | 13.8447 | 13.7585 | 14.1729 | 15.5427 | 17.5268 | 20.6668 | 24.6253 | 27.7658 | 30.1169 | 31.6713 | 32.3747 | 32.9992 | 33.0345 | 32.3814 | 31.1037 | 28.8511 | 26.1596 | 24.5823 | 23.7477 | 21.9655 | 19.2791 | 17.0935 | 0 | 0 | 0 | 0 | 0 | 0 | 0 | 0 | 0 | 0 | 0 | 0 | 0 | 0 | 0.31492 | 0.31327 | 0.30883 | 0.22166 | 0 | 0 | 0 | 0 | 0 | 0 | 73.932 | 72.4007 | 71.2887 | 69.9067 | 69.0655 | 67.5569 | 66.7026 | 67.4977 | 71.6225 | 77.0836 | 82.1798 | 85.7844 | 88.3314 | 90.1553 | 91.4893 | 92.2708 | 92.6919 | 92.1663 | 90.8976 | 88.8434 | 85.7144 | 81.8513 | 79.2203 | 77.3039 | 0.034887 | 0.035652 | 0.033699 | 0.029381 | 0.030099 | 0.031992 | 0.037211 | 0.04569 | 0.054374 | 0.059741 | 0.062672 | 0.065297 | 0.066824 | 0.067441 | 0.066056 | 0.060687 | 0.05545 | 0.051187 | 0.045928 | 0.044031 | 0.044092 | 0.040641 | 0.038456 | 0.039954
Program Specific1-in-10Size: 20 kW to 199.99 kWOther2023July Monthly Peak | Program Specific | 1-in-10 | Size: 20 kW to 199.99 kW | Other | 2023 | July Monthly Peak | 7 | 15.8167 | 14.9872 | 14.4736 | 14.3662 | 14.8009 | 16.4428 | 18.7779 | 21.9413 | 25.9403 | 29.0972 | 31.4674 | 33.0582 | 33.8257 | 34.4653 | 34.534 | 33.8225 | 32.5538 | 30.2389 | 27.2661 | 25.5508 | 24.6792 | 22.8499 | 20.0947 | 17.8305 | 0 | 0 | 0 | 0 | 0 | 0 | 0 | 0 | 0 | 0 | 0 | 0 | 0 | 0 | 0.32922 | 0.32722 | 0.32323 | 0.23233 | 0 | 0 | 0 | 0 | 0 | 0 | 75.7144 | 74.6277 | 73.4927 | 72.4692 | 71.6454 | 70.7259 | 70.0535 | 70.3265 | 73.6457 | 78.6853 | 83.6123 | 87.4726 | 90.1291 | 91.9458 | 92.824 | 93.0876 | 92.8966 | 92.2913 | 90.8061 | 88.5644 | 85.7396 | 82.6358 | 80.4285 | 78.9324 | 0.036461 | 0.037217 | 0.035229 | 0.030678 | 0.031433 | 0.033845 | 0.039867 | 0.048507 | 0.057277 | 0.062606 | 0.065483 | 0.068157 | 0.069819 | 0.070438 | 0.069054 | 0.063388 | 0.058035 | 0.053649 | 0.047871 | 0.045766 | 0.045821 | 0.042277 | 0.040083 | 0.041677
Program Specific1-in-10Size: 20 kW to 199.99 kWOther2023August Monthly Peak | Program Specific | 1-in-10 | Size: 20 kW to 199.99 kW | Other | 2023 | August Monthly Peak | 8 | 15.9414 | 15.0967 | 14.5807 | 14.4997 | 14.9693 | 16.5749 | 18.9775 | 21.978 | 26.1362 | 29.4307 | 31.9137 | 33.5414 | 34.3183 | 34.9457 | 34.9635 | 34.2169 | 32.8972 | 30.4637 | 27.3416 | 25.9356 | 24.937 | 22.93 | 20.1753 | 17.8332 | 0 | 0 | 0 | 0 | 0 | 0 | 0 | 0 | 0 | 0 | 0 | 0 | 0 | 0 | 0.33331 | 0.33103 | 0.32663 | 0.23405 | 0 | 0 | 0 | 0 | 0 | 0 | 76.3436 | 75.2518 | 73.9081 | 72.8972 | 71.9644 | 71.2206 | 70.5425 | 70.3808 | 73.0959 | 78.2508 | 82.9274 | 87.1984 | 90.4345 | 92.5913 | 93.8913 | 94.2999 | 93.876 | 93.0282 | 91.8233 | 89.6192 | 86.0461 | 83.094 | 81.2402 | 79.3793 | 0.036749 | 0.037489 | 0.03549 | 0.030964 | 0.03179 | 0.034117 | 0.040291 | 0.048588 | 0.05771 | 0.063323 | 0.066411 | 0.069153 | 0.070836 | 0.071419 | 0.069913 | 0.064127 | 0.058647 | 0.054048 | 0.048003 | 0.046455 | 0.0463 | 0.042425 | 0.040244 | 0.041683
Program Specific1-in-10Size: 20 kW to 199.99 kWOther2023September Monthly Peak | Program Specific | 1-in-10 | Size: 20 kW to 199.99 kW | Other | 2023 | September Monthly Peak | 9 | 15.8482 | 15.0979 | 14.6062 | 14.5072 | 15.0149 | 16.6756 | 19.3976 | 22.1267 | 26.3719 | 29.7833 | 32.3744 | 33.9917 | 34.7686 | 35.3606 | 35.2365 | 34.3288 | 32.8527 | 30.2174 | 27.2036 | 26.35 | 24.6935 | 22.6295 | 19.826 | 17.6686 | 0 | 0 | 0 | 0 | 0 | 0 | 0 | 0 | 0 | 0 | 0 | 0 | 0 | 0 | 0.33592 | 0.33211 | 0.32619 | 0.23216 | 0 | 0 | 0 | 0 | 0 | 0 | 76.7847 | 75.5201 | 74.133 | 73.1763 | 72.0851 | 70.9799 | 70.2343 | 70.0395 | 72.3009 | 77.4315 | 83.0754 | 88.0488 | 91.9311 | 94.39 | 95.067 | 95.7162 | 95.7146 | 94.8508 | 93.1308 | 90.1143 | 85.7613 | 82.6166 | 80.4544 | 78.6681 | 0.036534 | 0.037492 | 0.035552 | 0.030979 | 0.031887 | 0.034324 | 0.041183 | 0.048917 | 0.05823 | 0.064082 | 0.06737 | 0.070081 | 0.071765 | 0.072267 | 0.070459 | 0.064337 | 0.058568 | 0.053611 | 0.047761 | 0.047198 | 0.045848 | 0.041869 | 0.039547 | 0.041298
Program Specific1-in-10Size: 20 kW to 199.99 kWOther2023October Monthly Peak | Program Specific | 1-in-10 | Size: 20 kW to 199.99 kW | Other | 2023 | October Monthly Peak | 10 | 14.3723 | 13.6726 | 13.29 | 13.2376 | 13.7097 | 15.0795 | 17.5886 | 19.6111 | 22.7699 | 25.7063 | 27.9189 | 29.4533 | 30.1932 | 30.8618 | 30.9425 | 30.2429 | 28.7921 | 26.5507 | 24.8827 | 23.8782 | 22.2458 | 20.3978 | 17.8767 | 15.9548 | 0 | 0 | 0 | 0 | 0 | 0 | 0 | 0 | 0 | 0 | 0 | 0 | 0 | 0 | 0.29498 | 0.29258 | 0.28588 | 0.20399 | 0 | 0 | 0 | 0 | 0 | 0 | 72.4257 | 71.2181 | 70.0479 | 68.6395 | 67.5858 | 66.5304 | 66.0929 | 65.663 | 66.4449 | 71.2332 | 76.948 | 81.7946 | 85.2035 | 87.6737 | 88.8783 | 89.2109 | 88.5792 | 87.086 | 84.5518 | 81.3727 | 78.1697 | 75.802 | 73.9279 | 72.4167 | 0.033131 | 0.033953 | 0.032348 | 0.028268 | 0.029116 | 0.031038 | 0.037342 | 0.043356 | 0.050277 | 0.05531 | 0.058098 | 0.060724 | 0.062321 | 0.063073 | 0.061873 | 0.05668 | 0.051329 | 0.047106 | 0.043686 | 0.04277 | 0.041303 | 0.03774 | 0.035659 | 0.037292
Program Specific1-in-10Size: 20 kW to 199.99 kWOther2023November Monthly Peak | Program Specific | 1-in-10 | Size: 20 kW to 199.99 kW | Other | 2023 | November Monthly Peak | 11 | 12.4499 | 11.894 | 11.6939 | 11.6992 | 12.2188 | 13.3169 | 14.848 | 16.5789 | 18.9764 | 20.804 | 22.2068 | 23.0562 | 23.5673 | 23.9872 | 23.9778 | 23.3721 | 22.4306 | 22.0309 | 20.5248 | 19.4876 | 18.3433 | 16.9412 | 15.0519 | 13.5373 | 0 | 0 | 0 | 0 | 0 | 0 | 0 | 0 | 0 | 0 | 0 | 0 | 0 | 0 | 0.22858 | 0.22611 | 0.22271 | 0.16926 | 0 | 0 | 0 | 0 | 0 | 0 | 59.5439 | 58.1612 | 56.9544 | 55.6419 | 54.8538 | 54.3258 | 53.7238 | 53.3507 | 55.6617 | 60.1722 | 65.6348 | 69.8899 | 72.7195 | 74.4317 | 75.5831 | 75.9213 | 75.0182 | 72.743 | 69.9212 | 66.6301 | 64.3035 | 62.7825 | 61.2438 | 60.1131 | 0.0287 | 0.029536 | 0.028464 | 0.024983 | 0.025949 | 0.027411 | 0.031524 | 0.036652 | 0.041901 | 0.044762 | 0.046211 | 0.047535 | 0.048645 | 0.049023 | 0.047946 | 0.043803 | 0.039988 | 0.039087 | 0.036035 | 0.034906 | 0.034058 | 0.031345 | 0.030024 | 0.031642
Program Specific1-in-10Size: 20 kW to 199.99 kWOther2023December Monthly Peak | Program Specific | 1-in-10 | Size: 20 kW to 199.99 kW | Other | 2023 | December Monthly Peak | 12 | 12.0278 | 11.8787 | 11.7867 | 11.9127 | 12.3061 | 14.5096 | 17.7429 | 19.5857 | 21.8509 | 22.7243 | 22.5254 | 22.1466 | 21.2251 | 20.9082 | 20.2359 | 19.1092 | 19.0557 | 19.0098 | 17.7867 | 16.9679 | 16.3153 | 15.3697 | 14.4024 | 13.1717 | 0 | 0 | 0 | 0 | 0 | 0 | 0 | 0 | 0 | 0 | 0 | 0 | 0 | 0 | 0.19291 | 0.18487 | 0.1892 | 0.14605 | 0 | 0 | 0 | 0 | 0 | 0 | 40.9118 | 40.2331 | 39.9706 | 39.487 | 39.0477 | 38.4521 | 38.2537 | 38.0297 | 38.6038 | 41.4214 | 44.2271 | 46.8235 | 48.5208 | 49.3804 | 49.799 | 49.788 | 49.0485 | 47.4474 | 45.6723 | 44.3764 | 43.3841 | 42.3696 | 41.9854 | 41.5203 | 0.027727 | 0.029498 | 0.028689 | 0.025439 | 0.026135 | 0.029865 | 0.03767 | 0.043299 | 0.048248 | 0.048894 | 0.046874 | 0.04566 | 0.04381 | 0.042731 | 0.040464 | 0.035813 | 0.033971 | 0.033727 | 0.031228 | 0.030393 | 0.030292 | 0.028437 | 0.028729 | 0.030787
Program Specific1-in-10Size: 20 kW to 199.99 kWOther2023Typical Event Day | Program Specific | 1-in-10 | Size: 20 kW to 199.99 kW | Other | 2023 | Typical Event Day | 8 | 15.8561 | 15.0123 | 14.5011 | 14.4217 | 14.8926 | 16.4666 | 18.8247 | 21.7806 | 25.8715 | 29.1186 | 31.5746 | 33.1866 | 33.9757 | 34.614 | 34.6512 | 33.9297 | 32.6202 | 30.2186 | 27.141 | 25.7561 | 24.7743 | 22.7839 | 20.0417 | 17.7165 | 0 | 0 | 0 | 0 | 0 | 0 | 0 | 0 | 0 | 0 | 0 | 0 | 0 | 0 | 0.33034 | 0.32825 | 0.32389 | 0.23217 | 0 | 0 | 0 | 0 | 0 | 0 | 75.6936 | 74.4501 | 73.2056 | 72.1123 | 71.1901 | 70.1208 | 69.3832 | 69.5611 | 72.6663 | 77.8628 | 82.9487 | 87.126 | 90.2065 | 92.2706 | 93.3179 | 93.8436 | 93.7948 | 93.0841 | 91.6645 | 89.2853 | 85.8153 | 82.5494 | 80.3358 | 78.5709 | 0.036552 | 0.03728 | 0.035296 | 0.030797 | 0.031628 | 0.033894 | 0.039967 | 0.048152 | 0.057125 | 0.062652 | 0.065705 | 0.068421 | 0.070129 | 0.070742 | 0.069289 | 0.063589 | 0.058153 | 0.053613 | 0.047651 | 0.046134 | 0.045998 | 0.042155 | 0.039978 | 0.04141
Program Specific1-in-10Size: 20 kW to 199.99 kWOther2024January Monthly Peak | Program Specific | 1-in-10 | Size: 20 kW to 199.99 kW | Other | 2024 | January Monthly Peak | 1 | 11.489 | 11.6003 | 11.5446 | 11.7488 | 11.9167 | 15.0331 | 19.4696 | 21.5662 | 23.9487 | 24.7731 | 24.0478 | 23.53 | 21.974 | 21.4923 | 20.4317 | 18.7562 | 18.6176 | 18.2749 | 16.9148 | 15.9044 | 15.3557 | 14.2926 | 13.6176 | 12.6228 | 0 | 0 | 0 | 0 | 0 | 0 | 0 | 0 | 0 | 0 | 0 | 0 | 0 | 0 | 0.19478 | 0.18146 | 0.18485 | 0.14041 | 0 | 0 | 0 | 0 | 0 | 0 | 37.6087 | 36.836 | 36.2891 | 35.4815 | 34.9616 | 34.4666 | 33.9882 | 33.6903 | 34.2634 | 37.3342 | 40.6872 | 43.2122 | 44.8986 | 46.1718 | 47.1804 | 47.3531 | 47.15 | 46.1874 | 44.3274 | 42.9785 | 41.8451 | 41.1675 | 40.3653 | 39.6955 | 0.026485 | 0.028807 | 0.0281 | 0.025089 | 0.025308 | 0.030943 | 0.041336 | 0.047678 | 0.052879 | 0.053302 | 0.050042 | 0.048512 | 0.045356 | 0.043924 | 0.040855 | 0.035152 | 0.03319 | 0.032423 | 0.029697 | 0.028488 | 0.028511 | 0.026444 | 0.027163 | 0.029504
Program Specific1-in-10Size: 20 kW to 199.99 kWOther2024February Monthly Peak | Program Specific | 1-in-10 | Size: 20 kW to 199.99 kW | Other | 2024 | February Monthly Peak | 2 | 11.8326 | 11.5318 | 11.3776 | 11.5369 | 11.9367 | 13.744 | 16.4312 | 17.9529 | 20.1364 | 21.3345 | 21.801 | 22.0576 | 21.798 | 21.9547 | 21.6923 | 20.8885 | 20.1593 | 19.4689 | 18.8361 | 17.802 | 16.9296 | 15.6517 | 14.1883 | 12.8827 | 0 | 0 | 0 | 0 | 0 | 0 | 0 | 0 | 0 | 0 | 0 | 0 | 0 | 0 | 0.2068 | 0.20209 | 0.20016 | 0.14958 | 0 | 0 | 0 | 0 | 0 | 0 | 45.7746 | 45.4256 | 45.2141 | 44.859 | 44.7818 | 44.0631 | 43.5826 | 43.6859 | 44.9088 | 48.2808 | 51.414 | 53.8188 | 55.4748 | 56.4412 | 57.126 | 57.4508 | 57.0286 | 56.0113 | 53.8657 | 51.6355 | 50.0086 | 48.6336 | 47.4996 | 46.278 | 0.027277 | 0.028636 | 0.027694 | 0.024637 | 0.02535 | 0.02829 | 0.034885 | 0.03969 | 0.044462 | 0.045904 | 0.045367 | 0.045477 | 0.044993 | 0.044869 | 0.043376 | 0.039148 | 0.035939 | 0.034541 | 0.03307 | 0.031887 | 0.031433 | 0.028959 | 0.028302 | 0.030112
Program Specific1-in-10Size: 20 kW to 199.99 kWOther2024March Monthly Peak | Program Specific | 1-in-10 | Size: 20 kW to 199.99 kW | Other | 2024 | March Monthly Peak | 3 | 12.586 | 11.9959 | 11.7073 | 11.7483 | 12.2018 | 13.3899 | 15.5583 | 17.0533 | 19.2209 | 21.0628 | 22.4812 | 23.4659 | 24.1298 | 24.8082 | 25.0235 | 24.6034 | 23.6088 | 22.1197 | 20.7684 | 20.3439 | 19.248 | 17.695 | 15.5996 | 13.9355 | 0 | 0 | 0 | 0 | 0 | 0 | 0 | 0 | 0 | 0 | 0 | 0 | 0 | 0 | 0.23855 | 0.23803 | 0.23441 | 0.16995 | 0 | 0 | 0 | 0 | 0 | 0 | 56.3588 | 55.1761 | 54.3378 | 53.4048 | 52.6736 | 51.854 | 51.225 | 51.6774 | 55.3421 | 60.7852 | 66.0616 | 70.3687 | 73.2391 | 74.8442 | 75.6493 | 76.0145 | 75.6576 | 74.2725 | 71.6495 | 67.7963 | 64.3434 | 61.5065 | 59.3522 | 57.7124 | 0.029014 | 0.029789 | 0.028496 | 0.025088 | 0.025913 | 0.027561 | 0.033032 | 0.037701 | 0.04244 | 0.045319 | 0.046782 | 0.04838 | 0.049806 | 0.050701 | 0.050037 | 0.04611 | 0.042088 | 0.039244 | 0.036463 | 0.03644 | 0.035737 | 0.032739 | 0.031117 | 0.032573
Program Specific1-in-10Size: 20 kW to 199.99 kWOther2024April Monthly Peak | Program Specific | 1-in-10 | Size: 20 kW to 199.99 kW | Other | 2024 | April Monthly Peak | 4 | 13.4903 | 12.8064 | 12.408 | 12.3866 | 12.8571 | 13.9968 | 15.8145 | 17.8418 | 20.905 | 23.4293 | 25.5522 | 26.9623 | 27.8185 | 28.5142 | 28.6738 | 28.194 | 26.9266 | 24.9282 | 22.7462 | 22.2099 | 21.2481 | 19.5244 | 17.1081 | 15.1499 | 0 | 0 | 0 | 0 | 0 | 0 | 0 | 0 | 0 | 0 | 0 | 0 | 0 | 0 | 0.27335 | 0.27276 | 0.26735 | 0.19152 | 0 | 0 | 0 | 0 | 0 | 0 | 66.9273 | 65.498 | 63.8219 | 62.6264 | 61.4734 | 60.3576 | 59.7403 | 59.6921 | 63.1361 | 69.5057 | 75.8598 | 81.1435 | 84.2907 | 86.3332 | 87.5612 | 88.2366 | 88.0744 | 87.3945 | 85.3463 | 82.2399 | 78.1228 | 74.378 | 71.5874 | 69.9234 | 0.031098 | 0.031802 | 0.030202 | 0.026451 | 0.027305 | 0.02881 | 0.033576 | 0.039444 | 0.046159 | 0.050411 | 0.053173 | 0.055589 | 0.05742 | 0.058275 | 0.057336 | 0.05284 | 0.048003 | 0.044227 | 0.039935 | 0.039782 | 0.039451 | 0.036124 | 0.034126 | 0.035411
Program Specific1-in-10Size: 20 kW to 199.99 kWOther2024May Monthly Peak | Program Specific | 1-in-10 | Size: 20 kW to 199.99 kW | Other | 2024 | May Monthly Peak | 5 | 14.2027 | 13.4542 | 13.03 | 12.9806 | 13.4943 | 14.717 | 16.3394 | 18.9102 | 22.4714 | 25.2403 | 27.4903 | 28.9291 | 29.6907 | 30.2777 | 30.3394 | 29.8076 | 28.4506 | 26.3656 | 23.9702 | 22.9787 | 22.3233 | 20.5973 | 18.0359 | 15.9927 | 0 | 0 | 0 | 0 | 0 | 0 | 0 | 0 | 0 | 0 | 0 | 0 | 0 | 0 | 0.28923 | 0.28837 | 0.28249 | 0.20257 | 0 | 0 | 0 | 0 | 0 | 0 | 71.328 | 69.648 | 68.2946 | 66.9497 | 65.6211 | 64.6744 | 64.1199 | 64.5317 | 67.9488 | 73.4723 | 79.4167 | 83.6679 | 87.1322 | 89.4501 | 90.879 | 91.4573 | 91.1618 | 90.484 | 88.8014 | 86.3377 | 82.5311 | 78.4193 | 75.4251 | 72.5984 | 0.03274 | 0.033411 | 0.031716 | 0.02772 | 0.028658 | 0.030292 | 0.03469 | 0.041806 | 0.049618 | 0.054307 | 0.057206 | 0.059644 | 0.061284 | 0.061879 | 0.060667 | 0.055864 | 0.05072 | 0.046777 | 0.042084 | 0.041159 | 0.041447 | 0.038109 | 0.035976 | 0.037381
Program Specific1-in-10Size: 20 kW to 199.99 kWOther2024June Monthly Peak | Program Specific | 1-in-10 | Size: 20 kW to 199.99 kW | Other | 2024 | June Monthly Peak | 6 | 15.1336 | 14.357 | 13.8447 | 13.7585 | 14.1729 | 15.5427 | 17.5268 | 20.6668 | 24.6253 | 27.7658 | 30.1169 | 31.6713 | 32.3747 | 32.9992 | 33.0345 | 32.3814 | 31.1037 | 28.8511 | 26.1596 | 24.5823 | 23.7477 | 21.9655 | 19.2791 | 17.0935 | 0 | 0 | 0 | 0 | 0 | 0 | 0 | 0 | 0 | 0 | 0 | 0 | 0 | 0 | 0.31492 | 0.31327 | 0.30883 | 0.22166 | 0 | 0 | 0 | 0 | 0 | 0 | 73.932 | 72.4007 | 71.2887 | 69.9067 | 69.0655 | 67.5569 | 66.7026 | 67.4977 | 71.6225 | 77.0836 | 82.1798 | 85.7844 | 88.3314 | 90.1553 | 91.4893 | 92.2708 | 92.6919 | 92.1663 | 90.8976 | 88.8434 | 85.7144 | 81.8513 | 79.2203 | 77.3039 | 0.034887 | 0.035652 | 0.033699 | 0.029381 | 0.030099 | 0.031992 | 0.037211 | 0.04569 | 0.054374 | 0.059741 | 0.062672 | 0.065297 | 0.066824 | 0.067441 | 0.066056 | 0.060687 | 0.05545 | 0.051187 | 0.045928 | 0.044031 | 0.044092 | 0.040641 | 0.038456 | 0.039954
Program Specific1-in-10Size: 20 kW to 199.99 kWOther2024July Monthly Peak | Program Specific | 1-in-10 | Size: 20 kW to 199.99 kW | Other | 2024 | July Monthly Peak | 7 | 15.8167 | 14.9872 | 14.4736 | 14.3662 | 14.8009 | 16.4428 | 18.7779 | 21.9413 | 25.9403 | 29.0972 | 31.4674 | 33.0582 | 33.8257 | 34.4653 | 34.534 | 33.8225 | 32.5538 | 30.2389 | 27.2661 | 25.5508 | 24.6792 | 22.8499 | 20.0947 | 17.8305 | 0 | 0 | 0 | 0 | 0 | 0 | 0 | 0 | 0 | 0 | 0 | 0 | 0 | 0 | 0.32922 | 0.32722 | 0.32323 | 0.23233 | 0 | 0 | 0 | 0 | 0 | 0 | 75.7144 | 74.6277 | 73.4927 | 72.4692 | 71.6454 | 70.7259 | 70.0535 | 70.3265 | 73.6457 | 78.6853 | 83.6123 | 87.4726 | 90.1291 | 91.9458 | 92.824 | 93.0876 | 92.8966 | 92.2913 | 90.8061 | 88.5644 | 85.7396 | 82.6358 | 80.4285 | 78.9324 | 0.036461 | 0.037217 | 0.035229 | 0.030678 | 0.031433 | 0.033845 | 0.039867 | 0.048507 | 0.057277 | 0.062606 | 0.065483 | 0.068157 | 0.069819 | 0.070438 | 0.069054 | 0.063388 | 0.058035 | 0.053649 | 0.047871 | 0.045766 | 0.045821 | 0.042277 | 0.040083 | 0.041677
Program Specific1-in-10Size: 20 kW to 199.99 kWOther2024August Monthly Peak | Program Specific | 1-in-10 | Size: 20 kW to 199.99 kW | Other | 2024 | August Monthly Peak | 8 | 15.9414 | 15.0967 | 14.5807 | 14.4997 | 14.9693 | 16.5749 | 18.9775 | 21.978 | 26.1362 | 29.4307 | 31.9137 | 33.5414 | 34.3183 | 34.9457 | 34.9635 | 34.2169 | 32.8972 | 30.4637 | 27.3416 | 25.9356 | 24.937 | 22.93 | 20.1753 | 17.8332 | 0 | 0 | 0 | 0 | 0 | 0 | 0 | 0 | 0 | 0 | 0 | 0 | 0 | 0 | 0.33331 | 0.33103 | 0.32663 | 0.23405 | 0 | 0 | 0 | 0 | 0 | 0 | 76.3436 | 75.2518 | 73.9081 | 72.8972 | 71.9644 | 71.2206 | 70.5425 | 70.3808 | 73.0959 | 78.2508 | 82.9274 | 87.1984 | 90.4345 | 92.5913 | 93.8913 | 94.2999 | 93.876 | 93.0282 | 91.8233 | 89.6192 | 86.0461 | 83.094 | 81.2402 | 79.3793 | 0.036749 | 0.037489 | 0.03549 | 0.030964 | 0.03179 | 0.034117 | 0.040291 | 0.048588 | 0.05771 | 0.063323 | 0.066411 | 0.069153 | 0.070836 | 0.071419 | 0.069913 | 0.064127 | 0.058647 | 0.054048 | 0.048003 | 0.046455 | 0.0463 | 0.042425 | 0.040244 | 0.041683
Program Specific1-in-10Size: 20 kW to 199.99 kWOther2024September Monthly Peak | Program Specific | 1-in-10 | Size: 20 kW to 199.99 kW | Other | 2024 | September Monthly Peak | 9 | 15.8482 | 15.0979 | 14.6062 | 14.5072 | 15.0149 | 16.6756 | 19.3976 | 22.1267 | 26.3719 | 29.7833 | 32.3744 | 33.9917 | 34.7686 | 35.3606 | 35.2365 | 34.3288 | 32.8527 | 30.2174 | 27.2036 | 26.35 | 24.6935 | 22.6295 | 19.826 | 17.6686 | 0 | 0 | 0 | 0 | 0 | 0 | 0 | 0 | 0 | 0 | 0 | 0 | 0 | 0 | 0.33592 | 0.33211 | 0.32619 | 0.23216 | 0 | 0 | 0 | 0 | 0 | 0 | 76.7847 | 75.5201 | 74.133 | 73.1763 | 72.0851 | 70.9799 | 70.2343 | 70.0395 | 72.3009 | 77.4315 | 83.0754 | 88.0488 | 91.9311 | 94.39 | 95.067 | 95.7162 | 95.7146 | 94.8508 | 93.1308 | 90.1143 | 85.7613 | 82.6166 | 80.4544 | 78.6681 | 0.036534 | 0.037492 | 0.035552 | 0.030979 | 0.031887 | 0.034324 | 0.041183 | 0.048917 | 0.05823 | 0.064082 | 0.06737 | 0.070081 | 0.071765 | 0.072267 | 0.070459 | 0.064337 | 0.058568 | 0.053611 | 0.047761 | 0.047198 | 0.045848 | 0.041869 | 0.039547 | 0.041298
Program Specific1-in-10Size: 20 kW to 199.99 kWOther2024October Monthly Peak | Program Specific | 1-in-10 | Size: 20 kW to 199.99 kW | Other | 2024 | October Monthly Peak | 10 | 14.3723 | 13.6726 | 13.29 | 13.2376 | 13.7097 | 15.0795 | 17.5886 | 19.6111 | 22.7699 | 25.7063 | 27.9189 | 29.4533 | 30.1932 | 30.8618 | 30.9425 | 30.2429 | 28.7921 | 26.5507 | 24.8827 | 23.8782 | 22.2458 | 20.3978 | 17.8767 | 15.9548 | 0 | 0 | 0 | 0 | 0 | 0 | 0 | 0 | 0 | 0 | 0 | 0 | 0 | 0 | 0.29498 | 0.29258 | 0.28588 | 0.20399 | 0 | 0 | 0 | 0 | 0 | 0 | 72.4257 | 71.2181 | 70.0479 | 68.6395 | 67.5858 | 66.5304 | 66.0929 | 65.663 | 66.4449 | 71.2332 | 76.948 | 81.7946 | 85.2035 | 87.6737 | 88.8783 | 89.2109 | 88.5792 | 87.086 | 84.5518 | 81.3727 | 78.1697 | 75.802 | 73.9279 | 72.4167 | 0.033131 | 0.033953 | 0.032348 | 0.028268 | 0.029116 | 0.031038 | 0.037342 | 0.043356 | 0.050277 | 0.05531 | 0.058098 | 0.060724 | 0.062321 | 0.063073 | 0.061873 | 0.05668 | 0.051329 | 0.047106 | 0.043686 | 0.04277 | 0.041303 | 0.03774 | 0.035659 | 0.037292
Program Specific1-in-10Size: 20 kW to 199.99 kWOther2024November Monthly Peak | Program Specific | 1-in-10 | Size: 20 kW to 199.99 kW | Other | 2024 | November Monthly Peak | 11 | 12.4499 | 11.894 | 11.6939 | 11.6992 | 12.2188 | 13.3169 | 14.848 | 16.5789 | 18.9764 | 20.804 | 22.2068 | 23.0562 | 23.5673 | 23.9872 | 23.9778 | 23.3721 | 22.4306 | 22.0309 | 20.5248 | 19.4876 | 18.3433 | 16.9412 | 15.0519 | 13.5373 | 0 | 0 | 0 | 0 | 0 | 0 | 0 | 0 | 0 | 0 | 0 | 0 | 0 | 0 | 0.22858 | 0.22611 | 0.22271 | 0.16926 | 0 | 0 | 0 | 0 | 0 | 0 | 59.5439 | 58.1612 | 56.9544 | 55.6419 | 54.8538 | 54.3258 | 53.7238 | 53.3507 | 55.6617 | 60.1722 | 65.6348 | 69.8899 | 72.7195 | 74.4317 | 75.5831 | 75.9213 | 75.0182 | 72.743 | 69.9212 | 66.6301 | 64.3035 | 62.7825 | 61.2438 | 60.1131 | 0.0287 | 0.029536 | 0.028464 | 0.024983 | 0.025949 | 0.027411 | 0.031524 | 0.036652 | 0.041901 | 0.044762 | 0.046211 | 0.047535 | 0.048645 | 0.049023 | 0.047946 | 0.043803 | 0.039988 | 0.039087 | 0.036035 | 0.034906 | 0.034058 | 0.031345 | 0.030024 | 0.031642
Program Specific1-in-10Size: 20 kW to 199.99 kWOther2024December Monthly Peak | Program Specific | 1-in-10 | Size: 20 kW to 199.99 kW | Other | 2024 | December Monthly Peak | 12 | 12.0278 | 11.8787 | 11.7867 | 11.9127 | 12.3061 | 14.5096 | 17.7429 | 19.5857 | 21.8509 | 22.7243 | 22.5254 | 22.1466 | 21.2251 | 20.9082 | 20.2359 | 19.1092 | 19.0557 | 19.0098 | 17.7867 | 16.9679 | 16.3153 | 15.3697 | 14.4024 | 13.1717 | 0 | 0 | 0 | 0 | 0 | 0 | 0 | 0 | 0 | 0 | 0 | 0 | 0 | 0 | 0.19291 | 0.18487 | 0.1892 | 0.14605 | 0 | 0 | 0 | 0 | 0 | 0 | 40.9118 | 40.2331 | 39.9706 | 39.487 | 39.0477 | 38.4521 | 38.2537 | 38.0297 | 38.6038 | 41.4214 | 44.2271 | 46.8235 | 48.5208 | 49.3804 | 49.799 | 49.788 | 49.0485 | 47.4474 | 45.6723 | 44.3764 | 43.3841 | 42.3696 | 41.9854 | 41.5203 | 0.027727 | 0.029498 | 0.028689 | 0.025439 | 0.026135 | 0.029865 | 0.03767 | 0.043299 | 0.048248 | 0.048894 | 0.046874 | 0.04566 | 0.04381 | 0.042731 | 0.040464 | 0.035813 | 0.033971 | 0.033727 | 0.031228 | 0.030393 | 0.030292 | 0.028437 | 0.028729 | 0.030787
Program Specific1-in-10Size: 20 kW to 199.99 kWOther2024Typical Event Day | Program Specific | 1-in-10 | Size: 20 kW to 199.99 kW | Other | 2024 | Typical Event Day | 8 | 15.8561 | 15.0123 | 14.5011 | 14.4217 | 14.8926 | 16.4666 | 18.8247 | 21.7806 | 25.8715 | 29.1186 | 31.5746 | 33.1866 | 33.9757 | 34.614 | 34.6512 | 33.9297 | 32.6202 | 30.2186 | 27.141 | 25.7561 | 24.7743 | 22.7839 | 20.0417 | 17.7165 | 0 | 0 | 0 | 0 | 0 | 0 | 0 | 0 | 0 | 0 | 0 | 0 | 0 | 0 | 0.33034 | 0.32825 | 0.32389 | 0.23217 | 0 | 0 | 0 | 0 | 0 | 0 | 75.6936 | 74.4501 | 73.2056 | 72.1123 | 71.1901 | 70.1208 | 69.3832 | 69.5611 | 72.6663 | 77.8628 | 82.9487 | 87.126 | 90.2065 | 92.2706 | 93.3179 | 93.8436 | 93.7948 | 93.0841 | 91.6645 | 89.2853 | 85.8153 | 82.5494 | 80.3358 | 78.5709 | 0.036552 | 0.03728 | 0.035296 | 0.030797 | 0.031628 | 0.033894 | 0.039967 | 0.048152 | 0.057125 | 0.062652 | 0.065705 | 0.068421 | 0.070129 | 0.070742 | 0.069289 | 0.063589 | 0.058153 | 0.053613 | 0.047651 | 0.046134 | 0.045998 | 0.042155 | 0.039978 | 0.04141
Program Specific1-in-10Size: 20 kW to 199.99 kWOther2025January Monthly Peak | Program Specific | 1-in-10 | Size: 20 kW to 199.99 kW | Other | 2025 | January Monthly Peak | 1 | 11.489 | 11.6003 | 11.5446 | 11.7488 | 11.9167 | 15.0331 | 19.4696 | 21.5662 | 23.9487 | 24.7731 | 24.0478 | 23.53 | 21.974 | 21.4923 | 20.4317 | 18.7562 | 18.6176 | 18.2749 | 16.9148 | 15.9044 | 15.3557 | 14.2926 | 13.6176 | 12.6228 | 0 | 0 | 0 | 0 | 0 | 0 | 0 | 0 | 0 | 0 | 0 | 0 | 0 | 0 | 0.19478 | 0.18146 | 0.18485 | 0.14041 | 0 | 0 | 0 | 0 | 0 | 0 | 37.6087 | 36.836 | 36.2891 | 35.4815 | 34.9616 | 34.4666 | 33.9882 | 33.6903 | 34.2634 | 37.3342 | 40.6872 | 43.2122 | 44.8986 | 46.1718 | 47.1804 | 47.3531 | 47.15 | 46.1874 | 44.3274 | 42.9785 | 41.8451 | 41.1675 | 40.3653 | 39.6955 | 0.026485 | 0.028807 | 0.0281 | 0.025089 | 0.025308 | 0.030943 | 0.041336 | 0.047678 | 0.052879 | 0.053302 | 0.050042 | 0.048512 | 0.045356 | 0.043924 | 0.040855 | 0.035152 | 0.03319 | 0.032423 | 0.029697 | 0.028488 | 0.028511 | 0.026444 | 0.027163 | 0.029504
Program Specific1-in-10Size: 20 kW to 199.99 kWOther2025February Monthly Peak | Program Specific | 1-in-10 | Size: 20 kW to 199.99 kW | Other | 2025 | February Monthly Peak | 2 | 11.8326 | 11.5318 | 11.3776 | 11.5369 | 11.9367 | 13.744 | 16.4312 | 17.9529 | 20.1364 | 21.3345 | 21.801 | 22.0576 | 21.798 | 21.9547 | 21.6923 | 20.8885 | 20.1593 | 19.4689 | 18.8361 | 17.802 | 16.9296 | 15.6517 | 14.1883 | 12.8827 | 0 | 0 | 0 | 0 | 0 | 0 | 0 | 0 | 0 | 0 | 0 | 0 | 0 | 0 | 0.2068 | 0.20209 | 0.20016 | 0.14958 | 0 | 0 | 0 | 0 | 0 | 0 | 45.7746 | 45.4256 | 45.2141 | 44.859 | 44.7818 | 44.0631 | 43.5826 | 43.6859 | 44.9088 | 48.2808 | 51.414 | 53.8188 | 55.4748 | 56.4412 | 57.126 | 57.4508 | 57.0286 | 56.0113 | 53.8657 | 51.6355 | 50.0086 | 48.6336 | 47.4996 | 46.278 | 0.027277 | 0.028636 | 0.027694 | 0.024637 | 0.02535 | 0.02829 | 0.034885 | 0.03969 | 0.044462 | 0.045904 | 0.045367 | 0.045477 | 0.044993 | 0.044869 | 0.043376 | 0.039148 | 0.035939 | 0.034541 | 0.03307 | 0.031887 | 0.031433 | 0.028959 | 0.028302 | 0.030112
Program Specific1-in-10Size: 20 kW to 199.99 kWOther2025March Monthly Peak | Program Specific | 1-in-10 | Size: 20 kW to 199.99 kW | Other | 2025 | March Monthly Peak | 3 | 12.586 | 11.9959 | 11.7073 | 11.7483 | 12.2018 | 13.3899 | 15.5583 | 17.0533 | 19.2209 | 21.0628 | 22.4812 | 23.4659 | 24.1298 | 24.8082 | 25.0235 | 24.6034 | 23.6088 | 22.1197 | 20.7684 | 20.3439 | 19.248 | 17.695 | 15.5996 | 13.9355 | 0 | 0 | 0 | 0 | 0 | 0 | 0 | 0 | 0 | 0 | 0 | 0 | 0 | 0 | 0.23855 | 0.23803 | 0.23441 | 0.16995 | 0 | 0 | 0 | 0 | 0 | 0 | 56.3588 | 55.1761 | 54.3378 | 53.4048 | 52.6736 | 51.854 | 51.225 | 51.6774 | 55.3421 | 60.7852 | 66.0616 | 70.3687 | 73.2391 | 74.8442 | 75.6493 | 76.0145 | 75.6576 | 74.2725 | 71.6495 | 67.7963 | 64.3434 | 61.5065 | 59.3522 | 57.7124 | 0.029014 | 0.029789 | 0.028496 | 0.025088 | 0.025913 | 0.027561 | 0.033032 | 0.037701 | 0.04244 | 0.045319 | 0.046782 | 0.04838 | 0.049806 | 0.050701 | 0.050037 | 0.04611 | 0.042088 | 0.039244 | 0.036463 | 0.03644 | 0.035737 | 0.032739 | 0.031117 | 0.032573
Program Specific1-in-10Size: 20 kW to 199.99 kWOther2025April Monthly Peak | Program Specific | 1-in-10 | Size: 20 kW to 199.99 kW | Other | 2025 | April Monthly Peak | 4 | 13.4903 | 12.8064 | 12.408 | 12.3866 | 12.8571 | 13.9968 | 15.8145 | 17.8418 | 20.905 | 23.4293 | 25.5522 | 26.9623 | 27.8185 | 28.5142 | 28.6738 | 28.194 | 26.9266 | 24.9282 | 22.7462 | 22.2099 | 21.2481 | 19.5244 | 17.1081 | 15.1499 | 0 | 0 | 0 | 0 | 0 | 0 | 0 | 0 | 0 | 0 | 0 | 0 | 0 | 0 | 0.27335 | 0.27276 | 0.26735 | 0.19152 | 0 | 0 | 0 | 0 | 0 | 0 | 66.9273 | 65.498 | 63.8219 | 62.6264 | 61.4734 | 60.3576 | 59.7403 | 59.6921 | 63.1361 | 69.5057 | 75.8598 | 81.1435 | 84.2907 | 86.3332 | 87.5612 | 88.2366 | 88.0744 | 87.3945 | 85.3463 | 82.2399 | 78.1228 | 74.378 | 71.5874 | 69.9234 | 0.031098 | 0.031802 | 0.030202 | 0.026451 | 0.027305 | 0.02881 | 0.033576 | 0.039444 | 0.046159 | 0.050411 | 0.053173 | 0.055589 | 0.05742 | 0.058275 | 0.057336 | 0.05284 | 0.048003 | 0.044227 | 0.039935 | 0.039782 | 0.039451 | 0.036124 | 0.034126 | 0.035411
Program Specific1-in-10Size: 20 kW to 199.99 kWOther2025May Monthly Peak | Program Specific | 1-in-10 | Size: 20 kW to 199.99 kW | Other | 2025 | May Monthly Peak | 5 | 14.2027 | 13.4542 | 13.03 | 12.9806 | 13.4943 | 14.717 | 16.3394 | 18.9102 | 22.4714 | 25.2403 | 27.4903 | 28.9291 | 29.6907 | 30.2777 | 30.3394 | 29.8076 | 28.4506 | 26.3656 | 23.9702 | 22.9787 | 22.3233 | 20.5973 | 18.0359 | 15.9927 | 0 | 0 | 0 | 0 | 0 | 0 | 0 | 0 | 0 | 0 | 0 | 0 | 0 | 0 | 0.28923 | 0.28837 | 0.28249 | 0.20257 | 0 | 0 | 0 | 0 | 0 | 0 | 71.328 | 69.648 | 68.2946 | 66.9497 | 65.6211 | 64.6744 | 64.1199 | 64.5317 | 67.9488 | 73.4723 | 79.4167 | 83.6679 | 87.1322 | 89.4501 | 90.879 | 91.4573 | 91.1618 | 90.484 | 88.8014 | 86.3377 | 82.5311 | 78.4193 | 75.4251 | 72.5984 | 0.03274 | 0.033411 | 0.031716 | 0.02772 | 0.028658 | 0.030292 | 0.03469 | 0.041806 | 0.049618 | 0.054307 | 0.057206 | 0.059644 | 0.061284 | 0.061879 | 0.060667 | 0.055864 | 0.05072 | 0.046777 | 0.042084 | 0.041159 | 0.041447 | 0.038109 | 0.035976 | 0.037381
Program Specific1-in-10Size: 20 kW to 199.99 kWOther2025June Monthly Peak | Program Specific | 1-in-10 | Size: 20 kW to 199.99 kW | Other | 2025 | June Monthly Peak | 6 | 15.1336 | 14.357 | 13.8447 | 13.7585 | 14.1729 | 15.5427 | 17.5268 | 20.6668 | 24.6253 | 27.7658 | 30.1169 | 31.6713 | 32.3747 | 32.9992 | 33.0345 | 32.3814 | 31.1037 | 28.8511 | 26.1596 | 24.5823 | 23.7477 | 21.9655 | 19.2791 | 17.0935 | 0 | 0 | 0 | 0 | 0 | 0 | 0 | 0 | 0 | 0 | 0 | 0 | 0 | 0 | 0.31492 | 0.31327 | 0.30883 | 0.22166 | 0 | 0 | 0 | 0 | 0 | 0 | 73.932 | 72.4007 | 71.2887 | 69.9067 | 69.0655 | 67.5569 | 66.7026 | 67.4977 | 71.6225 | 77.0836 | 82.1798 | 85.7844 | 88.3314 | 90.1553 | 91.4893 | 92.2708 | 92.6919 | 92.1663 | 90.8976 | 88.8434 | 85.7144 | 81.8513 | 79.2203 | 77.3039 | 0.034887 | 0.035652 | 0.033699 | 0.029381 | 0.030099 | 0.031992 | 0.037211 | 0.04569 | 0.054374 | 0.059741 | 0.062672 | 0.065297 | 0.066824 | 0.067441 | 0.066056 | 0.060687 | 0.05545 | 0.051187 | 0.045928 | 0.044031 | 0.044092 | 0.040641 | 0.038456 | 0.039954
Program Specific1-in-10Size: 20 kW to 199.99 kWOther2025July Monthly Peak | Program Specific | 1-in-10 | Size: 20 kW to 199.99 kW | Other | 2025 | July Monthly Peak | 7 | 15.8167 | 14.9872 | 14.4736 | 14.3662 | 14.8009 | 16.4428 | 18.7779 | 21.9413 | 25.9403 | 29.0972 | 31.4674 | 33.0582 | 33.8257 | 34.4653 | 34.534 | 33.8225 | 32.5538 | 30.2389 | 27.2661 | 25.5508 | 24.6792 | 22.8499 | 20.0947 | 17.8305 | 0 | 0 | 0 | 0 | 0 | 0 | 0 | 0 | 0 | 0 | 0 | 0 | 0 | 0 | 0.32922 | 0.32722 | 0.32323 | 0.23233 | 0 | 0 | 0 | 0 | 0 | 0 | 75.7144 | 74.6277 | 73.4927 | 72.4692 | 71.6454 | 70.7259 | 70.0535 | 70.3265 | 73.6457 | 78.6853 | 83.6123 | 87.4726 | 90.1291 | 91.9458 | 92.824 | 93.0876 | 92.8966 | 92.2913 | 90.8061 | 88.5644 | 85.7396 | 82.6358 | 80.4285 | 78.9324 | 0.036461 | 0.037217 | 0.035229 | 0.030678 | 0.031433 | 0.033845 | 0.039867 | 0.048507 | 0.057277 | 0.062606 | 0.065483 | 0.068157 | 0.069819 | 0.070438 | 0.069054 | 0.063388 | 0.058035 | 0.053649 | 0.047871 | 0.045766 | 0.045821 | 0.042277 | 0.040083 | 0.041677
Program Specific1-in-10Size: 20 kW to 199.99 kWOther2025August Monthly Peak | Program Specific | 1-in-10 | Size: 20 kW to 199.99 kW | Other | 2025 | August Monthly Peak | 8 | 15.9414 | 15.0967 | 14.5807 | 14.4997 | 14.9693 | 16.5749 | 18.9775 | 21.978 | 26.1362 | 29.4307 | 31.9137 | 33.5414 | 34.3183 | 34.9457 | 34.9635 | 34.2169 | 32.8972 | 30.4637 | 27.3416 | 25.9356 | 24.937 | 22.93 | 20.1753 | 17.8332 | 0 | 0 | 0 | 0 | 0 | 0 | 0 | 0 | 0 | 0 | 0 | 0 | 0 | 0 | 0.33331 | 0.33103 | 0.32663 | 0.23405 | 0 | 0 | 0 | 0 | 0 | 0 | 76.3436 | 75.2518 | 73.9081 | 72.8972 | 71.9644 | 71.2206 | 70.5425 | 70.3808 | 73.0959 | 78.2508 | 82.9274 | 87.1984 | 90.4345 | 92.5913 | 93.8913 | 94.2999 | 93.876 | 93.0282 | 91.8233 | 89.6192 | 86.0461 | 83.094 | 81.2402 | 79.3793 | 0.036749 | 0.037489 | 0.03549 | 0.030964 | 0.03179 | 0.034117 | 0.040291 | 0.048588 | 0.05771 | 0.063323 | 0.066411 | 0.069153 | 0.070836 | 0.071419 | 0.069913 | 0.064127 | 0.058647 | 0.054048 | 0.048003 | 0.046455 | 0.0463 | 0.042425 | 0.040244 | 0.041683
Program Specific1-in-10Size: 20 kW to 199.99 kWOther2025September Monthly Peak | Program Specific | 1-in-10 | Size: 20 kW to 199.99 kW | Other | 2025 | September Monthly Peak | 9 | 15.8482 | 15.0979 | 14.6062 | 14.5072 | 15.0149 | 16.6756 | 19.3976 | 22.1267 | 26.3719 | 29.7833 | 32.3744 | 33.9917 | 34.7686 | 35.3606 | 35.2365 | 34.3288 | 32.8527 | 30.2174 | 27.2036 | 26.35 | 24.6935 | 22.6295 | 19.826 | 17.6686 | 0 | 0 | 0 | 0 | 0 | 0 | 0 | 0 | 0 | 0 | 0 | 0 | 0 | 0 | 0.33592 | 0.33211 | 0.32619 | 0.23216 | 0 | 0 | 0 | 0 | 0 | 0 | 76.7847 | 75.5201 | 74.133 | 73.1763 | 72.0851 | 70.9799 | 70.2343 | 70.0395 | 72.3009 | 77.4315 | 83.0754 | 88.0488 | 91.9311 | 94.39 | 95.067 | 95.7162 | 95.7146 | 94.8508 | 93.1308 | 90.1143 | 85.7613 | 82.6166 | 80.4544 | 78.6681 | 0.036534 | 0.037492 | 0.035552 | 0.030979 | 0.031887 | 0.034324 | 0.041183 | 0.048917 | 0.05823 | 0.064082 | 0.06737 | 0.070081 | 0.071765 | 0.072267 | 0.070459 | 0.064337 | 0.058568 | 0.053611 | 0.047761 | 0.047198 | 0.045848 | 0.041869 | 0.039547 | 0.041298
Program Specific1-in-10Size: 20 kW to 199.99 kWOther2025October Monthly Peak | Program Specific | 1-in-10 | Size: 20 kW to 199.99 kW | Other | 2025 | October Monthly Peak | 10 | 14.3723 | 13.6726 | 13.29 | 13.2376 | 13.7097 | 15.0795 | 17.5886 | 19.6111 | 22.7699 | 25.7063 | 27.9189 | 29.4533 | 30.1932 | 30.8618 | 30.9425 | 30.2429 | 28.7921 | 26.5507 | 24.8827 | 23.8782 | 22.2458 | 20.3978 | 17.8767 | 15.9548 | 0 | 0 | 0 | 0 | 0 | 0 | 0 | 0 | 0 | 0 | 0 | 0 | 0 | 0 | 0.29498 | 0.29258 | 0.28588 | 0.20399 | 0 | 0 | 0 | 0 | 0 | 0 | 72.4257 | 71.2181 | 70.0479 | 68.6395 | 67.5858 | 66.5304 | 66.0929 | 65.663 | 66.4449 | 71.2332 | 76.948 | 81.7946 | 85.2035 | 87.6737 | 88.8783 | 89.2109 | 88.5792 | 87.086 | 84.5518 | 81.3727 | 78.1697 | 75.802 | 73.9279 | 72.4167 | 0.033131 | 0.033953 | 0.032348 | 0.028268 | 0.029116 | 0.031038 | 0.037342 | 0.043356 | 0.050277 | 0.05531 | 0.058098 | 0.060724 | 0.062321 | 0.063073 | 0.061873 | 0.05668 | 0.051329 | 0.047106 | 0.043686 | 0.04277 | 0.041303 | 0.03774 | 0.035659 | 0.037292
Program Specific1-in-10Size: 20 kW to 199.99 kWOther2025November Monthly Peak | Program Specific | 1-in-10 | Size: 20 kW to 199.99 kW | Other | 2025 | November Monthly Peak | 11 | 12.4499 | 11.894 | 11.6939 | 11.6992 | 12.2188 | 13.3169 | 14.848 | 16.5789 | 18.9764 | 20.804 | 22.2068 | 23.0562 | 23.5673 | 23.9872 | 23.9778 | 23.3721 | 22.4306 | 22.0309 | 20.5248 | 19.4876 | 18.3433 | 16.9412 | 15.0519 | 13.5373 | 0 | 0 | 0 | 0 | 0 | 0 | 0 | 0 | 0 | 0 | 0 | 0 | 0 | 0 | 0.22858 | 0.22611 | 0.22271 | 0.16926 | 0 | 0 | 0 | 0 | 0 | 0 | 59.5439 | 58.1612 | 56.9544 | 55.6419 | 54.8538 | 54.3258 | 53.7238 | 53.3507 | 55.6617 | 60.1722 | 65.6348 | 69.8899 | 72.7195 | 74.4317 | 75.5831 | 75.9213 | 75.0182 | 72.743 | 69.9212 | 66.6301 | 64.3035 | 62.7825 | 61.2438 | 60.1131 | 0.0287 | 0.029536 | 0.028464 | 0.024983 | 0.025949 | 0.027411 | 0.031524 | 0.036652 | 0.041901 | 0.044762 | 0.046211 | 0.047535 | 0.048645 | 0.049023 | 0.047946 | 0.043803 | 0.039988 | 0.039087 | 0.036035 | 0.034906 | 0.034058 | 0.031345 | 0.030024 | 0.031642
Program Specific1-in-10Size: 20 kW to 199.99 kWOther2025December Monthly Peak | Program Specific | 1-in-10 | Size: 20 kW to 199.99 kW | Other | 2025 | December Monthly Peak | 12 | 12.0278 | 11.8787 | 11.7867 | 11.9127 | 12.3061 | 14.5096 | 17.7429 | 19.5857 | 21.8509 | 22.7243 | 22.5254 | 22.1466 | 21.2251 | 20.9082 | 20.2359 | 19.1092 | 19.0557 | 19.0098 | 17.7867 | 16.9679 | 16.3153 | 15.3697 | 14.4024 | 13.1717 | 0 | 0 | 0 | 0 | 0 | 0 | 0 | 0 | 0 | 0 | 0 | 0 | 0 | 0 | 0.19291 | 0.18487 | 0.1892 | 0.14605 | 0 | 0 | 0 | 0 | 0 | 0 | 40.9118 | 40.2331 | 39.9706 | 39.487 | 39.0477 | 38.4521 | 38.2537 | 38.0297 | 38.6038 | 41.4214 | 44.2271 | 46.8235 | 48.5208 | 49.3804 | 49.799 | 49.788 | 49.0485 | 47.4474 | 45.6723 | 44.3764 | 43.3841 | 42.3696 | 41.9854 | 41.5203 | 0.027727 | 0.029498 | 0.028689 | 0.025439 | 0.026135 | 0.029865 | 0.03767 | 0.043299 | 0.048248 | 0.048894 | 0.046874 | 0.04566 | 0.04381 | 0.042731 | 0.040464 | 0.035813 | 0.033971 | 0.033727 | 0.031228 | 0.030393 | 0.030292 | 0.028437 | 0.028729 | 0.030787
Program Specific1-in-10Size: 20 kW to 199.99 kWOther2025Typical Event Day | Program Specific | 1-in-10 | Size: 20 kW to 199.99 kW | Other | 2025 | Typical Event Day | 8 | 15.8561 | 15.0123 | 14.5011 | 14.4217 | 14.8926 | 16.4666 | 18.8247 | 21.7806 | 25.8715 | 29.1186 | 31.5746 | 33.1866 | 33.9757 | 34.614 | 34.6512 | 33.9297 | 32.6202 | 30.2186 | 27.141 | 25.7561 | 24.7743 | 22.7839 | 20.0417 | 17.7165 | 0 | 0 | 0 | 0 | 0 | 0 | 0 | 0 | 0 | 0 | 0 | 0 | 0 | 0 | 0.33034 | 0.32825 | 0.32389 | 0.23217 | 0 | 0 | 0 | 0 | 0 | 0 | 75.6936 | 74.4501 | 73.2056 | 72.1123 | 71.1901 | 70.1208 | 69.3832 | 69.5611 | 72.6663 | 77.8628 | 82.9487 | 87.126 | 90.2065 | 92.2706 | 93.3179 | 93.8436 | 93.7948 | 93.0841 | 91.6645 | 89.2853 | 85.8153 | 82.5494 | 80.3358 | 78.5709 | 0.036552 | 0.03728 | 0.035296 | 0.030797 | 0.031628 | 0.033894 | 0.039967 | 0.048152 | 0.057125 | 0.062652 | 0.065705 | 0.068421 | 0.070129 | 0.070742 | 0.069289 | 0.063589 | 0.058153 | 0.053613 | 0.047651 | 0.046134 | 0.045998 | 0.042155 | 0.039978 | 0.04141
Program Specific1-in-10Size: 20 kW to 199.99 kWOther2026January Monthly Peak | Program Specific | 1-in-10 | Size: 20 kW to 199.99 kW | Other | 2026 | January Monthly Peak | 1 | 11.489 | 11.6003 | 11.5446 | 11.7488 | 11.9167 | 15.0331 | 19.4696 | 21.5662 | 23.9487 | 24.7731 | 24.0478 | 23.53 | 21.974 | 21.4923 | 20.4317 | 18.7562 | 18.6176 | 18.2749 | 16.9148 | 15.9044 | 15.3557 | 14.2926 | 13.6176 | 12.6228 | 0 | 0 | 0 | 0 | 0 | 0 | 0 | 0 | 0 | 0 | 0 | 0 | 0 | 0 | 0.19478 | 0.18146 | 0.18485 | 0.14041 | 0 | 0 | 0 | 0 | 0 | 0 | 37.6087 | 36.836 | 36.2891 | 35.4815 | 34.9616 | 34.4666 | 33.9882 | 33.6903 | 34.2634 | 37.3342 | 40.6872 | 43.2122 | 44.8986 | 46.1718 | 47.1804 | 47.3531 | 47.15 | 46.1874 | 44.3274 | 42.9785 | 41.8451 | 41.1675 | 40.3653 | 39.6955 | 0.026485 | 0.028807 | 0.0281 | 0.025089 | 0.025308 | 0.030943 | 0.041336 | 0.047678 | 0.052879 | 0.053302 | 0.050042 | 0.048512 | 0.045356 | 0.043924 | 0.040855 | 0.035152 | 0.03319 | 0.032423 | 0.029697 | 0.028488 | 0.028511 | 0.026444 | 0.027163 | 0.029504
Program Specific1-in-10Size: 20 kW to 199.99 kWOther2026February Monthly Peak | Program Specific | 1-in-10 | Size: 20 kW to 199.99 kW | Other | 2026 | February Monthly Peak | 2 | 11.8326 | 11.5318 | 11.3776 | 11.5369 | 11.9367 | 13.744 | 16.4312 | 17.9529 | 20.1364 | 21.3345 | 21.801 | 22.0576 | 21.798 | 21.9547 | 21.6923 | 20.8885 | 20.1593 | 19.4689 | 18.8361 | 17.802 | 16.9296 | 15.6517 | 14.1883 | 12.8827 | 0 | 0 | 0 | 0 | 0 | 0 | 0 | 0 | 0 | 0 | 0 | 0 | 0 | 0 | 0.2068 | 0.20209 | 0.20016 | 0.14958 | 0 | 0 | 0 | 0 | 0 | 0 | 45.7746 | 45.4256 | 45.2141 | 44.859 | 44.7818 | 44.0631 | 43.5826 | 43.6859 | 44.9088 | 48.2808 | 51.414 | 53.8188 | 55.4748 | 56.4412 | 57.126 | 57.4508 | 57.0286 | 56.0113 | 53.8657 | 51.6355 | 50.0086 | 48.6336 | 47.4996 | 46.278 | 0.027277 | 0.028636 | 0.027694 | 0.024637 | 0.02535 | 0.02829 | 0.034885 | 0.03969 | 0.044462 | 0.045904 | 0.045367 | 0.045477 | 0.044993 | 0.044869 | 0.043376 | 0.039148 | 0.035939 | 0.034541 | 0.03307 | 0.031887 | 0.031433 | 0.028959 | 0.028302 | 0.030112
Program Specific1-in-10Size: 20 kW to 199.99 kWOther2026March Monthly Peak | Program Specific | 1-in-10 | Size: 20 kW to 199.99 kW | Other | 2026 | March Monthly Peak | 3 | 12.586 | 11.9959 | 11.7073 | 11.7483 | 12.2018 | 13.3899 | 15.5583 | 17.0533 | 19.2209 | 21.0628 | 22.4812 | 23.4659 | 24.1298 | 24.8082 | 25.0235 | 24.6034 | 23.6088 | 22.1197 | 20.7684 | 20.3439 | 19.248 | 17.695 | 15.5996 | 13.9355 | 0 | 0 | 0 | 0 | 0 | 0 | 0 | 0 | 0 | 0 | 0 | 0 | 0 | 0 | 0.23855 | 0.23803 | 0.23441 | 0.16995 | 0 | 0 | 0 | 0 | 0 | 0 | 56.3588 | 55.1761 | 54.3378 | 53.4048 | 52.6736 | 51.854 | 51.225 | 51.6774 | 55.3421 | 60.7852 | 66.0616 | 70.3687 | 73.2391 | 74.8442 | 75.6493 | 76.0145 | 75.6576 | 74.2725 | 71.6495 | 67.7963 | 64.3434 | 61.5065 | 59.3522 | 57.7124 | 0.029014 | 0.029789 | 0.028496 | 0.025088 | 0.025913 | 0.027561 | 0.033032 | 0.037701 | 0.04244 | 0.045319 | 0.046782 | 0.04838 | 0.049806 | 0.050701 | 0.050037 | 0.04611 | 0.042088 | 0.039244 | 0.036463 | 0.03644 | 0.035737 | 0.032739 | 0.031117 | 0.032573
Program Specific1-in-10Size: 20 kW to 199.99 kWOther2026April Monthly Peak | Program Specific | 1-in-10 | Size: 20 kW to 199.99 kW | Other | 2026 | April Monthly Peak | 4 | 13.4903 | 12.8064 | 12.408 | 12.3866 | 12.8571 | 13.9968 | 15.8145 | 17.8418 | 20.905 | 23.4293 | 25.5522 | 26.9623 | 27.8185 | 28.5142 | 28.6738 | 28.194 | 26.9266 | 24.9282 | 22.7462 | 22.2099 | 21.2481 | 19.5244 | 17.1081 | 15.1499 | 0 | 0 | 0 | 0 | 0 | 0 | 0 | 0 | 0 | 0 | 0 | 0 | 0 | 0 | 0.27335 | 0.27276 | 0.26735 | 0.19152 | 0 | 0 | 0 | 0 | 0 | 0 | 66.9273 | 65.498 | 63.8219 | 62.6264 | 61.4734 | 60.3576 | 59.7403 | 59.6921 | 63.1361 | 69.5057 | 75.8598 | 81.1435 | 84.2907 | 86.3332 | 87.5612 | 88.2366 | 88.0744 | 87.3945 | 85.3463 | 82.2399 | 78.1228 | 74.378 | 71.5874 | 69.9234 | 0.031098 | 0.031802 | 0.030202 | 0.026451 | 0.027305 | 0.02881 | 0.033576 | 0.039444 | 0.046159 | 0.050411 | 0.053173 | 0.055589 | 0.05742 | 0.058275 | 0.057336 | 0.05284 | 0.048003 | 0.044227 | 0.039935 | 0.039782 | 0.039451 | 0.036124 | 0.034126 | 0.035411
Program Specific1-in-10Size: 20 kW to 199.99 kWOther2026May Monthly Peak | Program Specific | 1-in-10 | Size: 20 kW to 199.99 kW | Other | 2026 | May Monthly Peak | 5 | 14.2027 | 13.4542 | 13.03 | 12.9806 | 13.4943 | 14.717 | 16.3394 | 18.9102 | 22.4714 | 25.2403 | 27.4903 | 28.9291 | 29.6907 | 30.2777 | 30.3394 | 29.8076 | 28.4506 | 26.3656 | 23.9702 | 22.9787 | 22.3233 | 20.5973 | 18.0359 | 15.9927 | 0 | 0 | 0 | 0 | 0 | 0 | 0 | 0 | 0 | 0 | 0 | 0 | 0 | 0 | 0.28923 | 0.28837 | 0.28249 | 0.20257 | 0 | 0 | 0 | 0 | 0 | 0 | 71.328 | 69.648 | 68.2946 | 66.9497 | 65.6211 | 64.6744 | 64.1199 | 64.5317 | 67.9488 | 73.4723 | 79.4167 | 83.6679 | 87.1322 | 89.4501 | 90.879 | 91.4573 | 91.1618 | 90.484 | 88.8014 | 86.3377 | 82.5311 | 78.4193 | 75.4251 | 72.5984 | 0.03274 | 0.033411 | 0.031716 | 0.02772 | 0.028658 | 0.030292 | 0.03469 | 0.041806 | 0.049618 | 0.054307 | 0.057206 | 0.059644 | 0.061284 | 0.061879 | 0.060667 | 0.055864 | 0.05072 | 0.046777 | 0.042084 | 0.041159 | 0.041447 | 0.038109 | 0.035976 | 0.037381
Program Specific1-in-10Size: 20 kW to 199.99 kWOther2026June Monthly Peak | Program Specific | 1-in-10 | Size: 20 kW to 199.99 kW | Other | 2026 | June Monthly Peak | 6 | 15.1336 | 14.357 | 13.8447 | 13.7585 | 14.1729 | 15.5427 | 17.5268 | 20.6668 | 24.6253 | 27.7658 | 30.1169 | 31.6713 | 32.3747 | 32.9992 | 33.0345 | 32.3814 | 31.1037 | 28.8511 | 26.1596 | 24.5823 | 23.7477 | 21.9655 | 19.2791 | 17.0935 | 0 | 0 | 0 | 0 | 0 | 0 | 0 | 0 | 0 | 0 | 0 | 0 | 0 | 0 | 0.31492 | 0.31327 | 0.30883 | 0.22166 | 0 | 0 | 0 | 0 | 0 | 0 | 73.932 | 72.4007 | 71.2887 | 69.9067 | 69.0655 | 67.5569 | 66.7026 | 67.4977 | 71.6225 | 77.0836 | 82.1798 | 85.7844 | 88.3314 | 90.1553 | 91.4893 | 92.2708 | 92.6919 | 92.1663 | 90.8976 | 88.8434 | 85.7144 | 81.8513 | 79.2203 | 77.3039 | 0.034887 | 0.035652 | 0.033699 | 0.029381 | 0.030099 | 0.031992 | 0.037211 | 0.04569 | 0.054374 | 0.059741 | 0.062672 | 0.065297 | 0.066824 | 0.067441 | 0.066056 | 0.060687 | 0.05545 | 0.051187 | 0.045928 | 0.044031 | 0.044092 | 0.040641 | 0.038456 | 0.039954
Program Specific1-in-10Size: 20 kW to 199.99 kWOther2026July Monthly Peak | Program Specific | 1-in-10 | Size: 20 kW to 199.99 kW | Other | 2026 | July Monthly Peak | 7 | 15.8167 | 14.9872 | 14.4736 | 14.3662 | 14.8009 | 16.4428 | 18.7779 | 21.9413 | 25.9403 | 29.0972 | 31.4674 | 33.0582 | 33.8257 | 34.4653 | 34.534 | 33.8225 | 32.5538 | 30.2389 | 27.2661 | 25.5508 | 24.6792 | 22.8499 | 20.0947 | 17.8305 | 0 | 0 | 0 | 0 | 0 | 0 | 0 | 0 | 0 | 0 | 0 | 0 | 0 | 0 | 0.32922 | 0.32722 | 0.32323 | 0.23233 | 0 | 0 | 0 | 0 | 0 | 0 | 75.7144 | 74.6277 | 73.4927 | 72.4692 | 71.6454 | 70.7259 | 70.0535 | 70.3265 | 73.6457 | 78.6853 | 83.6123 | 87.4726 | 90.1291 | 91.9458 | 92.824 | 93.0876 | 92.8966 | 92.2913 | 90.8061 | 88.5644 | 85.7396 | 82.6358 | 80.4285 | 78.9324 | 0.036461 | 0.037217 | 0.035229 | 0.030678 | 0.031433 | 0.033845 | 0.039867 | 0.048507 | 0.057277 | 0.062606 | 0.065483 | 0.068157 | 0.069819 | 0.070438 | 0.069054 | 0.063388 | 0.058035 | 0.053649 | 0.047871 | 0.045766 | 0.045821 | 0.042277 | 0.040083 | 0.041677
Program Specific1-in-10Size: 20 kW to 199.99 kWOther2026August Monthly Peak | Program Specific | 1-in-10 | Size: 20 kW to 199.99 kW | Other | 2026 | August Monthly Peak | 8 | 15.9414 | 15.0967 | 14.5807 | 14.4997 | 14.9693 | 16.5749 | 18.9775 | 21.978 | 26.1362 | 29.4307 | 31.9137 | 33.5414 | 34.3183 | 34.9457 | 34.9635 | 34.2169 | 32.8972 | 30.4637 | 27.3416 | 25.9356 | 24.937 | 22.93 | 20.1753 | 17.8332 | 0 | 0 | 0 | 0 | 0 | 0 | 0 | 0 | 0 | 0 | 0 | 0 | 0 | 0 | 0.33331 | 0.33103 | 0.32663 | 0.23405 | 0 | 0 | 0 | 0 | 0 | 0 | 76.3436 | 75.2518 | 73.9081 | 72.8972 | 71.9644 | 71.2206 | 70.5425 | 70.3808 | 73.0959 | 78.2508 | 82.9274 | 87.1984 | 90.4345 | 92.5913 | 93.8913 | 94.2999 | 93.876 | 93.0282 | 91.8233 | 89.6192 | 86.0461 | 83.094 | 81.2402 | 79.3793 | 0.036749 | 0.037489 | 0.03549 | 0.030964 | 0.03179 | 0.034117 | 0.040291 | 0.048588 | 0.05771 | 0.063323 | 0.066411 | 0.069153 | 0.070836 | 0.071419 | 0.069913 | 0.064127 | 0.058647 | 0.054048 | 0.048003 | 0.046455 | 0.0463 | 0.042425 | 0.040244 | 0.041683
Program Specific1-in-10Size: 20 kW to 199.99 kWOther2026September Monthly Peak | Program Specific | 1-in-10 | Size: 20 kW to 199.99 kW | Other | 2026 | September Monthly Peak | 9 | 15.8482 | 15.0979 | 14.6062 | 14.5072 | 15.0149 | 16.6756 | 19.3976 | 22.1267 | 26.3719 | 29.7833 | 32.3744 | 33.9917 | 34.7686 | 35.3606 | 35.2365 | 34.3288 | 32.8527 | 30.2174 | 27.2036 | 26.35 | 24.6935 | 22.6295 | 19.826 | 17.6686 | 0 | 0 | 0 | 0 | 0 | 0 | 0 | 0 | 0 | 0 | 0 | 0 | 0 | 0 | 0.33592 | 0.33211 | 0.32619 | 0.23216 | 0 | 0 | 0 | 0 | 0 | 0 | 76.7847 | 75.5201 | 74.133 | 73.1763 | 72.0851 | 70.9799 | 70.2343 | 70.0395 | 72.3009 | 77.4315 | 83.0754 | 88.0488 | 91.9311 | 94.39 | 95.067 | 95.7162 | 95.7146 | 94.8508 | 93.1308 | 90.1143 | 85.7613 | 82.6166 | 80.4544 | 78.6681 | 0.036534 | 0.037492 | 0.035552 | 0.030979 | 0.031887 | 0.034324 | 0.041183 | 0.048917 | 0.05823 | 0.064082 | 0.06737 | 0.070081 | 0.071765 | 0.072267 | 0.070459 | 0.064337 | 0.058568 | 0.053611 | 0.047761 | 0.047198 | 0.045848 | 0.041869 | 0.039547 | 0.041298
Program Specific1-in-10Size: 20 kW to 199.99 kWOther2026October Monthly Peak | Program Specific | 1-in-10 | Size: 20 kW to 199.99 kW | Other | 2026 | October Monthly Peak | 10 | 14.3723 | 13.6726 | 13.29 | 13.2376 | 13.7097 | 15.0795 | 17.5886 | 19.6111 | 22.7699 | 25.7063 | 27.9189 | 29.4533 | 30.1932 | 30.8618 | 30.9425 | 30.2429 | 28.7921 | 26.5507 | 24.8827 | 23.8782 | 22.2458 | 20.3978 | 17.8767 | 15.9548 | 0 | 0 | 0 | 0 | 0 | 0 | 0 | 0 | 0 | 0 | 0 | 0 | 0 | 0 | 0.29498 | 0.29258 | 0.28588 | 0.20399 | 0 | 0 | 0 | 0 | 0 | 0 | 72.4257 | 71.2181 | 70.0479 | 68.6395 | 67.5858 | 66.5304 | 66.0929 | 65.663 | 66.4449 | 71.2332 | 76.948 | 81.7946 | 85.2035 | 87.6737 | 88.8783 | 89.2109 | 88.5792 | 87.086 | 84.5518 | 81.3727 | 78.1697 | 75.802 | 73.9279 | 72.4167 | 0.033131 | 0.033953 | 0.032348 | 0.028268 | 0.029116 | 0.031038 | 0.037342 | 0.043356 | 0.050277 | 0.05531 | 0.058098 | 0.060724 | 0.062321 | 0.063073 | 0.061873 | 0.05668 | 0.051329 | 0.047106 | 0.043686 | 0.04277 | 0.041303 | 0.03774 | 0.035659 | 0.037292
Program Specific1-in-10Size: 20 kW to 199.99 kWOther2026November Monthly Peak | Program Specific | 1-in-10 | Size: 20 kW to 199.99 kW | Other | 2026 | November Monthly Peak | 11 | 12.4499 | 11.894 | 11.6939 | 11.6992 | 12.2188 | 13.3169 | 14.848 | 16.5789 | 18.9764 | 20.804 | 22.2068 | 23.0562 | 23.5673 | 23.9872 | 23.9778 | 23.3721 | 22.4306 | 22.0309 | 20.5248 | 19.4876 | 18.3433 | 16.9412 | 15.0519 | 13.5373 | 0 | 0 | 0 | 0 | 0 | 0 | 0 | 0 | 0 | 0 | 0 | 0 | 0 | 0 | 0.22858 | 0.22611 | 0.22271 | 0.16926 | 0 | 0 | 0 | 0 | 0 | 0 | 59.5439 | 58.1612 | 56.9544 | 55.6419 | 54.8538 | 54.3258 | 53.7238 | 53.3507 | 55.6617 | 60.1722 | 65.6348 | 69.8899 | 72.7195 | 74.4317 | 75.5831 | 75.9213 | 75.0182 | 72.743 | 69.9212 | 66.6301 | 64.3035 | 62.7825 | 61.2438 | 60.1131 | 0.0287 | 0.029536 | 0.028464 | 0.024983 | 0.025949 | 0.027411 | 0.031524 | 0.036652 | 0.041901 | 0.044762 | 0.046211 | 0.047535 | 0.048645 | 0.049023 | 0.047946 | 0.043803 | 0.039988 | 0.039087 | 0.036035 | 0.034906 | 0.034058 | 0.031345 | 0.030024 | 0.031642
Program Specific1-in-10Size: 20 kW to 199.99 kWOther2026December Monthly Peak | Program Specific | 1-in-10 | Size: 20 kW to 199.99 kW | Other | 2026 | December Monthly Peak | 12 | 12.0278 | 11.8787 | 11.7867 | 11.9127 | 12.3061 | 14.5096 | 17.7429 | 19.5857 | 21.8509 | 22.7243 | 22.5254 | 22.1466 | 21.2251 | 20.9082 | 20.2359 | 19.1092 | 19.0557 | 19.0098 | 17.7867 | 16.9679 | 16.3153 | 15.3697 | 14.4024 | 13.1717 | 0 | 0 | 0 | 0 | 0 | 0 | 0 | 0 | 0 | 0 | 0 | 0 | 0 | 0 | 0.19291 | 0.18487 | 0.1892 | 0.14605 | 0 | 0 | 0 | 0 | 0 | 0 | 40.9118 | 40.2331 | 39.9706 | 39.487 | 39.0477 | 38.4521 | 38.2537 | 38.0297 | 38.6038 | 41.4214 | 44.2271 | 46.8235 | 48.5208 | 49.3804 | 49.799 | 49.788 | 49.0485 | 47.4474 | 45.6723 | 44.3764 | 43.3841 | 42.3696 | 41.9854 | 41.5203 | 0.027727 | 0.029498 | 0.028689 | 0.025439 | 0.026135 | 0.029865 | 0.03767 | 0.043299 | 0.048248 | 0.048894 | 0.046874 | 0.04566 | 0.04381 | 0.042731 | 0.040464 | 0.035813 | 0.033971 | 0.033727 | 0.031228 | 0.030393 | 0.030292 | 0.028437 | 0.028729 | 0.030787
Program Specific1-in-10Size: 20 kW to 199.99 kWOther2026Typical Event Day | Program Specific | 1-in-10 | Size: 20 kW to 199.99 kW | Other | 2026 | Typical Event Day | 8 | 15.8561 | 15.0123 | 14.5011 | 14.4217 | 14.8926 | 16.4666 | 18.8247 | 21.7806 | 25.8715 | 29.1186 | 31.5746 | 33.1866 | 33.9757 | 34.614 | 34.6512 | 33.9297 | 32.6202 | 30.2186 | 27.141 | 25.7561 | 24.7743 | 22.7839 | 20.0417 | 17.7165 | 0 | 0 | 0 | 0 | 0 | 0 | 0 | 0 | 0 | 0 | 0 | 0 | 0 | 0 | 0.33034 | 0.32825 | 0.32389 | 0.23217 | 0 | 0 | 0 | 0 | 0 | 0 | 75.6936 | 74.4501 | 73.2056 | 72.1123 | 71.1901 | 70.1208 | 69.3832 | 69.5611 | 72.6663 | 77.8628 | 82.9487 | 87.126 | 90.2065 | 92.2706 | 93.3179 | 93.8436 | 93.7948 | 93.0841 | 91.6645 | 89.2853 | 85.8153 | 82.5494 | 80.3358 | 78.5709 | 0.036552 | 0.03728 | 0.035296 | 0.030797 | 0.031628 | 0.033894 | 0.039967 | 0.048152 | 0.057125 | 0.062652 | 0.065705 | 0.068421 | 0.070129 | 0.070742 | 0.069289 | 0.063589 | 0.058153 | 0.053613 | 0.047651 | 0.046134 | 0.045998 | 0.042155 | 0.039978 | 0.04141
Program Specific1-in-2Size: 20 kW to 199.99 kWOther2015January Monthly Peak | Program Specific | 1-in-2 | Size: 20 kW to 199.99 kW | Other | 2015 | January Monthly Peak | 1
Program Specific1-in-2Size: 20 kW to 199.99 kWOther2015February Monthly Peak | Program Specific | 1-in-2 | Size: 20 kW to 199.99 kW | Other | 2015 | February Monthly Peak | 2
Program Specific1-in-2Size: 20 kW to 199.99 kWOther2015March Monthly Peak | Program Specific | 1-in-2 | Size: 20 kW to 199.99 kW | Other | 2015 | March Monthly Peak | 3
Program Specific1-in-2Size: 20 kW to 199.99 kWOther2015April Monthly Peak | Program Specific | 1-in-2 | Size: 20 kW to 199.99 kW | Other | 2015 | April Monthly Peak | 4
Program Specific1-in-2Size: 20 kW to 199.99 kWOther2015May Monthly Peak | Program Specific | 1-in-2 | Size: 20 kW to 199.99 kW | Other | 2015 | May Monthly Peak | 5
Program Specific1-in-2Size: 20 kW to 199.99 kWOther2015June Monthly Peak | Program Specific | 1-in-2 | Size: 20 kW to 199.99 kW | Other | 2015 | June Monthly Peak | 6
Program Specific1-in-2Size: 20 kW to 199.99 kWOther2015July Monthly Peak | Program Specific | 1-in-2 | Size: 20 kW to 199.99 kW | Other | 2015 | July Monthly Peak | 7
Program Specific1-in-2Size: 20 kW to 199.99 kWOther2015August Monthly Peak | Program Specific | 1-in-2 | Size: 20 kW to 199.99 kW | Other | 2015 | August Monthly Peak | 8
Program Specific1-in-2Size: 20 kW to 199.99 kWOther2015September Monthly Peak | Program Specific | 1-in-2 | Size: 20 kW to 199.99 kW | Other | 2015 | September Monthly Peak | 9
Program Specific1-in-2Size: 20 kW to 199.99 kWOther2015October Monthly Peak | Program Specific | 1-in-2 | Size: 20 kW to 199.99 kW | Other | 2015 | October Monthly Peak | 10
Program Specific1-in-2Size: 20 kW to 199.99 kWOther2015November Monthly Peak | Program Specific | 1-in-2 | Size: 20 kW to 199.99 kW | Other | 2015 | November Monthly Peak | 11
Program Specific1-in-2Size: 20 kW to 199.99 kWOther2015December Monthly Peak | Program Specific | 1-in-2 | Size: 20 kW to 199.99 kW | Other | 2015 | December Monthly Peak | 12
Program Specific1-in-2Size: 20 kW to 199.99 kWOther2015Typical Event Day | Program Specific | 1-in-2 | Size: 20 kW to 199.99 kW | Other | 2015 | Typical Event Day | 8
Program Specific1-in-2Size: 20 kW to 199.99 kWOther2016January Monthly Peak | Program Specific | 1-in-2 | Size: 20 kW to 199.99 kW | Other | 2016 | January Monthly Peak | 1
Program Specific1-in-2Size: 20 kW to 199.99 kWOther2016February Monthly Peak | Program Specific | 1-in-2 | Size: 20 kW to 199.99 kW | Other | 2016 | February Monthly Peak | 2
Program Specific1-in-2Size: 20 kW to 199.99 kWOther2016March Monthly Peak | Program Specific | 1-in-2 | Size: 20 kW to 199.99 kW | Other | 2016 | March Monthly Peak | 3
Program Specific1-in-2Size: 20 kW to 199.99 kWOther2016April Monthly Peak | Program Specific | 1-in-2 | Size: 20 kW to 199.99 kW | Other | 2016 | April Monthly Peak | 4
Program Specific1-in-2Size: 20 kW to 199.99 kWOther2016May Monthly Peak | Program Specific | 1-in-2 | Size: 20 kW to 199.99 kW | Other | 2016 | May Monthly Peak | 5
Program Specific1-in-2Size: 20 kW to 199.99 kWOther2016June Monthly Peak | Program Specific | 1-in-2 | Size: 20 kW to 199.99 kW | Other | 2016 | June Monthly Peak | 6
Program Specific1-in-2Size: 20 kW to 199.99 kWOther2016July Monthly Peak | Program Specific | 1-in-2 | Size: 20 kW to 199.99 kW | Other | 2016 | July Monthly Peak | 7
Program Specific1-in-2Size: 20 kW to 199.99 kWOther2016August Monthly Peak | Program Specific | 1-in-2 | Size: 20 kW to 199.99 kW | Other | 2016 | August Monthly Peak | 8
Program Specific1-in-2Size: 20 kW to 199.99 kWOther2016September Monthly Peak | Program Specific | 1-in-2 | Size: 20 kW to 199.99 kW | Other | 2016 | September Monthly Peak | 9
Program Specific1-in-2Size: 20 kW to 199.99 kWOther2016October Monthly Peak | Program Specific | 1-in-2 | Size: 20 kW to 199.99 kW | Other | 2016 | October Monthly Peak | 10
Program Specific1-in-2Size: 20 kW to 199.99 kWOther2016November Monthly Peak | Program Specific | 1-in-2 | Size: 20 kW to 199.99 kW | Other | 2016 | November Monthly Peak | 11
Program Specific1-in-2Size: 20 kW to 199.99 kWOther2016December Monthly Peak | Program Specific | 1-in-2 | Size: 20 kW to 199.99 kW | Other | 2016 | December Monthly Peak | 12
Program Specific1-in-2Size: 20 kW to 199.99 kWOther2016Typical Event Day | Program Specific | 1-in-2 | Size: 20 kW to 199.99 kW | Other | 2016 | Typical Event Day | 8
Program Specific1-in-2Size: 20 kW to 199.99 kWOther2017January Monthly Peak | Program Specific | 1-in-2 | Size: 20 kW to 199.99 kW | Other | 2017 | January Monthly Peak | 1
Program Specific1-in-2Size: 20 kW to 199.99 kWOther2017February Monthly Peak | Program Specific | 1-in-2 | Size: 20 kW to 199.99 kW | Other | 2017 | February Monthly Peak | 2
Program Specific1-in-2Size: 20 kW to 199.99 kWOther2017March Monthly Peak | Program Specific | 1-in-2 | Size: 20 kW to 199.99 kW | Other | 2017 | March Monthly Peak | 3
Program Specific1-in-2Size: 20 kW to 199.99 kWOther2017April Monthly Peak | Program Specific | 1-in-2 | Size: 20 kW to 199.99 kW | Other | 2017 | April Monthly Peak | 4
Program Specific1-in-2Size: 20 kW to 199.99 kWOther2017May Monthly Peak | Program Specific | 1-in-2 | Size: 20 kW to 199.99 kW | Other | 2017 | May Monthly Peak | 5
Program Specific1-in-2Size: 20 kW to 199.99 kWOther2017June Monthly Peak | Program Specific | 1-in-2 | Size: 20 kW to 199.99 kW | Other | 2017 | June Monthly Peak | 6
Program Specific1-in-2Size: 20 kW to 199.99 kWOther2017July Monthly Peak | Program Specific | 1-in-2 | Size: 20 kW to 199.99 kW | Other | 2017 | July Monthly Peak | 7
Program Specific1-in-2Size: 20 kW to 199.99 kWOther2017August Monthly Peak | Program Specific | 1-in-2 | Size: 20 kW to 199.99 kW | Other | 2017 | August Monthly Peak | 8
Program Specific1-in-2Size: 20 kW to 199.99 kWOther2017September Monthly Peak | Program Specific | 1-in-2 | Size: 20 kW to 199.99 kW | Other | 2017 | September Monthly Peak | 9
Program Specific1-in-2Size: 20 kW to 199.99 kWOther2017October Monthly Peak | Program Specific | 1-in-2 | Size: 20 kW to 199.99 kW | Other | 2017 | October Monthly Peak | 10
Program Specific1-in-2Size: 20 kW to 199.99 kWOther2017November Monthly Peak | Program Specific | 1-in-2 | Size: 20 kW to 199.99 kW | Other | 2017 | November Monthly Peak | 11
Program Specific1-in-2Size: 20 kW to 199.99 kWOther2017December Monthly Peak | Program Specific | 1-in-2 | Size: 20 kW to 199.99 kW | Other | 2017 | December Monthly Peak | 12
Program Specific1-in-2Size: 20 kW to 199.99 kWOther2017Typical Event Day | Program Specific | 1-in-2 | Size: 20 kW to 199.99 kW | Other | 2017 | Typical Event Day | 8
Program Specific1-in-2Size: 20 kW to 199.99 kWOther2018January Monthly Peak | Program Specific | 1-in-2 | Size: 20 kW to 199.99 kW | Other | 2018 | January Monthly Peak | 1
Program Specific1-in-2Size: 20 kW to 199.99 kWOther2018February Monthly Peak | Program Specific | 1-in-2 | Size: 20 kW to 199.99 kW | Other | 2018 | February Monthly Peak | 2
Program Specific1-in-2Size: 20 kW to 199.99 kWOther2018March Monthly Peak | Program Specific | 1-in-2 | Size: 20 kW to 199.99 kW | Other | 2018 | March Monthly Peak | 3
Program Specific1-in-2Size: 20 kW to 199.99 kWOther2018April Monthly Peak | Program Specific | 1-in-2 | Size: 20 kW to 199.99 kW | Other | 2018 | April Monthly Peak | 4 | 12.8536 | 12.235 | 11.883 | 11.8849 | 12.3368 | 13.4293 | 15.1474 | 16.9286 | 19.5585 | 21.6841 | 23.4407 | 24.6113 | 25.3598 | 26.0317 | 26.223 | 25.818 | 24.6936 | 22.9249 | 21.0662 | 20.6899 | 19.8943 | 18.3241 | 16.1048 | 14.3047 | 0 | 0 | 0 | 0 | 0 | 0 | 0 | 0 | 0 | 0 | 0 | 0 | 0 | 0 | 0.24999 | 0.24978 | 0.24518 | 0.17613 | 0 | 0 | 0 | 0 | 0 | 0 | 62.1141 | 60.8931 | 59.4323 | 58.2086 | 57.2847 | 56.6224 | 56.0604 | 56.1542 | 58.7786 | 62.8278 | 68.0955 | 72.5205 | 75.9055 | 78.3283 | 79.4548 | 80.0945 | 80.1072 | 79.755 | 78.5046 | 76.1423 | 72.3587 | 69.2184 | 67.0275 | 64.7661 | 0.029631 | 0.030383 | 0.028924 | 0.02538 | 0.0262 | 0.027642 | 0.032159 | 0.037425 | 0.043186 | 0.046656 | 0.048779 | 0.050741 | 0.052345 | 0.053202 | 0.052436 | 0.048387 | 0.044022 | 0.040673 | 0.036985 | 0.037059 | 0.036937 | 0.033903 | 0.032125 | 0.033436
Program Specific1-in-2Size: 20 kW to 199.99 kWOther2018May Monthly Peak | Program Specific | 1-in-2 | Size: 20 kW to 199.99 kW | Other | 2018 | May Monthly Peak | 5 | 13.4264 | 12.7282 | 12.3551 | 12.3284 | 12.8338 | 13.9034 | 15.287 | 17.5139 | 20.5118 | 22.8175 | 24.7042 | 25.9133 | 26.6436 | 27.255 | 27.4122 | 27.0289 | 25.8126 | 24.0115 | 22.0143 | 21.2168 | 20.7435 | 19.1898 | 16.816 | 14.9494 | 0 | 0 | 0 | 0 | 0 | 0 | 0 | 0 | 0 | 0 | 0 | 0 | 0 | 0 | 0.26133 | 0.26149 | 0.25629 | 0.18448 | 0 | 0 | 0 | 0 | 0 | 0 | 65.8897 | 64.7428 | 63.8564 | 62.8874 | 62.0445 | 61.2816 | 60.5095 | 60.9147 | 63.4048 | 67.1836 | 70.9409 | 74.6563 | 77.841 | 80.4843 | 81.592 | 82.0827 | 81.9305 | 81.3935 | 80.105 | 77.7991 | 74.4207 | 71.5841 | 69.1214 | 67.4413 | 0.030951 | 0.031608 | 0.030073 | 0.026327 | 0.027255 | 0.028618 | 0.032456 | 0.038719 | 0.045291 | 0.049094 | 0.051408 | 0.053426 | 0.054995 | 0.055702 | 0.054813 | 0.050656 | 0.046017 | 0.042601 | 0.03865 | 0.038003 | 0.038514 | 0.035505 | 0.033543 | 0.034942
Program Specific1-in-2Size: 20 kW to 199.99 kWOther2018June Monthly Peak | Program Specific | 1-in-2 | Size: 20 kW to 199.99 kW | Other | 2018 | June Monthly Peak | 6 | 14.5708 | 13.815 | 13.3367 | 13.264 | 13.6801 | 14.8879 | 16.6364 | 19.5036 | 23.0351 | 25.8518 | 27.984 | 29.4051 | 30.1391 | 30.8097 | 30.9445 | 30.4296 | 29.236 | 27.1914 | 24.7908 | 23.3535 | 22.6399 | 20.9748 | 18.3964 | 16.3303 | 0 | 0 | 0 | 0 | 0 | 0 | 0 | 0 | 0 | 0 | 0 | 0 | 0 | 0 | 0.295 | 0.29439 | 0.29028 | 0.20891 | 0 | 0 | 0 | 0 | 0 | 0 | 69.842 | 68.4196 | 67.2543 | 66.2062 | 65.0827 | 64.0565 | 63.1321 | 63.9905 | 67.6479 | 72.4119 | 77.1587 | 81.5851 | 84.7353 | 86.4167 | 87.2732 | 87.6285 | 87.7524 | 87.4133 | 86.4147 | 84.4853 | 81.4475 | 77.3223 | 74.6175 | 72.5718 | 0.033589 | 0.034306 | 0.032462 | 0.028325 | 0.029053 | 0.030644 | 0.035321 | 0.043118 | 0.050862 | 0.055623 | 0.058234 | 0.060625 | 0.06221 | 0.062967 | 0.061877 | 0.057029 | 0.05212 | 0.048243 | 0.043525 | 0.04183 | 0.042035 | 0.038808 | 0.036696 | 0.03817
Program Specific1-in-2Size: 20 kW to 199.99 kWOther2018July Monthly Peak | Program Specific | 1-in-2 | Size: 20 kW to 199.99 kW | Other | 2018 | July Monthly Peak | 7 | 15.7137 | 14.8856 | 14.3778 | 14.2724 | 14.7086 | 16.313 | 18.5954 | 21.7053 | 25.6233 | 28.7228 | 31.0599 | 32.6313 | 33.4126 | 34.065 | 34.1566 | 33.475 | 32.219 | 29.9424 | 27.0232 | 25.3335 | 24.4823 | 22.6732 | 19.9335 | 17.6898 | 0 | 0 | 0 | 0 | 0 | 0 | 0 | 0 | 0 | 0 | 0 | 0 | 0 | 0 | 0.32562 | 0.32385 | 0.3199 | 0.23005 | 0 | 0 | 0 | 0 | 0 | 0 | 75.7941 | 74.4066 | 73.4442 | 72.5014 | 71.4647 | 70.5078 | 69.7085 | 70.1713 | 73.4806 | 77.9151 | 82.356 | 85.7653 | 88.7976 | 90.5015 | 91.4484 | 91.8968 | 91.8204 | 90.818 | 89.6496 | 88.297 | 85.6983 | 82.1078 | 79.6024 | 77.7906 | 0.036224 | 0.036965 | 0.034996 | 0.030478 | 0.031237 | 0.033578 | 0.03948 | 0.047986 | 0.056577 | 0.0618 | 0.064634 | 0.067277 | 0.068966 | 0.06962 | 0.0683 | 0.062737 | 0.057438 | 0.053123 | 0.047444 | 0.045377 | 0.045456 | 0.04195 | 0.039762 | 0.041348
Program Specific1-in-2Size: 20 kW to 199.99 kWOther2018August Monthly Peak | Program Specific | 1-in-2 | Size: 20 kW to 199.99 kW | Other | 2018 | August Monthly Peak | 8 | 15.5426 | 14.7047 | 14.2115 | 14.1385 | 14.613 | 16.0785 | 18.2829 | 21.0785 | 24.9247 | 27.9959 | 30.3459 | 31.8956 | 32.7209 | 33.3951 | 33.4985 | 32.8651 | 31.596 | 29.3109 | 26.3961 | 25.089 | 24.1707 | 22.2428 | 19.5506 | 17.2889 | 0 | 0 | 0 | 0 | 0 | 0 | 0 | 0 | 0 | 0 | 0 | 0 | 0 | 0 | 0.31935 | 0.31795 | 0.31372 | 0.2252 | 0 | 0 | 0 | 0 | 0 | 0 | 74.1573 | 72.9937 | 71.4888 | 70.2215 | 69.1954 | 68.2394 | 67.6409 | 67.025 | 69.3344 | 74.5421 | 80.1982 | 84.7552 | 88.245 | 90.2975 | 91.5733 | 92.2219 | 92.0684 | 91.4624 | 90.02 | 87.4419 | 83.6268 | 80.3542 | 78.0338 | 76.2855 | 0.035829 | 0.036516 | 0.034591 | 0.030192 | 0.031034 | 0.033095 | 0.038816 | 0.0466 | 0.055035 | 0.060236 | 0.063149 | 0.06576 | 0.067539 | 0.06825 | 0.066984 | 0.061594 | 0.056327 | 0.052003 | 0.046343 | 0.044939 | 0.044877 | 0.041154 | 0.038998 | 0.040411
Program Specific1-in-2Size: 20 kW to 199.99 kWOther2018September Monthly Peak | Program Specific | 1-in-2 | Size: 20 kW to 199.99 kW | Other | 2018 | September Monthly Peak | 9 | 15.2086 | 14.4707 | 14.0157 | 13.9299 | 14.4449 | 15.8854 | 18.2954 | 20.6981 | 24.4446 | 27.4968 | 29.8705 | 31.3597 | 32.2092 | 32.8738 | 32.8842 | 32.1551 | 30.762 | 28.3645 | 25.6828 | 24.988 | 23.4612 | 21.5247 | 18.8241 | 16.7964 | 0 | 0 | 0 | 0 | 0 | 0 | 0 | 0 | 0 | 0 | 0 | 0 | 0 | 0 | 0.31349 | 0.31108 | 0.30543 | 0.21793 | 0 | 0 | 0 | 0 | 0 | 0 | 72.5031 | 71.2624 | 69.9105 | 68.5883 | 67.4446 | 66.5063 | 65.9536 | 65.63 | 68.0431 | 73.2979 | 78.8537 | 83.6696 | 87.6416 | 89.9765 | 91.2758 | 91.7119 | 91.6051 | 90.7647 | 89.343 | 86.5361 | 82.3947 | 79.3474 | 77.0378 | 75.4527 | 0.035059 | 0.035935 | 0.034115 | 0.029747 | 0.030677 | 0.032697 | 0.038843 | 0.045759 | 0.053975 | 0.059162 | 0.062159 | 0.064655 | 0.066483 | 0.067185 | 0.065755 | 0.060263 | 0.054841 | 0.050324 | 0.045091 | 0.044758 | 0.04356 | 0.039825 | 0.037549 | 0.039259
Program Specific1-in-2Size: 20 kW to 199.99 kWOther2018October Monthly Peak | Program Specific | 1-in-2 | Size: 20 kW to 199.99 kW | Other | 2018 | October Monthly Peak | 10 | 13.5874 | 12.9414 | 12.6111 | 12.5823 | 13.0446 | 14.269 | 16.5485 | 18.2276 | 20.8203 | 23.2861 | 25.1232 | 26.4191 | 27.1174 | 27.8053 | 27.9769 | 27.4217 | 26.1165 | 24.1618 | 22.896 | 22.0877 | 20.6414 | 18.9692 | 16.643 | 14.9013 | 0 | 0 | 0 | 0 | 0 | 0 | 0 | 0 | 0 | 0 | 0 | 0 | 0 | 0 | 0.26671 | 0.26529 | 0.25931 | 0.18564 | 0 | 0 | 0 | 0 | 0 | 0 | 64.0173 | 63.0484 | 62.0997 | 61.0825 | 60.1087 | 59.354 | 58.4945 | 57.8964 | 58.759 | 63.1326 | 69.3412 | 75.7001 | 80.6598 | 83.6679 | 84.8908 | 85.7758 | 85.834 | 84.9872 | 82.7829 | 78.2158 | 74.1248 | 70.9329 | 68.3988 | 66.3495 | 0.031322 | 0.032137 | 0.030696 | 0.026869 | 0.027703 | 0.02937 | 0.035134 | 0.040297 | 0.045972 | 0.050103 | 0.05228 | 0.054469 | 0.055973 | 0.056826 | 0.055943 | 0.051392 | 0.046559 | 0.042868 | 0.040198 | 0.039563 | 0.038325 | 0.035097 | 0.033198 | 0.03483
Program Specific1-in-2Size: 20 kW to 199.99 kWOther2018November Monthly Peak | Program Specific | 1-in-2 | Size: 20 kW to 199.99 kW | Other | 2018 | November Monthly Peak | 11 | 12.2351 | 11.7285 | 11.5492 | 11.5676 | 12.0675 | 13.2383 | 14.8445 | 16.5329 | 18.8167 | 20.4886 | 21.6906 | 22.4014 | 22.7834 | 23.1459 | 23.0945 | 22.461 | 21.5989 | 21.2731 | 19.8723 | 18.8901 | 17.821 | 16.4844 | 14.7103 | 13.264 | 0 | 0 | 0 | 0 | 0 | 0 | 0 | 0 | 0 | 0 | 0 | 0 | 0 | 0 | 0.22016 | 0.2173 | 0.21446 | 0.16344 | 0 | 0 | 0 | 0 | 0 | 0 | 55.6625 | 54.7352 | 53.8707 | 52.9209 | 51.8753 | 51.2699 | 50.9909 | 50.9475 | 53.2389 | 58.2758 | 63.1697 | 67.515 | 70.3588 | 71.8413 | 72.4468 | 72.3406 | 70.985 | 68.1242 | 64.6224 | 62.4699 | 60.7966 | 59.4332 | 58.3023 | 57.1854 | 0.028205 | 0.029125 | 0.028111 | 0.024702 | 0.025628 | 0.027249 | 0.031516 | 0.036551 | 0.041548 | 0.044083 | 0.045137 | 0.046185 | 0.047027 | 0.047304 | 0.04618 | 0.042095 | 0.038505 | 0.037742 | 0.034889 | 0.033836 | 0.033088 | 0.030499 | 0.029343 | 0.031003
Program Specific1-in-2Size: 20 kW to 199.99 kWOther2018December Monthly Peak | Program Specific | 1-in-2 | Size: 20 kW to 199.99 kW | Other | 2018 | December Monthly Peak | 12 | 12.0817 | 11.7364 | 11.6045 | 11.6918 | 12.1799 | 13.7672 | 16.2476 | 17.8268 | 19.9014 | 20.9568 | 21.3292 | 21.3752 | 21.1121 | 21.1435 | 20.837 | 20.076 | 19.7922 | 19.7521 | 18.5285 | 17.689 | 16.8884 | 15.8339 | 14.5085 | 13.1599 | 0 | 0 | 0 | 0 | 0 | 0 | 0 | 0 | 0 | 0 | 0 | 0 | 0 | 0 | 0.19864 | 0.19423 | 0.19652 | 0.15176 | 0 | 0 | 0 | 0 | 0 | 0 | 46.6118 | 45.9894 | 45.6129 | 45.0371 | 44.506 | 44.0581 | 43.7613 | 43.6632 | 44.3624 | 47.6497 | 51.3144 | 54.5029 | 56.5224 | 57.4192 | 58.1096 | 58.347 | 57.636 | 55.2344 | 52.2439 | 50.208 | 48.7388 | 46.8854 | 45.1244 | 43.8742 | 0.027851 | 0.029145 | 0.028246 | 0.024967 | 0.025867 | 0.028337 | 0.034495 | 0.039411 | 0.043943 | 0.045091 | 0.044385 | 0.04407 | 0.043577 | 0.043211 | 0.041666 | 0.037625 | 0.035284 | 0.035044 | 0.03253 | 0.031684 | 0.031356 | 0.029296 | 0.02894 | 0.03076
Program Specific1-in-2Size: 20 kW to 199.99 kWOther2018Typical Event Day | Program Specific | 1-in-2 | Size: 20 kW to 199.99 kW | Other | 2018 | Typical Event Day | 8 | 15.4241 | 14.5895 | 14.1033 | 14.0329 | 14.5083 | 15.9363 | 18.0869 | 20.8235 | 24.5786 | 27.5823 | 29.8892 | 31.413 | 32.2483 | 32.9342 | 33.0606 | 32.4582 | 31.2057 | 28.9646 | 26.1112 | 24.8335 | 23.9399 | 22.0361 | 19.3649 | 17.1277 | 0 | 0 | 0 | 0 | 0 | 0 | 0 | 0 | 0 | 0 | 0 | 0 | 0 | 0 | 0.31517 | 0.31402 | 0.30984 | 0.22254 | 0 | 0 | 0 | 0 | 0 | 0 | 73.0741 | 71.7706 | 70.5245 | 69.3794 | 68.2969 | 67.3275 | 66.6088 | 66.7042 | 69.6265 | 74.5418 | 79.6416 | 83.9438 | 87.3549 | 89.2981 | 90.3927 | 90.8648 | 90.8116 | 90.1146 | 88.8568 | 86.6901 | 83.2918 | 79.7829 | 77.3229 | 75.5252 | 0.035556 | 0.03623 | 0.034328 | 0.029967 | 0.030811 | 0.032802 | 0.0384 | 0.046036 | 0.05427 | 0.059346 | 0.062198 | 0.064765 | 0.066563 | 0.067308 | 0.066108 | 0.060831 | 0.055632 | 0.051389 | 0.045843 | 0.044481 | 0.044449 | 0.040771 | 0.038627 | 0.040034
Program Specific1-in-2Size: 20 kW to 199.99 kWOther2019January Monthly Peak | Program Specific | 1-in-2 | Size: 20 kW to 199.99 kW | Other | 2019 | January Monthly Peak | 1 | 11.4341 | 11.373 | 11.2877 | 11.4597 | 11.7129 | 14.2462 | 17.963 | 19.7729 | 21.9057 | 22.8343 | 22.5821 | 22.4214 | 21.4624 | 21.3021 | 20.5883 | 19.2666 | 18.9367 | 18.6373 | 17.3301 | 16.3269 | 15.6674 | 14.5279 | 13.5511 | 12.4722 | 0 | 0 | 0 | 0 | 0 | 0 | 0 | 0 | 0 | 0 | 0 | 0 | 0 | 0 | 0.19627 | 0.18639 | 0.18802 | 0.14319 | 0 | 0 | 0 | 0 | 0 | 0 | 42.4938 | 42.0574 | 41.4198 | 40.7616 | 40.0881 | 39.6306 | 39.5479 | 39.3144 | 39.5977 | 42.0208 | 45.6058 | 48.3183 | 50.2781 | 51.5597 | 52.4091 | 52.8157 | 52.5336 | 51.2284 | 49.3009 | 47.9474 | 46.73 | 45.8169 | 44.9556 | 44.3565 | 0.026358 | 0.028242 | 0.027475 | 0.024472 | 0.024875 | 0.029323 | 0.038137 | 0.043713 | 0.048369 | 0.04913 | 0.046992 | 0.046227 | 0.0443 | 0.043536 | 0.041168 | 0.036108 | 0.033759 | 0.033066 | 0.030426 | 0.029244 | 0.029089 | 0.026879 | 0.027031 | 0.029152
Program Specific1-in-2Size: 20 kW to 199.99 kWOther2019February Monthly Peak | Program Specific | 1-in-2 | Size: 20 kW to 199.99 kW | Other | 2019 | February Monthly Peak | 2 | 11.8196 | 11.5368 | 11.3868 | 11.5498 | 11.941 | 13.8019 | 16.554 | 18.0958 | 20.2904 | 21.4673 | 21.8788 | 22.0948 | 21.7759 | 21.9016 | 21.6075 | 20.7725 | 20.0654 | 19.3774 | 18.7489 | 17.7187 | 16.8615 | 15.5952 | 14.1658 | 12.8727 | 0 | 0 | 0 | 0 | 0 | 0 | 0 | 0 | 0 | 0 | 0 | 0 | 0 | 0 | 0.20599 | 0.20096 | 0.19923 | 0.14888 | 0 | 0 | 0 | 0 | 0 | 0 | 47.2375 | 46.7573 | 46.4164 | 46.0285 | 45.8317 | 45.8173 | 45.8203 | 45.7808 | 46.0234 | 47.8545 | 49.9908 | 51.9053 | 52.7694 | 52.7458 | 52.8064 | 52.4693 | 51.8 | 50.6587 | 49.1277 | 47.6719 | 46.3038 | 45.2941 | 44.0526 | 43.0972 | 0.027247 | 0.028649 | 0.027716 | 0.024664 | 0.025359 | 0.028409 | 0.035146 | 0.040006 | 0.044802 | 0.046189 | 0.045529 | 0.045553 | 0.044947 | 0.044761 | 0.043206 | 0.038931 | 0.035771 | 0.034379 | 0.032917 | 0.031737 | 0.031307 | 0.028854 | 0.028257 | 0.030088
Program Specific1-in-2Size: 20 kW to 199.99 kWOther2019March Monthly Peak | Program Specific | 1-in-2 | Size: 20 kW to 199.99 kW | Other | 2019 | March Monthly Peak | 3 | 11.9678 | 11.6564 | 11.4536 | 11.5586 | 11.8889 | 13.7317 | 16.6634 | 18.2407 | 20.2442 | 21.5315 | 21.9838 | 22.2789 | 22.1048 | 22.3689 | 22.1988 | 21.431 | 20.8217 | 19.5272 | 18.4596 | 18.1984 | 17.4153 | 16.1197 | 14.6013 | 13.2088 | 0 | 0 | 0 | 0 | 0 | 0 | 0 | 0 | 0 | 0 | 0 | 0 | 0 | 0 | 0.21163 | 0.20733 | 0.20674 | 0.15003 | 0 | 0 | 0 | 0 | 0 | 0 | 46.8203 | 46.3656 | 45.9562 | 45.637 | 45.2401 | 44.7943 | 44.3873 | 44.1603 | 45.8953 | 48.2292 | 50.495 | 52.5699 | 54.1849 | 55.2847 | 55.7953 | 56.2344 | 56.0757 | 55.4068 | 53.7704 | 51.4809 | 49.9107 | 48.7025 | 47.8376 | 46.9188 | 0.027589 | 0.028946 | 0.027879 | 0.024683 | 0.025249 | 0.028264 | 0.035378 | 0.040326 | 0.0447 | 0.046327 | 0.045747 | 0.045933 | 0.045626 | 0.045716 | 0.044389 | 0.040165 | 0.03712 | 0.034645 | 0.032409 | 0.032597 | 0.032335 | 0.029825 | 0.029125 | 0.030874
Program Specific1-in-2Size: 20 kW to 199.99 kWOther2019April Monthly Peak | Program Specific | 1-in-2 | Size: 20 kW to 199.99 kW | Other | 2019 | April Monthly Peak | 4 | 12.8536 | 12.235 | 11.883 | 11.885 | 12.3368 | 13.4293 | 15.1474 | 16.9286 | 19.5585 | 21.6841 | 23.4407 | 24.6113 | 25.3598 | 26.0317 | 26.223 | 25.818 | 24.6936 | 22.9249 | 21.0662 | 20.6899 | 19.8943 | 18.3241 | 16.1048 | 14.3047 | 0 | 0 | 0 | 0 | 0 | 0 | 0 | 0 | 0 | 0 | 0 | 0 | 0 | 0 | 0.24999 | 0.24978 | 0.24518 | 0.17613 | 0 | 0 | 0 | 0 | 0 | 0 | 62.1141 | 60.8931 | 59.4323 | 58.2086 | 57.2847 | 56.6224 | 56.0604 | 56.1542 | 58.7786 | 62.8278 | 68.0955 | 72.5205 | 75.9055 | 78.3283 | 79.4548 | 80.0945 | 80.1072 | 79.755 | 78.5046 | 76.1423 | 72.3587 | 69.2184 | 67.0275 | 64.7661 | 0.029631 | 0.030383 | 0.028924 | 0.02538 | 0.0262 | 0.027642 | 0.032159 | 0.037425 | 0.043186 | 0.046656 | 0.048779 | 0.050741 | 0.052345 | 0.053202 | 0.052436 | 0.048387 | 0.044022 | 0.040673 | 0.036985 | 0.037059 | 0.036937 | 0.033903 | 0.032125 | 0.033436
Program Specific1-in-2Size: 20 kW to 199.99 kWOther2019May Monthly Peak | Program Specific | 1-in-2 | Size: 20 kW to 199.99 kW | Other | 2019 | May Monthly Peak | 5 | 13.4264 | 12.7282 | 12.3551 | 12.3284 | 12.8338 | 13.9034 | 15.287 | 17.5139 | 20.5118 | 22.8175 | 24.7042 | 25.9133 | 26.6436 | 27.255 | 27.4122 | 27.0289 | 25.8126 | 24.0115 | 22.0143 | 21.2168 | 20.7435 | 19.1898 | 16.816 | 14.9494 | 0 | 0 | 0 | 0 | 0 | 0 | 0 | 0 | 0 | 0 | 0 | 0 | 0 | 0 | 0.26133 | 0.26149 | 0.25629 | 0.18448 | 0 | 0 | 0 | 0 | 0 | 0 | 65.8897 | 64.7428 | 63.8564 | 62.8874 | 62.0445 | 61.2816 | 60.5095 | 60.9147 | 63.4048 | 67.1836 | 70.9409 | 74.6563 | 77.841 | 80.4843 | 81.592 | 82.0827 | 81.9305 | 81.3935 | 80.105 | 77.7991 | 74.4207 | 71.5841 | 69.1214 | 67.4413 | 0.030951 | 0.031608 | 0.030073 | 0.026327 | 0.027255 | 0.028618 | 0.032456 | 0.038719 | 0.045291 | 0.049094 | 0.051409 | 0.053426 | 0.054995 | 0.055702 | 0.054813 | 0.050656 | 0.046017 | 0.042601 | 0.03865 | 0.038003 | 0.038514 | 0.035505 | 0.033543 | 0.034942
Program Specific1-in-2Size: 20 kW to 199.99 kWOther2019June Monthly Peak | Program Specific | 1-in-2 | Size: 20 kW to 199.99 kW | Other | 2019 | June Monthly Peak | 6 | 14.5708 | 13.815 | 13.3367 | 13.264 | 13.6801 | 14.8879 | 16.6364 | 19.5036 | 23.0351 | 25.8518 | 27.984 | 29.4051 | 30.1391 | 30.8097 | 30.9445 | 30.4296 | 29.236 | 27.1914 | 24.7908 | 23.3535 | 22.6399 | 20.9748 | 18.3964 | 16.3303 | 0 | 0 | 0 | 0 | 0 | 0 | 0 | 0 | 0 | 0 | 0 | 0 | 0 | 0 | 0.295 | 0.29439 | 0.29028 | 0.20891 | 0 | 0 | 0 | 0 | 0 | 0 | 69.842 | 68.4196 | 67.2543 | 66.2062 | 65.0827 | 64.0565 | 63.1321 | 63.9905 | 67.6479 | 72.4119 | 77.1587 | 81.5851 | 84.7353 | 86.4167 | 87.2732 | 87.6285 | 87.7524 | 87.4133 | 86.4147 | 84.4853 | 81.4475 | 77.3223 | 74.6175 | 72.5718 | 0.033589 | 0.034306 | 0.032462 | 0.028325 | 0.029053 | 0.030644 | 0.035321 | 0.043118 | 0.050862 | 0.055623 | 0.058234 | 0.060625 | 0.06221 | 0.062967 | 0.061877 | 0.057029 | 0.05212 | 0.048243 | 0.043525 | 0.04183 | 0.042035 | 0.038808 | 0.036696 | 0.03817
Program Specific1-in-2Size: 20 kW to 199.99 kWOther2019July Monthly Peak | Program Specific | 1-in-2 | Size: 20 kW to 199.99 kW | Other | 2019 | July Monthly Peak | 7 | 15.7137 | 14.8856 | 14.3778 | 14.2724 | 14.7086 | 16.313 | 18.5954 | 21.7053 | 25.6233 | 28.7228 | 31.0599 | 32.6313 | 33.4126 | 34.065 | 34.1566 | 33.475 | 32.219 | 29.9424 | 27.0232 | 25.3335 | 24.4823 | 22.6732 | 19.9335 | 17.6898 | 0 | 0 | 0 | 0 | 0 | 0 | 0 | 0 | 0 | 0 | 0 | 0 | 0 | 0 | 0.32562 | 0.32385 | 0.3199 | 0.23005 | 0 | 0 | 0 | 0 | 0 | 0 | 75.7941 | 74.4066 | 73.4442 | 72.5014 | 71.4647 | 70.5078 | 69.7085 | 70.1713 | 73.4806 | 77.9151 | 82.356 | 85.7653 | 88.7976 | 90.5015 | 91.4484 | 91.8968 | 91.8204 | 90.818 | 89.6496 | 88.297 | 85.6983 | 82.1077 | 79.6024 | 77.7906 | 0.036224 | 0.036965 | 0.034996 | 0.030478 | 0.031237 | 0.033578 | 0.03948 | 0.047986 | 0.056577 | 0.0618 | 0.064634 | 0.067277 | 0.068966 | 0.06962 | 0.0683 | 0.062737 | 0.057438 | 0.053123 | 0.047444 | 0.045377 | 0.045456 | 0.04195 | 0.039762 | 0.041348
Program Specific1-in-2Size: 20 kW to 199.99 kWOther2019August Monthly Peak | Program Specific | 1-in-2 | Size: 20 kW to 199.99 kW | Other | 2019 | August Monthly Peak | 8 | 15.5426 | 14.7047 | 14.2115 | 14.1385 | 14.613 | 16.0785 | 18.2829 | 21.0785 | 24.9247 | 27.9959 | 30.3459 | 31.8956 | 32.7209 | 33.3951 | 33.4985 | 32.8651 | 31.596 | 29.3109 | 26.3961 | 25.089 | 24.1707 | 22.2428 | 19.5506 | 17.2889 | 0 | 0 | 0 | 0 | 0 | 0 | 0 | 0 | 0 | 0 | 0 | 0 | 0 | 0 | 0.31935 | 0.31795 | 0.31372 | 0.2252 | 0 | 0 | 0 | 0 | 0 | 0 | 74.1573 | 72.9937 | 71.4888 | 70.2215 | 69.1955 | 68.2394 | 67.6409 | 67.025 | 69.3344 | 74.5421 | 80.1982 | 84.7552 | 88.245 | 90.2975 | 91.5733 | 92.2219 | 92.0684 | 91.4624 | 90.02 | 87.4419 | 83.6268 | 80.3542 | 78.0338 | 76.2855 | 0.035829 | 0.036516 | 0.034591 | 0.030192 | 0.031034 | 0.033095 | 0.038816 | 0.0466 | 0.055035 | 0.060236 | 0.063149 | 0.06576 | 0.067539 | 0.06825 | 0.066984 | 0.061594 | 0.056327 | 0.052003 | 0.046343 | 0.044939 | 0.044877 | 0.041154 | 0.038998 | 0.040411
Program Specific1-in-2Size: 20 kW to 199.99 kWOther2019September Monthly Peak | Program Specific | 1-in-2 | Size: 20 kW to 199.99 kW | Other | 2019 | September Monthly Peak | 9 | 15.2086 | 14.4707 | 14.0157 | 13.9299 | 14.4449 | 15.8854 | 18.2954 | 20.6981 | 24.4446 | 27.4968 | 29.8705 | 31.3597 | 32.2092 | 32.8738 | 32.8842 | 32.1551 | 30.762 | 28.3645 | 25.6828 | 24.988 | 23.4612 | 21.5247 | 18.8241 | 16.7964 | 0 | 0 | 0 | 0 | 0 | 0 | 0 | 0 | 0 | 0 | 0 | 0 | 0 | 0 | 0.31349 | 0.31108 | 0.30543 | 0.21793 | 0 | 0 | 0 | 0 | 0 | 0 | 72.5031 | 71.2624 | 69.9105 | 68.5883 | 67.4446 | 66.5063 | 65.9536 | 65.63 | 68.0431 | 73.2979 | 78.8537 | 83.6696 | 87.6416 | 89.9765 | 91.2758 | 91.7119 | 91.6051 | 90.7647 | 89.343 | 86.5361 | 82.3947 | 79.3474 | 77.0378 | 75.4527 | 0.035059 | 0.035935 | 0.034115 | 0.029747 | 0.030677 | 0.032697 | 0.038843 | 0.045759 | 0.053975 | 0.059162 | 0.062159 | 0.064655 | 0.066483 | 0.067185 | 0.065755 | 0.060263 | 0.054841 | 0.050324 | 0.045091 | 0.044758 | 0.04356 | 0.039825 | 0.037549 | 0.039259
Program Specific1-in-2Size: 20 kW to 199.99 kWOther2019October Monthly Peak | Program Specific | 1-in-2 | Size: 20 kW to 199.99 kW | Other | 2019 | October Monthly Peak | 10 | 13.5874 | 12.9414 | 12.6111 | 12.5823 | 13.0446 | 14.269 | 16.5485 | 18.2276 | 20.8203 | 23.2861 | 25.1232 | 26.4191 | 27.1174 | 27.8053 | 27.9769 | 27.4217 | 26.1165 | 24.1618 | 22.896 | 22.0877 | 20.6414 | 18.9692 | 16.643 | 14.9013 | 0 | 0 | 0 | 0 | 0 | 0 | 0 | 0 | 0 | 0 | 0 | 0 | 0 | 0 | 0.26671 | 0.26529 | 0.25931 | 0.18564 | 0 | 0 | 0 | 0 | 0 | 0 | 64.0173 | 63.0484 | 62.0997 | 61.0825 | 60.1087 | 59.354 | 58.4945 | 57.8964 | 58.759 | 63.1326 | 69.3412 | 75.7001 | 80.6598 | 83.6679 | 84.8908 | 85.7758 | 85.834 | 84.9872 | 82.7829 | 78.2158 | 74.1248 | 70.9329 | 68.3988 | 66.3495 | 0.031322 | 0.032137 | 0.030696 | 0.026869 | 0.027703 | 0.02937 | 0.035134 | 0.040297 | 0.045972 | 0.050103 | 0.05228 | 0.054469 | 0.055973 | 0.056826 | 0.055943 | 0.051392 | 0.046559 | 0.042868 | 0.040198 | 0.039563 | 0.038325 | 0.035097 | 0.033198 | 0.03483
Program Specific1-in-2Size: 20 kW to 199.99 kWOther2019November Monthly Peak | Program Specific | 1-in-2 | Size: 20 kW to 199.99 kW | Other | 2019 | November Monthly Peak | 11 | 12.2351 | 11.7285 | 11.5492 | 11.5676 | 12.0675 | 13.2383 | 14.8445 | 16.5329 | 18.8167 | 20.4886 | 21.6906 | 22.4014 | 22.7834 | 23.1459 | 23.0945 | 22.461 | 21.5989 | 21.2731 | 19.8723 | 18.8901 | 17.821 | 16.4844 | 14.7103 | 13.264 | 0 | 0 | 0 | 0 | 0 | 0 | 0 | 0 | 0 | 0 | 0 | 0 | 0 | 0 | 0.22016 | 0.2173 | 0.21446 | 0.16344 | 0 | 0 | 0 | 0 | 0 | 0 | 55.6625 | 54.7352 | 53.8707 | 52.9209 | 51.8753 | 51.2699 | 50.9909 | 50.9475 | 53.2389 | 58.2758 | 63.1697 | 67.515 | 70.3588 | 71.8413 | 72.4468 | 72.3406 | 70.985 | 68.1242 | 64.6224 | 62.4699 | 60.7966 | 59.4332 | 58.3023 | 57.1854 | 0.028205 | 0.029125 | 0.028111 | 0.024702 | 0.025628 | 0.027249 | 0.031516 | 0.036551 | 0.041548 | 0.044083 | 0.045137 | 0.046185 | 0.047027 | 0.047304 | 0.04618 | 0.042095 | 0.038505 | 0.037742 | 0.034889 | 0.033836 | 0.033088 | 0.030499 | 0.029343 | 0.031003
Program Specific1-in-2Size: 20 kW to 199.99 kWOther2019December Monthly Peak | Program Specific | 1-in-2 | Size: 20 kW to 199.99 kW | Other | 2019 | December Monthly Peak | 12 | 12.0817 | 11.7364 | 11.6045 | 11.6918 | 12.1799 | 13.7672 | 16.2476 | 17.8268 | 19.9014 | 20.9568 | 21.3292 | 21.3752 | 21.1121 | 21.1435 | 20.837 | 20.076 | 19.7922 | 19.7521 | 18.5285 | 17.689 | 16.8884 | 15.8339 | 14.5085 | 13.1599 | 0 | 0 | 0 | 0 | 0 | 0 | 0 | 0 | 0 | 0 | 0 | 0 | 0 | 0 | 0.19864 | 0.19423 | 0.19652 | 0.15176 | 0 | 0 | 0 | 0 | 0 | 0 | 46.6118 | 45.9894 | 45.6129 | 45.0371 | 44.506 | 44.0581 | 43.7613 | 43.6632 | 44.3624 | 47.6497 | 51.3144 | 54.5029 | 56.5224 | 57.4192 | 58.1096 | 58.347 | 57.636 | 55.2344 | 52.2439 | 50.208 | 48.7388 | 46.8854 | 45.1244 | 43.8742 | 0.027851 | 0.029145 | 0.028246 | 0.024967 | 0.025867 | 0.028337 | 0.034495 | 0.039411 | 0.043943 | 0.045091 | 0.044385 | 0.04407 | 0.043577 | 0.043211 | 0.041666 | 0.037625 | 0.035284 | 0.035044 | 0.03253 | 0.031684 | 0.031356 | 0.029296 | 0.02894 | 0.03076
Program Specific1-in-2Size: 20 kW to 199.99 kWOther2019Typical Event Day | Program Specific | 1-in-2 | Size: 20 kW to 199.99 kW | Other | 2019 | Typical Event Day | 8 | 15.4241 | 14.5895 | 14.1033 | 14.0329 | 14.5083 | 15.9363 | 18.0869 | 20.8235 | 24.5786 | 27.5824 | 29.8892 | 31.413 | 32.2483 | 32.9342 | 33.0606 | 32.4582 | 31.2057 | 28.9646 | 26.1112 | 24.8335 | 23.9399 | 22.0361 | 19.3649 | 17.1277 | 0 | 0 | 0 | 0 | 0 | 0 | 0 | 0 | 0 | 0 | 0 | 0 | 0 | 0 | 0.31517 | 0.31402 | 0.30984 | 0.22254 | 0 | 0 | 0 | 0 | 0 | 0 | 73.0741 | 71.7706 | 70.5245 | 69.3794 | 68.2969 | 67.3275 | 66.6088 | 66.7042 | 69.6265 | 74.5418 | 79.6416 | 83.9438 | 87.3549 | 89.2981 | 90.3927 | 90.8648 | 90.8116 | 90.1146 | 88.8568 | 86.6901 | 83.2919 | 79.7829 | 77.3229 | 75.5252 | 0.035556 | 0.03623 | 0.034328 | 0.029967 | 0.030811 | 0.032802 | 0.0384 | 0.046036 | 0.05427 | 0.059346 | 0.062198 | 0.064765 | 0.066563 | 0.067308 | 0.066108 | 0.060831 | 0.055632 | 0.051389 | 0.045843 | 0.044481 | 0.044449 | 0.040771 | 0.038627 | 0.040034
Program Specific1-in-2Size: 20 kW to 199.99 kWOther2020January Monthly Peak | Program Specific | 1-in-2 | Size: 20 kW to 199.99 kW | Other | 2020 | January Monthly Peak | 1 | 11.4341 | 11.373 | 11.2877 | 11.4597 | 11.7129 | 14.2462 | 17.963 | 19.7729 | 21.9057 | 22.8343 | 22.5821 | 22.4214 | 21.4624 | 21.3021 | 20.5883 | 19.2666 | 18.9367 | 18.6373 | 17.3301 | 16.3269 | 15.6674 | 14.5279 | 13.5511 | 12.4722 | 0 | 0 | 0 | 0 | 0 | 0 | 0 | 0 | 0 | 0 | 0 | 0 | 0 | 0 | 0.19627 | 0.18639 | 0.18802 | 0.14319 | 0 | 0 | 0 | 0 | 0 | 0 | 42.4938 | 42.0574 | 41.4198 | 40.7616 | 40.0881 | 39.6306 | 39.5479 | 39.3144 | 39.5977 | 42.0208 | 45.6058 | 48.3183 | 50.2781 | 51.5597 | 52.4091 | 52.8157 | 52.5336 | 51.2284 | 49.3009 | 47.9474 | 46.73 | 45.8169 | 44.9556 | 44.3565 | 0.026358 | 0.028242 | 0.027475 | 0.024472 | 0.024875 | 0.029323 | 0.038137 | 0.043713 | 0.048369 | 0.04913 | 0.046992 | 0.046227 | 0.0443 | 0.043536 | 0.041168 | 0.036108 | 0.033759 | 0.033066 | 0.030426 | 0.029244 | 0.029089 | 0.026879 | 0.027031 | 0.029152
Program Specific1-in-2Size: 20 kW to 199.99 kWOther2020February Monthly Peak | Program Specific | 1-in-2 | Size: 20 kW to 199.99 kW | Other | 2020 | February Monthly Peak | 2 | 11.8196 | 11.5368 | 11.3868 | 11.5498 | 11.941 | 13.8019 | 16.554 | 18.0958 | 20.2904 | 21.4673 | 21.8788 | 22.0948 | 21.7759 | 21.9016 | 21.6075 | 20.7725 | 20.0654 | 19.3774 | 18.7489 | 17.7187 | 16.8615 | 15.5952 | 14.1658 | 12.8727 | 0 | 0 | 0 | 0 | 0 | 0 | 0 | 0 | 0 | 0 | 0 | 0 | 0 | 0 | 0.20599 | 0.20096 | 0.19923 | 0.14888 | 0 | 0 | 0 | 0 | 0 | 0 | 47.2375 | 46.7573 | 46.4164 | 46.0285 | 45.8317 | 45.8173 | 45.8203 | 45.7808 | 46.0234 | 47.8545 | 49.9908 | 51.9053 | 52.7694 | 52.7458 | 52.8064 | 52.4693 | 51.8 | 50.6587 | 49.1277 | 47.6719 | 46.3038 | 45.2941 | 44.0526 | 43.0972 | 0.027247 | 0.028649 | 0.027716 | 0.024664 | 0.025359 | 0.028409 | 0.035146 | 0.040006 | 0.044802 | 0.046189 | 0.045529 | 0.045553 | 0.044947 | 0.044761 | 0.043206 | 0.038931 | 0.035771 | 0.034379 | 0.032917 | 0.031737 | 0.031307 | 0.028854 | 0.028257 | 0.030088
Program Specific1-in-2Size: 20 kW to 199.99 kWOther2020March Monthly Peak | Program Specific | 1-in-2 | Size: 20 kW to 199.99 kW | Other | 2020 | March Monthly Peak | 3 | 11.9678 | 11.6564 | 11.4536 | 11.5586 | 11.8889 | 13.7317 | 16.6634 | 18.2407 | 20.2442 | 21.5315 | 21.9838 | 22.2789 | 22.1048 | 22.3689 | 22.1988 | 21.431 | 20.8217 | 19.5272 | 18.4596 | 18.1984 | 17.4153 | 16.1197 | 14.6013 | 13.2088 | 0 | 0 | 0 | 0 | 0 | 0 | 0 | 0 | 0 | 0 | 0 | 0 | 0 | 0 | 0.21163 | 0.20733 | 0.20674 | 0.15003 | 0 | 0 | 0 | 0 | 0 | 0 | 46.8203 | 46.3656 | 45.9562 | 45.637 | 45.2401 | 44.7943 | 44.3873 | 44.1603 | 45.8953 | 48.2292 | 50.495 | 52.5699 | 54.1848 | 55.2847 | 55.7952 | 56.2344 | 56.0757 | 55.4068 | 53.7704 | 51.4809 | 49.9107 | 48.7025 | 47.8376 | 46.9188 | 0.027589 | 0.028946 | 0.027879 | 0.024683 | 0.025249 | 0.028264 | 0.035378 | 0.040326 | 0.0447 | 0.046327 | 0.045747 | 0.045933 | 0.045626 | 0.045716 | 0.044389 | 0.040165 | 0.03712 | 0.034645 | 0.032409 | 0.032597 | 0.032335 | 0.029825 | 0.029125 | 0.030874
Program Specific1-in-2Size: 20 kW to 199.99 kWOther2020April Monthly Peak | Program Specific | 1-in-2 | Size: 20 kW to 199.99 kW | Other | 2020 | April Monthly Peak | 4 | 12.8536 | 12.235 | 11.883 | 11.885 | 12.3368 | 13.4293 | 15.1474 | 16.9286 | 19.5585 | 21.6841 | 23.4407 | 24.6113 | 25.3598 | 26.0317 | 26.223 | 25.818 | 24.6936 | 22.9249 | 21.0662 | 20.6899 | 19.8943 | 18.3241 | 16.1048 | 14.3047 | 0 | 0 | 0 | 0 | 0 | 0 | 0 | 0 | 0 | 0 | 0 | 0 | 0 | 0 | 0.24999 | 0.24978 | 0.24518 | 0.17613 | 0 | 0 | 0 | 0 | 0 | 0 | 62.1141 | 60.8931 | 59.4323 | 58.2086 | 57.2847 | 56.6224 | 56.0604 | 56.1542 | 58.7786 | 62.8278 | 68.0955 | 72.5205 | 75.9055 | 78.3283 | 79.4548 | 80.0945 | 80.1072 | 79.755 | 78.5046 | 76.1423 | 72.3587 | 69.2184 | 67.0275 | 64.7661 | 0.029631 | 0.030383 | 0.028924 | 0.02538 | 0.0262 | 0.027642 | 0.032159 | 0.037425 | 0.043186 | 0.046656 | 0.048779 | 0.050741 | 0.052345 | 0.053202 | 0.052436 | 0.048387 | 0.044022 | 0.040673 | 0.036985 | 0.037059 | 0.036937 | 0.033903 | 0.032125 | 0.033436
Program Specific1-in-2Size: 20 kW to 199.99 kWOther2020May Monthly Peak | Program Specific | 1-in-2 | Size: 20 kW to 199.99 kW | Other | 2020 | May Monthly Peak | 5 | 13.4264 | 12.7282 | 12.3551 | 12.3284 | 12.8338 | 13.9034 | 15.287 | 17.5139 | 20.5118 | 22.8175 | 24.7042 | 25.9133 | 26.6436 | 27.255 | 27.4122 | 27.0289 | 25.8126 | 24.0115 | 22.0143 | 21.2168 | 20.7435 | 19.1898 | 16.816 | 14.9494 | 0 | 0 | 0 | 0 | 0 | 0 | 0 | 0 | 0 | 0 | 0 | 0 | 0 | 0 | 0.26133 | 0.26149 | 0.25629 | 0.18448 | 0 | 0 | 0 | 0 | 0 | 0 | 65.8897 | 64.7428 | 63.8564 | 62.8874 | 62.0445 | 61.2816 | 60.5095 | 60.9147 | 63.4048 | 67.1836 | 70.9409 | 74.6563 | 77.841 | 80.4843 | 81.592 | 82.0827 | 81.9305 | 81.3935 | 80.105 | 77.7991 | 74.4207 | 71.5841 | 69.1214 | 67.4413 | 0.030951 | 0.031608 | 0.030073 | 0.026327 | 0.027255 | 0.028618 | 0.032456 | 0.038719 | 0.045291 | 0.049094 | 0.051409 | 0.053426 | 0.054995 | 0.055702 | 0.054813 | 0.050656 | 0.046017 | 0.042601 | 0.03865 | 0.038003 | 0.038514 | 0.035505 | 0.033543 | 0.034942
Program Specific1-in-2Size: 20 kW to 199.99 kWOther2020June Monthly Peak | Program Specific | 1-in-2 | Size: 20 kW to 199.99 kW | Other | 2020 | June Monthly Peak | 6 | 14.5708 | 13.815 | 13.3367 | 13.264 | 13.6801 | 14.8879 | 16.6364 | 19.5036 | 23.0351 | 25.8518 | 27.984 | 29.4051 | 30.1391 | 30.8097 | 30.9445 | 30.4296 | 29.236 | 27.1914 | 24.7908 | 23.3535 | 22.6399 | 20.9748 | 18.3964 | 16.3303 | 0 | 0 | 0 | 0 | 0 | 0 | 0 | 0 | 0 | 0 | 0 | 0 | 0 | 0 | 0.295 | 0.29439 | 0.29028 | 0.20891 | 0 | 0 | 0 | 0 | 0 | 0 | 69.842 | 68.4196 | 67.2543 | 66.2062 | 65.0827 | 64.0565 | 63.1321 | 63.9905 | 67.6479 | 72.4119 | 77.1587 | 81.5851 | 84.7353 | 86.4167 | 87.2732 | 87.6285 | 87.7524 | 87.4133 | 86.4147 | 84.4853 | 81.4475 | 77.3223 | 74.6175 | 72.5718 | 0.033589 | 0.034306 | 0.032462 | 0.028325 | 0.029053 | 0.030644 | 0.035321 | 0.043118 | 0.050862 | 0.055623 | 0.058234 | 0.060625 | 0.06221 | 0.062967 | 0.061877 | 0.057029 | 0.05212 | 0.048243 | 0.043525 | 0.04183 | 0.042035 | 0.038808 | 0.036696 | 0.03817
Program Specific1-in-2Size: 20 kW to 199.99 kWOther2020July Monthly Peak | Program Specific | 1-in-2 | Size: 20 kW to 199.99 kW | Other | 2020 | July Monthly Peak | 7 | 15.7137 | 14.8856 | 14.3778 | 14.2724 | 14.7086 | 16.313 | 18.5954 | 21.7053 | 25.6233 | 28.7228 | 31.0599 | 32.6313 | 33.4126 | 34.065 | 34.1566 | 33.475 | 32.219 | 29.9424 | 27.0232 | 25.3335 | 24.4823 | 22.6732 | 19.9335 | 17.6898 | 0 | 0 | 0 | 0 | 0 | 0 | 0 | 0 | 0 | 0 | 0 | 0 | 0 | 0 | 0.32562 | 0.32385 | 0.3199 | 0.23005 | 0 | 0 | 0 | 0 | 0 | 0 | 75.7941 | 74.4066 | 73.4442 | 72.5014 | 71.4647 | 70.5078 | 69.7085 | 70.1713 | 73.4806 | 77.9151 | 82.356 | 85.7653 | 88.7976 | 90.5015 | 91.4484 | 91.8968 | 91.8204 | 90.818 | 89.6496 | 88.297 | 85.6983 | 82.1077 | 79.6024 | 77.7906 | 0.036224 | 0.036965 | 0.034996 | 0.030478 | 0.031237 | 0.033578 | 0.03948 | 0.047986 | 0.056577 | 0.0618 | 0.064634 | 0.067277 | 0.068966 | 0.06962 | 0.0683 | 0.062737 | 0.057438 | 0.053123 | 0.047444 | 0.045377 | 0.045456 | 0.04195 | 0.039762 | 0.041348
Program Specific1-in-2Size: 20 kW to 199.99 kWOther2020August Monthly Peak | Program Specific | 1-in-2 | Size: 20 kW to 199.99 kW | Other | 2020 | August Monthly Peak | 8 | 15.5426 | 14.7047 | 14.2115 | 14.1385 | 14.613 | 16.0785 | 18.2829 | 21.0785 | 24.9247 | 27.9959 | 30.3459 | 31.8956 | 32.7209 | 33.3951 | 33.4985 | 32.8651 | 31.596 | 29.3109 | 26.3961 | 25.089 | 24.1707 | 22.2428 | 19.5506 | 17.2889 | 0 | 0 | 0 | 0 | 0 | 0 | 0 | 0 | 0 | 0 | 0 | 0 | 0 | 0 | 0.31935 | 0.31795 | 0.31372 | 0.2252 | 0 | 0 | 0 | 0 | 0 | 0 | 74.1573 | 72.9937 | 71.4888 | 70.2215 | 69.1955 | 68.2394 | 67.6409 | 67.025 | 69.3344 | 74.5421 | 80.1982 | 84.7552 | 88.245 | 90.2975 | 91.5733 | 92.2219 | 92.0684 | 91.4624 | 90.02 | 87.4419 | 83.6268 | 80.3542 | 78.0338 | 76.2855 | 0.035829 | 0.036516 | 0.034591 | 0.030192 | 0.031034 | 0.033095 | 0.038816 | 0.0466 | 0.055035 | 0.060236 | 0.063149 | 0.06576 | 0.067539 | 0.06825 | 0.066984 | 0.061594 | 0.056327 | 0.052003 | 0.046343 | 0.044939 | 0.044877 | 0.041154 | 0.038998 | 0.040411
Program Specific1-in-2Size: 20 kW to 199.99 kWOther2020September Monthly Peak | Program Specific | 1-in-2 | Size: 20 kW to 199.99 kW | Other | 2020 | September Monthly Peak | 9 | 15.2086 | 14.4707 | 14.0157 | 13.9299 | 14.4449 | 15.8854 | 18.2954 | 20.6981 | 24.4446 | 27.4968 | 29.8705 | 31.3597 | 32.2092 | 32.8738 | 32.8842 | 32.1551 | 30.762 | 28.3645 | 25.6828 | 24.988 | 23.4612 | 21.5247 | 18.8241 | 16.7964 | 0 | 0 | 0 | 0 | 0 | 0 | 0 | 0 | 0 | 0 | 0 | 0 | 0 | 0 | 0.31349 | 0.31108 | 0.30543 | 0.21793 | 0 | 0 | 0 | 0 | 0 | 0 | 72.5031 | 71.2624 | 69.9105 | 68.5883 | 67.4446 | 66.5063 | 65.9536 | 65.63 | 68.0431 | 73.2979 | 78.8537 | 83.6696 | 87.6416 | 89.9765 | 91.2758 | 91.7119 | 91.6051 | 90.7647 | 89.343 | 86.5361 | 82.3947 | 79.3474 | 77.0378 | 75.4527 | 0.035059 | 0.035935 | 0.034115 | 0.029747 | 0.030677 | 0.032697 | 0.038843 | 0.045759 | 0.053975 | 0.059162 | 0.062159 | 0.064655 | 0.066483 | 0.067185 | 0.065755 | 0.060263 | 0.054841 | 0.050324 | 0.045091 | 0.044758 | 0.04356 | 0.039825 | 0.037549 | 0.039259
Program Specific1-in-2Size: 20 kW to 199.99 kWOther2020October Monthly Peak | Program Specific | 1-in-2 | Size: 20 kW to 199.99 kW | Other | 2020 | October Monthly Peak | 10 | 13.5874 | 12.9414 | 12.6111 | 12.5823 | 13.0446 | 14.269 | 16.5485 | 18.2276 | 20.8203 | 23.2861 | 25.1232 | 26.4191 | 27.1174 | 27.8053 | 27.9769 | 27.4217 | 26.1165 | 24.1618 | 22.896 | 22.0877 | 20.6414 | 18.9692 | 16.643 | 14.9013 | 0 | 0 | 0 | 0 | 0 | 0 | 0 | 0 | 0 | 0 | 0 | 0 | 0 | 0 | 0.26671 | 0.26529 | 0.25931 | 0.18564 | 0 | 0 | 0 | 0 | 0 | 0 | 64.0173 | 63.0484 | 62.0997 | 61.0825 | 60.1087 | 59.354 | 58.4945 | 57.8964 | 58.759 | 63.1326 | 69.3412 | 75.7001 | 80.6598 | 83.6679 | 84.8908 | 85.7758 | 85.834 | 84.9872 | 82.7829 | 78.2158 | 74.1248 | 70.9329 | 68.3988 | 66.3495 | 0.031322 | 0.032137 | 0.030696 | 0.026869 | 0.027703 | 0.02937 | 0.035134 | 0.040297 | 0.045972 | 0.050103 | 0.05228 | 0.054469 | 0.055973 | 0.056826 | 0.055943 | 0.051392 | 0.046559 | 0.042868 | 0.040198 | 0.039563 | 0.038325 | 0.035097 | 0.033198 | 0.03483
Program Specific1-in-2Size: 20 kW to 199.99 kWOther2020November Monthly Peak | Program Specific | 1-in-2 | Size: 20 kW to 199.99 kW | Other | 2020 | November Monthly Peak | 11 | 12.2351 | 11.7285 | 11.5492 | 11.5676 | 12.0675 | 13.2383 | 14.8445 | 16.5329 | 18.8167 | 20.4886 | 21.6906 | 22.4014 | 22.7834 | 23.1459 | 23.0945 | 22.461 | 21.5989 | 21.2731 | 19.8723 | 18.8901 | 17.821 | 16.4844 | 14.7103 | 13.264 | 0 | 0 | 0 | 0 | 0 | 0 | 0 | 0 | 0 | 0 | 0 | 0 | 0 | 0 | 0.22016 | 0.2173 | 0.21446 | 0.16344 | 0 | 0 | 0 | 0 | 0 | 0 | 55.6625 | 54.7352 | 53.8707 | 52.9209 | 51.8753 | 51.2699 | 50.9909 | 50.9475 | 53.2389 | 58.2758 | 63.1697 | 67.515 | 70.3588 | 71.8413 | 72.4468 | 72.3406 | 70.985 | 68.1242 | 64.6224 | 62.4699 | 60.7966 | 59.4332 | 58.3023 | 57.1854 | 0.028205 | 0.029125 | 0.028111 | 0.024702 | 0.025628 | 0.027249 | 0.031516 | 0.036551 | 0.041548 | 0.044083 | 0.045137 | 0.046185 | 0.047027 | 0.047304 | 0.04618 | 0.042095 | 0.038505 | 0.037742 | 0.034889 | 0.033836 | 0.033088 | 0.030499 | 0.029343 | 0.031003
Program Specific1-in-2Size: 20 kW to 199.99 kWOther2020December Monthly Peak | Program Specific | 1-in-2 | Size: 20 kW to 199.99 kW | Other | 2020 | December Monthly Peak | 12 | 12.0817 | 11.7364 | 11.6045 | 11.6918 | 12.1799 | 13.7672 | 16.2476 | 17.8268 | 19.9014 | 20.9568 | 21.3292 | 21.3752 | 21.1121 | 21.1435 | 20.837 | 20.076 | 19.7922 | 19.7521 | 18.5285 | 17.689 | 16.8884 | 15.8339 | 14.5085 | 13.1599 | 0 | 0 | 0 | 0 | 0 | 0 | 0 | 0 | 0 | 0 | 0 | 0 | 0 | 0 | 0.19864 | 0.19423 | 0.19652 | 0.15176 | 0 | 0 | 0 | 0 | 0 | 0 | 46.6118 | 45.9894 | 45.6129 | 45.0371 | 44.506 | 44.0581 | 43.7613 | 43.6632 | 44.3624 | 47.6497 | 51.3144 | 54.5029 | 56.5224 | 57.4192 | 58.1096 | 58.347 | 57.636 | 55.2344 | 52.2439 | 50.208 | 48.7388 | 46.8854 | 45.1244 | 43.8742 | 0.027851 | 0.029145 | 0.028246 | 0.024967 | 0.025867 | 0.028337 | 0.034495 | 0.039411 | 0.043943 | 0.045091 | 0.044385 | 0.04407 | 0.043577 | 0.043211 | 0.041666 | 0.037625 | 0.035284 | 0.035044 | 0.03253 | 0.031684 | 0.031356 | 0.029296 | 0.02894 | 0.03076
Program Specific1-in-2Size: 20 kW to 199.99 kWOther2020Typical Event Day | Program Specific | 1-in-2 | Size: 20 kW to 199.99 kW | Other | 2020 | Typical Event Day | 8 | 15.4241 | 14.5895 | 14.1033 | 14.0329 | 14.5083 | 15.9363 | 18.0869 | 20.8235 | 24.5786 | 27.5824 | 29.8892 | 31.413 | 32.2483 | 32.9342 | 33.0606 | 32.4582 | 31.2057 | 28.9646 | 26.1112 | 24.8335 | 23.9399 | 22.0361 | 19.3649 | 17.1277 | 0 | 0 | 0 | 0 | 0 | 0 | 0 | 0 | 0 | 0 | 0 | 0 | 0 | 0 | 0.31517 | 0.31402 | 0.30984 | 0.22254 | 0 | 0 | 0 | 0 | 0 | 0 | 73.0741 | 71.7706 | 70.5245 | 69.3794 | 68.2969 | 67.3275 | 66.6088 | 66.7042 | 69.6265 | 74.5418 | 79.6416 | 83.9438 | 87.3549 | 89.2981 | 90.3927 | 90.8648 | 90.8116 | 90.1146 | 88.8568 | 86.6901 | 83.2919 | 79.7829 | 77.3229 | 75.5252 | 0.035556 | 0.03623 | 0.034328 | 0.029967 | 0.030811 | 0.032802 | 0.0384 | 0.046036 | 0.05427 | 0.059346 | 0.062198 | 0.064765 | 0.066563 | 0.067308 | 0.066108 | 0.060831 | 0.055632 | 0.051389 | 0.045843 | 0.044481 | 0.044449 | 0.040771 | 0.038627 | 0.040034
Program Specific1-in-2Size: 20 kW to 199.99 kWOther2021January Monthly Peak | Program Specific | 1-in-2 | Size: 20 kW to 199.99 kW | Other | 2021 | January Monthly Peak | 1 | 11.4341 | 11.373 | 11.2877 | 11.4597 | 11.7129 | 14.2462 | 17.963 | 19.7729 | 21.9057 | 22.8343 | 22.5821 | 22.4214 | 21.4624 | 21.3021 | 20.5883 | 19.2666 | 18.9367 | 18.6373 | 17.3301 | 16.3269 | 15.6674 | 14.5279 | 13.5511 | 12.4722 | 0 | 0 | 0 | 0 | 0 | 0 | 0 | 0 | 0 | 0 | 0 | 0 | 0 | 0 | 0.19627 | 0.18639 | 0.18802 | 0.14319 | 0 | 0 | 0 | 0 | 0 | 0 | 42.4938 | 42.0574 | 41.4198 | 40.7616 | 40.0881 | 39.6306 | 39.5479 | 39.3144 | 39.5977 | 42.0208 | 45.6058 | 48.3183 | 50.2781 | 51.5597 | 52.4091 | 52.8157 | 52.5336 | 51.2284 | 49.3009 | 47.9474 | 46.73 | 45.8169 | 44.9556 | 44.3565 | 0.026358 | 0.028242 | 0.027475 | 0.024472 | 0.024875 | 0.029323 | 0.038137 | 0.043713 | 0.048369 | 0.04913 | 0.046992 | 0.046227 | 0.0443 | 0.043536 | 0.041168 | 0.036108 | 0.033759 | 0.033066 | 0.030426 | 0.029244 | 0.029089 | 0.026879 | 0.027031 | 0.029152
Program Specific1-in-2Size: 20 kW to 199.99 kWOther2021February Monthly Peak | Program Specific | 1-in-2 | Size: 20 kW to 199.99 kW | Other | 2021 | February Monthly Peak | 2 | 11.8196 | 11.5368 | 11.3868 | 11.5498 | 11.941 | 13.8019 | 16.554 | 18.0958 | 20.2904 | 21.4673 | 21.8788 | 22.0948 | 21.7759 | 21.9016 | 21.6075 | 20.7725 | 20.0654 | 19.3774 | 18.7489 | 17.7187 | 16.8615 | 15.5952 | 14.1658 | 12.8727 | 0 | 0 | 0 | 0 | 0 | 0 | 0 | 0 | 0 | 0 | 0 | 0 | 0 | 0 | 0.20599 | 0.20096 | 0.19923 | 0.14888 | 0 | 0 | 0 | 0 | 0 | 0 | 47.2375 | 46.7573 | 46.4164 | 46.0285 | 45.8317 | 45.8173 | 45.8203 | 45.7808 | 46.0234 | 47.8545 | 49.9908 | 51.9053 | 52.7694 | 52.7458 | 52.8064 | 52.4693 | 51.8 | 50.6587 | 49.1277 | 47.6719 | 46.3038 | 45.2941 | 44.0526 | 43.0972 | 0.027247 | 0.028649 | 0.027716 | 0.024664 | 0.025359 | 0.028409 | 0.035146 | 0.040006 | 0.044802 | 0.046189 | 0.045529 | 0.045553 | 0.044947 | 0.044761 | 0.043206 | 0.038931 | 0.035771 | 0.034379 | 0.032917 | 0.031737 | 0.031307 | 0.028854 | 0.028257 | 0.030088
Program Specific1-in-2Size: 20 kW to 199.99 kWOther2021March Monthly Peak | Program Specific | 1-in-2 | Size: 20 kW to 199.99 kW | Other | 2021 | March Monthly Peak | 3 | 11.9678 | 11.6564 | 11.4536 | 11.5586 | 11.8889 | 13.7317 | 16.6634 | 18.2407 | 20.2442 | 21.5315 | 21.9838 | 22.2789 | 22.1048 | 22.3689 | 22.1988 | 21.431 | 20.8217 | 19.5272 | 18.4596 | 18.1984 | 17.4153 | 16.1197 | 14.6013 | 13.2088 | 0 | 0 | 0 | 0 | 0 | 0 | 0 | 0 | 0 | 0 | 0 | 0 | 0 | 0 | 0.21163 | 0.20733 | 0.20674 | 0.15003 | 0 | 0 | 0 | 0 | 0 | 0 | 46.8203 | 46.3656 | 45.9562 | 45.637 | 45.2401 | 44.7943 | 44.3873 | 44.1603 | 45.8953 | 48.2292 | 50.495 | 52.5699 | 54.1848 | 55.2847 | 55.7952 | 56.2344 | 56.0757 | 55.4068 | 53.7704 | 51.4809 | 49.9107 | 48.7025 | 47.8376 | 46.9188 | 0.027589 | 0.028946 | 0.027879 | 0.024683 | 0.025249 | 0.028264 | 0.035378 | 0.040326 | 0.0447 | 0.046327 | 0.045747 | 0.045933 | 0.045626 | 0.045716 | 0.044389 | 0.040165 | 0.03712 | 0.034645 | 0.032409 | 0.032597 | 0.032335 | 0.029825 | 0.029125 | 0.030874
Program Specific1-in-2Size: 20 kW to 199.99 kWOther2021April Monthly Peak | Program Specific | 1-in-2 | Size: 20 kW to 199.99 kW | Other | 2021 | April Monthly Peak | 4 | 12.8536 | 12.235 | 11.883 | 11.885 | 12.3368 | 13.4293 | 15.1474 | 16.9286 | 19.5585 | 21.6841 | 23.4407 | 24.6113 | 25.3598 | 26.0317 | 26.223 | 25.818 | 24.6936 | 22.9249 | 21.0662 | 20.6899 | 19.8943 | 18.3241 | 16.1048 | 14.3047 | 0 | 0 | 0 | 0 | 0 | 0 | 0 | 0 | 0 | 0 | 0 | 0 | 0 | 0 | 0.24999 | 0.24978 | 0.24518 | 0.17613 | 0 | 0 | 0 | 0 | 0 | 0 | 62.1141 | 60.8931 | 59.4323 | 58.2086 | 57.2847 | 56.6224 | 56.0604 | 56.1542 | 58.7786 | 62.8278 | 68.0955 | 72.5205 | 75.9055 | 78.3283 | 79.4548 | 80.0945 | 80.1072 | 79.755 | 78.5046 | 76.1423 | 72.3587 | 69.2184 | 67.0275 | 64.7661 | 0.029631 | 0.030383 | 0.028924 | 0.02538 | 0.0262 | 0.027642 | 0.032159 | 0.037425 | 0.043186 | 0.046656 | 0.048779 | 0.050741 | 0.052345 | 0.053202 | 0.052436 | 0.048387 | 0.044022 | 0.040673 | 0.036985 | 0.037059 | 0.036937 | 0.033903 | 0.032125 | 0.033436
Program Specific1-in-2Size: 20 kW to 199.99 kWOther2021May Monthly Peak | Program Specific | 1-in-2 | Size: 20 kW to 199.99 kW | Other | 2021 | May Monthly Peak | 5 | 13.4264 | 12.7282 | 12.3551 | 12.3284 | 12.8338 | 13.9034 | 15.287 | 17.5139 | 20.5118 | 22.8175 | 24.7042 | 25.9133 | 26.6436 | 27.255 | 27.4122 | 27.0289 | 25.8126 | 24.0115 | 22.0143 | 21.2168 | 20.7435 | 19.1898 | 16.816 | 14.9494 | 0 | 0 | 0 | 0 | 0 | 0 | 0 | 0 | 0 | 0 | 0 | 0 | 0 | 0 | 0.26133 | 0.26149 | 0.25629 | 0.18448 | 0 | 0 | 0 | 0 | 0 | 0 | 65.8897 | 64.7428 | 63.8564 | 62.8874 | 62.0445 | 61.2816 | 60.5095 | 60.9147 | 63.4048 | 67.1836 | 70.9409 | 74.6563 | 77.841 | 80.4843 | 81.592 | 82.0827 | 81.9305 | 81.3935 | 80.105 | 77.7991 | 74.4207 | 71.5841 | 69.1214 | 67.4413 | 0.030951 | 0.031608 | 0.030073 | 0.026327 | 0.027255 | 0.028618 | 0.032456 | 0.038719 | 0.045291 | 0.049094 | 0.051409 | 0.053426 | 0.054995 | 0.055702 | 0.054813 | 0.050656 | 0.046017 | 0.042601 | 0.03865 | 0.038003 | 0.038514 | 0.035505 | 0.033543 | 0.034942
Program Specific1-in-2Size: 20 kW to 199.99 kWOther2021June Monthly Peak | Program Specific | 1-in-2 | Size: 20 kW to 199.99 kW | Other | 2021 | June Monthly Peak | 6 | 14.5708 | 13.815 | 13.3367 | 13.264 | 13.6801 | 14.8879 | 16.6364 | 19.5036 | 23.0351 | 25.8518 | 27.984 | 29.4051 | 30.1391 | 30.8097 | 30.9445 | 30.4296 | 29.236 | 27.1914 | 24.7908 | 23.3535 | 22.6399 | 20.9748 | 18.3964 | 16.3303 | 0 | 0 | 0 | 0 | 0 | 0 | 0 | 0 | 0 | 0 | 0 | 0 | 0 | 0 | 0.295 | 0.29439 | 0.29028 | 0.20891 | 0 | 0 | 0 | 0 | 0 | 0 | 69.842 | 68.4196 | 67.2543 | 66.2062 | 65.0827 | 64.0565 | 63.1321 | 63.9905 | 67.6479 | 72.4119 | 77.1587 | 81.5851 | 84.7353 | 86.4167 | 87.2732 | 87.6285 | 87.7524 | 87.4133 | 86.4147 | 84.4853 | 81.4475 | 77.3223 | 74.6175 | 72.5718 | 0.033589 | 0.034306 | 0.032462 | 0.028325 | 0.029053 | 0.030644 | 0.035321 | 0.043118 | 0.050862 | 0.055623 | 0.058234 | 0.060625 | 0.06221 | 0.062967 | 0.061877 | 0.057029 | 0.05212 | 0.048243 | 0.043525 | 0.04183 | 0.042035 | 0.038808 | 0.036696 | 0.03817
Program Specific1-in-2Size: 20 kW to 199.99 kWOther2021July Monthly Peak | Program Specific | 1-in-2 | Size: 20 kW to 199.99 kW | Other | 2021 | July Monthly Peak | 7 | 15.7137 | 14.8856 | 14.3778 | 14.2724 | 14.7086 | 16.313 | 18.5954 | 21.7053 | 25.6233 | 28.7228 | 31.0599 | 32.6313 | 33.4126 | 34.065 | 34.1566 | 33.475 | 32.219 | 29.9424 | 27.0232 | 25.3335 | 24.4823 | 22.6732 | 19.9335 | 17.6898 | 0 | 0 | 0 | 0 | 0 | 0 | 0 | 0 | 0 | 0 | 0 | 0 | 0 | 0 | 0.32562 | 0.32385 | 0.3199 | 0.23005 | 0 | 0 | 0 | 0 | 0 | 0 | 75.7941 | 74.4066 | 73.4442 | 72.5014 | 71.4647 | 70.5078 | 69.7085 | 70.1713 | 73.4806 | 77.9151 | 82.356 | 85.7653 | 88.7976 | 90.5015 | 91.4484 | 91.8968 | 91.8204 | 90.818 | 89.6496 | 88.297 | 85.6983 | 82.1077 | 79.6024 | 77.7906 | 0.036224 | 0.036965 | 0.034996 | 0.030478 | 0.031237 | 0.033578 | 0.03948 | 0.047986 | 0.056577 | 0.0618 | 0.064634 | 0.067277 | 0.068966 | 0.06962 | 0.0683 | 0.062737 | 0.057438 | 0.053123 | 0.047444 | 0.045377 | 0.045456 | 0.04195 | 0.039762 | 0.041348
Program Specific1-in-2Size: 20 kW to 199.99 kWOther2021August Monthly Peak | Program Specific | 1-in-2 | Size: 20 kW to 199.99 kW | Other | 2021 | August Monthly Peak | 8 | 15.5426 | 14.7047 | 14.2115 | 14.1385 | 14.613 | 16.0785 | 18.2829 | 21.0785 | 24.9247 | 27.9959 | 30.3459 | 31.8956 | 32.7209 | 33.3951 | 33.4985 | 32.8651 | 31.596 | 29.3109 | 26.3961 | 25.089 | 24.1707 | 22.2428 | 19.5506 | 17.2889 | 0 | 0 | 0 | 0 | 0 | 0 | 0 | 0 | 0 | 0 | 0 | 0 | 0 | 0 | 0.31935 | 0.31795 | 0.31372 | 0.2252 | 0 | 0 | 0 | 0 | 0 | 0 | 74.1573 | 72.9937 | 71.4888 | 70.2215 | 69.1955 | 68.2394 | 67.6409 | 67.025 | 69.3344 | 74.5421 | 80.1982 | 84.7552 | 88.245 | 90.2975 | 91.5733 | 92.2219 | 92.0684 | 91.4624 | 90.02 | 87.4419 | 83.6268 | 80.3542 | 78.0338 | 76.2855 | 0.035829 | 0.036516 | 0.034591 | 0.030192 | 0.031034 | 0.033095 | 0.038816 | 0.0466 | 0.055035 | 0.060236 | 0.063149 | 0.06576 | 0.067539 | 0.06825 | 0.066984 | 0.061594 | 0.056327 | 0.052003 | 0.046343 | 0.044939 | 0.044877 | 0.041154 | 0.038998 | 0.040411
Program Specific1-in-2Size: 20 kW to 199.99 kWOther2021September Monthly Peak | Program Specific | 1-in-2 | Size: 20 kW to 199.99 kW | Other | 2021 | September Monthly Peak | 9 | 15.2086 | 14.4707 | 14.0157 | 13.9299 | 14.4449 | 15.8854 | 18.2954 | 20.6981 | 24.4446 | 27.4968 | 29.8705 | 31.3597 | 32.2092 | 32.8738 | 32.8842 | 32.1551 | 30.762 | 28.3645 | 25.6828 | 24.988 | 23.4612 | 21.5247 | 18.8241 | 16.7964 | 0 | 0 | 0 | 0 | 0 | 0 | 0 | 0 | 0 | 0 | 0 | 0 | 0 | 0 | 0.31349 | 0.31108 | 0.30543 | 0.21793 | 0 | 0 | 0 | 0 | 0 | 0 | 72.5031 | 71.2624 | 69.9105 | 68.5883 | 67.4446 | 66.5063 | 65.9536 | 65.63 | 68.0431 | 73.2979 | 78.8537 | 83.6696 | 87.6416 | 89.9765 | 91.2758 | 91.7119 | 91.6051 | 90.7647 | 89.343 | 86.5361 | 82.3947 | 79.3474 | 77.0378 | 75.4527 | 0.035059 | 0.035935 | 0.034115 | 0.029747 | 0.030677 | 0.032697 | 0.038843 | 0.045759 | 0.053975 | 0.059162 | 0.062159 | 0.064655 | 0.066483 | 0.067185 | 0.065755 | 0.060263 | 0.054841 | 0.050324 | 0.045091 | 0.044758 | 0.04356 | 0.039825 | 0.037549 | 0.039259
Program Specific1-in-2Size: 20 kW to 199.99 kWOther2021October Monthly Peak | Program Specific | 1-in-2 | Size: 20 kW to 199.99 kW | Other | 2021 | October Monthly Peak | 10 | 13.5874 | 12.9414 | 12.6111 | 12.5823 | 13.0446 | 14.269 | 16.5485 | 18.2276 | 20.8203 | 23.2861 | 25.1232 | 26.4191 | 27.1174 | 27.8053 | 27.9769 | 27.4217 | 26.1165 | 24.1618 | 22.896 | 22.0877 | 20.6414 | 18.9692 | 16.643 | 14.9013 | 0 | 0 | 0 | 0 | 0 | 0 | 0 | 0 | 0 | 0 | 0 | 0 | 0 | 0 | 0.26671 | 0.26529 | 0.25931 | 0.18564 | 0 | 0 | 0 | 0 | 0 | 0 | 64.0173 | 63.0484 | 62.0997 | 61.0825 | 60.1087 | 59.354 | 58.4945 | 57.8964 | 58.759 | 63.1326 | 69.3412 | 75.7001 | 80.6598 | 83.6679 | 84.8908 | 85.7758 | 85.834 | 84.9872 | 82.7829 | 78.2158 | 74.1248 | 70.9329 | 68.3988 | 66.3495 | 0.031322 | 0.032137 | 0.030696 | 0.026869 | 0.027703 | 0.02937 | 0.035134 | 0.040297 | 0.045972 | 0.050103 | 0.05228 | 0.054469 | 0.055973 | 0.056826 | 0.055943 | 0.051392 | 0.046559 | 0.042868 | 0.040198 | 0.039563 | 0.038325 | 0.035097 | 0.033198 | 0.03483
Program Specific1-in-2Size: 20 kW to 199.99 kWOther2021November Monthly Peak | Program Specific | 1-in-2 | Size: 20 kW to 199.99 kW | Other | 2021 | November Monthly Peak | 11 | 12.2351 | 11.7285 | 11.5492 | 11.5676 | 12.0675 | 13.2383 | 14.8445 | 16.5329 | 18.8167 | 20.4886 | 21.6906 | 22.4014 | 22.7834 | 23.1459 | 23.0945 | 22.461 | 21.5989 | 21.2731 | 19.8723 | 18.8901 | 17.821 | 16.4844 | 14.7103 | 13.264 | 0 | 0 | 0 | 0 | 0 | 0 | 0 | 0 | 0 | 0 | 0 | 0 | 0 | 0 | 0.22016 | 0.2173 | 0.21446 | 0.16344 | 0 | 0 | 0 | 0 | 0 | 0 | 55.6625 | 54.7352 | 53.8707 | 52.9209 | 51.8753 | 51.2699 | 50.9909 | 50.9475 | 53.2389 | 58.2758 | 63.1697 | 67.515 | 70.3588 | 71.8413 | 72.4468 | 72.3406 | 70.985 | 68.1242 | 64.6224 | 62.4699 | 60.7966 | 59.4332 | 58.3023 | 57.1854 | 0.028205 | 0.029125 | 0.028111 | 0.024702 | 0.025628 | 0.027249 | 0.031516 | 0.036551 | 0.041548 | 0.044083 | 0.045137 | 0.046185 | 0.047027 | 0.047304 | 0.04618 | 0.042095 | 0.038505 | 0.037742 | 0.034889 | 0.033836 | 0.033088 | 0.030499 | 0.029343 | 0.031003
Program Specific1-in-2Size: 20 kW to 199.99 kWOther2021December Monthly Peak | Program Specific | 1-in-2 | Size: 20 kW to 199.99 kW | Other | 2021 | December Monthly Peak | 12 | 12.0817 | 11.7364 | 11.6045 | 11.6918 | 12.1799 | 13.7672 | 16.2476 | 17.8268 | 19.9014 | 20.9568 | 21.3292 | 21.3752 | 21.1121 | 21.1435 | 20.837 | 20.076 | 19.7922 | 19.7521 | 18.5285 | 17.689 | 16.8884 | 15.8339 | 14.5085 | 13.1599 | 0 | 0 | 0 | 0 | 0 | 0 | 0 | 0 | 0 | 0 | 0 | 0 | 0 | 0 | 0.19864 | 0.19423 | 0.19652 | 0.15176 | 0 | 0 | 0 | 0 | 0 | 0 | 46.6118 | 45.9894 | 45.6129 | 45.0371 | 44.506 | 44.0581 | 43.7613 | 43.6632 | 44.3624 | 47.6497 | 51.3144 | 54.5029 | 56.5224 | 57.4192 | 58.1096 | 58.347 | 57.636 | 55.2344 | 52.2439 | 50.208 | 48.7388 | 46.8854 | 45.1244 | 43.8742 | 0.027851 | 0.029145 | 0.028246 | 0.024967 | 0.025867 | 0.028337 | 0.034495 | 0.039411 | 0.043943 | 0.045091 | 0.044385 | 0.04407 | 0.043577 | 0.043211 | 0.041666 | 0.037625 | 0.035284 | 0.035044 | 0.03253 | 0.031684 | 0.031356 | 0.029296 | 0.02894 | 0.03076
Program Specific1-in-2Size: 20 kW to 199.99 kWOther2021Typical Event Day | Program Specific | 1-in-2 | Size: 20 kW to 199.99 kW | Other | 2021 | Typical Event Day | 8 | 15.4241 | 14.5895 | 14.1033 | 14.0329 | 14.5083 | 15.9363 | 18.0869 | 20.8235 | 24.5786 | 27.5824 | 29.8892 | 31.413 | 32.2483 | 32.9342 | 33.0606 | 32.4582 | 31.2057 | 28.9646 | 26.1112 | 24.8335 | 23.9399 | 22.0361 | 19.3649 | 17.1277 | 0 | 0 | 0 | 0 | 0 | 0 | 0 | 0 | 0 | 0 | 0 | 0 | 0 | 0 | 0.31517 | 0.31402 | 0.30984 | 0.22254 | 0 | 0 | 0 | 0 | 0 | 0 | 73.0741 | 71.7706 | 70.5245 | 69.3794 | 68.2969 | 67.3275 | 66.6088 | 66.7042 | 69.6265 | 74.5418 | 79.6416 | 83.9438 | 87.3549 | 89.2981 | 90.3927 | 90.8648 | 90.8116 | 90.1146 | 88.8568 | 86.6901 | 83.2919 | 79.7829 | 77.3229 | 75.5252 | 0.035556 | 0.03623 | 0.034328 | 0.029967 | 0.030811 | 0.032802 | 0.0384 | 0.046036 | 0.05427 | 0.059346 | 0.062198 | 0.064765 | 0.066563 | 0.067308 | 0.066108 | 0.060831 | 0.055632 | 0.051389 | 0.045843 | 0.044481 | 0.044449 | 0.040771 | 0.038627 | 0.040034
Program Specific1-in-2Size: 20 kW to 199.99 kWOther2022January Monthly Peak | Program Specific | 1-in-2 | Size: 20 kW to 199.99 kW | Other | 2022 | January Monthly Peak | 1 | 11.4341 | 11.373 | 11.2877 | 11.4597 | 11.7129 | 14.2462 | 17.963 | 19.7729 | 21.9057 | 22.8343 | 22.5821 | 22.4214 | 21.4624 | 21.3021 | 20.5883 | 19.2666 | 18.9367 | 18.6373 | 17.3301 | 16.3269 | 15.6674 | 14.5279 | 13.5511 | 12.4722 | 0 | 0 | 0 | 0 | 0 | 0 | 0 | 0 | 0 | 0 | 0 | 0 | 0 | 0 | 0.19627 | 0.18639 | 0.18802 | 0.14319 | 0 | 0 | 0 | 0 | 0 | 0 | 42.4938 | 42.0574 | 41.4198 | 40.7616 | 40.0881 | 39.6306 | 39.5479 | 39.3144 | 39.5977 | 42.0208 | 45.6058 | 48.3183 | 50.2781 | 51.5597 | 52.4091 | 52.8157 | 52.5336 | 51.2284 | 49.3009 | 47.9474 | 46.73 | 45.8169 | 44.9556 | 44.3565 | 0.026358 | 0.028242 | 0.027475 | 0.024472 | 0.024875 | 0.029323 | 0.038137 | 0.043713 | 0.048369 | 0.04913 | 0.046992 | 0.046227 | 0.0443 | 0.043536 | 0.041168 | 0.036108 | 0.033759 | 0.033066 | 0.030426 | 0.029244 | 0.029089 | 0.026879 | 0.027031 | 0.029152
Program Specific1-in-2Size: 20 kW to 199.99 kWOther2022February Monthly Peak | Program Specific | 1-in-2 | Size: 20 kW to 199.99 kW | Other | 2022 | February Monthly Peak | 2 | 11.8196 | 11.5368 | 11.3868 | 11.5498 | 11.941 | 13.8019 | 16.554 | 18.0958 | 20.2904 | 21.4673 | 21.8788 | 22.0948 | 21.7759 | 21.9016 | 21.6075 | 20.7725 | 20.0654 | 19.3774 | 18.7489 | 17.7187 | 16.8615 | 15.5952 | 14.1658 | 12.8727 | 0 | 0 | 0 | 0 | 0 | 0 | 0 | 0 | 0 | 0 | 0 | 0 | 0 | 0 | 0.20599 | 0.20096 | 0.19923 | 0.14888 | 0 | 0 | 0 | 0 | 0 | 0 | 47.2375 | 46.7573 | 46.4164 | 46.0285 | 45.8317 | 45.8173 | 45.8203 | 45.7808 | 46.0234 | 47.8545 | 49.9908 | 51.9053 | 52.7694 | 52.7458 | 52.8064 | 52.4693 | 51.8 | 50.6587 | 49.1277 | 47.6719 | 46.3038 | 45.2941 | 44.0526 | 43.0972 | 0.027247 | 0.028649 | 0.027716 | 0.024664 | 0.025359 | 0.028409 | 0.035146 | 0.040006 | 0.044802 | 0.046189 | 0.045529 | 0.045553 | 0.044947 | 0.044761 | 0.043206 | 0.038931 | 0.035771 | 0.034379 | 0.032917 | 0.031737 | 0.031307 | 0.028854 | 0.028257 | 0.030088
Program Specific1-in-2Size: 20 kW to 199.99 kWOther2022March Monthly Peak | Program Specific | 1-in-2 | Size: 20 kW to 199.99 kW | Other | 2022 | March Monthly Peak | 3 | 11.9678 | 11.6564 | 11.4536 | 11.5586 | 11.8889 | 13.7317 | 16.6634 | 18.2407 | 20.2442 | 21.5315 | 21.9838 | 22.2789 | 22.1048 | 22.3689 | 22.1988 | 21.431 | 20.8217 | 19.5272 | 18.4596 | 18.1984 | 17.4153 | 16.1197 | 14.6013 | 13.2088 | 0 | 0 | 0 | 0 | 0 | 0 | 0 | 0 | 0 | 0 | 0 | 0 | 0 | 0 | 0.21163 | 0.20733 | 0.20674 | 0.15003 | 0 | 0 | 0 | 0 | 0 | 0 | 46.8203 | 46.3656 | 45.9562 | 45.637 | 45.2401 | 44.7943 | 44.3873 | 44.1603 | 45.8953 | 48.2292 | 50.495 | 52.5699 | 54.1848 | 55.2847 | 55.7952 | 56.2344 | 56.0757 | 55.4068 | 53.7704 | 51.4809 | 49.9107 | 48.7025 | 47.8376 | 46.9188 | 0.027589 | 0.028946 | 0.027879 | 0.024683 | 0.025249 | 0.028264 | 0.035378 | 0.040326 | 0.0447 | 0.046327 | 0.045747 | 0.045933 | 0.045626 | 0.045716 | 0.044389 | 0.040165 | 0.03712 | 0.034645 | 0.032409 | 0.032597 | 0.032335 | 0.029825 | 0.029125 | 0.030874
Program Specific1-in-2Size: 20 kW to 199.99 kWOther2022April Monthly Peak | Program Specific | 1-in-2 | Size: 20 kW to 199.99 kW | Other | 2022 | April Monthly Peak | 4 | 12.8536 | 12.235 | 11.883 | 11.885 | 12.3368 | 13.4293 | 15.1474 | 16.9286 | 19.5585 | 21.6841 | 23.4407 | 24.6113 | 25.3598 | 26.0317 | 26.223 | 25.818 | 24.6936 | 22.9249 | 21.0662 | 20.6899 | 19.8943 | 18.3241 | 16.1048 | 14.3047 | 0 | 0 | 0 | 0 | 0 | 0 | 0 | 0 | 0 | 0 | 0 | 0 | 0 | 0 | 0.24999 | 0.24978 | 0.24518 | 0.17613 | 0 | 0 | 0 | 0 | 0 | 0 | 62.1141 | 60.8931 | 59.4323 | 58.2086 | 57.2847 | 56.6224 | 56.0604 | 56.1542 | 58.7786 | 62.8278 | 68.0955 | 72.5205 | 75.9055 | 78.3283 | 79.4548 | 80.0945 | 80.1072 | 79.755 | 78.5046 | 76.1423 | 72.3587 | 69.2184 | 67.0275 | 64.7661 | 0.029631 | 0.030383 | 0.028924 | 0.02538 | 0.0262 | 0.027642 | 0.032159 | 0.037425 | 0.043186 | 0.046656 | 0.048779 | 0.050741 | 0.052345 | 0.053202 | 0.052436 | 0.048387 | 0.044022 | 0.040673 | 0.036985 | 0.037059 | 0.036937 | 0.033903 | 0.032125 | 0.033436
Program Specific1-in-2Size: 20 kW to 199.99 kWOther2022May Monthly Peak | Program Specific | 1-in-2 | Size: 20 kW to 199.99 kW | Other | 2022 | May Monthly Peak | 5 | 13.4264 | 12.7282 | 12.3551 | 12.3284 | 12.8338 | 13.9034 | 15.287 | 17.5139 | 20.5118 | 22.8175 | 24.7042 | 25.9133 | 26.6436 | 27.255 | 27.4122 | 27.0289 | 25.8126 | 24.0115 | 22.0143 | 21.2168 | 20.7435 | 19.1898 | 16.816 | 14.9494 | 0 | 0 | 0 | 0 | 0 | 0 | 0 | 0 | 0 | 0 | 0 | 0 | 0 | 0 | 0.26133 | 0.26149 | 0.25629 | 0.18448 | 0 | 0 | 0 | 0 | 0 | 0 | 65.8897 | 64.7428 | 63.8564 | 62.8874 | 62.0445 | 61.2816 | 60.5095 | 60.9147 | 63.4048 | 67.1836 | 70.9409 | 74.6563 | 77.841 | 80.4843 | 81.592 | 82.0827 | 81.9305 | 81.3935 | 80.105 | 77.7991 | 74.4207 | 71.5841 | 69.1214 | 67.4413 | 0.030951 | 0.031608 | 0.030073 | 0.026327 | 0.027255 | 0.028618 | 0.032456 | 0.038719 | 0.045291 | 0.049094 | 0.051409 | 0.053426 | 0.054995 | 0.055702 | 0.054813 | 0.050656 | 0.046017 | 0.042601 | 0.03865 | 0.038003 | 0.038514 | 0.035505 | 0.033543 | 0.034942
Program Specific1-in-2Size: 20 kW to 199.99 kWOther2022June Monthly Peak | Program Specific | 1-in-2 | Size: 20 kW to 199.99 kW | Other | 2022 | June Monthly Peak | 6 | 14.5708 | 13.815 | 13.3367 | 13.264 | 13.6801 | 14.8879 | 16.6364 | 19.5036 | 23.0351 | 25.8518 | 27.984 | 29.4051 | 30.1391 | 30.8097 | 30.9445 | 30.4296 | 29.236 | 27.1914 | 24.7908 | 23.3535 | 22.6399 | 20.9748 | 18.3964 | 16.3303 | 0 | 0 | 0 | 0 | 0 | 0 | 0 | 0 | 0 | 0 | 0 | 0 | 0 | 0 | 0.295 | 0.29439 | 0.29028 | 0.20891 | 0 | 0 | 0 | 0 | 0 | 0 | 69.842 | 68.4196 | 67.2543 | 66.2062 | 65.0827 | 64.0565 | 63.1321 | 63.9905 | 67.6479 | 72.4119 | 77.1587 | 81.5851 | 84.7353 | 86.4167 | 87.2732 | 87.6285 | 87.7524 | 87.4133 | 86.4147 | 84.4853 | 81.4475 | 77.3223 | 74.6175 | 72.5718 | 0.033589 | 0.034306 | 0.032462 | 0.028325 | 0.029053 | 0.030644 | 0.035321 | 0.043118 | 0.050862 | 0.055623 | 0.058234 | 0.060625 | 0.06221 | 0.062967 | 0.061877 | 0.057029 | 0.05212 | 0.048243 | 0.043525 | 0.04183 | 0.042035 | 0.038808 | 0.036696 | 0.03817
Program Specific1-in-2Size: 20 kW to 199.99 kWOther2022July Monthly Peak | Program Specific | 1-in-2 | Size: 20 kW to 199.99 kW | Other | 2022 | July Monthly Peak | 7 | 15.7137 | 14.8856 | 14.3778 | 14.2724 | 14.7086 | 16.313 | 18.5954 | 21.7053 | 25.6233 | 28.7228 | 31.0599 | 32.6313 | 33.4126 | 34.065 | 34.1566 | 33.475 | 32.219 | 29.9424 | 27.0232 | 25.3335 | 24.4823 | 22.6732 | 19.9335 | 17.6898 | 0 | 0 | 0 | 0 | 0 | 0 | 0 | 0 | 0 | 0 | 0 | 0 | 0 | 0 | 0.32562 | 0.32385 | 0.3199 | 0.23005 | 0 | 0 | 0 | 0 | 0 | 0 | 75.7941 | 74.4066 | 73.4442 | 72.5014 | 71.4647 | 70.5078 | 69.7085 | 70.1713 | 73.4806 | 77.9151 | 82.356 | 85.7653 | 88.7976 | 90.5015 | 91.4484 | 91.8968 | 91.8204 | 90.818 | 89.6496 | 88.297 | 85.6983 | 82.1077 | 79.6024 | 77.7906 | 0.036224 | 0.036965 | 0.034996 | 0.030478 | 0.031237 | 0.033578 | 0.03948 | 0.047986 | 0.056577 | 0.0618 | 0.064634 | 0.067277 | 0.068966 | 0.06962 | 0.0683 | 0.062737 | 0.057438 | 0.053123 | 0.047444 | 0.045377 | 0.045456 | 0.04195 | 0.039762 | 0.041348
Program Specific1-in-2Size: 20 kW to 199.99 kWOther2022August Monthly Peak | Program Specific | 1-in-2 | Size: 20 kW to 199.99 kW | Other | 2022 | August Monthly Peak | 8 | 15.5426 | 14.7047 | 14.2115 | 14.1385 | 14.613 | 16.0785 | 18.2829 | 21.0785 | 24.9247 | 27.9959 | 30.3459 | 31.8956 | 32.7209 | 33.3951 | 33.4985 | 32.8651 | 31.596 | 29.3109 | 26.3961 | 25.089 | 24.1707 | 22.2428 | 19.5506 | 17.2889 | 0 | 0 | 0 | 0 | 0 | 0 | 0 | 0 | 0 | 0 | 0 | 0 | 0 | 0 | 0.31935 | 0.31795 | 0.31372 | 0.2252 | 0 | 0 | 0 | 0 | 0 | 0 | 74.1573 | 72.9937 | 71.4888 | 70.2215 | 69.1955 | 68.2394 | 67.6409 | 67.025 | 69.3344 | 74.5421 | 80.1982 | 84.7552 | 88.245 | 90.2975 | 91.5733 | 92.2219 | 92.0684 | 91.4624 | 90.02 | 87.4419 | 83.6268 | 80.3542 | 78.0338 | 76.2855 | 0.035829 | 0.036516 | 0.034591 | 0.030192 | 0.031034 | 0.033095 | 0.038816 | 0.0466 | 0.055035 | 0.060236 | 0.063149 | 0.06576 | 0.067539 | 0.06825 | 0.066984 | 0.061594 | 0.056327 | 0.052003 | 0.046343 | 0.044939 | 0.044877 | 0.041154 | 0.038998 | 0.040411
Program Specific1-in-2Size: 20 kW to 199.99 kWOther2022September Monthly Peak | Program Specific | 1-in-2 | Size: 20 kW to 199.99 kW | Other | 2022 | September Monthly Peak | 9 | 15.2086 | 14.4707 | 14.0157 | 13.9299 | 14.4449 | 15.8854 | 18.2954 | 20.6981 | 24.4446 | 27.4968 | 29.8705 | 31.3597 | 32.2092 | 32.8738 | 32.8842 | 32.1551 | 30.762 | 28.3645 | 25.6828 | 24.988 | 23.4612 | 21.5247 | 18.8241 | 16.7964 | 0 | 0 | 0 | 0 | 0 | 0 | 0 | 0 | 0 | 0 | 0 | 0 | 0 | 0 | 0.31349 | 0.31108 | 0.30543 | 0.21793 | 0 | 0 | 0 | 0 | 0 | 0 | 72.5031 | 71.2624 | 69.9105 | 68.5883 | 67.4446 | 66.5063 | 65.9536 | 65.63 | 68.0431 | 73.2979 | 78.8537 | 83.6696 | 87.6416 | 89.9765 | 91.2758 | 91.7119 | 91.6051 | 90.7647 | 89.343 | 86.5361 | 82.3947 | 79.3474 | 77.0378 | 75.4527 | 0.035059 | 0.035935 | 0.034115 | 0.029747 | 0.030677 | 0.032697 | 0.038843 | 0.045759 | 0.053975 | 0.059162 | 0.062159 | 0.064655 | 0.066483 | 0.067185 | 0.065755 | 0.060263 | 0.054841 | 0.050324 | 0.045091 | 0.044758 | 0.04356 | 0.039825 | 0.037549 | 0.039259
Program Specific1-in-2Size: 20 kW to 199.99 kWOther2022October Monthly Peak | Program Specific | 1-in-2 | Size: 20 kW to 199.99 kW | Other | 2022 | October Monthly Peak | 10 | 13.5874 | 12.9414 | 12.6111 | 12.5823 | 13.0446 | 14.269 | 16.5485 | 18.2276 | 20.8203 | 23.2861 | 25.1232 | 26.4191 | 27.1174 | 27.8053 | 27.9769 | 27.4217 | 26.1165 | 24.1618 | 22.896 | 22.0877 | 20.6414 | 18.9692 | 16.643 | 14.9013 | 0 | 0 | 0 | 0 | 0 | 0 | 0 | 0 | 0 | 0 | 0 | 0 | 0 | 0 | 0.26671 | 0.26529 | 0.25931 | 0.18564 | 0 | 0 | 0 | 0 | 0 | 0 | 64.0173 | 63.0484 | 62.0997 | 61.0825 | 60.1087 | 59.354 | 58.4945 | 57.8964 | 58.759 | 63.1326 | 69.3412 | 75.7001 | 80.6598 | 83.6679 | 84.8908 | 85.7758 | 85.834 | 84.9872 | 82.7829 | 78.2158 | 74.1248 | 70.9329 | 68.3988 | 66.3495 | 0.031322 | 0.032137 | 0.030696 | 0.026869 | 0.027703 | 0.02937 | 0.035134 | 0.040297 | 0.045972 | 0.050103 | 0.05228 | 0.054469 | 0.055973 | 0.056826 | 0.055943 | 0.051392 | 0.046559 | 0.042868 | 0.040198 | 0.039563 | 0.038325 | 0.035097 | 0.033198 | 0.03483
Program Specific1-in-2Size: 20 kW to 199.99 kWOther2022November Monthly Peak | Program Specific | 1-in-2 | Size: 20 kW to 199.99 kW | Other | 2022 | November Monthly Peak | 11 | 12.2351 | 11.7285 | 11.5492 | 11.5676 | 12.0675 | 13.2383 | 14.8445 | 16.5329 | 18.8167 | 20.4886 | 21.6906 | 22.4014 | 22.7834 | 23.1459 | 23.0945 | 22.461 | 21.5989 | 21.2731 | 19.8723 | 18.8901 | 17.821 | 16.4844 | 14.7103 | 13.264 | 0 | 0 | 0 | 0 | 0 | 0 | 0 | 0 | 0 | 0 | 0 | 0 | 0 | 0 | 0.22016 | 0.2173 | 0.21446 | 0.16344 | 0 | 0 | 0 | 0 | 0 | 0 | 55.6625 | 54.7352 | 53.8707 | 52.9209 | 51.8753 | 51.2699 | 50.9909 | 50.9475 | 53.2389 | 58.2758 | 63.1697 | 67.515 | 70.3588 | 71.8413 | 72.4468 | 72.3406 | 70.985 | 68.1242 | 64.6224 | 62.4699 | 60.7966 | 59.4332 | 58.3023 | 57.1854 | 0.028205 | 0.029125 | 0.028111 | 0.024702 | 0.025628 | 0.027249 | 0.031516 | 0.036551 | 0.041548 | 0.044083 | 0.045137 | 0.046185 | 0.047027 | 0.047304 | 0.04618 | 0.042095 | 0.038505 | 0.037742 | 0.034889 | 0.033836 | 0.033088 | 0.030499 | 0.029343 | 0.031003
Program Specific1-in-2Size: 20 kW to 199.99 kWOther2022December Monthly Peak | Program Specific | 1-in-2 | Size: 20 kW to 199.99 kW | Other | 2022 | December Monthly Peak | 12 | 12.0817 | 11.7364 | 11.6045 | 11.6918 | 12.1799 | 13.7672 | 16.2476 | 17.8268 | 19.9014 | 20.9568 | 21.3292 | 21.3752 | 21.1121 | 21.1435 | 20.837 | 20.076 | 19.7922 | 19.7521 | 18.5285 | 17.689 | 16.8884 | 15.8339 | 14.5085 | 13.1599 | 0 | 0 | 0 | 0 | 0 | 0 | 0 | 0 | 0 | 0 | 0 | 0 | 0 | 0 | 0.19864 | 0.19423 | 0.19652 | 0.15176 | 0 | 0 | 0 | 0 | 0 | 0 | 46.6118 | 45.9894 | 45.6129 | 45.0371 | 44.506 | 44.0581 | 43.7613 | 43.6632 | 44.3624 | 47.6497 | 51.3144 | 54.5029 | 56.5224 | 57.4192 | 58.1096 | 58.347 | 57.636 | 55.2344 | 52.2439 | 50.208 | 48.7388 | 46.8854 | 45.1244 | 43.8742 | 0.027851 | 0.029145 | 0.028246 | 0.024967 | 0.025867 | 0.028337 | 0.034495 | 0.039411 | 0.043943 | 0.045091 | 0.044385 | 0.04407 | 0.043577 | 0.043211 | 0.041666 | 0.037625 | 0.035284 | 0.035044 | 0.03253 | 0.031684 | 0.031356 | 0.029296 | 0.02894 | 0.03076
Program Specific1-in-2Size: 20 kW to 199.99 kWOther2022Typical Event Day | Program Specific | 1-in-2 | Size: 20 kW to 199.99 kW | Other | 2022 | Typical Event Day | 8 | 15.4241 | 14.5895 | 14.1033 | 14.0329 | 14.5083 | 15.9363 | 18.0869 | 20.8235 | 24.5786 | 27.5824 | 29.8892 | 31.413 | 32.2483 | 32.9342 | 33.0606 | 32.4582 | 31.2057 | 28.9646 | 26.1112 | 24.8335 | 23.9399 | 22.0361 | 19.3649 | 17.1277 | 0 | 0 | 0 | 0 | 0 | 0 | 0 | 0 | 0 | 0 | 0 | 0 | 0 | 0 | 0.31517 | 0.31402 | 0.30984 | 0.22254 | 0 | 0 | 0 | 0 | 0 | 0 | 73.0741 | 71.7706 | 70.5245 | 69.3794 | 68.2969 | 67.3275 | 66.6088 | 66.7042 | 69.6265 | 74.5418 | 79.6416 | 83.9438 | 87.3549 | 89.2981 | 90.3927 | 90.8648 | 90.8116 | 90.1146 | 88.8568 | 86.6901 | 83.2919 | 79.7829 | 77.3229 | 75.5252 | 0.035556 | 0.03623 | 0.034328 | 0.029967 | 0.030811 | 0.032802 | 0.0384 | 0.046036 | 0.05427 | 0.059346 | 0.062198 | 0.064765 | 0.066563 | 0.067308 | 0.066108 | 0.060831 | 0.055632 | 0.051389 | 0.045843 | 0.044481 | 0.044449 | 0.040771 | 0.038627 | 0.040034
Program Specific1-in-2Size: 20 kW to 199.99 kWOther2023January Monthly Peak | Program Specific | 1-in-2 | Size: 20 kW to 199.99 kW | Other | 2023 | January Monthly Peak | 1 | 11.4341 | 11.373 | 11.2877 | 11.4597 | 11.7129 | 14.2462 | 17.963 | 19.7729 | 21.9057 | 22.8343 | 22.5821 | 22.4214 | 21.4624 | 21.3021 | 20.5883 | 19.2666 | 18.9367 | 18.6373 | 17.3301 | 16.3269 | 15.6674 | 14.5279 | 13.5511 | 12.4722 | 0 | 0 | 0 | 0 | 0 | 0 | 0 | 0 | 0 | 0 | 0 | 0 | 0 | 0 | 0.19627 | 0.18639 | 0.18802 | 0.14319 | 0 | 0 | 0 | 0 | 0 | 0 | 42.4938 | 42.0574 | 41.4198 | 40.7616 | 40.0881 | 39.6306 | 39.5479 | 39.3144 | 39.5977 | 42.0208 | 45.6058 | 48.3183 | 50.2781 | 51.5597 | 52.4091 | 52.8157 | 52.5336 | 51.2284 | 49.3009 | 47.9474 | 46.73 | 45.8169 | 44.9556 | 44.3565 | 0.026358 | 0.028242 | 0.027475 | 0.024472 | 0.024875 | 0.029323 | 0.038137 | 0.043713 | 0.048369 | 0.04913 | 0.046992 | 0.046227 | 0.0443 | 0.043536 | 0.041168 | 0.036108 | 0.033759 | 0.033066 | 0.030426 | 0.029244 | 0.029089 | 0.026879 | 0.027031 | 0.029152
Program Specific1-in-2Size: 20 kW to 199.99 kWOther2023February Monthly Peak | Program Specific | 1-in-2 | Size: 20 kW to 199.99 kW | Other | 2023 | February Monthly Peak | 2 | 11.8196 | 11.5368 | 11.3868 | 11.5498 | 11.941 | 13.8019 | 16.554 | 18.0958 | 20.2904 | 21.4673 | 21.8788 | 22.0948 | 21.7759 | 21.9016 | 21.6075 | 20.7725 | 20.0654 | 19.3774 | 18.7489 | 17.7187 | 16.8615 | 15.5952 | 14.1658 | 12.8727 | 0 | 0 | 0 | 0 | 0 | 0 | 0 | 0 | 0 | 0 | 0 | 0 | 0 | 0 | 0.20599 | 0.20096 | 0.19923 | 0.14888 | 0 | 0 | 0 | 0 | 0 | 0 | 47.2375 | 46.7573 | 46.4164 | 46.0285 | 45.8317 | 45.8173 | 45.8203 | 45.7808 | 46.0234 | 47.8545 | 49.9908 | 51.9053 | 52.7694 | 52.7458 | 52.8064 | 52.4693 | 51.8 | 50.6587 | 49.1277 | 47.6719 | 46.3038 | 45.2941 | 44.0526 | 43.0972 | 0.027247 | 0.028649 | 0.027716 | 0.024664 | 0.025359 | 0.028409 | 0.035146 | 0.040006 | 0.044802 | 0.046189 | 0.045529 | 0.045553 | 0.044947 | 0.044761 | 0.043206 | 0.038931 | 0.035771 | 0.034379 | 0.032917 | 0.031737 | 0.031307 | 0.028854 | 0.028257 | 0.030088
Program Specific1-in-2Size: 20 kW to 199.99 kWOther2023March Monthly Peak | Program Specific | 1-in-2 | Size: 20 kW to 199.99 kW | Other | 2023 | March Monthly Peak | 3 | 11.9678 | 11.6564 | 11.4536 | 11.5586 | 11.8889 | 13.7317 | 16.6634 | 18.2407 | 20.2442 | 21.5315 | 21.9838 | 22.2789 | 22.1048 | 22.3689 | 22.1988 | 21.431 | 20.8217 | 19.5272 | 18.4596 | 18.1984 | 17.4153 | 16.1197 | 14.6013 | 13.2088 | 0 | 0 | 0 | 0 | 0 | 0 | 0 | 0 | 0 | 0 | 0 | 0 | 0 | 0 | 0.21163 | 0.20733 | 0.20674 | 0.15003 | 0 | 0 | 0 | 0 | 0 | 0 | 46.8203 | 46.3656 | 45.9562 | 45.637 | 45.2401 | 44.7943 | 44.3873 | 44.1603 | 45.8953 | 48.2292 | 50.495 | 52.5699 | 54.1848 | 55.2847 | 55.7952 | 56.2344 | 56.0757 | 55.4068 | 53.7704 | 51.4809 | 49.9107 | 48.7025 | 47.8376 | 46.9188 | 0.027589 | 0.028946 | 0.027879 | 0.024683 | 0.025249 | 0.028264 | 0.035378 | 0.040326 | 0.0447 | 0.046327 | 0.045747 | 0.045933 | 0.045626 | 0.045716 | 0.044389 | 0.040165 | 0.03712 | 0.034645 | 0.032409 | 0.032597 | 0.032335 | 0.029825 | 0.029125 | 0.030874
Program Specific1-in-2Size: 20 kW to 199.99 kWOther2023April Monthly Peak | Program Specific | 1-in-2 | Size: 20 kW to 199.99 kW | Other | 2023 | April Monthly Peak | 4 | 12.8536 | 12.235 | 11.883 | 11.885 | 12.3368 | 13.4293 | 15.1474 | 16.9286 | 19.5585 | 21.6841 | 23.4407 | 24.6113 | 25.3598 | 26.0317 | 26.223 | 25.818 | 24.6936 | 22.9249 | 21.0662 | 20.6899 | 19.8943 | 18.3241 | 16.1048 | 14.3047 | 0 | 0 | 0 | 0 | 0 | 0 | 0 | 0 | 0 | 0 | 0 | 0 | 0 | 0 | 0.24999 | 0.24978 | 0.24518 | 0.17613 | 0 | 0 | 0 | 0 | 0 | 0 | 62.1141 | 60.8931 | 59.4323 | 58.2086 | 57.2847 | 56.6224 | 56.0604 | 56.1542 | 58.7786 | 62.8278 | 68.0955 | 72.5205 | 75.9055 | 78.3283 | 79.4548 | 80.0945 | 80.1072 | 79.755 | 78.5046 | 76.1423 | 72.3587 | 69.2184 | 67.0275 | 64.7661 | 0.029631 | 0.030383 | 0.028924 | 0.02538 | 0.0262 | 0.027642 | 0.032159 | 0.037425 | 0.043186 | 0.046656 | 0.048779 | 0.050741 | 0.052345 | 0.053202 | 0.052436 | 0.048387 | 0.044022 | 0.040673 | 0.036985 | 0.037059 | 0.036937 | 0.033903 | 0.032125 | 0.033436
Program Specific1-in-2Size: 20 kW to 199.99 kWOther2023May Monthly Peak | Program Specific | 1-in-2 | Size: 20 kW to 199.99 kW | Other | 2023 | May Monthly Peak | 5 | 13.4264 | 12.7282 | 12.3551 | 12.3284 | 12.8338 | 13.9034 | 15.287 | 17.5139 | 20.5118 | 22.8175 | 24.7042 | 25.9133 | 26.6436 | 27.255 | 27.4122 | 27.0289 | 25.8126 | 24.0115 | 22.0143 | 21.2168 | 20.7435 | 19.1898 | 16.816 | 14.9494 | 0 | 0 | 0 | 0 | 0 | 0 | 0 | 0 | 0 | 0 | 0 | 0 | 0 | 0 | 0.26133 | 0.26149 | 0.25629 | 0.18448 | 0 | 0 | 0 | 0 | 0 | 0 | 65.8897 | 64.7428 | 63.8564 | 62.8874 | 62.0445 | 61.2816 | 60.5095 | 60.9147 | 63.4048 | 67.1836 | 70.9409 | 74.6563 | 77.841 | 80.4843 | 81.592 | 82.0827 | 81.9305 | 81.3935 | 80.105 | 77.7991 | 74.4207 | 71.5841 | 69.1214 | 67.4413 | 0.030951 | 0.031608 | 0.030073 | 0.026327 | 0.027255 | 0.028618 | 0.032456 | 0.038719 | 0.045291 | 0.049094 | 0.051409 | 0.053426 | 0.054995 | 0.055702 | 0.054813 | 0.050656 | 0.046017 | 0.042601 | 0.03865 | 0.038003 | 0.038514 | 0.035505 | 0.033543 | 0.034942
Program Specific1-in-2Size: 20 kW to 199.99 kWOther2023June Monthly Peak | Program Specific | 1-in-2 | Size: 20 kW to 199.99 kW | Other | 2023 | June Monthly Peak | 6 | 14.5708 | 13.815 | 13.3367 | 13.264 | 13.6801 | 14.8879 | 16.6364 | 19.5036 | 23.0351 | 25.8518 | 27.984 | 29.4051 | 30.1391 | 30.8097 | 30.9445 | 30.4296 | 29.236 | 27.1914 | 24.7908 | 23.3535 | 22.6399 | 20.9748 | 18.3964 | 16.3303 | 0 | 0 | 0 | 0 | 0 | 0 | 0 | 0 | 0 | 0 | 0 | 0 | 0 | 0 | 0.295 | 0.29439 | 0.29028 | 0.20891 | 0 | 0 | 0 | 0 | 0 | 0 | 69.842 | 68.4196 | 67.2543 | 66.2062 | 65.0827 | 64.0565 | 63.1321 | 63.9905 | 67.6479 | 72.4119 | 77.1587 | 81.5851 | 84.7353 | 86.4167 | 87.2732 | 87.6285 | 87.7524 | 87.4133 | 86.4147 | 84.4853 | 81.4475 | 77.3223 | 74.6175 | 72.5718 | 0.033589 | 0.034306 | 0.032462 | 0.028325 | 0.029053 | 0.030644 | 0.035321 | 0.043118 | 0.050862 | 0.055623 | 0.058234 | 0.060625 | 0.06221 | 0.062967 | 0.061877 | 0.057029 | 0.05212 | 0.048243 | 0.043525 | 0.04183 | 0.042035 | 0.038808 | 0.036696 | 0.03817
Program Specific1-in-2Size: 20 kW to 199.99 kWOther2023July Monthly Peak | Program Specific | 1-in-2 | Size: 20 kW to 199.99 kW | Other | 2023 | July Monthly Peak | 7 | 15.7137 | 14.8856 | 14.3778 | 14.2724 | 14.7086 | 16.313 | 18.5954 | 21.7053 | 25.6233 | 28.7228 | 31.0599 | 32.6313 | 33.4126 | 34.065 | 34.1566 | 33.475 | 32.219 | 29.9424 | 27.0232 | 25.3335 | 24.4823 | 22.6732 | 19.9335 | 17.6898 | 0 | 0 | 0 | 0 | 0 | 0 | 0 | 0 | 0 | 0 | 0 | 0 | 0 | 0 | 0.32562 | 0.32385 | 0.3199 | 0.23005 | 0 | 0 | 0 | 0 | 0 | 0 | 75.7941 | 74.4066 | 73.4442 | 72.5014 | 71.4647 | 70.5078 | 69.7085 | 70.1713 | 73.4806 | 77.9151 | 82.356 | 85.7653 | 88.7976 | 90.5015 | 91.4484 | 91.8968 | 91.8204 | 90.818 | 89.6496 | 88.297 | 85.6983 | 82.1077 | 79.6024 | 77.7906 | 0.036224 | 0.036965 | 0.034996 | 0.030478 | 0.031237 | 0.033578 | 0.03948 | 0.047986 | 0.056577 | 0.0618 | 0.064634 | 0.067277 | 0.068966 | 0.06962 | 0.0683 | 0.062737 | 0.057438 | 0.053123 | 0.047444 | 0.045377 | 0.045456 | 0.04195 | 0.039762 | 0.041348
Program Specific1-in-2Size: 20 kW to 199.99 kWOther2023August Monthly Peak | Program Specific | 1-in-2 | Size: 20 kW to 199.99 kW | Other | 2023 | August Monthly Peak | 8 | 15.5426 | 14.7047 | 14.2115 | 14.1385 | 14.613 | 16.0785 | 18.2829 | 21.0785 | 24.9247 | 27.9959 | 30.3459 | 31.8956 | 32.7209 | 33.3951 | 33.4985 | 32.8651 | 31.596 | 29.3109 | 26.3961 | 25.089 | 24.1707 | 22.2428 | 19.5506 | 17.2889 | 0 | 0 | 0 | 0 | 0 | 0 | 0 | 0 | 0 | 0 | 0 | 0 | 0 | 0 | 0.31935 | 0.31795 | 0.31372 | 0.2252 | 0 | 0 | 0 | 0 | 0 | 0 | 74.1573 | 72.9937 | 71.4888 | 70.2215 | 69.1955 | 68.2394 | 67.6409 | 67.025 | 69.3344 | 74.5421 | 80.1982 | 84.7552 | 88.245 | 90.2975 | 91.5733 | 92.2219 | 92.0684 | 91.4624 | 90.02 | 87.4419 | 83.6268 | 80.3542 | 78.0338 | 76.2855 | 0.035829 | 0.036516 | 0.034591 | 0.030192 | 0.031034 | 0.033095 | 0.038816 | 0.0466 | 0.055035 | 0.060236 | 0.063149 | 0.06576 | 0.067539 | 0.06825 | 0.066984 | 0.061594 | 0.056327 | 0.052003 | 0.046343 | 0.044939 | 0.044877 | 0.041154 | 0.038998 | 0.040411
Program Specific1-in-2Size: 20 kW to 199.99 kWOther2023September Monthly Peak | Program Specific | 1-in-2 | Size: 20 kW to 199.99 kW | Other | 2023 | September Monthly Peak | 9 | 15.2086 | 14.4707 | 14.0157 | 13.9299 | 14.4449 | 15.8854 | 18.2954 | 20.6981 | 24.4446 | 27.4968 | 29.8705 | 31.3597 | 32.2092 | 32.8738 | 32.8842 | 32.1551 | 30.762 | 28.3645 | 25.6828 | 24.988 | 23.4612 | 21.5247 | 18.8241 | 16.7964 | 0 | 0 | 0 | 0 | 0 | 0 | 0 | 0 | 0 | 0 | 0 | 0 | 0 | 0 | 0.31349 | 0.31108 | 0.30543 | 0.21793 | 0 | 0 | 0 | 0 | 0 | 0 | 72.5031 | 71.2624 | 69.9105 | 68.5883 | 67.4446 | 66.5063 | 65.9536 | 65.63 | 68.0431 | 73.2979 | 78.8537 | 83.6696 | 87.6416 | 89.9765 | 91.2758 | 91.7119 | 91.6051 | 90.7647 | 89.343 | 86.5361 | 82.3947 | 79.3474 | 77.0378 | 75.4527 | 0.035059 | 0.035935 | 0.034115 | 0.029747 | 0.030677 | 0.032697 | 0.038843 | 0.045759 | 0.053975 | 0.059162 | 0.062159 | 0.064655 | 0.066483 | 0.067185 | 0.065755 | 0.060263 | 0.054841 | 0.050324 | 0.045091 | 0.044758 | 0.04356 | 0.039825 | 0.037549 | 0.039259
Program Specific1-in-2Size: 20 kW to 199.99 kWOther2023October Monthly Peak | Program Specific | 1-in-2 | Size: 20 kW to 199.99 kW | Other | 2023 | October Monthly Peak | 10 | 13.5874 | 12.9414 | 12.6111 | 12.5823 | 13.0446 | 14.269 | 16.5485 | 18.2276 | 20.8203 | 23.2861 | 25.1232 | 26.4191 | 27.1174 | 27.8053 | 27.9769 | 27.4217 | 26.1165 | 24.1618 | 22.896 | 22.0877 | 20.6414 | 18.9692 | 16.643 | 14.9013 | 0 | 0 | 0 | 0 | 0 | 0 | 0 | 0 | 0 | 0 | 0 | 0 | 0 | 0 | 0.26671 | 0.26529 | 0.25931 | 0.18564 | 0 | 0 | 0 | 0 | 0 | 0 | 64.0173 | 63.0484 | 62.0997 | 61.0825 | 60.1087 | 59.354 | 58.4945 | 57.8964 | 58.759 | 63.1326 | 69.3412 | 75.7001 | 80.6598 | 83.6679 | 84.8908 | 85.7758 | 85.834 | 84.9872 | 82.7829 | 78.2158 | 74.1248 | 70.9329 | 68.3988 | 66.3495 | 0.031322 | 0.032137 | 0.030696 | 0.026869 | 0.027703 | 0.02937 | 0.035134 | 0.040297 | 0.045972 | 0.050103 | 0.05228 | 0.054469 | 0.055973 | 0.056826 | 0.055943 | 0.051392 | 0.046559 | 0.042868 | 0.040198 | 0.039563 | 0.038325 | 0.035097 | 0.033198 | 0.03483
Program Specific1-in-2Size: 20 kW to 199.99 kWOther2023November Monthly Peak | Program Specific | 1-in-2 | Size: 20 kW to 199.99 kW | Other | 2023 | November Monthly Peak | 11 | 12.2351 | 11.7285 | 11.5492 | 11.5676 | 12.0675 | 13.2383 | 14.8445 | 16.5329 | 18.8167 | 20.4886 | 21.6906 | 22.4014 | 22.7834 | 23.1459 | 23.0945 | 22.461 | 21.5989 | 21.2731 | 19.8723 | 18.8901 | 17.821 | 16.4844 | 14.7103 | 13.264 | 0 | 0 | 0 | 0 | 0 | 0 | 0 | 0 | 0 | 0 | 0 | 0 | 0 | 0 | 0.22016 | 0.2173 | 0.21446 | 0.16344 | 0 | 0 | 0 | 0 | 0 | 0 | 55.6625 | 54.7352 | 53.8707 | 52.9209 | 51.8753 | 51.2699 | 50.9909 | 50.9475 | 53.2389 | 58.2758 | 63.1697 | 67.515 | 70.3588 | 71.8413 | 72.4468 | 72.3406 | 70.985 | 68.1242 | 64.6224 | 62.4699 | 60.7966 | 59.4332 | 58.3023 | 57.1854 | 0.028205 | 0.029125 | 0.028111 | 0.024702 | 0.025628 | 0.027249 | 0.031516 | 0.036551 | 0.041548 | 0.044083 | 0.045137 | 0.046185 | 0.047027 | 0.047304 | 0.04618 | 0.042095 | 0.038505 | 0.037742 | 0.034889 | 0.033836 | 0.033088 | 0.030499 | 0.029343 | 0.031003
Program Specific1-in-2Size: 20 kW to 199.99 kWOther2023December Monthly Peak | Program Specific | 1-in-2 | Size: 20 kW to 199.99 kW | Other | 2023 | December Monthly Peak | 12 | 12.0817 | 11.7364 | 11.6045 | 11.6918 | 12.1799 | 13.7672 | 16.2476 | 17.8268 | 19.9014 | 20.9568 | 21.3292 | 21.3752 | 21.1121 | 21.1435 | 20.837 | 20.076 | 19.7922 | 19.7521 | 18.5285 | 17.689 | 16.8884 | 15.8339 | 14.5085 | 13.1599 | 0 | 0 | 0 | 0 | 0 | 0 | 0 | 0 | 0 | 0 | 0 | 0 | 0 | 0 | 0.19864 | 0.19423 | 0.19652 | 0.15176 | 0 | 0 | 0 | 0 | 0 | 0 | 46.6118 | 45.9894 | 45.6129 | 45.0371 | 44.506 | 44.0581 | 43.7613 | 43.6632 | 44.3624 | 47.6497 | 51.3144 | 54.5029 | 56.5224 | 57.4192 | 58.1096 | 58.347 | 57.636 | 55.2344 | 52.2439 | 50.208 | 48.7388 | 46.8854 | 45.1244 | 43.8742 | 0.027851 | 0.029145 | 0.028246 | 0.024967 | 0.025867 | 0.028337 | 0.034495 | 0.039411 | 0.043943 | 0.045091 | 0.044385 | 0.04407 | 0.043577 | 0.043211 | 0.041666 | 0.037625 | 0.035284 | 0.035044 | 0.03253 | 0.031684 | 0.031356 | 0.029296 | 0.02894 | 0.03076
Program Specific1-in-2Size: 20 kW to 199.99 kWOther2023Typical Event Day | Program Specific | 1-in-2 | Size: 20 kW to 199.99 kW | Other | 2023 | Typical Event Day | 8 | 15.4241 | 14.5895 | 14.1033 | 14.0329 | 14.5083 | 15.9363 | 18.0869 | 20.8235 | 24.5786 | 27.5824 | 29.8892 | 31.413 | 32.2483 | 32.9342 | 33.0606 | 32.4582 | 31.2057 | 28.9646 | 26.1112 | 24.8335 | 23.9399 | 22.0361 | 19.3649 | 17.1277 | 0 | 0 | 0 | 0 | 0 | 0 | 0 | 0 | 0 | 0 | 0 | 0 | 0 | 0 | 0.31517 | 0.31402 | 0.30984 | 0.22254 | 0 | 0 | 0 | 0 | 0 | 0 | 73.0741 | 71.7706 | 70.5245 | 69.3794 | 68.2969 | 67.3275 | 66.6088 | 66.7042 | 69.6265 | 74.5418 | 79.6416 | 83.9438 | 87.3549 | 89.2981 | 90.3927 | 90.8648 | 90.8116 | 90.1146 | 88.8568 | 86.6901 | 83.2919 | 79.7829 | 77.3229 | 75.5252 | 0.035556 | 0.03623 | 0.034328 | 0.029967 | 0.030811 | 0.032802 | 0.0384 | 0.046036 | 0.05427 | 0.059346 | 0.062198 | 0.064765 | 0.066563 | 0.067308 | 0.066108 | 0.060831 | 0.055632 | 0.051389 | 0.045843 | 0.044481 | 0.044449 | 0.040771 | 0.038627 | 0.040034
Program Specific1-in-2Size: 20 kW to 199.99 kWOther2024January Monthly Peak | Program Specific | 1-in-2 | Size: 20 kW to 199.99 kW | Other | 2024 | January Monthly Peak | 1 | 11.4341 | 11.373 | 11.2877 | 11.4597 | 11.7129 | 14.2462 | 17.963 | 19.7729 | 21.9057 | 22.8343 | 22.5821 | 22.4214 | 21.4624 | 21.3021 | 20.5883 | 19.2666 | 18.9367 | 18.6373 | 17.3301 | 16.3269 | 15.6674 | 14.5279 | 13.5511 | 12.4722 | 0 | 0 | 0 | 0 | 0 | 0 | 0 | 0 | 0 | 0 | 0 | 0 | 0 | 0 | 0.19627 | 0.18639 | 0.18802 | 0.14319 | 0 | 0 | 0 | 0 | 0 | 0 | 42.4938 | 42.0574 | 41.4198 | 40.7616 | 40.0881 | 39.6306 | 39.5479 | 39.3144 | 39.5977 | 42.0208 | 45.6058 | 48.3183 | 50.2781 | 51.5597 | 52.4091 | 52.8157 | 52.5336 | 51.2284 | 49.3009 | 47.9474 | 46.73 | 45.8169 | 44.9556 | 44.3565 | 0.026358 | 0.028242 | 0.027475 | 0.024472 | 0.024875 | 0.029323 | 0.038137 | 0.043713 | 0.048369 | 0.04913 | 0.046992 | 0.046227 | 0.0443 | 0.043536 | 0.041168 | 0.036108 | 0.033759 | 0.033066 | 0.030426 | 0.029244 | 0.029089 | 0.026879 | 0.027031 | 0.029152
Program Specific1-in-2Size: 20 kW to 199.99 kWOther2024February Monthly Peak | Program Specific | 1-in-2 | Size: 20 kW to 199.99 kW | Other | 2024 | February Monthly Peak | 2 | 11.8196 | 11.5368 | 11.3868 | 11.5498 | 11.941 | 13.8019 | 16.554 | 18.0958 | 20.2904 | 21.4673 | 21.8788 | 22.0948 | 21.7759 | 21.9016 | 21.6075 | 20.7725 | 20.0654 | 19.3774 | 18.7489 | 17.7187 | 16.8615 | 15.5952 | 14.1658 | 12.8727 | 0 | 0 | 0 | 0 | 0 | 0 | 0 | 0 | 0 | 0 | 0 | 0 | 0 | 0 | 0.20599 | 0.20096 | 0.19923 | 0.14888 | 0 | 0 | 0 | 0 | 0 | 0 | 47.2375 | 46.7573 | 46.4164 | 46.0285 | 45.8317 | 45.8173 | 45.8203 | 45.7808 | 46.0234 | 47.8545 | 49.9908 | 51.9053 | 52.7694 | 52.7458 | 52.8064 | 52.4693 | 51.8 | 50.6587 | 49.1277 | 47.6719 | 46.3038 | 45.2941 | 44.0526 | 43.0972 | 0.027247 | 0.028649 | 0.027716 | 0.024664 | 0.025359 | 0.028409 | 0.035146 | 0.040006 | 0.044802 | 0.046189 | 0.045529 | 0.045553 | 0.044947 | 0.044761 | 0.043206 | 0.038931 | 0.035771 | 0.034379 | 0.032917 | 0.031737 | 0.031307 | 0.028854 | 0.028257 | 0.030088
Program Specific1-in-2Size: 20 kW to 199.99 kWOther2024March Monthly Peak | Program Specific | 1-in-2 | Size: 20 kW to 199.99 kW | Other | 2024 | March Monthly Peak | 3 | 11.9678 | 11.6564 | 11.4536 | 11.5586 | 11.8889 | 13.7317 | 16.6634 | 18.2407 | 20.2442 | 21.5315 | 21.9838 | 22.2789 | 22.1048 | 22.3689 | 22.1988 | 21.431 | 20.8217 | 19.5272 | 18.4596 | 18.1984 | 17.4153 | 16.1197 | 14.6013 | 13.2088 | 0 | 0 | 0 | 0 | 0 | 0 | 0 | 0 | 0 | 0 | 0 | 0 | 0 | 0 | 0.21163 | 0.20733 | 0.20674 | 0.15003 | 0 | 0 | 0 | 0 | 0 | 0 | 46.8203 | 46.3656 | 45.9562 | 45.637 | 45.2401 | 44.7943 | 44.3873 | 44.1603 | 45.8953 | 48.2292 | 50.495 | 52.5699 | 54.1848 | 55.2847 | 55.7952 | 56.2344 | 56.0757 | 55.4068 | 53.7704 | 51.4809 | 49.9107 | 48.7025 | 47.8376 | 46.9188 | 0.027589 | 0.028946 | 0.027879 | 0.024683 | 0.025249 | 0.028264 | 0.035378 | 0.040326 | 0.0447 | 0.046327 | 0.045747 | 0.045933 | 0.045626 | 0.045716 | 0.044389 | 0.040165 | 0.03712 | 0.034645 | 0.032409 | 0.032597 | 0.032335 | 0.029825 | 0.029125 | 0.030874
Program Specific1-in-2Size: 20 kW to 199.99 kWOther2024April Monthly Peak | Program Specific | 1-in-2 | Size: 20 kW to 199.99 kW | Other | 2024 | April Monthly Peak | 4 | 12.8536 | 12.235 | 11.883 | 11.885 | 12.3368 | 13.4293 | 15.1474 | 16.9286 | 19.5585 | 21.6841 | 23.4407 | 24.6113 | 25.3598 | 26.0317 | 26.223 | 25.818 | 24.6936 | 22.9249 | 21.0662 | 20.6899 | 19.8943 | 18.3241 | 16.1048 | 14.3047 | 0 | 0 | 0 | 0 | 0 | 0 | 0 | 0 | 0 | 0 | 0 | 0 | 0 | 0 | 0.24999 | 0.24978 | 0.24518 | 0.17613 | 0 | 0 | 0 | 0 | 0 | 0 | 62.1141 | 60.8931 | 59.4323 | 58.2086 | 57.2847 | 56.6224 | 56.0604 | 56.1542 | 58.7786 | 62.8278 | 68.0955 | 72.5205 | 75.9055 | 78.3283 | 79.4548 | 80.0945 | 80.1072 | 79.755 | 78.5046 | 76.1423 | 72.3587 | 69.2184 | 67.0275 | 64.7661 | 0.029631 | 0.030383 | 0.028924 | 0.02538 | 0.0262 | 0.027642 | 0.032159 | 0.037425 | 0.043186 | 0.046656 | 0.048779 | 0.050741 | 0.052345 | 0.053202 | 0.052436 | 0.048387 | 0.044022 | 0.040673 | 0.036985 | 0.037059 | 0.036937 | 0.033903 | 0.032125 | 0.033436
Program Specific1-in-2Size: 20 kW to 199.99 kWOther2024May Monthly Peak | Program Specific | 1-in-2 | Size: 20 kW to 199.99 kW | Other | 2024 | May Monthly Peak | 5 | 13.4264 | 12.7282 | 12.3551 | 12.3284 | 12.8338 | 13.9034 | 15.287 | 17.5139 | 20.5118 | 22.8175 | 24.7042 | 25.9133 | 26.6436 | 27.255 | 27.4122 | 27.0289 | 25.8126 | 24.0115 | 22.0143 | 21.2168 | 20.7435 | 19.1898 | 16.816 | 14.9494 | 0 | 0 | 0 | 0 | 0 | 0 | 0 | 0 | 0 | 0 | 0 | 0 | 0 | 0 | 0.26133 | 0.26149 | 0.25629 | 0.18448 | 0 | 0 | 0 | 0 | 0 | 0 | 65.8897 | 64.7428 | 63.8564 | 62.8874 | 62.0445 | 61.2816 | 60.5095 | 60.9147 | 63.4048 | 67.1836 | 70.9409 | 74.6563 | 77.841 | 80.4843 | 81.592 | 82.0827 | 81.9305 | 81.3935 | 80.105 | 77.7991 | 74.4207 | 71.5841 | 69.1214 | 67.4413 | 0.030951 | 0.031608 | 0.030073 | 0.026327 | 0.027255 | 0.028618 | 0.032456 | 0.038719 | 0.045291 | 0.049094 | 0.051409 | 0.053426 | 0.054995 | 0.055702 | 0.054813 | 0.050656 | 0.046017 | 0.042601 | 0.03865 | 0.038003 | 0.038514 | 0.035505 | 0.033543 | 0.034942
Program Specific1-in-2Size: 20 kW to 199.99 kWOther2024June Monthly Peak | Program Specific | 1-in-2 | Size: 20 kW to 199.99 kW | Other | 2024 | June Monthly Peak | 6 | 14.5708 | 13.815 | 13.3367 | 13.264 | 13.6801 | 14.8879 | 16.6364 | 19.5036 | 23.0351 | 25.8518 | 27.984 | 29.4051 | 30.1391 | 30.8097 | 30.9445 | 30.4296 | 29.236 | 27.1914 | 24.7908 | 23.3535 | 22.6399 | 20.9748 | 18.3964 | 16.3303 | 0 | 0 | 0 | 0 | 0 | 0 | 0 | 0 | 0 | 0 | 0 | 0 | 0 | 0 | 0.295 | 0.29439 | 0.29028 | 0.20891 | 0 | 0 | 0 | 0 | 0 | 0 | 69.842 | 68.4196 | 67.2543 | 66.2062 | 65.0827 | 64.0565 | 63.1321 | 63.9905 | 67.6479 | 72.4119 | 77.1587 | 81.5851 | 84.7353 | 86.4167 | 87.2732 | 87.6285 | 87.7524 | 87.4133 | 86.4147 | 84.4853 | 81.4475 | 77.3223 | 74.6175 | 72.5718 | 0.033589 | 0.034306 | 0.032462 | 0.028325 | 0.029053 | 0.030644 | 0.035321 | 0.043118 | 0.050862 | 0.055623 | 0.058234 | 0.060625 | 0.06221 | 0.062967 | 0.061877 | 0.057029 | 0.05212 | 0.048243 | 0.043525 | 0.04183 | 0.042035 | 0.038808 | 0.036696 | 0.03817
Program Specific1-in-2Size: 20 kW to 199.99 kWOther2024July Monthly Peak | Program Specific | 1-in-2 | Size: 20 kW to 199.99 kW | Other | 2024 | July Monthly Peak | 7 | 15.7137 | 14.8856 | 14.3778 | 14.2724 | 14.7086 | 16.313 | 18.5954 | 21.7053 | 25.6233 | 28.7228 | 31.0599 | 32.6313 | 33.4126 | 34.065 | 34.1566 | 33.475 | 32.219 | 29.9424 | 27.0232 | 25.3335 | 24.4823 | 22.6732 | 19.9335 | 17.6898 | 0 | 0 | 0 | 0 | 0 | 0 | 0 | 0 | 0 | 0 | 0 | 0 | 0 | 0 | 0.32562 | 0.32385 | 0.3199 | 0.23005 | 0 | 0 | 0 | 0 | 0 | 0 | 75.7941 | 74.4066 | 73.4442 | 72.5014 | 71.4647 | 70.5078 | 69.7085 | 70.1713 | 73.4806 | 77.9151 | 82.356 | 85.7653 | 88.7976 | 90.5015 | 91.4484 | 91.8968 | 91.8204 | 90.818 | 89.6496 | 88.297 | 85.6983 | 82.1077 | 79.6024 | 77.7906 | 0.036224 | 0.036965 | 0.034996 | 0.030478 | 0.031237 | 0.033578 | 0.03948 | 0.047986 | 0.056577 | 0.0618 | 0.064634 | 0.067277 | 0.068966 | 0.06962 | 0.0683 | 0.062737 | 0.057438 | 0.053123 | 0.047444 | 0.045377 | 0.045456 | 0.04195 | 0.039762 | 0.041348
Program Specific1-in-2Size: 20 kW to 199.99 kWOther2024August Monthly Peak | Program Specific | 1-in-2 | Size: 20 kW to 199.99 kW | Other | 2024 | August Monthly Peak | 8 | 15.5426 | 14.7047 | 14.2115 | 14.1385 | 14.613 | 16.0785 | 18.2829 | 21.0785 | 24.9247 | 27.9959 | 30.3459 | 31.8956 | 32.7209 | 33.3951 | 33.4985 | 32.8651 | 31.596 | 29.3109 | 26.3961 | 25.089 | 24.1707 | 22.2428 | 19.5506 | 17.2889 | 0 | 0 | 0 | 0 | 0 | 0 | 0 | 0 | 0 | 0 | 0 | 0 | 0 | 0 | 0.31935 | 0.31795 | 0.31372 | 0.2252 | 0 | 0 | 0 | 0 | 0 | 0 | 74.1573 | 72.9937 | 71.4888 | 70.2215 | 69.1955 | 68.2394 | 67.6409 | 67.025 | 69.3344 | 74.5421 | 80.1982 | 84.7552 | 88.245 | 90.2975 | 91.5733 | 92.2219 | 92.0684 | 91.4624 | 90.02 | 87.4419 | 83.6268 | 80.3542 | 78.0338 | 76.2855 | 0.035829 | 0.036516 | 0.034591 | 0.030192 | 0.031034 | 0.033095 | 0.038816 | 0.0466 | 0.055035 | 0.060236 | 0.063149 | 0.06576 | 0.067539 | 0.06825 | 0.066984 | 0.061594 | 0.056327 | 0.052003 | 0.046343 | 0.044939 | 0.044877 | 0.041154 | 0.038998 | 0.040411
Program Specific1-in-2Size: 20 kW to 199.99 kWOther2024September Monthly Peak | Program Specific | 1-in-2 | Size: 20 kW to 199.99 kW | Other | 2024 | September Monthly Peak | 9 | 15.2086 | 14.4707 | 14.0157 | 13.9299 | 14.4449 | 15.8854 | 18.2954 | 20.6981 | 24.4446 | 27.4968 | 29.8705 | 31.3597 | 32.2092 | 32.8738 | 32.8842 | 32.1551 | 30.762 | 28.3645 | 25.6828 | 24.988 | 23.4612 | 21.5247 | 18.8241 | 16.7964 | 0 | 0 | 0 | 0 | 0 | 0 | 0 | 0 | 0 | 0 | 0 | 0 | 0 | 0 | 0.31349 | 0.31108 | 0.30543 | 0.21793 | 0 | 0 | 0 | 0 | 0 | 0 | 72.5031 | 71.2624 | 69.9105 | 68.5883 | 67.4446 | 66.5063 | 65.9536 | 65.63 | 68.0431 | 73.2979 | 78.8537 | 83.6696 | 87.6416 | 89.9765 | 91.2758 | 91.7119 | 91.6051 | 90.7647 | 89.343 | 86.5361 | 82.3947 | 79.3474 | 77.0378 | 75.4527 | 0.035059 | 0.035935 | 0.034115 | 0.029747 | 0.030677 | 0.032697 | 0.038843 | 0.045759 | 0.053975 | 0.059162 | 0.062159 | 0.064655 | 0.066483 | 0.067185 | 0.065755 | 0.060263 | 0.054841 | 0.050324 | 0.045091 | 0.044758 | 0.04356 | 0.039825 | 0.037549 | 0.039259
Program Specific1-in-2Size: 20 kW to 199.99 kWOther2024October Monthly Peak | Program Specific | 1-in-2 | Size: 20 kW to 199.99 kW | Other | 2024 | October Monthly Peak | 10 | 13.5874 | 12.9414 | 12.6111 | 12.5823 | 13.0446 | 14.269 | 16.5485 | 18.2276 | 20.8203 | 23.2861 | 25.1232 | 26.4191 | 27.1174 | 27.8053 | 27.9769 | 27.4217 | 26.1165 | 24.1618 | 22.896 | 22.0877 | 20.6414 | 18.9692 | 16.643 | 14.9013 | 0 | 0 | 0 | 0 | 0 | 0 | 0 | 0 | 0 | 0 | 0 | 0 | 0 | 0 | 0.26671 | 0.26529 | 0.25931 | 0.18564 | 0 | 0 | 0 | 0 | 0 | 0 | 64.0173 | 63.0484 | 62.0997 | 61.0825 | 60.1087 | 59.354 | 58.4945 | 57.8964 | 58.759 | 63.1326 | 69.3412 | 75.7001 | 80.6598 | 83.6679 | 84.8908 | 85.7758 | 85.834 | 84.9872 | 82.7829 | 78.2158 | 74.1248 | 70.9329 | 68.3988 | 66.3495 | 0.031322 | 0.032137 | 0.030696 | 0.026869 | 0.027703 | 0.02937 | 0.035134 | 0.040297 | 0.045972 | 0.050103 | 0.05228 | 0.054469 | 0.055973 | 0.056826 | 0.055943 | 0.051392 | 0.046559 | 0.042868 | 0.040198 | 0.039563 | 0.038325 | 0.035097 | 0.033198 | 0.03483
Program Specific1-in-2Size: 20 kW to 199.99 kWOther2024November Monthly Peak | Program Specific | 1-in-2 | Size: 20 kW to 199.99 kW | Other | 2024 | November Monthly Peak | 11 | 12.2351 | 11.7285 | 11.5492 | 11.5676 | 12.0675 | 13.2383 | 14.8445 | 16.5329 | 18.8167 | 20.4886 | 21.6906 | 22.4014 | 22.7834 | 23.1459 | 23.0945 | 22.461 | 21.5989 | 21.2731 | 19.8723 | 18.8901 | 17.821 | 16.4844 | 14.7103 | 13.264 | 0 | 0 | 0 | 0 | 0 | 0 | 0 | 0 | 0 | 0 | 0 | 0 | 0 | 0 | 0.22016 | 0.2173 | 0.21446 | 0.16344 | 0 | 0 | 0 | 0 | 0 | 0 | 55.6625 | 54.7352 | 53.8707 | 52.9209 | 51.8753 | 51.2699 | 50.9909 | 50.9475 | 53.2389 | 58.2758 | 63.1697 | 67.515 | 70.3588 | 71.8413 | 72.4468 | 72.3406 | 70.985 | 68.1242 | 64.6224 | 62.4699 | 60.7966 | 59.4332 | 58.3023 | 57.1854 | 0.028205 | 0.029125 | 0.028111 | 0.024702 | 0.025628 | 0.027249 | 0.031516 | 0.036551 | 0.041548 | 0.044083 | 0.045137 | 0.046185 | 0.047027 | 0.047304 | 0.04618 | 0.042095 | 0.038505 | 0.037742 | 0.034889 | 0.033836 | 0.033088 | 0.030499 | 0.029343 | 0.031003
Program Specific1-in-2Size: 20 kW to 199.99 kWOther2024December Monthly Peak | Program Specific | 1-in-2 | Size: 20 kW to 199.99 kW | Other | 2024 | December Monthly Peak | 12 | 12.0817 | 11.7364 | 11.6045 | 11.6918 | 12.1799 | 13.7672 | 16.2476 | 17.8268 | 19.9014 | 20.9568 | 21.3292 | 21.3752 | 21.1121 | 21.1435 | 20.837 | 20.076 | 19.7922 | 19.7521 | 18.5285 | 17.689 | 16.8884 | 15.8339 | 14.5085 | 13.1599 | 0 | 0 | 0 | 0 | 0 | 0 | 0 | 0 | 0 | 0 | 0 | 0 | 0 | 0 | 0.19864 | 0.19423 | 0.19652 | 0.15176 | 0 | 0 | 0 | 0 | 0 | 0 | 46.6118 | 45.9894 | 45.6129 | 45.0371 | 44.506 | 44.0581 | 43.7613 | 43.6632 | 44.3624 | 47.6497 | 51.3144 | 54.5029 | 56.5224 | 57.4192 | 58.1096 | 58.347 | 57.636 | 55.2344 | 52.2439 | 50.208 | 48.7388 | 46.8854 | 45.1244 | 43.8742 | 0.027851 | 0.029145 | 0.028246 | 0.024967 | 0.025867 | 0.028337 | 0.034495 | 0.039411 | 0.043943 | 0.045091 | 0.044385 | 0.04407 | 0.043577 | 0.043211 | 0.041666 | 0.037625 | 0.035284 | 0.035044 | 0.03253 | 0.031684 | 0.031356 | 0.029296 | 0.02894 | 0.03076
Program Specific1-in-2Size: 20 kW to 199.99 kWOther2024Typical Event Day | Program Specific | 1-in-2 | Size: 20 kW to 199.99 kW | Other | 2024 | Typical Event Day | 8 | 15.4241 | 14.5895 | 14.1033 | 14.0329 | 14.5083 | 15.9363 | 18.0869 | 20.8235 | 24.5786 | 27.5824 | 29.8892 | 31.413 | 32.2483 | 32.9342 | 33.0606 | 32.4582 | 31.2057 | 28.9646 | 26.1112 | 24.8335 | 23.9399 | 22.0361 | 19.3649 | 17.1277 | 0 | 0 | 0 | 0 | 0 | 0 | 0 | 0 | 0 | 0 | 0 | 0 | 0 | 0 | 0.31517 | 0.31402 | 0.30984 | 0.22254 | 0 | 0 | 0 | 0 | 0 | 0 | 73.0741 | 71.7706 | 70.5245 | 69.3794 | 68.2969 | 67.3275 | 66.6088 | 66.7042 | 69.6265 | 74.5418 | 79.6416 | 83.9438 | 87.3549 | 89.2981 | 90.3927 | 90.8648 | 90.8116 | 90.1146 | 88.8568 | 86.6901 | 83.2919 | 79.7829 | 77.3229 | 75.5252 | 0.035556 | 0.03623 | 0.034328 | 0.029967 | 0.030811 | 0.032802 | 0.0384 | 0.046036 | 0.05427 | 0.059346 | 0.062198 | 0.064765 | 0.066563 | 0.067308 | 0.066108 | 0.060831 | 0.055632 | 0.051389 | 0.045843 | 0.044481 | 0.044449 | 0.040771 | 0.038627 | 0.040034
Program Specific1-in-2Size: 20 kW to 199.99 kWOther2025January Monthly Peak | Program Specific | 1-in-2 | Size: 20 kW to 199.99 kW | Other | 2025 | January Monthly Peak | 1 | 11.4341 | 11.373 | 11.2877 | 11.4597 | 11.7129 | 14.2462 | 17.963 | 19.7729 | 21.9057 | 22.8343 | 22.5821 | 22.4214 | 21.4624 | 21.3021 | 20.5883 | 19.2666 | 18.9367 | 18.6373 | 17.3301 | 16.3269 | 15.6674 | 14.5279 | 13.5511 | 12.4722 | 0 | 0 | 0 | 0 | 0 | 0 | 0 | 0 | 0 | 0 | 0 | 0 | 0 | 0 | 0.19627 | 0.18639 | 0.18802 | 0.14319 | 0 | 0 | 0 | 0 | 0 | 0 | 42.4938 | 42.0574 | 41.4198 | 40.7616 | 40.0881 | 39.6306 | 39.5479 | 39.3144 | 39.5977 | 42.0208 | 45.6058 | 48.3183 | 50.2781 | 51.5597 | 52.4091 | 52.8157 | 52.5336 | 51.2284 | 49.3009 | 47.9474 | 46.73 | 45.8169 | 44.9556 | 44.3565 | 0.026358 | 0.028242 | 0.027475 | 0.024472 | 0.024875 | 0.029323 | 0.038137 | 0.043713 | 0.048369 | 0.04913 | 0.046992 | 0.046227 | 0.0443 | 0.043536 | 0.041168 | 0.036108 | 0.033759 | 0.033066 | 0.030426 | 0.029244 | 0.029089 | 0.026879 | 0.027031 | 0.029152
Program Specific1-in-2Size: 20 kW to 199.99 kWOther2025February Monthly Peak | Program Specific | 1-in-2 | Size: 20 kW to 199.99 kW | Other | 2025 | February Monthly Peak | 2 | 11.8196 | 11.5368 | 11.3868 | 11.5498 | 11.941 | 13.8019 | 16.554 | 18.0958 | 20.2904 | 21.4673 | 21.8788 | 22.0948 | 21.7759 | 21.9016 | 21.6075 | 20.7725 | 20.0654 | 19.3774 | 18.7489 | 17.7187 | 16.8615 | 15.5952 | 14.1658 | 12.8727 | 0 | 0 | 0 | 0 | 0 | 0 | 0 | 0 | 0 | 0 | 0 | 0 | 0 | 0 | 0.20599 | 0.20096 | 0.19923 | 0.14888 | 0 | 0 | 0 | 0 | 0 | 0 | 47.2375 | 46.7573 | 46.4164 | 46.0285 | 45.8317 | 45.8173 | 45.8203 | 45.7808 | 46.0234 | 47.8545 | 49.9908 | 51.9053 | 52.7694 | 52.7458 | 52.8064 | 52.4693 | 51.8 | 50.6587 | 49.1277 | 47.6719 | 46.3038 | 45.2941 | 44.0526 | 43.0972 | 0.027247 | 0.028649 | 0.027716 | 0.024664 | 0.025359 | 0.028409 | 0.035146 | 0.040006 | 0.044802 | 0.046189 | 0.045529 | 0.045553 | 0.044947 | 0.044761 | 0.043206 | 0.038931 | 0.035771 | 0.034379 | 0.032917 | 0.031737 | 0.031307 | 0.028854 | 0.028257 | 0.030088
Program Specific1-in-2Size: 20 kW to 199.99 kWOther2025March Monthly Peak | Program Specific | 1-in-2 | Size: 20 kW to 199.99 kW | Other | 2025 | March Monthly Peak | 3 | 11.9678 | 11.6564 | 11.4536 | 11.5586 | 11.8889 | 13.7317 | 16.6634 | 18.2407 | 20.2442 | 21.5315 | 21.9838 | 22.2789 | 22.1048 | 22.3689 | 22.1988 | 21.431 | 20.8217 | 19.5272 | 18.4596 | 18.1984 | 17.4153 | 16.1197 | 14.6013 | 13.2088 | 0 | 0 | 0 | 0 | 0 | 0 | 0 | 0 | 0 | 0 | 0 | 0 | 0 | 0 | 0.21163 | 0.20733 | 0.20674 | 0.15003 | 0 | 0 | 0 | 0 | 0 | 0 | 46.8203 | 46.3656 | 45.9562 | 45.637 | 45.2401 | 44.7943 | 44.3873 | 44.1603 | 45.8953 | 48.2292 | 50.495 | 52.5699 | 54.1848 | 55.2847 | 55.7952 | 56.2344 | 56.0757 | 55.4068 | 53.7704 | 51.4809 | 49.9107 | 48.7025 | 47.8376 | 46.9188 | 0.027589 | 0.028946 | 0.027879 | 0.024683 | 0.025249 | 0.028264 | 0.035378 | 0.040326 | 0.0447 | 0.046327 | 0.045747 | 0.045933 | 0.045626 | 0.045716 | 0.044389 | 0.040165 | 0.03712 | 0.034645 | 0.032409 | 0.032597 | 0.032335 | 0.029825 | 0.029125 | 0.030874
Program Specific1-in-2Size: 20 kW to 199.99 kWOther2025April Monthly Peak | Program Specific | 1-in-2 | Size: 20 kW to 199.99 kW | Other | 2025 | April Monthly Peak | 4 | 12.8536 | 12.235 | 11.883 | 11.885 | 12.3368 | 13.4293 | 15.1474 | 16.9286 | 19.5585 | 21.6841 | 23.4407 | 24.6113 | 25.3598 | 26.0317 | 26.223 | 25.818 | 24.6936 | 22.9249 | 21.0662 | 20.6899 | 19.8943 | 18.3241 | 16.1048 | 14.3047 | 0 | 0 | 0 | 0 | 0 | 0 | 0 | 0 | 0 | 0 | 0 | 0 | 0 | 0 | 0.24999 | 0.24978 | 0.24518 | 0.17613 | 0 | 0 | 0 | 0 | 0 | 0 | 62.1141 | 60.8931 | 59.4323 | 58.2086 | 57.2847 | 56.6224 | 56.0604 | 56.1542 | 58.7786 | 62.8278 | 68.0955 | 72.5205 | 75.9055 | 78.3283 | 79.4548 | 80.0945 | 80.1072 | 79.755 | 78.5046 | 76.1423 | 72.3587 | 69.2184 | 67.0275 | 64.7661 | 0.029631 | 0.030383 | 0.028924 | 0.02538 | 0.0262 | 0.027642 | 0.032159 | 0.037425 | 0.043186 | 0.046656 | 0.048779 | 0.050741 | 0.052345 | 0.053202 | 0.052436 | 0.048387 | 0.044022 | 0.040673 | 0.036985 | 0.037059 | 0.036937 | 0.033903 | 0.032125 | 0.033436
Program Specific1-in-2Size: 20 kW to 199.99 kWOther2025May Monthly Peak | Program Specific | 1-in-2 | Size: 20 kW to 199.99 kW | Other | 2025 | May Monthly Peak | 5 | 13.4264 | 12.7282 | 12.3551 | 12.3284 | 12.8338 | 13.9034 | 15.287 | 17.5139 | 20.5118 | 22.8175 | 24.7042 | 25.9133 | 26.6436 | 27.255 | 27.4122 | 27.0289 | 25.8126 | 24.0115 | 22.0143 | 21.2168 | 20.7435 | 19.1898 | 16.816 | 14.9494 | 0 | 0 | 0 | 0 | 0 | 0 | 0 | 0 | 0 | 0 | 0 | 0 | 0 | 0 | 0.26133 | 0.26149 | 0.25629 | 0.18448 | 0 | 0 | 0 | 0 | 0 | 0 | 65.8897 | 64.7428 | 63.8564 | 62.8874 | 62.0445 | 61.2816 | 60.5095 | 60.9147 | 63.4048 | 67.1836 | 70.9409 | 74.6563 | 77.841 | 80.4843 | 81.592 | 82.0827 | 81.9305 | 81.3935 | 80.105 | 77.7991 | 74.4207 | 71.5841 | 69.1214 | 67.4413 | 0.030951 | 0.031608 | 0.030073 | 0.026327 | 0.027255 | 0.028618 | 0.032456 | 0.038719 | 0.045291 | 0.049094 | 0.051409 | 0.053426 | 0.054995 | 0.055702 | 0.054813 | 0.050656 | 0.046017 | 0.042601 | 0.03865 | 0.038003 | 0.038514 | 0.035505 | 0.033543 | 0.034942
Program Specific1-in-2Size: 20 kW to 199.99 kWOther2025June Monthly Peak | Program Specific | 1-in-2 | Size: 20 kW to 199.99 kW | Other | 2025 | June Monthly Peak | 6 | 14.5708 | 13.815 | 13.3367 | 13.264 | 13.6801 | 14.8879 | 16.6364 | 19.5036 | 23.0351 | 25.8518 | 27.984 | 29.4051 | 30.1391 | 30.8097 | 30.9445 | 30.4296 | 29.236 | 27.1914 | 24.7908 | 23.3535 | 22.6399 | 20.9748 | 18.3964 | 16.3303 | 0 | 0 | 0 | 0 | 0 | 0 | 0 | 0 | 0 | 0 | 0 | 0 | 0 | 0 | 0.295 | 0.29439 | 0.29028 | 0.20891 | 0 | 0 | 0 | 0 | 0 | 0 | 69.842 | 68.4196 | 67.2543 | 66.2062 | 65.0827 | 64.0565 | 63.1321 | 63.9905 | 67.6479 | 72.4119 | 77.1587 | 81.5851 | 84.7353 | 86.4167 | 87.2732 | 87.6285 | 87.7524 | 87.4133 | 86.4147 | 84.4853 | 81.4475 | 77.3223 | 74.6175 | 72.5718 | 0.033589 | 0.034306 | 0.032462 | 0.028325 | 0.029053 | 0.030644 | 0.035321 | 0.043118 | 0.050862 | 0.055623 | 0.058234 | 0.060625 | 0.06221 | 0.062967 | 0.061877 | 0.057029 | 0.05212 | 0.048243 | 0.043525 | 0.04183 | 0.042035 | 0.038808 | 0.036696 | 0.03817
Program Specific1-in-2Size: 20 kW to 199.99 kWOther2025July Monthly Peak | Program Specific | 1-in-2 | Size: 20 kW to 199.99 kW | Other | 2025 | July Monthly Peak | 7 | 15.7137 | 14.8856 | 14.3778 | 14.2724 | 14.7086 | 16.313 | 18.5954 | 21.7053 | 25.6233 | 28.7228 | 31.0599 | 32.6313 | 33.4126 | 34.065 | 34.1566 | 33.475 | 32.219 | 29.9424 | 27.0232 | 25.3335 | 24.4823 | 22.6732 | 19.9335 | 17.6898 | 0 | 0 | 0 | 0 | 0 | 0 | 0 | 0 | 0 | 0 | 0 | 0 | 0 | 0 | 0.32562 | 0.32385 | 0.3199 | 0.23005 | 0 | 0 | 0 | 0 | 0 | 0 | 75.7941 | 74.4066 | 73.4442 | 72.5014 | 71.4647 | 70.5078 | 69.7085 | 70.1713 | 73.4806 | 77.9151 | 82.356 | 85.7653 | 88.7976 | 90.5015 | 91.4484 | 91.8968 | 91.8204 | 90.818 | 89.6496 | 88.297 | 85.6983 | 82.1077 | 79.6024 | 77.7906 | 0.036224 | 0.036965 | 0.034996 | 0.030478 | 0.031237 | 0.033578 | 0.03948 | 0.047986 | 0.056577 | 0.0618 | 0.064634 | 0.067277 | 0.068966 | 0.06962 | 0.0683 | 0.062737 | 0.057438 | 0.053123 | 0.047444 | 0.045377 | 0.045456 | 0.04195 | 0.039762 | 0.041348
Program Specific1-in-2Size: 20 kW to 199.99 kWOther2025August Monthly Peak | Program Specific | 1-in-2 | Size: 20 kW to 199.99 kW | Other | 2025 | August Monthly Peak | 8 | 15.5426 | 14.7047 | 14.2115 | 14.1385 | 14.613 | 16.0785 | 18.2829 | 21.0785 | 24.9247 | 27.9959 | 30.3459 | 31.8956 | 32.7209 | 33.3951 | 33.4985 | 32.8651 | 31.596 | 29.3109 | 26.3961 | 25.089 | 24.1707 | 22.2428 | 19.5506 | 17.2889 | 0 | 0 | 0 | 0 | 0 | 0 | 0 | 0 | 0 | 0 | 0 | 0 | 0 | 0 | 0.31935 | 0.31795 | 0.31372 | 0.2252 | 0 | 0 | 0 | 0 | 0 | 0 | 74.1573 | 72.9937 | 71.4888 | 70.2215 | 69.1955 | 68.2394 | 67.6409 | 67.025 | 69.3344 | 74.5421 | 80.1982 | 84.7552 | 88.245 | 90.2975 | 91.5733 | 92.2219 | 92.0684 | 91.4624 | 90.02 | 87.4419 | 83.6268 | 80.3542 | 78.0338 | 76.2855 | 0.035829 | 0.036516 | 0.034591 | 0.030192 | 0.031034 | 0.033095 | 0.038816 | 0.0466 | 0.055035 | 0.060236 | 0.063149 | 0.06576 | 0.067539 | 0.06825 | 0.066984 | 0.061594 | 0.056327 | 0.052003 | 0.046343 | 0.044939 | 0.044877 | 0.041154 | 0.038998 | 0.040411
Program Specific1-in-2Size: 20 kW to 199.99 kWOther2025September Monthly Peak | Program Specific | 1-in-2 | Size: 20 kW to 199.99 kW | Other | 2025 | September Monthly Peak | 9 | 15.2086 | 14.4707 | 14.0157 | 13.9299 | 14.4449 | 15.8854 | 18.2954 | 20.6981 | 24.4446 | 27.4968 | 29.8705 | 31.3597 | 32.2092 | 32.8738 | 32.8842 | 32.1551 | 30.762 | 28.3645 | 25.6828 | 24.988 | 23.4612 | 21.5247 | 18.8241 | 16.7964 | 0 | 0 | 0 | 0 | 0 | 0 | 0 | 0 | 0 | 0 | 0 | 0 | 0 | 0 | 0.31349 | 0.31108 | 0.30543 | 0.21793 | 0 | 0 | 0 | 0 | 0 | 0 | 72.5031 | 71.2624 | 69.9105 | 68.5883 | 67.4446 | 66.5063 | 65.9536 | 65.63 | 68.0431 | 73.2979 | 78.8537 | 83.6696 | 87.6416 | 89.9765 | 91.2758 | 91.7119 | 91.6051 | 90.7647 | 89.343 | 86.5361 | 82.3947 | 79.3474 | 77.0378 | 75.4527 | 0.035059 | 0.035935 | 0.034115 | 0.029747 | 0.030677 | 0.032697 | 0.038843 | 0.045759 | 0.053975 | 0.059162 | 0.062159 | 0.064655 | 0.066483 | 0.067185 | 0.065755 | 0.060263 | 0.054841 | 0.050324 | 0.045091 | 0.044758 | 0.04356 | 0.039825 | 0.037549 | 0.039259
Program Specific1-in-2Size: 20 kW to 199.99 kWOther2025October Monthly Peak | Program Specific | 1-in-2 | Size: 20 kW to 199.99 kW | Other | 2025 | October Monthly Peak | 10 | 13.5874 | 12.9414 | 12.6111 | 12.5823 | 13.0446 | 14.269 | 16.5485 | 18.2276 | 20.8203 | 23.2861 | 25.1232 | 26.4191 | 27.1174 | 27.8053 | 27.9769 | 27.4217 | 26.1165 | 24.1618 | 22.896 | 22.0877 | 20.6414 | 18.9692 | 16.643 | 14.9013 | 0 | 0 | 0 | 0 | 0 | 0 | 0 | 0 | 0 | 0 | 0 | 0 | 0 | 0 | 0.26671 | 0.26529 | 0.25931 | 0.18564 | 0 | 0 | 0 | 0 | 0 | 0 | 64.0173 | 63.0484 | 62.0997 | 61.0825 | 60.1087 | 59.354 | 58.4945 | 57.8964 | 58.759 | 63.1326 | 69.3412 | 75.7001 | 80.6598 | 83.6679 | 84.8908 | 85.7758 | 85.834 | 84.9872 | 82.7829 | 78.2158 | 74.1248 | 70.9329 | 68.3988 | 66.3495 | 0.031322 | 0.032137 | 0.030696 | 0.026869 | 0.027703 | 0.02937 | 0.035134 | 0.040297 | 0.045972 | 0.050103 | 0.05228 | 0.054469 | 0.055973 | 0.056826 | 0.055943 | 0.051392 | 0.046559 | 0.042868 | 0.040198 | 0.039563 | 0.038325 | 0.035097 | 0.033198 | 0.03483
Program Specific1-in-2Size: 20 kW to 199.99 kWOther2025November Monthly Peak | Program Specific | 1-in-2 | Size: 20 kW to 199.99 kW | Other | 2025 | November Monthly Peak | 11 | 12.2351 | 11.7285 | 11.5492 | 11.5676 | 12.0675 | 13.2383 | 14.8445 | 16.5329 | 18.8167 | 20.4886 | 21.6906 | 22.4014 | 22.7834 | 23.1459 | 23.0945 | 22.461 | 21.5989 | 21.2731 | 19.8723 | 18.8901 | 17.821 | 16.4844 | 14.7103 | 13.264 | 0 | 0 | 0 | 0 | 0 | 0 | 0 | 0 | 0 | 0 | 0 | 0 | 0 | 0 | 0.22016 | 0.2173 | 0.21446 | 0.16344 | 0 | 0 | 0 | 0 | 0 | 0 | 55.6625 | 54.7352 | 53.8707 | 52.9209 | 51.8753 | 51.2699 | 50.9909 | 50.9475 | 53.2389 | 58.2758 | 63.1697 | 67.515 | 70.3588 | 71.8413 | 72.4468 | 72.3406 | 70.985 | 68.1242 | 64.6224 | 62.4699 | 60.7966 | 59.4332 | 58.3023 | 57.1854 | 0.028205 | 0.029125 | 0.028111 | 0.024702 | 0.025628 | 0.027249 | 0.031516 | 0.036551 | 0.041548 | 0.044083 | 0.045137 | 0.046185 | 0.047027 | 0.047304 | 0.04618 | 0.042095 | 0.038505 | 0.037742 | 0.034889 | 0.033836 | 0.033088 | 0.030499 | 0.029343 | 0.031003
Program Specific1-in-2Size: 20 kW to 199.99 kWOther2025December Monthly Peak | Program Specific | 1-in-2 | Size: 20 kW to 199.99 kW | Other | 2025 | December Monthly Peak | 12 | 12.0817 | 11.7364 | 11.6045 | 11.6918 | 12.1799 | 13.7672 | 16.2476 | 17.8268 | 19.9014 | 20.9568 | 21.3292 | 21.3752 | 21.1121 | 21.1435 | 20.837 | 20.076 | 19.7922 | 19.7521 | 18.5285 | 17.689 | 16.8884 | 15.8339 | 14.5085 | 13.1599 | 0 | 0 | 0 | 0 | 0 | 0 | 0 | 0 | 0 | 0 | 0 | 0 | 0 | 0 | 0.19864 | 0.19423 | 0.19652 | 0.15176 | 0 | 0 | 0 | 0 | 0 | 0 | 46.6118 | 45.9894 | 45.6129 | 45.0371 | 44.506 | 44.0581 | 43.7613 | 43.6632 | 44.3624 | 47.6497 | 51.3144 | 54.5029 | 56.5224 | 57.4192 | 58.1096 | 58.347 | 57.636 | 55.2344 | 52.2439 | 50.208 | 48.7388 | 46.8854 | 45.1244 | 43.8742 | 0.027851 | 0.029145 | 0.028246 | 0.024967 | 0.025867 | 0.028337 | 0.034495 | 0.039411 | 0.043943 | 0.045091 | 0.044385 | 0.04407 | 0.043577 | 0.043211 | 0.041666 | 0.037625 | 0.035284 | 0.035044 | 0.03253 | 0.031684 | 0.031356 | 0.029296 | 0.02894 | 0.03076
Program Specific1-in-2Size: 20 kW to 199.99 kWOther2025Typical Event Day | Program Specific | 1-in-2 | Size: 20 kW to 199.99 kW | Other | 2025 | Typical Event Day | 8 | 15.4241 | 14.5895 | 14.1033 | 14.0329 | 14.5083 | 15.9363 | 18.0869 | 20.8235 | 24.5786 | 27.5824 | 29.8892 | 31.413 | 32.2483 | 32.9342 | 33.0606 | 32.4582 | 31.2057 | 28.9646 | 26.1112 | 24.8335 | 23.9399 | 22.0361 | 19.3649 | 17.1277 | 0 | 0 | 0 | 0 | 0 | 0 | 0 | 0 | 0 | 0 | 0 | 0 | 0 | 0 | 0.31517 | 0.31402 | 0.30984 | 0.22254 | 0 | 0 | 0 | 0 | 0 | 0 | 73.0741 | 71.7706 | 70.5245 | 69.3794 | 68.2969 | 67.3275 | 66.6088 | 66.7042 | 69.6265 | 74.5418 | 79.6416 | 83.9438 | 87.3549 | 89.2981 | 90.3927 | 90.8648 | 90.8116 | 90.1146 | 88.8568 | 86.6901 | 83.2919 | 79.7829 | 77.3229 | 75.5252 | 0.035556 | 0.03623 | 0.034328 | 0.029967 | 0.030811 | 0.032802 | 0.0384 | 0.046036 | 0.05427 | 0.059346 | 0.062198 | 0.064765 | 0.066563 | 0.067308 | 0.066108 | 0.060831 | 0.055632 | 0.051389 | 0.045843 | 0.044481 | 0.044449 | 0.040771 | 0.038627 | 0.040034
Program Specific1-in-2Size: 20 kW to 199.99 kWOther2026January Monthly Peak | Program Specific | 1-in-2 | Size: 20 kW to 199.99 kW | Other | 2026 | January Monthly Peak | 1 | 11.4341 | 11.373 | 11.2877 | 11.4597 | 11.7129 | 14.2462 | 17.963 | 19.7729 | 21.9057 | 22.8343 | 22.5821 | 22.4214 | 21.4624 | 21.3021 | 20.5883 | 19.2666 | 18.9367 | 18.6373 | 17.3301 | 16.3269 | 15.6674 | 14.5279 | 13.5511 | 12.4722 | 0 | 0 | 0 | 0 | 0 | 0 | 0 | 0 | 0 | 0 | 0 | 0 | 0 | 0 | 0.19627 | 0.18639 | 0.18802 | 0.14319 | 0 | 0 | 0 | 0 | 0 | 0 | 42.4938 | 42.0574 | 41.4198 | 40.7616 | 40.0881 | 39.6306 | 39.5479 | 39.3144 | 39.5977 | 42.0208 | 45.6058 | 48.3183 | 50.2781 | 51.5597 | 52.4091 | 52.8157 | 52.5336 | 51.2284 | 49.3009 | 47.9474 | 46.73 | 45.8169 | 44.9556 | 44.3565 | 0.026358 | 0.028242 | 0.027475 | 0.024472 | 0.024875 | 0.029323 | 0.038137 | 0.043713 | 0.048369 | 0.04913 | 0.046992 | 0.046227 | 0.0443 | 0.043536 | 0.041168 | 0.036108 | 0.033759 | 0.033066 | 0.030426 | 0.029244 | 0.029089 | 0.026879 | 0.027031 | 0.029152
Program Specific1-in-2Size: 20 kW to 199.99 kWOther2026February Monthly Peak | Program Specific | 1-in-2 | Size: 20 kW to 199.99 kW | Other | 2026 | February Monthly Peak | 2 | 11.8196 | 11.5368 | 11.3868 | 11.5498 | 11.941 | 13.8019 | 16.554 | 18.0958 | 20.2904 | 21.4673 | 21.8788 | 22.0948 | 21.7759 | 21.9016 | 21.6075 | 20.7725 | 20.0654 | 19.3774 | 18.7489 | 17.7187 | 16.8615 | 15.5952 | 14.1658 | 12.8727 | 0 | 0 | 0 | 0 | 0 | 0 | 0 | 0 | 0 | 0 | 0 | 0 | 0 | 0 | 0.20599 | 0.20096 | 0.19923 | 0.14888 | 0 | 0 | 0 | 0 | 0 | 0 | 47.2375 | 46.7573 | 46.4164 | 46.0285 | 45.8317 | 45.8173 | 45.8203 | 45.7808 | 46.0234 | 47.8545 | 49.9908 | 51.9053 | 52.7694 | 52.7458 | 52.8064 | 52.4693 | 51.8 | 50.6587 | 49.1277 | 47.6719 | 46.3038 | 45.2941 | 44.0526 | 43.0972 | 0.027247 | 0.028649 | 0.027716 | 0.024664 | 0.025359 | 0.028409 | 0.035146 | 0.040006 | 0.044802 | 0.046189 | 0.045529 | 0.045553 | 0.044947 | 0.044761 | 0.043206 | 0.038931 | 0.035771 | 0.034379 | 0.032917 | 0.031737 | 0.031307 | 0.028854 | 0.028257 | 0.030088
Program Specific1-in-2Size: 20 kW to 199.99 kWOther2026March Monthly Peak | Program Specific | 1-in-2 | Size: 20 kW to 199.99 kW | Other | 2026 | March Monthly Peak | 3 | 11.9678 | 11.6564 | 11.4536 | 11.5586 | 11.8889 | 13.7317 | 16.6634 | 18.2407 | 20.2442 | 21.5315 | 21.9838 | 22.2789 | 22.1048 | 22.3689 | 22.1988 | 21.431 | 20.8217 | 19.5272 | 18.4596 | 18.1984 | 17.4153 | 16.1197 | 14.6013 | 13.2088 | 0 | 0 | 0 | 0 | 0 | 0 | 0 | 0 | 0 | 0 | 0 | 0 | 0 | 0 | 0.21163 | 0.20733 | 0.20674 | 0.15003 | 0 | 0 | 0 | 0 | 0 | 0 | 46.8203 | 46.3656 | 45.9562 | 45.637 | 45.2401 | 44.7943 | 44.3873 | 44.1603 | 45.8953 | 48.2292 | 50.495 | 52.5699 | 54.1848 | 55.2847 | 55.7952 | 56.2344 | 56.0757 | 55.4068 | 53.7704 | 51.4809 | 49.9107 | 48.7025 | 47.8376 | 46.9188 | 0.027589 | 0.028946 | 0.027879 | 0.024683 | 0.025249 | 0.028264 | 0.035378 | 0.040326 | 0.0447 | 0.046327 | 0.045747 | 0.045933 | 0.045626 | 0.045716 | 0.044389 | 0.040165 | 0.03712 | 0.034645 | 0.032409 | 0.032597 | 0.032335 | 0.029825 | 0.029125 | 0.030874
Program Specific1-in-2Size: 20 kW to 199.99 kWOther2026April Monthly Peak | Program Specific | 1-in-2 | Size: 20 kW to 199.99 kW | Other | 2026 | April Monthly Peak | 4 | 12.8536 | 12.235 | 11.883 | 11.885 | 12.3368 | 13.4293 | 15.1474 | 16.9286 | 19.5585 | 21.6841 | 23.4407 | 24.6113 | 25.3598 | 26.0317 | 26.223 | 25.818 | 24.6936 | 22.9249 | 21.0662 | 20.6899 | 19.8943 | 18.3241 | 16.1048 | 14.3047 | 0 | 0 | 0 | 0 | 0 | 0 | 0 | 0 | 0 | 0 | 0 | 0 | 0 | 0 | 0.24999 | 0.24978 | 0.24518 | 0.17613 | 0 | 0 | 0 | 0 | 0 | 0 | 62.1141 | 60.8931 | 59.4323 | 58.2086 | 57.2847 | 56.6224 | 56.0604 | 56.1542 | 58.7786 | 62.8278 | 68.0955 | 72.5205 | 75.9055 | 78.3283 | 79.4548 | 80.0945 | 80.1072 | 79.755 | 78.5046 | 76.1423 | 72.3587 | 69.2184 | 67.0275 | 64.7661 | 0.029631 | 0.030383 | 0.028924 | 0.02538 | 0.0262 | 0.027642 | 0.032159 | 0.037425 | 0.043186 | 0.046656 | 0.048779 | 0.050741 | 0.052345 | 0.053202 | 0.052436 | 0.048387 | 0.044022 | 0.040673 | 0.036985 | 0.037059 | 0.036937 | 0.033903 | 0.032125 | 0.033436
Program Specific1-in-2Size: 20 kW to 199.99 kWOther2026May Monthly Peak | Program Specific | 1-in-2 | Size: 20 kW to 199.99 kW | Other | 2026 | May Monthly Peak | 5 | 13.4264 | 12.7282 | 12.3551 | 12.3284 | 12.8338 | 13.9034 | 15.287 | 17.5139 | 20.5118 | 22.8175 | 24.7042 | 25.9133 | 26.6436 | 27.255 | 27.4122 | 27.0289 | 25.8126 | 24.0115 | 22.0143 | 21.2168 | 20.7435 | 19.1898 | 16.816 | 14.9494 | 0 | 0 | 0 | 0 | 0 | 0 | 0 | 0 | 0 | 0 | 0 | 0 | 0 | 0 | 0.26133 | 0.26149 | 0.25629 | 0.18448 | 0 | 0 | 0 | 0 | 0 | 0 | 65.8897 | 64.7428 | 63.8564 | 62.8874 | 62.0445 | 61.2816 | 60.5095 | 60.9147 | 63.4048 | 67.1836 | 70.9409 | 74.6563 | 77.841 | 80.4843 | 81.592 | 82.0827 | 81.9305 | 81.3935 | 80.105 | 77.7991 | 74.4207 | 71.5841 | 69.1214 | 67.4413 | 0.030951 | 0.031608 | 0.030073 | 0.026327 | 0.027255 | 0.028618 | 0.032456 | 0.038719 | 0.045291 | 0.049094 | 0.051409 | 0.053426 | 0.054995 | 0.055702 | 0.054813 | 0.050656 | 0.046017 | 0.042601 | 0.03865 | 0.038003 | 0.038514 | 0.035505 | 0.033543 | 0.034942
Program Specific1-in-2Size: 20 kW to 199.99 kWOther2026June Monthly Peak | Program Specific | 1-in-2 | Size: 20 kW to 199.99 kW | Other | 2026 | June Monthly Peak | 6 | 14.5708 | 13.815 | 13.3367 | 13.264 | 13.6801 | 14.8879 | 16.6364 | 19.5036 | 23.0351 | 25.8518 | 27.984 | 29.4051 | 30.1391 | 30.8097 | 30.9445 | 30.4296 | 29.236 | 27.1914 | 24.7908 | 23.3535 | 22.6399 | 20.9748 | 18.3964 | 16.3303 | 0 | 0 | 0 | 0 | 0 | 0 | 0 | 0 | 0 | 0 | 0 | 0 | 0 | 0 | 0.295 | 0.29439 | 0.29028 | 0.20891 | 0 | 0 | 0 | 0 | 0 | 0 | 69.842 | 68.4196 | 67.2543 | 66.2062 | 65.0827 | 64.0565 | 63.1321 | 63.9905 | 67.6479 | 72.4119 | 77.1587 | 81.5851 | 84.7353 | 86.4167 | 87.2732 | 87.6285 | 87.7524 | 87.4133 | 86.4147 | 84.4853 | 81.4475 | 77.3223 | 74.6175 | 72.5718 | 0.033589 | 0.034306 | 0.032462 | 0.028325 | 0.029053 | 0.030644 | 0.035321 | 0.043118 | 0.050862 | 0.055623 | 0.058234 | 0.060625 | 0.06221 | 0.062967 | 0.061877 | 0.057029 | 0.05212 | 0.048243 | 0.043525 | 0.04183 | 0.042035 | 0.038808 | 0.036696 | 0.03817
Program Specific1-in-2Size: 20 kW to 199.99 kWOther2026July Monthly Peak | Program Specific | 1-in-2 | Size: 20 kW to 199.99 kW | Other | 2026 | July Monthly Peak | 7 | 15.7137 | 14.8856 | 14.3778 | 14.2724 | 14.7086 | 16.313 | 18.5954 | 21.7053 | 25.6233 | 28.7228 | 31.0599 | 32.6313 | 33.4126 | 34.065 | 34.1566 | 33.475 | 32.219 | 29.9424 | 27.0232 | 25.3335 | 24.4823 | 22.6732 | 19.9335 | 17.6898 | 0 | 0 | 0 | 0 | 0 | 0 | 0 | 0 | 0 | 0 | 0 | 0 | 0 | 0 | 0.32562 | 0.32385 | 0.3199 | 0.23005 | 0 | 0 | 0 | 0 | 0 | 0 | 75.7941 | 74.4066 | 73.4442 | 72.5014 | 71.4647 | 70.5078 | 69.7085 | 70.1713 | 73.4806 | 77.9151 | 82.356 | 85.7653 | 88.7976 | 90.5015 | 91.4484 | 91.8968 | 91.8204 | 90.818 | 89.6496 | 88.297 | 85.6983 | 82.1077 | 79.6024 | 77.7906 | 0.036224 | 0.036965 | 0.034996 | 0.030478 | 0.031237 | 0.033578 | 0.03948 | 0.047986 | 0.056577 | 0.0618 | 0.064634 | 0.067277 | 0.068966 | 0.06962 | 0.0683 | 0.062737 | 0.057438 | 0.053123 | 0.047444 | 0.045377 | 0.045456 | 0.04195 | 0.039762 | 0.041348
Program Specific1-in-2Size: 20 kW to 199.99 kWOther2026August Monthly Peak | Program Specific | 1-in-2 | Size: 20 kW to 199.99 kW | Other | 2026 | August Monthly Peak | 8 | 15.5426 | 14.7047 | 14.2115 | 14.1385 | 14.613 | 16.0785 | 18.2829 | 21.0785 | 24.9247 | 27.9959 | 30.3459 | 31.8956 | 32.7209 | 33.3951 | 33.4985 | 32.8651 | 31.596 | 29.3109 | 26.3961 | 25.089 | 24.1707 | 22.2428 | 19.5506 | 17.2889 | 0 | 0 | 0 | 0 | 0 | 0 | 0 | 0 | 0 | 0 | 0 | 0 | 0 | 0 | 0.31935 | 0.31795 | 0.31372 | 0.2252 | 0 | 0 | 0 | 0 | 0 | 0 | 74.1573 | 72.9937 | 71.4888 | 70.2215 | 69.1955 | 68.2394 | 67.6409 | 67.025 | 69.3344 | 74.5421 | 80.1982 | 84.7552 | 88.245 | 90.2975 | 91.5733 | 92.2219 | 92.0684 | 91.4624 | 90.02 | 87.4419 | 83.6268 | 80.3542 | 78.0338 | 76.2855 | 0.035829 | 0.036516 | 0.034591 | 0.030192 | 0.031034 | 0.033095 | 0.038816 | 0.0466 | 0.055035 | 0.060236 | 0.063149 | 0.06576 | 0.067539 | 0.06825 | 0.066984 | 0.061594 | 0.056327 | 0.052003 | 0.046343 | 0.044939 | 0.044877 | 0.041154 | 0.038998 | 0.040411
Program Specific1-in-2Size: 20 kW to 199.99 kWOther2026September Monthly Peak | Program Specific | 1-in-2 | Size: 20 kW to 199.99 kW | Other | 2026 | September Monthly Peak | 9 | 15.2086 | 14.4707 | 14.0157 | 13.9299 | 14.4449 | 15.8854 | 18.2954 | 20.6981 | 24.4446 | 27.4968 | 29.8705 | 31.3597 | 32.2092 | 32.8738 | 32.8842 | 32.1551 | 30.762 | 28.3645 | 25.6828 | 24.988 | 23.4612 | 21.5247 | 18.8241 | 16.7964 | 0 | 0 | 0 | 0 | 0 | 0 | 0 | 0 | 0 | 0 | 0 | 0 | 0 | 0 | 0.31349 | 0.31108 | 0.30543 | 0.21793 | 0 | 0 | 0 | 0 | 0 | 0 | 72.5031 | 71.2624 | 69.9105 | 68.5883 | 67.4446 | 66.5063 | 65.9536 | 65.63 | 68.0431 | 73.2979 | 78.8537 | 83.6696 | 87.6416 | 89.9765 | 91.2758 | 91.7119 | 91.6051 | 90.7647 | 89.343 | 86.5361 | 82.3947 | 79.3474 | 77.0378 | 75.4527 | 0.035059 | 0.035935 | 0.034115 | 0.029747 | 0.030677 | 0.032697 | 0.038843 | 0.045759 | 0.053975 | 0.059162 | 0.062159 | 0.064655 | 0.066483 | 0.067185 | 0.065755 | 0.060263 | 0.054841 | 0.050324 | 0.045091 | 0.044758 | 0.04356 | 0.039825 | 0.037549 | 0.039259
Program Specific1-in-2Size: 20 kW to 199.99 kWOther2026October Monthly Peak | Program Specific | 1-in-2 | Size: 20 kW to 199.99 kW | Other | 2026 | October Monthly Peak | 10 | 13.5874 | 12.9414 | 12.6111 | 12.5823 | 13.0446 | 14.269 | 16.5485 | 18.2276 | 20.8203 | 23.2861 | 25.1232 | 26.4191 | 27.1174 | 27.8053 | 27.9769 | 27.4217 | 26.1165 | 24.1618 | 22.896 | 22.0877 | 20.6414 | 18.9692 | 16.643 | 14.9013 | 0 | 0 | 0 | 0 | 0 | 0 | 0 | 0 | 0 | 0 | 0 | 0 | 0 | 0 | 0.26671 | 0.26529 | 0.25931 | 0.18564 | 0 | 0 | 0 | 0 | 0 | 0 | 64.0173 | 63.0484 | 62.0997 | 61.0825 | 60.1087 | 59.354 | 58.4945 | 57.8964 | 58.759 | 63.1326 | 69.3412 | 75.7001 | 80.6598 | 83.6679 | 84.8908 | 85.7758 | 85.834 | 84.9872 | 82.7829 | 78.2158 | 74.1248 | 70.9329 | 68.3988 | 66.3495 | 0.031322 | 0.032137 | 0.030696 | 0.026869 | 0.027703 | 0.02937 | 0.035134 | 0.040297 | 0.045972 | 0.050103 | 0.05228 | 0.054469 | 0.055973 | 0.056826 | 0.055943 | 0.051392 | 0.046559 | 0.042868 | 0.040198 | 0.039563 | 0.038325 | 0.035097 | 0.033198 | 0.03483
Program Specific1-in-2Size: 20 kW to 199.99 kWOther2026November Monthly Peak | Program Specific | 1-in-2 | Size: 20 kW to 199.99 kW | Other | 2026 | November Monthly Peak | 11 | 12.2351 | 11.7285 | 11.5492 | 11.5676 | 12.0675 | 13.2383 | 14.8445 | 16.5329 | 18.8167 | 20.4886 | 21.6906 | 22.4014 | 22.7834 | 23.1459 | 23.0945 | 22.461 | 21.5989 | 21.2731 | 19.8723 | 18.8901 | 17.821 | 16.4844 | 14.7103 | 13.264 | 0 | 0 | 0 | 0 | 0 | 0 | 0 | 0 | 0 | 0 | 0 | 0 | 0 | 0 | 0.22016 | 0.2173 | 0.21446 | 0.16344 | 0 | 0 | 0 | 0 | 0 | 0 | 55.6625 | 54.7352 | 53.8707 | 52.9209 | 51.8753 | 51.2699 | 50.9909 | 50.9475 | 53.2389 | 58.2758 | 63.1697 | 67.515 | 70.3588 | 71.8413 | 72.4468 | 72.3406 | 70.985 | 68.1242 | 64.6224 | 62.4699 | 60.7966 | 59.4332 | 58.3023 | 57.1854 | 0.028205 | 0.029125 | 0.028111 | 0.024702 | 0.025628 | 0.027249 | 0.031516 | 0.036551 | 0.041548 | 0.044083 | 0.045137 | 0.046185 | 0.047027 | 0.047304 | 0.04618 | 0.042095 | 0.038505 | 0.037742 | 0.034889 | 0.033836 | 0.033088 | 0.030499 | 0.029343 | 0.031003
Program Specific1-in-2Size: 20 kW to 199.99 kWOther2026December Monthly Peak | Program Specific | 1-in-2 | Size: 20 kW to 199.99 kW | Other | 2026 | December Monthly Peak | 12 | 12.0817 | 11.7364 | 11.6045 | 11.6918 | 12.1799 | 13.7672 | 16.2476 | 17.8268 | 19.9014 | 20.9568 | 21.3292 | 21.3752 | 21.1121 | 21.1435 | 20.837 | 20.076 | 19.7922 | 19.7521 | 18.5285 | 17.689 | 16.8884 | 15.8339 | 14.5085 | 13.1599 | 0 | 0 | 0 | 0 | 0 | 0 | 0 | 0 | 0 | 0 | 0 | 0 | 0 | 0 | 0.19864 | 0.19423 | 0.19652 | 0.15176 | 0 | 0 | 0 | 0 | 0 | 0 | 46.6118 | 45.9894 | 45.6129 | 45.0371 | 44.506 | 44.0581 | 43.7613 | 43.6632 | 44.3624 | 47.6497 | 51.3144 | 54.5029 | 56.5224 | 57.4192 | 58.1096 | 58.347 | 57.636 | 55.2344 | 52.2439 | 50.208 | 48.7388 | 46.8854 | 45.1244 | 43.8742 | 0.027851 | 0.029145 | 0.028246 | 0.024967 | 0.025867 | 0.028337 | 0.034495 | 0.039411 | 0.043943 | 0.045091 | 0.044385 | 0.04407 | 0.043577 | 0.043211 | 0.041666 | 0.037625 | 0.035284 | 0.035044 | 0.03253 | 0.031684 | 0.031356 | 0.029296 | 0.02894 | 0.03076
Program Specific1-in-2Size: 20 kW to 199.99 kWOther2026Typical Event Day | Program Specific | 1-in-2 | Size: 20 kW to 199.99 kW | Other | 2026 | Typical Event Day | 8 | 15.4241 | 14.5895 | 14.1033 | 14.0329 | 14.5083 | 15.9363 | 18.0869 | 20.8235 | 24.5786 | 27.5824 | 29.8892 | 31.413 | 32.2483 | 32.9342 | 33.0606 | 32.4582 | 31.2057 | 28.9646 | 26.1112 | 24.8335 | 23.9399 | 22.0361 | 19.3649 | 17.1277 | 0 | 0 | 0 | 0 | 0 | 0 | 0 | 0 | 0 | 0 | 0 | 0 | 0 | 0 | 0.31517 | 0.31402 | 0.30984 | 0.22254 | 0 | 0 | 0 | 0 | 0 | 0 | 73.0741 | 71.7706 | 70.5245 | 69.3794 | 68.2969 | 67.3275 | 66.6088 | 66.7042 | 69.6265 | 74.5418 | 79.6416 | 83.9438 | 87.3549 | 89.2981 | 90.3927 | 90.8648 | 90.8116 | 90.1146 | 88.8568 | 86.6901 | 83.2919 | 79.7829 | 77.3229 | 75.5252 | 0.035556 | 0.03623 | 0.034328 | 0.029967 | 0.030811 | 0.032802 | 0.0384 | 0.046036 | 0.05427 | 0.059346 | 0.062198 | 0.064765 | 0.066563 | 0.067308 | 0.066108 | 0.060831 | 0.055632 | 0.051389 | 0.045843 | 0.044481 | 0.044449 | 0.040771 | 0.038627 | 0.040034
Program Specific1-in-10Size: Over 200kWAll2015January Monthly Peak | Program Specific | 1-in-10 | Size: Over 200kW | All | 2015 | January Monthly Peak | 1 | 117.4174 | 113.9214 | 110.8692 | 111.3969 | 121.0033 | 145.4744 | 174.2942 | 190.4659 | 199.9738 | 200.0248 | 200.3246 | 197.1865 | 190.9072 | 188.4521 | 180.4908 | 170.8422 | 162.6996 | 161.0556 | 157.9742 | 152.7846 | 147.1465 | 141.4731 | 132.5214 | 126.2186 | 0.64472 | 0.063551 | 0.22083 | -0.09351 | -0.30334 | -1.1062 | -0.0088025 | 0.099724 | -0.48514 | -0.39059 | 0.037807 | 0.51559 | 1.0502 | 3.1411 | 10.165 | 9.5185 | 8.4601 | 7.6948 | 1.5641 | -0.14686 | -0.95177 | -1.0862 | -0.89391 | -1.3036 | 42.2816 | 42.0876 | 41.3999 | 40.7397 | 40.2972 | 39.8261 | 39.3452 | 38.9851 | 39.5569 | 42.3096 | 44.9889 | 47.3626 | 49.0016 | 50.1232 | 51.0596 | 51.3796 | 50.9981 | 49.8765 | 48.0611 | 46.9737 | 45.9926 | 45.591 | 45.0681 | 44.4398 | 2.3297 | 1.9797 | 2.1544 | 2.3158 | 2.7344 | 2.4066 | 2.2736 | 2.3258 | 2.5174 | 2.4457 | 2.397 | 2.651 | 2.5404 | 2.6721 | 2.7192 | 2.6547 | 2.5892 | 2.4209 | 2.2136 | 2.1726 | 2.0494 | 2.1792 | 2.2607 | 2.299
Program Specific1-in-10Size: Over 200kWAll2015February Monthly Peak | Program Specific | 1-in-10 | Size: Over 200kW | All | 2015 | February Monthly Peak | 2 | 119.1244 | 115.5055 | 112.2568 | 112.8339 | 121.7112 | 145.3204 | 173.0538 | 187.6318 | 196.6726 | 198.5873 | 201.6163 | 202.0386 | 198.8473 | 199.0922 | 193.1439 | 181.9741 | 171.5257 | 166.3385 | 163.0218 | 156.94 | 151.068 | 144.102 | 134.2184 | 127.5131 | 0.6419 | 0.05228 | 0.22229 | -0.09724 | -0.31355 | -1.1003 | -0.0071464 | 0.10737 | -0.47549 | -0.38529 | 0.045241 | 0.54047 | 1.1087 | 3.2967 | 10.8051 | 10.0844 | 8.8801 | 7.9225 | 1.6302 | -0.13477 | -0.96342 | -1.0995 | -0.9067 | -1.3162 | 48.7514 | 48.3525 | 47.9156 | 47.3329 | 46.9353 | 46.5044 | 45.8902 | 46.1565 | 47.4231 | 50.9059 | 54.351 | 57.5515 | 59.4679 | 60.4616 | 61.0823 | 61.2986 | 60.3081 | 59.324 | 57.4117 | 55.3677 | 54.0252 | 52.7413 | 51.7615 | 50.3801 | 2.3552 | 2.0011 | 2.1788 | 2.3427 | 2.7393 | 2.397 | 2.2502 | 2.2797 | 2.4629 | 2.4193 | 2.4062 | 2.7042 | 2.6414 | 2.8222 | 2.9188 | 2.8303 | 2.7246 | 2.4945 | 2.2771 | 2.2282 | 2.1023 | 2.2179 | 2.2869 | 2.3153
Program Specific1-in-10Size: Over 200kWAll2015March Monthly Peak | Program Specific | 1-in-10 | Size: Over 200kW | All | 2015 | March Monthly Peak | 3 | 124.784 | 120.7949 | 116.9265 | 117.0163 | 125.2472 | 148.2669 | 176.6263 | 192.0928 | 201.5816 | 206.7167 | 213.7411 | 216.8995 | 216.5532 | 218.4929 | 213.4337 | 201.866 | 189.3331 | 178.5158 | 171.7479 | 168.8705 | 162.6585 | 153.9502 | 142.8987 | 135.0816 | 0.67685 | 0.061153 | 0.23049 | -0.10038 | -0.32939 | -1.1202 | -0.0088067 | 0.11151 | -0.48699 | -0.39525 | 0.057391 | 0.59507 | 1.2278 | 3.6267 | 11.9215 | 11.1693 | 9.809 | 8.5102 | 1.7418 | -0.11814 | -1.0178 | -1.1543 | -0.95595 | -1.3915 | 60.5368 | 59.2285 | 58.3491 | 57.7841 | 56.7498 | 55.7557 | 55.0974 | 55.752 | 59.1714 | 64.0049 | 69.1301 | 73.5118 | 76.5073 | 78.1015 | 78.7799 | 79.306 | 78.8725 | 77.4663 | 74.8317 | 71.3895 | 68.3176 | 65.4753 | 63.2181 | 61.4578 | 2.4668 | 2.0934 | 2.2681 | 2.4279 | 2.8111 | 2.4397 | 2.29 | 2.3269 | 2.5146 | 2.5126 | 2.5451 | 2.8895 | 2.8686 | 3.084 | 3.2079 | 3.1214 | 2.9804 | 2.6575 | 2.3891 | 2.3906 | 2.2606 | 2.3677 | 2.4327 | 2.4503
Program Specific1-in-10Size: Over 200kWAll2015April Monthly Peak | Program Specific | 1-in-10 | Size: Over 200kW | All | 2015 | April Monthly Peak | 4 | 128.2611 | 124.2703 | 120.4879 | 120.728 | 129.5495 | 153.0577 | 179.4578 | 197.5999 | 211.231 | 220.2398 | 229.9653 | 233.7106 | 233.8911 | 235.5064 | 229.6604 | 217.2296 | 203.2396 | 189.5121 | 178.2655 | 175.7926 | 170.7217 | 161.3876 | 149.5008 | 141.2453 | 0.062155 | -0.14781 | -0.063602 | -0.37613 | -0.68984 | -1.1864 | -0.53244 | -0.61885 | -0.47417 | -0.23498 | -0.481 | -0.044295 | 0.75796 | 3.6853 | 12.4406 | 11.9033 | 10.5985 | 9.2104 | 2.6381 | 0.16741 | -0.61686 | -0.86773 | -1.0827 | -1.3884 | 70.5455 | 69.1262 | 67.5765 | 66.3205 | 65.3571 | 64.4415 | 63.8003 | 63.8899 | 66.9776 | 72.5344 | 78.1632 | 83.4896 | 86.9455 | 88.8975 | 89.6083 | 89.9885 | 89.7788 | 88.8727 | 87.0496 | 83.319 | 78.5877 | 74.7755 | 72.21 | 70.2695 | 2.3858 | 2.0276 | 2.2001 | 2.3586 | 2.7333 | 2.3724 | 2.1878 | 2.2516 | 2.4836 | 2.5257 | 2.582 | 2.9293 | 2.9156 | 3.1251 | 3.2405 | 3.1495 | 2.9947 | 2.6402 | 2.3272 | 2.337 | 2.2347 | 2.3412 | 2.3971 | 2.412
Program Specific1-in-10Size: Over 200kWAll2015May Monthly Peak | Program Specific | 1-in-10 | Size: Over 200kW | All | 2015 | May Monthly Peak | 5 | 128.7025 | 124.761 | 121.2167 | 121.5781 | 131.0015 | 155.1021 | 180.5689 | 201.7362 | 217.102 | 227.4258 | 237.5327 | 240.9362 | 240.2566 | 241.4425 | 235.3346 | 221.9712 | 207.3189 | 192.5933 | 180.6376 | 175.8396 | 172.4391 | 163.3624 | 151.4759 | 143.5251 | -0.23854 | -0.32268 | -0.24109 | -0.51545 | -0.86455 | -1.3151 | -0.77254 | -0.85205 | -0.42361 | -0.080084 | -0.62762 | -0.19082 | 0.69706 | 3.7522 | 12.7954 | 12.2605 | 10.894 | 9.4765 | 2.9655 | 0.22188 | -0.54519 | -0.83923 | -1.1832 | -1.4184 | 70.8229 | 69.5077 | 68.1184 | 67.2017 | 66.4452 | 65.5485 | 65.3535 | 65.6767 | 69.1584 | 75.0838 | 80.7167 | 85.0011 | 87.9415 | 89.9135 | 91.3457 | 91.9804 | 91.6688 | 90.6587 | 88.745 | 86.0994 | 82.6763 | 78.809 | 75.9943 | 73.6998 | 2.3889 | 2.0291 | 2.2048 | 2.3642 | 2.7494 | 2.3917 | 2.1905 | 2.2876 | 2.5373 | 2.5931 | 2.6525 | 3.0096 | 2.9792 | 3.1846 | 3.2958 | 3.1921 | 3.0299 | 2.662 | 2.3442 | 2.3208 | 2.2434 | 2.3611 | 2.4201 | 2.4474
Program Specific1-in-10Size: Over 200kWAll2015June Monthly Peak | Program Specific | 1-in-10 | Size: Over 200kW | All | 2015 | June Monthly Peak | 6 | 135.6971 | 131.4614 | 127.3994 | 127.6457 | 136.4788 | 159.1978 | 184.1884 | 204.2294 | 217.9659 | 226.8391 | 235.8832 | 237.7737 | 234.0077 | 234.3381 | 228.4309 | 218.4766 | 205.921 | 192.5395 | 183.3055 | 178.0829 | 175.7599 | 167.5223 | 155.3141 | 147.7925 | -0.25733 | -0.32461 | -0.24624 | -0.56916 | -0.94175 | -1.3266 | -0.78856 | -0.85221 | -0.42123 | -0.069365 | -0.65277 | -0.17179 | 0.72056 | 3.7033 | 12.5039 | 12.1631 | 10.9237 | 9.5691 | 3.1249 | 0.33316 | -0.48112 | -0.81862 | -1.1982 | -1.4505 | 71.4805 | 70.2038 | 69.1174 | 68.1123 | 66.9627 | 66.0152 | 65.7339 | 66.8789 | 70.2684 | 75.0623 | 80.0966 | 84.3314 | 87.0654 | 89.1446 | 90.5042 | 90.9715 | 91.5067 | 90.7619 | 89.5865 | 87.5341 | 83.8284 | 79.7366 | 77.1317 | 75.1191 | 2.5402 | 2.1524 | 2.3287 | 2.4819 | 2.8533 | 2.4535 | 2.2304 | 2.3092 | 2.5421 | 2.5825 | 2.6332 | 2.9698 | 2.8991 | 3.0864 | 3.1869 | 3.1265 | 2.9956 | 2.6563 | 2.3795 | 2.348 | 2.2869 | 2.4242 | 2.4849 | 2.5281
Program Specific1-in-10Size: Over 200kWAll2015July Monthly Peak | Program Specific | 1-in-10 | Size: Over 200kW | All | 2015 | July Monthly Peak | 7 | 138.2939 | 134.1219 | 130.7929 | 130.881 | 140.3936 | 164.6157 | 190.5934 | 209.2253 | 221.7596 | 230.2352 | 238.4847 | 239.7158 | 236.0457 | 236.7132 | 231.2656 | 221.8409 | 209.9231 | 197.2808 | 187.4351 | 182.1295 | 179.6056 | 171.289 | 158.9234 | 150.9368 | -0.54923 | -0.43762 | -0.3968 | -0.69972 | -1.1121 | -1.4014 | -1.0542 | -1.201 | -0.40573 | 0.019099 | -0.87708 | -0.47125 | 0.48165 | 3.6326 | 12.4986 | 12.2932 | 11.1483 | 9.8604 | 3.5166 | 0.4011 | -0.34332 | -0.7175 | -1.2774 | -1.4526 | 73.828 | 72.9356 | 72.0508 | 71.2916 | 70.6453 | 70.0846 | 69.7478 | 70.09 | 72.9721 | 77.4718 | 82.0195 | 85.5022 | 87.7578 | 89.5174 | 91.1074 | 91.6338 | 92.2063 | 91.2118 | 89.3584 | 87.2008 | 84.0591 | 81.1057 | 79.0752 | 77.6383 | 2.599 | 2.2025 | 2.4003 | 2.5519 | 2.9414 | 2.5423 | 2.3121 | 2.3699 | 2.5906 | 2.6265 | 2.6676 | 3.0011 | 2.9265 | 3.1206 | 3.225 | 3.1708 | 3.0463 | 2.72 | 2.4352 | 2.4052 | 2.3431 | 2.4863 | 2.5515 | 2.593
Program Specific1-in-10Size: Over 200kWAll2015August Monthly Peak | Program Specific | 1-in-10 | Size: Over 200kW | All | 2015 | August Monthly Peak | 8 | 141.9017 | 137.2986 | 133.3859 | 134.1168 | 143.9365 | 169.497 | 198.2581 | 218.673 | 233.7592 | 243.7544 | 253.2229 | 255.6858 | 252.6533 | 253.7612 | 247.4835 | 235.3666 | 220.5417 | 205.4272 | 194.2134 | 189.3875 | 185.1802 | 175.6385 | 163.0507 | 155.1412 | -1.0356 | -0.72368 | -0.68846 | -0.89094 | -1.3445 | -1.6434 | -1.4801 | -1.65 | -0.34512 | 0.24737 | -1.1099 | -0.80112 | 0.2692 | 3.702 | 13.1884 | 12.9397 | 11.6012 | 10.2222 | 3.9125 | 0.32148 | -0.33967 | -0.72117 | -1.4609 | -1.5102 | 75.8354 | 74.9827 | 74.1068 | 73.367 | 72.7545 | 72.2175 | 71.8182 | 71.9146 | 74.4983 | 78.7721 | 83.0581 | 87.2767 | 90.5511 | 93.0092 | 94.2445 | 94.434 | 94.0862 | 92.9657 | 91.891 | 89.3648 | 85.347 | 82.1013 | 79.8722 | 78.101 | 2.7049 | 2.2842 | 2.4804 | 2.6472 | 3.051 | 2.6497 | 2.434 | 2.5075 | 2.7641 | 2.8135 | 2.8673 | 3.2453 | 3.1737 | 3.3888 | 3.4948 | 3.4035 | 3.2284 | 2.8558 | 2.5519 | 2.5267 | 2.4437 | 2.5826 | 2.651 | 2.7012
Program Specific1-in-10Size: Over 200kWAll2015September Monthly Peak | Program Specific | 1-in-10 | Size: Over 200kW | All | 2015 | September Monthly Peak | 9 | 141.2071 | 137.3821 | 133.9592 | 134.7561 | 145.2026 | 171.0094 | 201.789 | 224.2165 | 244.3854 | 257.2365 | 268.0604 | 270.9071 | 267.4381 | 268.4817 | 261.0147 | 246.3492 | 229.1493 | 212.134 | 200.0471 | 196.9761 | 188.785 | 178.9017 | 164.72 | 156.1839 | -1.2319 | -0.74588 | -0.77226 | -0.96876 | -1.4455 | -1.6033 | -1.6894 | -2.0476 | -0.39045 | 0.24482 | -1.4656 | -1.2454 | -0.08508 | 3.7474 | 13.5841 | 13.3709 | 12.0103 | 10.547 | 4.318 | 0.40844 | -0.1564 | -0.57038 | -1.4903 | -1.4768 | 78.2896 | 77.1255 | 76.0871 | 75.5477 | 74.5736 | 73.7672 | 73.3954 | 73.413 | 75.6012 | 80.1125 | 85.0901 | 90.0443 | 94.0062 | 96.7542 | 97.7594 | 97.7402 | 97.1735 | 95.9028 | 94.2054 | 91.3952 | 87.496 | 84.0353 | 81.5822 | 79.7932 | 2.7489 | 2.3369 | 2.5474 | 2.7275 | 3.173 | 2.7443 | 2.5483 | 2.6488 | 2.9827 | 3.0618 | 3.1216 | 3.5279 | 3.4559 | 3.6925 | 3.8113 | 3.6849 | 3.4701 | 3.04 | 2.6989 | 2.6983 | 2.5544 | 2.6935 | 2.7435 | 2.7835
Program Specific1-in-10Size: Over 200kWAll2015October Monthly Peak | Program Specific | 1-in-10 | Size: Over 200kW | All | 2015 | October Monthly Peak | 10 | 135.5788 | 131.4682 | 127.2595 | 127.1508 | 136.493 | 160.8899 | 190.5589 | 209.0056 | 224.8564 | 236.5692 | 247.7971 | 252.5214 | 252.0849 | 253.7821 | 247.37 | 233.2445 | 216.5825 | 201.2735 | 193.4983 | 187.0241 | 178.4018 | 168.714 | 156.1509 | 147.5669 | -0.34734 | -0.36092 | -0.30154 | -0.56773 | -0.9334 | -1.3716 | -0.9158 | -1.0508 | -0.4434 | -0.070814 | -0.75953 | -0.38156 | 0.54854 | 3.8262 | 13.2573 | 12.7598 | 11.3078 | 9.857 | 3.2593 | 0.20743 | -0.52863 | -0.8254 | -1.2394 | -1.4438 | 73.8522 | 73.2606 | 72.5985 | 71.3208 | 70.3296 | 69.5877 | 69.2596 | 69.0202 | 69.9486 | 73.5434 | 78.08 | 82.9005 | 86.7234 | 89.1722 | 90.1717 | 90.2498 | 89.344 | 87.6142 | 84.9536 | 81.689 | 78.6211 | 76.6208 | 75.1306 | 73.7892 | 2.5236 | 2.1412 | 2.3151 | 2.4704 | 2.866 | 2.4809 | 2.3142 | 2.3733 | 2.634 | 2.7026 | 2.769 | 3.1546 | 3.1309 | 3.3541 | 3.4761 | 3.367 | 3.1711 | 2.7867 | 2.5104 | 2.4665 | 2.3208 | 2.4361 | 2.4942 | 2.5173
Program Specific1-in-10Size: Over 200kWAll2015November Monthly Peak | Program Specific | 1-in-10 | Size: Over 200kW | All | 2015 | November Monthly Peak | 11 | 125.8587 | 122.1116 | 118.2657 | 118.2733 | 127.306 | 150.5975 | 176.1651 | 192.2245 | 203.6208 | 210.4234 | 217.7097 | 220.1401 | 218.9983 | 219.9905 | 213.5242 | 201.1561 | 189.6702 | 182.986 | 173.903 | 166.9758 | 160.2339 | 152.0625 | 141.8356 | 135.0371 | 0.70295 | 0.07979 | 0.25029 | -0.0984 | -0.33443 | -1.1376 | -0.0058368 | 0.11418 | -0.49143 | -0.40373 | 0.05901 | 0.60412 | 1.2423 | 3.6643 | 11.9591 | 11.1626 | 9.8566 | 8.7722 | 1.7781 | -0.098652 | -0.98625 | -1.1266 | -0.93385 | -1.3821 | 63.6276 | 62.3532 | 61.5806 | 60.4774 | 59.5841 | 58.8258 | 58.4959 | 58.8375 | 60.9339 | 65.2122 | 70.5375 | 74.7603 | 77.4806 | 79.0698 | 80.0744 | 80.0987 | 78.8158 | 76.4632 | 73.8534 | 71.1428 | 69.0111 | 67.3974 | 65.8146 | 64.9734 | 2.4983 | 2.1221 | 2.3006 | 2.4516 | 2.8487 | 2.4794 | 2.2842 | 2.3275 | 2.5394 | 2.5556 | 2.5898 | 2.9327 | 2.8991 | 3.1018 | 3.203 | 3.1051 | 2.983 | 2.7171 | 2.415 | 2.3565 | 2.2236 | 2.3404 | 2.4166 | 2.4572
Program Specific1-in-10Size: Over 200kWAll2015December Monthly Peak | Program Specific | 1-in-10 | Size: Over 200kW | All | 2015 | December Monthly Peak | 12 | 118.7444 | 114.9233 | 111.8628 | 111.5332 | 120.3367 | 143.6111 | 170.7797 | 185.5355 | 194.6448 | 196.255 | 197.0488 | 194.2324 | 188.9462 | 186.9686 | 179.7573 | 170.7603 | 164.587 | 162.3029 | 158.2084 | 153.2969 | 147.754 | 142.0257 | 132.5674 | 125.9075 | 0.66628 | 0.076154 | 0.23678 | -0.089945 | -0.29885 | -1.0827 | 0.00090923 | 0.10595 | -0.47054 | -0.38351 | 0.039105 | 0.50975 | 1.0374 | 3.1134 | 10.1194 | 9.52 | 8.572 | 7.7795 | 1.5806 | -0.13472 | -0.9481 | -1.0869 | -0.89309 | -1.2992 | 44.8587 | 44.1959 | 43.5293 | 43.1039 | 42.6255 | 41.8128 | 41.9104 | 41.9686 | 42.7153 | 44.804 | 47.375 | 49.5205 | 50.8156 | 51.172 | 51.4927 | 51.6458 | 51.113 | 49.7643 | 48.1349 | 47.1746 | 46.3125 | 45.4561 | 44.867 | 44.4152 | 2.3625 | 2.0006 | 2.1799 | 2.3167 | 2.7087 | 2.3731 | 2.2223 | 2.2582 | 2.4422 | 2.394 | 2.3541 | 2.6095 | 2.5162 | 2.653 | 2.7117 | 2.6529 | 2.6132 | 2.4303 | 2.2116 | 2.1757 | 2.0565 | 2.1878 | 2.262 | 2.2952
Program Specific1-in-10Size: Over 200kWAll2015Typical Event Day | Program Specific | 1-in-10 | Size: Over 200kW | All | 2015 | Typical Event Day | 8 | 141.4578 | 136.8567 | 132.901 | 133.6171 | 143.38 | 168.8267 | 197.4684 | 217.4904 | 232.0559 | 241.5259 | 250.5917 | 252.877 | 249.7816 | 250.9401 | 244.7712 | 232.8251 | 218.2034 | 203.3684 | 192.5351 | 187.8438 | 183.8295 | 174.4308 | 161.9897 | 154.198 | -0.77463 | -0.56255 | -0.52786 | -0.78995 | -1.225 | -1.5187 | -1.2686 | -1.4462 | -0.39476 | 0.10948 | -1.0203 | -0.65908 | 0.36454 | 3.7424 | 13.0994 | 12.8223 | 11.5185 | 10.1273 | 3.7346 | 0.37255 | -0.33243 | -0.70857 | -1.3638 | -1.4865 | 74.8583 | 73.8119 | 72.8405 | 72.0797 | 71.234 | 70.5211 | 70.1738 | 70.5741 | 73.335 | 77.8547 | 82.5661 | 86.7887 | 89.8451 | 92.1063 | 93.4039 | 93.6949 | 93.7432 | 92.7105 | 91.2603 | 88.8737 | 85.1826 | 81.7447 | 79.4153 | 77.6629 | 2.6695 | 2.2556 | 2.4487 | 2.6172 | 3.0204 | 2.6201 | 2.408 | 2.4791 | 2.7287 | 2.7714 | 2.8192 | 3.1856 | 3.1197 | 3.3339 | 3.444 | 3.3558 | 3.1851 | 2.8146 | 2.5129 | 2.4912 | 2.4086 | 2.5432 | 2.6114 | 2.6594
Program Specific1-in-10Size: Over 200kWAll2016January Monthly Peak | Program Specific | 1-in-10 | Size: Over 200kW | All | 2016 | January Monthly Peak | 1 | 117.4174 | 113.9214 | 110.8692 | 111.3969 | 121.0033 | 145.4744 | 174.2942 | 190.4659 | 199.9738 | 200.0248 | 200.3246 | 197.1865 | 190.9072 | 188.4521 | 180.4908 | 170.8422 | 162.6996 | 161.0556 | 157.9742 | 152.7846 | 147.1465 | 141.4731 | 132.5214 | 126.2186 | 0.64472 | 0.063551 | 0.22083 | -0.09351 | -0.30334 | -1.1062 | -0.0088025 | 0.099724 | -0.48514 | -0.39059 | 0.037807 | 0.51559 | 1.0502 | 3.1411 | 10.165 | 9.5185 | 8.4601 | 7.6948 | 1.5641 | -0.14686 | -0.95177 | -1.0862 | -0.89391 | -1.3036 | 42.2816 | 42.0876 | 41.3999 | 40.7397 | 40.2972 | 39.8261 | 39.3452 | 38.9851 | 39.5569 | 42.3096 | 44.9889 | 47.3626 | 49.0016 | 50.1232 | 51.0596 | 51.3796 | 50.9981 | 49.8765 | 48.0611 | 46.9737 | 45.9926 | 45.591 | 45.0681 | 44.4398 | 2.3297 | 1.9797 | 2.1544 | 2.3158 | 2.7344 | 2.4066 | 2.2736 | 2.3258 | 2.5174 | 2.4457 | 2.397 | 2.651 | 2.5404 | 2.6721 | 2.7192 | 2.6547 | 2.5892 | 2.4209 | 2.2136 | 2.1726 | 2.0494 | 2.1792 | 2.2607 | 2.299
Program Specific1-in-10Size: Over 200kWAll2016February Monthly Peak | Program Specific | 1-in-10 | Size: Over 200kW | All | 2016 | February Monthly Peak | 2 | 119.1244 | 115.5055 | 112.2568 | 112.8339 | 121.7112 | 145.3204 | 173.0538 | 187.6318 | 196.6726 | 198.5873 | 201.6163 | 202.0386 | 198.8473 | 199.0922 | 193.1439 | 181.9741 | 171.5257 | 166.3385 | 163.0218 | 156.94 | 151.068 | 144.102 | 134.2184 | 127.5131 | 0.6419 | 0.05228 | 0.22229 | -0.09724 | -0.31355 | -1.1003 | -0.0071464 | 0.10737 | -0.47549 | -0.38529 | 0.045241 | 0.54047 | 1.1087 | 3.2967 | 10.8051 | 10.0844 | 8.8801 | 7.9225 | 1.6302 | -0.13477 | -0.96342 | -1.0995 | -0.9067 | -1.3162 | 48.7514 | 48.3525 | 47.9156 | 47.3329 | 46.9353 | 46.5044 | 45.8902 | 46.1565 | 47.4231 | 50.9059 | 54.351 | 57.5515 | 59.4679 | 60.4616 | 61.0823 | 61.2986 | 60.3081 | 59.324 | 57.4117 | 55.3677 | 54.0252 | 52.7413 | 51.7615 | 50.3801 | 2.3552 | 2.0011 | 2.1788 | 2.3427 | 2.7393 | 2.397 | 2.2502 | 2.2797 | 2.4629 | 2.4193 | 2.4062 | 2.7042 | 2.6414 | 2.8222 | 2.9188 | 2.8303 | 2.7246 | 2.4945 | 2.2771 | 2.2282 | 2.1023 | 2.2179 | 2.2869 | 2.3153
Program Specific1-in-10Size: Over 200kWAll2016March Monthly Peak | Program Specific | 1-in-10 | Size: Over 200kW | All | 2016 | March Monthly Peak | 3 | 124.784 | 120.7949 | 116.9265 | 117.0163 | 125.2472 | 148.2669 | 176.6263 | 192.0928 | 201.5816 | 206.7167 | 213.7411 | 216.8995 | 216.5532 | 218.4929 | 213.4337 | 201.866 | 189.3331 | 178.5158 | 171.7479 | 168.8705 | 162.6585 | 153.9502 | 142.8987 | 135.0816 | 0.67685 | 0.061153 | 0.23049 | -0.10038 | -0.32939 | -1.1202 | -0.0088067 | 0.11151 | -0.48699 | -0.39525 | 0.057391 | 0.59507 | 1.2278 | 3.6267 | 11.9215 | 11.1693 | 9.809 | 8.5102 | 1.7418 | -0.11814 | -1.0178 | -1.1543 | -0.95595 | -1.3915 | 60.5368 | 59.2285 | 58.3491 | 57.7841 | 56.7498 | 55.7557 | 55.0974 | 55.752 | 59.1714 | 64.0049 | 69.1301 | 73.5118 | 76.5073 | 78.1015 | 78.7799 | 79.306 | 78.8725 | 77.4663 | 74.8317 | 71.3895 | 68.3176 | 65.4753 | 63.2181 | 61.4578 | 2.4668 | 2.0934 | 2.2681 | 2.4279 | 2.8111 | 2.4397 | 2.29 | 2.3269 | 2.5146 | 2.5126 | 2.5451 | 2.8895 | 2.8686 | 3.084 | 3.2079 | 3.1214 | 2.9804 | 2.6575 | 2.3891 | 2.3906 | 2.2606 | 2.3677 | 2.4327 | 2.4503
Program Specific1-in-10Size: Over 200kWAll2016April Monthly Peak | Program Specific | 1-in-10 | Size: Over 200kW | All | 2016 | April Monthly Peak | 4 | 128.2611 | 124.2703 | 120.4879 | 120.728 | 129.5495 | 153.0577 | 179.4578 | 197.5999 | 211.231 | 220.2398 | 229.9653 | 233.7106 | 233.8911 | 235.5064 | 229.6604 | 217.2296 | 203.2396 | 189.5121 | 178.2655 | 175.7926 | 170.7217 | 161.3876 | 149.5008 | 141.2453 | 0.062155 | -0.14781 | -0.063602 | -0.37613 | -0.68984 | -1.1864 | -0.53244 | -0.61885 | -0.47417 | -0.23498 | -0.481 | -0.044295 | 0.75796 | 3.6853 | 12.4406 | 11.9033 | 10.5985 | 9.2104 | 2.6381 | 0.16741 | -0.61686 | -0.86773 | -1.0827 | -1.3884 | 70.5455 | 69.1262 | 67.5765 | 66.3205 | 65.3571 | 64.4415 | 63.8003 | 63.8899 | 66.9776 | 72.5344 | 78.1632 | 83.4896 | 86.9455 | 88.8975 | 89.6083 | 89.9885 | 89.7788 | 88.8727 | 87.0496 | 83.319 | 78.5877 | 74.7755 | 72.21 | 70.2695 | 2.3858 | 2.0276 | 2.2001 | 2.3586 | 2.7333 | 2.3724 | 2.1878 | 2.2516 | 2.4836 | 2.5257 | 2.582 | 2.9293 | 2.9156 | 3.1251 | 3.2405 | 3.1495 | 2.9947 | 2.6402 | 2.3272 | 2.337 | 2.2347 | 2.3412 | 2.3971 | 2.412
Program Specific1-in-10Size: Over 200kWAll2016May Monthly Peak | Program Specific | 1-in-10 | Size: Over 200kW | All | 2016 | May Monthly Peak | 5 | 128.7025 | 124.761 | 121.2167 | 121.5781 | 131.0015 | 155.1021 | 180.5689 | 201.7362 | 217.102 | 227.4258 | 237.5327 | 240.9362 | 240.2566 | 241.4425 | 235.3346 | 221.9712 | 207.3189 | 192.5933 | 180.6376 | 175.8396 | 172.4391 | 163.3624 | 151.4759 | 143.5251 | -0.23854 | -0.32268 | -0.24109 | -0.51545 | -0.86455 | -1.3151 | -0.77254 | -0.85205 | -0.42361 | -0.080084 | -0.62762 | -0.19082 | 0.69706 | 3.7522 | 12.7954 | 12.2605 | 10.894 | 9.4765 | 2.9655 | 0.22188 | -0.54519 | -0.83923 | -1.1832 | -1.4184 | 70.8229 | 69.5077 | 68.1184 | 67.2017 | 66.4452 | 65.5485 | 65.3535 | 65.6767 | 69.1584 | 75.0838 | 80.7167 | 85.0011 | 87.9415 | 89.9135 | 91.3457 | 91.9804 | 91.6688 | 90.6587 | 88.745 | 86.0994 | 82.6763 | 78.809 | 75.9943 | 73.6998 | 2.3889 | 2.0291 | 2.2048 | 2.3642 | 2.7494 | 2.3917 | 2.1905 | 2.2876 | 2.5373 | 2.5931 | 2.6525 | 3.0096 | 2.9792 | 3.1846 | 3.2958 | 3.1921 | 3.0299 | 2.662 | 2.3442 | 2.3208 | 2.2434 | 2.3611 | 2.4201 | 2.4474
Program Specific1-in-10Size: Over 200kWAll2016June Monthly Peak | Program Specific | 1-in-10 | Size: Over 200kW | All | 2016 | June Monthly Peak | 6 | 135.6971 | 131.4614 | 127.3994 | 127.6457 | 136.4788 | 159.1978 | 184.1884 | 204.2294 | 217.9659 | 226.8391 | 235.8832 | 237.7737 | 234.0077 | 234.3381 | 228.4309 | 218.4766 | 205.921 | 192.5395 | 183.3055 | 178.0829 | 175.7599 | 167.5223 | 155.3141 | 147.7925 | -0.25733 | -0.32461 | -0.24624 | -0.56916 | -0.94175 | -1.3266 | -0.78856 | -0.85221 | -0.42123 | -0.069365 | -0.65277 | -0.17179 | 0.72056 | 3.7033 | 12.5039 | 12.1631 | 10.9237 | 9.5691 | 3.1249 | 0.33316 | -0.48112 | -0.81862 | -1.1982 | -1.4505 | 71.4805 | 70.2038 | 69.1174 | 68.1123 | 66.9627 | 66.0152 | 65.7339 | 66.8789 | 70.2684 | 75.0623 | 80.0966 | 84.3314 | 87.0654 | 89.1446 | 90.5042 | 90.9715 | 91.5067 | 90.7619 | 89.5865 | 87.5341 | 83.8284 | 79.7366 | 77.1317 | 75.1191 | 2.5402 | 2.1524 | 2.3287 | 2.4819 | 2.8533 | 2.4535 | 2.2304 | 2.3092 | 2.5421 | 2.5825 | 2.6332 | 2.9698 | 2.8991 | 3.0864 | 3.1869 | 3.1265 | 2.9956 | 2.6563 | 2.3795 | 2.348 | 2.2869 | 2.4242 | 2.4849 | 2.5281
Program Specific1-in-10Size: Over 200kWAll2016July Monthly Peak | Program Specific | 1-in-10 | Size: Over 200kW | All | 2016 | July Monthly Peak | 7 | 138.2939 | 134.1219 | 130.7929 | 130.881 | 140.3936 | 164.6157 | 190.5934 | 209.2253 | 221.7596 | 230.2352 | 238.4847 | 239.7158 | 236.0457 | 236.7132 | 231.2656 | 221.8409 | 209.9231 | 197.2808 | 187.4351 | 182.1295 | 179.6056 | 171.289 | 158.9234 | 150.9368 | -0.54923 | -0.43762 | -0.3968 | -0.69972 | -1.1121 | -1.4014 | -1.0542 | -1.201 | -0.40573 | 0.019099 | -0.87708 | -0.47125 | 0.48165 | 3.6326 | 12.4986 | 12.2932 | 11.1483 | 9.8604 | 3.5166 | 0.4011 | -0.34332 | -0.7175 | -1.2774 | -1.4526 | 73.828 | 72.9356 | 72.0508 | 71.2916 | 70.6453 | 70.0846 | 69.7478 | 70.09 | 72.9721 | 77.4718 | 82.0195 | 85.5022 | 87.7578 | 89.5174 | 91.1074 | 91.6338 | 92.2063 | 91.2118 | 89.3584 | 87.2008 | 84.0591 | 81.1057 | 79.0752 | 77.6383 | 2.599 | 2.2025 | 2.4003 | 2.5519 | 2.9414 | 2.5423 | 2.3121 | 2.3699 | 2.5906 | 2.6265 | 2.6676 | 3.0011 | 2.9265 | 3.1206 | 3.225 | 3.1708 | 3.0463 | 2.72 | 2.4352 | 2.4052 | 2.3431 | 2.4863 | 2.5515 | 2.593
Program Specific1-in-10Size: Over 200kWAll2016August Monthly Peak | Program Specific | 1-in-10 | Size: Over 200kW | All | 2016 | August Monthly Peak | 8 | 141.9017 | 137.2986 | 133.3859 | 134.1168 | 143.9365 | 169.497 | 198.2581 | 218.673 | 233.7592 | 243.7544 | 253.2229 | 255.6858 | 252.6533 | 253.7612 | 247.4835 | 235.3666 | 220.5417 | 205.4272 | 194.2134 | 189.3875 | 185.1802 | 175.6385 | 163.0507 | 155.1412 | -1.0356 | -0.72368 | -0.68846 | -0.89094 | -1.3445 | -1.6434 | -1.4801 | -1.65 | -0.34512 | 0.24737 | -1.1099 | -0.80112 | 0.2692 | 3.702 | 13.1884 | 12.9397 | 11.6012 | 10.2222 | 3.9125 | 0.32148 | -0.33967 | -0.72117 | -1.4609 | -1.5102 | 75.8354 | 74.9827 | 74.1068 | 73.367 | 72.7545 | 72.2175 | 71.8182 | 71.9146 | 74.4983 | 78.7721 | 83.0581 | 87.2767 | 90.5511 | 93.0092 | 94.2445 | 94.434 | 94.0862 | 92.9657 | 91.891 | 89.3648 | 85.347 | 82.1013 | 79.8722 | 78.101 | 2.7049 | 2.2842 | 2.4804 | 2.6472 | 3.051 | 2.6497 | 2.434 | 2.5075 | 2.7641 | 2.8135 | 2.8673 | 3.2453 | 3.1737 | 3.3888 | 3.4948 | 3.4035 | 3.2284 | 2.8558 | 2.5519 | 2.5267 | 2.4437 | 2.5826 | 2.651 | 2.7012
Program Specific1-in-10Size: Over 200kWAll2016September Monthly Peak | Program Specific | 1-in-10 | Size: Over 200kW | All | 2016 | September Monthly Peak | 9 | 141.2071 | 137.3821 | 133.9592 | 134.7561 | 145.2026 | 171.0094 | 201.789 | 224.2165 | 244.3854 | 257.2365 | 268.0604 | 270.9071 | 267.4381 | 268.4817 | 261.0147 | 246.3492 | 229.1493 | 212.134 | 200.0471 | 196.9761 | 188.785 | 178.9017 | 164.72 | 156.1839 | -1.2319 | -0.74588 | -0.77226 | -0.96876 | -1.4455 | -1.6033 | -1.6894 | -2.0476 | -0.39045 | 0.24482 | -1.4656 | -1.2454 | -0.08508 | 3.7474 | 13.5841 | 13.3709 | 12.0103 | 10.547 | 4.318 | 0.40844 | -0.1564 | -0.57038 | -1.4903 | -1.4768 | 78.2896 | 77.1255 | 76.0871 | 75.5477 | 74.5736 | 73.7672 | 73.3954 | 73.413 | 75.6012 | 80.1125 | 85.0901 | 90.0443 | 94.0062 | 96.7542 | 97.7594 | 97.7402 | 97.1735 | 95.9028 | 94.2054 | 91.3952 | 87.496 | 84.0353 | 81.5822 | 79.7932 | 2.7489 | 2.3369 | 2.5474 | 2.7275 | 3.173 | 2.7443 | 2.5483 | 2.6488 | 2.9827 | 3.0618 | 3.1216 | 3.5279 | 3.4559 | 3.6925 | 3.8113 | 3.6849 | 3.4701 | 3.04 | 2.6989 | 2.6983 | 2.5544 | 2.6935 | 2.7435 | 2.7835
Program Specific1-in-10Size: Over 200kWAll2016October Monthly Peak | Program Specific | 1-in-10 | Size: Over 200kW | All | 2016 | October Monthly Peak | 10 | 135.5788 | 131.4682 | 127.2595 | 127.1508 | 136.493 | 160.8899 | 190.5589 | 209.0056 | 224.8564 | 236.5692 | 247.7971 | 252.5214 | 252.0849 | 253.7821 | 247.37 | 233.2445 | 216.5825 | 201.2735 | 193.4983 | 187.0241 | 178.4018 | 168.714 | 156.1509 | 147.5669 | -0.34734 | -0.36092 | -0.30154 | -0.56773 | -0.9334 | -1.3716 | -0.9158 | -1.0508 | -0.4434 | -0.070814 | -0.75953 | -0.38156 | 0.54854 | 3.8262 | 13.2573 | 12.7598 | 11.3078 | 9.857 | 3.2593 | 0.20743 | -0.52863 | -0.8254 | -1.2394 | -1.4438 | 73.8522 | 73.2606 | 72.5985 | 71.3208 | 70.3296 | 69.5877 | 69.2596 | 69.0202 | 69.9486 | 73.5434 | 78.08 | 82.9005 | 86.7234 | 89.1722 | 90.1717 | 90.2498 | 89.344 | 87.6142 | 84.9536 | 81.689 | 78.6211 | 76.6208 | 75.1306 | 73.7892 | 2.5236 | 2.1412 | 2.3151 | 2.4704 | 2.866 | 2.4809 | 2.3142 | 2.3733 | 2.634 | 2.7026 | 2.769 | 3.1546 | 3.1309 | 3.3541 | 3.4761 | 3.367 | 3.1711 | 2.7867 | 2.5104 | 2.4665 | 2.3208 | 2.4361 | 2.4942 | 2.5173
Program Specific1-in-10Size: Over 200kWAll2016November Monthly Peak | Program Specific | 1-in-10 | Size: Over 200kW | All | 2016 | November Monthly Peak | 11 | 125.8587 | 122.1116 | 118.2657 | 118.2733 | 127.306 | 150.5975 | 176.1651 | 192.2245 | 203.6208 | 210.4234 | 217.7097 | 220.1401 | 218.9983 | 219.9905 | 213.5242 | 201.1561 | 189.6702 | 182.986 | 173.903 | 166.9758 | 160.2339 | 152.0625 | 141.8356 | 135.0371 | 0.70295 | 0.07979 | 0.25029 | -0.0984 | -0.33443 | -1.1376 | -0.0058368 | 0.11418 | -0.49143 | -0.40373 | 0.05901 | 0.60412 | 1.2423 | 3.6643 | 11.9591 | 11.1626 | 9.8566 | 8.7722 | 1.7781 | -0.098652 | -0.98625 | -1.1266 | -0.93385 | -1.3821 | 63.6276 | 62.3532 | 61.5806 | 60.4774 | 59.5841 | 58.8258 | 58.4959 | 58.8375 | 60.9339 | 65.2122 | 70.5375 | 74.7603 | 77.4806 | 79.0698 | 80.0744 | 80.0987 | 78.8158 | 76.4632 | 73.8534 | 71.1428 | 69.0111 | 67.3974 | 65.8146 | 64.9734 | 2.4983 | 2.1221 | 2.3006 | 2.4516 | 2.8487 | 2.4794 | 2.2842 | 2.3275 | 2.5394 | 2.5556 | 2.5898 | 2.9327 | 2.8991 | 3.1018 | 3.203 | 3.1051 | 2.983 | 2.7171 | 2.415 | 2.3565 | 2.2236 | 2.3404 | 2.4166 | 2.4572
Program Specific1-in-10Size: Over 200kWAll2016December Monthly Peak | Program Specific | 1-in-10 | Size: Over 200kW | All | 2016 | December Monthly Peak | 12 | 118.7444 | 114.9233 | 111.8628 | 111.5332 | 120.3367 | 143.6111 | 170.7797 | 185.5355 | 194.6448 | 196.255 | 197.0488 | 194.2324 | 188.9462 | 186.9686 | 179.7573 | 170.7603 | 164.587 | 162.3029 | 158.2084 | 153.2969 | 147.754 | 142.0257 | 132.5674 | 125.9075 | 0.66628 | 0.076154 | 0.23678 | -0.089945 | -0.29885 | -1.0827 | 0.00090923 | 0.10595 | -0.47054 | -0.38351 | 0.039105 | 0.50975 | 1.0374 | 3.1134 | 10.1194 | 9.52 | 8.572 | 7.7795 | 1.5806 | -0.13472 | -0.9481 | -1.0869 | -0.89309 | -1.2992 | 44.8587 | 44.1959 | 43.5293 | 43.1039 | 42.6255 | 41.8128 | 41.9104 | 41.9686 | 42.7153 | 44.804 | 47.375 | 49.5205 | 50.8156 | 51.172 | 51.4927 | 51.6458 | 51.113 | 49.7643 | 48.1349 | 47.1746 | 46.3125 | 45.4561 | 44.867 | 44.4152 | 2.3625 | 2.0006 | 2.1799 | 2.3167 | 2.7087 | 2.3731 | 2.2223 | 2.2582 | 2.4422 | 2.394 | 2.3541 | 2.6095 | 2.5162 | 2.653 | 2.7117 | 2.6529 | 2.6132 | 2.4303 | 2.2116 | 2.1757 | 2.0565 | 2.1878 | 2.262 | 2.2952
Program Specific1-in-10Size: Over 200kWAll2016Typical Event Day | Program Specific | 1-in-10 | Size: Over 200kW | All | 2016 | Typical Event Day | 8 | 141.4578 | 136.8567 | 132.901 | 133.6171 | 143.38 | 168.8267 | 197.4684 | 217.4904 | 232.0559 | 241.5259 | 250.5917 | 252.877 | 249.7816 | 250.9401 | 244.7712 | 232.8251 | 218.2034 | 203.3684 | 192.5351 | 187.8438 | 183.8295 | 174.4308 | 161.9897 | 154.198 | -0.77463 | -0.56255 | -0.52786 | -0.78995 | -1.225 | -1.5187 | -1.2686 | -1.4462 | -0.39476 | 0.10948 | -1.0203 | -0.65908 | 0.36454 | 3.7424 | 13.0994 | 12.8223 | 11.5185 | 10.1273 | 3.7346 | 0.37255 | -0.33243 | -0.70857 | -1.3638 | -1.4865 | 74.8583 | 73.8119 | 72.8405 | 72.0797 | 71.234 | 70.5211 | 70.1738 | 70.5741 | 73.335 | 77.8547 | 82.5661 | 86.7887 | 89.8451 | 92.1063 | 93.4039 | 93.6949 | 93.7432 | 92.7105 | 91.2603 | 88.8737 | 85.1826 | 81.7447 | 79.4153 | 77.6629 | 2.6695 | 2.2556 | 2.4487 | 2.6172 | 3.0204 | 2.6201 | 2.408 | 2.4791 | 2.7287 | 2.7714 | 2.8192 | 3.1856 | 3.1197 | 3.3339 | 3.444 | 3.3558 | 3.1851 | 2.8146 | 2.5129 | 2.4912 | 2.4086 | 2.5432 | 2.6114 | 2.6594
Program Specific1-in-10Size: Over 200kWAll2017January Monthly Peak | Program Specific | 1-in-10 | Size: Over 200kW | All | 2017 | January Monthly Peak | 1 | 117.4174 | 113.9214 | 110.8692 | 111.3969 | 121.0033 | 145.4744 | 174.2942 | 190.4659 | 199.9738 | 200.0249 | 200.3246 | 197.1865 | 190.9072 | 188.4521 | 180.4908 | 170.8422 | 162.6996 | 161.0556 | 157.9742 | 152.7846 | 147.1465 | 141.4731 | 132.5214 | 126.2186 | 0.64472 | 0.063551 | 0.22083 | -0.09351 | -0.30334 | -1.1062 | -0.0088026 | 0.099724 | -0.48514 | -0.39059 | 0.037807 | 0.51559 | 1.0502 | 3.1411 | 10.165 | 9.5185 | 8.4601 | 7.6948 | 1.5641 | -0.14686 | -0.95177 | -1.0862 | -0.89391 | -1.3036 | 42.2816 | 42.0876 | 41.3999 | 40.7397 | 40.2972 | 39.8261 | 39.3452 | 38.9851 | 39.5569 | 42.3096 | 44.9889 | 47.3626 | 49.0016 | 50.1232 | 51.0596 | 51.3796 | 50.9981 | 49.8765 | 48.0611 | 46.9737 | 45.9926 | 45.591 | 45.0681 | 44.4398 | 2.3297 | 1.9797 | 2.1544 | 2.3158 | 2.7344 | 2.4066 | 2.2736 | 2.3258 | 2.5174 | 2.4457 | 2.397 | 2.651 | 2.5404 | 2.6721 | 2.7192 | 2.6547 | 2.5892 | 2.4209 | 2.2136 | 2.1726 | 2.0494 | 2.1792 | 2.2607 | 2.299
Program Specific1-in-10Size: Over 200kWAll2017February Monthly Peak | Program Specific | 1-in-10 | Size: Over 200kW | All | 2017 | February Monthly Peak | 2 | 119.1244 | 115.5055 | 112.2568 | 112.8339 | 121.7112 | 145.3204 | 173.0538 | 187.6318 | 196.6726 | 198.5873 | 201.6163 | 202.0386 | 198.8473 | 199.0922 | 193.1439 | 181.9741 | 171.5257 | 166.3385 | 163.0218 | 156.94 | 151.068 | 144.1021 | 134.2184 | 127.5131 | 0.6419 | 0.05228 | 0.22229 | -0.09724 | -0.31355 | -1.1003 | -0.0071464 | 0.10737 | -0.47549 | -0.38529 | 0.045241 | 0.54047 | 1.1087 | 3.2967 | 10.8051 | 10.0844 | 8.8801 | 7.9225 | 1.6302 | -0.13477 | -0.96342 | -1.0995 | -0.9067 | -1.3162 | 48.7514 | 48.3525 | 47.9156 | 47.3329 | 46.9353 | 46.5044 | 45.8902 | 46.1565 | 47.4231 | 50.9059 | 54.351 | 57.5515 | 59.4679 | 60.4616 | 61.0823 | 61.2986 | 60.3081 | 59.324 | 57.4117 | 55.3677 | 54.0252 | 52.7413 | 51.7615 | 50.3801 | 2.3552 | 2.0011 | 2.1788 | 2.3427 | 2.7393 | 2.397 | 2.2502 | 2.2797 | 2.4629 | 2.4193 | 2.4062 | 2.7042 | 2.6414 | 2.8222 | 2.9188 | 2.8303 | 2.7246 | 2.4945 | 2.2771 | 2.2282 | 2.1023 | 2.2179 | 2.2869 | 2.3153
Program Specific1-in-10Size: Over 200kWAll2017March Monthly Peak | Program Specific | 1-in-10 | Size: Over 200kW | All | 2017 | March Monthly Peak | 3 | 124.784 | 120.7949 | 116.9265 | 117.0163 | 125.2472 | 148.2669 | 176.6263 | 192.0928 | 201.5816 | 206.7167 | 213.7411 | 216.8995 | 216.5532 | 218.4929 | 213.4337 | 201.866 | 189.3331 | 178.5158 | 171.7479 | 168.8705 | 162.6585 | 153.9502 | 142.8987 | 135.0816 | 0.67685 | 0.061152 | 0.23049 | -0.10038 | -0.32939 | -1.1202 | -0.0088067 | 0.11151 | -0.48699 | -0.39525 | 0.057391 | 0.59507 | 1.2278 | 3.6267 | 11.9215 | 11.1693 | 9.809 | 8.5102 | 1.7418 | -0.11814 | -1.0178 | -1.1543 | -0.95595 | -1.3915 | 60.5368 | 59.2285 | 58.3491 | 57.7841 | 56.7498 | 55.7557 | 55.0974 | 55.752 | 59.1714 | 64.0049 | 69.1301 | 73.5118 | 76.5073 | 78.1015 | 78.7799 | 79.306 | 78.8725 | 77.4663 | 74.8317 | 71.3895 | 68.3176 | 65.4753 | 63.2181 | 61.4578 | 2.4668 | 2.0934 | 2.2681 | 2.4279 | 2.8111 | 2.4397 | 2.29 | 2.3269 | 2.5146 | 2.5126 | 2.5451 | 2.8895 | 2.8686 | 3.084 | 3.2079 | 3.1214 | 2.9804 | 2.6575 | 2.3891 | 2.3906 | 2.2606 | 2.3677 | 2.4327 | 2.4503
Program Specific1-in-10Size: Over 200kWAll2017April Monthly Peak | Program Specific | 1-in-10 | Size: Over 200kW | All | 2017 | April Monthly Peak | 4 | 128.2611 | 124.2703 | 120.4879 | 120.728 | 129.5495 | 153.0577 | 179.4578 | 197.5999 | 211.231 | 220.2398 | 229.9653 | 233.7106 | 233.8911 | 235.5064 | 229.6604 | 217.2296 | 203.2395 | 189.5121 | 178.2655 | 175.7926 | 170.7217 | 161.3877 | 149.5008 | 141.2453 | 0.062155 | -0.14781 | -0.063602 | -0.37613 | -0.68984 | -1.1864 | -0.53244 | -0.61885 | -0.47417 | -0.23498 | -0.481 | -0.044294 | 0.75796 | 3.6853 | 12.4406 | 11.9033 | 10.5985 | 9.2104 | 2.6381 | 0.16741 | -0.61686 | -0.86773 | -1.0827 | -1.3884 | 70.5455 | 69.1262 | 67.5765 | 66.3205 | 65.3571 | 64.4415 | 63.8003 | 63.8899 | 66.9776 | 72.5344 | 78.1632 | 83.4896 | 86.9455 | 88.8975 | 89.6083 | 89.9885 | 89.7788 | 88.8727 | 87.0496 | 83.319 | 78.5877 | 74.7755 | 72.21 | 70.2695 | 2.3858 | 2.0276 | 2.2001 | 2.3586 | 2.7333 | 2.3724 | 2.1878 | 2.2516 | 2.4836 | 2.5257 | 2.582 | 2.9293 | 2.9156 | 3.1251 | 3.2405 | 3.1495 | 2.9947 | 2.6402 | 2.3272 | 2.337 | 2.2347 | 2.3412 | 2.3971 | 2.412
Program Specific1-in-10Size: Over 200kWAll2017May Monthly Peak | Program Specific | 1-in-10 | Size: Over 200kW | All | 2017 | May Monthly Peak | 5 | 128.7025 | 124.761 | 121.2167 | 121.5781 | 131.0015 | 155.1021 | 180.5689 | 201.7362 | 217.102 | 227.4258 | 237.5327 | 240.9363 | 240.2566 | 241.4425 | 235.3346 | 221.9712 | 207.3189 | 192.5933 | 180.6376 | 175.8396 | 172.4391 | 163.3624 | 151.4759 | 143.5251 | -0.23854 | -0.32268 | -0.24109 | -0.51545 | -0.86455 | -1.3151 | -0.77254 | -0.85205 | -0.42361 | -0.080084 | -0.62762 | -0.19082 | 0.69706 | 3.7522 | 12.7954 | 12.2605 | 10.894 | 9.4765 | 2.9655 | 0.22188 | -0.54519 | -0.83923 | -1.1832 | -1.4184 | 70.8229 | 69.5077 | 68.1184 | 67.2017 | 66.4452 | 65.5485 | 65.3535 | 65.6767 | 69.1584 | 75.0838 | 80.7167 | 85.0011 | 87.9415 | 89.9135 | 91.3457 | 91.9804 | 91.6688 | 90.6587 | 88.745 | 86.0994 | 82.6763 | 78.809 | 75.9943 | 73.6998 | 2.3889 | 2.0291 | 2.2048 | 2.3642 | 2.7494 | 2.3917 | 2.1905 | 2.2876 | 2.5373 | 2.5931 | 2.6525 | 3.0096 | 2.9792 | 3.1846 | 3.2958 | 3.1921 | 3.0299 | 2.662 | 2.3442 | 2.3208 | 2.2434 | 2.3611 | 2.4201 | 2.4474
Program Specific1-in-10Size: Over 200kWAll2017June Monthly Peak | Program Specific | 1-in-10 | Size: Over 200kW | All | 2017 | June Monthly Peak | 6 | 135.6972 | 131.4614 | 127.3994 | 127.6457 | 136.4788 | 159.1978 | 184.1884 | 204.2294 | 217.9659 | 226.8391 | 235.8832 | 237.7737 | 234.0077 | 234.3381 | 228.4309 | 218.4766 | 205.921 | 192.5395 | 183.3055 | 178.0829 | 175.7599 | 167.5223 | 155.3141 | 147.7925 | -0.25733 | -0.32461 | -0.24624 | -0.56916 | -0.94175 | -1.3266 | -0.78856 | -0.85221 | -0.42123 | -0.069365 | -0.65277 | -0.17179 | 0.72056 | 3.7033 | 12.5039 | 12.1631 | 10.9237 | 9.5691 | 3.1249 | 0.33316 | -0.48112 | -0.81862 | -1.1982 | -1.4505 | 71.4805 | 70.2038 | 69.1174 | 68.1123 | 66.9627 | 66.0152 | 65.7339 | 66.8789 | 70.2684 | 75.0623 | 80.0966 | 84.3314 | 87.0654 | 89.1446 | 90.5042 | 90.9715 | 91.5067 | 90.7619 | 89.5865 | 87.5341 | 83.8284 | 79.7366 | 77.1317 | 75.1191 | 2.5402 | 2.1524 | 2.3287 | 2.4819 | 2.8533 | 2.4535 | 2.2304 | 2.3092 | 2.5421 | 2.5825 | 2.6332 | 2.9698 | 2.8991 | 3.0864 | 3.1869 | 3.1265 | 2.9956 | 2.6563 | 2.3795 | 2.348 | 2.2869 | 2.4242 | 2.4849 | 2.5281
Program Specific1-in-10Size: Over 200kWAll2017July Monthly Peak | Program Specific | 1-in-10 | Size: Over 200kW | All | 2017 | July Monthly Peak | 7 | 138.2939 | 134.1219 | 130.7929 | 130.881 | 140.3936 | 164.6157 | 190.5934 | 209.2253 | 221.7596 | 230.2352 | 238.4847 | 239.7158 | 236.0457 | 236.7132 | 231.2655 | 221.8409 | 209.9231 | 197.2808 | 187.4351 | 182.1295 | 179.6056 | 171.289 | 158.9234 | 150.9368 | -0.54923 | -0.43762 | -0.39681 | -0.69972 | -1.1121 | -1.4014 | -1.0542 | -1.201 | -0.40573 | 0.019099 | -0.87708 | -0.47125 | 0.48165 | 3.6326 | 12.4986 | 12.2932 | 11.1483 | 9.8604 | 3.5166 | 0.4011 | -0.34332 | -0.7175 | -1.2774 | -1.4526 | 73.828 | 72.9356 | 72.0508 | 71.2916 | 70.6453 | 70.0846 | 69.7478 | 70.09 | 72.9721 | 77.4718 | 82.0195 | 85.5022 | 87.7578 | 89.5174 | 91.1074 | 91.6338 | 92.2063 | 91.2118 | 89.3584 | 87.2008 | 84.0591 | 81.1057 | 79.0752 | 77.6383 | 2.599 | 2.2025 | 2.4003 | 2.5519 | 2.9414 | 2.5423 | 2.3121 | 2.3699 | 2.5906 | 2.6265 | 2.6676 | 3.0011 | 2.9265 | 3.1206 | 3.225 | 3.1708 | 3.0463 | 2.72 | 2.4352 | 2.4052 | 2.3431 | 2.4863 | 2.5515 | 2.593
Program Specific1-in-10Size: Over 200kWAll2017August Monthly Peak | Program Specific | 1-in-10 | Size: Over 200kW | All | 2017 | August Monthly Peak | 8 | 141.9017 | 137.2986 | 133.3859 | 134.1168 | 143.9365 | 169.497 | 198.2581 | 218.673 | 233.7592 | 243.7544 | 253.2229 | 255.6858 | 252.6533 | 253.7612 | 247.4835 | 235.3666 | 220.5417 | 205.4272 | 194.2134 | 189.3875 | 185.1802 | 175.6385 | 163.0507 | 155.1412 | -1.0356 | -0.72368 | -0.68846 | -0.89094 | -1.3445 | -1.6434 | -1.4801 | -1.65 | -0.34512 | 0.24737 | -1.1099 | -0.80112 | 0.2692 | 3.702 | 13.1884 | 12.9397 | 11.6012 | 10.2222 | 3.9125 | 0.32148 | -0.33967 | -0.72117 | -1.4609 | -1.5102 | 75.8354 | 74.9827 | 74.1068 | 73.367 | 72.7545 | 72.2175 | 71.8182 | 71.9146 | 74.4983 | 78.7721 | 83.0581 | 87.2767 | 90.5511 | 93.0092 | 94.2445 | 94.434 | 94.0862 | 92.9657 | 91.891 | 89.3648 | 85.347 | 82.1013 | 79.8722 | 78.101 | 2.7049 | 2.2842 | 2.4804 | 2.6472 | 3.051 | 2.6497 | 2.434 | 2.5075 | 2.7641 | 2.8135 | 2.8673 | 3.2453 | 3.1737 | 3.3888 | 3.4948 | 3.4035 | 3.2284 | 2.8558 | 2.5519 | 2.5267 | 2.4437 | 2.5826 | 2.651 | 2.7012
Program Specific1-in-10Size: Over 200kWAll2017September Monthly Peak | Program Specific | 1-in-10 | Size: Over 200kW | All | 2017 | September Monthly Peak | 9 | 141.2071 | 137.3821 | 133.9592 | 134.7561 | 145.2026 | 171.0094 | 201.789 | 224.2165 | 244.3854 | 257.2365 | 268.0604 | 270.9071 | 267.4381 | 268.4817 | 261.0147 | 246.3492 | 229.1493 | 212.134 | 200.0471 | 196.9761 | 188.785 | 178.9017 | 164.72 | 156.1839 | -1.2319 | -0.74588 | -0.77226 | -0.96876 | -1.4455 | -1.6033 | -1.6894 | -2.0476 | -0.39045 | 0.24482 | -1.4656 | -1.2454 | -0.08508 | 3.7474 | 13.5841 | 13.3709 | 12.0103 | 10.547 | 4.318 | 0.40844 | -0.1564 | -0.57038 | -1.4903 | -1.4768 | 78.2896 | 77.1255 | 76.0871 | 75.5477 | 74.5736 | 73.7672 | 73.3954 | 73.413 | 75.6012 | 80.1125 | 85.0901 | 90.0443 | 94.0062 | 96.7542 | 97.7594 | 97.7402 | 97.1735 | 95.9028 | 94.2054 | 91.3952 | 87.496 | 84.0353 | 81.5822 | 79.7932 | 2.7489 | 2.3369 | 2.5474 | 2.7275 | 3.173 | 2.7443 | 2.5483 | 2.6488 | 2.9827 | 3.0618 | 3.1216 | 3.5279 | 3.4559 | 3.6925 | 3.8113 | 3.6849 | 3.4701 | 3.04 | 2.6989 | 2.6983 | 2.5544 | 2.6935 | 2.7435 | 2.7835
Program Specific1-in-10Size: Over 200kWAll2017October Monthly Peak | Program Specific | 1-in-10 | Size: Over 200kW | All | 2017 | October Monthly Peak | 10 | 135.5788 | 131.4681 | 127.2595 | 127.1508 | 136.493 | 160.8899 | 190.5589 | 209.0056 | 224.8564 | 236.5692 | 247.7971 | 252.5214 | 252.0849 | 253.7821 | 247.37 | 233.2445 | 216.5825 | 201.2735 | 193.4983 | 187.0241 | 178.4018 | 168.7141 | 156.1509 | 147.5669 | -0.34734 | -0.36092 | -0.30154 | -0.56773 | -0.9334 | -1.3716 | -0.9158 | -1.0508 | -0.4434 | -0.070814 | -0.75953 | -0.38156 | 0.54854 | 3.8262 | 13.2573 | 12.7598 | 11.3078 | 9.857 | 3.2593 | 0.20743 | -0.52863 | -0.8254 | -1.2394 | -1.4438 | 73.8522 | 73.2606 | 72.5985 | 71.3208 | 70.3296 | 69.5877 | 69.2596 | 69.0202 | 69.9486 | 73.5434 | 78.08 | 82.9005 | 86.7234 | 89.1722 | 90.1717 | 90.2498 | 89.344 | 87.6142 | 84.9536 | 81.689 | 78.6211 | 76.6208 | 75.1306 | 73.7892 | 2.5236 | 2.1412 | 2.3151 | 2.4704 | 2.866 | 2.4809 | 2.3142 | 2.3733 | 2.634 | 2.7026 | 2.769 | 3.1546 | 3.1309 | 3.3541 | 3.4761 | 3.367 | 3.1711 | 2.7867 | 2.5104 | 2.4665 | 2.3208 | 2.4361 | 2.4942 | 2.5173
Program Specific1-in-10Size: Over 200kWAll2017November Monthly Peak | Program Specific | 1-in-10 | Size: Over 200kW | All | 2017 | November Monthly Peak | 11 | 125.8587 | 122.1116 | 118.2657 | 118.2733 | 127.306 | 150.5975 | 176.1651 | 192.2245 | 203.6208 | 210.4234 | 217.7097 | 220.1401 | 218.9983 | 219.9905 | 213.5242 | 201.1561 | 189.6703 | 182.986 | 173.903 | 166.9758 | 160.2339 | 152.0625 | 141.8356 | 135.0371 | 0.70295 | 0.07979 | 0.25029 | -0.0984 | -0.33443 | -1.1376 | -0.0058367 | 0.11418 | -0.49143 | -0.40373 | 0.05901 | 0.60412 | 1.2423 | 3.6643 | 11.9591 | 11.1626 | 9.8566 | 8.7722 | 1.7781 | -0.098652 | -0.98625 | -1.1266 | -0.93385 | -1.3821 | 63.6276 | 62.3532 | 61.5806 | 60.4774 | 59.5841 | 58.8258 | 58.4959 | 58.8374 | 60.9339 | 65.2122 | 70.5375 | 74.7603 | 77.4806 | 79.0698 | 80.0744 | 80.0987 | 78.8158 | 76.4632 | 73.8534 | 71.1428 | 69.0111 | 67.3974 | 65.8146 | 64.9734 | 2.4983 | 2.1221 | 2.3006 | 2.4516 | 2.8487 | 2.4794 | 2.2842 | 2.3275 | 2.5394 | 2.5556 | 2.5898 | 2.9327 | 2.8991 | 3.1018 | 3.203 | 3.1051 | 2.983 | 2.7171 | 2.415 | 2.3565 | 2.2236 | 2.3404 | 2.4166 | 2.4572
Program Specific1-in-10Size: Over 200kWAll2017December Monthly Peak | Program Specific | 1-in-10 | Size: Over 200kW | All | 2017 | December Monthly Peak | 12 | 118.7444 | 114.9233 | 111.8628 | 111.5332 | 120.3367 | 143.6111 | 170.7797 | 185.5355 | 194.6448 | 196.255 | 197.0488 | 194.2324 | 188.9462 | 186.9687 | 179.7573 | 170.7603 | 164.587 | 162.3029 | 158.2084 | 153.2969 | 147.754 | 142.0257 | 132.5674 | 125.9075 | 0.66628 | 0.076154 | 0.23678 | -0.089945 | -0.29885 | -1.0827 | 0.0009092 | 0.10595 | -0.47054 | -0.38351 | 0.039105 | 0.50975 | 1.0374 | 3.1134 | 10.1194 | 9.52 | 8.572 | 7.7795 | 1.5806 | -0.13472 | -0.9481 | -1.0869 | -0.89309 | -1.2992 | 44.8587 | 44.1959 | 43.5293 | 43.1039 | 42.6255 | 41.8128 | 41.9104 | 41.9686 | 42.7153 | 44.804 | 47.375 | 49.5205 | 50.8156 | 51.172 | 51.4927 | 51.6458 | 51.113 | 49.7643 | 48.1349 | 47.1746 | 46.3125 | 45.4561 | 44.867 | 44.4152 | 2.3625 | 2.0006 | 2.1799 | 2.3167 | 2.7087 | 2.3731 | 2.2223 | 2.2582 | 2.4422 | 2.394 | 2.3541 | 2.6095 | 2.5162 | 2.653 | 2.7117 | 2.6529 | 2.6132 | 2.4303 | 2.2116 | 2.1757 | 2.0565 | 2.1878 | 2.262 | 2.2952
Program Specific1-in-10Size: Over 200kWAll2017Typical Event Day | Program Specific | 1-in-10 | Size: Over 200kW | All | 2017 | Typical Event Day | 8 | 141.4578 | 136.8567 | 132.901 | 133.6171 | 143.38 | 168.8267 | 197.4684 | 217.4904 | 232.0559 | 241.5259 | 250.5917 | 252.877 | 249.7816 | 250.9401 | 244.7712 | 232.8251 | 218.2034 | 203.3684 | 192.5351 | 187.8438 | 183.8295 | 174.4308 | 161.9897 | 154.198 | -0.77463 | -0.56255 | -0.52786 | -0.78995 | -1.225 | -1.5187 | -1.2686 | -1.4462 | -0.39476 | 0.10948 | -1.0203 | -0.65908 | 0.36454 | 3.7424 | 13.0994 | 12.8223 | 11.5185 | 10.1273 | 3.7346 | 0.37255 | -0.33243 | -0.70857 | -1.3638 | -1.4865 | 74.8583 | 73.8119 | 72.8405 | 72.0797 | 71.234 | 70.5211 | 70.1738 | 70.5741 | 73.335 | 77.8547 | 82.5661 | 86.7887 | 89.8451 | 92.1063 | 93.4039 | 93.6949 | 93.7432 | 92.7105 | 91.2603 | 88.8737 | 85.1826 | 81.7447 | 79.4153 | 77.6629 | 2.6695 | 2.2556 | 2.4487 | 2.6172 | 3.0204 | 2.6201 | 2.408 | 2.4791 | 2.7287 | 2.7714 | 2.8192 | 3.1856 | 3.1197 | 3.3339 | 3.444 | 3.3558 | 3.1851 | 2.8146 | 2.5129 | 2.4912 | 2.4086 | 2.5432 | 2.6114 | 2.6594
Program Specific1-in-10Size: Over 200kWAll2018January Monthly Peak | Program Specific | 1-in-10 | Size: Over 200kW | All | 2018 | January Monthly Peak | 1 | 117.4174 | 113.9214 | 110.8692 | 111.3969 | 121.0033 | 145.4744 | 174.2942 | 190.4659 | 199.9738 | 200.0248 | 200.3246 | 197.1865 | 190.9072 | 188.4521 | 180.4908 | 170.8422 | 162.6996 | 161.0556 | 157.9742 | 152.7846 | 147.1465 | 141.4731 | 132.5214 | 126.2186 | 0.64472 | 0.063551 | 0.22083 | -0.09351 | -0.30334 | -1.1062 | -0.0088025 | 0.099724 | -0.48514 | -0.39059 | 0.037807 | 0.51559 | 1.0502 | 3.1411 | 10.165 | 9.5185 | 8.4601 | 7.6948 | 1.5641 | -0.14686 | -0.95177 | -1.0862 | -0.89391 | -1.3036 | 42.2816 | 42.0876 | 41.3999 | 40.7397 | 40.2972 | 39.8261 | 39.3452 | 38.9851 | 39.5569 | 42.3096 | 44.9889 | 47.3626 | 49.0016 | 50.1232 | 51.0596 | 51.3796 | 50.9981 | 49.8765 | 48.0611 | 46.9737 | 45.9926 | 45.591 | 45.0681 | 44.4398 | 2.3297 | 1.9797 | 2.1544 | 2.3158 | 2.7344 | 2.4066 | 2.2736 | 2.3258 | 2.5174 | 2.4457 | 2.397 | 2.651 | 2.5404 | 2.6721 | 2.7192 | 2.6547 | 2.5892 | 2.4209 | 2.2136 | 2.1726 | 2.0494 | 2.1792 | 2.2607 | 2.299
Program Specific1-in-10Size: Over 200kWAll2018February Monthly Peak | Program Specific | 1-in-10 | Size: Over 200kW | All | 2018 | February Monthly Peak | 2 | 119.1244 | 115.5055 | 112.2568 | 112.8339 | 121.7112 | 145.3204 | 173.0538 | 187.6318 | 196.6726 | 198.5873 | 201.6163 | 202.0386 | 198.8473 | 199.0922 | 193.1439 | 181.9741 | 171.5257 | 166.3385 | 163.0218 | 156.9401 | 151.068 | 144.102 | 134.2184 | 127.5131 | 0.6419 | 0.05228 | 0.22229 | -0.09724 | -0.31355 | -1.1003 | -0.0071464 | 0.10737 | -0.47549 | -0.38529 | 0.045241 | 0.54047 | 1.1087 | 3.2967 | 10.8051 | 10.0844 | 8.8801 | 7.9225 | 1.6302 | -0.13477 | -0.96342 | -1.0995 | -0.9067 | -1.3162 | 48.7514 | 48.3525 | 47.9156 | 47.3329 | 46.9353 | 46.5044 | 45.8902 | 46.1565 | 47.4231 | 50.9059 | 54.351 | 57.5515 | 59.4679 | 60.4616 | 61.0823 | 61.2986 | 60.3081 | 59.324 | 57.4117 | 55.3677 | 54.0252 | 52.7413 | 51.7615 | 50.3801 | 2.3552 | 2.0011 | 2.1788 | 2.3427 | 2.7393 | 2.397 | 2.2502 | 2.2797 | 2.4629 | 2.4193 | 2.4062 | 2.7042 | 2.6414 | 2.8222 | 2.9188 | 2.8303 | 2.7246 | 2.4945 | 2.2771 | 2.2282 | 2.1023 | 2.2179 | 2.2869 | 2.3153
Program Specific1-in-10Size: Over 200kWAll2018March Monthly Peak | Program Specific | 1-in-10 | Size: Over 200kW | All | 2018 | March Monthly Peak | 3 | 124.784 | 120.7949 | 116.9265 | 117.0163 | 125.2472 | 148.2669 | 176.6263 | 192.0928 | 201.5816 | 206.7167 | 213.7411 | 216.8995 | 216.5532 | 218.4929 | 213.4338 | 201.866 | 189.3331 | 178.5158 | 171.7479 | 168.8705 | 162.6585 | 153.9502 | 142.8987 | 135.0816 | 0.67685 | 0.061152 | 0.23049 | -0.10038 | -0.32939 | -1.1202 | -0.0088067 | 0.11151 | -0.48699 | -0.39525 | 0.057391 | 0.59507 | 1.2278 | 3.6267 | 11.9215 | 11.1693 | 9.809 | 8.5102 | 1.7418 | -0.11814 | -1.0178 | -1.1543 | -0.95595 | -1.3915 | 60.5368 | 59.2285 | 58.3491 | 57.7841 | 56.7498 | 55.7556 | 55.0974 | 55.752 | 59.1714 | 64.0049 | 69.1301 | 73.5118 | 76.5073 | 78.1015 | 78.7799 | 79.306 | 78.8725 | 77.4663 | 74.8317 | 71.3895 | 68.3176 | 65.4753 | 63.2181 | 61.4578 | 2.4668 | 2.0934 | 2.2681 | 2.4279 | 2.8111 | 2.4397 | 2.29 | 2.3269 | 2.5146 | 2.5126 | 2.5451 | 2.8895 | 2.8686 | 3.084 | 3.2079 | 3.1214 | 2.9804 | 2.6575 | 2.3891 | 2.3906 | 2.2606 | 2.3677 | 2.4327 | 2.4503
Program Specific1-in-10Size: Over 200kWAll2018April Monthly Peak | Program Specific | 1-in-10 | Size: Over 200kW | All | 2018 | April Monthly Peak | 4 | 128.2611 | 124.2703 | 120.4879 | 120.728 | 129.5495 | 153.0577 | 179.4577 | 197.5999 | 211.231 | 220.2398 | 229.9653 | 233.7106 | 233.8911 | 235.5064 | 229.6604 | 217.2296 | 203.2395 | 189.5121 | 178.2655 | 175.7926 | 170.7217 | 161.3877 | 149.5008 | 141.2453 | 0.062155 | -0.14781 | -0.063602 | -0.37613 | -0.68984 | -1.1864 | -0.53244 | -0.61885 | -0.47417 | -0.23498 | -0.481 | -0.044294 | 0.75796 | 3.6853 | 12.4406 | 11.9033 | 10.5985 | 9.2104 | 2.6381 | 0.16741 | -0.61686 | -0.86773 | -1.0827 | -1.3884 | 70.5455 | 69.1262 | 67.5765 | 66.3205 | 65.3571 | 64.4415 | 63.8003 | 63.8899 | 66.9776 | 72.5344 | 78.1632 | 83.4896 | 86.9455 | 88.8975 | 89.6083 | 89.9885 | 89.7788 | 88.8727 | 87.0496 | 83.319 | 78.5877 | 74.7755 | 72.21 | 70.2695 | 2.3858 | 2.0276 | 2.2001 | 2.3586 | 2.7333 | 2.3724 | 2.1878 | 2.2516 | 2.4836 | 2.5257 | 2.582 | 2.9293 | 2.9156 | 3.1251 | 3.2405 | 3.1495 | 2.9947 | 2.6402 | 2.3272 | 2.337 | 2.2347 | 2.3412 | 2.3971 | 2.412
Program Specific1-in-10Size: Over 200kWAll2018May Monthly Peak | Program Specific | 1-in-10 | Size: Over 200kW | All | 2018 | May Monthly Peak | 5 | 128.7025 | 124.761 | 121.2167 | 121.5781 | 131.0015 | 155.1021 | 180.5689 | 201.7362 | 217.102 | 227.4258 | 237.5327 | 240.9362 | 240.2566 | 241.4425 | 235.3346 | 221.9712 | 207.3189 | 192.5933 | 180.6376 | 175.8396 | 172.4391 | 163.3625 | 151.4759 | 143.5251 | -0.23854 | -0.32268 | -0.24109 | -0.51545 | -0.86455 | -1.3151 | -0.77254 | -0.85205 | -0.42361 | -0.080084 | -0.62762 | -0.19082 | 0.69706 | 3.7522 | 12.7954 | 12.2605 | 10.894 | 9.4765 | 2.9655 | 0.22188 | -0.54519 | -0.83923 | -1.1832 | -1.4184 | 70.8229 | 69.5077 | 68.1184 | 67.2017 | 66.4452 | 65.5485 | 65.3535 | 65.6766 | 69.1584 | 75.0838 | 80.7167 | 85.0011 | 87.9415 | 89.9135 | 91.3457 | 91.9804 | 91.6688 | 90.6587 | 88.745 | 86.0994 | 82.6763 | 78.809 | 75.9943 | 73.6998 | 2.3889 | 2.0291 | 2.2048 | 2.3642 | 2.7494 | 2.3917 | 2.1905 | 2.2876 | 2.5373 | 2.5931 | 2.6525 | 3.0096 | 2.9792 | 3.1846 | 3.2958 | 3.1921 | 3.0299 | 2.662 | 2.3442 | 2.3208 | 2.2434 | 2.3611 | 2.4201 | 2.4474
Program Specific1-in-10Size: Over 200kWAll2018June Monthly Peak | Program Specific | 1-in-10 | Size: Over 200kW | All | 2018 | June Monthly Peak | 6 | 135.6971 | 131.4614 | 127.3994 | 127.6457 | 136.4788 | 159.1978 | 184.1884 | 204.2294 | 217.9659 | 226.8391 | 235.8832 | 237.7737 | 234.0077 | 234.3381 | 228.4309 | 218.4766 | 205.921 | 192.5395 | 183.3055 | 178.0829 | 175.7599 | 167.5223 | 155.3141 | 147.7925 | -0.25733 | -0.32461 | -0.24624 | -0.56916 | -0.94175 | -1.3266 | -0.78856 | -0.85221 | -0.42123 | -0.069365 | -0.65277 | -0.17179 | 0.72056 | 3.7033 | 12.5039 | 12.1631 | 10.9237 | 9.5691 | 3.1249 | 0.33316 | -0.48112 | -0.81862 | -1.1982 | -1.4505 | 71.4805 | 70.2038 | 69.1174 | 68.1123 | 66.9627 | 66.0152 | 65.7339 | 66.8789 | 70.2684 | 75.0623 | 80.0966 | 84.3314 | 87.0654 | 89.1446 | 90.5042 | 90.9715 | 91.5067 | 90.7619 | 89.5865 | 87.5341 | 83.8284 | 79.7366 | 77.1317 | 75.1191 | 2.5402 | 2.1524 | 2.3287 | 2.4819 | 2.8533 | 2.4535 | 2.2304 | 2.3092 | 2.5421 | 2.5825 | 2.6332 | 2.9698 | 2.8991 | 3.0864 | 3.1869 | 3.1265 | 2.9956 | 2.6563 | 2.3795 | 2.348 | 2.2869 | 2.4242 | 2.4849 | 2.5281
Program Specific1-in-10Size: Over 200kWAll2018July Monthly Peak | Program Specific | 1-in-10 | Size: Over 200kW | All | 2018 | July Monthly Peak | 7 | 138.2939 | 134.1219 | 130.7929 | 130.881 | 140.3936 | 164.6157 | 190.5934 | 209.2254 | 221.7596 | 230.2352 | 238.4847 | 239.7158 | 236.0457 | 236.7132 | 231.2655 | 221.8409 | 209.9231 | 197.2808 | 187.4351 | 182.1295 | 179.6056 | 171.289 | 158.9234 | 150.9368 | -0.54923 | -0.43762 | -0.3968 | -0.69972 | -1.1121 | -1.4014 | -1.0542 | -1.201 | -0.40573 | 0.019099 | -0.87708 | -0.47125 | 0.48165 | 3.6326 | 12.4986 | 12.2932 | 11.1483 | 9.8604 | 3.5166 | 0.4011 | -0.34332 | -0.7175 | -1.2774 | -1.4526 | 73.828 | 72.9356 | 72.0508 | 71.2916 | 70.6453 | 70.0846 | 69.7478 | 70.09 | 72.9721 | 77.4718 | 82.0195 | 85.5022 | 87.7578 | 89.5174 | 91.1074 | 91.6338 | 92.2063 | 91.2118 | 89.3584 | 87.2008 | 84.0591 | 81.1057 | 79.0752 | 77.6383 | 2.599 | 2.2025 | 2.4003 | 2.5519 | 2.9414 | 2.5423 | 2.3121 | 2.3699 | 2.5906 | 2.6265 | 2.6676 | 3.0011 | 2.9265 | 3.1206 | 3.225 | 3.1708 | 3.0463 | 2.72 | 2.4352 | 2.4052 | 2.3431 | 2.4863 | 2.5515 | 2.5929
Program Specific1-in-10Size: Over 200kWAll2018August Monthly Peak | Program Specific | 1-in-10 | Size: Over 200kW | All | 2018 | August Monthly Peak | 8 | 141.9017 | 137.2986 | 133.3859 | 134.1168 | 143.9365 | 169.497 | 198.2581 | 218.673 | 233.7592 | 243.7544 | 253.2229 | 255.6858 | 252.6533 | 253.7612 | 247.4835 | 235.3666 | 220.5417 | 205.4272 | 194.2134 | 189.3875 | 185.1802 | 175.6385 | 163.0507 | 155.1412 | -1.0356 | -0.72368 | -0.68846 | -0.89094 | -1.3445 | -1.6434 | -1.4801 | -1.65 | -0.34512 | 0.24737 | -1.1099 | -0.80112 | 0.2692 | 3.702 | 13.1884 | 12.9397 | 11.6012 | 10.2222 | 3.9125 | 0.32148 | -0.33967 | -0.72117 | -1.4609 | -1.5102 | 75.8354 | 74.9827 | 74.1068 | 73.367 | 72.7545 | 72.2175 | 71.8182 | 71.9146 | 74.4983 | 78.7721 | 83.0581 | 87.2767 | 90.5511 | 93.0092 | 94.2445 | 94.434 | 94.0862 | 92.9657 | 91.891 | 89.3648 | 85.347 | 82.1013 | 79.8722 | 78.101 | 2.7049 | 2.2842 | 2.4804 | 2.6472 | 3.051 | 2.6497 | 2.434 | 2.5075 | 2.7641 | 2.8135 | 2.8673 | 3.2453 | 3.1737 | 3.3888 | 3.4948 | 3.4035 | 3.2284 | 2.8558 | 2.5519 | 2.5267 | 2.4437 | 2.5826 | 2.651 | 2.7012
Program Specific1-in-10Size: Over 200kWAll2018September Monthly Peak | Program Specific | 1-in-10 | Size: Over 200kW | All | 2018 | September Monthly Peak | 9 | 141.2071 | 137.3821 | 133.9592 | 134.7561 | 145.2026 | 171.0094 | 201.789 | 224.2165 | 244.3854 | 257.2365 | 268.0604 | 270.9071 | 267.4381 | 268.4817 | 261.0147 | 246.3492 | 229.1493 | 212.134 | 200.0471 | 196.9761 | 188.785 | 178.9017 | 164.72 | 156.1839 | -1.2319 | -0.74588 | -0.77226 | -0.96876 | -1.4455 | -1.6033 | -1.6894 | -2.0476 | -0.39045 | 0.24482 | -1.4656 | -1.2454 | -0.08508 | 3.7474 | 13.5841 | 13.3709 | 12.0103 | 10.547 | 4.318 | 0.40844 | -0.1564 | -0.57038 | -1.4903 | -1.4768 | 78.2896 | 77.1255 | 76.0871 | 75.5477 | 74.5736 | 73.7672 | 73.3954 | 73.4129 | 75.6012 | 80.1125 | 85.0901 | 90.0443 | 94.0062 | 96.7542 | 97.7594 | 97.7402 | 97.1735 | 95.9028 | 94.2054 | 91.3952 | 87.496 | 84.0353 | 81.5822 | 79.7932 | 2.7489 | 2.3369 | 2.5474 | 2.7275 | 3.173 | 2.7443 | 2.5483 | 2.6488 | 2.9827 | 3.0618 | 3.1216 | 3.5279 | 3.4559 | 3.6925 | 3.8113 | 3.6849 | 3.4701 | 3.04 | 2.6989 | 2.6983 | 2.5544 | 2.6935 | 2.7435 | 2.7835
Program Specific1-in-10Size: Over 200kWAll2018October Monthly Peak | Program Specific | 1-in-10 | Size: Over 200kW | All | 2018 | October Monthly Peak | 10 | 135.5788 | 131.4682 | 127.2595 | 127.1508 | 136.493 | 160.8899 | 190.5589 | 209.0056 | 224.8564 | 236.5692 | 247.7971 | 252.5214 | 252.0849 | 253.7821 | 247.37 | 233.2445 | 216.5825 | 201.2735 | 193.4983 | 187.0241 | 178.4018 | 168.7141 | 156.1509 | 147.5669 | -0.34734 | -0.36092 | -0.30154 | -0.56773 | -0.9334 | -1.3716 | -0.9158 | -1.0508 | -0.4434 | -0.070814 | -0.75953 | -0.38156 | 0.54854 | 3.8262 | 13.2573 | 12.7598 | 11.3078 | 9.857 | 3.2593 | 0.20743 | -0.52863 | -0.8254 | -1.2394 | -1.4438 | 73.8522 | 73.2606 | 72.5985 | 71.3208 | 70.3296 | 69.5877 | 69.2596 | 69.0202 | 69.9486 | 73.5434 | 78.08 | 82.9005 | 86.7234 | 89.1722 | 90.1717 | 90.2498 | 89.344 | 87.6142 | 84.9536 | 81.689 | 78.6211 | 76.6208 | 75.1306 | 73.7892 | 2.5236 | 2.1412 | 2.3151 | 2.4704 | 2.866 | 2.4809 | 2.3142 | 2.3733 | 2.634 | 2.7026 | 2.769 | 3.1546 | 3.1309 | 3.3541 | 3.4761 | 3.367 | 3.1711 | 2.7867 | 2.5104 | 2.4665 | 2.3208 | 2.4361 | 2.4942 | 2.5173
Program Specific1-in-10Size: Over 200kWAll2018November Monthly Peak | Program Specific | 1-in-10 | Size: Over 200kW | All | 2018 | November Monthly Peak | 11 | 125.8587 | 122.1116 | 118.2657 | 118.2733 | 127.306 | 150.5975 | 176.1651 | 192.2245 | 203.6208 | 210.4234 | 217.7097 | 220.1401 | 218.9983 | 219.9905 | 213.5242 | 201.1561 | 189.6703 | 182.986 | 173.903 | 166.9758 | 160.2339 | 152.0625 | 141.8356 | 135.0371 | 0.70295 | 0.07979 | 0.25029 | -0.0984 | -0.33443 | -1.1376 | -0.0058368 | 0.11418 | -0.49143 | -0.40373 | 0.05901 | 0.60412 | 1.2423 | 3.6643 | 11.9591 | 11.1626 | 9.8566 | 8.7722 | 1.7781 | -0.098652 | -0.98625 | -1.1266 | -0.93385 | -1.3821 | 63.6276 | 62.3532 | 61.5806 | 60.4774 | 59.5841 | 58.8258 | 58.4959 | 58.8374 | 60.9339 | 65.2122 | 70.5375 | 74.7603 | 77.4806 | 79.0699 | 80.0744 | 80.0987 | 78.8158 | 76.4632 | 73.8534 | 71.1428 | 69.0111 | 67.3974 | 65.8146 | 64.9734 | 2.4983 | 2.1221 | 2.3006 | 2.4516 | 2.8487 | 2.4794 | 2.2842 | 2.3275 | 2.5394 | 2.5556 | 2.5898 | 2.9327 | 2.8991 | 3.1018 | 3.203 | 3.1051 | 2.983 | 2.7171 | 2.415 | 2.3565 | 2.2236 | 2.3404 | 2.4166 | 2.4572
Program Specific1-in-10Size: Over 200kWAll2018December Monthly Peak | Program Specific | 1-in-10 | Size: Over 200kW | All | 2018 | December Monthly Peak | 12 | 118.7444 | 114.9233 | 111.8628 | 111.5332 | 120.3367 | 143.6111 | 170.7797 | 185.5355 | 194.6448 | 196.2551 | 197.0488 | 194.2324 | 188.9462 | 186.9686 | 179.7573 | 170.7603 | 164.587 | 162.3029 | 158.2084 | 153.2969 | 147.754 | 142.0257 | 132.5674 | 125.9075 | 0.66628 | 0.076154 | 0.23678 | -0.089945 | -0.29885 | -1.0827 | 0.00090922 | 0.10595 | -0.47054 | -0.38351 | 0.039105 | 0.50975 | 1.0374 | 3.1134 | 10.1194 | 9.52 | 8.572 | 7.7795 | 1.5806 | -0.13472 | -0.9481 | -1.0869 | -0.89309 | -1.2992 | 44.8587 | 44.1959 | 43.5293 | 43.1039 | 42.6255 | 41.8128 | 41.9104 | 41.9686 | 42.7153 | 44.804 | 47.375 | 49.5205 | 50.8156 | 51.172 | 51.4927 | 51.6458 | 51.113 | 49.7643 | 48.1349 | 47.1746 | 46.3125 | 45.4561 | 44.867 | 44.4152 | 2.3625 | 2.0006 | 2.1799 | 2.3167 | 2.7087 | 2.3731 | 2.2223 | 2.2582 | 2.4422 | 2.394 | 2.3541 | 2.6095 | 2.5162 | 2.653 | 2.7117 | 2.6529 | 2.6132 | 2.4303 | 2.2116 | 2.1757 | 2.0565 | 2.1878 | 2.262 | 2.2952
Program Specific1-in-10Size: Over 200kWAll2018Typical Event Day | Program Specific | 1-in-10 | Size: Over 200kW | All | 2018 | Typical Event Day | 8 | 141.4578 | 136.8567 | 132.901 | 133.6171 | 143.38 | 168.8267 | 197.4684 | 217.4904 | 232.0559 | 241.5259 | 250.5917 | 252.877 | 249.7816 | 250.9401 | 244.7712 | 232.8251 | 218.2034 | 203.3684 | 192.5351 | 187.8438 | 183.8295 | 174.4308 | 161.9897 | 154.198 | -0.77463 | -0.56255 | -0.52786 | -0.78995 | -1.225 | -1.5187 | -1.2686 | -1.4462 | -0.39476 | 0.10948 | -1.0203 | -0.65908 | 0.36454 | 3.7424 | 13.0994 | 12.8223 | 11.5185 | 10.1273 | 3.7346 | 0.37255 | -0.33243 | -0.70857 | -1.3638 | -1.4865 | 74.8583 | 73.8119 | 72.8405 | 72.0797 | 71.234 | 70.5211 | 70.1738 | 70.5741 | 73.335 | 77.8547 | 82.5661 | 86.7887 | 89.8451 | 92.1063 | 93.4039 | 93.6949 | 93.7432 | 92.7105 | 91.2603 | 88.8737 | 85.1826 | 81.7447 | 79.4153 | 77.6629 | 2.6695 | 2.2556 | 2.4487 | 2.6172 | 3.0204 | 2.6201 | 2.408 | 2.4791 | 2.7287 | 2.7714 | 2.8192 | 3.1856 | 3.1197 | 3.3339 | 3.444 | 3.3558 | 3.1851 | 2.8146 | 2.5129 | 2.4912 | 2.4086 | 2.5432 | 2.6114 | 2.6594
Program Specific1-in-10Size: Over 200kWAll2019January Monthly Peak | Program Specific | 1-in-10 | Size: Over 200kW | All | 2019 | January Monthly Peak | 1 | 117.4174 | 113.9214 | 110.8692 | 111.3969 | 121.0033 | 145.4744 | 174.2942 | 190.4659 | 199.9738 | 200.0249 | 200.3246 | 197.1865 | 190.9072 | 188.4521 | 180.4908 | 170.8422 | 162.6996 | 161.0556 | 157.9742 | 152.7846 | 147.1465 | 141.4731 | 132.5214 | 126.2186 | 0.64472 | 0.063551 | 0.22083 | -0.09351 | -0.30334 | -1.1062 | -0.0088025 | 0.099724 | -0.48514 | -0.39059 | 0.037807 | 0.51559 | 1.0502 | 3.1411 | 10.165 | 9.5185 | 8.4601 | 7.6948 | 1.5641 | -0.14686 | -0.95177 | -1.0862 | -0.89391 | -1.3036 | 42.2816 | 42.0876 | 41.3999 | 40.7397 | 40.2972 | 39.8261 | 39.3452 | 38.9851 | 39.5569 | 42.3096 | 44.9889 | 47.3626 | 49.0016 | 50.1232 | 51.0596 | 51.3796 | 50.9981 | 49.8765 | 48.0611 | 46.9737 | 45.9926 | 45.591 | 45.0681 | 44.4398 | 2.3297 | 1.9797 | 2.1544 | 2.3158 | 2.7344 | 2.4066 | 2.2736 | 2.3258 | 2.5174 | 2.4457 | 2.397 | 2.651 | 2.5404 | 2.6721 | 2.7192 | 2.6547 | 2.5892 | 2.4209 | 2.2136 | 2.1726 | 2.0494 | 2.1792 | 2.2607 | 2.299
Program Specific1-in-10Size: Over 200kWAll2019February Monthly Peak | Program Specific | 1-in-10 | Size: Over 200kW | All | 2019 | February Monthly Peak | 2 | 119.1244 | 115.5055 | 112.2568 | 112.8339 | 121.7112 | 145.3204 | 173.0538 | 187.6318 | 196.6726 | 198.5873 | 201.6163 | 202.0386 | 198.8473 | 199.0922 | 193.1439 | 181.9742 | 171.5257 | 166.3385 | 163.0218 | 156.9401 | 151.068 | 144.102 | 134.2184 | 127.5131 | 0.6419 | 0.05228 | 0.22229 | -0.09724 | -0.31355 | -1.1003 | -0.0071464 | 0.10737 | -0.47549 | -0.38529 | 0.045241 | 0.54047 | 1.1087 | 3.2967 | 10.8051 | 10.0844 | 8.8801 | 7.9225 | 1.6302 | -0.13477 | -0.96342 | -1.0995 | -0.9067 | -1.3162 | 48.7514 | 48.3525 | 47.9156 | 47.3329 | 46.9353 | 46.5044 | 45.8902 | 46.1565 | 47.4231 | 50.9059 | 54.351 | 57.5515 | 59.4679 | 60.4616 | 61.0823 | 61.2986 | 60.3081 | 59.324 | 57.4117 | 55.3677 | 54.0252 | 52.7413 | 51.7615 | 50.3801 | 2.3552 | 2.0011 | 2.1788 | 2.3427 | 2.7393 | 2.397 | 2.2502 | 2.2797 | 2.4629 | 2.4193 | 2.4062 | 2.7042 | 2.6414 | 2.8222 | 2.9188 | 2.8303 | 2.7246 | 2.4945 | 2.2771 | 2.2282 | 2.1023 | 2.2179 | 2.2869 | 2.3153
Program Specific1-in-10Size: Over 200kWAll2019March Monthly Peak | Program Specific | 1-in-10 | Size: Over 200kW | All | 2019 | March Monthly Peak | 3 | 124.784 | 120.7949 | 116.9265 | 117.0163 | 125.2472 | 148.2669 | 176.6263 | 192.0928 | 201.5816 | 206.7167 | 213.7411 | 216.8995 | 216.5532 | 218.4929 | 213.4338 | 201.866 | 189.3331 | 178.5159 | 171.7479 | 168.8705 | 162.6585 | 153.9502 | 142.8987 | 135.0816 | 0.67685 | 0.061152 | 0.23049 | -0.10038 | -0.32939 | -1.1202 | -0.0088068 | 0.11151 | -0.48699 | -0.39525 | 0.057391 | 0.59507 | 1.2278 | 3.6267 | 11.9215 | 11.1693 | 9.809 | 8.5102 | 1.7418 | -0.11814 | -1.0178 | -1.1543 | -0.95595 | -1.3915 | 60.5368 | 59.2285 | 58.3491 | 57.7841 | 56.7498 | 55.7556 | 55.0974 | 55.752 | 59.1714 | 64.0048 | 69.1301 | 73.5118 | 76.5073 | 78.1015 | 78.7799 | 79.306 | 78.8725 | 77.4663 | 74.8317 | 71.3895 | 68.3176 | 65.4753 | 63.2181 | 61.4578 | 2.4668 | 2.0934 | 2.2681 | 2.4279 | 2.8111 | 2.4397 | 2.29 | 2.3269 | 2.5146 | 2.5126 | 2.5451 | 2.8895 | 2.8686 | 3.084 | 3.2079 | 3.1214 | 2.9804 | 2.6575 | 2.3891 | 2.3906 | 2.2606 | 2.3677 | 2.4327 | 2.4503
Program Specific1-in-10Size: Over 200kWAll2019April Monthly Peak | Program Specific | 1-in-10 | Size: Over 200kW | All | 2019 | April Monthly Peak | 4 | 128.2611 | 124.2703 | 120.4879 | 120.728 | 129.5495 | 153.0577 | 179.4578 | 197.5999 | 211.231 | 220.2398 | 229.9653 | 233.7106 | 233.8911 | 235.5064 | 229.6604 | 217.2296 | 203.2395 | 189.5121 | 178.2655 | 175.7926 | 170.7217 | 161.3877 | 149.5008 | 141.2453 | 0.062155 | -0.14781 | -0.063602 | -0.37613 | -0.68984 | -1.1864 | -0.53244 | -0.61885 | -0.47417 | -0.23498 | -0.481 | -0.044295 | 0.75796 | 3.6853 | 12.4406 | 11.9033 | 10.5985 | 9.2104 | 2.6381 | 0.16741 | -0.61686 | -0.86773 | -1.0827 | -1.3884 | 70.5455 | 69.1262 | 67.5765 | 66.3205 | 65.3571 | 64.4415 | 63.8003 | 63.8899 | 66.9776 | 72.5344 | 78.1632 | 83.4896 | 86.9455 | 88.8975 | 89.6083 | 89.9885 | 89.7788 | 88.8727 | 87.0496 | 83.319 | 78.5877 | 74.7755 | 72.21 | 70.2695 | 2.3858 | 2.0276 | 2.2001 | 2.3586 | 2.7333 | 2.3724 | 2.1878 | 2.2516 | 2.4836 | 2.5257 | 2.582 | 2.9293 | 2.9156 | 3.1251 | 3.2405 | 3.1495 | 2.9947 | 2.6402 | 2.3272 | 2.337 | 2.2347 | 2.3412 | 2.3971 | 2.412
Program Specific1-in-10Size: Over 200kWAll2019May Monthly Peak | Program Specific | 1-in-10 | Size: Over 200kW | All | 2019 | May Monthly Peak | 5 | 128.7025 | 124.761 | 121.2167 | 121.5781 | 131.0015 | 155.1021 | 180.5689 | 201.7362 | 217.102 | 227.4258 | 237.5327 | 240.9362 | 240.2566 | 241.4425 | 235.3346 | 221.9713 | 207.3189 | 192.5933 | 180.6376 | 175.8396 | 172.4391 | 163.3625 | 151.4759 | 143.5251 | -0.23854 | -0.32268 | -0.24109 | -0.51545 | -0.86455 | -1.3151 | -0.77254 | -0.85205 | -0.42361 | -0.080084 | -0.62762 | -0.19082 | 0.69706 | 3.7522 | 12.7954 | 12.2605 | 10.894 | 9.4765 | 2.9655 | 0.22188 | -0.54519 | -0.83923 | -1.1832 | -1.4184 | 70.8229 | 69.5077 | 68.1184 | 67.2017 | 66.4452 | 65.5485 | 65.3535 | 65.6767 | 69.1584 | 75.0838 | 80.7167 | 85.0011 | 87.9415 | 89.9135 | 91.3457 | 91.9804 | 91.6688 | 90.6587 | 88.745 | 86.0994 | 82.6763 | 78.809 | 75.9943 | 73.6998 | 2.3889 | 2.0291 | 2.2048 | 2.3642 | 2.7494 | 2.3917 | 2.1905 | 2.2876 | 2.5373 | 2.5931 | 2.6525 | 3.0096 | 2.9792 | 3.1846 | 3.2958 | 3.1921 | 3.0299 | 2.662 | 2.3442 | 2.3208 | 2.2434 | 2.3611 | 2.4201 | 2.4474
Program Specific1-in-10Size: Over 200kWAll2019June Monthly Peak | Program Specific | 1-in-10 | Size: Over 200kW | All | 2019 | June Monthly Peak | 6 | 135.6972 | 131.4614 | 127.3994 | 127.6457 | 136.4788 | 159.1978 | 184.1884 | 204.2294 | 217.9659 | 226.8391 | 235.8832 | 237.7737 | 234.0077 | 234.3381 | 228.4309 | 218.4766 | 205.921 | 192.5395 | 183.3055 | 178.0829 | 175.7599 | 167.5223 | 155.3141 | 147.7925 | -0.25733 | -0.32461 | -0.24624 | -0.56916 | -0.94175 | -1.3266 | -0.78856 | -0.85221 | -0.42123 | -0.069365 | -0.65277 | -0.17179 | 0.72056 | 3.7033 | 12.5039 | 12.1631 | 10.9237 | 9.5691 | 3.1249 | 0.33316 | -0.48112 | -0.81862 | -1.1982 | -1.4505 | 71.4805 | 70.2038 | 69.1174 | 68.1123 | 66.9627 | 66.0152 | 65.7339 | 66.8789 | 70.2684 | 75.0623 | 80.0966 | 84.3314 | 87.0654 | 89.1446 | 90.5042 | 90.9715 | 91.5067 | 90.7619 | 89.5865 | 87.5341 | 83.8284 | 79.7366 | 77.1317 | 75.1191 | 2.5402 | 2.1524 | 2.3287 | 2.4819 | 2.8533 | 2.4535 | 2.2304 | 2.3092 | 2.5421 | 2.5825 | 2.6332 | 2.9698 | 2.8991 | 3.0864 | 3.1869 | 3.1265 | 2.9956 | 2.6563 | 2.3795 | 2.348 | 2.2869 | 2.4242 | 2.4849 | 2.5281
Program Specific1-in-10Size: Over 200kWAll2019July Monthly Peak | Program Specific | 1-in-10 | Size: Over 200kW | All | 2019 | July Monthly Peak | 7 | 138.2939 | 134.1219 | 130.7929 | 130.881 | 140.3936 | 164.6157 | 190.5934 | 209.2254 | 221.7596 | 230.2352 | 238.4847 | 239.7157 | 236.0457 | 236.7132 | 231.2656 | 221.8409 | 209.9231 | 197.2808 | 187.4351 | 182.1295 | 179.6056 | 171.289 | 158.9234 | 150.9368 | -0.54923 | -0.43762 | -0.39681 | -0.69972 | -1.1121 | -1.4014 | -1.0542 | -1.201 | -0.40573 | 0.019099 | -0.87708 | -0.47125 | 0.48165 | 3.6326 | 12.4986 | 12.2932 | 11.1483 | 9.8604 | 3.5166 | 0.4011 | -0.34332 | -0.7175 | -1.2774 | -1.4526 | 73.828 | 72.9356 | 72.0508 | 71.2916 | 70.6453 | 70.0846 | 69.7478 | 70.09 | 72.9721 | 77.4718 | 82.0195 | 85.5022 | 87.7578 | 89.5174 | 91.1074 | 91.6338 | 92.2063 | 91.2118 | 89.3584 | 87.2008 | 84.0591 | 81.1057 | 79.0752 | 77.6383 | 2.599 | 2.2025 | 2.4003 | 2.5519 | 2.9414 | 2.5423 | 2.3121 | 2.3699 | 2.5906 | 2.6265 | 2.6676 | 3.0011 | 2.9265 | 3.1206 | 3.225 | 3.1708 | 3.0463 | 2.72 | 2.4352 | 2.4052 | 2.3431 | 2.4863 | 2.5515 | 2.593
Program Specific1-in-10Size: Over 200kWAll2019August Monthly Peak | Program Specific | 1-in-10 | Size: Over 200kW | All | 2019 | August Monthly Peak | 8 | 141.9017 | 137.2986 | 133.3859 | 134.1168 | 143.9365 | 169.497 | 198.2581 | 218.673 | 233.7592 | 243.7544 | 253.2229 | 255.6858 | 252.6533 | 253.7612 | 247.4835 | 235.3666 | 220.5417 | 205.4272 | 194.2134 | 189.3875 | 185.1802 | 175.6385 | 163.0507 | 155.1412 | -1.0356 | -0.72368 | -0.68846 | -0.89094 | -1.3445 | -1.6434 | -1.4801 | -1.65 | -0.34512 | 0.24737 | -1.1099 | -0.80112 | 0.2692 | 3.702 | 13.1884 | 12.9397 | 11.6012 | 10.2222 | 3.9125 | 0.32148 | -0.33967 | -0.72117 | -1.4609 | -1.5102 | 75.8354 | 74.9827 | 74.1068 | 73.367 | 72.7545 | 72.2175 | 71.8182 | 71.9146 | 74.4983 | 78.7721 | 83.0581 | 87.2767 | 90.5511 | 93.0092 | 94.2445 | 94.434 | 94.0862 | 92.9657 | 91.891 | 89.3648 | 85.347 | 82.1013 | 79.8722 | 78.101 | 2.7049 | 2.2842 | 2.4804 | 2.6472 | 3.051 | 2.6497 | 2.434 | 2.5075 | 2.7641 | 2.8135 | 2.8673 | 3.2453 | 3.1737 | 3.3888 | 3.4948 | 3.4035 | 3.2284 | 2.8558 | 2.5519 | 2.5267 | 2.4437 | 2.5826 | 2.651 | 2.7012
Program Specific1-in-10Size: Over 200kWAll2019September Monthly Peak | Program Specific | 1-in-10 | Size: Over 200kW | All | 2019 | September Monthly Peak | 9 | 141.2071 | 137.3821 | 133.9592 | 134.7561 | 145.2026 | 171.0094 | 201.789 | 224.2165 | 244.3854 | 257.2365 | 268.0604 | 270.9071 | 267.4381 | 268.4817 | 261.0147 | 246.3492 | 229.1493 | 212.134 | 200.0471 | 196.9761 | 188.785 | 178.9017 | 164.72 | 156.1839 | -1.2319 | -0.74588 | -0.77226 | -0.96876 | -1.4455 | -1.6033 | -1.6894 | -2.0476 | -0.39045 | 0.24482 | -1.4656 | -1.2454 | -0.08508 | 3.7474 | 13.5841 | 13.3709 | 12.0103 | 10.547 | 4.318 | 0.40844 | -0.1564 | -0.57038 | -1.4903 | -1.4768 | 78.2896 | 77.1255 | 76.0871 | 75.5477 | 74.5736 | 73.7672 | 73.3954 | 73.413 | 75.6012 | 80.1125 | 85.0901 | 90.0443 | 94.0062 | 96.7542 | 97.7594 | 97.7402 | 97.1735 | 95.9028 | 94.2054 | 91.3952 | 87.496 | 84.0353 | 81.5822 | 79.7932 | 2.7489 | 2.3369 | 2.5474 | 2.7275 | 3.173 | 2.7443 | 2.5483 | 2.6488 | 2.9827 | 3.0618 | 3.1216 | 3.5279 | 3.4559 | 3.6925 | 3.8113 | 3.6849 | 3.4701 | 3.04 | 2.6989 | 2.6983 | 2.5544 | 2.6935 | 2.7435 | 2.7835
Program Specific1-in-10Size: Over 200kWAll2019October Monthly Peak | Program Specific | 1-in-10 | Size: Over 200kW | All | 2019 | October Monthly Peak | 10 | 135.5788 | 131.4682 | 127.2595 | 127.1508 | 136.493 | 160.8899 | 190.5589 | 209.0056 | 224.8564 | 236.5692 | 247.7971 | 252.5214 | 252.0849 | 253.7821 | 247.37 | 233.2445 | 216.5825 | 201.2735 | 193.4983 | 187.0241 | 178.4018 | 168.714 | 156.1509 | 147.5669 | -0.34734 | -0.36092 | -0.30154 | -0.56773 | -0.9334 | -1.3716 | -0.9158 | -1.0508 | -0.4434 | -0.070814 | -0.75953 | -0.38156 | 0.54854 | 3.8262 | 13.2573 | 12.7598 | 11.3078 | 9.857 | 3.2593 | 0.20743 | -0.52863 | -0.8254 | -1.2394 | -1.4438 | 73.8522 | 73.2606 | 72.5985 | 71.3208 | 70.3296 | 69.5877 | 69.2596 | 69.0202 | 69.9486 | 73.5434 | 78.08 | 82.9005 | 86.7234 | 89.1722 | 90.1717 | 90.2498 | 89.344 | 87.6142 | 84.9536 | 81.689 | 78.6211 | 76.6208 | 75.1306 | 73.7892 | 2.5236 | 2.1412 | 2.3151 | 2.4704 | 2.866 | 2.4809 | 2.3142 | 2.3733 | 2.634 | 2.7026 | 2.769 | 3.1546 | 3.1309 | 3.3541 | 3.4761 | 3.367 | 3.1711 | 2.7867 | 2.5104 | 2.4665 | 2.3208 | 2.4361 | 2.4942 | 2.5173
Program Specific1-in-10Size: Over 200kWAll2019November Monthly Peak | Program Specific | 1-in-10 | Size: Over 200kW | All | 2019 | November Monthly Peak | 11 | 125.8586 | 122.1116 | 118.2657 | 118.2733 | 127.306 | 150.5975 | 176.1651 | 192.2245 | 203.6208 | 210.4234 | 217.7097 | 220.1401 | 218.9983 | 219.9905 | 213.5242 | 201.156 | 189.6703 | 182.986 | 173.903 | 166.9758 | 160.2339 | 152.0625 | 141.8356 | 135.0371 | 0.70295 | 0.07979 | 0.25029 | -0.0984 | -0.33443 | -1.1376 | -0.0058367 | 0.11418 | -0.49143 | -0.40373 | 0.05901 | 0.60412 | 1.2423 | 3.6643 | 11.9591 | 11.1626 | 9.8566 | 8.7722 | 1.7781 | -0.098652 | -0.98625 | -1.1266 | -0.93385 | -1.3821 | 63.6276 | 62.3532 | 61.5806 | 60.4774 | 59.5841 | 58.8258 | 58.4959 | 58.8374 | 60.9339 | 65.2122 | 70.5375 | 74.7603 | 77.4806 | 79.0698 | 80.0744 | 80.0987 | 78.8158 | 76.4632 | 73.8534 | 71.1428 | 69.0111 | 67.3974 | 65.8146 | 64.9734 | 2.4983 | 2.1221 | 2.3006 | 2.4516 | 2.8487 | 2.4794 | 2.2842 | 2.3275 | 2.5394 | 2.5556 | 2.5898 | 2.9327 | 2.8991 | 3.1018 | 3.203 | 3.1051 | 2.983 | 2.7171 | 2.415 | 2.3565 | 2.2236 | 2.3404 | 2.4166 | 2.4572
Program Specific1-in-10Size: Over 200kWAll2019December Monthly Peak | Program Specific | 1-in-10 | Size: Over 200kW | All | 2019 | December Monthly Peak | 12 | 118.7444 | 114.9233 | 111.8628 | 111.5332 | 120.3367 | 143.6111 | 170.7797 | 185.5355 | 194.6448 | 196.255 | 197.0488 | 194.2324 | 188.9462 | 186.9687 | 179.7573 | 170.7603 | 164.587 | 162.3029 | 158.2084 | 153.2969 | 147.754 | 142.0257 | 132.5674 | 125.9075 | 0.66628 | 0.076154 | 0.23678 | -0.089945 | -0.29885 | -1.0827 | 0.00090921 | 0.10595 | -0.47054 | -0.38351 | 0.039105 | 0.50975 | 1.0374 | 3.1134 | 10.1194 | 9.52 | 8.572 | 7.7795 | 1.5806 | -0.13472 | -0.9481 | -1.0869 | -0.89309 | -1.2992 | 44.8587 | 44.1959 | 43.5293 | 43.104 | 42.6255 | 41.8128 | 41.9104 | 41.9686 | 42.7153 | 44.804 | 47.375 | 49.5205 | 50.8156 | 51.172 | 51.4927 | 51.6458 | 51.113 | 49.7643 | 48.1349 | 47.1746 | 46.3125 | 45.4561 | 44.867 | 44.4152 | 2.3625 | 2.0006 | 2.1799 | 2.3167 | 2.7087 | 2.3731 | 2.2223 | 2.2582 | 2.4422 | 2.394 | 2.3541 | 2.6095 | 2.5162 | 2.653 | 2.7117 | 2.6529 | 2.6132 | 2.4303 | 2.2116 | 2.1757 | 2.0565 | 2.1878 | 2.262 | 2.2952
Program Specific1-in-10Size: Over 200kWAll2019Typical Event Day | Program Specific | 1-in-10 | Size: Over 200kW | All | 2019 | Typical Event Day | 8 | 141.4578 | 136.8567 | 132.901 | 133.6171 | 143.38 | 168.8267 | 197.4684 | 217.4904 | 232.0559 | 241.5259 | 250.5917 | 252.877 | 249.7816 | 250.9401 | 244.7712 | 232.8251 | 218.2034 | 203.3684 | 192.5351 | 187.8438 | 183.8295 | 174.4308 | 161.9897 | 154.198 | -0.77463 | -0.56255 | -0.52786 | -0.78995 | -1.225 | -1.5187 | -1.2686 | -1.4462 | -0.39476 | 0.10948 | -1.0203 | -0.65908 | 0.36454 | 3.7424 | 13.0994 | 12.8223 | 11.5185 | 10.1273 | 3.7346 | 0.37255 | -0.33243 | -0.70857 | -1.3638 | -1.4865 | 74.8583 | 73.8119 | 72.8405 | 72.0797 | 71.234 | 70.5211 | 70.1738 | 70.5741 | 73.335 | 77.8547 | 82.5661 | 86.7887 | 89.8451 | 92.1063 | 93.4039 | 93.6949 | 93.7432 | 92.7105 | 91.2603 | 88.8737 | 85.1826 | 81.7447 | 79.4153 | 77.6629 | 2.6695 | 2.2556 | 2.4487 | 2.6172 | 3.0204 | 2.6201 | 2.408 | 2.4791 | 2.7287 | 2.7714 | 2.8192 | 3.1856 | 3.1197 | 3.3339 | 3.444 | 3.3558 | 3.1851 | 2.8146 | 2.5129 | 2.4912 | 2.4086 | 2.5432 | 2.6114 | 2.6594
Program Specific1-in-10Size: Over 200kWAll2020January Monthly Peak | Program Specific | 1-in-10 | Size: Over 200kW | All | 2020 | January Monthly Peak | 1 | 117.4174 | 113.9214 | 110.8692 | 111.3969 | 121.0033 | 145.4744 | 174.2942 | 190.4659 | 199.9738 | 200.0248 | 200.3246 | 197.1865 | 190.9072 | 188.4521 | 180.4908 | 170.8422 | 162.6996 | 161.0556 | 157.9742 | 152.7846 | 147.1465 | 141.4731 | 132.5214 | 126.2186 | 0.64472 | 0.063551 | 0.22083 | -0.09351 | -0.30334 | -1.1062 | -0.0088025 | 0.099724 | -0.48514 | -0.39059 | 0.037807 | 0.51559 | 1.0502 | 3.1411 | 10.165 | 9.5185 | 8.4601 | 7.6948 | 1.5641 | -0.14686 | -0.95177 | -1.0862 | -0.89391 | -1.3036 | 42.2816 | 42.0876 | 41.3999 | 40.7397 | 40.2972 | 39.8261 | 39.3452 | 38.9851 | 39.5569 | 42.3096 | 44.9889 | 47.3626 | 49.0016 | 50.1232 | 51.0596 | 51.3796 | 50.9981 | 49.8765 | 48.0611 | 46.9737 | 45.9926 | 45.591 | 45.0681 | 44.4398 | 2.3297 | 1.9797 | 2.1544 | 2.3158 | 2.7344 | 2.4066 | 2.2736 | 2.3258 | 2.5174 | 2.4457 | 2.397 | 2.651 | 2.5404 | 2.6721 | 2.7192 | 2.6547 | 2.5892 | 2.4209 | 2.2136 | 2.1726 | 2.0494 | 2.1792 | 2.2607 | 2.299
Program Specific1-in-10Size: Over 200kWAll2020February Monthly Peak | Program Specific | 1-in-10 | Size: Over 200kW | All | 2020 | February Monthly Peak | 2 | 119.1244 | 115.5055 | 112.2568 | 112.8339 | 121.7112 | 145.3204 | 173.0538 | 187.6318 | 196.6726 | 198.5873 | 201.6163 | 202.0386 | 198.8473 | 199.0922 | 193.1439 | 181.9741 | 171.5257 | 166.3385 | 163.0218 | 156.9401 | 151.068 | 144.102 | 134.2184 | 127.5131 | 0.6419 | 0.05228 | 0.22229 | -0.09724 | -0.31355 | -1.1003 | -0.0071464 | 0.10737 | -0.47549 | -0.38529 | 0.045241 | 0.54047 | 1.1087 | 3.2967 | 10.8051 | 10.0844 | 8.8801 | 7.9225 | 1.6302 | -0.13477 | -0.96342 | -1.0995 | -0.9067 | -1.3162 | 48.7514 | 48.3525 | 47.9156 | 47.3329 | 46.9353 | 46.5044 | 45.8902 | 46.1565 | 47.4231 | 50.9059 | 54.351 | 57.5515 | 59.4679 | 60.4616 | 61.0823 | 61.2986 | 60.3081 | 59.324 | 57.4117 | 55.3677 | 54.0252 | 52.7413 | 51.7615 | 50.3801 | 2.3552 | 2.0011 | 2.1788 | 2.3427 | 2.7393 | 2.397 | 2.2502 | 2.2797 | 2.4629 | 2.4193 | 2.4062 | 2.7042 | 2.6414 | 2.8222 | 2.9188 | 2.8303 | 2.7246 | 2.4945 | 2.2771 | 2.2282 | 2.1023 | 2.2179 | 2.2869 | 2.3153
Program Specific1-in-10Size: Over 200kWAll2020March Monthly Peak | Program Specific | 1-in-10 | Size: Over 200kW | All | 2020 | March Monthly Peak | 3 | 124.784 | 120.7949 | 116.9265 | 117.0163 | 125.2472 | 148.2669 | 176.6263 | 192.0928 | 201.5816 | 206.7167 | 213.7411 | 216.8995 | 216.5532 | 218.4929 | 213.4337 | 201.866 | 189.3331 | 178.5158 | 171.7479 | 168.8705 | 162.6585 | 153.9502 | 142.8987 | 135.0816 | 0.67685 | 0.061153 | 0.23049 | -0.10038 | -0.32939 | -1.1202 | -0.0088067 | 0.11151 | -0.48699 | -0.39525 | 0.057391 | 0.59507 | 1.2278 | 3.6267 | 11.9215 | 11.1693 | 9.809 | 8.5102 | 1.7418 | -0.11814 | -1.0178 | -1.1543 | -0.95595 | -1.3915 | 60.5368 | 59.2285 | 58.3491 | 57.7841 | 56.7498 | 55.7556 | 55.0974 | 55.752 | 59.1714 | 64.0048 | 69.1301 | 73.5118 | 76.5073 | 78.1015 | 78.7799 | 79.306 | 78.8725 | 77.4663 | 74.8317 | 71.3895 | 68.3176 | 65.4753 | 63.2181 | 61.4578 | 2.4668 | 2.0934 | 2.2681 | 2.4279 | 2.8111 | 2.4397 | 2.29 | 2.3269 | 2.5146 | 2.5126 | 2.5451 | 2.8895 | 2.8686 | 3.084 | 3.2079 | 3.1214 | 2.9804 | 2.6575 | 2.3891 | 2.3906 | 2.2606 | 2.3677 | 2.4327 | 2.4503
Program Specific1-in-10Size: Over 200kWAll2020April Monthly Peak | Program Specific | 1-in-10 | Size: Over 200kW | All | 2020 | April Monthly Peak | 4 | 128.2611 | 124.2703 | 120.4879 | 120.728 | 129.5495 | 153.0577 | 179.4578 | 197.5999 | 211.231 | 220.2398 | 229.9653 | 233.7106 | 233.8911 | 235.5064 | 229.6604 | 217.2296 | 203.2395 | 189.5121 | 178.2655 | 175.7926 | 170.7217 | 161.3876 | 149.5008 | 141.2453 | 0.062155 | -0.14781 | -0.063602 | -0.37613 | -0.68984 | -1.1864 | -0.53244 | -0.61885 | -0.47417 | -0.23498 | -0.481 | -0.044295 | 0.75796 | 3.6853 | 12.4406 | 11.9033 | 10.5985 | 9.2104 | 2.6381 | 0.16741 | -0.61686 | -0.86773 | -1.0827 | -1.3884 | 70.5455 | 69.1262 | 67.5765 | 66.3205 | 65.3571 | 64.4415 | 63.8003 | 63.8899 | 66.9776 | 72.5344 | 78.1632 | 83.4896 | 86.9455 | 88.8975 | 89.6083 | 89.9885 | 89.7788 | 88.8727 | 87.0496 | 83.319 | 78.5877 | 74.7755 | 72.21 | 70.2695 | 2.3858 | 2.0276 | 2.2001 | 2.3586 | 2.7333 | 2.3724 | 2.1878 | 2.2516 | 2.4836 | 2.5257 | 2.582 | 2.9293 | 2.9156 | 3.1251 | 3.2405 | 3.1495 | 2.9947 | 2.6402 | 2.3272 | 2.337 | 2.2347 | 2.3412 | 2.3971 | 2.412
Program Specific1-in-10Size: Over 200kWAll2020May Monthly Peak | Program Specific | 1-in-10 | Size: Over 200kW | All | 2020 | May Monthly Peak | 5 | 128.7025 | 124.761 | 121.2167 | 121.5781 | 131.0015 | 155.1021 | 180.5689 | 201.7362 | 217.102 | 227.4258 | 237.5327 | 240.9363 | 240.2566 | 241.4425 | 235.3346 | 221.9713 | 207.3189 | 192.5933 | 180.6376 | 175.8396 | 172.4391 | 163.3624 | 151.4759 | 143.5251 | -0.23854 | -0.32268 | -0.24109 | -0.51545 | -0.86455 | -1.3151 | -0.77254 | -0.85205 | -0.42361 | -0.080084 | -0.62762 | -0.19082 | 0.69706 | 3.7522 | 12.7954 | 12.2605 | 10.894 | 9.4765 | 2.9655 | 0.22188 | -0.54519 | -0.83923 | -1.1832 | -1.4184 | 70.8229 | 69.5077 | 68.1184 | 67.2017 | 66.4452 | 65.5485 | 65.3535 | 65.6767 | 69.1584 | 75.0838 | 80.7167 | 85.0011 | 87.9415 | 89.9135 | 91.3457 | 91.9804 | 91.6688 | 90.6587 | 88.745 | 86.0994 | 82.6763 | 78.809 | 75.9943 | 73.6998 | 2.3889 | 2.0291 | 2.2048 | 2.3642 | 2.7494 | 2.3917 | 2.1905 | 2.2876 | 2.5373 | 2.5931 | 2.6525 | 3.0096 | 2.9792 | 3.1846 | 3.2958 | 3.1921 | 3.0299 | 2.662 | 2.3442 | 2.3208 | 2.2434 | 2.3611 | 2.4201 | 2.4474
Program Specific1-in-10Size: Over 200kWAll2020June Monthly Peak | Program Specific | 1-in-10 | Size: Over 200kW | All | 2020 | June Monthly Peak | 6 | 135.6971 | 131.4614 | 127.3994 | 127.6457 | 136.4788 | 159.1978 | 184.1884 | 204.2294 | 217.9659 | 226.8391 | 235.8832 | 237.7737 | 234.0077 | 234.3381 | 228.4309 | 218.4766 | 205.921 | 192.5395 | 183.3055 | 178.0829 | 175.7599 | 167.5223 | 155.3141 | 147.7925 | -0.25733 | -0.32461 | -0.24624 | -0.56916 | -0.94175 | -1.3266 | -0.78856 | -0.85221 | -0.42123 | -0.069365 | -0.65277 | -0.17179 | 0.72056 | 3.7033 | 12.5039 | 12.1631 | 10.9237 | 9.5691 | 3.1249 | 0.33316 | -0.48112 | -0.81862 | -1.1982 | -1.4505 | 71.4805 | 70.2038 | 69.1174 | 68.1123 | 66.9627 | 66.0152 | 65.7339 | 66.8789 | 70.2684 | 75.0623 | 80.0966 | 84.3314 | 87.0654 | 89.1446 | 90.5042 | 90.9715 | 91.5067 | 90.7619 | 89.5865 | 87.5341 | 83.8284 | 79.7366 | 77.1317 | 75.1191 | 2.5402 | 2.1524 | 2.3287 | 2.4819 | 2.8533 | 2.4535 | 2.2304 | 2.3092 | 2.5421 | 2.5825 | 2.6332 | 2.9698 | 2.8991 | 3.0864 | 3.1869 | 3.1265 | 2.9956 | 2.6563 | 2.3795 | 2.348 | 2.2869 | 2.4242 | 2.4849 | 2.5281
Program Specific1-in-10Size: Over 200kWAll2020July Monthly Peak | Program Specific | 1-in-10 | Size: Over 200kW | All | 2020 | July Monthly Peak | 7 | 138.2938 | 134.1219 | 130.7929 | 130.881 | 140.3936 | 164.6157 | 190.5934 | 209.2254 | 221.7596 | 230.2352 | 238.4847 | 239.7158 | 236.0457 | 236.7132 | 231.2655 | 221.8409 | 209.9231 | 197.2808 | 187.4351 | 182.1295 | 179.6056 | 171.289 | 158.9234 | 150.9368 | -0.54923 | -0.43762 | -0.3968 | -0.69972 | -1.1121 | -1.4014 | -1.0542 | -1.201 | -0.40573 | 0.019099 | -0.87708 | -0.47125 | 0.48165 | 3.6326 | 12.4986 | 12.2932 | 11.1483 | 9.8604 | 3.5166 | 0.4011 | -0.34332 | -0.7175 | -1.2774 | -1.4526 | 73.828 | 72.9356 | 72.0508 | 71.2916 | 70.6453 | 70.0846 | 69.7478 | 70.09 | 72.9721 | 77.4718 | 82.0195 | 85.5022 | 87.7578 | 89.5174 | 91.1074 | 91.6338 | 92.2063 | 91.2118 | 89.3584 | 87.2008 | 84.0591 | 81.1057 | 79.0752 | 77.6383 | 2.599 | 2.2025 | 2.4003 | 2.5519 | 2.9414 | 2.5423 | 2.3121 | 2.3699 | 2.5906 | 2.6265 | 2.6676 | 3.0011 | 2.9265 | 3.1206 | 3.225 | 3.1708 | 3.0463 | 2.72 | 2.4352 | 2.4052 | 2.3431 | 2.4863 | 2.5515 | 2.593
Program Specific1-in-10Size: Over 200kWAll2020August Monthly Peak | Program Specific | 1-in-10 | Size: Over 200kW | All | 2020 | August Monthly Peak | 8 | 141.9017 | 137.2986 | 133.3859 | 134.1168 | 143.9365 | 169.497 | 198.2581 | 218.673 | 233.7592 | 243.7544 | 253.2229 | 255.6858 | 252.6533 | 253.7612 | 247.4835 | 235.3666 | 220.5417 | 205.4272 | 194.2134 | 189.3875 | 185.1802 | 175.6385 | 163.0507 | 155.1412 | -1.0356 | -0.72368 | -0.68846 | -0.89094 | -1.3445 | -1.6434 | -1.4801 | -1.65 | -0.34512 | 0.24737 | -1.1099 | -0.80112 | 0.2692 | 3.702 | 13.1884 | 12.9397 | 11.6012 | 10.2222 | 3.9125 | 0.32148 | -0.33967 | -0.72117 | -1.4609 | -1.5102 | 75.8354 | 74.9827 | 74.1068 | 73.367 | 72.7545 | 72.2175 | 71.8182 | 71.9146 | 74.4983 | 78.7721 | 83.0581 | 87.2767 | 90.5511 | 93.0092 | 94.2445 | 94.434 | 94.0862 | 92.9657 | 91.891 | 89.3648 | 85.347 | 82.1013 | 79.8722 | 78.101 | 2.7049 | 2.2842 | 2.4804 | 2.6472 | 3.051 | 2.6497 | 2.434 | 2.5075 | 2.7641 | 2.8135 | 2.8673 | 3.2453 | 3.1737 | 3.3888 | 3.4948 | 3.4035 | 3.2284 | 2.8558 | 2.5519 | 2.5267 | 2.4437 | 2.5826 | 2.651 | 2.7012
Program Specific1-in-10Size: Over 200kWAll2020September Monthly Peak | Program Specific | 1-in-10 | Size: Over 200kW | All | 2020 | September Monthly Peak | 9 | 141.2071 | 137.3821 | 133.9592 | 134.7561 | 145.2026 | 171.0094 | 201.789 | 224.2165 | 244.3854 | 257.2365 | 268.0604 | 270.9071 | 267.4381 | 268.4817 | 261.0147 | 246.3492 | 229.1493 | 212.134 | 200.0471 | 196.9761 | 188.785 | 178.9017 | 164.72 | 156.1839 | -1.2319 | -0.74588 | -0.77226 | -0.96876 | -1.4455 | -1.6033 | -1.6894 | -2.0476 | -0.39045 | 0.24482 | -1.4656 | -1.2454 | -0.08508 | 3.7474 | 13.5841 | 13.3709 | 12.0103 | 10.547 | 4.318 | 0.40844 | -0.1564 | -0.57038 | -1.4903 | -1.4768 | 78.2896 | 77.1255 | 76.0871 | 75.5477 | 74.5736 | 73.7672 | 73.3954 | 73.4129 | 75.6012 | 80.1125 | 85.0901 | 90.0443 | 94.0062 | 96.7542 | 97.7594 | 97.7402 | 97.1735 | 95.9028 | 94.2054 | 91.3952 | 87.496 | 84.0353 | 81.5822 | 79.7932 | 2.7489 | 2.3369 | 2.5474 | 2.7275 | 3.173 | 2.7443 | 2.5483 | 2.6488 | 2.9827 | 3.0618 | 3.1216 | 3.5279 | 3.4559 | 3.6925 | 3.8113 | 3.6849 | 3.4701 | 3.04 | 2.6989 | 2.6983 | 2.5544 | 2.6935 | 2.7435 | 2.7835
Program Specific1-in-10Size: Over 200kWAll2020October Monthly Peak | Program Specific | 1-in-10 | Size: Over 200kW | All | 2020 | October Monthly Peak | 10 | 135.5788 | 131.4682 | 127.2595 | 127.1508 | 136.493 | 160.8899 | 190.5589 | 209.0056 | 224.8565 | 236.5692 | 247.7971 | 252.5214 | 252.0849 | 253.7821 | 247.37 | 233.2445 | 216.5825 | 201.2735 | 193.4983 | 187.0241 | 178.4018 | 168.7141 | 156.1509 | 147.5669 | -0.34734 | -0.36092 | -0.30154 | -0.56773 | -0.9334 | -1.3716 | -0.9158 | -1.0508 | -0.4434 | -0.070814 | -0.75953 | -0.38156 | 0.54854 | 3.8262 | 13.2573 | 12.7598 | 11.3078 | 9.857 | 3.2593 | 0.20743 | -0.52863 | -0.8254 | -1.2394 | -1.4438 | 73.8522 | 73.2606 | 72.5985 | 71.3208 | 70.3296 | 69.5877 | 69.2596 | 69.0202 | 69.9486 | 73.5434 | 78.08 | 82.9005 | 86.7234 | 89.1722 | 90.1717 | 90.2498 | 89.344 | 87.6142 | 84.9536 | 81.689 | 78.6211 | 76.6208 | 75.1306 | 73.7892 | 2.5236 | 2.1412 | 2.3151 | 2.4704 | 2.866 | 2.4809 | 2.3142 | 2.3733 | 2.634 | 2.7026 | 2.769 | 3.1546 | 3.1309 | 3.3541 | 3.4761 | 3.367 | 3.1711 | 2.7867 | 2.5104 | 2.4665 | 2.3208 | 2.4361 | 2.4942 | 2.5173
Program Specific1-in-10Size: Over 200kWAll2020November Monthly Peak | Program Specific | 1-in-10 | Size: Over 200kW | All | 2020 | November Monthly Peak | 11 | 125.8587 | 122.1116 | 118.2657 | 118.2733 | 127.306 | 150.5975 | 176.1651 | 192.2245 | 203.6208 | 210.4234 | 217.7097 | 220.1402 | 218.9983 | 219.9905 | 213.5242 | 201.1561 | 189.6703 | 182.986 | 173.903 | 166.9758 | 160.2339 | 152.0625 | 141.8356 | 135.0371 | 0.70295 | 0.07979 | 0.25029 | -0.0984 | -0.33443 | -1.1376 | -0.0058367 | 0.11418 | -0.49143 | -0.40373 | 0.05901 | 0.60412 | 1.2423 | 3.6643 | 11.9591 | 11.1626 | 9.8566 | 8.7722 | 1.7781 | -0.098652 | -0.98625 | -1.1266 | -0.93385 | -1.3821 | 63.6276 | 62.3532 | 61.5806 | 60.4774 | 59.5841 | 58.8258 | 58.4959 | 58.8374 | 60.9339 | 65.2122 | 70.5375 | 74.7603 | 77.4806 | 79.0699 | 80.0744 | 80.0987 | 78.8158 | 76.4632 | 73.8534 | 71.1428 | 69.0111 | 67.3974 | 65.8146 | 64.9734 | 2.4983 | 2.1221 | 2.3006 | 2.4516 | 2.8487 | 2.4794 | 2.2842 | 2.3275 | 2.5394 | 2.5556 | 2.5898 | 2.9327 | 2.8991 | 3.1018 | 3.203 | 3.1051 | 2.983 | 2.7171 | 2.415 | 2.3565 | 2.2236 | 2.3404 | 2.4166 | 2.4572
Program Specific1-in-10Size: Over 200kWAll2020December Monthly Peak | Program Specific | 1-in-10 | Size: Over 200kW | All | 2020 | December Monthly Peak | 12 | 118.7444 | 114.9233 | 111.8628 | 111.5332 | 120.3367 | 143.6111 | 170.7797 | 185.5355 | 194.6448 | 196.255 | 197.0488 | 194.2324 | 188.9462 | 186.9686 | 179.7573 | 170.7603 | 164.587 | 162.3029 | 158.2084 | 153.2969 | 147.754 | 142.0257 | 132.5674 | 125.9075 | 0.66628 | 0.076154 | 0.23678 | -0.089945 | -0.29885 | -1.0827 | 0.00090921 | 0.10595 | -0.47054 | -0.38351 | 0.039105 | 0.50975 | 1.0374 | 3.1134 | 10.1194 | 9.52 | 8.572 | 7.7795 | 1.5806 | -0.13472 | -0.9481 | -1.0869 | -0.89309 | -1.2992 | 44.8587 | 44.1959 | 43.5293 | 43.104 | 42.6255 | 41.8128 | 41.9104 | 41.9686 | 42.7153 | 44.804 | 47.375 | 49.5205 | 50.8156 | 51.172 | 51.4927 | 51.6458 | 51.113 | 49.7643 | 48.1349 | 47.1746 | 46.3125 | 45.4561 | 44.867 | 44.4152 | 2.3625 | 2.0006 | 2.1799 | 2.3167 | 2.7087 | 2.3731 | 2.2223 | 2.2582 | 2.4422 | 2.394 | 2.3541 | 2.6095 | 2.5162 | 2.653 | 2.7117 | 2.6529 | 2.6132 | 2.4303 | 2.2116 | 2.1757 | 2.0565 | 2.1878 | 2.262 | 2.2952
Program Specific1-in-10Size: Over 200kWAll2020Typical Event Day | Program Specific | 1-in-10 | Size: Over 200kW | All | 2020 | Typical Event Day | 8 | 141.4578 | 136.8567 | 132.901 | 133.6171 | 143.38 | 168.8267 | 197.4685 | 217.4904 | 232.0559 | 241.5259 | 250.5917 | 252.877 | 249.7816 | 250.9401 | 244.7712 | 232.8251 | 218.2034 | 203.3684 | 192.5351 | 187.8438 | 183.8295 | 174.4308 | 161.9897 | 154.198 | -0.77463 | -0.56255 | -0.52786 | -0.78995 | -1.225 | -1.5187 | -1.2686 | -1.4462 | -0.39476 | 0.10948 | -1.0203 | -0.65908 | 0.36454 | 3.7424 | 13.0994 | 12.8223 | 11.5185 | 10.1273 | 3.7346 | 0.37255 | -0.33243 | -0.70857 | -1.3638 | -1.4865 | 74.8583 | 73.8119 | 72.8405 | 72.0797 | 71.234 | 70.5211 | 70.1738 | 70.5741 | 73.335 | 77.8547 | 82.5661 | 86.7887 | 89.8451 | 92.1063 | 93.4039 | 93.6949 | 93.7432 | 92.7105 | 91.2603 | 88.8737 | 85.1826 | 81.7447 | 79.4153 | 77.6629 | 2.6695 | 2.2556 | 2.4487 | 2.6172 | 3.0204 | 2.6201 | 2.408 | 2.4791 | 2.7287 | 2.7714 | 2.8192 | 3.1856 | 3.1197 | 3.3339 | 3.444 | 3.3558 | 3.1851 | 2.8146 | 2.5129 | 2.4912 | 2.4086 | 2.5432 | 2.6114 | 2.6594
Program Specific1-in-10Size: Over 200kWAll2021January Monthly Peak | Program Specific | 1-in-10 | Size: Over 200kW | All | 2021 | January Monthly Peak | 1 | 117.4174 | 113.9214 | 110.8692 | 111.3969 | 121.0033 | 145.4744 | 174.2942 | 190.4659 | 199.9738 | 200.0248 | 200.3246 | 197.1865 | 190.9072 | 188.4521 | 180.4908 | 170.8422 | 162.6996 | 161.0556 | 157.9742 | 152.7846 | 147.1465 | 141.4731 | 132.5214 | 126.2186 | 0.64472 | 0.063551 | 0.22083 | -0.09351 | -0.30334 | -1.1062 | -0.0088025 | 0.099724 | -0.48514 | -0.39059 | 0.037807 | 0.51559 | 1.0502 | 3.1411 | 10.165 | 9.5185 | 8.4601 | 7.6948 | 1.5641 | -0.14686 | -0.95177 | -1.0862 | -0.89391 | -1.3036 | 42.2816 | 42.0876 | 41.3999 | 40.7397 | 40.2972 | 39.8261 | 39.3452 | 38.9851 | 39.5569 | 42.3096 | 44.9889 | 47.3626 | 49.0016 | 50.1232 | 51.0596 | 51.3796 | 50.9981 | 49.8765 | 48.0611 | 46.9737 | 45.9926 | 45.591 | 45.0681 | 44.4398 | 2.3297 | 1.9797 | 2.1544 | 2.3158 | 2.7344 | 2.4066 | 2.2736 | 2.3258 | 2.5174 | 2.4457 | 2.397 | 2.651 | 2.5404 | 2.6721 | 2.7192 | 2.6547 | 2.5892 | 2.4209 | 2.2136 | 2.1726 | 2.0494 | 2.1792 | 2.2607 | 2.299
Program Specific1-in-10Size: Over 200kWAll2021February Monthly Peak | Program Specific | 1-in-10 | Size: Over 200kW | All | 2021 | February Monthly Peak | 2 | 119.1244 | 115.5055 | 112.2568 | 112.8339 | 121.7112 | 145.3204 | 173.0538 | 187.6318 | 196.6726 | 198.5873 | 201.6163 | 202.0386 | 198.8473 | 199.0922 | 193.1439 | 181.9741 | 171.5257 | 166.3385 | 163.0218 | 156.9401 | 151.068 | 144.1021 | 134.2184 | 127.5131 | 0.6419 | 0.05228 | 0.22229 | -0.09724 | -0.31355 | -1.1003 | -0.0071464 | 0.10737 | -0.47549 | -0.38529 | 0.045241 | 0.54047 | 1.1087 | 3.2967 | 10.8051 | 10.0844 | 8.8801 | 7.9225 | 1.6302 | -0.13477 | -0.96342 | -1.0995 | -0.9067 | -1.3162 | 48.7514 | 48.3525 | 47.9156 | 47.3329 | 46.9353 | 46.5044 | 45.8902 | 46.1565 | 47.4231 | 50.9059 | 54.351 | 57.5515 | 59.4679 | 60.4616 | 61.0823 | 61.2986 | 60.3081 | 59.324 | 57.4117 | 55.3677 | 54.0252 | 52.7413 | 51.7615 | 50.3801 | 2.3552 | 2.0011 | 2.1788 | 2.3427 | 2.7393 | 2.397 | 2.2502 | 2.2797 | 2.4629 | 2.4193 | 2.4062 | 2.7042 | 2.6414 | 2.8222 | 2.9188 | 2.8303 | 2.7246 | 2.4945 | 2.2771 | 2.2282 | 2.1023 | 2.2179 | 2.2869 | 2.3153
Program Specific1-in-10Size: Over 200kWAll2021March Monthly Peak | Program Specific | 1-in-10 | Size: Over 200kW | All | 2021 | March Monthly Peak | 3 | 124.784 | 120.7949 | 116.9265 | 117.0163 | 125.2472 | 148.2669 | 176.6263 | 192.0928 | 201.5816 | 206.7167 | 213.7411 | 216.8995 | 216.5532 | 218.4929 | 213.4338 | 201.866 | 189.3331 | 178.5158 | 171.7479 | 168.8705 | 162.6585 | 153.9502 | 142.8987 | 135.0816 | 0.67685 | 0.061153 | 0.23049 | -0.10038 | -0.32939 | -1.1202 | -0.0088067 | 0.11151 | -0.48699 | -0.39525 | 0.057391 | 0.59507 | 1.2278 | 3.6267 | 11.9215 | 11.1693 | 9.809 | 8.5102 | 1.7418 | -0.11814 | -1.0178 | -1.1543 | -0.95595 | -1.3915 | 60.5368 | 59.2285 | 58.3491 | 57.7841 | 56.7498 | 55.7556 | 55.0974 | 55.752 | 59.1714 | 64.0049 | 69.1301 | 73.5118 | 76.5073 | 78.1015 | 78.7799 | 79.306 | 78.8725 | 77.4663 | 74.8317 | 71.3895 | 68.3176 | 65.4753 | 63.2181 | 61.4578 | 2.4668 | 2.0934 | 2.2681 | 2.4279 | 2.8111 | 2.4397 | 2.29 | 2.3269 | 2.5146 | 2.5126 | 2.5451 | 2.8895 | 2.8686 | 3.084 | 3.2079 | 3.1214 | 2.9804 | 2.6575 | 2.3891 | 2.3906 | 2.2606 | 2.3677 | 2.4327 | 2.4503
Program Specific1-in-10Size: Over 200kWAll2021April Monthly Peak | Program Specific | 1-in-10 | Size: Over 200kW | All | 2021 | April Monthly Peak | 4 | 128.2611 | 124.2703 | 120.4879 | 120.728 | 129.5495 | 153.0577 | 179.4577 | 197.5999 | 211.231 | 220.2398 | 229.9653 | 233.7106 | 233.8911 | 235.5064 | 229.6604 | 217.2296 | 203.2395 | 189.5121 | 178.2655 | 175.7926 | 170.7217 | 161.3876 | 149.5008 | 141.2453 | 0.062155 | -0.14781 | -0.063602 | -0.37613 | -0.68984 | -1.1864 | -0.53244 | -0.61885 | -0.47417 | -0.23498 | -0.481 | -0.044295 | 0.75796 | 3.6853 | 12.4406 | 11.9033 | 10.5985 | 9.2104 | 2.6381 | 0.16741 | -0.61686 | -0.86773 | -1.0827 | -1.3884 | 70.5455 | 69.1262 | 67.5765 | 66.3205 | 65.3571 | 64.4415 | 63.8003 | 63.8899 | 66.9776 | 72.5344 | 78.1632 | 83.4896 | 86.9455 | 88.8975 | 89.6083 | 89.9885 | 89.7788 | 88.8727 | 87.0496 | 83.319 | 78.5877 | 74.7755 | 72.21 | 70.2695 | 2.3858 | 2.0276 | 2.2001 | 2.3586 | 2.7333 | 2.3724 | 2.1878 | 2.2516 | 2.4836 | 2.5257 | 2.582 | 2.9293 | 2.9156 | 3.1251 | 3.2405 | 3.1495 | 2.9947 | 2.6402 | 2.3272 | 2.337 | 2.2347 | 2.3412 | 2.3971 | 2.412
Program Specific1-in-10Size: Over 200kWAll2021May Monthly Peak | Program Specific | 1-in-10 | Size: Over 200kW | All | 2021 | May Monthly Peak | 5 | 128.7025 | 124.761 | 121.2167 | 121.5781 | 131.0015 | 155.1021 | 180.5689 | 201.7362 | 217.102 | 227.4258 | 237.5327 | 240.9363 | 240.2566 | 241.4425 | 235.3346 | 221.9713 | 207.3189 | 192.5933 | 180.6376 | 175.8396 | 172.4391 | 163.3624 | 151.4759 | 143.5251 | -0.23854 | -0.32268 | -0.24109 | -0.51545 | -0.86455 | -1.3151 | -0.77254 | -0.85205 | -0.42361 | -0.080084 | -0.62762 | -0.19082 | 0.69706 | 3.7522 | 12.7954 | 12.2605 | 10.894 | 9.4765 | 2.9655 | 0.22188 | -0.54519 | -0.83923 | -1.1832 | -1.4184 | 70.8229 | 69.5077 | 68.1184 | 67.2017 | 66.4452 | 65.5485 | 65.3535 | 65.6766 | 69.1584 | 75.0838 | 80.7167 | 85.0011 | 87.9415 | 89.9135 | 91.3457 | 91.9804 | 91.6688 | 90.6587 | 88.745 | 86.0994 | 82.6763 | 78.809 | 75.9943 | 73.6998 | 2.3889 | 2.0291 | 2.2048 | 2.3642 | 2.7494 | 2.3917 | 2.1905 | 2.2876 | 2.5373 | 2.5931 | 2.6525 | 3.0096 | 2.9792 | 3.1846 | 3.2958 | 3.1921 | 3.0299 | 2.662 | 2.3442 | 2.3208 | 2.2434 | 2.3611 | 2.4201 | 2.4474
Program Specific1-in-10Size: Over 200kWAll2021June Monthly Peak | Program Specific | 1-in-10 | Size: Over 200kW | All | 2021 | June Monthly Peak | 6 | 135.6971 | 131.4614 | 127.3994 | 127.6457 | 136.4788 | 159.1978 | 184.1884 | 204.2294 | 217.9659 | 226.8391 | 235.8832 | 237.7737 | 234.0077 | 234.3381 | 228.4309 | 218.4766 | 205.921 | 192.5395 | 183.3055 | 178.0829 | 175.7599 | 167.5223 | 155.3141 | 147.7925 | -0.25733 | -0.32461 | -0.24624 | -0.56916 | -0.94175 | -1.3266 | -0.78856 | -0.85221 | -0.42123 | -0.069365 | -0.65277 | -0.17179 | 0.72056 | 3.7033 | 12.5039 | 12.1631 | 10.9237 | 9.5691 | 3.1249 | 0.33316 | -0.48112 | -0.81862 | -1.1982 | -1.4505 | 71.4805 | 70.2038 | 69.1174 | 68.1123 | 66.9627 | 66.0152 | 65.7339 | 66.8789 | 70.2684 | 75.0623 | 80.0966 | 84.3314 | 87.0654 | 89.1446 | 90.5042 | 90.9715 | 91.5067 | 90.7619 | 89.5865 | 87.5341 | 83.8284 | 79.7366 | 77.1317 | 75.1191 | 2.5402 | 2.1524 | 2.3287 | 2.4819 | 2.8533 | 2.4535 | 2.2304 | 2.3092 | 2.5421 | 2.5825 | 2.6332 | 2.9698 | 2.8991 | 3.0864 | 3.1869 | 3.1265 | 2.9956 | 2.6563 | 2.3795 | 2.348 | 2.2869 | 2.4242 | 2.4849 | 2.5281
Program Specific1-in-10Size: Over 200kWAll2021July Monthly Peak | Program Specific | 1-in-10 | Size: Over 200kW | All | 2021 | July Monthly Peak | 7 | 138.2939 | 134.1219 | 130.7929 | 130.881 | 140.3936 | 164.6157 | 190.5934 | 209.2253 | 221.7596 | 230.2352 | 238.4847 | 239.7158 | 236.0457 | 236.7132 | 231.2655 | 221.8409 | 209.9231 | 197.2808 | 187.4351 | 182.1296 | 179.6056 | 171.289 | 158.9234 | 150.9368 | -0.54923 | -0.43762 | -0.39681 | -0.69972 | -1.1121 | -1.4014 | -1.0542 | -1.201 | -0.40573 | 0.019099 | -0.87708 | -0.47125 | 0.48165 | 3.6326 | 12.4986 | 12.2932 | 11.1483 | 9.8604 | 3.5166 | 0.4011 | -0.34332 | -0.7175 | -1.2774 | -1.4526 | 73.828 | 72.9356 | 72.0508 | 71.2916 | 70.6453 | 70.0846 | 69.7478 | 70.09 | 72.9721 | 77.4718 | 82.0195 | 85.5022 | 87.7578 | 89.5174 | 91.1074 | 91.6338 | 92.2063 | 91.2118 | 89.3584 | 87.2008 | 84.0591 | 81.1057 | 79.0752 | 77.6383 | 2.599 | 2.2025 | 2.4003 | 2.5519 | 2.9414 | 2.5423 | 2.3121 | 2.3699 | 2.5906 | 2.6265 | 2.6676 | 3.0011 | 2.9265 | 3.1206 | 3.225 | 3.1708 | 3.0463 | 2.72 | 2.4352 | 2.4052 | 2.3431 | 2.4863 | 2.5515 | 2.5929
Program Specific1-in-10Size: Over 200kWAll2021August Monthly Peak | Program Specific | 1-in-10 | Size: Over 200kW | All | 2021 | August Monthly Peak | 8 | 141.9017 | 137.2986 | 133.3859 | 134.1168 | 143.9365 | 169.497 | 198.2581 | 218.673 | 233.7592 | 243.7544 | 253.2229 | 255.6858 | 252.6533 | 253.7612 | 247.4835 | 235.3666 | 220.5417 | 205.4272 | 194.2134 | 189.3875 | 185.1802 | 175.6385 | 163.0507 | 155.1412 | -1.0356 | -0.72368 | -0.68846 | -0.89094 | -1.3445 | -1.6434 | -1.4801 | -1.65 | -0.34512 | 0.24737 | -1.1099 | -0.80112 | 0.2692 | 3.702 | 13.1884 | 12.9397 | 11.6012 | 10.2222 | 3.9125 | 0.32148 | -0.33967 | -0.72117 | -1.4609 | -1.5102 | 75.8354 | 74.9827 | 74.1068 | 73.367 | 72.7545 | 72.2175 | 71.8182 | 71.9146 | 74.4983 | 78.7721 | 83.0581 | 87.2767 | 90.5511 | 93.0092 | 94.2445 | 94.434 | 94.0862 | 92.9657 | 91.891 | 89.3648 | 85.347 | 82.1013 | 79.8722 | 78.101 | 2.7049 | 2.2842 | 2.4804 | 2.6472 | 3.051 | 2.6497 | 2.434 | 2.5075 | 2.7641 | 2.8135 | 2.8673 | 3.2453 | 3.1737 | 3.3888 | 3.4948 | 3.4035 | 3.2284 | 2.8558 | 2.5519 | 2.5267 | 2.4437 | 2.5826 | 2.651 | 2.7012
Program Specific1-in-10Size: Over 200kWAll2021September Monthly Peak | Program Specific | 1-in-10 | Size: Over 200kW | All | 2021 | September Monthly Peak | 9 | 141.2071 | 137.3821 | 133.9592 | 134.7561 | 145.2026 | 171.0094 | 201.789 | 224.2165 | 244.3854 | 257.2365 | 268.0604 | 270.9071 | 267.4381 | 268.4817 | 261.0147 | 246.3492 | 229.1493 | 212.134 | 200.0471 | 196.9761 | 188.785 | 178.9017 | 164.72 | 156.1839 | -1.2319 | -0.74588 | -0.77226 | -0.96876 | -1.4455 | -1.6033 | -1.6894 | -2.0476 | -0.39045 | 0.24482 | -1.4656 | -1.2454 | -0.08508 | 3.7474 | 13.5841 | 13.3709 | 12.0103 | 10.547 | 4.318 | 0.40844 | -0.1564 | -0.57038 | -1.4903 | -1.4768 | 78.2896 | 77.1255 | 76.0871 | 75.5477 | 74.5736 | 73.7672 | 73.3954 | 73.413 | 75.6012 | 80.1125 | 85.0901 | 90.0443 | 94.0062 | 96.7542 | 97.7594 | 97.7402 | 97.1735 | 95.9028 | 94.2054 | 91.3952 | 87.496 | 84.0353 | 81.5822 | 79.7932 | 2.7489 | 2.3369 | 2.5474 | 2.7275 | 3.173 | 2.7443 | 2.5483 | 2.6488 | 2.9827 | 3.0618 | 3.1216 | 3.5279 | 3.4559 | 3.6925 | 3.8113 | 3.6849 | 3.4701 | 3.04 | 2.6989 | 2.6983 | 2.5544 | 2.6935 | 2.7435 | 2.7835
Program Specific1-in-10Size: Over 200kWAll2021October Monthly Peak | Program Specific | 1-in-10 | Size: Over 200kW | All | 2021 | October Monthly Peak | 10 | 135.5788 | 131.4682 | 127.2595 | 127.1508 | 136.493 | 160.8899 | 190.5589 | 209.0056 | 224.8565 | 236.5692 | 247.7971 | 252.5214 | 252.0849 | 253.7821 | 247.37 | 233.2445 | 216.5825 | 201.2735 | 193.4983 | 187.0241 | 178.4018 | 168.7141 | 156.1509 | 147.5669 | -0.34734 | -0.36092 | -0.30154 | -0.56773 | -0.9334 | -1.3716 | -0.9158 | -1.0508 | -0.4434 | -0.070814 | -0.75953 | -0.38156 | 0.54854 | 3.8262 | 13.2573 | 12.7598 | 11.3078 | 9.857 | 3.2593 | 0.20743 | -0.52863 | -0.8254 | -1.2394 | -1.4438 | 73.8522 | 73.2606 | 72.5985 | 71.3208 | 70.3296 | 69.5877 | 69.2596 | 69.0202 | 69.9486 | 73.5434 | 78.08 | 82.9005 | 86.7234 | 89.1722 | 90.1717 | 90.2498 | 89.344 | 87.6142 | 84.9536 | 81.689 | 78.6211 | 76.6208 | 75.1306 | 73.7892 | 2.5236 | 2.1412 | 2.3151 | 2.4704 | 2.866 | 2.4809 | 2.3142 | 2.3733 | 2.634 | 2.7026 | 2.769 | 3.1546 | 3.1309 | 3.3541 | 3.4761 | 3.367 | 3.1711 | 2.7867 | 2.5104 | 2.4665 | 2.3208 | 2.4361 | 2.4942 | 2.5173
Program Specific1-in-10Size: Over 200kWAll2021November Monthly Peak | Program Specific | 1-in-10 | Size: Over 200kW | All | 2021 | November Monthly Peak | 11 | 125.8587 | 122.1116 | 118.2657 | 118.2733 | 127.306 | 150.5975 | 176.1651 | 192.2245 | 203.6208 | 210.4234 | 217.7097 | 220.1401 | 218.9983 | 219.9905 | 213.5242 | 201.1561 | 189.6703 | 182.986 | 173.903 | 166.9758 | 160.2339 | 152.0625 | 141.8356 | 135.0371 | 0.70295 | 0.07979 | 0.25029 | -0.0984 | -0.33443 | -1.1376 | -0.0058368 | 0.11418 | -0.49143 | -0.40373 | 0.05901 | 0.60412 | 1.2423 | 3.6643 | 11.9591 | 11.1626 | 9.8566 | 8.7722 | 1.7781 | -0.098652 | -0.98625 | -1.1266 | -0.93385 | -1.3821 | 63.6276 | 62.3532 | 61.5806 | 60.4774 | 59.5841 | 58.8258 | 58.4959 | 58.8374 | 60.9339 | 65.2122 | 70.5375 | 74.7603 | 77.4806 | 79.0699 | 80.0744 | 80.0987 | 78.8158 | 76.4632 | 73.8534 | 71.1428 | 69.0111 | 67.3974 | 65.8146 | 64.9734 | 2.4983 | 2.1221 | 2.3006 | 2.4516 | 2.8487 | 2.4794 | 2.2842 | 2.3275 | 2.5394 | 2.5556 | 2.5898 | 2.9327 | 2.8991 | 3.1018 | 3.203 | 3.1051 | 2.983 | 2.7171 | 2.415 | 2.3565 | 2.2236 | 2.3404 | 2.4166 | 2.4572
Program Specific1-in-10Size: Over 200kWAll2021December Monthly Peak | Program Specific | 1-in-10 | Size: Over 200kW | All | 2021 | December Monthly Peak | 12 | 118.7444 | 114.9233 | 111.8628 | 111.5332 | 120.3367 | 143.6111 | 170.7797 | 185.5355 | 194.6448 | 196.2551 | 197.0488 | 194.2324 | 188.9462 | 186.9686 | 179.7573 | 170.7603 | 164.587 | 162.3029 | 158.2084 | 153.2969 | 147.754 | 142.0257 | 132.5674 | 125.9075 | 0.66628 | 0.076154 | 0.23678 | -0.089945 | -0.29885 | -1.0827 | 0.0009092 | 0.10595 | -0.47054 | -0.38351 | 0.039105 | 0.50975 | 1.0374 | 3.1134 | 10.1194 | 9.52 | 8.572 | 7.7795 | 1.5806 | -0.13472 | -0.9481 | -1.0869 | -0.89309 | -1.2992 | 44.8587 | 44.1959 | 43.5293 | 43.1039 | 42.6255 | 41.8128 | 41.9104 | 41.9686 | 42.7153 | 44.804 | 47.375 | 49.5205 | 50.8156 | 51.172 | 51.4927 | 51.6458 | 51.113 | 49.7643 | 48.1349 | 47.1746 | 46.3125 | 45.4561 | 44.867 | 44.4152 | 2.3625 | 2.0006 | 2.1799 | 2.3167 | 2.7087 | 2.3731 | 2.2223 | 2.2582 | 2.4422 | 2.394 | 2.3541 | 2.6095 | 2.5162 | 2.653 | 2.7117 | 2.6529 | 2.6132 | 2.4303 | 2.2116 | 2.1757 | 2.0565 | 2.1878 | 2.262 | 2.2952
Program Specific1-in-10Size: Over 200kWAll2021Typical Event Day | Program Specific | 1-in-10 | Size: Over 200kW | All | 2021 | Typical Event Day | 8 | 141.4578 | 136.8567 | 132.901 | 133.6171 | 143.38 | 168.8267 | 197.4684 | 217.4904 | 232.0559 | 241.5259 | 250.5917 | 252.877 | 249.7816 | 250.9401 | 244.7712 | 232.8251 | 218.2034 | 203.3684 | 192.5351 | 187.8438 | 183.8295 | 174.4308 | 161.9897 | 154.198 | -0.77463 | -0.56255 | -0.52786 | -0.78995 | -1.225 | -1.5187 | -1.2686 | -1.4462 | -0.39476 | 0.10948 | -1.0203 | -0.65908 | 0.36454 | 3.7424 | 13.0994 | 12.8223 | 11.5185 | 10.1273 | 3.7346 | 0.37255 | -0.33243 | -0.70857 | -1.3638 | -1.4865 | 74.8583 | 73.8119 | 72.8405 | 72.0797 | 71.234 | 70.5211 | 70.1738 | 70.5741 | 73.335 | 77.8547 | 82.5661 | 86.7887 | 89.8451 | 92.1063 | 93.4039 | 93.6949 | 93.7432 | 92.7105 | 91.2603 | 88.8737 | 85.1826 | 81.7447 | 79.4153 | 77.6629 | 2.6695 | 2.2556 | 2.4487 | 2.6172 | 3.0204 | 2.6201 | 2.408 | 2.4791 | 2.7287 | 2.7714 | 2.8192 | 3.1856 | 3.1197 | 3.3339 | 3.444 | 3.3558 | 3.1851 | 2.8146 | 2.5129 | 2.4912 | 2.4086 | 2.5432 | 2.6114 | 2.6594
Program Specific1-in-10Size: Over 200kWAll2022January Monthly Peak | Program Specific | 1-in-10 | Size: Over 200kW | All | 2022 | January Monthly Peak | 1 | 117.4174 | 113.9214 | 110.8692 | 111.3969 | 121.0033 | 145.4744 | 174.2942 | 190.4659 | 199.9738 | 200.0248 | 200.3246 | 197.1865 | 190.9072 | 188.4521 | 180.4908 | 170.8422 | 162.6996 | 161.0556 | 157.9742 | 152.7846 | 147.1465 | 141.4731 | 132.5214 | 126.2186 | 0.64472 | 0.063551 | 0.22083 | -0.09351 | -0.30334 | -1.1062 | -0.0088025 | 0.099724 | -0.48514 | -0.39059 | 0.037807 | 0.51559 | 1.0502 | 3.1411 | 10.165 | 9.5185 | 8.4601 | 7.6948 | 1.5641 | -0.14686 | -0.95177 | -1.0862 | -0.89391 | -1.3036 | 42.2816 | 42.0876 | 41.3999 | 40.7397 | 40.2972 | 39.8261 | 39.3452 | 38.9851 | 39.5569 | 42.3096 | 44.9889 | 47.3626 | 49.0016 | 50.1232 | 51.0596 | 51.3796 | 50.9981 | 49.8765 | 48.0611 | 46.9737 | 45.9926 | 45.591 | 45.0681 | 44.4398 | 2.3297 | 1.9797 | 2.1544 | 2.3158 | 2.7344 | 2.4066 | 2.2736 | 2.3258 | 2.5174 | 2.4457 | 2.397 | 2.651 | 2.5404 | 2.6721 | 2.7192 | 2.6547 | 2.5892 | 2.4209 | 2.2136 | 2.1726 | 2.0494 | 2.1792 | 2.2607 | 2.299
Program Specific1-in-10Size: Over 200kWAll2022February Monthly Peak | Program Specific | 1-in-10 | Size: Over 200kW | All | 2022 | February Monthly Peak | 2 | 119.1244 | 115.5055 | 112.2568 | 112.8339 | 121.7112 | 145.3204 | 173.0538 | 187.6318 | 196.6726 | 198.5873 | 201.6163 | 202.0386 | 198.8473 | 199.0922 | 193.1439 | 181.9741 | 171.5257 | 166.3385 | 163.0218 | 156.9401 | 151.068 | 144.102 | 134.2184 | 127.5131 | 0.6419 | 0.05228 | 0.22229 | -0.09724 | -0.31355 | -1.1003 | -0.0071464 | 0.10737 | -0.47549 | -0.38529 | 0.045241 | 0.54047 | 1.1087 | 3.2967 | 10.8051 | 10.0844 | 8.8801 | 7.9225 | 1.6302 | -0.13477 | -0.96342 | -1.0995 | -0.9067 | -1.3162 | 48.7514 | 48.3525 | 47.9156 | 47.3329 | 46.9353 | 46.5044 | 45.8902 | 46.1565 | 47.4231 | 50.9059 | 54.351 | 57.5515 | 59.4679 | 60.4616 | 61.0823 | 61.2986 | 60.3081 | 59.324 | 57.4117 | 55.3677 | 54.0252 | 52.7413 | 51.7615 | 50.3801 | 2.3552 | 2.0011 | 2.1788 | 2.3427 | 2.7393 | 2.397 | 2.2502 | 2.2797 | 2.4629 | 2.4193 | 2.4062 | 2.7042 | 2.6414 | 2.8222 | 2.9188 | 2.8303 | 2.7246 | 2.4945 | 2.2771 | 2.2282 | 2.1023 | 2.2179 | 2.2869 | 2.3153
Program Specific1-in-10Size: Over 200kWAll2022March Monthly Peak | Program Specific | 1-in-10 | Size: Over 200kW | All | 2022 | March Monthly Peak | 3 | 124.784 | 120.7949 | 116.9265 | 117.0163 | 125.2472 | 148.2669 | 176.6263 | 192.0928 | 201.5816 | 206.7167 | 213.7411 | 216.8995 | 216.5532 | 218.4929 | 213.4338 | 201.866 | 189.3331 | 178.5159 | 171.7479 | 168.8705 | 162.6585 | 153.9502 | 142.8987 | 135.0816 | 0.67685 | 0.061153 | 0.23049 | -0.10038 | -0.32939 | -1.1202 | -0.0088067 | 0.11151 | -0.48699 | -0.39525 | 0.057391 | 0.59507 | 1.2278 | 3.6267 | 11.9215 | 11.1693 | 9.809 | 8.5102 | 1.7418 | -0.11814 | -1.0178 | -1.1543 | -0.95595 | -1.3915 | 60.5368 | 59.2285 | 58.3491 | 57.7841 | 56.7498 | 55.7556 | 55.0974 | 55.752 | 59.1714 | 64.0049 | 69.1301 | 73.5118 | 76.5073 | 78.1015 | 78.7799 | 79.306 | 78.8725 | 77.4663 | 74.8317 | 71.3895 | 68.3176 | 65.4753 | 63.2181 | 61.4578 | 2.4668 | 2.0934 | 2.2681 | 2.4279 | 2.8111 | 2.4397 | 2.29 | 2.3269 | 2.5146 | 2.5126 | 2.5451 | 2.8895 | 2.8686 | 3.084 | 3.2079 | 3.1214 | 2.9804 | 2.6575 | 2.3891 | 2.3906 | 2.2606 | 2.3677 | 2.4327 | 2.4503
Program Specific1-in-10Size: Over 200kWAll2022April Monthly Peak | Program Specific | 1-in-10 | Size: Over 200kW | All | 2022 | April Monthly Peak | 4 | 128.2611 | 124.2703 | 120.4879 | 120.728 | 129.5495 | 153.0577 | 179.4577 | 197.5999 | 211.231 | 220.2398 | 229.9653 | 233.7106 | 233.8911 | 235.5064 | 229.6604 | 217.2296 | 203.2395 | 189.5121 | 178.2655 | 175.7926 | 170.7217 | 161.3877 | 149.5008 | 141.2453 | 0.062155 | -0.14781 | -0.063602 | -0.37613 | -0.68984 | -1.1864 | -0.53244 | -0.61885 | -0.47417 | -0.23498 | -0.481 | -0.044294 | 0.75796 | 3.6853 | 12.4406 | 11.9033 | 10.5985 | 9.2104 | 2.6381 | 0.16741 | -0.61686 | -0.86773 | -1.0827 | -1.3884 | 70.5455 | 69.1262 | 67.5765 | 66.3205 | 65.3571 | 64.4415 | 63.8003 | 63.8899 | 66.9776 | 72.5344 | 78.1632 | 83.4896 | 86.9455 | 88.8975 | 89.6083 | 89.9885 | 89.7788 | 88.8727 | 87.0496 | 83.319 | 78.5877 | 74.7755 | 72.21 | 70.2695 | 2.3858 | 2.0276 | 2.2001 | 2.3586 | 2.7333 | 2.3724 | 2.1878 | 2.2516 | 2.4836 | 2.5257 | 2.582 | 2.9293 | 2.9156 | 3.1251 | 3.2405 | 3.1495 | 2.9947 | 2.6402 | 2.3272 | 2.337 | 2.2347 | 2.3412 | 2.3971 | 2.412
Program Specific1-in-10Size: Over 200kWAll2022May Monthly Peak | Program Specific | 1-in-10 | Size: Over 200kW | All | 2022 | May Monthly Peak | 5 | 128.7025 | 124.761 | 121.2167 | 121.5781 | 131.0015 | 155.1021 | 180.5689 | 201.7362 | 217.102 | 227.4258 | 237.5327 | 240.9362 | 240.2566 | 241.4425 | 235.3346 | 221.9712 | 207.3189 | 192.5933 | 180.6376 | 175.8396 | 172.4391 | 163.3624 | 151.4759 | 143.5251 | -0.23854 | -0.32268 | -0.24109 | -0.51545 | -0.86455 | -1.3151 | -0.77254 | -0.85205 | -0.42361 | -0.080084 | -0.62762 | -0.19082 | 0.69706 | 3.7522 | 12.7955 | 12.2605 | 10.894 | 9.4765 | 2.9655 | 0.22188 | -0.54519 | -0.83923 | -1.1832 | -1.4184 | 70.8229 | 69.5077 | 68.1184 | 67.2017 | 66.4452 | 65.5485 | 65.3535 | 65.6766 | 69.1584 | 75.0838 | 80.7167 | 85.0011 | 87.9415 | 89.9135 | 91.3457 | 91.9804 | 91.6688 | 90.6587 | 88.745 | 86.0994 | 82.6763 | 78.809 | 75.9943 | 73.6998 | 2.3889 | 2.0291 | 2.2048 | 2.3642 | 2.7494 | 2.3917 | 2.1905 | 2.2876 | 2.5373 | 2.5931 | 2.6525 | 3.0096 | 2.9792 | 3.1846 | 3.2958 | 3.1921 | 3.0299 | 2.662 | 2.3442 | 2.3208 | 2.2434 | 2.3611 | 2.4201 | 2.4474
Program Specific1-in-10Size: Over 200kWAll2022June Monthly Peak | Program Specific | 1-in-10 | Size: Over 200kW | All | 2022 | June Monthly Peak | 6 | 135.6971 | 131.4614 | 127.3994 | 127.6457 | 136.4788 | 159.1978 | 184.1884 | 204.2294 | 217.9659 | 226.8391 | 235.8832 | 237.7737 | 234.0077 | 234.3381 | 228.4309 | 218.4766 | 205.921 | 192.5395 | 183.3055 | 178.0829 | 175.7599 | 167.5223 | 155.3141 | 147.7925 | -0.25733 | -0.32461 | -0.24624 | -0.56916 | -0.94175 | -1.3266 | -0.78856 | -0.85221 | -0.42123 | -0.069365 | -0.65277 | -0.17179 | 0.72056 | 3.7033 | 12.5039 | 12.1631 | 10.9237 | 9.5691 | 3.1249 | 0.33316 | -0.48112 | -0.81862 | -1.1982 | -1.4505 | 71.4805 | 70.2038 | 69.1174 | 68.1123 | 66.9627 | 66.0152 | 65.7339 | 66.8789 | 70.2684 | 75.0623 | 80.0966 | 84.3314 | 87.0654 | 89.1446 | 90.5042 | 90.9715 | 91.5067 | 90.7619 | 89.5865 | 87.5341 | 83.8284 | 79.7366 | 77.1317 | 75.1191 | 2.5402 | 2.1524 | 2.3287 | 2.4819 | 2.8533 | 2.4535 | 2.2304 | 2.3092 | 2.5421 | 2.5825 | 2.6332 | 2.9698 | 2.8991 | 3.0864 | 3.1869 | 3.1265 | 2.9956 | 2.6563 | 2.3795 | 2.348 | 2.2869 | 2.4242 | 2.4849 | 2.5281
Program Specific1-in-10Size: Over 200kWAll2022July Monthly Peak | Program Specific | 1-in-10 | Size: Over 200kW | All | 2022 | July Monthly Peak | 7 | 138.2939 | 134.1219 | 130.7929 | 130.881 | 140.3936 | 164.6157 | 190.5934 | 209.2253 | 221.7596 | 230.2352 | 238.4847 | 239.7158 | 236.0457 | 236.7132 | 231.2656 | 221.8409 | 209.9231 | 197.2808 | 187.4351 | 182.1295 | 179.6056 | 171.289 | 158.9234 | 150.9368 | -0.54923 | -0.43762 | -0.39681 | -0.69972 | -1.1121 | -1.4014 | -1.0542 | -1.201 | -0.40573 | 0.019099 | -0.87708 | -0.47125 | 0.48165 | 3.6326 | 12.4986 | 12.2932 | 11.1483 | 9.8604 | 3.5166 | 0.4011 | -0.34332 | -0.7175 | -1.2774 | -1.4526 | 73.828 | 72.9356 | 72.0508 | 71.2916 | 70.6453 | 70.0846 | 69.7478 | 70.09 | 72.9721 | 77.4718 | 82.0195 | 85.5022 | 87.7578 | 89.5174 | 91.1074 | 91.6338 | 92.2063 | 91.2118 | 89.3584 | 87.2009 | 84.0591 | 81.1057 | 79.0752 | 77.6383 | 2.599 | 2.2025 | 2.4003 | 2.5519 | 2.9414 | 2.5423 | 2.3121 | 2.3699 | 2.5906 | 2.6265 | 2.6676 | 3.0011 | 2.9265 | 3.1206 | 3.225 | 3.1708 | 3.0463 | 2.72 | 2.4352 | 2.4052 | 2.3431 | 2.4863 | 2.5515 | 2.5929
Program Specific1-in-10Size: Over 200kWAll2022August Monthly Peak | Program Specific | 1-in-10 | Size: Over 200kW | All | 2022 | August Monthly Peak | 8 | 141.9017 | 137.2986 | 133.386 | 134.1168 | 143.9365 | 169.497 | 198.2581 | 218.673 | 233.7592 | 243.7544 | 253.2229 | 255.6858 | 252.6533 | 253.7612 | 247.4835 | 235.3666 | 220.5417 | 205.4272 | 194.2134 | 189.3875 | 185.1802 | 175.6385 | 163.0507 | 155.1413 | -1.0356 | -0.72368 | -0.68846 | -0.89094 | -1.3445 | -1.6434 | -1.4801 | -1.65 | -0.34512 | 0.24737 | -1.1099 | -0.80112 | 0.2692 | 3.702 | 13.1884 | 12.9397 | 11.6012 | 10.2222 | 3.9125 | 0.32148 | -0.33967 | -0.72117 | -1.4609 | -1.5102 | 75.8354 | 74.9827 | 74.1068 | 73.367 | 72.7545 | 72.2175 | 71.8182 | 71.9146 | 74.4983 | 78.7721 | 83.0581 | 87.2767 | 90.5511 | 93.0092 | 94.2445 | 94.434 | 94.0862 | 92.9657 | 91.891 | 89.3648 | 85.347 | 82.1013 | 79.8722 | 78.101 | 2.7049 | 2.2842 | 2.4804 | 2.6472 | 3.051 | 2.6497 | 2.434 | 2.5075 | 2.7641 | 2.8135 | 2.8673 | 3.2453 | 3.1737 | 3.3888 | 3.4948 | 3.4035 | 3.2284 | 2.8558 | 2.5519 | 2.5267 | 2.4437 | 2.5826 | 2.651 | 2.7012
Program Specific1-in-10Size: Over 200kWAll2022September Monthly Peak | Program Specific | 1-in-10 | Size: Over 200kW | All | 2022 | September Monthly Peak | 9 | 141.2071 | 137.3821 | 133.9592 | 134.7561 | 145.2026 | 171.0094 | 201.789 | 224.2165 | 244.3854 | 257.2365 | 268.0604 | 270.9071 | 267.4381 | 268.4817 | 261.0147 | 246.3492 | 229.1493 | 212.134 | 200.0471 | 196.9761 | 188.785 | 178.9017 | 164.72 | 156.1839 | -1.2319 | -0.74588 | -0.77226 | -0.96876 | -1.4455 | -1.6033 | -1.6894 | -2.0476 | -0.39045 | 0.24482 | -1.4656 | -1.2454 | -0.08508 | 3.7474 | 13.5841 | 13.3709 | 12.0103 | 10.547 | 4.318 | 0.40844 | -0.1564 | -0.57038 | -1.4903 | -1.4768 | 78.2896 | 77.1255 | 76.0871 | 75.5477 | 74.5736 | 73.7672 | 73.3954 | 73.4129 | 75.6012 | 80.1125 | 85.0901 | 90.0443 | 94.0062 | 96.7542 | 97.7594 | 97.7402 | 97.1735 | 95.9028 | 94.2054 | 91.3952 | 87.496 | 84.0353 | 81.5822 | 79.7932 | 2.7489 | 2.3369 | 2.5474 | 2.7275 | 3.173 | 2.7443 | 2.5483 | 2.6488 | 2.9827 | 3.0618 | 3.1216 | 3.5279 | 3.4559 | 3.6925 | 3.8113 | 3.6849 | 3.4701 | 3.04 | 2.6989 | 2.6983 | 2.5544 | 2.6935 | 2.7435 | 2.7835
Program Specific1-in-10Size: Over 200kWAll2022October Monthly Peak | Program Specific | 1-in-10 | Size: Over 200kW | All | 2022 | October Monthly Peak | 10 | 135.5788 | 131.4682 | 127.2595 | 127.1508 | 136.493 | 160.8899 | 190.5589 | 209.0056 | 224.8565 | 236.5692 | 247.7971 | 252.5214 | 252.0849 | 253.7821 | 247.37 | 233.2445 | 216.5825 | 201.2735 | 193.4983 | 187.0241 | 178.4018 | 168.7141 | 156.1509 | 147.5669 | -0.34734 | -0.36092 | -0.30154 | -0.56773 | -0.9334 | -1.3716 | -0.9158 | -1.0508 | -0.4434 | -0.070814 | -0.75953 | -0.38156 | 0.54854 | 3.8262 | 13.2573 | 12.7598 | 11.3078 | 9.857 | 3.2593 | 0.20743 | -0.52863 | -0.8254 | -1.2394 | -1.4438 | 73.8522 | 73.2606 | 72.5985 | 71.3208 | 70.3296 | 69.5877 | 69.2596 | 69.0202 | 69.9486 | 73.5434 | 78.08 | 82.9005 | 86.7234 | 89.1722 | 90.1717 | 90.2498 | 89.344 | 87.6142 | 84.9536 | 81.689 | 78.6211 | 76.6208 | 75.1306 | 73.7892 | 2.5236 | 2.1412 | 2.3151 | 2.4704 | 2.866 | 2.4809 | 2.3142 | 2.3733 | 2.634 | 2.7026 | 2.769 | 3.1546 | 3.1309 | 3.3541 | 3.4761 | 3.367 | 3.1711 | 2.7867 | 2.5104 | 2.4665 | 2.3208 | 2.4361 | 2.4942 | 2.5173
Program Specific1-in-10Size: Over 200kWAll2022November Monthly Peak | Program Specific | 1-in-10 | Size: Over 200kW | All | 2022 | November Monthly Peak | 11 | 125.8587 | 122.1116 | 118.2657 | 118.2733 | 127.306 | 150.5975 | 176.1651 | 192.2245 | 203.6208 | 210.4234 | 217.7097 | 220.1401 | 218.9983 | 219.9905 | 213.5242 | 201.1561 | 189.6703 | 182.986 | 173.903 | 166.9758 | 160.2339 | 152.0625 | 141.8356 | 135.0371 | 0.70295 | 0.07979 | 0.25029 | -0.0984 | -0.33443 | -1.1376 | -0.0058368 | 0.11418 | -0.49143 | -0.40373 | 0.05901 | 0.60412 | 1.2423 | 3.6643 | 11.9591 | 11.1626 | 9.8566 | 8.7722 | 1.7781 | -0.098652 | -0.98625 | -1.1266 | -0.93385 | -1.3821 | 63.6276 | 62.3532 | 61.5806 | 60.4774 | 59.5841 | 58.8258 | 58.4959 | 58.8374 | 60.9339 | 65.2122 | 70.5375 | 74.7603 | 77.4806 | 79.0698 | 80.0744 | 80.0987 | 78.8158 | 76.4632 | 73.8534 | 71.1428 | 69.0111 | 67.3974 | 65.8146 | 64.9734 | 2.4983 | 2.1221 | 2.3006 | 2.4516 | 2.8487 | 2.4794 | 2.2842 | 2.3275 | 2.5394 | 2.5556 | 2.5898 | 2.9327 | 2.8991 | 3.1018 | 3.203 | 3.1051 | 2.983 | 2.7171 | 2.415 | 2.3565 | 2.2236 | 2.3404 | 2.4166 | 2.4572
Program Specific1-in-10Size: Over 200kWAll2022December Monthly Peak | Program Specific | 1-in-10 | Size: Over 200kW | All | 2022 | December Monthly Peak | 12 | 118.7444 | 114.9233 | 111.8628 | 111.5332 | 120.3367 | 143.6111 | 170.7797 | 185.5355 | 194.6448 | 196.255 | 197.0488 | 194.2324 | 188.9462 | 186.9687 | 179.7573 | 170.7603 | 164.587 | 162.3029 | 158.2084 | 153.2969 | 147.754 | 142.0257 | 132.5674 | 125.9075 | 0.66628 | 0.076154 | 0.23678 | -0.089945 | -0.29885 | -1.0827 | 0.0009092 | 0.10595 | -0.47054 | -0.38351 | 0.039105 | 0.50975 | 1.0374 | 3.1134 | 10.1194 | 9.52 | 8.572 | 7.7795 | 1.5806 | -0.13472 | -0.9481 | -1.0869 | -0.89309 | -1.2992 | 44.8587 | 44.1959 | 43.5293 | 43.1039 | 42.6255 | 41.8128 | 41.9104 | 41.9686 | 42.7153 | 44.804 | 47.375 | 49.5205 | 50.8156 | 51.172 | 51.4927 | 51.6458 | 51.113 | 49.7643 | 48.1349 | 47.1746 | 46.3125 | 45.4561 | 44.867 | 44.4152 | 2.3625 | 2.0006 | 2.1799 | 2.3167 | 2.7087 | 2.3731 | 2.2223 | 2.2582 | 2.4422 | 2.394 | 2.3541 | 2.6095 | 2.5162 | 2.653 | 2.7117 | 2.6529 | 2.6132 | 2.4303 | 2.2116 | 2.1757 | 2.0565 | 2.1878 | 2.262 | 2.2952
Program Specific1-in-10Size: Over 200kWAll2022Typical Event Day | Program Specific | 1-in-10 | Size: Over 200kW | All | 2022 | Typical Event Day | 8 | 141.4578 | 136.8567 | 132.901 | 133.6171 | 143.38 | 168.8267 | 197.4684 | 217.4904 | 232.0559 | 241.5259 | 250.5917 | 252.8771 | 249.7816 | 250.9401 | 244.7712 | 232.8251 | 218.2034 | 203.3684 | 192.5351 | 187.8438 | 183.8295 | 174.4308 | 161.9897 | 154.198 | -0.77463 | -0.56255 | -0.52786 | -0.78995 | -1.225 | -1.5187 | -1.2686 | -1.4462 | -0.39476 | 0.10948 | -1.0203 | -0.65908 | 0.36454 | 3.7424 | 13.0994 | 12.8223 | 11.5185 | 10.1273 | 3.7346 | 0.37255 | -0.33243 | -0.70857 | -1.3638 | -1.4865 | 74.8583 | 73.8119 | 72.8405 | 72.0797 | 71.234 | 70.5211 | 70.1738 | 70.5741 | 73.335 | 77.8547 | 82.5661 | 86.7887 | 89.8451 | 92.1063 | 93.4039 | 93.6949 | 93.7432 | 92.7105 | 91.2603 | 88.8737 | 85.1826 | 81.7447 | 79.4153 | 77.6629 | 2.6695 | 2.2556 | 2.4487 | 2.6172 | 3.0204 | 2.6201 | 2.408 | 2.4791 | 2.7287 | 2.7714 | 2.8192 | 3.1856 | 3.1197 | 3.3339 | 3.444 | 3.3558 | 3.1851 | 2.8146 | 2.5129 | 2.4912 | 2.4086 | 2.5432 | 2.6114 | 2.6594
Program Specific1-in-10Size: Over 200kWAll2023January Monthly Peak | Program Specific | 1-in-10 | Size: Over 200kW | All | 2023 | January Monthly Peak | 1 | 117.4174 | 113.9214 | 110.8692 | 111.3969 | 121.0033 | 145.4744 | 174.2942 | 190.4659 | 199.9738 | 200.0248 | 200.3246 | 197.1865 | 190.9072 | 188.4521 | 180.4908 | 170.8422 | 162.6996 | 161.0556 | 157.9742 | 152.7846 | 147.1465 | 141.4731 | 132.5214 | 126.2186 | 0.64472 | 0.063551 | 0.22083 | -0.09351 | -0.30334 | -1.1062 | -0.0088025 | 0.099724 | -0.48514 | -0.39059 | 0.037807 | 0.51559 | 1.0502 | 3.1411 | 10.165 | 9.5185 | 8.4601 | 7.6948 | 1.5641 | -0.14686 | -0.95177 | -1.0862 | -0.89391 | -1.3036 | 42.2816 | 42.0876 | 41.3999 | 40.7397 | 40.2972 | 39.8261 | 39.3452 | 38.9851 | 39.5569 | 42.3096 | 44.9889 | 47.3626 | 49.0016 | 50.1232 | 51.0596 | 51.3796 | 50.9981 | 49.8765 | 48.0611 | 46.9737 | 45.9926 | 45.591 | 45.0681 | 44.4398 | 2.3297 | 1.9797 | 2.1544 | 2.3158 | 2.7344 | 2.4066 | 2.2736 | 2.3258 | 2.5174 | 2.4457 | 2.397 | 2.651 | 2.5404 | 2.6721 | 2.7192 | 2.6547 | 2.5892 | 2.4209 | 2.2136 | 2.1726 | 2.0494 | 2.1792 | 2.2607 | 2.299
Program Specific1-in-10Size: Over 200kWAll2023February Monthly Peak | Program Specific | 1-in-10 | Size: Over 200kW | All | 2023 | February Monthly Peak | 2 | 119.1244 | 115.5055 | 112.2568 | 112.8339 | 121.7112 | 145.3204 | 173.0538 | 187.6318 | 196.6726 | 198.5873 | 201.6163 | 202.0386 | 198.8473 | 199.0922 | 193.1439 | 181.9741 | 171.5257 | 166.3385 | 163.0218 | 156.9401 | 151.068 | 144.102 | 134.2184 | 127.5131 | 0.6419 | 0.05228 | 0.22229 | -0.09724 | -0.31355 | -1.1003 | -0.0071464 | 0.10737 | -0.47549 | -0.38529 | 0.045241 | 0.54047 | 1.1087 | 3.2967 | 10.8051 | 10.0844 | 8.8801 | 7.9225 | 1.6302 | -0.13477 | -0.96342 | -1.0995 | -0.9067 | -1.3162 | 48.7514 | 48.3525 | 47.9156 | 47.3329 | 46.9353 | 46.5044 | 45.8902 | 46.1565 | 47.4231 | 50.9059 | 54.351 | 57.5515 | 59.4679 | 60.4616 | 61.0823 | 61.2986 | 60.3081 | 59.324 | 57.4117 | 55.3677 | 54.0252 | 52.7413 | 51.7615 | 50.3801 | 2.3552 | 2.0011 | 2.1788 | 2.3427 | 2.7393 | 2.397 | 2.2502 | 2.2797 | 2.4629 | 2.4193 | 2.4062 | 2.7042 | 2.6414 | 2.8222 | 2.9188 | 2.8303 | 2.7246 | 2.4945 | 2.2771 | 2.2282 | 2.1023 | 2.2179 | 2.2869 | 2.3153
Program Specific1-in-10Size: Over 200kWAll2023March Monthly Peak | Program Specific | 1-in-10 | Size: Over 200kW | All | 2023 | March Monthly Peak | 3 | 124.784 | 120.7949 | 116.9265 | 117.0163 | 125.2472 | 148.2669 | 176.6263 | 192.0928 | 201.5816 | 206.7167 | 213.7411 | 216.8995 | 216.5532 | 218.4929 | 213.4338 | 201.866 | 189.3331 | 178.5159 | 171.7479 | 168.8705 | 162.6585 | 153.9502 | 142.8987 | 135.0816 | 0.67685 | 0.061152 | 0.23049 | -0.10038 | -0.32939 | -1.1202 | -0.0088067 | 0.11151 | -0.48699 | -0.39525 | 0.057391 | 0.59507 | 1.2278 | 3.6267 | 11.9215 | 11.1693 | 9.809 | 8.5102 | 1.7418 | -0.11814 | -1.0178 | -1.1543 | -0.95595 | -1.3915 | 60.5368 | 59.2285 | 58.3491 | 57.7841 | 56.7498 | 55.7557 | 55.0974 | 55.752 | 59.1714 | 64.0049 | 69.1301 | 73.5118 | 76.5073 | 78.1015 | 78.7799 | 79.306 | 78.8725 | 77.4663 | 74.8317 | 71.3895 | 68.3176 | 65.4753 | 63.2181 | 61.4578 | 2.4668 | 2.0934 | 2.2681 | 2.4279 | 2.8111 | 2.4397 | 2.29 | 2.3269 | 2.5146 | 2.5126 | 2.5451 | 2.8895 | 2.8686 | 3.084 | 3.2079 | 3.1214 | 2.9804 | 2.6575 | 2.3891 | 2.3906 | 2.2606 | 2.3677 | 2.4327 | 2.4503
Program Specific1-in-10Size: Over 200kWAll2023April Monthly Peak | Program Specific | 1-in-10 | Size: Over 200kW | All | 2023 | April Monthly Peak | 4 | 128.2611 | 124.2703 | 120.4879 | 120.728 | 129.5495 | 153.0577 | 179.4577 | 197.5999 | 211.231 | 220.2398 | 229.9653 | 233.7106 | 233.8911 | 235.5064 | 229.6604 | 217.2296 | 203.2395 | 189.5121 | 178.2655 | 175.7926 | 170.7217 | 161.3876 | 149.5008 | 141.2453 | 0.062155 | -0.14781 | -0.063602 | -0.37613 | -0.68984 | -1.1864 | -0.53244 | -0.61885 | -0.47417 | -0.23498 | -0.481 | -0.044295 | 0.75796 | 3.6853 | 12.4406 | 11.9033 | 10.5985 | 9.2104 | 2.6381 | 0.16741 | -0.61686 | -0.86773 | -1.0827 | -1.3884 | 70.5455 | 69.1262 | 67.5765 | 66.3205 | 65.3571 | 64.4415 | 63.8003 | 63.8899 | 66.9776 | 72.5344 | 78.1632 | 83.4896 | 86.9455 | 88.8975 | 89.6083 | 89.9885 | 89.7788 | 88.8727 | 87.0496 | 83.319 | 78.5877 | 74.7755 | 72.21 | 70.2695 | 2.3858 | 2.0276 | 2.2001 | 2.3586 | 2.7333 | 2.3724 | 2.1878 | 2.2516 | 2.4836 | 2.5257 | 2.582 | 2.9293 | 2.9156 | 3.1251 | 3.2405 | 3.1495 | 2.9947 | 2.6402 | 2.3272 | 2.337 | 2.2347 | 2.3412 | 2.3971 | 2.412
Program Specific1-in-10Size: Over 200kWAll2023May Monthly Peak | Program Specific | 1-in-10 | Size: Over 200kW | All | 2023 | May Monthly Peak | 5 | 128.7025 | 124.761 | 121.2167 | 121.5781 | 131.0015 | 155.1021 | 180.5689 | 201.7362 | 217.102 | 227.4258 | 237.5327 | 240.9362 | 240.2566 | 241.4425 | 235.3346 | 221.9713 | 207.3189 | 192.5933 | 180.6376 | 175.8396 | 172.4391 | 163.3624 | 151.4759 | 143.5251 | -0.23854 | -0.32268 | -0.24109 | -0.51545 | -0.86455 | -1.3151 | -0.77254 | -0.85205 | -0.42361 | -0.080084 | -0.62762 | -0.19082 | 0.69706 | 3.7522 | 12.7954 | 12.2605 | 10.894 | 9.4765 | 2.9655 | 0.22188 | -0.54519 | -0.83923 | -1.1832 | -1.4184 | 70.8229 | 69.5077 | 68.1184 | 67.2017 | 66.4452 | 65.5485 | 65.3535 | 65.6766 | 69.1584 | 75.0838 | 80.7167 | 85.0011 | 87.9415 | 89.9135 | 91.3457 | 91.9804 | 91.6688 | 90.6587 | 88.745 | 86.0994 | 82.6763 | 78.809 | 75.9943 | 73.6998 | 2.3889 | 2.0291 | 2.2048 | 2.3642 | 2.7494 | 2.3917 | 2.1905 | 2.2876 | 2.5373 | 2.5931 | 2.6525 | 3.0096 | 2.9792 | 3.1846 | 3.2958 | 3.1921 | 3.0299 | 2.662 | 2.3442 | 2.3208 | 2.2434 | 2.3611 | 2.4201 | 2.4474
Program Specific1-in-10Size: Over 200kWAll2023June Monthly Peak | Program Specific | 1-in-10 | Size: Over 200kW | All | 2023 | June Monthly Peak | 6 | 135.6972 | 131.4614 | 127.3994 | 127.6457 | 136.4788 | 159.1978 | 184.1884 | 204.2294 | 217.9659 | 226.8391 | 235.8832 | 237.7737 | 234.0077 | 234.3381 | 228.4309 | 218.4766 | 205.921 | 192.5395 | 183.3055 | 178.0829 | 175.7599 | 167.5223 | 155.3141 | 147.7925 | -0.25733 | -0.32461 | -0.24624 | -0.56916 | -0.94175 | -1.3266 | -0.78856 | -0.85221 | -0.42123 | -0.069365 | -0.65277 | -0.17179 | 0.72056 | 3.7033 | 12.5039 | 12.1631 | 10.9237 | 9.5691 | 3.1249 | 0.33316 | -0.48112 | -0.81862 | -1.1982 | -1.4505 | 71.4805 | 70.2038 | 69.1174 | 68.1123 | 66.9627 | 66.0152 | 65.7339 | 66.8789 | 70.2684 | 75.0623 | 80.0966 | 84.3314 | 87.0654 | 89.1446 | 90.5042 | 90.9715 | 91.5067 | 90.7619 | 89.5865 | 87.5341 | 83.8284 | 79.7366 | 77.1317 | 75.1191 | 2.5402 | 2.1524 | 2.3287 | 2.4819 | 2.8533 | 2.4535 | 2.2304 | 2.3092 | 2.5421 | 2.5825 | 2.6332 | 2.9698 | 2.8991 | 3.0864 | 3.1869 | 3.1265 | 2.9956 | 2.6563 | 2.3795 | 2.348 | 2.2869 | 2.4242 | 2.4849 | 2.5281
Program Specific1-in-10Size: Over 200kWAll2023July Monthly Peak | Program Specific | 1-in-10 | Size: Over 200kW | All | 2023 | July Monthly Peak | 7 | 138.2939 | 134.1219 | 130.7929 | 130.881 | 140.3936 | 164.6157 | 190.5934 | 209.2254 | 221.7596 | 230.2352 | 238.4847 | 239.7158 | 236.0457 | 236.7132 | 231.2655 | 221.8409 | 209.9231 | 197.2808 | 187.4351 | 182.1295 | 179.6056 | 171.289 | 158.9234 | 150.9368 | -0.54923 | -0.43762 | -0.3968 | -0.69972 | -1.1121 | -1.4014 | -1.0542 | -1.201 | -0.40573 | 0.019099 | -0.87708 | -0.47125 | 0.48165 | 3.6326 | 12.4986 | 12.2932 | 11.1483 | 9.8604 | 3.5166 | 0.4011 | -0.34332 | -0.7175 | -1.2774 | -1.4526 | 73.828 | 72.9356 | 72.0508 | 71.2916 | 70.6453 | 70.0846 | 69.7478 | 70.09 | 72.9721 | 77.4718 | 82.0195 | 85.5022 | 87.7578 | 89.5174 | 91.1074 | 91.6338 | 92.2063 | 91.2118 | 89.3584 | 87.2008 | 84.0591 | 81.1057 | 79.0752 | 77.6383 | 2.599 | 2.2025 | 2.4003 | 2.5519 | 2.9414 | 2.5423 | 2.3121 | 2.3699 | 2.5906 | 2.6265 | 2.6676 | 3.0011 | 2.9265 | 3.1206 | 3.225 | 3.1708 | 3.0463 | 2.72 | 2.4352 | 2.4052 | 2.3431 | 2.4863 | 2.5515 | 2.5929
Program Specific1-in-10Size: Over 200kWAll2023August Monthly Peak | Program Specific | 1-in-10 | Size: Over 200kW | All | 2023 | August Monthly Peak | 8 | 141.9017 | 137.2986 | 133.3859 | 134.1168 | 143.9365 | 169.497 | 198.2581 | 218.673 | 233.7592 | 243.7544 | 253.2229 | 255.6858 | 252.6533 | 253.7612 | 247.4835 | 235.3666 | 220.5417 | 205.4272 | 194.2134 | 189.3875 | 185.1802 | 175.6385 | 163.0507 | 155.1413 | -1.0356 | -0.72368 | -0.68846 | -0.89094 | -1.3445 | -1.6434 | -1.4801 | -1.65 | -0.34512 | 0.24737 | -1.1099 | -0.80112 | 0.2692 | 3.702 | 13.1884 | 12.9397 | 11.6012 | 10.2222 | 3.9125 | 0.32148 | -0.33967 | -0.72117 | -1.4609 | -1.5102 | 75.8354 | 74.9827 | 74.1068 | 73.367 | 72.7545 | 72.2175 | 71.8182 | 71.9146 | 74.4983 | 78.7721 | 83.0581 | 87.2767 | 90.5511 | 93.0092 | 94.2445 | 94.434 | 94.0862 | 92.9657 | 91.891 | 89.3648 | 85.347 | 82.1013 | 79.8722 | 78.101 | 2.7049 | 2.2842 | 2.4804 | 2.6472 | 3.051 | 2.6497 | 2.434 | 2.5075 | 2.7641 | 2.8135 | 2.8673 | 3.2453 | 3.1737 | 3.3888 | 3.4948 | 3.4035 | 3.2284 | 2.8558 | 2.5519 | 2.5267 | 2.4437 | 2.5826 | 2.651 | 2.7012
Program Specific1-in-10Size: Over 200kWAll2023September Monthly Peak | Program Specific | 1-in-10 | Size: Over 200kW | All | 2023 | September Monthly Peak | 9 | 141.2071 | 137.3821 | 133.9592 | 134.7561 | 145.2026 | 171.0094 | 201.789 | 224.2165 | 244.3854 | 257.2365 | 268.0604 | 270.9071 | 267.4381 | 268.4817 | 261.0147 | 246.3492 | 229.1493 | 212.134 | 200.0471 | 196.9761 | 188.785 | 178.9017 | 164.72 | 156.1839 | -1.2319 | -0.74588 | -0.77226 | -0.96876 | -1.4455 | -1.6033 | -1.6894 | -2.0476 | -0.39045 | 0.24482 | -1.4656 | -1.2454 | -0.08508 | 3.7474 | 13.5841 | 13.3709 | 12.0103 | 10.547 | 4.318 | 0.40844 | -0.1564 | -0.57038 | -1.4903 | -1.4768 | 78.2896 | 77.1255 | 76.0871 | 75.5477 | 74.5736 | 73.7672 | 73.3954 | 73.413 | 75.6012 | 80.1125 | 85.0901 | 90.0443 | 94.0062 | 96.7542 | 97.7594 | 97.7402 | 97.1735 | 95.9028 | 94.2054 | 91.3952 | 87.496 | 84.0353 | 81.5822 | 79.7932 | 2.7489 | 2.3369 | 2.5474 | 2.7275 | 3.173 | 2.7443 | 2.5483 | 2.6488 | 2.9827 | 3.0618 | 3.1216 | 3.5279 | 3.4559 | 3.6925 | 3.8113 | 3.6849 | 3.4701 | 3.04 | 2.6989 | 2.6983 | 2.5544 | 2.6935 | 2.7435 | 2.7835
Program Specific1-in-10Size: Over 200kWAll2023October Monthly Peak | Program Specific | 1-in-10 | Size: Over 200kW | All | 2023 | October Monthly Peak | 10 | 135.5788 | 131.4682 | 127.2595 | 127.1508 | 136.493 | 160.8899 | 190.5589 | 209.0056 | 224.8565 | 236.5692 | 247.7971 | 252.5214 | 252.0849 | 253.7821 | 247.37 | 233.2445 | 216.5825 | 201.2735 | 193.4983 | 187.0241 | 178.4018 | 168.7141 | 156.1509 | 147.5669 | -0.34734 | -0.36092 | -0.30154 | -0.56773 | -0.9334 | -1.3716 | -0.9158 | -1.0508 | -0.4434 | -0.070814 | -0.75953 | -0.38156 | 0.54854 | 3.8262 | 13.2573 | 12.7598 | 11.3078 | 9.857 | 3.2593 | 0.20743 | -0.52863 | -0.8254 | -1.2394 | -1.4438 | 73.8522 | 73.2606 | 72.5985 | 71.3208 | 70.3296 | 69.5877 | 69.2596 | 69.0202 | 69.9486 | 73.5434 | 78.08 | 82.9005 | 86.7234 | 89.1722 | 90.1717 | 90.2498 | 89.344 | 87.6142 | 84.9536 | 81.689 | 78.6211 | 76.6208 | 75.1306 | 73.7892 | 2.5236 | 2.1412 | 2.3151 | 2.4704 | 2.866 | 2.4809 | 2.3142 | 2.3733 | 2.634 | 2.7026 | 2.769 | 3.1546 | 3.1309 | 3.3541 | 3.4761 | 3.367 | 3.1711 | 2.7867 | 2.5104 | 2.4665 | 2.3208 | 2.4361 | 2.4942 | 2.5173
Program Specific1-in-10Size: Over 200kWAll2023November Monthly Peak | Program Specific | 1-in-10 | Size: Over 200kW | All | 2023 | November Monthly Peak | 11 | 125.8587 | 122.1116 | 118.2657 | 118.2733 | 127.306 | 150.5975 | 176.1651 | 192.2245 | 203.6208 | 210.4234 | 217.7097 | 220.1401 | 218.9983 | 219.9905 | 213.5242 | 201.1561 | 189.6703 | 182.986 | 173.903 | 166.9758 | 160.2339 | 152.0625 | 141.8356 | 135.0371 | 0.70295 | 0.07979 | 0.25029 | -0.0984 | -0.33443 | -1.1376 | -0.0058368 | 0.11418 | -0.49143 | -0.40373 | 0.05901 | 0.60412 | 1.2423 | 3.6643 | 11.9591 | 11.1626 | 9.8566 | 8.7722 | 1.7781 | -0.098652 | -0.98625 | -1.1266 | -0.93385 | -1.3821 | 63.6276 | 62.3532 | 61.5806 | 60.4774 | 59.5841 | 58.8258 | 58.4959 | 58.8375 | 60.9339 | 65.2122 | 70.5375 | 74.7603 | 77.4806 | 79.0698 | 80.0744 | 80.0987 | 78.8158 | 76.4632 | 73.8534 | 71.1428 | 69.0111 | 67.3974 | 65.8146 | 64.9734 | 2.4983 | 2.1221 | 2.3006 | 2.4516 | 2.8487 | 2.4794 | 2.2842 | 2.3275 | 2.5394 | 2.5556 | 2.5898 | 2.9327 | 2.8991 | 3.1018 | 3.203 | 3.1051 | 2.983 | 2.7171 | 2.415 | 2.3565 | 2.2236 | 2.3404 | 2.4166 | 2.4572
Program Specific1-in-10Size: Over 200kWAll2023December Monthly Peak | Program Specific | 1-in-10 | Size: Over 200kW | All | 2023 | December Monthly Peak | 12 | 118.7444 | 114.9233 | 111.8628 | 111.5332 | 120.3367 | 143.6111 | 170.7797 | 185.5355 | 194.6448 | 196.255 | 197.0488 | 194.2324 | 188.9462 | 186.9687 | 179.7573 | 170.7603 | 164.587 | 162.3029 | 158.2084 | 153.2969 | 147.754 | 142.0257 | 132.5674 | 125.9075 | 0.66628 | 0.076154 | 0.23678 | -0.089945 | -0.29885 | -1.0827 | 0.00090919 | 0.10595 | -0.47054 | -0.38351 | 0.039105 | 0.50975 | 1.0374 | 3.1134 | 10.1194 | 9.52 | 8.572 | 7.7795 | 1.5806 | -0.13472 | -0.9481 | -1.0869 | -0.89309 | -1.2992 | 44.8587 | 44.1959 | 43.5293 | 43.1039 | 42.6255 | 41.8128 | 41.9104 | 41.9686 | 42.7153 | 44.804 | 47.375 | 49.5205 | 50.8156 | 51.172 | 51.4927 | 51.6458 | 51.113 | 49.7643 | 48.1349 | 47.1746 | 46.3125 | 45.4561 | 44.867 | 44.4152 | 2.3625 | 2.0006 | 2.1799 | 2.3167 | 2.7087 | 2.3731 | 2.2223 | 2.2582 | 2.4422 | 2.394 | 2.3541 | 2.6095 | 2.5162 | 2.653 | 2.7117 | 2.6529 | 2.6132 | 2.4303 | 2.2116 | 2.1757 | 2.0565 | 2.1878 | 2.262 | 2.2952
Program Specific1-in-10Size: Over 200kWAll2023Typical Event Day | Program Specific | 1-in-10 | Size: Over 200kW | All | 2023 | Typical Event Day | 8 | 141.4578 | 136.8567 | 132.901 | 133.6171 | 143.38 | 168.8267 | 197.4685 | 217.4904 | 232.0559 | 241.5259 | 250.5917 | 252.877 | 249.7816 | 250.9401 | 244.7712 | 232.8251 | 218.2034 | 203.3684 | 192.5351 | 187.8438 | 183.8295 | 174.4308 | 161.9897 | 154.198 | -0.77463 | -0.56255 | -0.52786 | -0.78995 | -1.225 | -1.5187 | -1.2686 | -1.4462 | -0.39476 | 0.10948 | -1.0203 | -0.65908 | 0.36454 | 3.7424 | 13.0994 | 12.8223 | 11.5185 | 10.1273 | 3.7346 | 0.37255 | -0.33243 | -0.70857 | -1.3638 | -1.4865 | 74.8583 | 73.8119 | 72.8405 | 72.0797 | 71.234 | 70.5211 | 70.1738 | 70.5741 | 73.335 | 77.8547 | 82.5661 | 86.7887 | 89.8451 | 92.1063 | 93.4039 | 93.6949 | 93.7432 | 92.7105 | 91.2603 | 88.8737 | 85.1826 | 81.7447 | 79.4153 | 77.6629 | 2.6695 | 2.2556 | 2.4487 | 2.6172 | 3.0204 | 2.6201 | 2.408 | 2.4791 | 2.7287 | 2.7714 | 2.8192 | 3.1856 | 3.1197 | 3.3339 | 3.444 | 3.3558 | 3.1851 | 2.8146 | 2.5129 | 2.4912 | 2.4086 | 2.5432 | 2.6114 | 2.6594
Program Specific1-in-10Size: Over 200kWAll2024January Monthly Peak | Program Specific | 1-in-10 | Size: Over 200kW | All | 2024 | January Monthly Peak | 1 | 117.4174 | 113.9214 | 110.8692 | 111.3969 | 121.0033 | 145.4744 | 174.2942 | 190.4659 | 199.9738 | 200.0248 | 200.3246 | 197.1865 | 190.9072 | 188.4521 | 180.4908 | 170.8422 | 162.6996 | 161.0556 | 157.9742 | 152.7846 | 147.1465 | 141.4731 | 132.5214 | 126.2186 | 0.64472 | 0.063551 | 0.22083 | -0.09351 | -0.30334 | -1.1062 | -0.0088025 | 0.099724 | -0.48514 | -0.39059 | 0.037807 | 0.51559 | 1.0502 | 3.1411 | 10.165 | 9.5185 | 8.4601 | 7.6948 | 1.5641 | -0.14686 | -0.95177 | -1.0862 | -0.89391 | -1.3036 | 42.2816 | 42.0876 | 41.3999 | 40.7397 | 40.2972 | 39.8261 | 39.3452 | 38.9851 | 39.5569 | 42.3096 | 44.9889 | 47.3626 | 49.0016 | 50.1232 | 51.0596 | 51.3796 | 50.9981 | 49.8765 | 48.0611 | 46.9737 | 45.9926 | 45.591 | 45.0681 | 44.4398 | 2.3297 | 1.9797 | 2.1544 | 2.3158 | 2.7344 | 2.4066 | 2.2736 | 2.3258 | 2.5174 | 2.4457 | 2.397 | 2.651 | 2.5404 | 2.6721 | 2.7192 | 2.6547 | 2.5892 | 2.4209 | 2.2136 | 2.1726 | 2.0494 | 2.1792 | 2.2607 | 2.299
Program Specific1-in-10Size: Over 200kWAll2024February Monthly Peak | Program Specific | 1-in-10 | Size: Over 200kW | All | 2024 | February Monthly Peak | 2 | 119.1244 | 115.5055 | 112.2568 | 112.8339 | 121.7112 | 145.3204 | 173.0538 | 187.6318 | 196.6726 | 198.5873 | 201.6163 | 202.0386 | 198.8473 | 199.0922 | 193.1439 | 181.9742 | 171.5257 | 166.3385 | 163.0218 | 156.9401 | 151.068 | 144.1021 | 134.2184 | 127.5131 | 0.6419 | 0.05228 | 0.22229 | -0.09724 | -0.31355 | -1.1003 | -0.0071464 | 0.10737 | -0.47549 | -0.38529 | 0.045241 | 0.54047 | 1.1087 | 3.2967 | 10.8051 | 10.0844 | 8.8801 | 7.9225 | 1.6302 | -0.13477 | -0.96342 | -1.0995 | -0.9067 | -1.3162 | 48.7514 | 48.3525 | 47.9156 | 47.3329 | 46.9353 | 46.5044 | 45.8902 | 46.1565 | 47.4231 | 50.9059 | 54.351 | 57.5515 | 59.4679 | 60.4616 | 61.0823 | 61.2986 | 60.3081 | 59.324 | 57.4117 | 55.3677 | 54.0252 | 52.7413 | 51.7615 | 50.3801 | 2.3552 | 2.0011 | 2.1788 | 2.3427 | 2.7393 | 2.397 | 2.2502 | 2.2797 | 2.4629 | 2.4193 | 2.4062 | 2.7042 | 2.6414 | 2.8222 | 2.9188 | 2.8303 | 2.7246 | 2.4945 | 2.2771 | 2.2282 | 2.1023 | 2.2179 | 2.2869 | 2.3153
Program Specific1-in-10Size: Over 200kWAll2024March Monthly Peak | Program Specific | 1-in-10 | Size: Over 200kW | All | 2024 | March Monthly Peak | 3 | 124.784 | 120.7949 | 116.9265 | 117.0163 | 125.2472 | 148.2669 | 176.6263 | 192.0928 | 201.5816 | 206.7167 | 213.7411 | 216.8995 | 216.5532 | 218.4929 | 213.4338 | 201.866 | 189.3331 | 178.5158 | 171.7479 | 168.8705 | 162.6585 | 153.9502 | 142.8987 | 135.0816 | 0.67685 | 0.061152 | 0.23049 | -0.10038 | -0.32939 | -1.1202 | -0.0088067 | 0.11151 | -0.48699 | -0.39525 | 0.057391 | 0.59507 | 1.2278 | 3.6267 | 11.9215 | 11.1693 | 9.809 | 8.5102 | 1.7418 | -0.11814 | -1.0178 | -1.1543 | -0.95595 | -1.3915 | 60.5368 | 59.2285 | 58.3491 | 57.7841 | 56.7498 | 55.7556 | 55.0974 | 55.752 | 59.1714 | 64.0049 | 69.1301 | 73.5118 | 76.5073 | 78.1015 | 78.7799 | 79.306 | 78.8725 | 77.4663 | 74.8318 | 71.3895 | 68.3176 | 65.4753 | 63.2181 | 61.4578 | 2.4668 | 2.0934 | 2.2681 | 2.4279 | 2.8111 | 2.4397 | 2.29 | 2.3269 | 2.5146 | 2.5126 | 2.5451 | 2.8895 | 2.8686 | 3.084 | 3.2079 | 3.1214 | 2.9804 | 2.6575 | 2.3891 | 2.3906 | 2.2606 | 2.3677 | 2.4327 | 2.4503
Program Specific1-in-10Size: Over 200kWAll2024April Monthly Peak | Program Specific | 1-in-10 | Size: Over 200kW | All | 2024 | April Monthly Peak | 4 | 128.2611 | 124.2703 | 120.4879 | 120.728 | 129.5495 | 153.0577 | 179.4578 | 197.5999 | 211.231 | 220.2398 | 229.9653 | 233.7106 | 233.8911 | 235.5064 | 229.6604 | 217.2296 | 203.2395 | 189.5121 | 178.2655 | 175.7926 | 170.7217 | 161.3876 | 149.5008 | 141.2453 | 0.062155 | -0.14781 | -0.063602 | -0.37613 | -0.68984 | -1.1864 | -0.53244 | -0.61885 | -0.47417 | -0.23498 | -0.481 | -0.044295 | 0.75796 | 3.6853 | 12.4406 | 11.9033 | 10.5985 | 9.2104 | 2.6381 | 0.16741 | -0.61686 | -0.86773 | -1.0827 | -1.3884 | 70.5455 | 69.1262 | 67.5765 | 66.3205 | 65.3571 | 64.4415 | 63.8003 | 63.8899 | 66.9776 | 72.5344 | 78.1632 | 83.4896 | 86.9455 | 88.8975 | 89.6083 | 89.9885 | 89.7788 | 88.8727 | 87.0496 | 83.319 | 78.5877 | 74.7755 | 72.21 | 70.2695 | 2.3858 | 2.0276 | 2.2001 | 2.3586 | 2.7333 | 2.3724 | 2.1878 | 2.2516 | 2.4836 | 2.5257 | 2.582 | 2.9293 | 2.9156 | 3.1251 | 3.2405 | 3.1495 | 2.9947 | 2.6402 | 2.3272 | 2.337 | 2.2347 | 2.3412 | 2.3971 | 2.412
Program Specific1-in-10Size: Over 200kWAll2024May Monthly Peak | Program Specific | 1-in-10 | Size: Over 200kW | All | 2024 | May Monthly Peak | 5 | 128.7025 | 124.761 | 121.2167 | 121.5781 | 131.0015 | 155.1021 | 180.5689 | 201.7362 | 217.102 | 227.4258 | 237.5327 | 240.9362 | 240.2566 | 241.4425 | 235.3346 | 221.9713 | 207.3189 | 192.5933 | 180.6376 | 175.8396 | 172.4391 | 163.3624 | 151.4759 | 143.5251 | -0.23854 | -0.32268 | -0.24109 | -0.51545 | -0.86455 | -1.3151 | -0.77254 | -0.85205 | -0.42361 | -0.080084 | -0.62762 | -0.19082 | 0.69706 | 3.7522 | 12.7954 | 12.2605 | 10.894 | 9.4765 | 2.9655 | 0.22188 | -0.54519 | -0.83923 | -1.1832 | -1.4184 | 70.8229 | 69.5077 | 68.1184 | 67.2017 | 66.4452 | 65.5485 | 65.3535 | 65.6767 | 69.1584 | 75.0838 | 80.7167 | 85.0011 | 87.9415 | 89.9135 | 91.3457 | 91.9804 | 91.6688 | 90.6587 | 88.745 | 86.0994 | 82.6763 | 78.809 | 75.9943 | 73.6998 | 2.3889 | 2.0291 | 2.2048 | 2.3642 | 2.7494 | 2.3917 | 2.1905 | 2.2876 | 2.5373 | 2.5931 | 2.6525 | 3.0096 | 2.9792 | 3.1846 | 3.2958 | 3.1921 | 3.0299 | 2.662 | 2.3442 | 2.3208 | 2.2434 | 2.3611 | 2.4201 | 2.4474
Program Specific1-in-10Size: Over 200kWAll2024June Monthly Peak | Program Specific | 1-in-10 | Size: Over 200kW | All | 2024 | June Monthly Peak | 6 | 135.6972 | 131.4614 | 127.3994 | 127.6457 | 136.4788 | 159.1978 | 184.1884 | 204.2294 | 217.9659 | 226.8391 | 235.8832 | 237.7737 | 234.0077 | 234.3381 | 228.4309 | 218.4766 | 205.921 | 192.5395 | 183.3055 | 178.0829 | 175.7599 | 167.5223 | 155.3141 | 147.7925 | -0.25733 | -0.32461 | -0.24624 | -0.56916 | -0.94175 | -1.3266 | -0.78856 | -0.85221 | -0.42123 | -0.069365 | -0.65277 | -0.17179 | 0.72056 | 3.7033 | 12.5039 | 12.1631 | 10.9237 | 9.5691 | 3.1249 | 0.33316 | -0.48112 | -0.81862 | -1.1982 | -1.4505 | 71.4805 | 70.2038 | 69.1174 | 68.1123 | 66.9627 | 66.0152 | 65.7339 | 66.8789 | 70.2684 | 75.0623 | 80.0966 | 84.3314 | 87.0654 | 89.1446 | 90.5042 | 90.9715 | 91.5067 | 90.7619 | 89.5865 | 87.5341 | 83.8284 | 79.7366 | 77.1317 | 75.1191 | 2.5402 | 2.1524 | 2.3287 | 2.4819 | 2.8533 | 2.4535 | 2.2304 | 2.3092 | 2.5421 | 2.5825 | 2.6332 | 2.9698 | 2.8991 | 3.0864 | 3.1869 | 3.1265 | 2.9956 | 2.6563 | 2.3795 | 2.348 | 2.2869 | 2.4242 | 2.4849 | 2.5281
Program Specific1-in-10Size: Over 200kWAll2024July Monthly Peak | Program Specific | 1-in-10 | Size: Over 200kW | All | 2024 | July Monthly Peak | 7 | 138.2939 | 134.1219 | 130.7929 | 130.881 | 140.3936 | 164.6157 | 190.5934 | 209.2253 | 221.7596 | 230.2352 | 238.4847 | 239.7157 | 236.0457 | 236.7132 | 231.2655 | 221.8409 | 209.9231 | 197.2808 | 187.4351 | 182.1295 | 179.6056 | 171.289 | 158.9234 | 150.9368 | -0.54923 | -0.43762 | -0.39681 | -0.69972 | -1.1121 | -1.4014 | -1.0542 | -1.201 | -0.40573 | 0.019099 | -0.87708 | -0.47125 | 0.48165 | 3.6326 | 12.4986 | 12.2932 | 11.1483 | 9.8604 | 3.5166 | 0.4011 | -0.34332 | -0.7175 | -1.2774 | -1.4526 | 73.828 | 72.9356 | 72.0508 | 71.2916 | 70.6453 | 70.0846 | 69.7478 | 70.09 | 72.9721 | 77.4718 | 82.0195 | 85.5022 | 87.7578 | 89.5174 | 91.1074 | 91.6338 | 92.2063 | 91.2118 | 89.3584 | 87.2008 | 84.0591 | 81.1057 | 79.0752 | 77.6383 | 2.599 | 2.2025 | 2.4003 | 2.5519 | 2.9414 | 2.5423 | 2.3121 | 2.3699 | 2.5906 | 2.6265 | 2.6676 | 3.0011 | 2.9265 | 3.1206 | 3.225 | 3.1708 | 3.0463 | 2.72 | 2.4352 | 2.4052 | 2.3431 | 2.4863 | 2.5515 | 2.593
Program Specific1-in-10Size: Over 200kWAll2024August Monthly Peak | Program Specific | 1-in-10 | Size: Over 200kW | All | 2024 | August Monthly Peak | 8 | 141.9017 | 137.2986 | 133.3859 | 134.1168 | 143.9365 | 169.497 | 198.2581 | 218.673 | 233.7592 | 243.7544 | 253.2229 | 255.6858 | 252.6533 | 253.7612 | 247.4835 | 235.3666 | 220.5417 | 205.4272 | 194.2134 | 189.3875 | 185.1802 | 175.6385 | 163.0507 | 155.1413 | -1.0356 | -0.72368 | -0.68846 | -0.89094 | -1.3445 | -1.6434 | -1.4801 | -1.65 | -0.34512 | 0.24737 | -1.1099 | -0.80112 | 0.2692 | 3.702 | 13.1884 | 12.9397 | 11.6012 | 10.2222 | 3.9125 | 0.32148 | -0.33967 | -0.72117 | -1.4609 | -1.5102 | 75.8354 | 74.9827 | 74.1068 | 73.367 | 72.7545 | 72.2175 | 71.8182 | 71.9146 | 74.4983 | 78.7721 | 83.0581 | 87.2767 | 90.5511 | 93.0092 | 94.2445 | 94.434 | 94.0862 | 92.9657 | 91.891 | 89.3648 | 85.347 | 82.1013 | 79.8722 | 78.101 | 2.7049 | 2.2842 | 2.4804 | 2.6472 | 3.051 | 2.6497 | 2.434 | 2.5075 | 2.7641 | 2.8135 | 2.8673 | 3.2453 | 3.1737 | 3.3888 | 3.4948 | 3.4035 | 3.2284 | 2.8558 | 2.5519 | 2.5267 | 2.4437 | 2.5826 | 2.651 | 2.7012
Program Specific1-in-10Size: Over 200kWAll2024September Monthly Peak | Program Specific | 1-in-10 | Size: Over 200kW | All | 2024 | September Monthly Peak | 9 | 141.2071 | 137.3821 | 133.9592 | 134.7561 | 145.2026 | 171.0094 | 201.789 | 224.2165 | 244.3854 | 257.2365 | 268.0604 | 270.9071 | 267.4381 | 268.4817 | 261.0147 | 246.3492 | 229.1493 | 212.134 | 200.0471 | 196.9761 | 188.785 | 178.9017 | 164.72 | 156.1839 | -1.2319 | -0.74588 | -0.77226 | -0.96876 | -1.4455 | -1.6033 | -1.6894 | -2.0476 | -0.39045 | 0.24482 | -1.4656 | -1.2454 | -0.08508 | 3.7474 | 13.5841 | 13.3709 | 12.0103 | 10.547 | 4.318 | 0.40844 | -0.1564 | -0.57038 | -1.4903 | -1.4768 | 78.2896 | 77.1255 | 76.0871 | 75.5477 | 74.5736 | 73.7672 | 73.3954 | 73.4129 | 75.6012 | 80.1125 | 85.0901 | 90.0443 | 94.0062 | 96.7542 | 97.7594 | 97.7402 | 97.1735 | 95.9028 | 94.2054 | 91.3952 | 87.496 | 84.0353 | 81.5822 | 79.7932 | 2.7489 | 2.3369 | 2.5474 | 2.7275 | 3.173 | 2.7443 | 2.5483 | 2.6488 | 2.9827 | 3.0618 | 3.1216 | 3.5279 | 3.4559 | 3.6925 | 3.8113 | 3.6849 | 3.4701 | 3.04 | 2.6989 | 2.6983 | 2.5544 | 2.6935 | 2.7435 | 2.7835
Program Specific1-in-10Size: Over 200kWAll2024October Monthly Peak | Program Specific | 1-in-10 | Size: Over 200kW | All | 2024 | October Monthly Peak | 10 | 135.5788 | 131.4681 | 127.2595 | 127.1508 | 136.493 | 160.8899 | 190.5589 | 209.0056 | 224.8564 | 236.5692 | 247.7971 | 252.5214 | 252.0849 | 253.7821 | 247.37 | 233.2445 | 216.5825 | 201.2735 | 193.4983 | 187.0241 | 178.4018 | 168.7141 | 156.1509 | 147.5669 | -0.34734 | -0.36092 | -0.30154 | -0.56773 | -0.9334 | -1.3716 | -0.9158 | -1.0508 | -0.4434 | -0.070814 | -0.75953 | -0.38156 | 0.54854 | 3.8262 | 13.2573 | 12.7598 | 11.3078 | 9.857 | 3.2593 | 0.20743 | -0.52863 | -0.8254 | -1.2394 | -1.4438 | 73.8522 | 73.2606 | 72.5985 | 71.3208 | 70.3296 | 69.5877 | 69.2596 | 69.0202 | 69.9486 | 73.5434 | 78.08 | 82.9005 | 86.7234 | 89.1722 | 90.1717 | 90.2498 | 89.344 | 87.6142 | 84.9536 | 81.689 | 78.6211 | 76.6208 | 75.1306 | 73.7892 | 2.5236 | 2.1412 | 2.3151 | 2.4704 | 2.866 | 2.4809 | 2.3142 | 2.3733 | 2.634 | 2.7026 | 2.769 | 3.1546 | 3.1309 | 3.3541 | 3.4761 | 3.367 | 3.1711 | 2.7867 | 2.5104 | 2.4665 | 2.3208 | 2.4361 | 2.4942 | 2.5173
Program Specific1-in-10Size: Over 200kWAll2024November Monthly Peak | Program Specific | 1-in-10 | Size: Over 200kW | All | 2024 | November Monthly Peak | 11 | 125.8587 | 122.1116 | 118.2657 | 118.2733 | 127.306 | 150.5975 | 176.1651 | 192.2245 | 203.6208 | 210.4234 | 217.7097 | 220.1401 | 218.9983 | 219.9905 | 213.5242 | 201.1561 | 189.6703 | 182.986 | 173.903 | 166.9758 | 160.2339 | 152.0625 | 141.8356 | 135.0371 | 0.70295 | 0.07979 | 0.25029 | -0.0984 | -0.33443 | -1.1376 | -0.0058368 | 0.11418 | -0.49143 | -0.40373 | 0.05901 | 0.60412 | 1.2423 | 3.6643 | 11.9591 | 11.1626 | 9.8566 | 8.7722 | 1.7781 | -0.098652 | -0.98625 | -1.1266 | -0.93385 | -1.3821 | 63.6276 | 62.3532 | 61.5806 | 60.4774 | 59.5841 | 58.8258 | 58.4959 | 58.8375 | 60.9339 | 65.2122 | 70.5375 | 74.7603 | 77.4806 | 79.0699 | 80.0744 | 80.0987 | 78.8158 | 76.4632 | 73.8534 | 71.1428 | 69.0111 | 67.3974 | 65.8146 | 64.9734 | 2.4983 | 2.1221 | 2.3006 | 2.4516 | 2.8487 | 2.4794 | 2.2842 | 2.3275 | 2.5394 | 2.5556 | 2.5898 | 2.9327 | 2.8991 | 3.1018 | 3.203 | 3.1051 | 2.983 | 2.7171 | 2.415 | 2.3565 | 2.2236 | 2.3404 | 2.4166 | 2.4572
Program Specific1-in-10Size: Over 200kWAll2024December Monthly Peak | Program Specific | 1-in-10 | Size: Over 200kW | All | 2024 | December Monthly Peak | 12 | 118.7444 | 114.9233 | 111.8628 | 111.5332 | 120.3367 | 143.6111 | 170.7797 | 185.5355 | 194.6448 | 196.255 | 197.0488 | 194.2324 | 188.9462 | 186.9686 | 179.7573 | 170.7603 | 164.587 | 162.3029 | 158.2084 | 153.2969 | 147.754 | 142.0257 | 132.5674 | 125.9075 | 0.66628 | 0.076154 | 0.23678 | -0.089945 | -0.29885 | -1.0827 | 0.00090919 | 0.10595 | -0.47054 | -0.38351 | 0.039105 | 0.50975 | 1.0374 | 3.1134 | 10.1194 | 9.52 | 8.572 | 7.7795 | 1.5806 | -0.13472 | -0.9481 | -1.0869 | -0.89309 | -1.2992 | 44.8587 | 44.1959 | 43.5293 | 43.104 | 42.6255 | 41.8128 | 41.9104 | 41.9686 | 42.7153 | 44.804 | 47.375 | 49.5205 | 50.8156 | 51.172 | 51.4927 | 51.6458 | 51.113 | 49.7643 | 48.1349 | 47.1746 | 46.3125 | 45.4561 | 44.867 | 44.4152 | 2.3625 | 2.0006 | 2.1799 | 2.3167 | 2.7087 | 2.3731 | 2.2223 | 2.2582 | 2.4422 | 2.394 | 2.3541 | 2.6095 | 2.5162 | 2.653 | 2.7117 | 2.6529 | 2.6132 | 2.4303 | 2.2116 | 2.1757 | 2.0565 | 2.1878 | 2.262 | 2.2952
Program Specific1-in-10Size: Over 200kWAll2024Typical Event Day | Program Specific | 1-in-10 | Size: Over 200kW | All | 2024 | Typical Event Day | 8 | 141.4578 | 136.8567 | 132.901 | 133.6171 | 143.38 | 168.8267 | 197.4685 | 217.4904 | 232.0559 | 241.5259 | 250.5917 | 252.877 | 249.7816 | 250.9401 | 244.7712 | 232.8251 | 218.2034 | 203.3684 | 192.5351 | 187.8438 | 183.8295 | 174.4308 | 161.9897 | 154.198 | -0.77463 | -0.56255 | -0.52786 | -0.78995 | -1.225 | -1.5187 | -1.2686 | -1.4462 | -0.39476 | 0.10948 | -1.0203 | -0.65908 | 0.36454 | 3.7424 | 13.0994 | 12.8223 | 11.5185 | 10.1273 | 3.7346 | 0.37255 | -0.33243 | -0.70857 | -1.3638 | -1.4865 | 74.8583 | 73.8119 | 72.8405 | 72.0797 | 71.234 | 70.5211 | 70.1738 | 70.5741 | 73.335 | 77.8547 | 82.5661 | 86.7887 | 89.8451 | 92.1063 | 93.4039 | 93.6949 | 93.7432 | 92.7105 | 91.2603 | 88.8737 | 85.1826 | 81.7447 | 79.4153 | 77.6629 | 2.6695 | 2.2556 | 2.4487 | 2.6172 | 3.0204 | 2.6201 | 2.408 | 2.4791 | 2.7287 | 2.7714 | 2.8192 | 3.1856 | 3.1197 | 3.3339 | 3.444 | 3.3558 | 3.1851 | 2.8146 | 2.5129 | 2.4912 | 2.4086 | 2.5432 | 2.6114 | 2.6594
Program Specific1-in-10Size: Over 200kWAll2025January Monthly Peak | Program Specific | 1-in-10 | Size: Over 200kW | All | 2025 | January Monthly Peak | 1 | 117.4174 | 113.9214 | 110.8693 | 111.3969 | 121.0033 | 145.4744 | 174.2942 | 190.4659 | 199.9738 | 200.0248 | 200.3246 | 197.1865 | 190.9072 | 188.4521 | 180.4908 | 170.8422 | 162.6996 | 161.0556 | 157.9742 | 152.7846 | 147.1465 | 141.4731 | 132.5214 | 126.2186 | 0.64472 | 0.063551 | 0.22083 | -0.09351 | -0.30334 | -1.1062 | -0.0088025 | 0.099724 | -0.48514 | -0.39059 | 0.037807 | 0.51559 | 1.0502 | 3.1411 | 10.165 | 9.5185 | 8.4601 | 7.6948 | 1.5641 | -0.14686 | -0.95177 | -1.0862 | -0.89391 | -1.3036 | 42.2816 | 42.0876 | 41.3999 | 40.7397 | 40.2972 | 39.8261 | 39.3452 | 38.9851 | 39.5569 | 42.3096 | 44.9889 | 47.3626 | 49.0016 | 50.1232 | 51.0596 | 51.3796 | 50.9981 | 49.8765 | 48.0611 | 46.9737 | 45.9926 | 45.591 | 45.0681 | 44.4398 | 2.3297 | 1.9797 | 2.1544 | 2.3158 | 2.7344 | 2.4066 | 2.2736 | 2.3258 | 2.5174 | 2.4457 | 2.397 | 2.651 | 2.5404 | 2.6721 | 2.7192 | 2.6547 | 2.5892 | 2.4209 | 2.2136 | 2.1726 | 2.0494 | 2.1792 | 2.2607 | 2.299
Program Specific1-in-10Size: Over 200kWAll2025February Monthly Peak | Program Specific | 1-in-10 | Size: Over 200kW | All | 2025 | February Monthly Peak | 2 | 119.1244 | 115.5055 | 112.2568 | 112.8339 | 121.7112 | 145.3204 | 173.0538 | 187.6318 | 196.6726 | 198.5873 | 201.6163 | 202.0386 | 198.8473 | 199.0922 | 193.1438 | 181.9741 | 171.5257 | 166.3385 | 163.0218 | 156.94 | 151.068 | 144.102 | 134.2184 | 127.5131 | 0.6419 | 0.05228 | 0.22229 | -0.09724 | -0.31355 | -1.1003 | -0.0071465 | 0.10737 | -0.47549 | -0.38529 | 0.045241 | 0.54047 | 1.1087 | 3.2967 | 10.8051 | 10.0844 | 8.8801 | 7.9225 | 1.6302 | -0.13477 | -0.96342 | -1.0995 | -0.9067 | -1.3162 | 48.7514 | 48.3525 | 47.9156 | 47.3329 | 46.9353 | 46.5044 | 45.8902 | 46.1565 | 47.4231 | 50.9059 | 54.351 | 57.5515 | 59.4679 | 60.4616 | 61.0823 | 61.2986 | 60.3081 | 59.324 | 57.4117 | 55.3677 | 54.0252 | 52.7413 | 51.7615 | 50.3801 | 2.3552 | 2.0011 | 2.1788 | 2.3427 | 2.7393 | 2.397 | 2.2502 | 2.2797 | 2.4629 | 2.4193 | 2.4062 | 2.7042 | 2.6414 | 2.8222 | 2.9188 | 2.8303 | 2.7246 | 2.4945 | 2.2771 | 2.2282 | 2.1023 | 2.2179 | 2.2869 | 2.3153
Program Specific1-in-10Size: Over 200kWAll2025March Monthly Peak | Program Specific | 1-in-10 | Size: Over 200kW | All | 2025 | March Monthly Peak | 3 | 124.784 | 120.7949 | 116.9265 | 117.0163 | 125.2472 | 148.2669 | 176.6263 | 192.0928 | 201.5816 | 206.7167 | 213.7411 | 216.8995 | 216.5532 | 218.4929 | 213.4338 | 201.866 | 189.3331 | 178.5159 | 171.7479 | 168.8705 | 162.6585 | 153.9502 | 142.8987 | 135.0816 | 0.67685 | 0.061153 | 0.23049 | -0.10038 | -0.32939 | -1.1202 | -0.0088067 | 0.11151 | -0.48699 | -0.39525 | 0.057391 | 0.59507 | 1.2278 | 3.6267 | 11.9215 | 11.1693 | 9.809 | 8.5102 | 1.7418 | -0.11814 | -1.0178 | -1.1543 | -0.95595 | -1.3915 | 60.5368 | 59.2285 | 58.3491 | 57.7841 | 56.7498 | 55.7556 | 55.0974 | 55.752 | 59.1714 | 64.0049 | 69.1301 | 73.5118 | 76.5073 | 78.1015 | 78.7799 | 79.306 | 78.8725 | 77.4663 | 74.8317 | 71.3895 | 68.3176 | 65.4753 | 63.2181 | 61.4578 | 2.4668 | 2.0934 | 2.2681 | 2.4279 | 2.8111 | 2.4397 | 2.29 | 2.3269 | 2.5146 | 2.5126 | 2.5451 | 2.8895 | 2.8686 | 3.084 | 3.2079 | 3.1214 | 2.9804 | 2.6575 | 2.3891 | 2.3906 | 2.2606 | 2.3677 | 2.4327 | 2.4503
Program Specific1-in-10Size: Over 200kWAll2025April Monthly Peak | Program Specific | 1-in-10 | Size: Over 200kW | All | 2025 | April Monthly Peak | 4 | 128.2611 | 124.2703 | 120.4879 | 120.728 | 129.5495 | 153.0577 | 179.4577 | 197.5999 | 211.231 | 220.2398 | 229.9653 | 233.7106 | 233.8911 | 235.5064 | 229.6604 | 217.2296 | 203.2395 | 189.5121 | 178.2655 | 175.7926 | 170.7217 | 161.3876 | 149.5008 | 141.2453 | 0.062155 | -0.14781 | -0.063602 | -0.37613 | -0.68984 | -1.1864 | -0.53244 | -0.61885 | -0.47417 | -0.23498 | -0.481 | -0.044295 | 0.75796 | 3.6853 | 12.4406 | 11.9033 | 10.5985 | 9.2104 | 2.6381 | 0.16741 | -0.61686 | -0.86773 | -1.0827 | -1.3884 | 70.5455 | 69.1262 | 67.5765 | 66.3205 | 65.3571 | 64.4415 | 63.8003 | 63.8899 | 66.9776 | 72.5344 | 78.1632 | 83.4896 | 86.9455 | 88.8975 | 89.6083 | 89.9885 | 89.7788 | 88.8727 | 87.0496 | 83.319 | 78.5877 | 74.7755 | 72.21 | 70.2695 | 2.3858 | 2.0276 | 2.2001 | 2.3586 | 2.7333 | 2.3724 | 2.1878 | 2.2516 | 2.4836 | 2.5257 | 2.582 | 2.9293 | 2.9156 | 3.1251 | 3.2405 | 3.1495 | 2.9947 | 2.6402 | 2.3272 | 2.337 | 2.2347 | 2.3412 | 2.3971 | 2.412
Program Specific1-in-10Size: Over 200kWAll2025May Monthly Peak | Program Specific | 1-in-10 | Size: Over 200kW | All | 2025 | May Monthly Peak | 5 | 128.7025 | 124.761 | 121.2167 | 121.5781 | 131.0015 | 155.1021 | 180.5689 | 201.7362 | 217.102 | 227.4258 | 237.5327 | 240.9362 | 240.2566 | 241.4425 | 235.3346 | 221.9712 | 207.3189 | 192.5933 | 180.6376 | 175.8396 | 172.4391 | 163.3624 | 151.4759 | 143.5251 | -0.23854 | -0.32268 | -0.24109 | -0.51545 | -0.86455 | -1.3151 | -0.77254 | -0.85205 | -0.42361 | -0.080084 | -0.62762 | -0.19082 | 0.69706 | 3.7522 | 12.7954 | 12.2605 | 10.894 | 9.4765 | 2.9655 | 0.22188 | -0.54519 | -0.83923 | -1.1832 | -1.4184 | 70.8229 | 69.5077 | 68.1184 | 67.2017 | 66.4452 | 65.5485 | 65.3535 | 65.6766 | 69.1584 | 75.0838 | 80.7167 | 85.0011 | 87.9415 | 89.9135 | 91.3457 | 91.9804 | 91.6688 | 90.6587 | 88.745 | 86.0994 | 82.6763 | 78.809 | 75.9943 | 73.6998 | 2.3889 | 2.0291 | 2.2048 | 2.3642 | 2.7494 | 2.3917 | 2.1905 | 2.2876 | 2.5373 | 2.5931 | 2.6525 | 3.0096 | 2.9792 | 3.1846 | 3.2958 | 3.1921 | 3.0299 | 2.662 | 2.3442 | 2.3208 | 2.2434 | 2.3611 | 2.4201 | 2.4474
Program Specific1-in-10Size: Over 200kWAll2025June Monthly Peak | Program Specific | 1-in-10 | Size: Over 200kW | All | 2025 | June Monthly Peak | 6 | 135.6972 | 131.4614 | 127.3994 | 127.6457 | 136.4788 | 159.1978 | 184.1884 | 204.2294 | 217.9659 | 226.8391 | 235.8832 | 237.7737 | 234.0077 | 234.3381 | 228.4309 | 218.4766 | 205.921 | 192.5395 | 183.3055 | 178.0829 | 175.7599 | 167.5223 | 155.3141 | 147.7925 | -0.25733 | -0.32461 | -0.24624 | -0.56916 | -0.94175 | -1.3266 | -0.78856 | -0.85221 | -0.42123 | -0.069365 | -0.65277 | -0.17179 | 0.72056 | 3.7033 | 12.5039 | 12.1631 | 10.9237 | 9.5691 | 3.1249 | 0.33316 | -0.48112 | -0.81862 | -1.1982 | -1.4505 | 71.4805 | 70.2038 | 69.1174 | 68.1123 | 66.9627 | 66.0152 | 65.7339 | 66.8789 | 70.2684 | 75.0623 | 80.0966 | 84.3314 | 87.0654 | 89.1446 | 90.5042 | 90.9715 | 91.5067 | 90.7619 | 89.5865 | 87.5341 | 83.8284 | 79.7366 | 77.1317 | 75.1191 | 2.5402 | 2.1524 | 2.3287 | 2.4819 | 2.8533 | 2.4535 | 2.2304 | 2.3092 | 2.5421 | 2.5825 | 2.6332 | 2.9698 | 2.8991 | 3.0864 | 3.1869 | 3.1265 | 2.9956 | 2.6563 | 2.3795 | 2.348 | 2.2869 | 2.4242 | 2.4849 | 2.5281
Program Specific1-in-10Size: Over 200kWAll2025July Monthly Peak | Program Specific | 1-in-10 | Size: Over 200kW | All | 2025 | July Monthly Peak | 7 | 138.2938 | 134.1219 | 130.7929 | 130.881 | 140.3936 | 164.6157 | 190.5934 | 209.2254 | 221.7596 | 230.2352 | 238.4847 | 239.7157 | 236.0457 | 236.7132 | 231.2656 | 221.8409 | 209.9231 | 197.2808 | 187.4351 | 182.1295 | 179.6056 | 171.289 | 158.9234 | 150.9368 | -0.54923 | -0.43762 | -0.39681 | -0.69972 | -1.1121 | -1.4014 | -1.0542 | -1.201 | -0.40573 | 0.019099 | -0.87708 | -0.47125 | 0.48165 | 3.6326 | 12.4986 | 12.2932 | 11.1483 | 9.8604 | 3.5166 | 0.4011 | -0.34332 | -0.7175 | -1.2774 | -1.4526 | 73.828 | 72.9356 | 72.0508 | 71.2916 | 70.6453 | 70.0846 | 69.7478 | 70.09 | 72.9721 | 77.4718 | 82.0195 | 85.5022 | 87.7578 | 89.5174 | 91.1074 | 91.6338 | 92.2063 | 91.2118 | 89.3584 | 87.2008 | 84.0591 | 81.1057 | 79.0752 | 77.6383 | 2.599 | 2.2025 | 2.4003 | 2.5519 | 2.9414 | 2.5423 | 2.3121 | 2.3699 | 2.5906 | 2.6265 | 2.6676 | 3.0011 | 2.9265 | 3.1206 | 3.225 | 3.1708 | 3.0463 | 2.72 | 2.4352 | 2.4052 | 2.3431 | 2.4863 | 2.5515 | 2.593
Program Specific1-in-10Size: Over 200kWAll2025August Monthly Peak | Program Specific | 1-in-10 | Size: Over 200kW | All | 2025 | August Monthly Peak | 8 | 141.9017 | 137.2986 | 133.3859 | 134.1168 | 143.9365 | 169.497 | 198.2581 | 218.673 | 233.7592 | 243.7544 | 253.2229 | 255.6858 | 252.6533 | 253.7612 | 247.4835 | 235.3666 | 220.5417 | 205.4272 | 194.2134 | 189.3875 | 185.1802 | 175.6385 | 163.0507 | 155.1413 | -1.0356 | -0.72368 | -0.68846 | -0.89094 | -1.3445 | -1.6434 | -1.4801 | -1.65 | -0.34512 | 0.24737 | -1.1099 | -0.80112 | 0.2692 | 3.702 | 13.1884 | 12.9397 | 11.6012 | 10.2222 | 3.9125 | 0.32148 | -0.33967 | -0.72117 | -1.4609 | -1.5102 | 75.8354 | 74.9827 | 74.1068 | 73.367 | 72.7545 | 72.2175 | 71.8183 | 71.9146 | 74.4983 | 78.7721 | 83.0581 | 87.2767 | 90.5511 | 93.0092 | 94.2445 | 94.434 | 94.0862 | 92.9657 | 91.891 | 89.3648 | 85.347 | 82.1013 | 79.8722 | 78.101 | 2.7049 | 2.2842 | 2.4804 | 2.6472 | 3.051 | 2.6497 | 2.434 | 2.5075 | 2.7641 | 2.8135 | 2.8673 | 3.2453 | 3.1737 | 3.3888 | 3.4948 | 3.4035 | 3.2284 | 2.8558 | 2.5519 | 2.5267 | 2.4437 | 2.5826 | 2.651 | 2.7012
Program Specific1-in-10Size: Over 200kWAll2025September Monthly Peak | Program Specific | 1-in-10 | Size: Over 200kW | All | 2025 | September Monthly Peak | 9 | 141.2071 | 137.3821 | 133.9592 | 134.7561 | 145.2026 | 171.0094 | 201.789 | 224.2165 | 244.3854 | 257.2365 | 268.0604 | 270.9071 | 267.4381 | 268.4817 | 261.0147 | 246.3492 | 229.1493 | 212.134 | 200.0471 | 196.9761 | 188.785 | 178.9017 | 164.72 | 156.1839 | -1.2319 | -0.74588 | -0.77226 | -0.96876 | -1.4455 | -1.6033 | -1.6894 | -2.0476 | -0.39045 | 0.24482 | -1.4656 | -1.2454 | -0.08508 | 3.7474 | 13.5841 | 13.3709 | 12.0103 | 10.547 | 4.318 | 0.40844 | -0.1564 | -0.57038 | -1.4903 | -1.4768 | 78.2896 | 77.1255 | 76.0871 | 75.5477 | 74.5736 | 73.7672 | 73.3954 | 73.4129 | 75.6012 | 80.1125 | 85.0901 | 90.0443 | 94.0062 | 96.7542 | 97.7594 | 97.7402 | 97.1735 | 95.9028 | 94.2054 | 91.3952 | 87.496 | 84.0353 | 81.5822 | 79.7932 | 2.7489 | 2.3369 | 2.5474 | 2.7275 | 3.173 | 2.7443 | 2.5483 | 2.6488 | 2.9827 | 3.0618 | 3.1216 | 3.5279 | 3.4559 | 3.6925 | 3.8113 | 3.6849 | 3.4701 | 3.04 | 2.6989 | 2.6983 | 2.5544 | 2.6935 | 2.7435 | 2.7835
Program Specific1-in-10Size: Over 200kWAll2025October Monthly Peak | Program Specific | 1-in-10 | Size: Over 200kW | All | 2025 | October Monthly Peak | 10 | 135.5788 | 131.4682 | 127.2595 | 127.1508 | 136.493 | 160.8899 | 190.5589 | 209.0056 | 224.8565 | 236.5692 | 247.7971 | 252.5214 | 252.0849 | 253.7821 | 247.37 | 233.2445 | 216.5825 | 201.2735 | 193.4983 | 187.0241 | 178.4018 | 168.7141 | 156.1509 | 147.5669 | -0.34734 | -0.36092 | -0.30154 | -0.56773 | -0.9334 | -1.3716 | -0.9158 | -1.0508 | -0.4434 | -0.070814 | -0.75953 | -0.38156 | 0.54854 | 3.8262 | 13.2573 | 12.7598 | 11.3078 | 9.857 | 3.2593 | 0.20743 | -0.52863 | -0.8254 | -1.2394 | -1.4438 | 73.8522 | 73.2606 | 72.5985 | 71.3208 | 70.3296 | 69.5877 | 69.2596 | 69.0202 | 69.9486 | 73.5434 | 78.08 | 82.9005 | 86.7234 | 89.1722 | 90.1717 | 90.2498 | 89.344 | 87.6142 | 84.9536 | 81.689 | 78.6211 | 76.6208 | 75.1306 | 73.7892 | 2.5236 | 2.1412 | 2.3151 | 2.4704 | 2.866 | 2.4809 | 2.3142 | 2.3733 | 2.634 | 2.7026 | 2.769 | 3.1546 | 3.1309 | 3.3541 | 3.4761 | 3.367 | 3.1711 | 2.7867 | 2.5104 | 2.4665 | 2.3208 | 2.4361 | 2.4942 | 2.5173
Program Specific1-in-10Size: Over 200kWAll2025November Monthly Peak | Program Specific | 1-in-10 | Size: Over 200kW | All | 2025 | November Monthly Peak | 11 | 125.8587 | 122.1116 | 118.2657 | 118.2733 | 127.306 | 150.5975 | 176.1651 | 192.2245 | 203.6208 | 210.4234 | 217.7097 | 220.1401 | 218.9983 | 219.9905 | 213.5242 | 201.1561 | 189.6702 | 182.986 | 173.903 | 166.9758 | 160.2339 | 152.0625 | 141.8356 | 135.0371 | 0.70295 | 0.07979 | 0.25029 | -0.0984 | -0.33443 | -1.1376 | -0.0058367 | 0.11418 | -0.49143 | -0.40373 | 0.05901 | 0.60412 | 1.2423 | 3.6643 | 11.9591 | 11.1626 | 9.8566 | 8.7722 | 1.7781 | -0.098652 | -0.98625 | -1.1266 | -0.93385 | -1.3821 | 63.6276 | 62.3532 | 61.5806 | 60.4774 | 59.5841 | 58.8258 | 58.4959 | 58.8374 | 60.9339 | 65.2122 | 70.5375 | 74.7603 | 77.4806 | 79.0698 | 80.0744 | 80.0987 | 78.8158 | 76.4632 | 73.8534 | 71.1428 | 69.0111 | 67.3974 | 65.8146 | 64.9734 | 2.4983 | 2.1221 | 2.3006 | 2.4516 | 2.8487 | 2.4794 | 2.2842 | 2.3275 | 2.5394 | 2.5556 | 2.5898 | 2.9327 | 2.8991 | 3.1018 | 3.203 | 3.1051 | 2.983 | 2.7171 | 2.415 | 2.3565 | 2.2236 | 2.3404 | 2.4166 | 2.4572
Program Specific1-in-10Size: Over 200kWAll2025December Monthly Peak | Program Specific | 1-in-10 | Size: Over 200kW | All | 2025 | December Monthly Peak | 12 | 118.7444 | 114.9233 | 111.8628 | 111.5332 | 120.3367 | 143.6111 | 170.7797 | 185.5355 | 194.6448 | 196.2551 | 197.0488 | 194.2324 | 188.9462 | 186.9687 | 179.7573 | 170.7603 | 164.587 | 162.3029 | 158.2084 | 153.2969 | 147.754 | 142.0257 | 132.5674 | 125.9075 | 0.66628 | 0.076154 | 0.23678 | -0.089945 | -0.29885 | -1.0827 | 0.00090916 | 0.10595 | -0.47054 | -0.38351 | 0.039105 | 0.50975 | 1.0374 | 3.1134 | 10.1194 | 9.52 | 8.572 | 7.7795 | 1.5806 | -0.13472 | -0.9481 | -1.0869 | -0.89309 | -1.2992 | 44.8587 | 44.1959 | 43.5293 | 43.1039 | 42.6255 | 41.8128 | 41.9104 | 41.9686 | 42.7153 | 44.804 | 47.375 | 49.5205 | 50.8156 | 51.172 | 51.4927 | 51.6458 | 51.113 | 49.7643 | 48.1349 | 47.1746 | 46.3125 | 45.4561 | 44.867 | 44.4152 | 2.3625 | 2.0006 | 2.1799 | 2.3167 | 2.7087 | 2.3731 | 2.2223 | 2.2582 | 2.4422 | 2.394 | 2.3541 | 2.6095 | 2.5162 | 2.653 | 2.7117 | 2.6529 | 2.6132 | 2.4303 | 2.2116 | 2.1757 | 2.0565 | 2.1878 | 2.262 | 2.2952
Program Specific1-in-10Size: Over 200kWAll2025Typical Event Day | Program Specific | 1-in-10 | Size: Over 200kW | All | 2025 | Typical Event Day | 8 | 141.4578 | 136.8567 | 132.901 | 133.6171 | 143.38 | 168.8267 | 197.4684 | 217.4904 | 232.0559 | 241.5259 | 250.5917 | 252.877 | 249.7816 | 250.9401 | 244.7712 | 232.8251 | 218.2034 | 203.3684 | 192.5351 | 187.8438 | 183.8295 | 174.4308 | 161.9897 | 154.198 | -0.77463 | -0.56255 | -0.52786 | -0.78995 | -1.225 | -1.5187 | -1.2686 | -1.4462 | -0.39476 | 0.10948 | -1.0203 | -0.65908 | 0.36454 | 3.7424 | 13.0994 | 12.8223 | 11.5185 | 10.1273 | 3.7346 | 0.37255 | -0.33243 | -0.70857 | -1.3638 | -1.4865 | 74.8583 | 73.8119 | 72.8405 | 72.0797 | 71.234 | 70.5211 | 70.1738 | 70.5741 | 73.335 | 77.8547 | 82.5661 | 86.7887 | 89.8451 | 92.1063 | 93.4039 | 93.6949 | 93.7432 | 92.7105 | 91.2603 | 88.8737 | 85.1826 | 81.7447 | 79.4153 | 77.6629 | 2.6695 | 2.2556 | 2.4487 | 2.6172 | 3.0204 | 2.6201 | 2.408 | 2.4791 | 2.7287 | 2.7714 | 2.8192 | 3.1856 | 3.1197 | 3.3339 | 3.444 | 3.3558 | 3.1851 | 2.8146 | 2.5129 | 2.4912 | 2.4086 | 2.5432 | 2.6114 | 2.6594
Program Specific1-in-10Size: Over 200kWAll2026January Monthly Peak | Program Specific | 1-in-10 | Size: Over 200kW | All | 2026 | January Monthly Peak | 1 | 117.4174 | 113.9214 | 110.8692 | 111.3969 | 121.0033 | 145.4744 | 174.2942 | 190.4659 | 199.9738 | 200.0248 | 200.3246 | 197.1865 | 190.9072 | 188.4521 | 180.4908 | 170.8422 | 162.6996 | 161.0556 | 157.9742 | 152.7846 | 147.1465 | 141.4731 | 132.5214 | 126.2186 | 0.64472 | 0.063551 | 0.22083 | -0.09351 | -0.30334 | -1.1062 | -0.0088026 | 0.099724 | -0.48514 | -0.39059 | 0.037807 | 0.51559 | 1.0502 | 3.1411 | 10.165 | 9.5185 | 8.4601 | 7.6948 | 1.5641 | -0.14686 | -0.95177 | -1.0862 | -0.89391 | -1.3036 | 42.2816 | 42.0876 | 41.3999 | 40.7397 | 40.2972 | 39.8261 | 39.3452 | 38.9851 | 39.5569 | 42.3096 | 44.9889 | 47.3626 | 49.0016 | 50.1232 | 51.0596 | 51.3796 | 50.9981 | 49.8765 | 48.0611 | 46.9737 | 45.9926 | 45.591 | 45.0681 | 44.4398 | 2.3297 | 1.9797 | 2.1544 | 2.3158 | 2.7344 | 2.4066 | 2.2736 | 2.3258 | 2.5174 | 2.4457 | 2.397 | 2.651 | 2.5404 | 2.6721 | 2.7192 | 2.6547 | 2.5892 | 2.4209 | 2.2136 | 2.1726 | 2.0494 | 2.1792 | 2.2607 | 2.299
Program Specific1-in-10Size: Over 200kWAll2026February Monthly Peak | Program Specific | 1-in-10 | Size: Over 200kW | All | 2026 | February Monthly Peak | 2 | 119.1244 | 115.5055 | 112.2568 | 112.8339 | 121.7112 | 145.3204 | 173.0538 | 187.6318 | 196.6726 | 198.5873 | 201.6163 | 202.0386 | 198.8473 | 199.0922 | 193.1439 | 181.9741 | 171.5257 | 166.3385 | 163.0218 | 156.9401 | 151.068 | 144.1021 | 134.2184 | 127.5131 | 0.6419 | 0.05228 | 0.22229 | -0.09724 | -0.31355 | -1.1003 | -0.0071464 | 0.10737 | -0.47549 | -0.38529 | 0.045241 | 0.54047 | 1.1087 | 3.2967 | 10.8051 | 10.0844 | 8.8801 | 7.9225 | 1.6302 | -0.13477 | -0.96342 | -1.0995 | -0.9067 | -1.3162 | 48.7514 | 48.3525 | 47.9156 | 47.3329 | 46.9353 | 46.5044 | 45.8902 | 46.1565 | 47.4231 | 50.9059 | 54.351 | 57.5515 | 59.4679 | 60.4616 | 61.0823 | 61.2986 | 60.3081 | 59.324 | 57.4117 | 55.3677 | 54.0252 | 52.7413 | 51.7615 | 50.3801 | 2.3552 | 2.0011 | 2.1788 | 2.3427 | 2.7393 | 2.397 | 2.2502 | 2.2797 | 2.4629 | 2.4193 | 2.4062 | 2.7042 | 2.6414 | 2.8222 | 2.9188 | 2.8303 | 2.7246 | 2.4945 | 2.2771 | 2.2282 | 2.1023 | 2.2179 | 2.2869 | 2.3153
Program Specific1-in-10Size: Over 200kWAll2026March Monthly Peak | Program Specific | 1-in-10 | Size: Over 200kW | All | 2026 | March Monthly Peak | 3 | 124.784 | 120.7949 | 116.9265 | 117.0163 | 125.2472 | 148.2669 | 176.6263 | 192.0928 | 201.5816 | 206.7167 | 213.7411 | 216.8995 | 216.5532 | 218.4929 | 213.4338 | 201.866 | 189.3331 | 178.5158 | 171.7479 | 168.8705 | 162.6585 | 153.9502 | 142.8987 | 135.0816 | 0.67685 | 0.061152 | 0.23049 | -0.10038 | -0.32939 | -1.1202 | -0.0088067 | 0.11151 | -0.48699 | -0.39525 | 0.057391 | 0.59507 | 1.2278 | 3.6267 | 11.9215 | 11.1693 | 9.809 | 8.5102 | 1.7418 | -0.11814 | -1.0178 | -1.1543 | -0.95595 | -1.3915 | 60.5368 | 59.2285 | 58.3491 | 57.7841 | 56.7498 | 55.7556 | 55.0974 | 55.752 | 59.1714 | 64.0048 | 69.1301 | 73.5118 | 76.5073 | 78.1015 | 78.7799 | 79.306 | 78.8725 | 77.4663 | 74.8317 | 71.3895 | 68.3176 | 65.4753 | 63.2181 | 61.4578 | 2.4668 | 2.0934 | 2.2681 | 2.4279 | 2.8111 | 2.4397 | 2.29 | 2.3269 | 2.5146 | 2.5126 | 2.5451 | 2.8895 | 2.8686 | 3.084 | 3.2079 | 3.1214 | 2.9804 | 2.6575 | 2.3891 | 2.3906 | 2.2606 | 2.3677 | 2.4327 | 2.4503
Program Specific1-in-10Size: Over 200kWAll2026April Monthly Peak | Program Specific | 1-in-10 | Size: Over 200kW | All | 2026 | April Monthly Peak | 4 | 128.2611 | 124.2703 | 120.4879 | 120.728 | 129.5495 | 153.0577 | 179.4578 | 197.5999 | 211.231 | 220.2398 | 229.9653 | 233.7106 | 233.8911 | 235.5064 | 229.6604 | 217.2296 | 203.2395 | 189.5121 | 178.2655 | 175.7926 | 170.7217 | 161.3877 | 149.5008 | 141.2453 | 0.062155 | -0.14781 | -0.063601 | -0.37613 | -0.68984 | -1.1864 | -0.53244 | -0.61885 | -0.47417 | -0.23498 | -0.481 | -0.044295 | 0.75796 | 3.6853 | 12.4406 | 11.9033 | 10.5985 | 9.2104 | 2.6381 | 0.16741 | -0.61686 | -0.86773 | -1.0827 | -1.3884 | 70.5455 | 69.1262 | 67.5765 | 66.3205 | 65.3571 | 64.4415 | 63.8003 | 63.8899 | 66.9776 | 72.5344 | 78.1632 | 83.4896 | 86.9455 | 88.8975 | 89.6083 | 89.9885 | 89.7788 | 88.8727 | 87.0496 | 83.319 | 78.5877 | 74.7755 | 72.21 | 70.2695 | 2.3858 | 2.0276 | 2.2001 | 2.3586 | 2.7333 | 2.3724 | 2.1878 | 2.2516 | 2.4836 | 2.5257 | 2.582 | 2.9293 | 2.9156 | 3.1251 | 3.2405 | 3.1495 | 2.9947 | 2.6402 | 2.3272 | 2.337 | 2.2347 | 2.3412 | 2.3971 | 2.412
Program Specific1-in-10Size: Over 200kWAll2026May Monthly Peak | Program Specific | 1-in-10 | Size: Over 200kW | All | 2026 | May Monthly Peak | 5 | 128.7025 | 124.761 | 121.2167 | 121.5781 | 131.0015 | 155.1021 | 180.5689 | 201.7362 | 217.102 | 227.4258 | 237.5327 | 240.9362 | 240.2566 | 241.4425 | 235.3346 | 221.9712 | 207.3189 | 192.5933 | 180.6376 | 175.8396 | 172.4391 | 163.3624 | 151.4759 | 143.5251 | -0.23854 | -0.32268 | -0.24109 | -0.51545 | -0.86455 | -1.3151 | -0.77254 | -0.85205 | -0.42361 | -0.080084 | -0.62762 | -0.19082 | 0.69706 | 3.7522 | 12.7954 | 12.2605 | 10.894 | 9.4765 | 2.9655 | 0.22188 | -0.54519 | -0.83923 | -1.1832 | -1.4184 | 70.8229 | 69.5077 | 68.1184 | 67.2017 | 66.4452 | 65.5485 | 65.3535 | 65.6767 | 69.1584 | 75.0838 | 80.7167 | 85.0011 | 87.9415 | 89.9135 | 91.3457 | 91.9804 | 91.6688 | 90.6587 | 88.745 | 86.0994 | 82.6763 | 78.809 | 75.9943 | 73.6998 | 2.3889 | 2.0291 | 2.2048 | 2.3642 | 2.7494 | 2.3917 | 2.1905 | 2.2876 | 2.5373 | 2.5931 | 2.6525 | 3.0096 | 2.9792 | 3.1846 | 3.2958 | 3.1921 | 3.0299 | 2.662 | 2.3442 | 2.3208 | 2.2434 | 2.3611 | 2.4201 | 2.4474
Program Specific1-in-10Size: Over 200kWAll2026June Monthly Peak | Program Specific | 1-in-10 | Size: Over 200kW | All | 2026 | June Monthly Peak | 6 | 135.6971 | 131.4614 | 127.3994 | 127.6457 | 136.4788 | 159.1978 | 184.1884 | 204.2294 | 217.9659 | 226.8391 | 235.8832 | 237.7737 | 234.0077 | 234.3381 | 228.4309 | 218.4766 | 205.921 | 192.5395 | 183.3055 | 178.0829 | 175.7599 | 167.5223 | 155.3141 | 147.7925 | -0.25733 | -0.32461 | -0.24624 | -0.56916 | -0.94175 | -1.3266 | -0.78856 | -0.85221 | -0.42123 | -0.069365 | -0.65277 | -0.17179 | 0.72056 | 3.7033 | 12.5039 | 12.1631 | 10.9237 | 9.5691 | 3.1249 | 0.33316 | -0.48112 | -0.81862 | -1.1982 | -1.4505 | 71.4805 | 70.2038 | 69.1174 | 68.1123 | 66.9627 | 66.0152 | 65.7339 | 66.8789 | 70.2684 | 75.0623 | 80.0966 | 84.3314 | 87.0654 | 89.1446 | 90.5042 | 90.9715 | 91.5067 | 90.7619 | 89.5865 | 87.5341 | 83.8284 | 79.7366 | 77.1317 | 75.1191 | 2.5402 | 2.1524 | 2.3287 | 2.4819 | 2.8533 | 2.4535 | 2.2304 | 2.3092 | 2.5421 | 2.5825 | 2.6332 | 2.9698 | 2.8991 | 3.0864 | 3.1869 | 3.1265 | 2.9956 | 2.6563 | 2.3795 | 2.348 | 2.2869 | 2.4242 | 2.4849 | 2.5281
Program Specific1-in-10Size: Over 200kWAll2026July Monthly Peak | Program Specific | 1-in-10 | Size: Over 200kW | All | 2026 | July Monthly Peak | 7 | 138.2939 | 134.1219 | 130.7929 | 130.881 | 140.3936 | 164.6157 | 190.5934 | 209.2254 | 221.7596 | 230.2352 | 238.4847 | 239.7157 | 236.0457 | 236.7132 | 231.2656 | 221.8409 | 209.9231 | 197.2808 | 187.4351 | 182.1295 | 179.6056 | 171.289 | 158.9234 | 150.9368 | -0.54923 | -0.43762 | -0.3968 | -0.69972 | -1.1121 | -1.4014 | -1.0542 | -1.201 | -0.40573 | 0.019099 | -0.87708 | -0.47125 | 0.48165 | 3.6326 | 12.4986 | 12.2932 | 11.1483 | 9.8604 | 3.5166 | 0.4011 | -0.34332 | -0.7175 | -1.2774 | -1.4526 | 73.828 | 72.9356 | 72.0508 | 71.2916 | 70.6453 | 70.0846 | 69.7478 | 70.09 | 72.9721 | 77.4718 | 82.0195 | 85.5022 | 87.7578 | 89.5174 | 91.1074 | 91.6338 | 92.2063 | 91.2118 | 89.3584 | 87.2008 | 84.0591 | 81.1057 | 79.0752 | 77.6383 | 2.599 | 2.2025 | 2.4003 | 2.5519 | 2.9414 | 2.5423 | 2.3121 | 2.3699 | 2.5906 | 2.6265 | 2.6676 | 3.0011 | 2.9265 | 3.1206 | 3.225 | 3.1708 | 3.0463 | 2.72 | 2.4352 | 2.4052 | 2.3431 | 2.4863 | 2.5515 | 2.5929
Program Specific1-in-10Size: Over 200kWAll2026August Monthly Peak | Program Specific | 1-in-10 | Size: Over 200kW | All | 2026 | August Monthly Peak | 8 | 141.9017 | 137.2986 | 133.3859 | 134.1168 | 143.9365 | 169.497 | 198.2581 | 218.673 | 233.7592 | 243.7544 | 253.2229 | 255.6858 | 252.6533 | 253.7612 | 247.4835 | 235.3666 | 220.5417 | 205.4272 | 194.2134 | 189.3875 | 185.1802 | 175.6385 | 163.0507 | 155.1413 | -1.0356 | -0.72368 | -0.68846 | -0.89094 | -1.3445 | -1.6434 | -1.4801 | -1.65 | -0.34512 | 0.24737 | -1.1099 | -0.80112 | 0.2692 | 3.702 | 13.1884 | 12.9397 | 11.6012 | 10.2222 | 3.9125 | 0.32148 | -0.33967 | -0.72117 | -1.4609 | -1.5102 | 75.8354 | 74.9827 | 74.1068 | 73.367 | 72.7545 | 72.2175 | 71.8182 | 71.9146 | 74.4983 | 78.7721 | 83.0581 | 87.2767 | 90.5511 | 93.0092 | 94.2445 | 94.434 | 94.0862 | 92.9657 | 91.891 | 89.3648 | 85.347 | 82.1013 | 79.8722 | 78.101 | 2.7049 | 2.2842 | 2.4804 | 2.6472 | 3.051 | 2.6497 | 2.434 | 2.5075 | 2.7641 | 2.8135 | 2.8673 | 3.2453 | 3.1737 | 3.3888 | 3.4948 | 3.4035 | 3.2284 | 2.8558 | 2.5519 | 2.5267 | 2.4437 | 2.5826 | 2.651 | 2.7012
Program Specific1-in-10Size: Over 200kWAll2026September Monthly Peak | Program Specific | 1-in-10 | Size: Over 200kW | All | 2026 | September Monthly Peak | 9 | 141.2071 | 137.3821 | 133.9592 | 134.7561 | 145.2026 | 171.0094 | 201.789 | 224.2165 | 244.3854 | 257.2365 | 268.0604 | 270.9071 | 267.4381 | 268.4817 | 261.0147 | 246.3492 | 229.1493 | 212.134 | 200.0471 | 196.9761 | 188.785 | 178.9017 | 164.72 | 156.1839 | -1.2319 | -0.74588 | -0.77226 | -0.96876 | -1.4455 | -1.6033 | -1.6894 | -2.0476 | -0.39045 | 0.24482 | -1.4656 | -1.2454 | -0.08508 | 3.7474 | 13.5841 | 13.3709 | 12.0103 | 10.547 | 4.318 | 0.40844 | -0.1564 | -0.57038 | -1.4903 | -1.4768 | 78.2896 | 77.1255 | 76.0871 | 75.5477 | 74.5736 | 73.7672 | 73.3954 | 73.413 | 75.6012 | 80.1125 | 85.0901 | 90.0443 | 94.0062 | 96.7542 | 97.7594 | 97.7402 | 97.1735 | 95.9028 | 94.2054 | 91.3952 | 87.496 | 84.0353 | 81.5822 | 79.7932 | 2.7489 | 2.3369 | 2.5474 | 2.7275 | 3.173 | 2.7443 | 2.5483 | 2.6488 | 2.9827 | 3.0618 | 3.1216 | 3.5279 | 3.4559 | 3.6925 | 3.8113 | 3.6849 | 3.4701 | 3.04 | 2.6989 | 2.6983 | 2.5544 | 2.6935 | 2.7435 | 2.7835
Program Specific1-in-10Size: Over 200kWAll2026October Monthly Peak | Program Specific | 1-in-10 | Size: Over 200kW | All | 2026 | October Monthly Peak | 10 | 135.5788 | 131.4682 | 127.2595 | 127.1508 | 136.493 | 160.8899 | 190.5589 | 209.0056 | 224.8564 | 236.5692 | 247.7971 | 252.5214 | 252.0849 | 253.7821 | 247.37 | 233.2445 | 216.5825 | 201.2735 | 193.4983 | 187.0241 | 178.4018 | 168.7141 | 156.1509 | 147.5669 | -0.34734 | -0.36092 | -0.30154 | -0.56773 | -0.9334 | -1.3716 | -0.9158 | -1.0508 | -0.4434 | -0.070814 | -0.75953 | -0.38156 | 0.54854 | 3.8262 | 13.2573 | 12.7598 | 11.3078 | 9.857 | 3.2593 | 0.20743 | -0.52863 | -0.8254 | -1.2394 | -1.4438 | 73.8522 | 73.2606 | 72.5985 | 71.3208 | 70.3296 | 69.5877 | 69.2596 | 69.0202 | 69.9486 | 73.5434 | 78.08 | 82.9005 | 86.7234 | 89.1722 | 90.1717 | 90.2498 | 89.344 | 87.6142 | 84.9536 | 81.689 | 78.6211 | 76.6208 | 75.1306 | 73.7892 | 2.5236 | 2.1412 | 2.3151 | 2.4704 | 2.866 | 2.4809 | 2.3142 | 2.3733 | 2.634 | 2.7026 | 2.769 | 3.1546 | 3.1309 | 3.3541 | 3.4761 | 3.367 | 3.1711 | 2.7867 | 2.5104 | 2.4665 | 2.3208 | 2.4361 | 2.4942 | 2.5173
Program Specific1-in-10Size: Over 200kWAll2026November Monthly Peak | Program Specific | 1-in-10 | Size: Over 200kW | All | 2026 | November Monthly Peak | 11 | 125.8587 | 122.1116 | 118.2657 | 118.2733 | 127.306 | 150.5975 | 176.1651 | 192.2245 | 203.6208 | 210.4234 | 217.7097 | 220.1401 | 218.9983 | 219.9905 | 213.5242 | 201.156 | 189.6703 | 182.986 | 173.903 | 166.9758 | 160.2339 | 152.0625 | 141.8356 | 135.0371 | 0.70295 | 0.07979 | 0.25029 | -0.0984 | -0.33443 | -1.1376 | -0.0058367 | 0.11418 | -0.49143 | -0.40373 | 0.05901 | 0.60412 | 1.2423 | 3.6643 | 11.9591 | 11.1626 | 9.8566 | 8.7722 | 1.7781 | -0.098652 | -0.98625 | -1.1266 | -0.93385 | -1.3821 | 63.6276 | 62.3532 | 61.5806 | 60.4774 | 59.5841 | 58.8258 | 58.4959 | 58.8375 | 60.9339 | 65.2122 | 70.5375 | 74.7603 | 77.4806 | 79.0699 | 80.0744 | 80.0987 | 78.8158 | 76.4632 | 73.8534 | 71.1428 | 69.0111 | 67.3974 | 65.8146 | 64.9734 | 2.4983 | 2.1221 | 2.3006 | 2.4516 | 2.8487 | 2.4794 | 2.2842 | 2.3275 | 2.5394 | 2.5556 | 2.5898 | 2.9327 | 2.8991 | 3.1018 | 3.203 | 3.1051 | 2.983 | 2.7171 | 2.415 | 2.3565 | 2.2236 | 2.3404 | 2.4166 | 2.4572
Program Specific1-in-10Size: Over 200kWAll2026December Monthly Peak | Program Specific | 1-in-10 | Size: Over 200kW | All | 2026 | December Monthly Peak | 12 | 118.7444 | 114.9233 | 111.8628 | 111.5332 | 120.3367 | 143.6111 | 170.7797 | 185.5355 | 194.6448 | 196.255 | 197.0488 | 194.2324 | 188.9462 | 186.9686 | 179.7573 | 170.7603 | 164.587 | 162.3029 | 158.2084 | 153.2969 | 147.754 | 142.0257 | 132.5674 | 125.9075 | 0.66628 | 0.076154 | 0.23678 | -0.089945 | -0.29885 | -1.0827 | 0.00090922 | 0.10595 | -0.47054 | -0.38351 | 0.039105 | 0.50975 | 1.0374 | 3.1134 | 10.1194 | 9.52 | 8.572 | 7.7795 | 1.5806 | -0.13472 | -0.9481 | -1.0869 | -0.89309 | -1.2992 | 44.8587 | 44.1959 | 43.5293 | 43.1039 | 42.6255 | 41.8128 | 41.9104 | 41.9686 | 42.7153 | 44.804 | 47.375 | 49.5205 | 50.8156 | 51.172 | 51.4927 | 51.6458 | 51.113 | 49.7643 | 48.1349 | 47.1746 | 46.3125 | 45.4561 | 44.867 | 44.4152 | 2.3625 | 2.0006 | 2.1799 | 2.3167 | 2.7087 | 2.3731 | 2.2223 | 2.2582 | 2.4422 | 2.394 | 2.3541 | 2.6095 | 2.5162 | 2.653 | 2.7117 | 2.6529 | 2.6132 | 2.4303 | 2.2116 | 2.1757 | 2.0565 | 2.1878 | 2.262 | 2.2952
Program Specific1-in-10Size: Over 200kWAll2026Typical Event Day | Program Specific | 1-in-10 | Size: Over 200kW | All | 2026 | Typical Event Day | 8 | 141.4578 | 136.8567 | 132.901 | 133.6171 | 143.38 | 168.8267 | 197.4684 | 217.4904 | 232.0559 | 241.5259 | 250.5917 | 252.877 | 249.7816 | 250.9401 | 244.7712 | 232.8251 | 218.2034 | 203.3684 | 192.5351 | 187.8438 | 183.8295 | 174.4308 | 161.9897 | 154.198 | -0.77463 | -0.56255 | -0.52786 | -0.78995 | -1.225 | -1.5187 | -1.2686 | -1.4462 | -0.39476 | 0.10948 | -1.0203 | -0.65908 | 0.36454 | 3.7424 | 13.0994 | 12.8223 | 11.5185 | 10.1273 | 3.7346 | 0.37255 | -0.33243 | -0.70857 | -1.3638 | -1.4865 | 74.8583 | 73.8119 | 72.8405 | 72.0797 | 71.234 | 70.5211 | 70.1738 | 70.5741 | 73.335 | 77.8547 | 82.5661 | 86.7887 | 89.8451 | 92.1063 | 93.4039 | 93.6949 | 93.7432 | 92.7105 | 91.2603 | 88.8737 | 85.1826 | 81.7447 | 79.4153 | 77.6629 | 2.6695 | 2.2556 | 2.4487 | 2.6172 | 3.0204 | 2.6201 | 2.408 | 2.4791 | 2.7287 | 2.7714 | 2.8192 | 3.1856 | 3.1197 | 3.3339 | 3.444 | 3.3558 | 3.1851 | 2.8146 | 2.5129 | 2.4912 | 2.4086 | 2.5432 | 2.6114 | 2.6594
Program Specific1-in-2Size: Over 200kWAll2015January Monthly Peak | Program Specific | 1-in-2 | Size: Over 200kW | All | 2015 | January Monthly Peak | 1 | 117.5233 | 114.0401 | 110.6345 | 111.2035 | 120.6138 | 144.7546 | 173.2765 | 188.6106 | 197.2547 | 197.5762 | 198.7766 | 196.8462 | 191.826 | 190.4729 | 183.2784 | 173.2704 | 164.5268 | 162.1114 | 158.061 | 152.6592 | 147.1232 | 141.0674 | 132.1717 | 125.8838 | 0.6456 | 0.063515 | 0.22443 | -0.093163 | -0.30519 | -1.0968 | -0.005518 | 0.10473 | -0.47664 | -0.38587 | 0.040931 | 0.52049 | 1.0626 | 3.1738 | 10.3052 | 9.6384 | 8.5464 | 7.7433 | 1.5742 | -0.13503 | -0.94242 | -1.0741 | -0.88748 | -1.2977 | 46.5772 | 45.7179 | 45.0007 | 44.5162 | 44.1132 | 43.9975 | 43.7732 | 43.5951 | 43.9619 | 45.8713 | 49.0769 | 51.8879 | 53.7373 | 55.1112 | 56.0155 | 56.5013 | 56.3522 | 54.9256 | 53.0439 | 51.5897 | 50.5019 | 49.512 | 48.666 | 47.7422 | 2.3312 | 1.9811 | 2.1505 | 2.3105 | 2.7206 | 2.3917 | 2.2566 | 2.2969 | 2.4739 | 2.4092 | 2.3739 | 2.6409 | 2.549 | 2.6979 | 2.7618 | 2.6931 | 2.6159 | 2.4329 | 2.2111 | 2.1674 | 2.0475 | 2.1723 | 2.254 | 2.2921
Program Specific1-in-2Size: Over 200kWAll2015February Monthly Peak | Program Specific | 1-in-2 | Size: Over 200kW | All | 2015 | February Monthly Peak | 2 | 118.952 | 115.3387 | 112.1671 | 112.7246 | 121.639 | 145.3034 | 173.0932 | 187.806 | 196.9391 | 198.6254 | 201.2725 | 201.3112 | 197.7525 | 197.6799 | 191.5542 | 180.5464 | 170.3296 | 165.4554 | 162.533 | 156.5603 | 150.7028 | 143.8879 | 134.0441 | 127.3625 | 0.64137 | 0.052502 | 0.22135 | -0.096975 | -0.31199 | -1.1006 | -0.0073087 | 0.10643 | -0.47644 | -0.3858 | 0.043773 | 0.53602 | 1.0988 | 3.2728 | 10.7216 | 10.0106 | 8.8207 | 7.8809 | 1.6214 | -0.13892 | -0.96466 | -1.1009 | -0.90677 | -1.3154 | 49.6796 | 49.3391 | 48.9759 | 48.588 | 48.0959 | 47.7697 | 47.5917 | 47.5268 | 48.102 | 49.8766 | 51.8696 | 53.7264 | 54.4728 | 54.7053 | 54.7588 | 54.2249 | 54.0314 | 53.3591 | 52.1298 | 50.9589 | 49.8556 | 49.2761 | 48.0339 | 46.956 | 2.3523 | 1.9985 | 2.1771 | 2.3408 | 2.739 | 2.3977 | 2.2518 | 2.2833 | 2.4684 | 2.4212 | 2.4034 | 2.6968 | 2.6286 | 2.8041 | 2.8965 | 2.8098 | 2.7081 | 2.4835 | 2.2719 | 2.224 | 2.0978 | 2.2149 | 2.2843 | 2.313
Program Specific1-in-2Size: Over 200kWAll2015March Monthly Peak | Program Specific | 1-in-2 | Size: Over 200kW | All | 2015 | March Monthly Peak | 3 | 121.9627 | 118.0187 | 114.4761 | 114.3487 | 122.6488 | 145.6957 | 174.0018 | 189.0385 | 197.2702 | 198.9803 | 202.1634 | 202.2534 | 199.3168 | 199.2227 | 193.3941 | 183.5796 | 173.3785 | 165.7364 | 162.932 | 161.2492 | 155.7276 | 148.4872 | 138.1355 | 130.8153 | 0.66816 | 0.065713 | 0.22511 | -0.095947 | -0.31354 | -1.0986 | -0.0056051 | 0.10659 | -0.47728 | -0.38468 | 0.046144 | 0.5414 | 1.1112 | 3.3099 | 10.8374 | 10.1881 | 8.9948 | 7.8958 | 1.6269 | -0.14031 | -0.99365 | -1.1292 | -0.93153 | -1.3511 | 49.5208 | 48.5527 | 47.7298 | 47.2616 | 46.9325 | 46.455 | 46.0747 | 46.0921 | 48.0551 | 50.3959 | 52.7994 | 54.7774 | 55.9955 | 56.9644 | 57.3324 | 57.6964 | 57.4504 | 56.7606 | 55.3284 | 53.3779 | 52.0949 | 50.933 | 49.9987 | 49.1291 | 2.4156 | 2.0484 | 2.2222 | 2.3746 | 2.7574 | 2.402 | 2.261 | 2.2969 | 2.4702 | 2.4237 | 2.4126 | 2.7067 | 2.6475 | 2.8195 | 2.9118 | 2.8446 | 2.7419 | 2.4815 | 2.2764 | 2.2908 | 2.1674 | 2.2847 | 2.3531 | 2.375
Program Specific1-in-2Size: Over 200kWAll2015April Monthly Peak | Program Specific | 1-in-2 | Size: Over 200kW | All | 2015 | April Monthly Peak | 4 | 125.1198 | 121.1783 | 117.1441 | 117.1947 | 125.7261 | 148.6552 | 174.3872 | 190.4073 | 200.8665 | 206.285 | 213.1993 | 215.5944 | 215.0884 | 216.4284 | 211.1238 | 200.0858 | 187.7484 | 176.3196 | 167.9461 | 166.4951 | 162.4685 | 154.1439 | 143.1098 | 135.4698 | 0.67132 | 0.058284 | 0.23038 | -0.10139 | -0.33544 | -1.1248 | -0.0061055 | 0.11347 | -0.485 | -0.39582 | 0.056625 | 0.59101 | 1.2167 | 3.5967 | 11.8001 | 11.0783 | 9.7357 | 8.4235 | 1.7109 | -0.10663 | -1.009 | -1.1477 | -0.95226 | -1.393 | 62.6415 | 61.6291 | 60.3159 | 59.2798 | 58.4274 | 57.7612 | 57.296 | 57.2034 | 59.4872 | 63.4861 | 67.8413 | 72.0225 | 75.4097 | 77.9018 | 79.2844 | 79.8652 | 79.8802 | 79.3133 | 77.7093 | 75.0408 | 71.2482 | 68.4723 | 66.2025 | 64.0469 | 2.4692 | 2.0974 | 2.2698 | 2.4299 | 2.8178 | 2.4458 | 2.2577 | 2.3037 | 2.5047 | 2.5057 | 2.5379 | 2.8727 | 2.8496 | 3.0549 | 3.1749 | 3.0934 | 2.954 | 2.6215 | 2.3337 | 2.3538 | 2.2568 | 2.3703 | 2.4345 | 2.4548
Program Specific1-in-2Size: Over 200kWAll2015May Monthly Peak | Program Specific | 1-in-2 | Size: Over 200kW | All | 2015 | May Monthly Peak | 5 | 125.2875 | 121.4027 | 117.5669 | 117.7353 | 126.8172 | 150.2414 | 174.9623 | 193.726 | 205.5702 | 211.9954 | 219.0431 | 221.0146 | 219.6464 | 220.6388 | 215.171 | 203.2911 | 190.3928 | 178.1109 | 169.2396 | 165.5471 | 163.3136 | 155.3251 | 144.4087 | 137.1512 | 0.68961 | 0.069383 | 0.23648 | -0.099114 | -0.33324 | -1.1293 | -0.0013115 | 0.11725 | -0.49454 | -0.41115 | 0.054581 | 0.59899 | 1.2327 | 3.6816 | 12.0728 | 11.3021 | 9.9199 | 8.5537 | 1.7319 | -0.098741 | -1.0042 | -1.146 | -0.95095 | -1.4016 | 62.5554 | 61.9342 | 61.2956 | 60.4788 | 59.7352 | 59.301 | 59.1795 | 59.6066 | 61.1681 | 64.4917 | 68.5039 | 72.357 | 76.0199 | 78.6357 | 79.7587 | 80.3573 | 80.3914 | 79.0277 | 76.8911 | 74.0811 | 70.3353 | 67.19 | 65.3562 | 64.0291 | 2.4815 | 2.1061 | 2.2816 | 2.4419 | 2.8407 | 2.4716 | 2.265 | 2.3438 | 2.5605 | 2.5736 | 2.6073 | 2.9514 | 2.9124 | 3.115 | 3.2336 | 3.1389 | 2.9921 | 2.6437 | 2.3503 | 2.336 | 2.2658 | 2.3913 | 2.4601 | 2.4944
Program Specific1-in-2Size: Over 200kWAll2015June Monthly Peak | Program Specific | 1-in-2 | Size: Over 200kW | All | 2015 | June Monthly Peak | 6 | 133.9007 | 129.6943 | 125.4402 | 125.5934 | 134.2327 | 156.578 | 181.1529 | 199.8444 | 211.656 | 218.51 | 226.0594 | 227.3214 | 223.3227 | 223.6592 | 218.159 | 208.9507 | 197.2637 | 185.0988 | 177.3712 | 172.6869 | 170.9708 | 163.256 | 151.5625 | 144.3985 | 0.34681 | -0.075533 | 0.058877 | -0.3004 | -0.60502 | -1.2366 | -0.31347 | -0.2388 | -0.45974 | -0.26205 | -0.20918 | 0.33919 | 1.0781 | 3.6949 | 12.1849 | 11.6829 | 10.4077 | 9.0629 | 2.3432 | 0.1148 | -0.79763 | -1.0343 | -1.0599 | -1.449 | 67.289 | 66.3712 | 65.4433 | 64.3806 | 63.6391 | 62.8981 | 62.2448 | 62.956 | 65.7351 | 70.2868 | 75.1513 | 79.4783 | 82.1758 | 83.7308 | 85.2477 | 85.8142 | 86.2561 | 85.5578 | 84.4072 | 81.6278 | 77.814 | 73.6474 | 71.3316 | 69.6524 | 2.5726 | 2.1794 | 2.3538 | 2.5066 | 2.8797 | 2.4768 | 2.2515 | 2.3187 | 2.5319 | 2.5515 | 2.5895 | 2.9148 | 2.8406 | 3.0249 | 3.1271 | 3.0731 | 2.9508 | 2.6257 | 2.3652 | 2.3388 | 2.2837 | 2.4242 | 2.4883 | 2.5342
Program Specific1-in-2Size: Over 200kWAll2015July Monthly Peak | Program Specific | 1-in-2 | Size: Over 200kW | All | 2015 | July Monthly Peak | 7 | 138.1668 | 133.9985 | 130.6457 | 130.7199 | 140.2159 | 164.4087 | 190.3493 | 208.8892 | 221.2691 | 229.6101 | 237.7893 | 239.0224 | 235.3753 | 236.0506 | 230.6544 | 221.2824 | 209.4185 | 196.8535 | 187.0954 | 181.8325 | 179.3419 | 171.049 | 158.7038 | 150.7302 | -0.57838 | -0.47732 | -0.4235 | -0.71198 | -1.1249 | -1.4415 | -1.07 | -1.1786 | -0.38691 | 0.054124 | -0.84394 | -0.42867 | 0.52634 | 3.6361 | 12.5173 | 12.2958 | 11.1261 | 9.8446 | 3.4967 | 0.37588 | -0.38019 | -0.75186 | -1.2975 | -1.4645 | 74.298 | 73.32 | 72.5502 | 71.8277 | 71.1069 | 70.3982 | 69.9488 | 70.6884 | 73.4049 | 77.0447 | 80.8853 | 84.5822 | 87.2103 | 88.8571 | 90.2366 | 90.7276 | 90.1221 | 89.1078 | 88.3477 | 86.8808 | 84.1848 | 80.6864 | 78.241 | 76.4913 | 2.5973 | 2.2006 | 2.3976 | 2.5473 | 2.9338 | 2.5373 | 2.3068 | 2.3629 | 2.581 | 2.6158 | 2.6572 | 2.9911 | 2.9146 | 3.1072 | 3.2097 | 3.1558 | 3.0318 | 2.7096 | 2.4287 | 2.3985 | 2.3379 | 2.4822 | 2.5474 | 2.5896
Program Specific1-in-2Size: Over 200kWAll2015August Monthly Peak | Program Specific | 1-in-2 | Size: Over 200kW | All | 2015 | August Monthly Peak | 8 | 140.8784 | 136.288 | 132.2466 | 132.9356 | 142.6292 | 167.9468 | 196.443 | 215.99 | 229.8973 | 238.7368 | 247.3889 | 249.5472 | 246.4524 | 247.6658 | 241.6683 | 229.9457 | 215.5738 | 201.0945 | 190.6812 | 186.1405 | 182.3132 | 173.0542 | 160.7798 | 153.0962 | -0.63157 | -0.52301 | -0.46499 | -0.72023 | -1.1346 | -1.5262 | -1.1525 | -1.2714 | -0.39222 | 0.079751 | -0.8662 | -0.49555 | 0.48224 | 3.7277 | 13.005 | 12.6693 | 11.3405 | 9.9562 | 3.4835 | 0.27164 | -0.45693 | -0.79493 | -1.3402 | -1.492 | 74.2061 | 72.8467 | 71.6969 | 70.9725 | 70.32 | 69.55 | 69.2012 | 69.0328 | 71.0878 | 75.99 | 81.2175 | 85.8157 | 89.0777 | 90.999 | 92.2277 | 92.621 | 92.5891 | 91.8987 | 90.1018 | 86.7863 | 82.3204 | 79.2231 | 77.4047 | 75.9808 | 2.6441 | 2.2336 | 2.423 | 2.5877 | 2.9826 | 2.5896 | 2.3793 | 2.4442 | 2.6834 | 2.7205 | 2.7648 | 3.1227 | 3.0561 | 3.266 | 3.3731 | 3.2877 | 3.121 | 2.7624 | 2.4719 | 2.452 | 2.3739 | 2.5083 | 2.576 | 2.6246
Program Specific1-in-2Size: Over 200kWAll2015September Monthly Peak | Program Specific | 1-in-2 | Size: Over 200kW | All | 2015 | September Monthly Peak | 9 | 138.768 | 134.9757 | 131.2098 | 131.8805 | 142.021 | 167.2387 | 197.35 | 217.7088 | 234.9811 | 245.0847 | 254.0807 | 256.3614 | 252.8791 | 254.196 | 247.4744 | 233.7495 | 217.6002 | 202.0649 | 191.8271 | 189.4533 | 182.1563 | 172.9115 | 159.4187 | 151.3912 | -0.47295 | -0.42151 | -0.36999 | -0.65015 | -1.0476 | -1.4483 | -1.0441 | -1.1956 | -0.44151 | -0.016865 | -0.86065 | -0.4701 | 0.5044 | 3.8335 | 13.2842 | 12.8408 | 11.4342 | 9.975 | 3.3958 | 0.27354 | -0.46656 | -0.79447 | -1.2811 | -1.4649 | 72.9555 | 71.8843 | 71.0658 | 70.3468 | 69.6534 | 68.9439 | 68.7154 | 68.6413 | 70.612 | 75.0047 | 80.055 | 84.8204 | 88.9431 | 91.3794 | 92.6636 | 93.0209 | 92.783 | 91.692 | 90.2234 | 87.1446 | 83.3753 | 80.4979 | 78.5516 | 77.2626 | 2.6002 | 2.2087 | 2.401 | 2.5644 | 2.9739 | 2.5769 | 2.3913 | 2.4657 | 2.7485 | 2.7982 | 2.8412 | 3.2073 | 3.138 | 3.3571 | 3.4699 | 3.358 | 3.1646 | 2.7825 | 2.4865 | 2.4931 | 2.3683 | 2.502 | 2.5516 | 2.5934
Program Specific1-in-2Size: Over 200kWAll2015October Monthly Peak | Program Specific | 1-in-2 | Size: Over 200kW | All | 2015 | October Monthly Peak | 10 | 132.9347 | 128.8613 | 124.3772 | 124.1206 | 133.1835 | 157.0306 | 186.069 | 202.5331 | 215.5172 | 224.2194 | 233.232 | 237.0246 | 236.2347 | 237.921 | 232.1057 | 219.0881 | 203.7133 | 190.202 | 184.6777 | 179.018 | 171.32 | 162.4213 | 150.5914 | 142.5456 | 0.5665 | 0.022616 | 0.17169 | -0.19437 | -0.46628 | -1.196 | -0.14943 | -0.055953 | -0.50706 | -0.37168 | -0.084035 | 0.49954 | 1.2294 | 3.9339 | 12.9448 | 12.1769 | 10.6606 | 9.2132 | 2.168 | 0.030221 | -0.91395 | -1.1079 | -1.0105 | -1.4428 | 65.5439 | 64.6087 | 63.7946 | 62.9249 | 62.1854 | 61.5851 | 61.093 | 61.0535 | 62.1026 | 65.6397 | 71.0893 | 77.1142 | 82.6134 | 85.7961 | 86.5654 | 87.1009 | 87.1811 | 86.2022 | 83.4518 | 78.7181 | 75.2499 | 72.6681 | 70.5832 | 69.0169 | 2.5882 | 2.1947 | 2.3667 | 2.5207 | 2.9212 | 2.5306 | 2.3616 | 2.4026 | 2.6357 | 2.6739 | 2.723 | 3.0979 | 3.0695 | 3.2909 | 3.417 | 3.3149 | 3.1281 | 2.7612 | 2.508 | 2.4704 | 2.3298 | 2.4505 | 2.5141 | 2.5419
Program Specific1-in-2Size: Over 200kWAll2015November Monthly Peak | Program Specific | 1-in-2 | Size: Over 200kW | All | 2015 | November Monthly Peak | 11 | 124.5978 | 120.87 | 117.0022 | 116.919 | 125.8623 | 148.9867 | 174.3562 | 189.7743 | 200.1144 | 205.4757 | 211.4845 | 213.158 | 211.5059 | 212.1803 | 205.7882 | 194.0439 | 183.3438 | 177.7292 | 169.9758 | 163.5138 | 157.1293 | 149.413 | 139.4899 | 132.9018 | 0.70304 | 0.084948 | 0.25229 | -0.094932 | -0.32606 | -1.12 | -0.00014771 | 0.1165 | -0.48139 | -0.39863 | 0.054105 | 0.58043 | 1.1947 | 3.5503 | 11.5646 | 10.8019 | 9.5587 | 8.5417 | 1.734 | -0.10016 | -0.96931 | -1.1076 | -0.91715 | -1.3593 | 58.9535 | 58.0059 | 57.4396 | 56.7595 | 55.7428 | 54.8486 | 54.8861 | 54.7796 | 57.4947 | 61.2714 | 65.9485 | 70.5517 | 73.4009 | 74.9757 | 76.0605 | 75.8804 | 74.023 | 70.9746 | 67.879 | 65.7121 | 64.1883 | 63.2995 | 62.3832 | 61.7272 | 2.4773 | 2.1031 | 2.2787 | 2.4243 | 2.8153 | 2.4537 | 2.2611 | 2.2974 | 2.4941 | 2.4929 | 2.515 | 2.8442 | 2.7995 | 2.9903 | 3.0829 | 2.9915 | 2.8812 | 2.6401 | 2.3627 | 2.3078 | 2.1805 | 2.3006 | 2.3782 | 2.4213
Program Specific1-in-2Size: Over 200kWAll2015December Monthly Peak | Program Specific | 1-in-2 | Size: Over 200kW | All | 2015 | December Monthly Peak | 12 | 119.3348 | 115.5044 | 111.9992 | 111.7487 | 120.3395 | 143.2633 | 170.084 | 183.9573 | 192.2766 | 194.7217 | 197.2028 | 196.2578 | 192.8155 | 192.4064 | 186.1707 | 176.4794 | 169.2485 | 165.5671 | 159.7173 | 154.3505 | 148.8365 | 142.4403 | 132.8889 | 126.1746 | 0.66784 | 0.074952 | 0.24124 | -0.090583 | -0.30454 | -1.0768 | 0.0032653 | 0.11164 | -0.4628 | -0.37938 | 0.045071 | 0.52558 | 1.0736 | 3.2016 | 10.448 | 9.8087 | 8.7963 | 7.9291 | 1.6114 | -0.1171 | -0.94 | -1.0766 | -0.89 | -1.2989 | 50.6816 | 49.8195 | 49.1802 | 48.6884 | 48.1085 | 47.5342 | 47.2824 | 47.192 | 47.8212 | 51.0785 | 54.8543 | 58.0413 | 60.1215 | 61.3002 | 62.0166 | 62.3139 | 61.7486 | 59.5354 | 56.7943 | 54.6415 | 52.9456 | 51.1221 | 49.4652 | 48.1197 | 2.372 | 2.0091 | 2.1826 | 2.3195 | 2.7021 | 2.3629 | 2.2082 | 2.2311 | 2.4013 | 2.3678 | 2.3499 | 2.6266 | 2.561 | 2.7236 | 2.8056 | 2.7391 | 2.6803 | 2.4712 | 2.2263 | 2.1856 | 2.0693 | 2.1929 | 2.2662 | 2.2984
Program Specific1-in-2Size: Over 200kWAll2015Typical Event Day | Program Specific | 1-in-2 | Size: Over 200kW | All | 2015 | Typical Event Day | 8 | 140.1014 | 135.5204 | 131.3893 | 132.0366 | 141.6365 | 166.7704 | 195.062 | 213.977 | 226.9884 | 234.9349 | 242.9451 | 244.8597 | 241.6991 | 242.9621 | 237.171 | 225.7606 | 211.7468 | 197.7665 | 187.9968 | 183.6978 | 180.1653 | 171.1341 | 159.0814 | 151.5678 | -0.33148 | -0.3766 | -0.29666 | -0.60412 | -0.99373 | -1.4325 | -0.89915 | -0.96505 | -0.42461 | -0.038379 | -0.68974 | -0.24123 | 0.6782 | 3.7793 | 12.9175 | 12.5159 | 11.188 | 9.8002 | 3.2081 | 0.28288 | -0.5193 | -0.84205 | -1.2491 | -1.4822 | 72.1872 | 71.1055 | 70.1891 | 69.3819 | 68.6799 | 67.9476 | 67.5275 | 67.8296 | 70.2099 | 74.5815 | 79.3272 | 83.6742 | 86.8518 | 88.7416 | 90.0939 | 90.5459 | 90.4376 | 89.5641 | 88.27 | 85.6099 | 81.9236 | 78.5137 | 76.3822 | 74.8468 | 2.6216 | 2.2147 | 2.4007 | 2.5637 | 2.9543 | 2.5651 | 2.3569 | 2.4159 | 2.6436 | 2.6714 | 2.7095 | 3.0574 | 2.9921 | 3.1995 | 3.3075 | 3.2257 | 3.064 | 2.7141 | 2.4323 | 2.4155 | 2.3407 | 2.4738 | 2.5418 | 2.5903
Program Specific1-in-2Size: Over 200kWAll2016January Monthly Peak | Program Specific | 1-in-2 | Size: Over 200kW | All | 2016 | January Monthly Peak | 1 | 117.5233 | 114.0401 | 110.6345 | 111.2035 | 120.6138 | 144.7546 | 173.2765 | 188.6106 | 197.2547 | 197.5762 | 198.7766 | 196.8462 | 191.826 | 190.4729 | 183.2784 | 173.2704 | 164.5268 | 162.1114 | 158.061 | 152.6592 | 147.1232 | 141.0674 | 132.1717 | 125.8838 | 0.6456 | 0.063515 | 0.22443 | -0.093163 | -0.30519 | -1.0968 | -0.005518 | 0.10473 | -0.47664 | -0.38587 | 0.040931 | 0.52049 | 1.0626 | 3.1738 | 10.3052 | 9.6384 | 8.5464 | 7.7433 | 1.5742 | -0.13503 | -0.94242 | -1.0741 | -0.88748 | -1.2977 | 46.5772 | 45.7179 | 45.0007 | 44.5162 | 44.1132 | 43.9975 | 43.7732 | 43.5951 | 43.9619 | 45.8713 | 49.0769 | 51.8879 | 53.7373 | 55.1112 | 56.0155 | 56.5013 | 56.3522 | 54.9256 | 53.0439 | 51.5897 | 50.5019 | 49.512 | 48.666 | 47.7422 | 2.3312 | 1.9811 | 2.1505 | 2.3105 | 2.7206 | 2.3917 | 2.2566 | 2.2969 | 2.4739 | 2.4092 | 2.3739 | 2.6409 | 2.549 | 2.6979 | 2.7618 | 2.6931 | 2.6159 | 2.4329 | 2.2111 | 2.1674 | 2.0475 | 2.1723 | 2.254 | 2.2921
Program Specific1-in-2Size: Over 200kWAll2016February Monthly Peak | Program Specific | 1-in-2 | Size: Over 200kW | All | 2016 | February Monthly Peak | 2 | 118.952 | 115.3387 | 112.1671 | 112.7246 | 121.639 | 145.3034 | 173.0932 | 187.806 | 196.9391 | 198.6254 | 201.2725 | 201.3112 | 197.7525 | 197.6799 | 191.5542 | 180.5464 | 170.3296 | 165.4554 | 162.533 | 156.5603 | 150.7028 | 143.8879 | 134.0441 | 127.3625 | 0.64137 | 0.052502 | 0.22135 | -0.096975 | -0.31199 | -1.1006 | -0.0073087 | 0.10643 | -0.47644 | -0.3858 | 0.043773 | 0.53602 | 1.0988 | 3.2728 | 10.7216 | 10.0106 | 8.8207 | 7.8809 | 1.6214 | -0.13892 | -0.96466 | -1.1009 | -0.90677 | -1.3154 | 49.6796 | 49.3391 | 48.9759 | 48.588 | 48.0959 | 47.7697 | 47.5917 | 47.5268 | 48.102 | 49.8766 | 51.8696 | 53.7264 | 54.4728 | 54.7053 | 54.7588 | 54.2249 | 54.0314 | 53.3591 | 52.1298 | 50.9589 | 49.8556 | 49.2761 | 48.0339 | 46.956 | 2.3523 | 1.9985 | 2.1771 | 2.3408 | 2.739 | 2.3977 | 2.2518 | 2.2833 | 2.4684 | 2.4212 | 2.4034 | 2.6968 | 2.6286 | 2.8041 | 2.8965 | 2.8098 | 2.7081 | 2.4835 | 2.2719 | 2.224 | 2.0978 | 2.2149 | 2.2843 | 2.313
Program Specific1-in-2Size: Over 200kWAll2016March Monthly Peak | Program Specific | 1-in-2 | Size: Over 200kW | All | 2016 | March Monthly Peak | 3 | 121.9627 | 118.0187 | 114.4761 | 114.3487 | 122.6488 | 145.6957 | 174.0018 | 189.0385 | 197.2702 | 198.9803 | 202.1634 | 202.2534 | 199.3168 | 199.2227 | 193.3941 | 183.5796 | 173.3785 | 165.7364 | 162.932 | 161.2492 | 155.7276 | 148.4872 | 138.1355 | 130.8153 | 0.66816 | 0.065713 | 0.22511 | -0.095947 | -0.31354 | -1.0986 | -0.0056051 | 0.10659 | -0.47728 | -0.38468 | 0.046144 | 0.5414 | 1.1112 | 3.3099 | 10.8374 | 10.1881 | 8.9948 | 7.8958 | 1.6269 | -0.14031 | -0.99365 | -1.1292 | -0.93153 | -1.3511 | 49.5208 | 48.5527 | 47.7298 | 47.2616 | 46.9325 | 46.455 | 46.0747 | 46.0921 | 48.0551 | 50.3959 | 52.7994 | 54.7774 | 55.9955 | 56.9644 | 57.3324 | 57.6964 | 57.4504 | 56.7606 | 55.3284 | 53.3779 | 52.0949 | 50.933 | 49.9987 | 49.1291 | 2.4156 | 2.0484 | 2.2222 | 2.3746 | 2.7574 | 2.402 | 2.261 | 2.2969 | 2.4702 | 2.4237 | 2.4126 | 2.7067 | 2.6475 | 2.8195 | 2.9118 | 2.8446 | 2.7419 | 2.4815 | 2.2764 | 2.2908 | 2.1674 | 2.2847 | 2.3531 | 2.375
Program Specific1-in-2Size: Over 200kWAll2016April Monthly Peak | Program Specific | 1-in-2 | Size: Over 200kW | All | 2016 | April Monthly Peak | 4 | 125.1198 | 121.1783 | 117.1441 | 117.1947 | 125.7261 | 148.6552 | 174.3872 | 190.4073 | 200.8665 | 206.285 | 213.1993 | 215.5944 | 215.0884 | 216.4284 | 211.1238 | 200.0858 | 187.7484 | 176.3196 | 167.9461 | 166.4951 | 162.4685 | 154.1439 | 143.1098 | 135.4698 | 0.67132 | 0.058284 | 0.23038 | -0.10139 | -0.33544 | -1.1248 | -0.0061055 | 0.11347 | -0.485 | -0.39582 | 0.056625 | 0.59101 | 1.2167 | 3.5967 | 11.8001 | 11.0783 | 9.7357 | 8.4235 | 1.7109 | -0.10663 | -1.009 | -1.1477 | -0.95226 | -1.393 | 62.6415 | 61.6291 | 60.3159 | 59.2798 | 58.4274 | 57.7612 | 57.296 | 57.2034 | 59.4872 | 63.4861 | 67.8413 | 72.0225 | 75.4097 | 77.9018 | 79.2844 | 79.8652 | 79.8802 | 79.3133 | 77.7093 | 75.0408 | 71.2482 | 68.4723 | 66.2025 | 64.0469 | 2.4692 | 2.0974 | 2.2698 | 2.4299 | 2.8178 | 2.4458 | 2.2577 | 2.3037 | 2.5047 | 2.5057 | 2.5379 | 2.8727 | 2.8496 | 3.0549 | 3.1749 | 3.0934 | 2.954 | 2.6215 | 2.3337 | 2.3538 | 2.2568 | 2.3703 | 2.4345 | 2.4548
Program Specific1-in-2Size: Over 200kWAll2016May Monthly Peak | Program Specific | 1-in-2 | Size: Over 200kW | All | 2016 | May Monthly Peak | 5 | 125.2875 | 121.4027 | 117.5669 | 117.7353 | 126.8172 | 150.2414 | 174.9623 | 193.726 | 205.5702 | 211.9954 | 219.0431 | 221.0146 | 219.6464 | 220.6388 | 215.171 | 203.2911 | 190.3928 | 178.1109 | 169.2396 | 165.5471 | 163.3136 | 155.3251 | 144.4087 | 137.1512 | 0.68961 | 0.069383 | 0.23648 | -0.099114 | -0.33324 | -1.1293 | -0.0013115 | 0.11725 | -0.49454 | -0.41115 | 0.054581 | 0.59899 | 1.2327 | 3.6816 | 12.0728 | 11.3021 | 9.9199 | 8.5537 | 1.7319 | -0.098741 | -1.0042 | -1.146 | -0.95095 | -1.4016 | 62.5554 | 61.9342 | 61.2956 | 60.4788 | 59.7352 | 59.301 | 59.1795 | 59.6066 | 61.1681 | 64.4917 | 68.5039 | 72.357 | 76.0199 | 78.6357 | 79.7587 | 80.3573 | 80.3914 | 79.0277 | 76.8911 | 74.0811 | 70.3353 | 67.19 | 65.3562 | 64.0291 | 2.4815 | 2.1061 | 2.2816 | 2.4419 | 2.8407 | 2.4716 | 2.265 | 2.3438 | 2.5605 | 2.5736 | 2.6073 | 2.9514 | 2.9124 | 3.115 | 3.2336 | 3.1389 | 2.9921 | 2.6437 | 2.3503 | 2.336 | 2.2658 | 2.3913 | 2.4601 | 2.4944
Program Specific1-in-2Size: Over 200kWAll2016June Monthly Peak | Program Specific | 1-in-2 | Size: Over 200kW | All | 2016 | June Monthly Peak | 6 | 133.9007 | 129.6943 | 125.4402 | 125.5934 | 134.2327 | 156.578 | 181.1529 | 199.8444 | 211.656 | 218.51 | 226.0594 | 227.3214 | 223.3227 | 223.6592 | 218.159 | 208.9507 | 197.2637 | 185.0988 | 177.3712 | 172.6869 | 170.9708 | 163.256 | 151.5625 | 144.3985 | 0.34681 | -0.075533 | 0.058877 | -0.3004 | -0.60502 | -1.2366 | -0.31347 | -0.2388 | -0.45974 | -0.26205 | -0.20918 | 0.33919 | 1.0781 | 3.6949 | 12.1849 | 11.6829 | 10.4077 | 9.0629 | 2.3432 | 0.1148 | -0.79763 | -1.0343 | -1.0599 | -1.449 | 67.289 | 66.3712 | 65.4433 | 64.3806 | 63.6391 | 62.8981 | 62.2448 | 62.956 | 65.7351 | 70.2868 | 75.1513 | 79.4783 | 82.1758 | 83.7308 | 85.2477 | 85.8142 | 86.2561 | 85.5578 | 84.4072 | 81.6278 | 77.814 | 73.6474 | 71.3316 | 69.6524 | 2.5726 | 2.1794 | 2.3538 | 2.5066 | 2.8797 | 2.4768 | 2.2515 | 2.3187 | 2.5319 | 2.5515 | 2.5895 | 2.9148 | 2.8406 | 3.0249 | 3.1271 | 3.0731 | 2.9508 | 2.6257 | 2.3652 | 2.3388 | 2.2837 | 2.4242 | 2.4883 | 2.5342
Program Specific1-in-2Size: Over 200kWAll2016July Monthly Peak | Program Specific | 1-in-2 | Size: Over 200kW | All | 2016 | July Monthly Peak | 7 | 138.1668 | 133.9985 | 130.6457 | 130.7199 | 140.2159 | 164.4087 | 190.3493 | 208.8892 | 221.2691 | 229.6101 | 237.7893 | 239.0224 | 235.3753 | 236.0506 | 230.6544 | 221.2824 | 209.4185 | 196.8535 | 187.0954 | 181.8325 | 179.3419 | 171.049 | 158.7038 | 150.7302 | -0.57838 | -0.47732 | -0.4235 | -0.71198 | -1.1249 | -1.4415 | -1.07 | -1.1786 | -0.38691 | 0.054124 | -0.84394 | -0.42867 | 0.52634 | 3.6361 | 12.5173 | 12.2958 | 11.1261 | 9.8446 | 3.4967 | 0.37588 | -0.38019 | -0.75186 | -1.2975 | -1.4645 | 74.298 | 73.32 | 72.5502 | 71.8277 | 71.1069 | 70.3982 | 69.9488 | 70.6884 | 73.4049 | 77.0447 | 80.8853 | 84.5822 | 87.2103 | 88.8571 | 90.2366 | 90.7276 | 90.1221 | 89.1078 | 88.3477 | 86.8808 | 84.1848 | 80.6864 | 78.241 | 76.4913 | 2.5973 | 2.2006 | 2.3976 | 2.5473 | 2.9338 | 2.5373 | 2.3068 | 2.3629 | 2.581 | 2.6158 | 2.6572 | 2.9911 | 2.9146 | 3.1072 | 3.2097 | 3.1558 | 3.0318 | 2.7096 | 2.4287 | 2.3985 | 2.3379 | 2.4822 | 2.5474 | 2.5896
Program Specific1-in-2Size: Over 200kWAll2016August Monthly Peak | Program Specific | 1-in-2 | Size: Over 200kW | All | 2016 | August Monthly Peak | 8 | 140.8784 | 136.288 | 132.2466 | 132.9356 | 142.6292 | 167.9468 | 196.443 | 215.99 | 229.8973 | 238.7368 | 247.3889 | 249.5472 | 246.4524 | 247.6658 | 241.6683 | 229.9457 | 215.5738 | 201.0945 | 190.6812 | 186.1405 | 182.3132 | 173.0542 | 160.7798 | 153.0962 | -0.63157 | -0.52301 | -0.46499 | -0.72023 | -1.1346 | -1.5262 | -1.1525 | -1.2714 | -0.39222 | 0.079751 | -0.8662 | -0.49555 | 0.48224 | 3.7277 | 13.005 | 12.6693 | 11.3405 | 9.9562 | 3.4835 | 0.27164 | -0.45693 | -0.79493 | -1.3402 | -1.492 | 74.2061 | 72.8467 | 71.6969 | 70.9725 | 70.32 | 69.55 | 69.2012 | 69.0328 | 71.0878 | 75.99 | 81.2175 | 85.8157 | 89.0777 | 90.999 | 92.2277 | 92.621 | 92.5891 | 91.8987 | 90.1018 | 86.7863 | 82.3204 | 79.2231 | 77.4047 | 75.9808 | 2.6441 | 2.2336 | 2.423 | 2.5877 | 2.9826 | 2.5896 | 2.3793 | 2.4442 | 2.6834 | 2.7205 | 2.7648 | 3.1227 | 3.0561 | 3.266 | 3.3731 | 3.2877 | 3.121 | 2.7624 | 2.4719 | 2.452 | 2.3739 | 2.5083 | 2.576 | 2.6246
Program Specific1-in-2Size: Over 200kWAll2016September Monthly Peak | Program Specific | 1-in-2 | Size: Over 200kW | All | 2016 | September Monthly Peak | 9 | 138.768 | 134.9757 | 131.2098 | 131.8805 | 142.021 | 167.2387 | 197.35 | 217.7088 | 234.9811 | 245.0847 | 254.0807 | 256.3614 | 252.8791 | 254.196 | 247.4744 | 233.7495 | 217.6002 | 202.0649 | 191.8271 | 189.4533 | 182.1563 | 172.9115 | 159.4187 | 151.3912 | -0.47295 | -0.42151 | -0.36999 | -0.65015 | -1.0476 | -1.4483 | -1.0441 | -1.1956 | -0.44151 | -0.016865 | -0.86065 | -0.4701 | 0.5044 | 3.8335 | 13.2842 | 12.8408 | 11.4342 | 9.975 | 3.3958 | 0.27354 | -0.46656 | -0.79447 | -1.2811 | -1.4649 | 72.9555 | 71.8843 | 71.0658 | 70.3468 | 69.6534 | 68.9439 | 68.7154 | 68.6413 | 70.612 | 75.0047 | 80.055 | 84.8204 | 88.9431 | 91.3794 | 92.6636 | 93.0209 | 92.783 | 91.692 | 90.2234 | 87.1446 | 83.3753 | 80.4979 | 78.5516 | 77.2626 | 2.6002 | 2.2087 | 2.401 | 2.5644 | 2.9739 | 2.5769 | 2.3913 | 2.4657 | 2.7485 | 2.7982 | 2.8412 | 3.2073 | 3.138 | 3.3571 | 3.4699 | 3.358 | 3.1646 | 2.7825 | 2.4865 | 2.4931 | 2.3683 | 2.502 | 2.5516 | 2.5934
Program Specific1-in-2Size: Over 200kWAll2016October Monthly Peak | Program Specific | 1-in-2 | Size: Over 200kW | All | 2016 | October Monthly Peak | 10 | 132.9347 | 128.8613 | 124.3772 | 124.1206 | 133.1835 | 157.0306 | 186.069 | 202.5331 | 215.5172 | 224.2194 | 233.232 | 237.0246 | 236.2347 | 237.921 | 232.1057 | 219.0881 | 203.7133 | 190.202 | 184.6777 | 179.018 | 171.32 | 162.4213 | 150.5914 | 142.5456 | 0.5665 | 0.022616 | 0.17169 | -0.19437 | -0.46628 | -1.196 | -0.14943 | -0.055953 | -0.50706 | -0.37168 | -0.084035 | 0.49954 | 1.2294 | 3.9339 | 12.9448 | 12.1769 | 10.6606 | 9.2132 | 2.168 | 0.030221 | -0.91395 | -1.1079 | -1.0105 | -1.4428 | 65.5439 | 64.6087 | 63.7946 | 62.9249 | 62.1854 | 61.5851 | 61.093 | 61.0535 | 62.1026 | 65.6397 | 71.0893 | 77.1142 | 82.6134 | 85.7961 | 86.5654 | 87.1009 | 87.1811 | 86.2022 | 83.4518 | 78.7181 | 75.2499 | 72.6681 | 70.5832 | 69.0169 | 2.5882 | 2.1947 | 2.3667 | 2.5207 | 2.9212 | 2.5306 | 2.3616 | 2.4026 | 2.6357 | 2.6739 | 2.723 | 3.0979 | 3.0695 | 3.2909 | 3.417 | 3.3149 | 3.1281 | 2.7612 | 2.508 | 2.4704 | 2.3298 | 2.4505 | 2.5141 | 2.5419
Program Specific1-in-2Size: Over 200kWAll2016November Monthly Peak | Program Specific | 1-in-2 | Size: Over 200kW | All | 2016 | November Monthly Peak | 11 | 124.5978 | 120.87 | 117.0022 | 116.919 | 125.8623 | 148.9867 | 174.3562 | 189.7743 | 200.1144 | 205.4757 | 211.4845 | 213.158 | 211.5059 | 212.1803 | 205.7882 | 194.0439 | 183.3438 | 177.7292 | 169.9758 | 163.5138 | 157.1293 | 149.413 | 139.4899 | 132.9018 | 0.70304 | 0.084948 | 0.25229 | -0.094932 | -0.32606 | -1.12 | -0.00014771 | 0.1165 | -0.48139 | -0.39863 | 0.054105 | 0.58043 | 1.1947 | 3.5503 | 11.5646 | 10.8019 | 9.5587 | 8.5417 | 1.734 | -0.10016 | -0.96931 | -1.1076 | -0.91715 | -1.3593 | 58.9535 | 58.0059 | 57.4396 | 56.7595 | 55.7428 | 54.8486 | 54.8861 | 54.7796 | 57.4947 | 61.2714 | 65.9485 | 70.5517 | 73.4009 | 74.9757 | 76.0605 | 75.8804 | 74.023 | 70.9746 | 67.879 | 65.7121 | 64.1883 | 63.2995 | 62.3832 | 61.7272 | 2.4773 | 2.1031 | 2.2787 | 2.4243 | 2.8153 | 2.4537 | 2.2611 | 2.2974 | 2.4941 | 2.4929 | 2.515 | 2.8442 | 2.7995 | 2.9903 | 3.0829 | 2.9915 | 2.8812 | 2.6401 | 2.3627 | 2.3078 | 2.1805 | 2.3006 | 2.3782 | 2.4213
Program Specific1-in-2Size: Over 200kWAll2016December Monthly Peak | Program Specific | 1-in-2 | Size: Over 200kW | All | 2016 | December Monthly Peak | 12 | 119.3348 | 115.5044 | 111.9992 | 111.7487 | 120.3395 | 143.2633 | 170.084 | 183.9573 | 192.2766 | 194.7217 | 197.2028 | 196.2578 | 192.8155 | 192.4064 | 186.1707 | 176.4794 | 169.2485 | 165.5671 | 159.7173 | 154.3505 | 148.8365 | 142.4403 | 132.8889 | 126.1746 | 0.66784 | 0.074952 | 0.24124 | -0.090583 | -0.30454 | -1.0768 | 0.0032653 | 0.11164 | -0.4628 | -0.37938 | 0.045071 | 0.52558 | 1.0736 | 3.2016 | 10.448 | 9.8087 | 8.7963 | 7.9291 | 1.6114 | -0.1171 | -0.94 | -1.0766 | -0.89 | -1.2989 | 50.6816 | 49.8195 | 49.1802 | 48.6884 | 48.1085 | 47.5342 | 47.2824 | 47.192 | 47.8212 | 51.0785 | 54.8543 | 58.0413 | 60.1215 | 61.3002 | 62.0166 | 62.3139 | 61.7486 | 59.5354 | 56.7943 | 54.6415 | 52.9456 | 51.1221 | 49.4652 | 48.1197 | 2.372 | 2.0091 | 2.1826 | 2.3195 | 2.7021 | 2.3629 | 2.2082 | 2.2311 | 2.4013 | 2.3678 | 2.3499 | 2.6266 | 2.561 | 2.7236 | 2.8056 | 2.7391 | 2.6803 | 2.4712 | 2.2263 | 2.1856 | 2.0693 | 2.1929 | 2.2662 | 2.2984
Program Specific1-in-2Size: Over 200kWAll2016Typical Event Day | Program Specific | 1-in-2 | Size: Over 200kW | All | 2016 | Typical Event Day | 8 | 140.1014 | 135.5204 | 131.3893 | 132.0366 | 141.6365 | 166.7704 | 195.062 | 213.977 | 226.9884 | 234.9349 | 242.9451 | 244.8597 | 241.6991 | 242.9621 | 237.171 | 225.7606 | 211.7468 | 197.7665 | 187.9968 | 183.6978 | 180.1653 | 171.1341 | 159.0814 | 151.5678 | -0.33148 | -0.3766 | -0.29666 | -0.60412 | -0.99373 | -1.4325 | -0.89915 | -0.96505 | -0.42461 | -0.038379 | -0.68974 | -0.24123 | 0.6782 | 3.7793 | 12.9175 | 12.5159 | 11.188 | 9.8002 | 3.2081 | 0.28288 | -0.5193 | -0.84205 | -1.2491 | -1.4822 | 72.1872 | 71.1055 | 70.1891 | 69.3819 | 68.6799 | 67.9476 | 67.5275 | 67.8296 | 70.2099 | 74.5815 | 79.3272 | 83.6742 | 86.8518 | 88.7416 | 90.0939 | 90.5459 | 90.4376 | 89.5641 | 88.27 | 85.6099 | 81.9236 | 78.5137 | 76.3822 | 74.8468 | 2.6216 | 2.2147 | 2.4007 | 2.5637 | 2.9543 | 2.5651 | 2.3569 | 2.4159 | 2.6436 | 2.6714 | 2.7095 | 3.0574 | 2.9921 | 3.1995 | 3.3075 | 3.2257 | 3.064 | 2.7141 | 2.4323 | 2.4155 | 2.3407 | 2.4738 | 2.5418 | 2.5903
Program Specific1-in-2Size: Over 200kWAll2017January Monthly Peak | Program Specific | 1-in-2 | Size: Over 200kW | All | 2017 | January Monthly Peak | 1 | 117.5233 | 114.0401 | 110.6345 | 111.2035 | 120.6138 | 144.7546 | 173.2765 | 188.6106 | 197.2547 | 197.5762 | 198.7766 | 196.8462 | 191.826 | 190.4729 | 183.2784 | 173.2704 | 164.5268 | 162.1114 | 158.061 | 152.6592 | 147.1232 | 141.0674 | 132.1717 | 125.8838 | 0.6456 | 0.063515 | 0.22443 | -0.093163 | -0.30519 | -1.0968 | -0.005518 | 0.10473 | -0.47664 | -0.38587 | 0.040931 | 0.52049 | 1.0626 | 3.1738 | 10.3052 | 9.6384 | 8.5464 | 7.7433 | 1.5742 | -0.13503 | -0.94242 | -1.0741 | -0.88748 | -1.2977 | 46.5772 | 45.7179 | 45.0007 | 44.5162 | 44.1132 | 43.9975 | 43.7732 | 43.5951 | 43.9619 | 45.8713 | 49.0769 | 51.888 | 53.7373 | 55.1112 | 56.0155 | 56.5013 | 56.3522 | 54.9256 | 53.0439 | 51.5897 | 50.5019 | 49.512 | 48.666 | 47.7422 | 2.3312 | 1.9811 | 2.1505 | 2.3105 | 2.7206 | 2.3917 | 2.2566 | 2.2969 | 2.4739 | 2.4092 | 2.3739 | 2.6409 | 2.549 | 2.6979 | 2.7618 | 2.6931 | 2.6159 | 2.4329 | 2.2111 | 2.1674 | 2.0475 | 2.1723 | 2.254 | 2.2921
Program Specific1-in-2Size: Over 200kWAll2017February Monthly Peak | Program Specific | 1-in-2 | Size: Over 200kW | All | 2017 | February Monthly Peak | 2 | 118.952 | 115.3387 | 112.1671 | 112.7246 | 121.639 | 145.3034 | 173.0932 | 187.806 | 196.9391 | 198.6254 | 201.2725 | 201.3112 | 197.7525 | 197.6799 | 191.5542 | 180.5464 | 170.3296 | 165.4554 | 162.533 | 156.5603 | 150.7028 | 143.8879 | 134.0441 | 127.3625 | 0.64137 | 0.052502 | 0.22135 | -0.096975 | -0.31199 | -1.1006 | -0.0073087 | 0.10643 | -0.47644 | -0.3858 | 0.043773 | 0.53602 | 1.0988 | 3.2728 | 10.7216 | 10.0106 | 8.8207 | 7.8809 | 1.6214 | -0.13892 | -0.96466 | -1.1009 | -0.90677 | -1.3154 | 49.6796 | 49.3391 | 48.9759 | 48.588 | 48.0959 | 47.7697 | 47.5917 | 47.5268 | 48.102 | 49.8766 | 51.8696 | 53.7264 | 54.4728 | 54.7053 | 54.7588 | 54.2249 | 54.0314 | 53.3591 | 52.1298 | 50.9589 | 49.8556 | 49.2761 | 48.0339 | 46.956 | 2.3523 | 1.9985 | 2.1771 | 2.3408 | 2.739 | 2.3977 | 2.2518 | 2.2833 | 2.4684 | 2.4212 | 2.4034 | 2.6968 | 2.6286 | 2.8041 | 2.8965 | 2.8098 | 2.7081 | 2.4835 | 2.2719 | 2.224 | 2.0978 | 2.2149 | 2.2843 | 2.313
Program Specific1-in-2Size: Over 200kWAll2017March Monthly Peak | Program Specific | 1-in-2 | Size: Over 200kW | All | 2017 | March Monthly Peak | 3 | 121.9627 | 118.0187 | 114.4761 | 114.3487 | 122.6488 | 145.6957 | 174.0018 | 189.0385 | 197.2702 | 198.9803 | 202.1634 | 202.2535 | 199.3168 | 199.2227 | 193.3941 | 183.5796 | 173.3785 | 165.7364 | 162.932 | 161.2492 | 155.7276 | 148.4872 | 138.1355 | 130.8153 | 0.66816 | 0.065713 | 0.22511 | -0.095947 | -0.31354 | -1.0986 | -0.0056052 | 0.10659 | -0.47728 | -0.38468 | 0.046144 | 0.5414 | 1.1112 | 3.3099 | 10.8374 | 10.1881 | 8.9948 | 7.8958 | 1.6269 | -0.14031 | -0.99365 | -1.1292 | -0.93153 | -1.3511 | 49.5208 | 48.5527 | 47.7298 | 47.2616 | 46.9325 | 46.455 | 46.0747 | 46.0921 | 48.0551 | 50.3959 | 52.7994 | 54.7774 | 55.9955 | 56.9644 | 57.3324 | 57.6964 | 57.4504 | 56.7606 | 55.3284 | 53.3779 | 52.0949 | 50.933 | 49.9987 | 49.1291 | 2.4156 | 2.0484 | 2.2222 | 2.3746 | 2.7574 | 2.402 | 2.261 | 2.2969 | 2.4702 | 2.4237 | 2.4126 | 2.7067 | 2.6475 | 2.8195 | 2.9118 | 2.8446 | 2.7419 | 2.4815 | 2.2764 | 2.2908 | 2.1674 | 2.2847 | 2.3531 | 2.375
Program Specific1-in-2Size: Over 200kWAll2017April Monthly Peak | Program Specific | 1-in-2 | Size: Over 200kW | All | 2017 | April Monthly Peak | 4 | 125.1198 | 121.1783 | 117.1441 | 117.1947 | 125.7261 | 148.6552 | 174.3872 | 190.4073 | 200.8665 | 206.285 | 213.1993 | 215.5944 | 215.0884 | 216.4284 | 211.1238 | 200.0858 | 187.7484 | 176.3196 | 167.9461 | 166.4951 | 162.4685 | 154.1439 | 143.1098 | 135.4698 | 0.67132 | 0.058284 | 0.23038 | -0.10139 | -0.33544 | -1.1248 | -0.0061054 | 0.11347 | -0.485 | -0.39582 | 0.056625 | 0.59101 | 1.2167 | 3.5967 | 11.8001 | 11.0783 | 9.7357 | 8.4235 | 1.7109 | -0.10663 | -1.009 | -1.1477 | -0.95226 | -1.393 | 62.6415 | 61.6291 | 60.3159 | 59.2798 | 58.4274 | 57.7612 | 57.296 | 57.2034 | 59.4872 | 63.4861 | 67.8413 | 72.0225 | 75.4097 | 77.9018 | 79.2844 | 79.8652 | 79.8802 | 79.3133 | 77.7093 | 75.0408 | 71.2482 | 68.4723 | 66.2025 | 64.0469 | 2.4692 | 2.0974 | 2.2698 | 2.4299 | 2.8178 | 2.4458 | 2.2577 | 2.3037 | 2.5047 | 2.5057 | 2.5379 | 2.8727 | 2.8496 | 3.0549 | 3.1749 | 3.0934 | 2.954 | 2.6215 | 2.3337 | 2.3538 | 2.2568 | 2.3703 | 2.4345 | 2.4548
Program Specific1-in-2Size: Over 200kWAll2017May Monthly Peak | Program Specific | 1-in-2 | Size: Over 200kW | All | 2017 | May Monthly Peak | 5 | 125.2875 | 121.4027 | 117.5669 | 117.7353 | 126.8172 | 150.2414 | 174.9623 | 193.726 | 205.5703 | 211.9954 | 219.0431 | 221.0146 | 219.6464 | 220.6388 | 215.171 | 203.2911 | 190.3928 | 178.1109 | 169.2396 | 165.5471 | 163.3136 | 155.3251 | 144.4087 | 137.1512 | 0.68961 | 0.069382 | 0.23648 | -0.099114 | -0.33324 | -1.1293 | -0.0013115 | 0.11725 | -0.49454 | -0.41115 | 0.054581 | 0.59899 | 1.2327 | 3.6816 | 12.0728 | 11.3021 | 9.9199 | 8.5537 | 1.7319 | -0.098741 | -1.0042 | -1.146 | -0.95095 | -1.4016 | 62.5554 | 61.9342 | 61.2956 | 60.4788 | 59.7352 | 59.301 | 59.1795 | 59.6066 | 61.1681 | 64.4917 | 68.5039 | 72.357 | 76.0199 | 78.6356 | 79.7587 | 80.3573 | 80.3914 | 79.0277 | 76.8911 | 74.0811 | 70.3353 | 67.19 | 65.3562 | 64.0291 | 2.4815 | 2.1061 | 2.2816 | 2.4419 | 2.8407 | 2.4716 | 2.265 | 2.3438 | 2.5605 | 2.5736 | 2.6073 | 2.9514 | 2.9124 | 3.115 | 3.2336 | 3.1389 | 2.9921 | 2.6437 | 2.3503 | 2.336 | 2.2658 | 2.3913 | 2.4601 | 2.4944
Program Specific1-in-2Size: Over 200kWAll2017June Monthly Peak | Program Specific | 1-in-2 | Size: Over 200kW | All | 2017 | June Monthly Peak | 6 | 133.9007 | 129.6943 | 125.4402 | 125.5934 | 134.2327 | 156.578 | 181.1529 | 199.8444 | 211.656 | 218.51 | 226.0594 | 227.3214 | 223.3227 | 223.6592 | 218.159 | 208.9507 | 197.2637 | 185.0988 | 177.3712 | 172.6869 | 170.9708 | 163.256 | 151.5625 | 144.3985 | 0.34681 | -0.075533 | 0.058877 | -0.3004 | -0.60502 | -1.2366 | -0.31347 | -0.2388 | -0.45974 | -0.26205 | -0.20918 | 0.33919 | 1.0781 | 3.6949 | 12.1849 | 11.6829 | 10.4077 | 9.0629 | 2.3432 | 0.1148 | -0.79763 | -1.0343 | -1.0599 | -1.449 | 67.289 | 66.3712 | 65.4433 | 64.3806 | 63.6391 | 62.8981 | 62.2448 | 62.956 | 65.7351 | 70.2868 | 75.1513 | 79.4783 | 82.1758 | 83.7308 | 85.2477 | 85.8142 | 86.2561 | 85.5578 | 84.4072 | 81.6278 | 77.814 | 73.6474 | 71.3316 | 69.6524 | 2.5726 | 2.1794 | 2.3538 | 2.5066 | 2.8797 | 2.4768 | 2.2515 | 2.3187 | 2.5319 | 2.5515 | 2.5895 | 2.9148 | 2.8406 | 3.0249 | 3.1271 | 3.0731 | 2.9508 | 2.6257 | 2.3652 | 2.3388 | 2.2837 | 2.4242 | 2.4883 | 2.5342
Program Specific1-in-2Size: Over 200kWAll2017July Monthly Peak | Program Specific | 1-in-2 | Size: Over 200kW | All | 2017 | July Monthly Peak | 7 | 138.1668 | 133.9985 | 130.6457 | 130.7199 | 140.2159 | 164.4087 | 190.3493 | 208.8892 | 221.2691 | 229.6101 | 237.7893 | 239.0224 | 235.3753 | 236.0506 | 230.6544 | 221.2824 | 209.4185 | 196.8535 | 187.0954 | 181.8325 | 179.3419 | 171.049 | 158.7038 | 150.7302 | -0.57838 | -0.47732 | -0.4235 | -0.71198 | -1.1249 | -1.4415 | -1.07 | -1.1786 | -0.38691 | 0.054124 | -0.84394 | -0.42867 | 0.52634 | 3.6361 | 12.5173 | 12.2958 | 11.1261 | 9.8446 | 3.4967 | 0.37588 | -0.38019 | -0.75186 | -1.2975 | -1.4645 | 74.298 | 73.32 | 72.5502 | 71.8277 | 71.1069 | 70.3982 | 69.9488 | 70.6884 | 73.4049 | 77.0447 | 80.8853 | 84.5822 | 87.2103 | 88.8571 | 90.2366 | 90.7276 | 90.1221 | 89.1078 | 88.3477 | 86.8808 | 84.1848 | 80.6864 | 78.241 | 76.4913 | 2.5973 | 2.2006 | 2.3976 | 2.5473 | 2.9338 | 2.5373 | 2.3068 | 2.3629 | 2.581 | 2.6158 | 2.6572 | 2.9911 | 2.9146 | 3.1072 | 3.2097 | 3.1558 | 3.0318 | 2.7096 | 2.4287 | 2.3985 | 2.3379 | 2.4822 | 2.5474 | 2.5896
Program Specific1-in-2Size: Over 200kWAll2017August Monthly Peak | Program Specific | 1-in-2 | Size: Over 200kW | All | 2017 | August Monthly Peak | 8 | 140.8784 | 136.288 | 132.2466 | 132.9356 | 142.6292 | 167.9468 | 196.443 | 215.99 | 229.8973 | 238.7368 | 247.3889 | 249.5472 | 246.4524 | 247.6658 | 241.6683 | 229.9458 | 215.5738 | 201.0945 | 190.6812 | 186.1405 | 182.3132 | 173.0542 | 160.7798 | 153.0962 | -0.63157 | -0.52301 | -0.46499 | -0.72023 | -1.1346 | -1.5262 | -1.1525 | -1.2714 | -0.39222 | 0.079751 | -0.8662 | -0.49555 | 0.48224 | 3.7277 | 13.005 | 12.6693 | 11.3405 | 9.9562 | 3.4835 | 0.27164 | -0.45693 | -0.79493 | -1.3402 | -1.492 | 74.2061 | 72.8467 | 71.6969 | 70.9725 | 70.32 | 69.55 | 69.2012 | 69.0328 | 71.0878 | 75.99 | 81.2175 | 85.8157 | 89.0777 | 90.999 | 92.2277 | 92.621 | 92.5891 | 91.8987 | 90.1018 | 86.7863 | 82.3204 | 79.2231 | 77.4047 | 75.9808 | 2.6441 | 2.2336 | 2.423 | 2.5877 | 2.9826 | 2.5896 | 2.3793 | 2.4442 | 2.6834 | 2.7205 | 2.7648 | 3.1227 | 3.0561 | 3.266 | 3.3731 | 3.2877 | 3.121 | 2.7624 | 2.4719 | 2.452 | 2.3739 | 2.5083 | 2.576 | 2.6246
Program Specific1-in-2Size: Over 200kWAll2017September Monthly Peak | Program Specific | 1-in-2 | Size: Over 200kW | All | 2017 | September Monthly Peak | 9 | 138.768 | 134.9758 | 131.2098 | 131.8805 | 142.021 | 167.2387 | 197.35 | 217.7088 | 234.9811 | 245.0847 | 254.0807 | 256.3614 | 252.8791 | 254.196 | 247.4744 | 233.7495 | 217.6002 | 202.0649 | 191.8271 | 189.4533 | 182.1563 | 172.9115 | 159.4187 | 151.3912 | -0.47295 | -0.42151 | -0.36999 | -0.65015 | -1.0476 | -1.4483 | -1.0441 | -1.1956 | -0.44151 | -0.016865 | -0.86065 | -0.4701 | 0.5044 | 3.8335 | 13.2842 | 12.8408 | 11.4342 | 9.975 | 3.3958 | 0.27354 | -0.46656 | -0.79447 | -1.2811 | -1.4649 | 72.9555 | 71.8843 | 71.0658 | 70.3468 | 69.6534 | 68.9439 | 68.7154 | 68.6413 | 70.612 | 75.0047 | 80.055 | 84.8204 | 88.9431 | 91.3794 | 92.6636 | 93.0209 | 92.783 | 91.692 | 90.2234 | 87.1446 | 83.3753 | 80.4979 | 78.5516 | 77.2626 | 2.6002 | 2.2087 | 2.401 | 2.5644 | 2.9739 | 2.5769 | 2.3913 | 2.4657 | 2.7485 | 2.7982 | 2.8412 | 3.2073 | 3.138 | 3.3571 | 3.4699 | 3.358 | 3.1646 | 2.7826 | 2.4865 | 2.4931 | 2.3683 | 2.502 | 2.5516 | 2.5934
Program Specific1-in-2Size: Over 200kWAll2017October Monthly Peak | Program Specific | 1-in-2 | Size: Over 200kW | All | 2017 | October Monthly Peak | 10 | 132.9347 | 128.8613 | 124.3772 | 124.1206 | 133.1835 | 157.0306 | 186.069 | 202.5331 | 215.5172 | 224.2194 | 233.232 | 237.0246 | 236.2347 | 237.921 | 232.1057 | 219.0881 | 203.7133 | 190.202 | 184.6777 | 179.018 | 171.32 | 162.4213 | 150.5914 | 142.5456 | 0.5665 | 0.022616 | 0.17169 | -0.19437 | -0.46628 | -1.196 | -0.14943 | -0.055953 | -0.50706 | -0.37168 | -0.084035 | 0.49954 | 1.2294 | 3.9339 | 12.9448 | 12.1769 | 10.6606 | 9.2132 | 2.168 | 0.030221 | -0.91395 | -1.1079 | -1.0105 | -1.4428 | 65.5439 | 64.6087 | 63.7946 | 62.9249 | 62.1854 | 61.5851 | 61.093 | 61.0535 | 62.1026 | 65.6397 | 71.0893 | 77.1142 | 82.6134 | 85.7961 | 86.5654 | 87.1009 | 87.1811 | 86.2022 | 83.4518 | 78.7181 | 75.2499 | 72.6681 | 70.5832 | 69.0169 | 2.5882 | 2.1947 | 2.3667 | 2.5207 | 2.9212 | 2.5306 | 2.3616 | 2.4026 | 2.6357 | 2.6739 | 2.723 | 3.0979 | 3.0695 | 3.2909 | 3.417 | 3.3149 | 3.1281 | 2.7612 | 2.508 | 2.4704 | 2.3298 | 2.4505 | 2.5141 | 2.5419
Program Specific1-in-2Size: Over 200kWAll2017November Monthly Peak | Program Specific | 1-in-2 | Size: Over 200kW | All | 2017 | November Monthly Peak | 11 | 124.5978 | 120.87 | 117.0021 | 116.919 | 125.8623 | 148.9867 | 174.3562 | 189.7743 | 200.1144 | 205.4757 | 211.4845 | 213.158 | 211.5059 | 212.1803 | 205.7882 | 194.0439 | 183.3438 | 177.7292 | 169.9758 | 163.5138 | 157.1293 | 149.413 | 139.4899 | 132.9018 | 0.70304 | 0.084948 | 0.25229 | -0.094932 | -0.32606 | -1.12 | -0.00014769 | 0.1165 | -0.48139 | -0.39863 | 0.054105 | 0.58043 | 1.1947 | 3.5503 | 11.5646 | 10.8019 | 9.5587 | 8.5417 | 1.734 | -0.10016 | -0.96931 | -1.1076 | -0.91715 | -1.3593 | 58.9535 | 58.0059 | 57.4396 | 56.7595 | 55.7428 | 54.8486 | 54.8861 | 54.7796 | 57.4947 | 61.2714 | 65.9485 | 70.5517 | 73.4009 | 74.9757 | 76.0605 | 75.8804 | 74.023 | 70.9746 | 67.879 | 65.7121 | 64.1883 | 63.2995 | 62.3832 | 61.7272 | 2.4773 | 2.1031 | 2.2787 | 2.4243 | 2.8153 | 2.4537 | 2.2611 | 2.2974 | 2.4941 | 2.4929 | 2.515 | 2.8442 | 2.7995 | 2.9903 | 3.0829 | 2.9915 | 2.8812 | 2.6401 | 2.3627 | 2.3078 | 2.1805 | 2.3006 | 2.3782 | 2.4213
Program Specific1-in-2Size: Over 200kWAll2017December Monthly Peak | Program Specific | 1-in-2 | Size: Over 200kW | All | 2017 | December Monthly Peak | 12 | 119.3348 | 115.5044 | 111.9992 | 111.7487 | 120.3395 | 143.2633 | 170.084 | 183.9573 | 192.2766 | 194.7216 | 197.2028 | 196.2578 | 192.8155 | 192.4064 | 186.1707 | 176.4794 | 169.2485 | 165.5671 | 159.7173 | 154.3505 | 148.8365 | 142.4403 | 132.8889 | 126.1746 | 0.66784 | 0.074952 | 0.24124 | -0.090583 | -0.30454 | -1.0768 | 0.0032653 | 0.11164 | -0.4628 | -0.37938 | 0.045071 | 0.52558 | 1.0736 | 3.2016 | 10.448 | 9.8087 | 8.7963 | 7.9291 | 1.6114 | -0.1171 | -0.94 | -1.0766 | -0.89 | -1.2989 | 50.6816 | 49.8195 | 49.1802 | 48.6884 | 48.1085 | 47.5342 | 47.2824 | 47.192 | 47.8212 | 51.0785 | 54.8543 | 58.0413 | 60.1215 | 61.3002 | 62.0166 | 62.3139 | 61.7486 | 59.5354 | 56.7943 | 54.6415 | 52.9456 | 51.1221 | 49.4652 | 48.1197 | 2.372 | 2.0091 | 2.1826 | 2.3195 | 2.7021 | 2.3629 | 2.2082 | 2.2311 | 2.4013 | 2.3678 | 2.3499 | 2.6266 | 2.561 | 2.7236 | 2.8056 | 2.7391 | 2.6803 | 2.4712 | 2.2263 | 2.1856 | 2.0693 | 2.1929 | 2.2662 | 2.2984
Program Specific1-in-2Size: Over 200kWAll2017Typical Event Day | Program Specific | 1-in-2 | Size: Over 200kW | All | 2017 | Typical Event Day | 8 | 140.1014 | 135.5204 | 131.3893 | 132.0366 | 141.6365 | 166.7704 | 195.062 | 213.977 | 226.9884 | 234.9349 | 242.9451 | 244.8597 | 241.6991 | 242.9621 | 237.171 | 225.7606 | 211.7468 | 197.7665 | 187.9968 | 183.6978 | 180.1653 | 171.1341 | 159.0814 | 151.5679 | -0.33148 | -0.3766 | -0.29666 | -0.60412 | -0.99373 | -1.4325 | -0.89915 | -0.96505 | -0.42461 | -0.038379 | -0.68974 | -0.24123 | 0.6782 | 3.7793 | 12.9175 | 12.5159 | 11.188 | 9.8002 | 3.2081 | 0.28288 | -0.5193 | -0.84205 | -1.2491 | -1.4822 | 72.1872 | 71.1055 | 70.1891 | 69.3819 | 68.6799 | 67.9476 | 67.5275 | 67.8296 | 70.2099 | 74.5815 | 79.3272 | 83.6742 | 86.8518 | 88.7416 | 90.0939 | 90.5459 | 90.4376 | 89.5641 | 88.27 | 85.6099 | 81.9236 | 78.5137 | 76.3822 | 74.8468 | 2.6216 | 2.2147 | 2.4007 | 2.5637 | 2.9543 | 2.5651 | 2.3569 | 2.4159 | 2.6436 | 2.6714 | 2.7095 | 3.0574 | 2.9921 | 3.1995 | 3.3075 | 3.2257 | 3.064 | 2.7141 | 2.4323 | 2.4155 | 2.3407 | 2.4738 | 2.5418 | 2.5903
Program Specific1-in-2Size: Over 200kWAll2018January Monthly Peak | Program Specific | 1-in-2 | Size: Over 200kW | All | 2018 | January Monthly Peak | 1 | 117.5233 | 114.0401 | 110.6345 | 111.2035 | 120.6138 | 144.7546 | 173.2765 | 188.6106 | 197.2547 | 197.5762 | 198.7766 | 196.8462 | 191.8259 | 190.4729 | 183.2784 | 173.2704 | 164.5268 | 162.1114 | 158.061 | 152.6592 | 147.1232 | 141.0674 | 132.1717 | 125.8838 | 0.6456 | 0.063515 | 0.22443 | -0.093163 | -0.30519 | -1.0968 | -0.005518 | 0.10473 | -0.47664 | -0.38587 | 0.040931 | 0.52049 | 1.0626 | 3.1738 | 10.3052 | 9.6384 | 8.5464 | 7.7433 | 1.5742 | -0.13503 | -0.94242 | -1.0741 | -0.88748 | -1.2977 | 46.5772 | 45.7179 | 45.0007 | 44.5162 | 44.1132 | 43.9975 | 43.7732 | 43.5951 | 43.9619 | 45.8713 | 49.0769 | 51.8879 | 53.7373 | 55.1112 | 56.0155 | 56.5013 | 56.3522 | 54.9256 | 53.0439 | 51.5897 | 50.5019 | 49.512 | 48.666 | 47.7422 | 2.3312 | 1.9811 | 2.1505 | 2.3105 | 2.7206 | 2.3917 | 2.2566 | 2.2969 | 2.4739 | 2.4092 | 2.3739 | 2.6409 | 2.549 | 2.6979 | 2.7618 | 2.6931 | 2.6159 | 2.4329 | 2.2111 | 2.1674 | 2.0475 | 2.1723 | 2.254 | 2.2921
Program Specific1-in-2Size: Over 200kWAll2018February Monthly Peak | Program Specific | 1-in-2 | Size: Over 200kW | All | 2018 | February Monthly Peak | 2 | 118.952 | 115.3387 | 112.1671 | 112.7246 | 121.639 | 145.3034 | 173.0932 | 187.806 | 196.9391 | 198.6254 | 201.2725 | 201.3112 | 197.7525 | 197.6799 | 191.5542 | 180.5464 | 170.3296 | 165.4554 | 162.533 | 156.5603 | 150.7028 | 143.8879 | 134.0441 | 127.3625 | 0.64137 | 0.052502 | 0.22135 | -0.096975 | -0.31199 | -1.1006 | -0.0073087 | 0.10643 | -0.47644 | -0.3858 | 0.043773 | 0.53602 | 1.0988 | 3.2728 | 10.7216 | 10.0106 | 8.8207 | 7.8809 | 1.6214 | -0.13892 | -0.96466 | -1.1009 | -0.90677 | -1.3154 | 49.6796 | 49.3391 | 48.9759 | 48.588 | 48.0959 | 47.7697 | 47.5917 | 47.5268 | 48.102 | 49.8766 | 51.8696 | 53.7264 | 54.4728 | 54.7053 | 54.7588 | 54.2249 | 54.0314 | 53.3591 | 52.1298 | 50.9589 | 49.8556 | 49.2761 | 48.0339 | 46.956 | 2.3523 | 1.9985 | 2.1771 | 2.3408 | 2.739 | 2.3977 | 2.2518 | 2.2833 | 2.4684 | 2.4212 | 2.4034 | 2.6968 | 2.6286 | 2.8041 | 2.8965 | 2.8098 | 2.7081 | 2.4835 | 2.2719 | 2.224 | 2.0978 | 2.2149 | 2.2843 | 2.313
Program Specific1-in-2Size: Over 200kWAll2018March Monthly Peak | Program Specific | 1-in-2 | Size: Over 200kW | All | 2018 | March Monthly Peak | 3 | 121.9627 | 118.0187 | 114.4761 | 114.3487 | 122.6488 | 145.6957 | 174.0018 | 189.0385 | 197.2702 | 198.9803 | 202.1634 | 202.2534 | 199.3168 | 199.2227 | 193.3941 | 183.5796 | 173.3785 | 165.7364 | 162.932 | 161.2492 | 155.7276 | 148.4872 | 138.1355 | 130.8153 | 0.66816 | 0.065713 | 0.22511 | -0.095947 | -0.31354 | -1.0986 | -0.0056052 | 0.10659 | -0.47728 | -0.38468 | 0.046144 | 0.5414 | 1.1112 | 3.3099 | 10.8374 | 10.1881 | 8.9948 | 7.8958 | 1.6269 | -0.14031 | -0.99365 | -1.1292 | -0.93153 | -1.3511 | 49.5208 | 48.5527 | 47.7298 | 47.2616 | 46.9325 | 46.455 | 46.0747 | 46.0921 | 48.0551 | 50.3959 | 52.7994 | 54.7774 | 55.9955 | 56.9644 | 57.3324 | 57.6964 | 57.4504 | 56.7606 | 55.3284 | 53.3779 | 52.0949 | 50.933 | 49.9987 | 49.1291 | 2.4156 | 2.0484 | 2.2222 | 2.3746 | 2.7574 | 2.402 | 2.261 | 2.2969 | 2.4702 | 2.4237 | 2.4126 | 2.7067 | 2.6475 | 2.8195 | 2.9118 | 2.8446 | 2.7419 | 2.4815 | 2.2764 | 2.2908 | 2.1674 | 2.2847 | 2.3531 | 2.375
Program Specific1-in-2Size: Over 200kWAll2018April Monthly Peak | Program Specific | 1-in-2 | Size: Over 200kW | All | 2018 | April Monthly Peak | 4 | 125.1198 | 121.1783 | 117.1441 | 117.1947 | 125.7261 | 148.6552 | 174.3872 | 190.4073 | 200.8665 | 206.285 | 213.1993 | 215.5944 | 215.0884 | 216.4284 | 211.1238 | 200.0858 | 187.7484 | 176.3196 | 167.9461 | 166.4951 | 162.4685 | 154.1439 | 143.1098 | 135.4698 | 0.67132 | 0.058284 | 0.23038 | -0.10139 | -0.33544 | -1.1248 | -0.0061055 | 0.11347 | -0.485 | -0.39582 | 0.056625 | 0.59101 | 1.2167 | 3.5967 | 11.8001 | 11.0783 | 9.7357 | 8.4235 | 1.7109 | -0.10663 | -1.009 | -1.1477 | -0.95226 | -1.393 | 62.6415 | 61.6291 | 60.3159 | 59.2798 | 58.4274 | 57.7612 | 57.296 | 57.2034 | 59.4872 | 63.4861 | 67.8413 | 72.0225 | 75.4097 | 77.9018 | 79.2844 | 79.8652 | 79.8802 | 79.3133 | 77.7093 | 75.0408 | 71.2482 | 68.4723 | 66.2025 | 64.0469 | 2.4692 | 2.0974 | 2.2698 | 2.4299 | 2.8178 | 2.4458 | 2.2577 | 2.3037 | 2.5047 | 2.5057 | 2.5379 | 2.8727 | 2.8496 | 3.0549 | 3.1749 | 3.0934 | 2.954 | 2.6215 | 2.3337 | 2.3538 | 2.2568 | 2.3703 | 2.4345 | 2.4548
Program Specific1-in-2Size: Over 200kWAll2018May Monthly Peak | Program Specific | 1-in-2 | Size: Over 200kW | All | 2018 | May Monthly Peak | 5 | 125.2875 | 121.4027 | 117.5669 | 117.7353 | 126.8172 | 150.2414 | 174.9623 | 193.726 | 205.5703 | 211.9954 | 219.0431 | 221.0145 | 219.6464 | 220.6388 | 215.171 | 203.291 | 190.3928 | 178.1109 | 169.2396 | 165.5472 | 163.3137 | 155.3251 | 144.4087 | 137.1512 | 0.68961 | 0.069382 | 0.23648 | -0.099114 | -0.33324 | -1.1293 | -0.0013115 | 0.11725 | -0.49454 | -0.41115 | 0.054581 | 0.59899 | 1.2327 | 3.6816 | 12.0728 | 11.3021 | 9.9199 | 8.5537 | 1.7319 | -0.098741 | -1.0042 | -1.146 | -0.95095 | -1.4016 | 62.5554 | 61.9342 | 61.2956 | 60.4788 | 59.7352 | 59.301 | 59.1795 | 59.6066 | 61.1681 | 64.4917 | 68.5039 | 72.357 | 76.0199 | 78.6357 | 79.7587 | 80.3573 | 80.3914 | 79.0277 | 76.8911 | 74.0811 | 70.3353 | 67.19 | 65.3562 | 64.0291 | 2.4815 | 2.1061 | 2.2816 | 2.4419 | 2.8407 | 2.4716 | 2.265 | 2.3438 | 2.5605 | 2.5736 | 2.6073 | 2.9514 | 2.9124 | 3.115 | 3.2336 | 3.1389 | 2.9921 | 2.6437 | 2.3503 | 2.336 | 2.2658 | 2.3913 | 2.4601 | 2.4944
Program Specific1-in-2Size: Over 200kWAll2018June Monthly Peak | Program Specific | 1-in-2 | Size: Over 200kW | All | 2018 | June Monthly Peak | 6 | 133.9007 | 129.6943 | 125.4402 | 125.5934 | 134.2327 | 156.578 | 181.1529 | 199.8444 | 211.656 | 218.51 | 226.0594 | 227.3214 | 223.3227 | 223.6592 | 218.159 | 208.9507 | 197.2637 | 185.0988 | 177.3712 | 172.6869 | 170.9707 | 163.256 | 151.5625 | 144.3985 | 0.34681 | -0.075533 | 0.058877 | -0.3004 | -0.60502 | -1.2366 | -0.31347 | -0.2388 | -0.45974 | -0.26205 | -0.20918 | 0.33919 | 1.0781 | 3.6949 | 12.1849 | 11.6829 | 10.4077 | 9.0629 | 2.3432 | 0.1148 | -0.79763 | -1.0343 | -1.0599 | -1.449 | 67.289 | 66.3712 | 65.4433 | 64.3806 | 63.6391 | 62.8981 | 62.2448 | 62.956 | 65.7351 | 70.2868 | 75.1513 | 79.4783 | 82.1758 | 83.7308 | 85.2477 | 85.8142 | 86.2561 | 85.5578 | 84.4072 | 81.6278 | 77.814 | 73.6474 | 71.3316 | 69.6524 | 2.5726 | 2.1794 | 2.3538 | 2.5066 | 2.8797 | 2.4768 | 2.2515 | 2.3187 | 2.5319 | 2.5515 | 2.5895 | 2.9148 | 2.8406 | 3.0249 | 3.1271 | 3.0731 | 2.9508 | 2.6257 | 2.3652 | 2.3388 | 2.2837 | 2.4242 | 2.4883 | 2.5342
Program Specific1-in-2Size: Over 200kWAll2018July Monthly Peak | Program Specific | 1-in-2 | Size: Over 200kW | All | 2018 | July Monthly Peak | 7 | 138.1668 | 133.9985 | 130.6457 | 130.7199 | 140.2159 | 164.4087 | 190.3493 | 208.8892 | 221.2691 | 229.6101 | 237.7893 | 239.0224 | 235.3753 | 236.0506 | 230.6544 | 221.2824 | 209.4185 | 196.8535 | 187.0954 | 181.8325 | 179.3419 | 171.049 | 158.7038 | 150.7302 | -0.57838 | -0.47732 | -0.4235 | -0.71198 | -1.1249 | -1.4415 | -1.07 | -1.1786 | -0.38691 | 0.054124 | -0.84394 | -0.42867 | 0.52634 | 3.6361 | 12.5173 | 12.2958 | 11.1261 | 9.8446 | 3.4967 | 0.37588 | -0.38019 | -0.75186 | -1.2975 | -1.4645 | 74.298 | 73.32 | 72.5502 | 71.8277 | 71.1069 | 70.3982 | 69.9488 | 70.6884 | 73.4049 | 77.0447 | 80.8853 | 84.5822 | 87.2103 | 88.8571 | 90.2366 | 90.7276 | 90.1221 | 89.1078 | 88.3477 | 86.8808 | 84.1848 | 80.6864 | 78.241 | 76.4913 | 2.5973 | 2.2006 | 2.3976 | 2.5473 | 2.9338 | 2.5373 | 2.3068 | 2.3629 | 2.581 | 2.6158 | 2.6572 | 2.9911 | 2.9146 | 3.1072 | 3.2097 | 3.1558 | 3.0318 | 2.7096 | 2.4287 | 2.3985 | 2.3379 | 2.4822 | 2.5474 | 2.5896
Program Specific1-in-2Size: Over 200kWAll2018August Monthly Peak | Program Specific | 1-in-2 | Size: Over 200kW | All | 2018 | August Monthly Peak | 8 | 140.8784 | 136.288 | 132.2466 | 132.9356 | 142.6292 | 167.9468 | 196.443 | 215.99 | 229.8973 | 238.7368 | 247.3889 | 249.5472 | 246.4524 | 247.6658 | 241.6683 | 229.9457 | 215.5738 | 201.0945 | 190.6812 | 186.1405 | 182.3132 | 173.0542 | 160.7798 | 153.0962 | -0.63157 | -0.52301 | -0.46499 | -0.72023 | -1.1346 | -1.5262 | -1.1525 | -1.2714 | -0.39222 | 0.079751 | -0.8662 | -0.49555 | 0.48224 | 3.7277 | 13.005 | 12.6693 | 11.3405 | 9.9562 | 3.4835 | 0.27164 | -0.45693 | -0.79493 | -1.3402 | -1.492 | 74.2061 | 72.8467 | 71.6969 | 70.9725 | 70.32 | 69.55 | 69.2012 | 69.0328 | 71.0878 | 75.99 | 81.2175 | 85.8157 | 89.0777 | 90.999 | 92.2277 | 92.621 | 92.5891 | 91.8987 | 90.1018 | 86.7863 | 82.3204 | 79.2231 | 77.4047 | 75.9808 | 2.6441 | 2.2336 | 2.423 | 2.5877 | 2.9826 | 2.5896 | 2.3793 | 2.4442 | 2.6834 | 2.7205 | 2.7648 | 3.1227 | 3.0561 | 3.266 | 3.3731 | 3.2877 | 3.121 | 2.7624 | 2.4719 | 2.452 | 2.3739 | 2.5083 | 2.576 | 2.6246
Program Specific1-in-2Size: Over 200kWAll2018September Monthly Peak | Program Specific | 1-in-2 | Size: Over 200kW | All | 2018 | September Monthly Peak | 9 | 138.768 | 134.9757 | 131.2098 | 131.8805 | 142.021 | 167.2387 | 197.3501 | 217.7088 | 234.9811 | 245.0847 | 254.0807 | 256.3614 | 252.8791 | 254.196 | 247.4744 | 233.7495 | 217.6002 | 202.0649 | 191.8271 | 189.4533 | 182.1563 | 172.9115 | 159.4187 | 151.3912 | -0.47295 | -0.42151 | -0.36999 | -0.65015 | -1.0476 | -1.4483 | -1.0441 | -1.1956 | -0.44151 | -0.016865 | -0.86065 | -0.4701 | 0.5044 | 3.8335 | 13.2842 | 12.8408 | 11.4342 | 9.975 | 3.3958 | 0.27354 | -0.46656 | -0.79447 | -1.2811 | -1.4649 | 72.9555 | 71.8843 | 71.0658 | 70.3468 | 69.6534 | 68.9439 | 68.7154 | 68.6413 | 70.612 | 75.0047 | 80.055 | 84.8204 | 88.9431 | 91.3794 | 92.6636 | 93.0209 | 92.783 | 91.692 | 90.2234 | 87.1446 | 83.3753 | 80.4979 | 78.5516 | 77.2626 | 2.6002 | 2.2087 | 2.401 | 2.5644 | 2.9739 | 2.5769 | 2.3913 | 2.4657 | 2.7485 | 2.7982 | 2.8412 | 3.2073 | 3.138 | 3.3571 | 3.4699 | 3.358 | 3.1646 | 2.7826 | 2.4865 | 2.4931 | 2.3683 | 2.502 | 2.5516 | 2.5934
Program Specific1-in-2Size: Over 200kWAll2018October Monthly Peak | Program Specific | 1-in-2 | Size: Over 200kW | All | 2018 | October Monthly Peak | 10 | 132.9347 | 128.8613 | 124.3772 | 124.1206 | 133.1835 | 157.0306 | 186.069 | 202.5331 | 215.5172 | 224.2194 | 233.232 | 237.0246 | 236.2347 | 237.921 | 232.1057 | 219.0881 | 203.7133 | 190.202 | 184.6777 | 179.018 | 171.32 | 162.4213 | 150.5914 | 142.5456 | 0.5665 | 0.022616 | 0.17169 | -0.19437 | -0.46628 | -1.196 | -0.14943 | -0.055953 | -0.50706 | -0.37168 | -0.084035 | 0.49954 | 1.2294 | 3.9339 | 12.9448 | 12.1769 | 10.6606 | 9.2132 | 2.168 | 0.030221 | -0.91395 | -1.1079 | -1.0105 | -1.4428 | 65.5439 | 64.6087 | 63.7946 | 62.9249 | 62.1854 | 61.5851 | 61.093 | 61.0535 | 62.1026 | 65.6397 | 71.0893 | 77.1142 | 82.6134 | 85.7961 | 86.5654 | 87.1009 | 87.1811 | 86.2022 | 83.4518 | 78.7181 | 75.2499 | 72.6681 | 70.5832 | 69.0169 | 2.5882 | 2.1947 | 2.3667 | 2.5207 | 2.9212 | 2.5306 | 2.3616 | 2.4026 | 2.6357 | 2.6739 | 2.723 | 3.0979 | 3.0695 | 3.2909 | 3.417 | 3.3149 | 3.1281 | 2.7612 | 2.508 | 2.4704 | 2.3298 | 2.4505 | 2.5141 | 2.5419
Program Specific1-in-2Size: Over 200kWAll2018November Monthly Peak | Program Specific | 1-in-2 | Size: Over 200kW | All | 2018 | November Monthly Peak | 11 | 124.5978 | 120.87 | 117.0022 | 116.919 | 125.8623 | 148.9867 | 174.3562 | 189.7743 | 200.1144 | 205.4757 | 211.4845 | 213.158 | 211.5059 | 212.1803 | 205.7882 | 194.0439 | 183.3439 | 177.7292 | 169.9758 | 163.5138 | 157.1293 | 149.413 | 139.4899 | 132.9018 | 0.70304 | 0.084948 | 0.25229 | -0.094932 | -0.32606 | -1.12 | -0.00014767 | 0.1165 | -0.48139 | -0.39863 | 0.054105 | 0.58043 | 1.1947 | 3.5503 | 11.5646 | 10.8019 | 9.5587 | 8.5417 | 1.734 | -0.10016 | -0.96931 | -1.1076 | -0.91715 | -1.3593 | 58.9535 | 58.0059 | 57.4396 | 56.7595 | 55.7428 | 54.8486 | 54.8861 | 54.7796 | 57.4947 | 61.2714 | 65.9485 | 70.5517 | 73.4009 | 74.9757 | 76.0605 | 75.8804 | 74.023 | 70.9746 | 67.879 | 65.7121 | 64.1883 | 63.2995 | 62.3832 | 61.7272 | 2.4773 | 2.1031 | 2.2787 | 2.4243 | 2.8153 | 2.4537 | 2.2611 | 2.2974 | 2.4941 | 2.4929 | 2.515 | 2.8442 | 2.7995 | 2.9903 | 3.0829 | 2.9915 | 2.8812 | 2.6401 | 2.3627 | 2.3078 | 2.1805 | 2.3006 | 2.3782 | 2.4213
Program Specific1-in-2Size: Over 200kWAll2018December Monthly Peak | Program Specific | 1-in-2 | Size: Over 200kW | All | 2018 | December Monthly Peak | 12 | 119.3348 | 115.5044 | 111.9992 | 111.7487 | 120.3395 | 143.2633 | 170.084 | 183.9573 | 192.2766 | 194.7216 | 197.2028 | 196.2578 | 192.8155 | 192.4064 | 186.1707 | 176.4794 | 169.2485 | 165.5671 | 159.7173 | 154.3505 | 148.8365 | 142.4403 | 132.8889 | 126.1746 | 0.66784 | 0.074952 | 0.24124 | -0.090583 | -0.30454 | -1.0768 | 0.0032652 | 0.11164 | -0.4628 | -0.37938 | 0.045071 | 0.52558 | 1.0736 | 3.2016 | 10.448 | 9.8087 | 8.7963 | 7.9291 | 1.6114 | -0.1171 | -0.94 | -1.0766 | -0.89 | -1.2989 | 50.6816 | 49.8195 | 49.1802 | 48.6884 | 48.1085 | 47.5342 | 47.2824 | 47.192 | 47.8212 | 51.0785 | 54.8543 | 58.0413 | 60.1215 | 61.3002 | 62.0166 | 62.3139 | 61.7486 | 59.5354 | 56.7943 | 54.6415 | 52.9456 | 51.1221 | 49.4652 | 48.1197 | 2.372 | 2.0091 | 2.1826 | 2.3195 | 2.7021 | 2.3629 | 2.2082 | 2.2311 | 2.4013 | 2.3678 | 2.3499 | 2.6266 | 2.561 | 2.7236 | 2.8056 | 2.7391 | 2.6803 | 2.4712 | 2.2263 | 2.1856 | 2.0693 | 2.1929 | 2.2662 | 2.2984
Program Specific1-in-2Size: Over 200kWAll2018Typical Event Day | Program Specific | 1-in-2 | Size: Over 200kW | All | 2018 | Typical Event Day | 8 | 140.1014 | 135.5204 | 131.3893 | 132.0366 | 141.6365 | 166.7704 | 195.062 | 213.977 | 226.9884 | 234.9349 | 242.9451 | 244.8597 | 241.6991 | 242.9621 | 237.171 | 225.7606 | 211.7468 | 197.7666 | 187.9967 | 183.6978 | 180.1653 | 171.1341 | 159.0814 | 151.5679 | -0.33148 | -0.3766 | -0.29666 | -0.60412 | -0.99373 | -1.4325 | -0.89915 | -0.96505 | -0.42461 | -0.038379 | -0.68974 | -0.24123 | 0.6782 | 3.7793 | 12.9175 | 12.5159 | 11.188 | 9.8002 | 3.2081 | 0.28288 | -0.5193 | -0.84205 | -1.2491 | -1.4822 | 72.1872 | 71.1055 | 70.1891 | 69.3819 | 68.6799 | 67.9476 | 67.5275 | 67.8296 | 70.2099 | 74.5815 | 79.3272 | 83.6742 | 86.8518 | 88.7416 | 90.0939 | 90.5459 | 90.4376 | 89.5641 | 88.27 | 85.6099 | 81.9236 | 78.5137 | 76.3822 | 74.8468 | 2.6216 | 2.2147 | 2.4007 | 2.5637 | 2.9543 | 2.5651 | 2.3569 | 2.4159 | 2.6436 | 2.6714 | 2.7095 | 3.0574 | 2.9921 | 3.1995 | 3.3075 | 3.2257 | 3.064 | 2.7141 | 2.4323 | 2.4155 | 2.3407 | 2.4738 | 2.5418 | 2.5903
Program Specific1-in-2Size: Over 200kWAll2019January Monthly Peak | Program Specific | 1-in-2 | Size: Over 200kW | All | 2019 | January Monthly Peak | 1 | 117.5233 | 114.0401 | 110.6345 | 111.2035 | 120.6138 | 144.7546 | 173.2765 | 188.6106 | 197.2547 | 197.5762 | 198.7766 | 196.8462 | 191.826 | 190.4729 | 183.2785 | 173.2704 | 164.5268 | 162.1114 | 158.061 | 152.6592 | 147.1232 | 141.0674 | 132.1717 | 125.8838 | 0.6456 | 0.063515 | 0.22443 | -0.093163 | -0.30519 | -1.0968 | -0.0055179 | 0.10473 | -0.47664 | -0.38587 | 0.040931 | 0.52049 | 1.0626 | 3.1738 | 10.3052 | 9.6384 | 8.5464 | 7.7433 | 1.5742 | -0.13503 | -0.94242 | -1.0741 | -0.88748 | -1.2977 | 46.5772 | 45.7179 | 45.0007 | 44.5162 | 44.1132 | 43.9975 | 43.7732 | 43.5951 | 43.9619 | 45.8713 | 49.0769 | 51.888 | 53.7373 | 55.1112 | 56.0155 | 56.5013 | 56.3522 | 54.9256 | 53.0439 | 51.5897 | 50.5019 | 49.512 | 48.666 | 47.7422 | 2.3312 | 1.9811 | 2.1505 | 2.3105 | 2.7206 | 2.3917 | 2.2566 | 2.2969 | 2.4739 | 2.4092 | 2.3739 | 2.6409 | 2.549 | 2.6979 | 2.7618 | 2.6931 | 2.6159 | 2.4329 | 2.2111 | 2.1674 | 2.0475 | 2.1723 | 2.254 | 2.2921
Program Specific1-in-2Size: Over 200kWAll2019February Monthly Peak | Program Specific | 1-in-2 | Size: Over 200kW | All | 2019 | February Monthly Peak | 2 | 118.952 | 115.3387 | 112.1671 | 112.7246 | 121.639 | 145.3034 | 173.0932 | 187.806 | 196.9391 | 198.6254 | 201.2725 | 201.3112 | 197.7525 | 197.6799 | 191.5542 | 180.5464 | 170.3296 | 165.4554 | 162.533 | 156.5603 | 150.7028 | 143.8879 | 134.0441 | 127.3625 | 0.64137 | 0.052502 | 0.22135 | -0.096975 | -0.31199 | -1.1006 | -0.0073087 | 0.10643 | -0.47644 | -0.3858 | 0.043773 | 0.53602 | 1.0988 | 3.2728 | 10.7216 | 10.0106 | 8.8207 | 7.8809 | 1.6214 | -0.13892 | -0.96466 | -1.1009 | -0.90677 | -1.3154 | 49.6796 | 49.3391 | 48.9759 | 48.588 | 48.0959 | 47.7697 | 47.5917 | 47.5268 | 48.102 | 49.8766 | 51.8696 | 53.7264 | 54.4728 | 54.7053 | 54.7588 | 54.2249 | 54.0314 | 53.3591 | 52.1298 | 50.9589 | 49.8556 | 49.2761 | 48.0339 | 46.956 | 2.3523 | 1.9985 | 2.1771 | 2.3408 | 2.739 | 2.3977 | 2.2518 | 2.2833 | 2.4684 | 2.4212 | 2.4034 | 2.6968 | 2.6286 | 2.8041 | 2.8965 | 2.8098 | 2.7081 | 2.4835 | 2.2719 | 2.224 | 2.0978 | 2.2149 | 2.2843 | 2.313
Program Specific1-in-2Size: Over 200kWAll2019March Monthly Peak | Program Specific | 1-in-2 | Size: Over 200kW | All | 2019 | March Monthly Peak | 3 | 121.9627 | 118.0187 | 114.4761 | 114.3487 | 122.6488 | 145.6957 | 174.0018 | 189.0385 | 197.2702 | 198.9803 | 202.1634 | 202.2534 | 199.3168 | 199.2227 | 193.3941 | 183.5796 | 173.3786 | 165.7364 | 162.932 | 161.2492 | 155.7276 | 148.4872 | 138.1355 | 130.8153 | 0.66816 | 0.065713 | 0.22511 | -0.095947 | -0.31354 | -1.0986 | -0.0056052 | 0.10659 | -0.47728 | -0.38468 | 0.046144 | 0.5414 | 1.1112 | 3.3099 | 10.8374 | 10.1881 | 8.9948 | 7.8958 | 1.6269 | -0.14031 | -0.99365 | -1.1292 | -0.93153 | -1.3511 | 49.5208 | 48.5527 | 47.7298 | 47.2616 | 46.9325 | 46.455 | 46.0747 | 46.0921 | 48.0551 | 50.3959 | 52.7994 | 54.7774 | 55.9955 | 56.9644 | 57.3324 | 57.6964 | 57.4504 | 56.7606 | 55.3284 | 53.3779 | 52.0949 | 50.933 | 49.9987 | 49.1291 | 2.4156 | 2.0484 | 2.2222 | 2.3746 | 2.7574 | 2.402 | 2.261 | 2.2969 | 2.4702 | 2.4237 | 2.4126 | 2.7067 | 2.6475 | 2.8195 | 2.9118 | 2.8446 | 2.7419 | 2.4815 | 2.2764 | 2.2908 | 2.1674 | 2.2847 | 2.3531 | 2.375
Program Specific1-in-2Size: Over 200kWAll2019April Monthly Peak | Program Specific | 1-in-2 | Size: Over 200kW | All | 2019 | April Monthly Peak | 4 | 125.1198 | 121.1783 | 117.1441 | 117.1947 | 125.7261 | 148.6552 | 174.3872 | 190.4073 | 200.8665 | 206.285 | 213.1993 | 215.5944 | 215.0884 | 216.4284 | 211.1238 | 200.0858 | 187.7484 | 176.3196 | 167.9461 | 166.4951 | 162.4685 | 154.1439 | 143.1098 | 135.4698 | 0.67132 | 0.058284 | 0.23038 | -0.10139 | -0.33544 | -1.1248 | -0.0061055 | 0.11347 | -0.485 | -0.39582 | 0.056625 | 0.59101 | 1.2167 | 3.5967 | 11.8001 | 11.0783 | 9.7357 | 8.4235 | 1.7109 | -0.10663 | -1.009 | -1.1477 | -0.95226 | -1.393 | 62.6415 | 61.6291 | 60.3159 | 59.2798 | 58.4274 | 57.7612 | 57.296 | 57.2034 | 59.4872 | 63.4861 | 67.8413 | 72.0225 | 75.4097 | 77.9018 | 79.2844 | 79.8652 | 79.8802 | 79.3133 | 77.7093 | 75.0408 | 71.2482 | 68.4723 | 66.2025 | 64.0469 | 2.4692 | 2.0974 | 2.2698 | 2.4299 | 2.8178 | 2.4458 | 2.2577 | 2.3037 | 2.5047 | 2.5057 | 2.5379 | 2.8727 | 2.8496 | 3.0549 | 3.1749 | 3.0934 | 2.954 | 2.6215 | 2.3337 | 2.3538 | 2.2568 | 2.3703 | 2.4345 | 2.4548
Program Specific1-in-2Size: Over 200kWAll2019May Monthly Peak | Program Specific | 1-in-2 | Size: Over 200kW | All | 2019 | May Monthly Peak | 5 | 125.2875 | 121.4027 | 117.5669 | 117.7353 | 126.8172 | 150.2414 | 174.9623 | 193.726 | 205.5703 | 211.9954 | 219.0431 | 221.0146 | 219.6464 | 220.6388 | 215.171 | 203.291 | 190.3928 | 178.1109 | 169.2396 | 165.5471 | 163.3136 | 155.3251 | 144.4087 | 137.1512 | 0.68961 | 0.069382 | 0.23648 | -0.099114 | -0.33324 | -1.1293 | -0.0013115 | 0.11725 | -0.49454 | -0.41115 | 0.054581 | 0.59899 | 1.2327 | 3.6816 | 12.0728 | 11.3021 | 9.9199 | 8.5537 | 1.7319 | -0.098741 | -1.0042 | -1.146 | -0.95095 | -1.4016 | 62.5554 | 61.9342 | 61.2956 | 60.4788 | 59.7352 | 59.301 | 59.1795 | 59.6066 | 61.1681 | 64.4917 | 68.5039 | 72.357 | 76.0199 | 78.6357 | 79.7587 | 80.3573 | 80.3914 | 79.0277 | 76.8911 | 74.0811 | 70.3353 | 67.19 | 65.3562 | 64.0291 | 2.4815 | 2.1061 | 2.2816 | 2.4419 | 2.8407 | 2.4716 | 2.265 | 2.3438 | 2.5605 | 2.5736 | 2.6073 | 2.9514 | 2.9124 | 3.115 | 3.2336 | 3.1389 | 2.9921 | 2.6437 | 2.3503 | 2.336 | 2.2658 | 2.3913 | 2.4601 | 2.4944
Program Specific1-in-2Size: Over 200kWAll2019June Monthly Peak | Program Specific | 1-in-2 | Size: Over 200kW | All | 2019 | June Monthly Peak | 6 | 133.9007 | 129.6943 | 125.4402 | 125.5934 | 134.2327 | 156.578 | 181.1528 | 199.8444 | 211.656 | 218.51 | 226.0594 | 227.3214 | 223.3227 | 223.6592 | 218.159 | 208.9507 | 197.2637 | 185.0988 | 177.3712 | 172.6869 | 170.9708 | 163.256 | 151.5625 | 144.3985 | 0.34681 | -0.075533 | 0.058877 | -0.3004 | -0.60502 | -1.2366 | -0.31347 | -0.2388 | -0.45974 | -0.26205 | -0.20918 | 0.33919 | 1.0781 | 3.6949 | 12.1849 | 11.6829 | 10.4077 | 9.0629 | 2.3432 | 0.1148 | -0.79763 | -1.0343 | -1.0599 | -1.449 | 67.289 | 66.3712 | 65.4433 | 64.3806 | 63.6391 | 62.8981 | 62.2448 | 62.956 | 65.7351 | 70.2868 | 75.1513 | 79.4783 | 82.1758 | 83.7308 | 85.2477 | 85.8142 | 86.2561 | 85.5578 | 84.4071 | 81.6278 | 77.814 | 73.6474 | 71.3316 | 69.6524 | 2.5726 | 2.1794 | 2.3538 | 2.5066 | 2.8797 | 2.4768 | 2.2515 | 2.3187 | 2.5319 | 2.5515 | 2.5895 | 2.9148 | 2.8406 | 3.0249 | 3.1271 | 3.0731 | 2.9508 | 2.6257 | 2.3652 | 2.3388 | 2.2837 | 2.4242 | 2.4883 | 2.5342
Program Specific1-in-2Size: Over 200kWAll2019July Monthly Peak | Program Specific | 1-in-2 | Size: Over 200kW | All | 2019 | July Monthly Peak | 7 | 138.1668 | 133.9985 | 130.6457 | 130.7199 | 140.2159 | 164.4087 | 190.3493 | 208.8892 | 221.2691 | 229.6101 | 237.7893 | 239.0224 | 235.3753 | 236.0506 | 230.6544 | 221.2824 | 209.4185 | 196.8535 | 187.0954 | 181.8325 | 179.3419 | 171.049 | 158.7038 | 150.7302 | -0.57838 | -0.47732 | -0.4235 | -0.71198 | -1.1249 | -1.4415 | -1.07 | -1.1786 | -0.38691 | 0.054124 | -0.84394 | -0.42867 | 0.52634 | 3.6361 | 12.5173 | 12.2958 | 11.1261 | 9.8446 | 3.4967 | 0.37588 | -0.38019 | -0.75186 | -1.2975 | -1.4645 | 74.298 | 73.32 | 72.5502 | 71.8277 | 71.1069 | 70.3982 | 69.9488 | 70.6884 | 73.4049 | 77.0447 | 80.8853 | 84.5822 | 87.2103 | 88.8571 | 90.2366 | 90.7276 | 90.1221 | 89.1078 | 88.3477 | 86.8808 | 84.1848 | 80.6864 | 78.241 | 76.4913 | 2.5973 | 2.2006 | 2.3976 | 2.5473 | 2.9338 | 2.5373 | 2.3068 | 2.3629 | 2.581 | 2.6158 | 2.6572 | 2.9911 | 2.9146 | 3.1072 | 3.2097 | 3.1558 | 3.0318 | 2.7096 | 2.4287 | 2.3985 | 2.3379 | 2.4822 | 2.5474 | 2.5896
Program Specific1-in-2Size: Over 200kWAll2019August Monthly Peak | Program Specific | 1-in-2 | Size: Over 200kW | All | 2019 | August Monthly Peak | 8 | 140.8784 | 136.288 | 132.2466 | 132.9356 | 142.6292 | 167.9468 | 196.443 | 215.99 | 229.8973 | 238.7368 | 247.3889 | 249.5472 | 246.4524 | 247.6658 | 241.6683 | 229.9458 | 215.5738 | 201.0945 | 190.6812 | 186.1405 | 182.3132 | 173.0542 | 160.7798 | 153.0961 | -0.63157 | -0.52301 | -0.46499 | -0.72023 | -1.1346 | -1.5262 | -1.1525 | -1.2714 | -0.39222 | 0.079751 | -0.8662 | -0.49555 | 0.48224 | 3.7277 | 13.005 | 12.6693 | 11.3405 | 9.9562 | 3.4835 | 0.27164 | -0.45693 | -0.79493 | -1.3402 | -1.492 | 74.2061 | 72.8467 | 71.6969 | 70.9725 | 70.32 | 69.55 | 69.2012 | 69.0328 | 71.0878 | 75.99 | 81.2175 | 85.8157 | 89.0777 | 90.999 | 92.2277 | 92.621 | 92.5891 | 91.8987 | 90.1018 | 86.7863 | 82.3204 | 79.2231 | 77.4047 | 75.9808 | 2.6441 | 2.2336 | 2.423 | 2.5877 | 2.9826 | 2.5896 | 2.3793 | 2.4442 | 2.6834 | 2.7205 | 2.7648 | 3.1227 | 3.0561 | 3.266 | 3.3731 | 3.2877 | 3.121 | 2.7624 | 2.4719 | 2.452 | 2.3739 | 2.5083 | 2.576 | 2.6246
Program Specific1-in-2Size: Over 200kWAll2019September Monthly Peak | Program Specific | 1-in-2 | Size: Over 200kW | All | 2019 | September Monthly Peak | 9 | 138.768 | 134.9757 | 131.2098 | 131.8805 | 142.021 | 167.2387 | 197.35 | 217.7088 | 234.9811 | 245.0847 | 254.0807 | 256.3614 | 252.879 | 254.196 | 247.4744 | 233.7495 | 217.6002 | 202.0649 | 191.8271 | 189.4533 | 182.1563 | 172.9115 | 159.4187 | 151.3912 | -0.47295 | -0.42151 | -0.36999 | -0.65015 | -1.0476 | -1.4483 | -1.0441 | -1.1956 | -0.44151 | -0.016865 | -0.86065 | -0.4701 | 0.5044 | 3.8335 | 13.2842 | 12.8408 | 11.4342 | 9.975 | 3.3958 | 0.27354 | -0.46656 | -0.79447 | -1.2811 | -1.4649 | 72.9555 | 71.8843 | 71.0658 | 70.3468 | 69.6534 | 68.9439 | 68.7154 | 68.6413 | 70.612 | 75.0047 | 80.055 | 84.8204 | 88.9431 | 91.3794 | 92.6636 | 93.0209 | 92.783 | 91.692 | 90.2234 | 87.1446 | 83.3753 | 80.4979 | 78.5516 | 77.2626 | 2.6002 | 2.2087 | 2.401 | 2.5644 | 2.9739 | 2.5769 | 2.3913 | 2.4657 | 2.7485 | 2.7982 | 2.8412 | 3.2073 | 3.138 | 3.3571 | 3.4699 | 3.358 | 3.1646 | 2.7826 | 2.4865 | 2.4931 | 2.3683 | 2.502 | 2.5516 | 2.5934
Program Specific1-in-2Size: Over 200kWAll2019October Monthly Peak | Program Specific | 1-in-2 | Size: Over 200kW | All | 2019 | October Monthly Peak | 10 | 132.9347 | 128.8613 | 124.3772 | 124.1206 | 133.1835 | 157.0306 | 186.069 | 202.5331 | 215.5172 | 224.2194 | 233.232 | 237.0246 | 236.2347 | 237.921 | 232.1056 | 219.0881 | 203.7133 | 190.202 | 184.6777 | 179.018 | 171.32 | 162.4213 | 150.5914 | 142.5456 | 0.5665 | 0.022616 | 0.17169 | -0.19437 | -0.46628 | -1.196 | -0.14943 | -0.055953 | -0.50706 | -0.37168 | -0.084035 | 0.49954 | 1.2294 | 3.9339 | 12.9448 | 12.1769 | 10.6606 | 9.2132 | 2.168 | 0.030221 | -0.91395 | -1.1079 | -1.0105 | -1.4428 | 65.5439 | 64.6087 | 63.7946 | 62.9249 | 62.1854 | 61.5851 | 61.093 | 61.0535 | 62.1026 | 65.6397 | 71.0893 | 77.1142 | 82.6134 | 85.7961 | 86.5654 | 87.1009 | 87.1811 | 86.2022 | 83.4518 | 78.7181 | 75.2499 | 72.6681 | 70.5832 | 69.0169 | 2.5882 | 2.1947 | 2.3667 | 2.5207 | 2.9212 | 2.5306 | 2.3616 | 2.4026 | 2.6357 | 2.6739 | 2.723 | 3.0979 | 3.0695 | 3.2909 | 3.417 | 3.3149 | 3.1281 | 2.7612 | 2.508 | 2.4704 | 2.3298 | 2.4505 | 2.5141 | 2.5419
Program Specific1-in-2Size: Over 200kWAll2019November Monthly Peak | Program Specific | 1-in-2 | Size: Over 200kW | All | 2019 | November Monthly Peak | 11 | 124.5978 | 120.87 | 117.0022 | 116.919 | 125.8623 | 148.9867 | 174.3562 | 189.7743 | 200.1144 | 205.4757 | 211.4845 | 213.158 | 211.5059 | 212.1803 | 205.7882 | 194.0439 | 183.3438 | 177.7292 | 169.9758 | 163.5138 | 157.1293 | 149.413 | 139.4899 | 132.9018 | 0.70304 | 0.084948 | 0.25229 | -0.094932 | -0.32606 | -1.12 | -0.00014769 | 0.1165 | -0.48139 | -0.39863 | 0.054105 | 0.58043 | 1.1947 | 3.5503 | 11.5646 | 10.8019 | 9.5587 | 8.5417 | 1.734 | -0.10016 | -0.96931 | -1.1076 | -0.91715 | -1.3593 | 58.9535 | 58.0059 | 57.4396 | 56.7595 | 55.7428 | 54.8486 | 54.8861 | 54.7796 | 57.4947 | 61.2714 | 65.9485 | 70.5517 | 73.4009 | 74.9757 | 76.0605 | 75.8804 | 74.023 | 70.9746 | 67.879 | 65.7121 | 64.1883 | 63.2995 | 62.3832 | 61.7272 | 2.4773 | 2.1031 | 2.2787 | 2.4243 | 2.8153 | 2.4537 | 2.2611 | 2.2974 | 2.4941 | 2.4929 | 2.515 | 2.8442 | 2.7995 | 2.9903 | 3.0829 | 2.9915 | 2.8812 | 2.6401 | 2.3627 | 2.3078 | 2.1805 | 2.3006 | 2.3782 | 2.4213
Program Specific1-in-2Size: Over 200kWAll2019December Monthly Peak | Program Specific | 1-in-2 | Size: Over 200kW | All | 2019 | December Monthly Peak | 12 | 119.3348 | 115.5044 | 111.9992 | 111.7487 | 120.3395 | 143.2633 | 170.084 | 183.9573 | 192.2766 | 194.7216 | 197.2028 | 196.2578 | 192.8155 | 192.4064 | 186.1707 | 176.4794 | 169.2485 | 165.5671 | 159.7173 | 154.3505 | 148.8365 | 142.4403 | 132.8889 | 126.1746 | 0.66784 | 0.074952 | 0.24124 | -0.090583 | -0.30454 | -1.0768 | 0.0032653 | 0.11164 | -0.4628 | -0.37938 | 0.045071 | 0.52558 | 1.0736 | 3.2016 | 10.448 | 9.8087 | 8.7963 | 7.9291 | 1.6114 | -0.1171 | -0.94 | -1.0766 | -0.89 | -1.2989 | 50.6816 | 49.8195 | 49.1802 | 48.6884 | 48.1085 | 47.5342 | 47.2824 | 47.192 | 47.8212 | 51.0785 | 54.8543 | 58.0413 | 60.1215 | 61.3002 | 62.0166 | 62.3139 | 61.7486 | 59.5354 | 56.7943 | 54.6415 | 52.9456 | 51.1221 | 49.4652 | 48.1197 | 2.372 | 2.0091 | 2.1826 | 2.3195 | 2.7021 | 2.3629 | 2.2082 | 2.2311 | 2.4013 | 2.3678 | 2.3499 | 2.6266 | 2.561 | 2.7236 | 2.8056 | 2.7391 | 2.6803 | 2.4712 | 2.2263 | 2.1856 | 2.0693 | 2.1929 | 2.2662 | 2.2984
Program Specific1-in-2Size: Over 200kWAll2019Typical Event Day | Program Specific | 1-in-2 | Size: Over 200kW | All | 2019 | Typical Event Day | 8 | 140.1014 | 135.5204 | 131.3893 | 132.0366 | 141.6365 | 166.7704 | 195.062 | 213.977 | 226.9884 | 234.9349 | 242.9451 | 244.8597 | 241.6991 | 242.9621 | 237.171 | 225.7606 | 211.7468 | 197.7665 | 187.9967 | 183.6978 | 180.1653 | 171.1341 | 159.0814 | 151.5679 | -0.33148 | -0.3766 | -0.29666 | -0.60412 | -0.99373 | -1.4325 | -0.89915 | -0.96505 | -0.42461 | -0.038379 | -0.68974 | -0.24123 | 0.6782 | 3.7793 | 12.9175 | 12.5159 | 11.188 | 9.8002 | 3.2081 | 0.28288 | -0.5193 | -0.84205 | -1.2491 | -1.4822 | 72.1872 | 71.1055 | 70.1891 | 69.3819 | 68.6799 | 67.9476 | 67.5275 | 67.8296 | 70.2099 | 74.5815 | 79.3272 | 83.6742 | 86.8518 | 88.7416 | 90.0939 | 90.5459 | 90.4376 | 89.5641 | 88.27 | 85.6099 | 81.9236 | 78.5137 | 76.3822 | 74.8468 | 2.6216 | 2.2147 | 2.4007 | 2.5637 | 2.9543 | 2.5651 | 2.3569 | 2.4159 | 2.6436 | 2.6714 | 2.7095 | 3.0574 | 2.9921 | 3.1995 | 3.3075 | 3.2257 | 3.064 | 2.7141 | 2.4323 | 2.4155 | 2.3407 | 2.4738 | 2.5418 | 2.5903
Program Specific1-in-2Size: Over 200kWAll2020January Monthly Peak | Program Specific | 1-in-2 | Size: Over 200kW | All | 2020 | January Monthly Peak | 1 | 117.5233 | 114.0401 | 110.6345 | 111.2035 | 120.6138 | 144.7546 | 173.2765 | 188.6106 | 197.2547 | 197.5762 | 198.7766 | 196.8462 | 191.826 | 190.4729 | 183.2784 | 173.2704 | 164.5268 | 162.1114 | 158.061 | 152.6592 | 147.1232 | 141.0674 | 132.1717 | 125.8838 | 0.6456 | 0.063515 | 0.22443 | -0.093163 | -0.30519 | -1.0968 | -0.005518 | 0.10473 | -0.47664 | -0.38587 | 0.040931 | 0.52049 | 1.0626 | 3.1738 | 10.3052 | 9.6384 | 8.5464 | 7.7433 | 1.5742 | -0.13503 | -0.94242 | -1.0741 | -0.88748 | -1.2977 | 46.5772 | 45.7179 | 45.0007 | 44.5162 | 44.1132 | 43.9975 | 43.7732 | 43.5951 | 43.9619 | 45.8713 | 49.0769 | 51.888 | 53.7373 | 55.1112 | 56.0155 | 56.5013 | 56.3522 | 54.9256 | 53.0439 | 51.5897 | 50.5019 | 49.512 | 48.666 | 47.7422 | 2.3312 | 1.9811 | 2.1505 | 2.3105 | 2.7206 | 2.3917 | 2.2566 | 2.2969 | 2.4739 | 2.4092 | 2.3739 | 2.6409 | 2.549 | 2.698 | 2.7618 | 2.6931 | 2.6159 | 2.4329 | 2.2111 | 2.1674 | 2.0475 | 2.1723 | 2.254 | 2.2921
Program Specific1-in-2Size: Over 200kWAll2020February Monthly Peak | Program Specific | 1-in-2 | Size: Over 200kW | All | 2020 | February Monthly Peak | 2 | 118.952 | 115.3387 | 112.1671 | 112.7246 | 121.639 | 145.3034 | 173.0932 | 187.806 | 196.9391 | 198.6254 | 201.2725 | 201.3112 | 197.7525 | 197.6799 | 191.5542 | 180.5464 | 170.3296 | 165.4554 | 162.533 | 156.5603 | 150.7028 | 143.8879 | 134.0441 | 127.3625 | 0.64137 | 0.052502 | 0.22135 | -0.096975 | -0.31199 | -1.1006 | -0.0073087 | 0.10643 | -0.47644 | -0.3858 | 0.043773 | 0.53602 | 1.0988 | 3.2728 | 10.7216 | 10.0106 | 8.8207 | 7.8809 | 1.6214 | -0.13892 | -0.96466 | -1.1009 | -0.90677 | -1.3154 | 49.6796 | 49.3391 | 48.9759 | 48.588 | 48.0959 | 47.7697 | 47.5917 | 47.5268 | 48.102 | 49.8766 | 51.8696 | 53.7264 | 54.4728 | 54.7053 | 54.7588 | 54.2249 | 54.0314 | 53.3591 | 52.1298 | 50.9589 | 49.8556 | 49.2761 | 48.0339 | 46.956 | 2.3523 | 1.9985 | 2.1771 | 2.3408 | 2.739 | 2.3977 | 2.2518 | 2.2833 | 2.4684 | 2.4212 | 2.4034 | 2.6968 | 2.6286 | 2.8041 | 2.8965 | 2.8098 | 2.7081 | 2.4835 | 2.2719 | 2.224 | 2.0978 | 2.2149 | 2.2843 | 2.313
Program Specific1-in-2Size: Over 200kWAll2020March Monthly Peak | Program Specific | 1-in-2 | Size: Over 200kW | All | 2020 | March Monthly Peak | 3 | 121.9627 | 118.0187 | 114.4761 | 114.3487 | 122.6488 | 145.6957 | 174.0018 | 189.0385 | 197.2702 | 198.9803 | 202.1634 | 202.2534 | 199.3168 | 199.2227 | 193.3941 | 183.5796 | 173.3786 | 165.7364 | 162.932 | 161.2492 | 155.7276 | 148.4872 | 138.1355 | 130.8153 | 0.66816 | 0.065713 | 0.22511 | -0.095947 | -0.31354 | -1.0986 | -0.0056052 | 0.10659 | -0.47728 | -0.38468 | 0.046144 | 0.5414 | 1.1112 | 3.3099 | 10.8374 | 10.1881 | 8.9948 | 7.8958 | 1.6269 | -0.14031 | -0.99365 | -1.1292 | -0.93153 | -1.3511 | 49.5208 | 48.5527 | 47.7298 | 47.2616 | 46.9325 | 46.455 | 46.0747 | 46.0921 | 48.0551 | 50.3959 | 52.7994 | 54.7774 | 55.9955 | 56.9644 | 57.3324 | 57.6964 | 57.4504 | 56.7606 | 55.3284 | 53.3779 | 52.0949 | 50.933 | 49.9987 | 49.1291 | 2.4156 | 2.0484 | 2.2222 | 2.3746 | 2.7574 | 2.402 | 2.261 | 2.2969 | 2.4702 | 2.4237 | 2.4126 | 2.7067 | 2.6475 | 2.8195 | 2.9118 | 2.8446 | 2.7419 | 2.4815 | 2.2764 | 2.2908 | 2.1674 | 2.2847 | 2.3531 | 2.375
Program Specific1-in-2Size: Over 200kWAll2020April Monthly Peak | Program Specific | 1-in-2 | Size: Over 200kW | All | 2020 | April Monthly Peak | 4 | 125.1198 | 121.1783 | 117.1441 | 117.1947 | 125.7261 | 148.6552 | 174.3872 | 190.4073 | 200.8665 | 206.285 | 213.1993 | 215.5944 | 215.0884 | 216.4284 | 211.1238 | 200.0858 | 187.7484 | 176.3196 | 167.9461 | 166.4951 | 162.4685 | 154.1439 | 143.1098 | 135.4698 | 0.67132 | 0.058284 | 0.23038 | -0.10139 | -0.33544 | -1.1248 | -0.0061055 | 0.11347 | -0.485 | -0.39582 | 0.056625 | 0.59101 | 1.2167 | 3.5967 | 11.8001 | 11.0783 | 9.7357 | 8.4235 | 1.7109 | -0.10663 | -1.009 | -1.1477 | -0.95226 | -1.393 | 62.6415 | 61.629 | 60.3159 | 59.2798 | 58.4274 | 57.7612 | 57.296 | 57.2034 | 59.4872 | 63.4861 | 67.8413 | 72.0225 | 75.4097 | 77.9018 | 79.2844 | 79.8652 | 79.8802 | 79.3133 | 77.7093 | 75.0408 | 71.2482 | 68.4723 | 66.2025 | 64.0469 | 2.4692 | 2.0974 | 2.2698 | 2.4299 | 2.8178 | 2.4458 | 2.2577 | 2.3037 | 2.5047 | 2.5057 | 2.5379 | 2.8727 | 2.8496 | 3.0549 | 3.1749 | 3.0934 | 2.954 | 2.6215 | 2.3337 | 2.3538 | 2.2568 | 2.3703 | 2.4345 | 2.4548
Program Specific1-in-2Size: Over 200kWAll2020May Monthly Peak | Program Specific | 1-in-2 | Size: Over 200kW | All | 2020 | May Monthly Peak | 5 | 125.2875 | 121.4027 | 117.5669 | 117.7353 | 126.8172 | 150.2414 | 174.9623 | 193.726 | 205.5702 | 211.9954 | 219.0431 | 221.0146 | 219.6464 | 220.6388 | 215.171 | 203.291 | 190.3928 | 178.1109 | 169.2396 | 165.5472 | 163.3136 | 155.3251 | 144.4087 | 137.1512 | 0.68961 | 0.069383 | 0.23648 | -0.099114 | -0.33324 | -1.1293 | -0.0013115 | 0.11725 | -0.49454 | -0.41115 | 0.054581 | 0.59899 | 1.2327 | 3.6816 | 12.0728 | 11.3021 | 9.9199 | 8.5537 | 1.7319 | -0.098741 | -1.0042 | -1.146 | -0.95095 | -1.4016 | 62.5554 | 61.9342 | 61.2956 | 60.4788 | 59.7352 | 59.301 | 59.1795 | 59.6066 | 61.1681 | 64.4917 | 68.5039 | 72.357 | 76.0199 | 78.6357 | 79.7587 | 80.3573 | 80.3914 | 79.0277 | 76.8911 | 74.0811 | 70.3354 | 67.19 | 65.3562 | 64.0291 | 2.4815 | 2.1061 | 2.2816 | 2.4419 | 2.8407 | 2.4716 | 2.265 | 2.3438 | 2.5605 | 2.5736 | 2.6073 | 2.9514 | 2.9124 | 3.115 | 3.2336 | 3.1389 | 2.9921 | 2.6437 | 2.3503 | 2.336 | 2.2658 | 2.3913 | 2.4601 | 2.4944
Program Specific1-in-2Size: Over 200kWAll2020June Monthly Peak | Program Specific | 1-in-2 | Size: Over 200kW | All | 2020 | June Monthly Peak | 6 | 133.9007 | 129.6943 | 125.4402 | 125.5934 | 134.2327 | 156.578 | 181.1528 | 199.8444 | 211.656 | 218.51 | 226.0594 | 227.3214 | 223.3227 | 223.6592 | 218.159 | 208.9507 | 197.2637 | 185.0988 | 177.3712 | 172.6869 | 170.9708 | 163.256 | 151.5625 | 144.3985 | 0.34681 | -0.075533 | 0.058877 | -0.3004 | -0.60502 | -1.2366 | -0.31347 | -0.2388 | -0.45974 | -0.26205 | -0.20918 | 0.33919 | 1.0781 | 3.6949 | 12.1849 | 11.6829 | 10.4077 | 9.0629 | 2.3432 | 0.1148 | -0.79763 | -1.0343 | -1.0599 | -1.449 | 67.289 | 66.3712 | 65.4433 | 64.3806 | 63.6391 | 62.8981 | 62.2448 | 62.956 | 65.7351 | 70.2868 | 75.1513 | 79.4783 | 82.1758 | 83.7308 | 85.2477 | 85.8142 | 86.2561 | 85.5578 | 84.4071 | 81.6278 | 77.814 | 73.6474 | 71.3316 | 69.6524 | 2.5726 | 2.1794 | 2.3538 | 2.5066 | 2.8797 | 2.4768 | 2.2515 | 2.3187 | 2.5319 | 2.5515 | 2.5895 | 2.9148 | 2.8406 | 3.0249 | 3.1271 | 3.0731 | 2.9508 | 2.6257 | 2.3652 | 2.3388 | 2.2837 | 2.4242 | 2.4883 | 2.5342
Program Specific1-in-2Size: Over 200kWAll2020July Monthly Peak | Program Specific | 1-in-2 | Size: Over 200kW | All | 2020 | July Monthly Peak | 7 | 138.1668 | 133.9985 | 130.6457 | 130.7199 | 140.2159 | 164.4087 | 190.3493 | 208.8892 | 221.2691 | 229.6101 | 237.7893 | 239.0224 | 235.3753 | 236.0506 | 230.6544 | 221.2824 | 209.4185 | 196.8535 | 187.0954 | 181.8325 | 179.3419 | 171.049 | 158.7038 | 150.7302 | -0.57838 | -0.47732 | -0.4235 | -0.71198 | -1.1249 | -1.4415 | -1.07 | -1.1786 | -0.38691 | 0.054124 | -0.84394 | -0.42867 | 0.52634 | 3.6361 | 12.5173 | 12.2958 | 11.1261 | 9.8446 | 3.4967 | 0.37588 | -0.38019 | -0.75186 | -1.2975 | -1.4645 | 74.298 | 73.32 | 72.5502 | 71.8277 | 71.1069 | 70.3982 | 69.9488 | 70.6884 | 73.4049 | 77.0447 | 80.8853 | 84.5822 | 87.2103 | 88.8571 | 90.2366 | 90.7276 | 90.1221 | 89.1078 | 88.3477 | 86.8808 | 84.1848 | 80.6864 | 78.241 | 76.4913 | 2.5973 | 2.2006 | 2.3976 | 2.5473 | 2.9338 | 2.5373 | 2.3068 | 2.3629 | 2.581 | 2.6158 | 2.6572 | 2.9911 | 2.9146 | 3.1072 | 3.2097 | 3.1558 | 3.0318 | 2.7096 | 2.4287 | 2.3985 | 2.3379 | 2.4822 | 2.5474 | 2.5896
Program Specific1-in-2Size: Over 200kWAll2020August Monthly Peak | Program Specific | 1-in-2 | Size: Over 200kW | All | 2020 | August Monthly Peak | 8 | 140.8784 | 136.288 | 132.2466 | 132.9356 | 142.6292 | 167.9468 | 196.443 | 215.99 | 229.8973 | 238.7368 | 247.3889 | 249.5472 | 246.4524 | 247.6658 | 241.6683 | 229.9458 | 215.5738 | 201.0945 | 190.6812 | 186.1405 | 182.3132 | 173.0542 | 160.7798 | 153.0962 | -0.63157 | -0.52301 | -0.46499 | -0.72023 | -1.1346 | -1.5262 | -1.1525 | -1.2714 | -0.39222 | 0.079751 | -0.8662 | -0.49555 | 0.48224 | 3.7277 | 13.005 | 12.6693 | 11.3405 | 9.9562 | 3.4835 | 0.27164 | -0.45693 | -0.79493 | -1.3402 | -1.492 | 74.2061 | 72.8467 | 71.6969 | 70.9725 | 70.32 | 69.55 | 69.2012 | 69.0328 | 71.0878 | 75.99 | 81.2175 | 85.8157 | 89.0777 | 90.999 | 92.2277 | 92.621 | 92.5891 | 91.8987 | 90.1018 | 86.7863 | 82.3204 | 79.2231 | 77.4047 | 75.9808 | 2.6441 | 2.2336 | 2.423 | 2.5877 | 2.9826 | 2.5896 | 2.3793 | 2.4442 | 2.6834 | 2.7205 | 2.7648 | 3.1227 | 3.0561 | 3.266 | 3.3731 | 3.2877 | 3.121 | 2.7624 | 2.4719 | 2.452 | 2.3739 | 2.5083 | 2.576 | 2.6246
Program Specific1-in-2Size: Over 200kWAll2020September Monthly Peak | Program Specific | 1-in-2 | Size: Over 200kW | All | 2020 | September Monthly Peak | 9 | 138.768 | 134.9758 | 131.2098 | 131.8805 | 142.021 | 167.2387 | 197.3501 | 217.7088 | 234.9811 | 245.0847 | 254.0807 | 256.3614 | 252.879 | 254.196 | 247.4744 | 233.7495 | 217.6002 | 202.0649 | 191.8271 | 189.4533 | 182.1563 | 172.9115 | 159.4187 | 151.3912 | -0.47295 | -0.42151 | -0.36999 | -0.65015 | -1.0476 | -1.4483 | -1.0441 | -1.1956 | -0.44151 | -0.016865 | -0.86065 | -0.4701 | 0.5044 | 3.8335 | 13.2842 | 12.8408 | 11.4342 | 9.975 | 3.3958 | 0.27354 | -0.46656 | -0.79447 | -1.2811 | -1.4649 | 72.9555 | 71.8843 | 71.0658 | 70.3468 | 69.6534 | 68.9439 | 68.7154 | 68.6413 | 70.612 | 75.0047 | 80.055 | 84.8204 | 88.9431 | 91.3794 | 92.6636 | 93.0209 | 92.783 | 91.692 | 90.2234 | 87.1446 | 83.3753 | 80.4979 | 78.5516 | 77.2626 | 2.6002 | 2.2087 | 2.401 | 2.5644 | 2.9739 | 2.5769 | 2.3913 | 2.4657 | 2.7485 | 2.7982 | 2.8412 | 3.2073 | 3.138 | 3.3571 | 3.4699 | 3.358 | 3.1646 | 2.7825 | 2.4865 | 2.4931 | 2.3683 | 2.502 | 2.5516 | 2.5934
Program Specific1-in-2Size: Over 200kWAll2020October Monthly Peak | Program Specific | 1-in-2 | Size: Over 200kW | All | 2020 | October Monthly Peak | 10 | 132.9347 | 128.8613 | 124.3772 | 124.1206 | 133.1835 | 157.0306 | 186.069 | 202.5331 | 215.5172 | 224.2194 | 233.232 | 237.0246 | 236.2347 | 237.921 | 232.1057 | 219.0881 | 203.7133 | 190.202 | 184.6777 | 179.018 | 171.32 | 162.4213 | 150.5914 | 142.5456 | 0.5665 | 0.022616 | 0.17169 | -0.19437 | -0.46628 | -1.196 | -0.14943 | -0.055953 | -0.50706 | -0.37168 | -0.084035 | 0.49954 | 1.2294 | 3.9339 | 12.9448 | 12.1769 | 10.6606 | 9.2132 | 2.168 | 0.030221 | -0.91395 | -1.1079 | -1.0105 | -1.4428 | 65.5439 | 64.6087 | 63.7946 | 62.9249 | 62.1854 | 61.5851 | 61.093 | 61.0535 | 62.1026 | 65.6397 | 71.0893 | 77.1142 | 82.6134 | 85.7961 | 86.5654 | 87.1009 | 87.1811 | 86.2022 | 83.4518 | 78.7181 | 75.2499 | 72.6681 | 70.5832 | 69.0169 | 2.5882 | 2.1947 | 2.3667 | 2.5207 | 2.9212 | 2.5306 | 2.3616 | 2.4026 | 2.6357 | 2.6739 | 2.723 | 3.0979 | 3.0695 | 3.2909 | 3.417 | 3.3149 | 3.1281 | 2.7612 | 2.508 | 2.4704 | 2.3298 | 2.4505 | 2.5141 | 2.5419
Program Specific1-in-2Size: Over 200kWAll2020November Monthly Peak | Program Specific | 1-in-2 | Size: Over 200kW | All | 2020 | November Monthly Peak | 11 | 124.5978 | 120.87 | 117.0022 | 116.919 | 125.8623 | 148.9867 | 174.3562 | 189.7743 | 200.1144 | 205.4757 | 211.4845 | 213.158 | 211.5059 | 212.1803 | 205.7882 | 194.0439 | 183.3438 | 177.7292 | 169.9758 | 163.5138 | 157.1293 | 149.413 | 139.4899 | 132.9018 | 0.70304 | 0.084948 | 0.25229 | -0.094932 | -0.32606 | -1.12 | -0.0001477 | 0.1165 | -0.48139 | -0.39863 | 0.054105 | 0.58043 | 1.1947 | 3.5503 | 11.5646 | 10.8019 | 9.5587 | 8.5417 | 1.734 | -0.10016 | -0.96931 | -1.1076 | -0.91715 | -1.3593 | 58.9535 | 58.0059 | 57.4396 | 56.7595 | 55.7428 | 54.8486 | 54.8861 | 54.7796 | 57.4947 | 61.2714 | 65.9485 | 70.5517 | 73.4009 | 74.9757 | 76.0605 | 75.8804 | 74.023 | 70.9746 | 67.879 | 65.7121 | 64.1883 | 63.2995 | 62.3832 | 61.7272 | 2.4773 | 2.1031 | 2.2787 | 2.4243 | 2.8153 | 2.4537 | 2.2611 | 2.2974 | 2.4941 | 2.4929 | 2.515 | 2.8442 | 2.7995 | 2.9903 | 3.0829 | 2.9915 | 2.8812 | 2.6401 | 2.3627 | 2.3078 | 2.1805 | 2.3006 | 2.3782 | 2.4213
Program Specific1-in-2Size: Over 200kWAll2020December Monthly Peak | Program Specific | 1-in-2 | Size: Over 200kW | All | 2020 | December Monthly Peak | 12 | 119.3348 | 115.5044 | 111.9992 | 111.7487 | 120.3395 | 143.2633 | 170.084 | 183.9573 | 192.2766 | 194.7216 | 197.2028 | 196.2578 | 192.8155 | 192.4064 | 186.1707 | 176.4794 | 169.2485 | 165.5671 | 159.7173 | 154.3505 | 148.8365 | 142.4403 | 132.8889 | 126.1746 | 0.66784 | 0.074952 | 0.24124 | -0.090583 | -0.30454 | -1.0768 | 0.0032652 | 0.11164 | -0.4628 | -0.37938 | 0.045071 | 0.52558 | 1.0736 | 3.2016 | 10.448 | 9.8087 | 8.7963 | 7.9291 | 1.6114 | -0.1171 | -0.94 | -1.0766 | -0.89 | -1.2989 | 50.6816 | 49.8195 | 49.1802 | 48.6884 | 48.1085 | 47.5342 | 47.2824 | 47.192 | 47.8212 | 51.0785 | 54.8543 | 58.0413 | 60.1215 | 61.3002 | 62.0166 | 62.3139 | 61.7486 | 59.5354 | 56.7943 | 54.6415 | 52.9456 | 51.1221 | 49.4652 | 48.1197 | 2.372 | 2.0091 | 2.1826 | 2.3195 | 2.7021 | 2.3629 | 2.2082 | 2.2311 | 2.4013 | 2.3678 | 2.3499 | 2.6266 | 2.561 | 2.7236 | 2.8056 | 2.7391 | 2.6803 | 2.4712 | 2.2263 | 2.1856 | 2.0693 | 2.1929 | 2.2662 | 2.2984
Program Specific1-in-2Size: Over 200kWAll2020Typical Event Day | Program Specific | 1-in-2 | Size: Over 200kW | All | 2020 | Typical Event Day | 8 | 140.1014 | 135.5204 | 131.3893 | 132.0366 | 141.6365 | 166.7704 | 195.062 | 213.977 | 226.9884 | 234.9349 | 242.9451 | 244.8597 | 241.6991 | 242.9621 | 237.171 | 225.7606 | 211.7468 | 197.7665 | 187.9968 | 183.6978 | 180.1653 | 171.1341 | 159.0814 | 151.5679 | -0.33148 | -0.3766 | -0.29666 | -0.60412 | -0.99373 | -1.4325 | -0.89915 | -0.96505 | -0.42461 | -0.038379 | -0.68974 | -0.24123 | 0.6782 | 3.7793 | 12.9175 | 12.5159 | 11.188 | 9.8002 | 3.2081 | 0.28288 | -0.5193 | -0.84205 | -1.2491 | -1.4822 | 72.1872 | 71.1055 | 70.1891 | 69.3819 | 68.6799 | 67.9476 | 67.5275 | 67.8296 | 70.2099 | 74.5815 | 79.3272 | 83.6742 | 86.8518 | 88.7416 | 90.0939 | 90.5459 | 90.4376 | 89.5641 | 88.27 | 85.6099 | 81.9236 | 78.5137 | 76.3822 | 74.8468 | 2.6216 | 2.2147 | 2.4007 | 2.5637 | 2.9543 | 2.5651 | 2.3569 | 2.4159 | 2.6436 | 2.6714 | 2.7095 | 3.0574 | 2.9921 | 3.1995 | 3.3075 | 3.2257 | 3.064 | 2.7141 | 2.4323 | 2.4155 | 2.3407 | 2.4738 | 2.5418 | 2.5903
Program Specific1-in-2Size: Over 200kWAll2021January Monthly Peak | Program Specific | 1-in-2 | Size: Over 200kW | All | 2021 | January Monthly Peak | 1 | 117.5233 | 114.0401 | 110.6345 | 111.2035 | 120.6138 | 144.7546 | 173.2765 | 188.6106 | 197.2547 | 197.5762 | 198.7766 | 196.8462 | 191.826 | 190.4729 | 183.2784 | 173.2704 | 164.5268 | 162.1114 | 158.061 | 152.6592 | 147.1232 | 141.0674 | 132.1717 | 125.8838 | 0.6456 | 0.063515 | 0.22443 | -0.093163 | -0.30519 | -1.0968 | -0.005518 | 0.10473 | -0.47664 | -0.38587 | 0.040931 | 0.52049 | 1.0626 | 3.1738 | 10.3052 | 9.6384 | 8.5464 | 7.7433 | 1.5742 | -0.13503 | -0.94242 | -1.0741 | -0.88748 | -1.2977 | 46.5772 | 45.7179 | 45.0007 | 44.5162 | 44.1132 | 43.9975 | 43.7732 | 43.5951 | 43.9619 | 45.8713 | 49.0769 | 51.8879 | 53.7373 | 55.1112 | 56.0155 | 56.5013 | 56.3522 | 54.9256 | 53.0439 | 51.5897 | 50.5019 | 49.512 | 48.666 | 47.7422 | 2.3312 | 1.9811 | 2.1505 | 2.3105 | 2.7206 | 2.3917 | 2.2566 | 2.2969 | 2.4739 | 2.4092 | 2.3739 | 2.6409 | 2.549 | 2.6979 | 2.7618 | 2.6931 | 2.6159 | 2.4329 | 2.2111 | 2.1674 | 2.0475 | 2.1723 | 2.254 | 2.2921
Program Specific1-in-2Size: Over 200kWAll2021February Monthly Peak | Program Specific | 1-in-2 | Size: Over 200kW | All | 2021 | February Monthly Peak | 2 | 118.952 | 115.3387 | 112.1671 | 112.7246 | 121.639 | 145.3034 | 173.0932 | 187.806 | 196.9391 | 198.6254 | 201.2725 | 201.3112 | 197.7525 | 197.6799 | 191.5542 | 180.5464 | 170.3296 | 165.4554 | 162.533 | 156.5603 | 150.7028 | 143.8879 | 134.0441 | 127.3625 | 0.64137 | 0.052502 | 0.22135 | -0.096975 | -0.31199 | -1.1006 | -0.0073086 | 0.10643 | -0.47644 | -0.3858 | 0.043773 | 0.53602 | 1.0988 | 3.2728 | 10.7216 | 10.0106 | 8.8207 | 7.8809 | 1.6214 | -0.13892 | -0.96466 | -1.1009 | -0.90677 | -1.3154 | 49.6796 | 49.3391 | 48.9759 | 48.588 | 48.0959 | 47.7697 | 47.5917 | 47.5268 | 48.102 | 49.8766 | 51.8696 | 53.7264 | 54.4728 | 54.7053 | 54.7588 | 54.2249 | 54.0314 | 53.3591 | 52.1298 | 50.9589 | 49.8556 | 49.2761 | 48.0339 | 46.956 | 2.3523 | 1.9985 | 2.1771 | 2.3408 | 2.739 | 2.3977 | 2.2518 | 2.2833 | 2.4684 | 2.4212 | 2.4034 | 2.6968 | 2.6286 | 2.8041 | 2.8965 | 2.8098 | 2.7081 | 2.4835 | 2.2719 | 2.224 | 2.0978 | 2.2149 | 2.2843 | 2.313
Program Specific1-in-2Size: Over 200kWAll2021March Monthly Peak | Program Specific | 1-in-2 | Size: Over 200kW | All | 2021 | March Monthly Peak | 3 | 121.9627 | 118.0187 | 114.4761 | 114.3487 | 122.6488 | 145.6957 | 174.0018 | 189.0385 | 197.2702 | 198.9803 | 202.1634 | 202.2535 | 199.3168 | 199.2227 | 193.3941 | 183.5796 | 173.3785 | 165.7364 | 162.932 | 161.2492 | 155.7276 | 148.4872 | 138.1355 | 130.8153 | 0.66816 | 0.065713 | 0.22511 | -0.095947 | -0.31354 | -1.0986 | -0.0056052 | 0.10659 | -0.47728 | -0.38468 | 0.046144 | 0.5414 | 1.1112 | 3.3099 | 10.8374 | 10.1881 | 8.9948 | 7.8958 | 1.6269 | -0.14031 | -0.99365 | -1.1292 | -0.93153 | -1.3511 | 49.5208 | 48.5527 | 47.7298 | 47.2616 | 46.9325 | 46.455 | 46.0747 | 46.0921 | 48.0551 | 50.3959 | 52.7994 | 54.7774 | 55.9955 | 56.9644 | 57.3324 | 57.6964 | 57.4504 | 56.7606 | 55.3284 | 53.3779 | 52.0949 | 50.933 | 49.9987 | 49.1291 | 2.4156 | 2.0484 | 2.2222 | 2.3746 | 2.7574 | 2.402 | 2.261 | 2.2969 | 2.4702 | 2.4237 | 2.4126 | 2.7067 | 2.6475 | 2.8195 | 2.9118 | 2.8446 | 2.7419 | 2.4815 | 2.2764 | 2.2908 | 2.1674 | 2.2847 | 2.3531 | 2.375
Program Specific1-in-2Size: Over 200kWAll2021April Monthly Peak | Program Specific | 1-in-2 | Size: Over 200kW | All | 2021 | April Monthly Peak | 4 | 125.1198 | 121.1783 | 117.1441 | 117.1947 | 125.7261 | 148.6552 | 174.3872 | 190.4073 | 200.8665 | 206.285 | 213.1993 | 215.5944 | 215.0884 | 216.4284 | 211.1238 | 200.0858 | 187.7484 | 176.3196 | 167.9461 | 166.4951 | 162.4685 | 154.1439 | 143.1098 | 135.4698 | 0.67132 | 0.058284 | 0.23038 | -0.10139 | -0.33544 | -1.1248 | -0.0061055 | 0.11347 | -0.485 | -0.39582 | 0.056625 | 0.59101 | 1.2167 | 3.5967 | 11.8001 | 11.0783 | 9.7357 | 8.4235 | 1.7109 | -0.10663 | -1.009 | -1.1477 | -0.95226 | -1.393 | 62.6415 | 61.6291 | 60.3159 | 59.2798 | 58.4274 | 57.7612 | 57.296 | 57.2034 | 59.4872 | 63.4861 | 67.8413 | 72.0225 | 75.4097 | 77.9018 | 79.2844 | 79.8652 | 79.8802 | 79.3133 | 77.7093 | 75.0408 | 71.2482 | 68.4723 | 66.2025 | 64.0469 | 2.4692 | 2.0974 | 2.2698 | 2.4299 | 2.8178 | 2.4458 | 2.2577 | 2.3037 | 2.5047 | 2.5057 | 2.5379 | 2.8727 | 2.8496 | 3.0549 | 3.1749 | 3.0934 | 2.954 | 2.6215 | 2.3337 | 2.3538 | 2.2568 | 2.3703 | 2.4345 | 2.4548
Program Specific1-in-2Size: Over 200kWAll2021May Monthly Peak | Program Specific | 1-in-2 | Size: Over 200kW | All | 2021 | May Monthly Peak | 5 | 125.2875 | 121.4027 | 117.5669 | 117.7353 | 126.8172 | 150.2414 | 174.9623 | 193.726 | 205.5702 | 211.9954 | 219.0431 | 221.0146 | 219.6464 | 220.6388 | 215.171 | 203.2911 | 190.3928 | 178.1109 | 169.2396 | 165.5471 | 163.3136 | 155.3251 | 144.4087 | 137.1512 | 0.68961 | 0.069382 | 0.23648 | -0.099114 | -0.33324 | -1.1293 | -0.0013115 | 0.11725 | -0.49454 | -0.41115 | 0.054581 | 0.59899 | 1.2327 | 3.6816 | 12.0728 | 11.3021 | 9.9199 | 8.5537 | 1.7319 | -0.098741 | -1.0042 | -1.146 | -0.95095 | -1.4016 | 62.5554 | 61.9342 | 61.2956 | 60.4788 | 59.7352 | 59.301 | 59.1795 | 59.6066 | 61.1681 | 64.4917 | 68.5039 | 72.357 | 76.0199 | 78.6357 | 79.7587 | 80.3573 | 80.3914 | 79.0277 | 76.8911 | 74.0811 | 70.3353 | 67.19 | 65.3562 | 64.0291 | 2.4815 | 2.1061 | 2.2816 | 2.4419 | 2.8407 | 2.4716 | 2.265 | 2.3438 | 2.5605 | 2.5736 | 2.6073 | 2.9514 | 2.9124 | 3.115 | 3.2336 | 3.1389 | 2.9921 | 2.6437 | 2.3503 | 2.336 | 2.2658 | 2.3913 | 2.4601 | 2.4944
Program Specific1-in-2Size: Over 200kWAll2021June Monthly Peak | Program Specific | 1-in-2 | Size: Over 200kW | All | 2021 | June Monthly Peak | 6 | 133.9007 | 129.6943 | 125.4402 | 125.5934 | 134.2327 | 156.578 | 181.1529 | 199.8444 | 211.656 | 218.51 | 226.0594 | 227.3214 | 223.3227 | 223.6592 | 218.159 | 208.9507 | 197.2637 | 185.0988 | 177.3712 | 172.6869 | 170.9708 | 163.256 | 151.5625 | 144.3985 | 0.34681 | -0.075533 | 0.058876 | -0.3004 | -0.60502 | -1.2366 | -0.31347 | -0.2388 | -0.45974 | -0.26205 | -0.20918 | 0.33919 | 1.0781 | 3.6949 | 12.1849 | 11.6829 | 10.4077 | 9.0629 | 2.3432 | 0.1148 | -0.79763 | -1.0343 | -1.0599 | -1.449 | 67.289 | 66.3712 | 65.4433 | 64.3806 | 63.6391 | 62.8981 | 62.2448 | 62.956 | 65.7351 | 70.2868 | 75.1513 | 79.4783 | 82.1758 | 83.7308 | 85.2477 | 85.8142 | 86.2561 | 85.5578 | 84.4071 | 81.6278 | 77.814 | 73.6474 | 71.3316 | 69.6524 | 2.5726 | 2.1794 | 2.3538 | 2.5066 | 2.8797 | 2.4768 | 2.2515 | 2.3187 | 2.5319 | 2.5515 | 2.5895 | 2.9148 | 2.8406 | 3.0249 | 3.1271 | 3.0731 | 2.9508 | 2.6257 | 2.3652 | 2.3388 | 2.2837 | 2.4242 | 2.4883 | 2.5342
Program Specific1-in-2Size: Over 200kWAll2021July Monthly Peak | Program Specific | 1-in-2 | Size: Over 200kW | All | 2021 | July Monthly Peak | 7 | 138.1668 | 133.9985 | 130.6457 | 130.7199 | 140.2159 | 164.4087 | 190.3493 | 208.8892 | 221.2691 | 229.6101 | 237.7893 | 239.0224 | 235.3753 | 236.0506 | 230.6544 | 221.2824 | 209.4185 | 196.8535 | 187.0954 | 181.8325 | 179.3419 | 171.049 | 158.7038 | 150.7302 | -0.57838 | -0.47732 | -0.4235 | -0.71198 | -1.1249 | -1.4415 | -1.07 | -1.1786 | -0.38691 | 0.054124 | -0.84394 | -0.42867 | 0.52634 | 3.6361 | 12.5173 | 12.2958 | 11.1261 | 9.8446 | 3.4967 | 0.37588 | -0.38019 | -0.75186 | -1.2975 | -1.4645 | 74.298 | 73.32 | 72.5502 | 71.8277 | 71.1069 | 70.3982 | 69.9488 | 70.6884 | 73.4049 | 77.0447 | 80.8853 | 84.5822 | 87.2103 | 88.8571 | 90.2366 | 90.7276 | 90.1221 | 89.1078 | 88.3477 | 86.8808 | 84.1848 | 80.6864 | 78.241 | 76.4913 | 2.5973 | 2.2006 | 2.3976 | 2.5473 | 2.9338 | 2.5373 | 2.3068 | 2.3629 | 2.581 | 2.6158 | 2.6572 | 2.9911 | 2.9146 | 3.1072 | 3.2097 | 3.1558 | 3.0318 | 2.7096 | 2.4287 | 2.3985 | 2.3379 | 2.4822 | 2.5474 | 2.5896
Program Specific1-in-2Size: Over 200kWAll2021August Monthly Peak | Program Specific | 1-in-2 | Size: Over 200kW | All | 2021 | August Monthly Peak | 8 | 140.8784 | 136.288 | 132.2465 | 132.9356 | 142.6292 | 167.9468 | 196.443 | 215.99 | 229.8973 | 238.7368 | 247.3889 | 249.5472 | 246.4524 | 247.6658 | 241.6683 | 229.9457 | 215.5738 | 201.0945 | 190.6812 | 186.1405 | 182.3132 | 173.0542 | 160.7798 | 153.0962 | -0.63157 | -0.52301 | -0.46499 | -0.72023 | -1.1346 | -1.5262 | -1.1525 | -1.2714 | -0.39222 | 0.079751 | -0.8662 | -0.49555 | 0.48224 | 3.7277 | 13.005 | 12.6693 | 11.3405 | 9.9562 | 3.4835 | 0.27164 | -0.45693 | -0.79493 | -1.3402 | -1.492 | 74.2061 | 72.8467 | 71.6969 | 70.9725 | 70.32 | 69.55 | 69.2012 | 69.0328 | 71.0878 | 75.99 | 81.2175 | 85.8157 | 89.0777 | 90.999 | 92.2277 | 92.621 | 92.5891 | 91.8987 | 90.1018 | 86.7863 | 82.3204 | 79.2231 | 77.4047 | 75.9808 | 2.6441 | 2.2336 | 2.423 | 2.5877 | 2.9826 | 2.5896 | 2.3793 | 2.4442 | 2.6834 | 2.7205 | 2.7648 | 3.1227 | 3.0561 | 3.266 | 3.3731 | 3.2877 | 3.121 | 2.7624 | 2.4719 | 2.452 | 2.3739 | 2.5083 | 2.576 | 2.6246
Program Specific1-in-2Size: Over 200kWAll2021September Monthly Peak | Program Specific | 1-in-2 | Size: Over 200kW | All | 2021 | September Monthly Peak | 9 | 138.768 | 134.9757 | 131.2098 | 131.8805 | 142.021 | 167.2387 | 197.35 | 217.7088 | 234.9811 | 245.0847 | 254.0807 | 256.3614 | 252.8791 | 254.196 | 247.4744 | 233.7495 | 217.6002 | 202.0649 | 191.8271 | 189.4533 | 182.1563 | 172.9115 | 159.4187 | 151.3912 | -0.47295 | -0.42151 | -0.36999 | -0.65015 | -1.0476 | -1.4483 | -1.0441 | -1.1956 | -0.44151 | -0.016865 | -0.86065 | -0.4701 | 0.5044 | 3.8335 | 13.2842 | 12.8408 | 11.4342 | 9.975 | 3.3958 | 0.27354 | -0.46656 | -0.79447 | -1.2811 | -1.4649 | 72.9555 | 71.8843 | 71.0658 | 70.3468 | 69.6534 | 68.9439 | 68.7154 | 68.6413 | 70.612 | 75.0047 | 80.055 | 84.8204 | 88.9431 | 91.3794 | 92.6636 | 93.0209 | 92.783 | 91.692 | 90.2234 | 87.1446 | 83.3753 | 80.4979 | 78.5516 | 77.2626 | 2.6002 | 2.2087 | 2.401 | 2.5644 | 2.9739 | 2.5769 | 2.3913 | 2.4657 | 2.7485 | 2.7982 | 2.8412 | 3.2073 | 3.138 | 3.3571 | 3.4699 | 3.358 | 3.1646 | 2.7826 | 2.4865 | 2.4931 | 2.3683 | 2.502 | 2.5516 | 2.5934
Program Specific1-in-2Size: Over 200kWAll2021October Monthly Peak | Program Specific | 1-in-2 | Size: Over 200kW | All | 2021 | October Monthly Peak | 10 | 132.9347 | 128.8613 | 124.3772 | 124.1206 | 133.1835 | 157.0306 | 186.069 | 202.5331 | 215.5172 | 224.2194 | 233.232 | 237.0246 | 236.2347 | 237.921 | 232.1057 | 219.0881 | 203.7133 | 190.202 | 184.6777 | 179.018 | 171.32 | 162.4213 | 150.5914 | 142.5456 | 0.5665 | 0.022616 | 0.17169 | -0.19437 | -0.46628 | -1.196 | -0.14943 | -0.055953 | -0.50706 | -0.37168 | -0.084035 | 0.49954 | 1.2294 | 3.9339 | 12.9448 | 12.1769 | 10.6606 | 9.2132 | 2.168 | 0.030221 | -0.91395 | -1.1079 | -1.0105 | -1.4428 | 65.5439 | 64.6087 | 63.7946 | 62.9249 | 62.1854 | 61.5851 | 61.093 | 61.0535 | 62.1026 | 65.6397 | 71.0893 | 77.1142 | 82.6134 | 85.7961 | 86.5654 | 87.1009 | 87.1811 | 86.2022 | 83.4518 | 78.7181 | 75.2499 | 72.6681 | 70.5832 | 69.0169 | 2.5882 | 2.1947 | 2.3667 | 2.5207 | 2.9212 | 2.5306 | 2.3616 | 2.4026 | 2.6357 | 2.6739 | 2.723 | 3.0979 | 3.0695 | 3.2909 | 3.417 | 3.3149 | 3.1281 | 2.7612 | 2.508 | 2.4704 | 2.3298 | 2.4505 | 2.5141 | 2.5419
Program Specific1-in-2Size: Over 200kWAll2021November Monthly Peak | Program Specific | 1-in-2 | Size: Over 200kW | All | 2021 | November Monthly Peak | 11 | 124.5978 | 120.87 | 117.0022 | 116.919 | 125.8623 | 148.9867 | 174.3562 | 189.7743 | 200.1144 | 205.4757 | 211.4845 | 213.158 | 211.5059 | 212.1803 | 205.7882 | 194.0439 | 183.3439 | 177.7292 | 169.9758 | 163.5138 | 157.1293 | 149.413 | 139.4899 | 132.9018 | 0.70304 | 0.084948 | 0.25229 | -0.094932 | -0.32606 | -1.12 | -0.00014764 | 0.1165 | -0.48139 | -0.39863 | 0.054105 | 0.58043 | 1.1947 | 3.5503 | 11.5646 | 10.8019 | 9.5587 | 8.5417 | 1.734 | -0.10016 | -0.96931 | -1.1076 | -0.91715 | -1.3593 | 58.9535 | 58.0059 | 57.4396 | 56.7595 | 55.7428 | 54.8486 | 54.8861 | 54.7796 | 57.4947 | 61.2714 | 65.9485 | 70.5517 | 73.4009 | 74.9757 | 76.0605 | 75.8804 | 74.023 | 70.9746 | 67.879 | 65.7121 | 64.1883 | 63.2995 | 62.3832 | 61.7272 | 2.4773 | 2.1031 | 2.2787 | 2.4243 | 2.8153 | 2.4537 | 2.2611 | 2.2974 | 2.4941 | 2.4929 | 2.515 | 2.8442 | 2.7995 | 2.9903 | 3.0829 | 2.9915 | 2.8812 | 2.6401 | 2.3627 | 2.3078 | 2.1805 | 2.3006 | 2.3782 | 2.4213
Program Specific1-in-2Size: Over 200kWAll2021December Monthly Peak | Program Specific | 1-in-2 | Size: Over 200kW | All | 2021 | December Monthly Peak | 12 | 119.3348 | 115.5044 | 111.9992 | 111.7487 | 120.3395 | 143.2633 | 170.084 | 183.9573 | 192.2766 | 194.7217 | 197.2028 | 196.2577 | 192.8155 | 192.4064 | 186.1707 | 176.4794 | 169.2485 | 165.5671 | 159.7173 | 154.3505 | 148.8365 | 142.4403 | 132.8889 | 126.1746 | 0.66784 | 0.074952 | 0.24124 | -0.090583 | -0.30454 | -1.0768 | 0.0032652 | 0.11164 | -0.4628 | -0.37938 | 0.045071 | 0.52558 | 1.0736 | 3.2016 | 10.448 | 9.8087 | 8.7963 | 7.9291 | 1.6114 | -0.1171 | -0.94 | -1.0766 | -0.89 | -1.2989 | 50.6816 | 49.8195 | 49.1802 | 48.6884 | 48.1085 | 47.5342 | 47.2824 | 47.192 | 47.8212 | 51.0785 | 54.8543 | 58.0413 | 60.1215 | 61.3002 | 62.0166 | 62.3139 | 61.7486 | 59.5354 | 56.7943 | 54.6415 | 52.9456 | 51.1221 | 49.4652 | 48.1197 | 2.372 | 2.0091 | 2.1826 | 2.3195 | 2.7021 | 2.3629 | 2.2082 | 2.2311 | 2.4013 | 2.3678 | 2.3499 | 2.6266 | 2.561 | 2.7236 | 2.8056 | 2.7391 | 2.6803 | 2.4712 | 2.2263 | 2.1856 | 2.0693 | 2.1929 | 2.2662 | 2.2984
Program Specific1-in-2Size: Over 200kWAll2021Typical Event Day | Program Specific | 1-in-2 | Size: Over 200kW | All | 2021 | Typical Event Day | 8 | 140.1014 | 135.5204 | 131.3893 | 132.0366 | 141.6365 | 166.7704 | 195.062 | 213.977 | 226.9884 | 234.9349 | 242.9451 | 244.8597 | 241.6991 | 242.9621 | 237.171 | 225.7606 | 211.7467 | 197.7665 | 187.9968 | 183.6978 | 180.1653 | 171.1341 | 159.0814 | 151.5678 | -0.33148 | -0.3766 | -0.29666 | -0.60412 | -0.99373 | -1.4325 | -0.89915 | -0.96505 | -0.42461 | -0.038379 | -0.68974 | -0.24123 | 0.6782 | 3.7793 | 12.9175 | 12.5159 | 11.188 | 9.8002 | 3.2081 | 0.28288 | -0.5193 | -0.84205 | -1.2491 | -1.4822 | 72.1872 | 71.1055 | 70.1891 | 69.3819 | 68.6799 | 67.9476 | 67.5275 | 67.8296 | 70.2099 | 74.5815 | 79.3272 | 83.6742 | 86.8518 | 88.7416 | 90.0939 | 90.5459 | 90.4376 | 89.5641 | 88.27 | 85.6099 | 81.9236 | 78.5137 | 76.3822 | 74.8468 | 2.6216 | 2.2147 | 2.4007 | 2.5637 | 2.9543 | 2.5651 | 2.3569 | 2.4159 | 2.6436 | 2.6714 | 2.7095 | 3.0574 | 2.9921 | 3.1995 | 3.3075 | 3.2257 | 3.064 | 2.7141 | 2.4323 | 2.4155 | 2.3407 | 2.4738 | 2.5418 | 2.5903
Program Specific1-in-2Size: Over 200kWAll2022January Monthly Peak | Program Specific | 1-in-2 | Size: Over 200kW | All | 2022 | January Monthly Peak | 1 | 117.5233 | 114.0401 | 110.6345 | 111.2035 | 120.6138 | 144.7546 | 173.2765 | 188.6106 | 197.2547 | 197.5762 | 198.7766 | 196.8462 | 191.826 | 190.4729 | 183.2784 | 173.2704 | 164.5268 | 162.1114 | 158.061 | 152.6592 | 147.1232 | 141.0674 | 132.1717 | 125.8838 | 0.6456 | 0.063515 | 0.22443 | -0.093163 | -0.30519 | -1.0968 | -0.005518 | 0.10473 | -0.47664 | -0.38587 | 0.040931 | 0.52049 | 1.0626 | 3.1738 | 10.3052 | 9.6384 | 8.5464 | 7.7433 | 1.5742 | -0.13503 | -0.94242 | -1.0741 | -0.88748 | -1.2977 | 46.5772 | 45.7179 | 45.0007 | 44.5162 | 44.1132 | 43.9975 | 43.7732 | 43.5951 | 43.9619 | 45.8713 | 49.0769 | 51.888 | 53.7373 | 55.1112 | 56.0155 | 56.5013 | 56.3522 | 54.9256 | 53.0439 | 51.5897 | 50.5019 | 49.512 | 48.666 | 47.7422 | 2.3312 | 1.9811 | 2.1505 | 2.3105 | 2.7206 | 2.3917 | 2.2566 | 2.2969 | 2.4739 | 2.4092 | 2.3739 | 2.6409 | 2.549 | 2.6979 | 2.7618 | 2.6931 | 2.6159 | 2.4329 | 2.2111 | 2.1674 | 2.0475 | 2.1723 | 2.254 | 2.2921
Program Specific1-in-2Size: Over 200kWAll2022February Monthly Peak | Program Specific | 1-in-2 | Size: Over 200kW | All | 2022 | February Monthly Peak | 2 | 118.952 | 115.3387 | 112.1671 | 112.7246 | 121.639 | 145.3034 | 173.0932 | 187.806 | 196.9391 | 198.6254 | 201.2724 | 201.3112 | 197.7525 | 197.6799 | 191.5542 | 180.5464 | 170.3296 | 165.4554 | 162.533 | 156.5603 | 150.7028 | 143.8879 | 134.0441 | 127.3625 | 0.64137 | 0.052502 | 0.22135 | -0.096975 | -0.31199 | -1.1006 | -0.0073087 | 0.10643 | -0.47644 | -0.3858 | 0.043773 | 0.53602 | 1.0988 | 3.2728 | 10.7216 | 10.0106 | 8.8207 | 7.8809 | 1.6214 | -0.13892 | -0.96466 | -1.1009 | -0.90677 | -1.3154 | 49.6796 | 49.3391 | 48.9759 | 48.588 | 48.0959 | 47.7697 | 47.5917 | 47.5268 | 48.102 | 49.8766 | 51.8696 | 53.7264 | 54.4728 | 54.7053 | 54.7588 | 54.2249 | 54.0314 | 53.3591 | 52.1298 | 50.9589 | 49.8556 | 49.2761 | 48.0339 | 46.956 | 2.3523 | 1.9985 | 2.1771 | 2.3408 | 2.739 | 2.3977 | 2.2518 | 2.2833 | 2.4684 | 2.4212 | 2.4034 | 2.6968 | 2.6286 | 2.8041 | 2.8965 | 2.8098 | 2.7081 | 2.4835 | 2.2719 | 2.224 | 2.0978 | 2.2149 | 2.2843 | 2.313
Program Specific1-in-2Size: Over 200kWAll2022March Monthly Peak | Program Specific | 1-in-2 | Size: Over 200kW | All | 2022 | March Monthly Peak | 3 | 121.9627 | 118.0187 | 114.4761 | 114.3487 | 122.6488 | 145.6957 | 174.0018 | 189.0385 | 197.2702 | 198.9803 | 202.1634 | 202.2534 | 199.3168 | 199.2227 | 193.3941 | 183.5796 | 173.3786 | 165.7364 | 162.932 | 161.2492 | 155.7276 | 148.4872 | 138.1355 | 130.8153 | 0.66816 | 0.065713 | 0.22511 | -0.095947 | -0.31354 | -1.0986 | -0.0056051 | 0.10659 | -0.47728 | -0.38468 | 0.046144 | 0.5414 | 1.1112 | 3.3099 | 10.8374 | 10.1881 | 8.9948 | 7.8958 | 1.6269 | -0.14031 | -0.99365 | -1.1292 | -0.93153 | -1.3511 | 49.5208 | 48.5527 | 47.7298 | 47.2616 | 46.9325 | 46.455 | 46.0747 | 46.0921 | 48.0551 | 50.3959 | 52.7994 | 54.7774 | 55.9955 | 56.9644 | 57.3324 | 57.6964 | 57.4504 | 56.7606 | 55.3284 | 53.3779 | 52.0949 | 50.933 | 49.9987 | 49.1291 | 2.4156 | 2.0484 | 2.2222 | 2.3746 | 2.7574 | 2.402 | 2.261 | 2.2969 | 2.4702 | 2.4237 | 2.4126 | 2.7067 | 2.6475 | 2.8195 | 2.9118 | 2.8446 | 2.7419 | 2.4815 | 2.2764 | 2.2908 | 2.1674 | 2.2847 | 2.3531 | 2.375
Program Specific1-in-2Size: Over 200kWAll2022April Monthly Peak | Program Specific | 1-in-2 | Size: Over 200kW | All | 2022 | April Monthly Peak | 4 | 125.1198 | 121.1783 | 117.1441 | 117.1947 | 125.7261 | 148.6552 | 174.3872 | 190.4073 | 200.8665 | 206.285 | 213.1993 | 215.5944 | 215.0884 | 216.4284 | 211.1238 | 200.0858 | 187.7484 | 176.3196 | 167.9461 | 166.4951 | 162.4685 | 154.1439 | 143.1098 | 135.4698 | 0.67132 | 0.058284 | 0.23038 | -0.10139 | -0.33544 | -1.1248 | -0.0061055 | 0.11347 | -0.485 | -0.39582 | 0.056625 | 0.59101 | 1.2167 | 3.5967 | 11.8001 | 11.0783 | 9.7357 | 8.4235 | 1.7109 | -0.10663 | -1.009 | -1.1477 | -0.95226 | -1.393 | 62.6415 | 61.629 | 60.3159 | 59.2798 | 58.4274 | 57.7612 | 57.296 | 57.2034 | 59.4872 | 63.4861 | 67.8413 | 72.0225 | 75.4097 | 77.9018 | 79.2844 | 79.8652 | 79.8802 | 79.3133 | 77.7093 | 75.0408 | 71.2482 | 68.4723 | 66.2025 | 64.0469 | 2.4692 | 2.0974 | 2.2698 | 2.4299 | 2.8178 | 2.4458 | 2.2577 | 2.3037 | 2.5047 | 2.5057 | 2.5379 | 2.8727 | 2.8496 | 3.0549 | 3.1749 | 3.0934 | 2.954 | 2.6215 | 2.3337 | 2.3538 | 2.2568 | 2.3703 | 2.4345 | 2.4548
Program Specific1-in-2Size: Over 200kWAll2022May Monthly Peak | Program Specific | 1-in-2 | Size: Over 200kW | All | 2022 | May Monthly Peak | 5 | 125.2875 | 121.4027 | 117.5669 | 117.7353 | 126.8172 | 150.2414 | 174.9623 | 193.726 | 205.5703 | 211.9954 | 219.0431 | 221.0146 | 219.6464 | 220.6388 | 215.171 | 203.291 | 190.3928 | 178.1109 | 169.2396 | 165.5471 | 163.3137 | 155.3251 | 144.4087 | 137.1512 | 0.68961 | 0.069382 | 0.23648 | -0.099114 | -0.33324 | -1.1293 | -0.0013115 | 0.11725 | -0.49454 | -0.41115 | 0.054581 | 0.59899 | 1.2327 | 3.6816 | 12.0728 | 11.3021 | 9.9199 | 8.5537 | 1.7319 | -0.098741 | -1.0042 | -1.146 | -0.95095 | -1.4016 | 62.5554 | 61.9342 | 61.2956 | 60.4788 | 59.7352 | 59.301 | 59.1795 | 59.6066 | 61.1681 | 64.4917 | 68.5039 | 72.357 | 76.0199 | 78.6357 | 79.7587 | 80.3573 | 80.3914 | 79.0277 | 76.8911 | 74.0811 | 70.3354 | 67.19 | 65.3562 | 64.0291 | 2.4815 | 2.1061 | 2.2816 | 2.4419 | 2.8407 | 2.4716 | 2.265 | 2.3438 | 2.5605 | 2.5736 | 2.6073 | 2.9514 | 2.9124 | 3.115 | 3.2336 | 3.1389 | 2.9921 | 2.6437 | 2.3503 | 2.336 | 2.2658 | 2.3913 | 2.4601 | 2.4944
Program Specific1-in-2Size: Over 200kWAll2022June Monthly Peak | Program Specific | 1-in-2 | Size: Over 200kW | All | 2022 | June Monthly Peak | 6 | 133.9007 | 129.6943 | 125.4402 | 125.5934 | 134.2327 | 156.578 | 181.1529 | 199.8445 | 211.656 | 218.51 | 226.0594 | 227.3214 | 223.3227 | 223.6592 | 218.159 | 208.9507 | 197.2637 | 185.0988 | 177.3712 | 172.6869 | 170.9708 | 163.256 | 151.5625 | 144.3985 | 0.34681 | -0.075533 | 0.058877 | -0.3004 | -0.60502 | -1.2366 | -0.31347 | -0.2388 | -0.45974 | -0.26205 | -0.20918 | 0.33919 | 1.0781 | 3.6949 | 12.1849 | 11.6829 | 10.4077 | 9.0629 | 2.3432 | 0.1148 | -0.79763 | -1.0343 | -1.0599 | -1.449 | 67.289 | 66.3712 | 65.4433 | 64.3806 | 63.6391 | 62.8981 | 62.2448 | 62.956 | 65.7351 | 70.2868 | 75.1513 | 79.4783 | 82.1758 | 83.7308 | 85.2477 | 85.8142 | 86.2561 | 85.5578 | 84.4071 | 81.6278 | 77.814 | 73.6474 | 71.3316 | 69.6524 | 2.5726 | 2.1794 | 2.3538 | 2.5066 | 2.8797 | 2.4768 | 2.2515 | 2.3187 | 2.5319 | 2.5515 | 2.5895 | 2.9148 | 2.8406 | 3.0249 | 3.1271 | 3.0731 | 2.9508 | 2.6257 | 2.3652 | 2.3388 | 2.2837 | 2.4242 | 2.4883 | 2.5342
Program Specific1-in-2Size: Over 200kWAll2022July Monthly Peak | Program Specific | 1-in-2 | Size: Over 200kW | All | 2022 | July Monthly Peak | 7 | 138.1668 | 133.9985 | 130.6457 | 130.7199 | 140.2159 | 164.4087 | 190.3493 | 208.8892 | 221.2691 | 229.6101 | 237.7893 | 239.0224 | 235.3753 | 236.0506 | 230.6544 | 221.2824 | 209.4185 | 196.8535 | 187.0954 | 181.8325 | 179.3419 | 171.049 | 158.7038 | 150.7302 | -0.57838 | -0.47732 | -0.4235 | -0.71198 | -1.1249 | -1.4415 | -1.07 | -1.1786 | -0.38691 | 0.054124 | -0.84394 | -0.42867 | 0.52634 | 3.6361 | 12.5173 | 12.2958 | 11.1261 | 9.8446 | 3.4967 | 0.37588 | -0.38019 | -0.75186 | -1.2975 | -1.4645 | 74.298 | 73.32 | 72.5502 | 71.8277 | 71.1069 | 70.3982 | 69.9488 | 70.6884 | 73.4049 | 77.0447 | 80.8853 | 84.5822 | 87.2104 | 88.8571 | 90.2366 | 90.7276 | 90.1221 | 89.1078 | 88.3477 | 86.8808 | 84.1848 | 80.6864 | 78.241 | 76.4913 | 2.5973 | 2.2006 | 2.3976 | 2.5473 | 2.9338 | 2.5373 | 2.3068 | 2.3629 | 2.581 | 2.6158 | 2.6572 | 2.9911 | 2.9146 | 3.1072 | 3.2097 | 3.1558 | 3.0318 | 2.7096 | 2.4287 | 2.3985 | 2.3379 | 2.4822 | 2.5474 | 2.5896
Program Specific1-in-2Size: Over 200kWAll2022August Monthly Peak | Program Specific | 1-in-2 | Size: Over 200kW | All | 2022 | August Monthly Peak | 8 | 140.8784 | 136.288 | 132.2466 | 132.9356 | 142.6292 | 167.9468 | 196.443 | 215.99 | 229.8973 | 238.7368 | 247.3889 | 249.5472 | 246.4524 | 247.6658 | 241.6683 | 229.9457 | 215.5738 | 201.0945 | 190.6812 | 186.1405 | 182.3132 | 173.0542 | 160.7798 | 153.0962 | -0.63157 | -0.52301 | -0.46499 | -0.72023 | -1.1346 | -1.5262 | -1.1525 | -1.2714 | -0.39222 | 0.079751 | -0.8662 | -0.49555 | 0.48224 | 3.7277 | 13.005 | 12.6693 | 11.3405 | 9.9562 | 3.4835 | 0.27164 | -0.45693 | -0.79493 | -1.3402 | -1.492 | 74.2061 | 72.8467 | 71.6969 | 70.9725 | 70.32 | 69.55 | 69.2012 | 69.0328 | 71.0878 | 75.99 | 81.2175 | 85.8157 | 89.0777 | 90.999 | 92.2277 | 92.621 | 92.5891 | 91.8987 | 90.1018 | 86.7863 | 82.3204 | 79.2231 | 77.4047 | 75.9808 | 2.6441 | 2.2336 | 2.423 | 2.5877 | 2.9826 | 2.5896 | 2.3793 | 2.4442 | 2.6834 | 2.7205 | 2.7648 | 3.1227 | 3.0561 | 3.266 | 3.3731 | 3.2877 | 3.121 | 2.7624 | 2.4719 | 2.452 | 2.3739 | 2.5083 | 2.576 | 2.6246
Program Specific1-in-2Size: Over 200kWAll2022September Monthly Peak | Program Specific | 1-in-2 | Size: Over 200kW | All | 2022 | September Monthly Peak | 9 | 138.768 | 134.9757 | 131.2098 | 131.8805 | 142.021 | 167.2387 | 197.35 | 217.7088 | 234.9811 | 245.0847 | 254.0807 | 256.3614 | 252.879 | 254.196 | 247.4744 | 233.7495 | 217.6002 | 202.0649 | 191.8271 | 189.4533 | 182.1563 | 172.9115 | 159.4187 | 151.3912 | -0.47295 | -0.42151 | -0.36999 | -0.65015 | -1.0476 | -1.4483 | -1.0441 | -1.1956 | -0.44151 | -0.016865 | -0.86065 | -0.4701 | 0.5044 | 3.8335 | 13.2842 | 12.8408 | 11.4342 | 9.975 | 3.3958 | 0.27354 | -0.46656 | -0.79447 | -1.2811 | -1.4649 | 72.9555 | 71.8843 | 71.0658 | 70.3468 | 69.6534 | 68.9439 | 68.7154 | 68.6413 | 70.612 | 75.0047 | 80.055 | 84.8204 | 88.9431 | 91.3794 | 92.6636 | 93.0209 | 92.783 | 91.692 | 90.2234 | 87.1446 | 83.3753 | 80.4979 | 78.5516 | 77.2626 | 2.6002 | 2.2087 | 2.401 | 2.5644 | 2.9739 | 2.5769 | 2.3913 | 2.4657 | 2.7485 | 2.7982 | 2.8412 | 3.2073 | 3.138 | 3.3571 | 3.4699 | 3.358 | 3.1646 | 2.7826 | 2.4865 | 2.4931 | 2.3683 | 2.502 | 2.5516 | 2.5934
Program Specific1-in-2Size: Over 200kWAll2022October Monthly Peak | Program Specific | 1-in-2 | Size: Over 200kW | All | 2022 | October Monthly Peak | 10 | 132.9347 | 128.8613 | 124.3772 | 124.1206 | 133.1835 | 157.0306 | 186.069 | 202.5331 | 215.5172 | 224.2194 | 233.232 | 237.0246 | 236.2347 | 237.921 | 232.1057 | 219.0881 | 203.7133 | 190.202 | 184.6777 | 179.018 | 171.32 | 162.4213 | 150.5914 | 142.5456 | 0.5665 | 0.022616 | 0.17169 | -0.19437 | -0.46628 | -1.196 | -0.14943 | -0.055953 | -0.50706 | -0.37168 | -0.084035 | 0.49954 | 1.2294 | 3.9339 | 12.9448 | 12.1769 | 10.6606 | 9.2132 | 2.168 | 0.030221 | -0.91395 | -1.1079 | -1.0105 | -1.4428 | 65.5439 | 64.6087 | 63.7946 | 62.9249 | 62.1854 | 61.5851 | 61.093 | 61.0535 | 62.1026 | 65.6397 | 71.0893 | 77.1142 | 82.6134 | 85.7961 | 86.5654 | 87.1009 | 87.1811 | 86.2022 | 83.4518 | 78.7181 | 75.2499 | 72.6681 | 70.5832 | 69.0169 | 2.5882 | 2.1947 | 2.3667 | 2.5207 | 2.9212 | 2.5306 | 2.3616 | 2.4026 | 2.6357 | 2.6739 | 2.723 | 3.0979 | 3.0695 | 3.2909 | 3.417 | 3.3149 | 3.1281 | 2.7612 | 2.508 | 2.4704 | 2.3298 | 2.4505 | 2.5141 | 2.5419
Program Specific1-in-2Size: Over 200kWAll2022November Monthly Peak | Program Specific | 1-in-2 | Size: Over 200kW | All | 2022 | November Monthly Peak | 11 | 124.5978 | 120.87 | 117.0022 | 116.919 | 125.8623 | 148.9867 | 174.3562 | 189.7743 | 200.1144 | 205.4757 | 211.4845 | 213.158 | 211.5059 | 212.1803 | 205.7882 | 194.0439 | 183.3438 | 177.7292 | 169.9758 | 163.5138 | 157.1293 | 149.413 | 139.4899 | 132.9018 | 0.70304 | 0.084948 | 0.25229 | -0.094932 | -0.32606 | -1.12 | -0.00014772 | 0.1165 | -0.48139 | -0.39863 | 0.054105 | 0.58043 | 1.1947 | 3.5503 | 11.5646 | 10.8019 | 9.5587 | 8.5417 | 1.734 | -0.10016 | -0.96931 | -1.1076 | -0.91715 | -1.3593 | 58.9535 | 58.0059 | 57.4396 | 56.7595 | 55.7428 | 54.8486 | 54.8861 | 54.7796 | 57.4947 | 61.2714 | 65.9485 | 70.5517 | 73.4009 | 74.9757 | 76.0605 | 75.8804 | 74.023 | 70.9746 | 67.879 | 65.7121 | 64.1883 | 63.2995 | 62.3832 | 61.7272 | 2.4773 | 2.1031 | 2.2787 | 2.4243 | 2.8153 | 2.4537 | 2.2611 | 2.2974 | 2.4941 | 2.4929 | 2.515 | 2.8442 | 2.7995 | 2.9903 | 3.0829 | 2.9915 | 2.8812 | 2.6401 | 2.3627 | 2.3078 | 2.1805 | 2.3006 | 2.3782 | 2.4213
Program Specific1-in-2Size: Over 200kWAll2022December Monthly Peak | Program Specific | 1-in-2 | Size: Over 200kW | All | 2022 | December Monthly Peak | 12 | 119.3348 | 115.5044 | 111.9992 | 111.7487 | 120.3395 | 143.2633 | 170.084 | 183.9573 | 192.2766 | 194.7216 | 197.2028 | 196.2578 | 192.8155 | 192.4064 | 186.1707 | 176.4794 | 169.2485 | 165.5671 | 159.7173 | 154.3505 | 148.8365 | 142.4403 | 132.8889 | 126.1746 | 0.66784 | 0.074952 | 0.24124 | -0.090583 | -0.30454 | -1.0768 | 0.0032652 | 0.11164 | -0.4628 | -0.37938 | 0.045071 | 0.52558 | 1.0736 | 3.2016 | 10.448 | 9.8087 | 8.7963 | 7.9291 | 1.6114 | -0.1171 | -0.94 | -1.0766 | -0.89 | -1.2989 | 50.6816 | 49.8195 | 49.1802 | 48.6884 | 48.1085 | 47.5342 | 47.2824 | 47.192 | 47.8212 | 51.0785 | 54.8543 | 58.0413 | 60.1215 | 61.3002 | 62.0166 | 62.3139 | 61.7486 | 59.5354 | 56.7943 | 54.6415 | 52.9456 | 51.1221 | 49.4652 | 48.1197 | 2.372 | 2.0091 | 2.1826 | 2.3195 | 2.7021 | 2.3629 | 2.2082 | 2.2311 | 2.4013 | 2.3678 | 2.3499 | 2.6266 | 2.561 | 2.7236 | 2.8056 | 2.7391 | 2.6803 | 2.4712 | 2.2263 | 2.1856 | 2.0693 | 2.1929 | 2.2662 | 2.2984
Program Specific1-in-2Size: Over 200kWAll2022Typical Event Day | Program Specific | 1-in-2 | Size: Over 200kW | All | 2022 | Typical Event Day | 8 | 140.1014 | 135.5204 | 131.3893 | 132.0366 | 141.6365 | 166.7704 | 195.062 | 213.977 | 226.9884 | 234.9349 | 242.9451 | 244.8597 | 241.6991 | 242.9621 | 237.171 | 225.7606 | 211.7467 | 197.7666 | 187.9968 | 183.6978 | 180.1653 | 171.1341 | 159.0814 | 151.5679 | -0.33148 | -0.3766 | -0.29666 | -0.60412 | -0.99373 | -1.4325 | -0.89915 | -0.96505 | -0.42461 | -0.038379 | -0.68974 | -0.24123 | 0.6782 | 3.7793 | 12.9175 | 12.5159 | 11.188 | 9.8002 | 3.2081 | 0.28288 | -0.5193 | -0.84205 | -1.2491 | -1.4822 | 72.1872 | 71.1055 | 70.1891 | 69.3819 | 68.6799 | 67.9476 | 67.5275 | 67.8296 | 70.2099 | 74.5815 | 79.3272 | 83.6742 | 86.8518 | 88.7416 | 90.0939 | 90.5459 | 90.4376 | 89.5641 | 88.27 | 85.6099 | 81.9236 | 78.5137 | 76.3822 | 74.8468 | 2.6216 | 2.2147 | 2.4007 | 2.5637 | 2.9543 | 2.5651 | 2.3569 | 2.4159 | 2.6436 | 2.6714 | 2.7095 | 3.0574 | 2.9921 | 3.1995 | 3.3075 | 3.2257 | 3.064 | 2.7141 | 2.4323 | 2.4155 | 2.3407 | 2.4738 | 2.5418 | 2.5903
Program Specific1-in-2Size: Over 200kWAll2023January Monthly Peak | Program Specific | 1-in-2 | Size: Over 200kW | All | 2023 | January Monthly Peak | 1 | 117.5233 | 114.0401 | 110.6345 | 111.2035 | 120.6138 | 144.7546 | 173.2765 | 188.6106 | 197.2547 | 197.5762 | 198.7766 | 196.8462 | 191.826 | 190.4729 | 183.2784 | 173.2704 | 164.5268 | 162.1114 | 158.061 | 152.6592 | 147.1232 | 141.0674 | 132.1717 | 125.8838 | 0.6456 | 0.063515 | 0.22443 | -0.093163 | -0.30519 | -1.0968 | -0.0055179 | 0.10473 | -0.47664 | -0.38587 | 0.040931 | 0.52049 | 1.0626 | 3.1738 | 10.3052 | 9.6384 | 8.5464 | 7.7433 | 1.5742 | -0.13503 | -0.94242 | -1.0741 | -0.88748 | -1.2977 | 46.5772 | 45.7179 | 45.0007 | 44.5162 | 44.1132 | 43.9975 | 43.7732 | 43.5951 | 43.9619 | 45.8713 | 49.0769 | 51.8879 | 53.7373 | 55.1112 | 56.0155 | 56.5013 | 56.3522 | 54.9256 | 53.0439 | 51.5897 | 50.5019 | 49.512 | 48.666 | 47.7422 | 2.3312 | 1.9811 | 2.1505 | 2.3105 | 2.7206 | 2.3917 | 2.2566 | 2.2969 | 2.4739 | 2.4092 | 2.3739 | 2.6409 | 2.549 | 2.6979 | 2.7618 | 2.6931 | 2.6159 | 2.4329 | 2.2111 | 2.1674 | 2.0475 | 2.1723 | 2.254 | 2.2921
Program Specific1-in-2Size: Over 200kWAll2023February Monthly Peak | Program Specific | 1-in-2 | Size: Over 200kW | All | 2023 | February Monthly Peak | 2 | 118.952 | 115.3387 | 112.1671 | 112.7246 | 121.639 | 145.3034 | 173.0932 | 187.806 | 196.9391 | 198.6254 | 201.2725 | 201.3112 | 197.7525 | 197.6799 | 191.5542 | 180.5464 | 170.3296 | 165.4554 | 162.533 | 156.5603 | 150.7028 | 143.8879 | 134.0441 | 127.3625 | 0.64137 | 0.052502 | 0.22135 | -0.096975 | -0.31199 | -1.1006 | -0.0073087 | 0.10643 | -0.47644 | -0.3858 | 0.043773 | 0.53602 | 1.0988 | 3.2728 | 10.7216 | 10.0106 | 8.8207 | 7.8809 | 1.6214 | -0.13892 | -0.96466 | -1.1009 | -0.90677 | -1.3154 | 49.6796 | 49.3391 | 48.9759 | 48.588 | 48.0959 | 47.7697 | 47.5917 | 47.5268 | 48.102 | 49.8766 | 51.8696 | 53.7264 | 54.4728 | 54.7053 | 54.7588 | 54.2249 | 54.0314 | 53.3591 | 52.1298 | 50.9589 | 49.8556 | 49.2761 | 48.0339 | 46.956 | 2.3523 | 1.9985 | 2.1771 | 2.3408 | 2.739 | 2.3977 | 2.2518 | 2.2833 | 2.4684 | 2.4212 | 2.4034 | 2.6968 | 2.6286 | 2.8041 | 2.8965 | 2.8098 | 2.7081 | 2.4835 | 2.2719 | 2.224 | 2.0978 | 2.2149 | 2.2843 | 2.313
Program Specific1-in-2Size: Over 200kWAll2023March Monthly Peak | Program Specific | 1-in-2 | Size: Over 200kW | All | 2023 | March Monthly Peak | 3 | 121.9627 | 118.0187 | 114.4761 | 114.3487 | 122.6488 | 145.6957 | 174.0018 | 189.0385 | 197.2702 | 198.9803 | 202.1634 | 202.2535 | 199.3168 | 199.2227 | 193.3941 | 183.5796 | 173.3785 | 165.7364 | 162.932 | 161.2492 | 155.7276 | 148.4872 | 138.1355 | 130.8153 | 0.66816 | 0.065713 | 0.22511 | -0.095947 | -0.31354 | -1.0986 | -0.0056052 | 0.10659 | -0.47728 | -0.38468 | 0.046144 | 0.5414 | 1.1112 | 3.3099 | 10.8374 | 10.1881 | 8.9948 | 7.8958 | 1.6269 | -0.14031 | -0.99365 | -1.1292 | -0.93153 | -1.3511 | 49.5208 | 48.5527 | 47.7298 | 47.2616 | 46.9325 | 46.455 | 46.0747 | 46.0921 | 48.0551 | 50.3959 | 52.7994 | 54.7774 | 55.9955 | 56.9644 | 57.3324 | 57.6964 | 57.4504 | 56.7606 | 55.3284 | 53.3779 | 52.0949 | 50.933 | 49.9987 | 49.1291 | 2.4156 | 2.0484 | 2.2222 | 2.3746 | 2.7574 | 2.402 | 2.261 | 2.2969 | 2.4702 | 2.4237 | 2.4126 | 2.7067 | 2.6475 | 2.8195 | 2.9118 | 2.8446 | 2.7419 | 2.4815 | 2.2764 | 2.2908 | 2.1674 | 2.2847 | 2.3531 | 2.375
Program Specific1-in-2Size: Over 200kWAll2023April Monthly Peak | Program Specific | 1-in-2 | Size: Over 200kW | All | 2023 | April Monthly Peak | 4 | 125.1198 | 121.1783 | 117.1441 | 117.1947 | 125.7261 | 148.6552 | 174.3872 | 190.4073 | 200.8665 | 206.285 | 213.1993 | 215.5944 | 215.0884 | 216.4284 | 211.1238 | 200.0858 | 187.7484 | 176.3196 | 167.9461 | 166.4951 | 162.4685 | 154.1439 | 143.1098 | 135.4698 | 0.67132 | 0.058284 | 0.23038 | -0.10139 | -0.33544 | -1.1248 | -0.0061055 | 0.11347 | -0.485 | -0.39582 | 0.056625 | 0.59101 | 1.2167 | 3.5967 | 11.8001 | 11.0783 | 9.7357 | 8.4235 | 1.7109 | -0.10663 | -1.009 | -1.1477 | -0.95226 | -1.393 | 62.6415 | 61.6291 | 60.3159 | 59.2798 | 58.4274 | 57.7612 | 57.296 | 57.2034 | 59.4872 | 63.4861 | 67.8413 | 72.0225 | 75.4097 | 77.9018 | 79.2844 | 79.8652 | 79.8802 | 79.3133 | 77.7093 | 75.0408 | 71.2482 | 68.4723 | 66.2025 | 64.0469 | 2.4692 | 2.0974 | 2.2698 | 2.4299 | 2.8178 | 2.4458 | 2.2577 | 2.3037 | 2.5047 | 2.5057 | 2.5379 | 2.8727 | 2.8496 | 3.0549 | 3.1749 | 3.0934 | 2.954 | 2.6215 | 2.3337 | 2.3538 | 2.2568 | 2.3703 | 2.4345 | 2.4548
Program Specific1-in-2Size: Over 200kWAll2023May Monthly Peak | Program Specific | 1-in-2 | Size: Over 200kW | All | 2023 | May Monthly Peak | 5 | 125.2875 | 121.4027 | 117.5669 | 117.7353 | 126.8172 | 150.2414 | 174.9623 | 193.726 | 205.5703 | 211.9954 | 219.0431 | 221.0146 | 219.6464 | 220.6388 | 215.171 | 203.291 | 190.3928 | 178.1109 | 169.2396 | 165.5471 | 163.3136 | 155.3251 | 144.4087 | 137.1512 | 0.68961 | 0.069382 | 0.23648 | -0.099114 | -0.33324 | -1.1293 | -0.0013116 | 0.11725 | -0.49454 | -0.41115 | 0.054581 | 0.59899 | 1.2327 | 3.6816 | 12.0728 | 11.3021 | 9.9199 | 8.5537 | 1.7319 | -0.098741 | -1.0042 | -1.146 | -0.95095 | -1.4016 | 62.5554 | 61.9342 | 61.2956 | 60.4788 | 59.7352 | 59.301 | 59.1795 | 59.6066 | 61.1681 | 64.4917 | 68.5039 | 72.357 | 76.0199 | 78.6357 | 79.7587 | 80.3573 | 80.3914 | 79.0277 | 76.8911 | 74.0811 | 70.3354 | 67.19 | 65.3562 | 64.0291 | 2.4815 | 2.1061 | 2.2816 | 2.4419 | 2.8407 | 2.4716 | 2.265 | 2.3438 | 2.5605 | 2.5736 | 2.6073 | 2.9514 | 2.9124 | 3.115 | 3.2336 | 3.1389 | 2.9921 | 2.6437 | 2.3503 | 2.336 | 2.2658 | 2.3913 | 2.4601 | 2.4944
Program Specific1-in-2Size: Over 200kWAll2023June Monthly Peak | Program Specific | 1-in-2 | Size: Over 200kW | All | 2023 | June Monthly Peak | 6 | 133.9007 | 129.6943 | 125.4402 | 125.5934 | 134.2327 | 156.578 | 181.1529 | 199.8444 | 211.656 | 218.51 | 226.0594 | 227.3214 | 223.3227 | 223.6592 | 218.159 | 208.9507 | 197.2637 | 185.0988 | 177.3712 | 172.6869 | 170.9707 | 163.256 | 151.5625 | 144.3985 | 0.34681 | -0.075533 | 0.058877 | -0.3004 | -0.60502 | -1.2366 | -0.31347 | -0.2388 | -0.45974 | -0.26205 | -0.20918 | 0.33919 | 1.0781 | 3.6949 | 12.1849 | 11.6829 | 10.4077 | 9.0629 | 2.3432 | 0.1148 | -0.79763 | -1.0343 | -1.0599 | -1.449 | 67.289 | 66.3712 | 65.4433 | 64.3806 | 63.6391 | 62.8981 | 62.2448 | 62.956 | 65.7351 | 70.2868 | 75.1513 | 79.4783 | 82.1758 | 83.7308 | 85.2477 | 85.8142 | 86.2561 | 85.5578 | 84.4071 | 81.6278 | 77.814 | 73.6474 | 71.3316 | 69.6524 | 2.5726 | 2.1794 | 2.3538 | 2.5066 | 2.8797 | 2.4768 | 2.2515 | 2.3187 | 2.5319 | 2.5515 | 2.5895 | 2.9148 | 2.8406 | 3.0249 | 3.1271 | 3.0731 | 2.9508 | 2.6257 | 2.3652 | 2.3388 | 2.2837 | 2.4242 | 2.4883 | 2.5342
Program Specific1-in-2Size: Over 200kWAll2023July Monthly Peak | Program Specific | 1-in-2 | Size: Over 200kW | All | 2023 | July Monthly Peak | 7 | 138.1668 | 133.9985 | 130.6457 | 130.7199 | 140.2159 | 164.4087 | 190.3493 | 208.8892 | 221.2691 | 229.6101 | 237.7893 | 239.0224 | 235.3753 | 236.0506 | 230.6544 | 221.2824 | 209.4185 | 196.8535 | 187.0954 | 181.8325 | 179.3419 | 171.049 | 158.7038 | 150.7302 | -0.57838 | -0.47732 | -0.4235 | -0.71198 | -1.1249 | -1.4415 | -1.07 | -1.1786 | -0.38691 | 0.054124 | -0.84394 | -0.42867 | 0.52634 | 3.6361 | 12.5173 | 12.2958 | 11.1261 | 9.8446 | 3.4967 | 0.37588 | -0.38019 | -0.75186 | -1.2975 | -1.4645 | 74.298 | 73.32 | 72.5502 | 71.8277 | 71.1069 | 70.3982 | 69.9488 | 70.6884 | 73.4049 | 77.0447 | 80.8853 | 84.5822 | 87.2104 | 88.8571 | 90.2366 | 90.7276 | 90.1221 | 89.1078 | 88.3477 | 86.8808 | 84.1848 | 80.6864 | 78.241 | 76.4913 | 2.5973 | 2.2006 | 2.3976 | 2.5473 | 2.9338 | 2.5373 | 2.3068 | 2.3629 | 2.581 | 2.6158 | 2.6572 | 2.9911 | 2.9146 | 3.1072 | 3.2097 | 3.1558 | 3.0318 | 2.7096 | 2.4287 | 2.3985 | 2.3379 | 2.4822 | 2.5474 | 2.5896
Program Specific1-in-2Size: Over 200kWAll2023August Monthly Peak | Program Specific | 1-in-2 | Size: Over 200kW | All | 2023 | August Monthly Peak | 8 | 140.8784 | 136.288 | 132.2466 | 132.9356 | 142.6292 | 167.9468 | 196.443 | 215.99 | 229.8973 | 238.7368 | 247.3889 | 249.5472 | 246.4524 | 247.6658 | 241.6683 | 229.9457 | 215.5738 | 201.0945 | 190.6812 | 186.1405 | 182.3132 | 173.0542 | 160.7798 | 153.0962 | -0.63157 | -0.52301 | -0.46499 | -0.72023 | -1.1346 | -1.5262 | -1.1525 | -1.2714 | -0.39222 | 0.079751 | -0.8662 | -0.49555 | 0.48224 | 3.7277 | 13.005 | 12.6693 | 11.3405 | 9.9562 | 3.4835 | 0.27164 | -0.45693 | -0.79493 | -1.3402 | -1.492 | 74.2061 | 72.8467 | 71.6969 | 70.9725 | 70.32 | 69.55 | 69.2012 | 69.0328 | 71.0878 | 75.99 | 81.2175 | 85.8157 | 89.0777 | 90.999 | 92.2277 | 92.621 | 92.5891 | 91.8987 | 90.1018 | 86.7863 | 82.3204 | 79.2231 | 77.4047 | 75.9808 | 2.6441 | 2.2336 | 2.423 | 2.5877 | 2.9826 | 2.5896 | 2.3793 | 2.4442 | 2.6834 | 2.7205 | 2.7648 | 3.1227 | 3.0561 | 3.266 | 3.3731 | 3.2877 | 3.121 | 2.7624 | 2.4719 | 2.452 | 2.3739 | 2.5083 | 2.576 | 2.6246
Program Specific1-in-2Size: Over 200kWAll2023September Monthly Peak | Program Specific | 1-in-2 | Size: Over 200kW | All | 2023 | September Monthly Peak | 9 | 138.768 | 134.9757 | 131.2098 | 131.8805 | 142.021 | 167.2387 | 197.35 | 217.7088 | 234.9811 | 245.0847 | 254.0807 | 256.3614 | 252.879 | 254.196 | 247.4744 | 233.7495 | 217.6002 | 202.0649 | 191.8271 | 189.4533 | 182.1563 | 172.9115 | 159.4187 | 151.3912 | -0.47295 | -0.42151 | -0.36999 | -0.65015 | -1.0476 | -1.4483 | -1.0441 | -1.1956 | -0.44151 | -0.016865 | -0.86065 | -0.4701 | 0.5044 | 3.8335 | 13.2842 | 12.8408 | 11.4342 | 9.975 | 3.3958 | 0.27354 | -0.46656 | -0.79447 | -1.2811 | -1.4649 | 72.9555 | 71.8843 | 71.0658 | 70.3468 | 69.6534 | 68.9439 | 68.7154 | 68.6413 | 70.612 | 75.0047 | 80.055 | 84.8204 | 88.9431 | 91.3794 | 92.6636 | 93.0209 | 92.783 | 91.692 | 90.2234 | 87.1446 | 83.3753 | 80.4979 | 78.5516 | 77.2626 | 2.6002 | 2.2087 | 2.401 | 2.5644 | 2.9739 | 2.5769 | 2.3913 | 2.4657 | 2.7485 | 2.7982 | 2.8412 | 3.2073 | 3.138 | 3.3571 | 3.4699 | 3.358 | 3.1646 | 2.7825 | 2.4865 | 2.4931 | 2.3683 | 2.502 | 2.5516 | 2.5934
Program Specific1-in-2Size: Over 200kWAll2023October Monthly Peak | Program Specific | 1-in-2 | Size: Over 200kW | All | 2023 | October Monthly Peak | 10 | 132.9347 | 128.8613 | 124.3772 | 124.1206 | 133.1835 | 157.0306 | 186.069 | 202.5331 | 215.5172 | 224.2194 | 233.232 | 237.0246 | 236.2347 | 237.921 | 232.1057 | 219.0881 | 203.7133 | 190.202 | 184.6777 | 179.018 | 171.32 | 162.4213 | 150.5914 | 142.5456 | 0.5665 | 0.022616 | 0.17169 | -0.19437 | -0.46628 | -1.196 | -0.14943 | -0.055953 | -0.50706 | -0.37168 | -0.084035 | 0.49954 | 1.2294 | 3.9339 | 12.9448 | 12.1769 | 10.6606 | 9.2132 | 2.168 | 0.030221 | -0.91395 | -1.1079 | -1.0105 | -1.4428 | 65.5439 | 64.6087 | 63.7946 | 62.9249 | 62.1854 | 61.5851 | 61.093 | 61.0535 | 62.1026 | 65.6397 | 71.0893 | 77.1142 | 82.6134 | 85.7961 | 86.5654 | 87.1009 | 87.1811 | 86.2022 | 83.4518 | 78.7181 | 75.2499 | 72.6681 | 70.5832 | 69.0169 | 2.5882 | 2.1947 | 2.3667 | 2.5207 | 2.9212 | 2.5306 | 2.3616 | 2.4026 | 2.6357 | 2.6739 | 2.723 | 3.0979 | 3.0695 | 3.2909 | 3.417 | 3.3149 | 3.1281 | 2.7612 | 2.508 | 2.4704 | 2.3298 | 2.4505 | 2.5141 | 2.5419
Program Specific1-in-2Size: Over 200kWAll2023November Monthly Peak | Program Specific | 1-in-2 | Size: Over 200kW | All | 2023 | November Monthly Peak | 11 | 124.5978 | 120.87 | 117.0022 | 116.919 | 125.8623 | 148.9867 | 174.3562 | 189.7743 | 200.1144 | 205.4757 | 211.4845 | 213.158 | 211.5059 | 212.1803 | 205.7882 | 194.0439 | 183.3438 | 177.7292 | 169.9758 | 163.5138 | 157.1293 | 149.413 | 139.4899 | 132.9018 | 0.70304 | 0.084948 | 0.25229 | -0.094932 | -0.32606 | -1.12 | -0.00014765 | 0.1165 | -0.48139 | -0.39863 | 0.054105 | 0.58043 | 1.1947 | 3.5503 | 11.5646 | 10.8019 | 9.5587 | 8.5417 | 1.734 | -0.10016 | -0.96931 | -1.1076 | -0.91715 | -1.3593 | 58.9535 | 58.0059 | 57.4396 | 56.7595 | 55.7428 | 54.8486 | 54.8861 | 54.7796 | 57.4947 | 61.2714 | 65.9485 | 70.5517 | 73.4009 | 74.9757 | 76.0605 | 75.8804 | 74.023 | 70.9746 | 67.879 | 65.7121 | 64.1883 | 63.2995 | 62.3832 | 61.7272 | 2.4773 | 2.1031 | 2.2787 | 2.4243 | 2.8153 | 2.4537 | 2.2611 | 2.2974 | 2.4941 | 2.4929 | 2.515 | 2.8442 | 2.7995 | 2.9903 | 3.0829 | 2.9915 | 2.8812 | 2.6401 | 2.3627 | 2.3078 | 2.1805 | 2.3006 | 2.3782 | 2.4213
Program Specific1-in-2Size: Over 200kWAll2023December Monthly Peak | Program Specific | 1-in-2 | Size: Over 200kW | All | 2023 | December Monthly Peak | 12 | 119.3348 | 115.5044 | 111.9992 | 111.7487 | 120.3395 | 143.2633 | 170.084 | 183.9573 | 192.2766 | 194.7216 | 197.2028 | 196.2578 | 192.8155 | 192.4064 | 186.1707 | 176.4794 | 169.2485 | 165.5671 | 159.7173 | 154.3505 | 148.8365 | 142.4403 | 132.8889 | 126.1746 | 0.66784 | 0.074952 | 0.24124 | -0.090583 | -0.30454 | -1.0768 | 0.0032652 | 0.11164 | -0.4628 | -0.37938 | 0.045071 | 0.52558 | 1.0736 | 3.2016 | 10.448 | 9.8087 | 8.7963 | 7.9291 | 1.6114 | -0.1171 | -0.94 | -1.0766 | -0.89 | -1.2989 | 50.6816 | 49.8195 | 49.1802 | 48.6884 | 48.1085 | 47.5342 | 47.2824 | 47.192 | 47.8212 | 51.0785 | 54.8543 | 58.0413 | 60.1215 | 61.3002 | 62.0166 | 62.3139 | 61.7486 | 59.5354 | 56.7943 | 54.6415 | 52.9456 | 51.1221 | 49.4652 | 48.1197 | 2.372 | 2.0091 | 2.1826 | 2.3195 | 2.7021 | 2.3629 | 2.2082 | 2.2311 | 2.4013 | 2.3678 | 2.3499 | 2.6266 | 2.561 | 2.7236 | 2.8056 | 2.7391 | 2.6803 | 2.4712 | 2.2263 | 2.1856 | 2.0693 | 2.1929 | 2.2662 | 2.2984
Program Specific1-in-2Size: Over 200kWAll2023Typical Event Day | Program Specific | 1-in-2 | Size: Over 200kW | All | 2023 | Typical Event Day | 8 | 140.1014 | 135.5204 | 131.3893 | 132.0366 | 141.6365 | 166.7704 | 195.062 | 213.977 | 226.9884 | 234.9349 | 242.9451 | 244.8597 | 241.6991 | 242.9621 | 237.171 | 225.7606 | 211.7468 | 197.7666 | 187.9968 | 183.6978 | 180.1653 | 171.1341 | 159.0814 | 151.5679 | -0.33148 | -0.3766 | -0.29666 | -0.60412 | -0.99373 | -1.4325 | -0.89915 | -0.96505 | -0.42461 | -0.038379 | -0.68974 | -0.24123 | 0.6782 | 3.7793 | 12.9175 | 12.5159 | 11.188 | 9.8002 | 3.2081 | 0.28288 | -0.5193 | -0.84205 | -1.2491 | -1.4822 | 72.1872 | 71.1055 | 70.1891 | 69.3819 | 68.6799 | 67.9476 | 67.5275 | 67.8296 | 70.2099 | 74.5815 | 79.3272 | 83.6742 | 86.8518 | 88.7416 | 90.0939 | 90.5459 | 90.4376 | 89.5641 | 88.27 | 85.6099 | 81.9236 | 78.5137 | 76.3822 | 74.8468 | 2.6216 | 2.2147 | 2.4007 | 2.5637 | 2.9543 | 2.5651 | 2.3569 | 2.4159 | 2.6436 | 2.6714 | 2.7095 | 3.0574 | 2.9921 | 3.1995 | 3.3075 | 3.2257 | 3.064 | 2.7141 | 2.4323 | 2.4155 | 2.3407 | 2.4738 | 2.5418 | 2.5903
Program Specific1-in-2Size: Over 200kWAll2024January Monthly Peak | Program Specific | 1-in-2 | Size: Over 200kW | All | 2024 | January Monthly Peak | 1 | 117.5233 | 114.0401 | 110.6345 | 111.2035 | 120.6138 | 144.7546 | 173.2765 | 188.6106 | 197.2547 | 197.5762 | 198.7766 | 196.8462 | 191.826 | 190.4729 | 183.2784 | 173.2704 | 164.5268 | 162.1114 | 158.061 | 152.6592 | 147.1232 | 141.0674 | 132.1717 | 125.8838 | 0.6456 | 0.063515 | 0.22443 | -0.093163 | -0.30519 | -1.0968 | -0.005518 | 0.10473 | -0.47664 | -0.38587 | 0.040931 | 0.52049 | 1.0626 | 3.1738 | 10.3052 | 9.6384 | 8.5464 | 7.7433 | 1.5742 | -0.13503 | -0.94242 | -1.0741 | -0.88748 | -1.2977 | 46.5772 | 45.7179 | 45.0007 | 44.5162 | 44.1132 | 43.9975 | 43.7732 | 43.5951 | 43.9619 | 45.8713 | 49.0769 | 51.8879 | 53.7373 | 55.1112 | 56.0155 | 56.5013 | 56.3522 | 54.9256 | 53.0439 | 51.5897 | 50.5019 | 49.512 | 48.666 | 47.7422 | 2.3312 | 1.9811 | 2.1505 | 2.3105 | 2.7206 | 2.3917 | 2.2566 | 2.2969 | 2.4739 | 2.4092 | 2.3739 | 2.6409 | 2.549 | 2.6979 | 2.7618 | 2.6931 | 2.6159 | 2.4329 | 2.2111 | 2.1674 | 2.0475 | 2.1723 | 2.254 | 2.2921
Program Specific1-in-2Size: Over 200kWAll2024February Monthly Peak | Program Specific | 1-in-2 | Size: Over 200kW | All | 2024 | February Monthly Peak | 2 | 118.952 | 115.3387 | 112.1671 | 112.7246 | 121.639 | 145.3034 | 173.0932 | 187.806 | 196.9391 | 198.6254 | 201.2725 | 201.3112 | 197.7525 | 197.6799 | 191.5542 | 180.5464 | 170.3296 | 165.4554 | 162.533 | 156.5603 | 150.7028 | 143.8879 | 134.0441 | 127.3625 | 0.64137 | 0.052502 | 0.22135 | -0.096975 | -0.31199 | -1.1006 | -0.0073087 | 0.10643 | -0.47644 | -0.3858 | 0.043773 | 0.53602 | 1.0988 | 3.2728 | 10.7216 | 10.0106 | 8.8207 | 7.8809 | 1.6214 | -0.13892 | -0.96466 | -1.1009 | -0.90677 | -1.3154 | 49.6797 | 49.3391 | 48.9759 | 48.588 | 48.0959 | 47.7697 | 47.5917 | 47.5268 | 48.102 | 49.8766 | 51.8696 | 53.7264 | 54.4728 | 54.7053 | 54.7588 | 54.2249 | 54.0314 | 53.3591 | 52.1298 | 50.9589 | 49.8556 | 49.2761 | 48.0339 | 46.956 | 2.3523 | 1.9985 | 2.1771 | 2.3408 | 2.739 | 2.3977 | 2.2518 | 2.2833 | 2.4684 | 2.4212 | 2.4034 | 2.6968 | 2.6286 | 2.8041 | 2.8965 | 2.8098 | 2.7081 | 2.4835 | 2.2719 | 2.224 | 2.0978 | 2.2149 | 2.2843 | 2.313
Program Specific1-in-2Size: Over 200kWAll2024March Monthly Peak | Program Specific | 1-in-2 | Size: Over 200kW | All | 2024 | March Monthly Peak | 3 | 121.9627 | 118.0187 | 114.4761 | 114.3487 | 122.6488 | 145.6957 | 174.0018 | 189.0385 | 197.2702 | 198.9803 | 202.1634 | 202.2534 | 199.3168 | 199.2227 | 193.3941 | 183.5796 | 173.3786 | 165.7364 | 162.932 | 161.2492 | 155.7276 | 148.4872 | 138.1355 | 130.8153 | 0.66816 | 0.065713 | 0.22511 | -0.095947 | -0.31354 | -1.0986 | -0.0056052 | 0.10659 | -0.47728 | -0.38468 | 0.046144 | 0.5414 | 1.1112 | 3.3099 | 10.8374 | 10.1881 | 8.9948 | 7.8958 | 1.6269 | -0.14031 | -0.99365 | -1.1292 | -0.93153 | -1.3511 | 49.5208 | 48.5527 | 47.7298 | 47.2616 | 46.9325 | 46.455 | 46.0747 | 46.0921 | 48.0551 | 50.3959 | 52.7994 | 54.7774 | 55.9955 | 56.9644 | 57.3324 | 57.6964 | 57.4504 | 56.7606 | 55.3284 | 53.3779 | 52.0949 | 50.933 | 49.9987 | 49.1291 | 2.4156 | 2.0484 | 2.2222 | 2.3746 | 2.7574 | 2.402 | 2.261 | 2.2969 | 2.4702 | 2.4237 | 2.4126 | 2.7067 | 2.6475 | 2.8195 | 2.9118 | 2.8446 | 2.7419 | 2.4815 | 2.2764 | 2.2908 | 2.1674 | 2.2847 | 2.3531 | 2.375
Program Specific1-in-2Size: Over 200kWAll2024April Monthly Peak | Program Specific | 1-in-2 | Size: Over 200kW | All | 2024 | April Monthly Peak | 4 | 125.1198 | 121.1783 | 117.1441 | 117.1947 | 125.7261 | 148.6552 | 174.3872 | 190.4073 | 200.8665 | 206.285 | 213.1993 | 215.5944 | 215.0884 | 216.4284 | 211.1238 | 200.0858 | 187.7484 | 176.3196 | 167.9461 | 166.4951 | 162.4685 | 154.1439 | 143.1098 | 135.4698 | 0.67132 | 0.058284 | 0.23038 | -0.10139 | -0.33544 | -1.1248 | -0.0061055 | 0.11347 | -0.485 | -0.39582 | 0.056625 | 0.59101 | 1.2167 | 3.5967 | 11.8001 | 11.0783 | 9.7357 | 8.4235 | 1.7109 | -0.10663 | -1.009 | -1.1477 | -0.95226 | -1.393 | 62.6415 | 61.6291 | 60.3159 | 59.2798 | 58.4274 | 57.7612 | 57.296 | 57.2034 | 59.4872 | 63.4861 | 67.8413 | 72.0225 | 75.4097 | 77.9018 | 79.2844 | 79.8652 | 79.8802 | 79.3133 | 77.7093 | 75.0408 | 71.2482 | 68.4723 | 66.2025 | 64.0469 | 2.4692 | 2.0974 | 2.2698 | 2.4299 | 2.8178 | 2.4458 | 2.2577 | 2.3037 | 2.5047 | 2.5057 | 2.5379 | 2.8727 | 2.8496 | 3.0549 | 3.1749 | 3.0934 | 2.954 | 2.6215 | 2.3337 | 2.3538 | 2.2568 | 2.3703 | 2.4345 | 2.4548
Program Specific1-in-2Size: Over 200kWAll2024May Monthly Peak | Program Specific | 1-in-2 | Size: Over 200kW | All | 2024 | May Monthly Peak | 5 | 125.2875 | 121.4027 | 117.5668 | 117.7353 | 126.8172 | 150.2414 | 174.9623 | 193.726 | 205.5703 | 211.9954 | 219.0431 | 221.0146 | 219.6464 | 220.6388 | 215.171 | 203.291 | 190.3928 | 178.1109 | 169.2396 | 165.5472 | 163.3137 | 155.3251 | 144.4087 | 137.1512 | 0.68961 | 0.069383 | 0.23648 | -0.099114 | -0.33324 | -1.1293 | -0.0013115 | 0.11725 | -0.49454 | -0.41115 | 0.054581 | 0.59899 | 1.2327 | 3.6816 | 12.0728 | 11.3021 | 9.9199 | 8.5537 | 1.7319 | -0.098741 | -1.0042 | -1.146 | -0.95095 | -1.4016 | 62.5554 | 61.9342 | 61.2956 | 60.4788 | 59.7352 | 59.301 | 59.1795 | 59.6066 | 61.1681 | 64.4917 | 68.5039 | 72.357 | 76.0199 | 78.6357 | 79.7587 | 80.3573 | 80.3914 | 79.0277 | 76.8911 | 74.0811 | 70.3354 | 67.19 | 65.3562 | 64.0291 | 2.4815 | 2.1061 | 2.2816 | 2.4419 | 2.8407 | 2.4716 | 2.265 | 2.3438 | 2.5605 | 2.5736 | 2.6073 | 2.9514 | 2.9124 | 3.115 | 3.2336 | 3.1389 | 2.9921 | 2.6437 | 2.3503 | 2.336 | 2.2658 | 2.3913 | 2.4601 | 2.4944
Program Specific1-in-2Size: Over 200kWAll2024June Monthly Peak | Program Specific | 1-in-2 | Size: Over 200kW | All | 2024 | June Monthly Peak | 6 | 133.9007 | 129.6943 | 125.4402 | 125.5934 | 134.2327 | 156.578 | 181.1529 | 199.8444 | 211.656 | 218.51 | 226.0594 | 227.3214 | 223.3227 | 223.6593 | 218.159 | 208.9507 | 197.2637 | 185.0988 | 177.3712 | 172.6869 | 170.9708 | 163.256 | 151.5625 | 144.3985 | 0.34681 | -0.075533 | 0.058876 | -0.3004 | -0.60502 | -1.2366 | -0.31347 | -0.2388 | -0.45974 | -0.26205 | -0.20918 | 0.33919 | 1.0781 | 3.6949 | 12.1849 | 11.6829 | 10.4077 | 9.0629 | 2.3432 | 0.1148 | -0.79763 | -1.0343 | -1.0599 | -1.449 | 67.289 | 66.3712 | 65.4433 | 64.3806 | 63.6391 | 62.8981 | 62.2448 | 62.956 | 65.7351 | 70.2868 | 75.1513 | 79.4783 | 82.1758 | 83.7308 | 85.2477 | 85.8142 | 86.2561 | 85.5578 | 84.4071 | 81.6278 | 77.814 | 73.6474 | 71.3316 | 69.6524 | 2.5726 | 2.1794 | 2.3538 | 2.5066 | 2.8797 | 2.4768 | 2.2515 | 2.3187 | 2.5319 | 2.5515 | 2.5895 | 2.9148 | 2.8406 | 3.0249 | 3.1271 | 3.0731 | 2.9508 | 2.6257 | 2.3652 | 2.3388 | 2.2837 | 2.4242 | 2.4883 | 2.5342
Program Specific1-in-2Size: Over 200kWAll2024July Monthly Peak | Program Specific | 1-in-2 | Size: Over 200kW | All | 2024 | July Monthly Peak | 7 | 138.1668 | 133.9985 | 130.6457 | 130.7199 | 140.2159 | 164.4087 | 190.3493 | 208.8892 | 221.2691 | 229.6101 | 237.7893 | 239.0224 | 235.3753 | 236.0507 | 230.6544 | 221.2824 | 209.4185 | 196.8535 | 187.0954 | 181.8325 | 179.3419 | 171.049 | 158.7038 | 150.7302 | -0.57838 | -0.47732 | -0.4235 | -0.71198 | -1.1249 | -1.4415 | -1.07 | -1.1786 | -0.38691 | 0.054124 | -0.84394 | -0.42867 | 0.52634 | 3.6361 | 12.5173 | 12.2958 | 11.1261 | 9.8446 | 3.4967 | 0.37588 | -0.38019 | -0.75186 | -1.2975 | -1.4645 | 74.298 | 73.32 | 72.5502 | 71.8277 | 71.1069 | 70.3982 | 69.9488 | 70.6884 | 73.4049 | 77.0447 | 80.8853 | 84.5822 | 87.2103 | 88.8571 | 90.2366 | 90.7276 | 90.1221 | 89.1078 | 88.3477 | 86.8808 | 84.1848 | 80.6864 | 78.241 | 76.4913 | 2.5973 | 2.2006 | 2.3976 | 2.5473 | 2.9338 | 2.5373 | 2.3068 | 2.3629 | 2.581 | 2.6158 | 2.6572 | 2.9911 | 2.9146 | 3.1072 | 3.2097 | 3.1558 | 3.0318 | 2.7096 | 2.4287 | 2.3985 | 2.3379 | 2.4822 | 2.5474 | 2.5896
Program Specific1-in-2Size: Over 200kWAll2024August Monthly Peak | Program Specific | 1-in-2 | Size: Over 200kW | All | 2024 | August Monthly Peak | 8 | 140.8784 | 136.288 | 132.2466 | 132.9356 | 142.6292 | 167.9468 | 196.443 | 215.99 | 229.8973 | 238.7368 | 247.3889 | 249.5472 | 246.4524 | 247.6658 | 241.6683 | 229.9457 | 215.5738 | 201.0945 | 190.6812 | 186.1405 | 182.3132 | 173.0542 | 160.7798 | 153.0962 | -0.63157 | -0.52301 | -0.46499 | -0.72023 | -1.1346 | -1.5262 | -1.1525 | -1.2714 | -0.39222 | 0.079751 | -0.8662 | -0.49555 | 0.48224 | 3.7277 | 13.005 | 12.6693 | 11.3405 | 9.9562 | 3.4835 | 0.27164 | -0.45693 | -0.79493 | -1.3402 | -1.492 | 74.2061 | 72.8467 | 71.6969 | 70.9725 | 70.32 | 69.55 | 69.2012 | 69.0328 | 71.0878 | 75.99 | 81.2175 | 85.8157 | 89.0777 | 90.999 | 92.2277 | 92.621 | 92.5891 | 91.8987 | 90.1018 | 86.7863 | 82.3204 | 79.2231 | 77.4047 | 75.9808 | 2.6441 | 2.2336 | 2.423 | 2.5877 | 2.9826 | 2.5896 | 2.3793 | 2.4442 | 2.6834 | 2.7205 | 2.7648 | 3.1227 | 3.0561 | 3.266 | 3.3731 | 3.2877 | 3.121 | 2.7624 | 2.4719 | 2.452 | 2.3739 | 2.5083 | 2.576 | 2.6246
Program Specific1-in-2Size: Over 200kWAll2024September Monthly Peak | Program Specific | 1-in-2 | Size: Over 200kW | All | 2024 | September Monthly Peak | 9 | 138.768 | 134.9757 | 131.2098 | 131.8805 | 142.021 | 167.2387 | 197.3501 | 217.7088 | 234.9811 | 245.0847 | 254.0807 | 256.3614 | 252.8791 | 254.196 | 247.4744 | 233.7495 | 217.6002 | 202.0649 | 191.8271 | 189.4533 | 182.1563 | 172.9115 | 159.4187 | 151.3912 | -0.47295 | -0.42151 | -0.36999 | -0.65015 | -1.0476 | -1.4483 | -1.0441 | -1.1956 | -0.44151 | -0.016865 | -0.86065 | -0.4701 | 0.5044 | 3.8335 | 13.2842 | 12.8408 | 11.4342 | 9.975 | 3.3958 | 0.27354 | -0.46656 | -0.79447 | -1.2811 | -1.4649 | 72.9555 | 71.8843 | 71.0658 | 70.3468 | 69.6534 | 68.9439 | 68.7154 | 68.6413 | 70.612 | 75.0047 | 80.055 | 84.8204 | 88.9431 | 91.3794 | 92.6636 | 93.0209 | 92.783 | 91.692 | 90.2234 | 87.1446 | 83.3753 | 80.4979 | 78.5516 | 77.2626 | 2.6002 | 2.2087 | 2.401 | 2.5644 | 2.9739 | 2.5769 | 2.3913 | 2.4657 | 2.7485 | 2.7982 | 2.8412 | 3.2073 | 3.138 | 3.3571 | 3.4699 | 3.358 | 3.1646 | 2.7825 | 2.4865 | 2.4931 | 2.3683 | 2.502 | 2.5516 | 2.5934
Program Specific1-in-2Size: Over 200kWAll2024October Monthly Peak | Program Specific | 1-in-2 | Size: Over 200kW | All | 2024 | October Monthly Peak | 10 | 132.9347 | 128.8613 | 124.3772 | 124.1206 | 133.1835 | 157.0306 | 186.069 | 202.5331 | 215.5172 | 224.2194 | 233.232 | 237.0246 | 236.2347 | 237.921 | 232.1057 | 219.0881 | 203.7133 | 190.202 | 184.6777 | 179.018 | 171.32 | 162.4213 | 150.5914 | 142.5456 | 0.5665 | 0.022616 | 0.17169 | -0.19437 | -0.46628 | -1.196 | -0.14943 | -0.055953 | -0.50706 | -0.37168 | -0.084035 | 0.49954 | 1.2294 | 3.9339 | 12.9448 | 12.1769 | 10.6606 | 9.2132 | 2.168 | 0.030221 | -0.91395 | -1.1079 | -1.0105 | -1.4428 | 65.5439 | 64.6087 | 63.7946 | 62.9249 | 62.1854 | 61.5851 | 61.093 | 61.0535 | 62.1026 | 65.6397 | 71.0893 | 77.1142 | 82.6134 | 85.7961 | 86.5654 | 87.1009 | 87.1811 | 86.2022 | 83.4518 | 78.7181 | 75.2499 | 72.6681 | 70.5832 | 69.0169 | 2.5882 | 2.1947 | 2.3667 | 2.5207 | 2.9212 | 2.5306 | 2.3616 | 2.4026 | 2.6357 | 2.6739 | 2.723 | 3.0979 | 3.0695 | 3.2909 | 3.417 | 3.3149 | 3.1281 | 2.7612 | 2.508 | 2.4704 | 2.3298 | 2.4505 | 2.5141 | 2.5419
Program Specific1-in-2Size: Over 200kWAll2024November Monthly Peak | Program Specific | 1-in-2 | Size: Over 200kW | All | 2024 | November Monthly Peak | 11 | 124.5978 | 120.87 | 117.0022 | 116.919 | 125.8623 | 148.9867 | 174.3562 | 189.7743 | 200.1144 | 205.4757 | 211.4845 | 213.158 | 211.5059 | 212.1803 | 205.7882 | 194.0439 | 183.3438 | 177.7292 | 169.9758 | 163.5138 | 157.1293 | 149.413 | 139.4899 | 132.9018 | 0.70304 | 0.084948 | 0.25229 | -0.094932 | -0.32606 | -1.12 | -0.00014768 | 0.1165 | -0.48139 | -0.39863 | 0.054105 | 0.58043 | 1.1947 | 3.5503 | 11.5646 | 10.8019 | 9.5587 | 8.5417 | 1.734 | -0.10016 | -0.96931 | -1.1076 | -0.91715 | -1.3593 | 58.9535 | 58.0059 | 57.4396 | 56.7595 | 55.7428 | 54.8486 | 54.8861 | 54.7796 | 57.4947 | 61.2714 | 65.9485 | 70.5517 | 73.4009 | 74.9757 | 76.0605 | 75.8804 | 74.023 | 70.9746 | 67.879 | 65.7121 | 64.1883 | 63.2995 | 62.3832 | 61.7272 | 2.4773 | 2.1031 | 2.2787 | 2.4243 | 2.8153 | 2.4537 | 2.2611 | 2.2974 | 2.4941 | 2.4929 | 2.515 | 2.8442 | 2.7995 | 2.9903 | 3.0829 | 2.9915 | 2.8812 | 2.6401 | 2.3627 | 2.3078 | 2.1805 | 2.3006 | 2.3782 | 2.4213
Program Specific1-in-2Size: Over 200kWAll2024December Monthly Peak | Program Specific | 1-in-2 | Size: Over 200kW | All | 2024 | December Monthly Peak | 12 | 119.3348 | 115.5044 | 111.9992 | 111.7487 | 120.3395 | 143.2633 | 170.084 | 183.9573 | 192.2766 | 194.7216 | 197.2028 | 196.2578 | 192.8155 | 192.4064 | 186.1707 | 176.4794 | 169.2485 | 165.5671 | 159.7173 | 154.3505 | 148.8365 | 142.4403 | 132.8889 | 126.1746 | 0.66784 | 0.074952 | 0.24124 | -0.090583 | -0.30454 | -1.0768 | 0.0032653 | 0.11164 | -0.4628 | -0.37938 | 0.045071 | 0.52558 | 1.0736 | 3.2016 | 10.448 | 9.8087 | 8.7963 | 7.9291 | 1.6114 | -0.1171 | -0.94 | -1.0766 | -0.89 | -1.2989 | 50.6816 | 49.8195 | 49.1802 | 48.6884 | 48.1085 | 47.5342 | 47.2824 | 47.192 | 47.8212 | 51.0785 | 54.8543 | 58.0413 | 60.1215 | 61.3002 | 62.0166 | 62.3139 | 61.7486 | 59.5354 | 56.7943 | 54.6415 | 52.9456 | 51.1221 | 49.4652 | 48.1197 | 2.372 | 2.0091 | 2.1826 | 2.3195 | 2.7021 | 2.3629 | 2.2082 | 2.2311 | 2.4013 | 2.3678 | 2.3499 | 2.6266 | 2.561 | 2.7236 | 2.8056 | 2.7391 | 2.6803 | 2.4712 | 2.2263 | 2.1856 | 2.0693 | 2.1929 | 2.2662 | 2.2984
Program Specific1-in-2Size: Over 200kWAll2024Typical Event Day | Program Specific | 1-in-2 | Size: Over 200kW | All | 2024 | Typical Event Day | 8 | 140.1014 | 135.5204 | 131.3893 | 132.0366 | 141.6365 | 166.7704 | 195.062 | 213.977 | 226.9884 | 234.9349 | 242.9451 | 244.8597 | 241.6991 | 242.9621 | 237.171 | 225.7606 | 211.7467 | 197.7665 | 187.9967 | 183.6978 | 180.1653 | 171.1341 | 159.0814 | 151.5679 | -0.33148 | -0.3766 | -0.29666 | -0.60412 | -0.99373 | -1.4325 | -0.89915 | -0.96505 | -0.42461 | -0.038379 | -0.68974 | -0.24123 | 0.6782 | 3.7793 | 12.9175 | 12.5159 | 11.188 | 9.8002 | 3.2081 | 0.28288 | -0.5193 | -0.84205 | -1.2491 | -1.4822 | 72.1872 | 71.1055 | 70.1891 | 69.3819 | 68.6799 | 67.9476 | 67.5275 | 67.8296 | 70.2099 | 74.5815 | 79.3272 | 83.6742 | 86.8518 | 88.7416 | 90.0939 | 90.5459 | 90.4376 | 89.5641 | 88.27 | 85.6099 | 81.9236 | 78.5137 | 76.3822 | 74.8468 | 2.6216 | 2.2147 | 2.4007 | 2.5637 | 2.9543 | 2.5651 | 2.3569 | 2.4159 | 2.6436 | 2.6714 | 2.7095 | 3.0574 | 2.9921 | 3.1995 | 3.3075 | 3.2257 | 3.064 | 2.7141 | 2.4323 | 2.4155 | 2.3407 | 2.4738 | 2.5418 | 2.5903
Program Specific1-in-2Size: Over 200kWAll2025January Monthly Peak | Program Specific | 1-in-2 | Size: Over 200kW | All | 2025 | January Monthly Peak | 1 | 117.5233 | 114.0401 | 110.6345 | 111.2035 | 120.6138 | 144.7546 | 173.2765 | 188.6106 | 197.2547 | 197.5762 | 198.7766 | 196.8462 | 191.826 | 190.4729 | 183.2784 | 173.2704 | 164.5268 | 162.1114 | 158.061 | 152.6592 | 147.1232 | 141.0674 | 132.1717 | 125.8838 | 0.6456 | 0.063515 | 0.22443 | -0.093163 | -0.30519 | -1.0968 | -0.005518 | 0.10473 | -0.47664 | -0.38587 | 0.040931 | 0.52049 | 1.0626 | 3.1738 | 10.3052 | 9.6384 | 8.5464 | 7.7433 | 1.5742 | -0.13503 | -0.94242 | -1.0741 | -0.88748 | -1.2977 | 46.5772 | 45.7179 | 45.0007 | 44.5162 | 44.1132 | 43.9975 | 43.7732 | 43.5951 | 43.9619 | 45.8713 | 49.0769 | 51.888 | 53.7373 | 55.1112 | 56.0155 | 56.5013 | 56.3522 | 54.9256 | 53.0439 | 51.5897 | 50.5019 | 49.512 | 48.666 | 47.7422 | 2.3312 | 1.9811 | 2.1505 | 2.3105 | 2.7206 | 2.3917 | 2.2566 | 2.2969 | 2.4739 | 2.4092 | 2.3739 | 2.6409 | 2.549 | 2.6979 | 2.7618 | 2.6931 | 2.6159 | 2.4329 | 2.2111 | 2.1674 | 2.0475 | 2.1723 | 2.254 | 2.2921
Program Specific1-in-2Size: Over 200kWAll2025February Monthly Peak | Program Specific | 1-in-2 | Size: Over 200kW | All | 2025 | February Monthly Peak | 2 | 118.952 | 115.3387 | 112.1671 | 112.7246 | 121.639 | 145.3034 | 173.0932 | 187.806 | 196.9391 | 198.6254 | 201.2725 | 201.3112 | 197.7525 | 197.6799 | 191.5542 | 180.5464 | 170.3296 | 165.4554 | 162.533 | 156.5603 | 150.7028 | 143.8879 | 134.0441 | 127.3625 | 0.64137 | 0.052502 | 0.22135 | -0.096975 | -0.31199 | -1.1006 | -0.0073087 | 0.10643 | -0.47644 | -0.3858 | 0.043773 | 0.53602 | 1.0988 | 3.2728 | 10.7216 | 10.0106 | 8.8207 | 7.8809 | 1.6214 | -0.13892 | -0.96466 | -1.1009 | -0.90677 | -1.3154 | 49.6796 | 49.3391 | 48.9759 | 48.588 | 48.0959 | 47.7697 | 47.5917 | 47.5268 | 48.102 | 49.8766 | 51.8696 | 53.7264 | 54.4728 | 54.7053 | 54.7588 | 54.2249 | 54.0314 | 53.3591 | 52.1298 | 50.9589 | 49.8556 | 49.2761 | 48.0339 | 46.956 | 2.3523 | 1.9985 | 2.1771 | 2.3408 | 2.739 | 2.3977 | 2.2518 | 2.2833 | 2.4684 | 2.4212 | 2.4034 | 2.6968 | 2.6286 | 2.8041 | 2.8965 | 2.8098 | 2.7081 | 2.4835 | 2.2719 | 2.224 | 2.0978 | 2.2149 | 2.2843 | 2.313
Program Specific1-in-2Size: Over 200kWAll2025March Monthly Peak | Program Specific | 1-in-2 | Size: Over 200kW | All | 2025 | March Monthly Peak | 3 | 121.9627 | 118.0187 | 114.4761 | 114.3487 | 122.6488 | 145.6957 | 174.0018 | 189.0385 | 197.2702 | 198.9803 | 202.1634 | 202.2534 | 199.3168 | 199.2227 | 193.3941 | 183.5796 | 173.3786 | 165.7364 | 162.932 | 161.2492 | 155.7276 | 148.4872 | 138.1355 | 130.8153 | 0.66816 | 0.065713 | 0.22511 | -0.095947 | -0.31354 | -1.0986 | -0.0056052 | 0.10659 | -0.47728 | -0.38468 | 0.046144 | 0.5414 | 1.1112 | 3.3099 | 10.8374 | 10.1881 | 8.9948 | 7.8958 | 1.6269 | -0.14031 | -0.99365 | -1.1292 | -0.93153 | -1.3511 | 49.5208 | 48.5527 | 47.7298 | 47.2616 | 46.9325 | 46.455 | 46.0747 | 46.0921 | 48.0551 | 50.3959 | 52.7994 | 54.7774 | 55.9955 | 56.9644 | 57.3324 | 57.6964 | 57.4504 | 56.7606 | 55.3284 | 53.3779 | 52.0949 | 50.933 | 49.9987 | 49.1291 | 2.4156 | 2.0484 | 2.2222 | 2.3746 | 2.7574 | 2.402 | 2.261 | 2.2969 | 2.4702 | 2.4237 | 2.4126 | 2.7067 | 2.6475 | 2.8195 | 2.9118 | 2.8446 | 2.7419 | 2.4815 | 2.2764 | 2.2908 | 2.1674 | 2.2847 | 2.3531 | 2.375
Program Specific1-in-2Size: Over 200kWAll2025April Monthly Peak | Program Specific | 1-in-2 | Size: Over 200kW | All | 2025 | April Monthly Peak | 4 | 125.1198 | 121.1783 | 117.1441 | 117.1947 | 125.7261 | 148.6552 | 174.3872 | 190.4073 | 200.8665 | 206.285 | 213.1993 | 215.5944 | 215.0884 | 216.4284 | 211.1238 | 200.0858 | 187.7484 | 176.3196 | 167.9461 | 166.4951 | 162.4685 | 154.1439 | 143.1098 | 135.4698 | 0.67132 | 0.058284 | 0.23038 | -0.10139 | -0.33544 | -1.1248 | -0.0061055 | 0.11347 | -0.485 | -0.39582 | 0.056625 | 0.59101 | 1.2167 | 3.5967 | 11.8001 | 11.0783 | 9.7357 | 8.4235 | 1.7109 | -0.10663 | -1.009 | -1.1477 | -0.95226 | -1.393 | 62.6415 | 61.629 | 60.3159 | 59.2798 | 58.4274 | 57.7612 | 57.296 | 57.2034 | 59.4872 | 63.4861 | 67.8413 | 72.0225 | 75.4097 | 77.9018 | 79.2844 | 79.8652 | 79.8802 | 79.3133 | 77.7093 | 75.0408 | 71.2482 | 68.4723 | 66.2025 | 64.0469 | 2.4692 | 2.0974 | 2.2698 | 2.4299 | 2.8178 | 2.4458 | 2.2577 | 2.3037 | 2.5047 | 2.5057 | 2.5379 | 2.8727 | 2.8496 | 3.0549 | 3.1749 | 3.0934 | 2.954 | 2.6215 | 2.3337 | 2.3538 | 2.2568 | 2.3703 | 2.4345 | 2.4548
Program Specific1-in-2Size: Over 200kWAll2025May Monthly Peak | Program Specific | 1-in-2 | Size: Over 200kW | All | 2025 | May Monthly Peak | 5 | 125.2875 | 121.4027 | 117.5669 | 117.7353 | 126.8172 | 150.2414 | 174.9623 | 193.726 | 205.5703 | 211.9954 | 219.0431 | 221.0145 | 219.6464 | 220.6388 | 215.171 | 203.291 | 190.3928 | 178.1109 | 169.2396 | 165.5471 | 163.3136 | 155.3251 | 144.4087 | 137.1512 | 0.68961 | 0.069383 | 0.23648 | -0.099114 | -0.33324 | -1.1293 | -0.0013115 | 0.11725 | -0.49454 | -0.41115 | 0.054581 | 0.59899 | 1.2327 | 3.6816 | 12.0728 | 11.3021 | 9.9199 | 8.5537 | 1.7319 | -0.098741 | -1.0042 | -1.146 | -0.95095 | -1.4016 | 62.5554 | 61.9342 | 61.2956 | 60.4788 | 59.7352 | 59.301 | 59.1795 | 59.6066 | 61.1681 | 64.4917 | 68.5039 | 72.357 | 76.0199 | 78.6357 | 79.7587 | 80.3573 | 80.3914 | 79.0277 | 76.8911 | 74.0811 | 70.3353 | 67.19 | 65.3562 | 64.0291 | 2.4815 | 2.1061 | 2.2816 | 2.4419 | 2.8407 | 2.4716 | 2.265 | 2.3438 | 2.5605 | 2.5736 | 2.6073 | 2.9514 | 2.9124 | 3.115 | 3.2336 | 3.1389 | 2.9921 | 2.6437 | 2.3503 | 2.336 | 2.2658 | 2.3913 | 2.4601 | 2.4944
Program Specific1-in-2Size: Over 200kWAll2025June Monthly Peak | Program Specific | 1-in-2 | Size: Over 200kW | All | 2025 | June Monthly Peak | 6 | 133.9007 | 129.6943 | 125.4402 | 125.5934 | 134.2327 | 156.578 | 181.1528 | 199.8444 | 211.656 | 218.51 | 226.0594 | 227.3214 | 223.3227 | 223.6592 | 218.159 | 208.9507 | 197.2637 | 185.0988 | 177.3712 | 172.6869 | 170.9708 | 163.256 | 151.5625 | 144.3985 | 0.34681 | -0.075533 | 0.058877 | -0.3004 | -0.60502 | -1.2366 | -0.31347 | -0.2388 | -0.45974 | -0.26205 | -0.20918 | 0.33919 | 1.0781 | 3.6949 | 12.1849 | 11.6829 | 10.4077 | 9.0629 | 2.3432 | 0.1148 | -0.79763 | -1.0343 | -1.0599 | -1.449 | 67.289 | 66.3712 | 65.4433 | 64.3806 | 63.6391 | 62.8981 | 62.2448 | 62.956 | 65.7351 | 70.2868 | 75.1513 | 79.4783 | 82.1758 | 83.7308 | 85.2477 | 85.8142 | 86.2561 | 85.5578 | 84.4072 | 81.6278 | 77.814 | 73.6474 | 71.3316 | 69.6524 | 2.5726 | 2.1794 | 2.3538 | 2.5066 | 2.8797 | 2.4768 | 2.2515 | 2.3187 | 2.5319 | 2.5515 | 2.5895 | 2.9148 | 2.8406 | 3.0249 | 3.1271 | 3.0731 | 2.9508 | 2.6257 | 2.3652 | 2.3388 | 2.2837 | 2.4242 | 2.4883 | 2.5342
Program Specific1-in-2Size: Over 200kWAll2025July Monthly Peak | Program Specific | 1-in-2 | Size: Over 200kW | All | 2025 | July Monthly Peak | 7 | 138.1668 | 133.9985 | 130.6457 | 130.7199 | 140.2159 | 164.4087 | 190.3493 | 208.8892 | 221.2691 | 229.6101 | 237.7893 | 239.0224 | 235.3753 | 236.0506 | 230.6544 | 221.2824 | 209.4185 | 196.8535 | 187.0954 | 181.8325 | 179.3419 | 171.049 | 158.7038 | 150.7302 | -0.57838 | -0.47732 | -0.4235 | -0.71198 | -1.1249 | -1.4415 | -1.07 | -1.1786 | -0.38691 | 0.054124 | -0.84394 | -0.42867 | 0.52634 | 3.6361 | 12.5173 | 12.2958 | 11.1261 | 9.8446 | 3.4967 | 0.37588 | -0.38019 | -0.75186 | -1.2975 | -1.4645 | 74.298 | 73.32 | 72.5502 | 71.8277 | 71.1069 | 70.3982 | 69.9488 | 70.6884 | 73.4049 | 77.0447 | 80.8853 | 84.5822 | 87.2104 | 88.8571 | 90.2366 | 90.7276 | 90.1221 | 89.1078 | 88.3477 | 86.8808 | 84.1848 | 80.6864 | 78.241 | 76.4913 | 2.5973 | 2.2006 | 2.3976 | 2.5473 | 2.9338 | 2.5373 | 2.3068 | 2.3629 | 2.581 | 2.6158 | 2.6572 | 2.9911 | 2.9146 | 3.1072 | 3.2097 | 3.1558 | 3.0318 | 2.7096 | 2.4287 | 2.3985 | 2.3379 | 2.4822 | 2.5474 | 2.5896
Program Specific1-in-2Size: Over 200kWAll2025August Monthly Peak | Program Specific | 1-in-2 | Size: Over 200kW | All | 2025 | August Monthly Peak | 8 | 140.8784 | 136.288 | 132.2466 | 132.9356 | 142.6292 | 167.9468 | 196.443 | 215.99 | 229.8973 | 238.7368 | 247.3889 | 249.5472 | 246.4524 | 247.6658 | 241.6683 | 229.9458 | 215.5738 | 201.0945 | 190.6812 | 186.1405 | 182.3132 | 173.0542 | 160.7798 | 153.0962 | -0.63157 | -0.52301 | -0.46499 | -0.72023 | -1.1346 | -1.5262 | -1.1525 | -1.2714 | -0.39222 | 0.079751 | -0.8662 | -0.49555 | 0.48224 | 3.7277 | 13.005 | 12.6693 | 11.3405 | 9.9562 | 3.4835 | 0.27164 | -0.45693 | -0.79493 | -1.3402 | -1.492 | 74.2061 | 72.8467 | 71.6969 | 70.9725 | 70.32 | 69.55 | 69.2012 | 69.0328 | 71.0878 | 75.99 | 81.2175 | 85.8157 | 89.0777 | 90.999 | 92.2277 | 92.621 | 92.5891 | 91.8987 | 90.1018 | 86.7863 | 82.3204 | 79.2231 | 77.4047 | 75.9808 | 2.6441 | 2.2336 | 2.423 | 2.5877 | 2.9826 | 2.5896 | 2.3793 | 2.4442 | 2.6834 | 2.7205 | 2.7648 | 3.1227 | 3.0561 | 3.266 | 3.3731 | 3.2877 | 3.121 | 2.7624 | 2.4719 | 2.452 | 2.3739 | 2.5083 | 2.576 | 2.6246
Program Specific1-in-2Size: Over 200kWAll2025September Monthly Peak | Program Specific | 1-in-2 | Size: Over 200kW | All | 2025 | September Monthly Peak | 9 | 138.768 | 134.9758 | 131.2098 | 131.8805 | 142.021 | 167.2387 | 197.3501 | 217.7088 | 234.9811 | 245.0847 | 254.0807 | 256.3614 | 252.879 | 254.196 | 247.4744 | 233.7495 | 217.6002 | 202.0649 | 191.8271 | 189.4533 | 182.1563 | 172.9115 | 159.4187 | 151.3912 | -0.47295 | -0.42151 | -0.36999 | -0.65015 | -1.0476 | -1.4483 | -1.0441 | -1.1956 | -0.44151 | -0.016865 | -0.86065 | -0.4701 | 0.5044 | 3.8335 | 13.2842 | 12.8408 | 11.4342 | 9.975 | 3.3958 | 0.27354 | -0.46656 | -0.79447 | -1.2811 | -1.4649 | 72.9555 | 71.8843 | 71.0658 | 70.3468 | 69.6534 | 68.9439 | 68.7154 | 68.6413 | 70.612 | 75.0047 | 80.055 | 84.8204 | 88.9431 | 91.3794 | 92.6636 | 93.0209 | 92.783 | 91.692 | 90.2234 | 87.1446 | 83.3753 | 80.4979 | 78.5516 | 77.2626 | 2.6002 | 2.2087 | 2.401 | 2.5644 | 2.9739 | 2.5769 | 2.3913 | 2.4657 | 2.7485 | 2.7982 | 2.8412 | 3.2073 | 3.138 | 3.3571 | 3.4699 | 3.358 | 3.1646 | 2.7825 | 2.4865 | 2.4931 | 2.3683 | 2.502 | 2.5516 | 2.5934
Program Specific1-in-2Size: Over 200kWAll2025October Monthly Peak | Program Specific | 1-in-2 | Size: Over 200kW | All | 2025 | October Monthly Peak | 10 | 132.9347 | 128.8613 | 124.3772 | 124.1206 | 133.1835 | 157.0306 | 186.069 | 202.5331 | 215.5172 | 224.2194 | 233.232 | 237.0246 | 236.2347 | 237.921 | 232.1057 | 219.0881 | 203.7133 | 190.202 | 184.6777 | 179.018 | 171.32 | 162.4213 | 150.5914 | 142.5456 | 0.5665 | 0.022616 | 0.17169 | -0.19437 | -0.46628 | -1.196 | -0.14943 | -0.055953 | -0.50706 | -0.37168 | -0.084035 | 0.49954 | 1.2294 | 3.9339 | 12.9448 | 12.1769 | 10.6606 | 9.2132 | 2.168 | 0.030221 | -0.91395 | -1.1079 | -1.0105 | -1.4428 | 65.5439 | 64.6087 | 63.7946 | 62.9249 | 62.1854 | 61.5851 | 61.093 | 61.0535 | 62.1026 | 65.6397 | 71.0893 | 77.1142 | 82.6134 | 85.7961 | 86.5654 | 87.1009 | 87.1811 | 86.2022 | 83.4518 | 78.7181 | 75.2499 | 72.6681 | 70.5832 | 69.0169 | 2.5882 | 2.1947 | 2.3667 | 2.5207 | 2.9212 | 2.5306 | 2.3616 | 2.4026 | 2.6357 | 2.6739 | 2.723 | 3.0979 | 3.0695 | 3.2909 | 3.417 | 3.3149 | 3.1281 | 2.7612 | 2.508 | 2.4704 | 2.3298 | 2.4505 | 2.5141 | 2.5419
Program Specific1-in-2Size: Over 200kWAll2025November Monthly Peak | Program Specific | 1-in-2 | Size: Over 200kW | All | 2025 | November Monthly Peak | 11 | 124.5978 | 120.87 | 117.0022 | 116.919 | 125.8623 | 148.9867 | 174.3562 | 189.7743 | 200.1144 | 205.4757 | 211.4845 | 213.158 | 211.5059 | 212.1803 | 205.7882 | 194.0439 | 183.3439 | 177.7292 | 169.9758 | 163.5138 | 157.1293 | 149.413 | 139.4899 | 132.9018 | 0.70304 | 0.084948 | 0.25229 | -0.094932 | -0.32606 | -1.12 | -0.00014773 | 0.1165 | -0.48139 | -0.39863 | 0.054105 | 0.58043 | 1.1947 | 3.5503 | 11.5646 | 10.8019 | 9.5587 | 8.5417 | 1.734 | -0.10016 | -0.96931 | -1.1076 | -0.91715 | -1.3593 | 58.9535 | 58.0059 | 57.4396 | 56.7595 | 55.7428 | 54.8486 | 54.8861 | 54.7796 | 57.4947 | 61.2714 | 65.9485 | 70.5517 | 73.4009 | 74.9757 | 76.0605 | 75.8804 | 74.023 | 70.9746 | 67.879 | 65.7121 | 64.1883 | 63.2995 | 62.3832 | 61.7272 | 2.4773 | 2.1031 | 2.2787 | 2.4243 | 2.8153 | 2.4537 | 2.2611 | 2.2974 | 2.4941 | 2.4929 | 2.515 | 2.8442 | 2.7995 | 2.9903 | 3.0829 | 2.9915 | 2.8812 | 2.6401 | 2.3627 | 2.3078 | 2.1805 | 2.3006 | 2.3782 | 2.4213
Program Specific1-in-2Size: Over 200kWAll2025December Monthly Peak | Program Specific | 1-in-2 | Size: Over 200kW | All | 2025 | December Monthly Peak | 12 | 119.3348 | 115.5044 | 111.9992 | 111.7487 | 120.3395 | 143.2633 | 170.084 | 183.9573 | 192.2766 | 194.7217 | 197.2028 | 196.2578 | 192.8155 | 192.4064 | 186.1707 | 176.4794 | 169.2485 | 165.5671 | 159.7173 | 154.3505 | 148.8365 | 142.4403 | 132.8889 | 126.1746 | 0.66784 | 0.074952 | 0.24124 | -0.090583 | -0.30454 | -1.0768 | 0.0032652 | 0.11164 | -0.4628 | -0.37938 | 0.045071 | 0.52558 | 1.0736 | 3.2016 | 10.448 | 9.8087 | 8.7963 | 7.9291 | 1.6114 | -0.1171 | -0.94 | -1.0766 | -0.89 | -1.2989 | 50.6816 | 49.8195 | 49.1802 | 48.6884 | 48.1085 | 47.5342 | 47.2824 | 47.192 | 47.8212 | 51.0785 | 54.8543 | 58.0413 | 60.1215 | 61.3002 | 62.0166 | 62.3139 | 61.7486 | 59.5354 | 56.7943 | 54.6415 | 52.9456 | 51.1221 | 49.4652 | 48.1197 | 2.372 | 2.0091 | 2.1826 | 2.3195 | 2.7021 | 2.3629 | 2.2082 | 2.2311 | 2.4013 | 2.3678 | 2.3499 | 2.6266 | 2.561 | 2.7236 | 2.8056 | 2.7391 | 2.6803 | 2.4712 | 2.2263 | 2.1856 | 2.0693 | 2.1929 | 2.2662 | 2.2984
Program Specific1-in-2Size: Over 200kWAll2025Typical Event Day | Program Specific | 1-in-2 | Size: Over 200kW | All | 2025 | Typical Event Day | 8 | 140.1014 | 135.5204 | 131.3893 | 132.0366 | 141.6365 | 166.7704 | 195.062 | 213.977 | 226.9884 | 234.9349 | 242.9451 | 244.8597 | 241.6991 | 242.9621 | 237.171 | 225.7606 | 211.7468 | 197.7665 | 187.9968 | 183.6978 | 180.1653 | 171.1341 | 159.0814 | 151.5679 | -0.33148 | -0.3766 | -0.29666 | -0.60412 | -0.99373 | -1.4325 | -0.89915 | -0.96505 | -0.42461 | -0.038379 | -0.68974 | -0.24123 | 0.6782 | 3.7793 | 12.9175 | 12.5159 | 11.188 | 9.8002 | 3.2081 | 0.28288 | -0.5193 | -0.84205 | -1.2491 | -1.4822 | 72.1872 | 71.1055 | 70.1891 | 69.3819 | 68.6799 | 67.9476 | 67.5275 | 67.8296 | 70.2099 | 74.5815 | 79.3272 | 83.6742 | 86.8518 | 88.7416 | 90.0939 | 90.5459 | 90.4376 | 89.5641 | 88.27 | 85.6099 | 81.9236 | 78.5137 | 76.3822 | 74.8468 | 2.6216 | 2.2147 | 2.4007 | 2.5637 | 2.9543 | 2.5651 | 2.3569 | 2.4159 | 2.6436 | 2.6714 | 2.7095 | 3.0574 | 2.9921 | 3.1995 | 3.3075 | 3.2257 | 3.064 | 2.7141 | 2.4323 | 2.4155 | 2.3407 | 2.4738 | 2.5418 | 2.5903
Program Specific1-in-2Size: Over 200kWAll2026January Monthly Peak | Program Specific | 1-in-2 | Size: Over 200kW | All | 2026 | January Monthly Peak | 1 | 117.5233 | 114.0401 | 110.6345 | 111.2035 | 120.6138 | 144.7546 | 173.2765 | 188.6106 | 197.2547 | 197.5762 | 198.7766 | 196.8462 | 191.8259 | 190.4729 | 183.2784 | 173.2704 | 164.5268 | 162.1114 | 158.061 | 152.6592 | 147.1232 | 141.0674 | 132.1717 | 125.8838 | 0.6456 | 0.063515 | 0.22443 | -0.093163 | -0.30519 | -1.0968 | -0.005518 | 0.10473 | -0.47664 | -0.38587 | 0.040931 | 0.52049 | 1.0626 | 3.1738 | 10.3052 | 9.6384 | 8.5464 | 7.7433 | 1.5742 | -0.13503 | -0.94242 | -1.0741 | -0.88748 | -1.2977 | 46.5772 | 45.7179 | 45.0007 | 44.5162 | 44.1132 | 43.9975 | 43.7732 | 43.5951 | 43.9619 | 45.8713 | 49.0769 | 51.8879 | 53.7373 | 55.1112 | 56.0155 | 56.5013 | 56.3522 | 54.9256 | 53.0439 | 51.5897 | 50.5019 | 49.512 | 48.666 | 47.7422 | 2.3312 | 1.9811 | 2.1505 | 2.3105 | 2.7206 | 2.3917 | 2.2566 | 2.2969 | 2.4739 | 2.4092 | 2.3739 | 2.6409 | 2.549 | 2.6979 | 2.7618 | 2.6931 | 2.6159 | 2.4329 | 2.2111 | 2.1674 | 2.0475 | 2.1723 | 2.254 | 2.2921
Program Specific1-in-2Size: Over 200kWAll2026February Monthly Peak | Program Specific | 1-in-2 | Size: Over 200kW | All | 2026 | February Monthly Peak | 2 | 118.952 | 115.3387 | 112.1671 | 112.7246 | 121.639 | 145.3034 | 173.0932 | 187.806 | 196.9391 | 198.6254 | 201.2725 | 201.3112 | 197.7525 | 197.6799 | 191.5542 | 180.5464 | 170.3296 | 165.4554 | 162.533 | 156.5603 | 150.7028 | 143.8879 | 134.0441 | 127.3625 | 0.64137 | 0.052502 | 0.22135 | -0.096975 | -0.31199 | -1.1006 | -0.0073086 | 0.10643 | -0.47644 | -0.3858 | 0.043773 | 0.53602 | 1.0988 | 3.2728 | 10.7216 | 10.0106 | 8.8207 | 7.8809 | 1.6214 | -0.13892 | -0.96466 | -1.1009 | -0.90677 | -1.3154 | 49.6796 | 49.3391 | 48.9759 | 48.588 | 48.0959 | 47.7697 | 47.5917 | 47.5268 | 48.102 | 49.8766 | 51.8696 | 53.7264 | 54.4728 | 54.7053 | 54.7588 | 54.2249 | 54.0314 | 53.3591 | 52.1298 | 50.9589 | 49.8556 | 49.2761 | 48.0339 | 46.956 | 2.3523 | 1.9985 | 2.1771 | 2.3408 | 2.739 | 2.3977 | 2.2518 | 2.2833 | 2.4684 | 2.4212 | 2.4034 | 2.6968 | 2.6286 | 2.8041 | 2.8965 | 2.8098 | 2.7081 | 2.4835 | 2.2719 | 2.224 | 2.0978 | 2.2149 | 2.2843 | 2.313
Program Specific1-in-2Size: Over 200kWAll2026March Monthly Peak | Program Specific | 1-in-2 | Size: Over 200kW | All | 2026 | March Monthly Peak | 3 | 121.9627 | 118.0187 | 114.4761 | 114.3487 | 122.6488 | 145.6957 | 174.0018 | 189.0385 | 197.2702 | 198.9803 | 202.1634 | 202.2534 | 199.3168 | 199.2227 | 193.3941 | 183.5796 | 173.3786 | 165.7364 | 162.932 | 161.2492 | 155.7276 | 148.4872 | 138.1355 | 130.8153 | 0.66816 | 0.065713 | 0.22511 | -0.095947 | -0.31354 | -1.0986 | -0.0056051 | 0.10659 | -0.47728 | -0.38468 | 0.046144 | 0.5414 | 1.1112 | 3.3099 | 10.8374 | 10.1881 | 8.9948 | 7.8958 | 1.6269 | -0.14031 | -0.99365 | -1.1292 | -0.93153 | -1.3511 | 49.5208 | 48.5527 | 47.7298 | 47.2616 | 46.9326 | 46.455 | 46.0747 | 46.0921 | 48.0551 | 50.3959 | 52.7994 | 54.7774 | 55.9955 | 56.9644 | 57.3324 | 57.6964 | 57.4504 | 56.7606 | 55.3284 | 53.3779 | 52.0949 | 50.933 | 49.9987 | 49.1291 | 2.4156 | 2.0484 | 2.2222 | 2.3746 | 2.7574 | 2.402 | 2.261 | 2.2969 | 2.4702 | 2.4237 | 2.4126 | 2.7067 | 2.6475 | 2.8195 | 2.9118 | 2.8446 | 2.7419 | 2.4815 | 2.2764 | 2.2908 | 2.1674 | 2.2847 | 2.3531 | 2.375
Program Specific1-in-2Size: Over 200kWAll2026April Monthly Peak | Program Specific | 1-in-2 | Size: Over 200kW | All | 2026 | April Monthly Peak | 4 | 125.1198 | 121.1783 | 117.1441 | 117.1947 | 125.7261 | 148.6552 | 174.3872 | 190.4073 | 200.8665 | 206.285 | 213.1993 | 215.5944 | 215.0884 | 216.4284 | 211.1238 | 200.0858 | 187.7484 | 176.3196 | 167.9461 | 166.4951 | 162.4685 | 154.1439 | 143.1098 | 135.4698 | 0.67132 | 0.058284 | 0.23038 | -0.10139 | -0.33544 | -1.1248 | -0.0061055 | 0.11347 | -0.485 | -0.39582 | 0.056625 | 0.59101 | 1.2167 | 3.5967 | 11.8001 | 11.0783 | 9.7357 | 8.4235 | 1.7109 | -0.10663 | -1.009 | -1.1477 | -0.95226 | -1.393 | 62.6415 | 61.629 | 60.3159 | 59.2798 | 58.4274 | 57.7612 | 57.296 | 57.2034 | 59.4872 | 63.4861 | 67.8413 | 72.0225 | 75.4097 | 77.9018 | 79.2844 | 79.8652 | 79.8802 | 79.3133 | 77.7093 | 75.0408 | 71.2482 | 68.4723 | 66.2025 | 64.0469 | 2.4692 | 2.0974 | 2.2698 | 2.4299 | 2.8178 | 2.4458 | 2.2577 | 2.3037 | 2.5047 | 2.5057 | 2.5379 | 2.8727 | 2.8496 | 3.0549 | 3.1749 | 3.0934 | 2.954 | 2.6215 | 2.3337 | 2.3538 | 2.2568 | 2.3703 | 2.4345 | 2.4548
Program Specific1-in-2Size: Over 200kWAll2026May Monthly Peak | Program Specific | 1-in-2 | Size: Over 200kW | All | 2026 | May Monthly Peak | 5 | 125.2875 | 121.4027 | 117.5669 | 117.7353 | 126.8172 | 150.2414 | 174.9623 | 193.726 | 205.5703 | 211.9954 | 219.0431 | 221.0145 | 219.6464 | 220.6388 | 215.171 | 203.291 | 190.3928 | 178.1109 | 169.2396 | 165.5472 | 163.3137 | 155.3251 | 144.4087 | 137.1512 | 0.68961 | 0.069382 | 0.23648 | -0.099114 | -0.33324 | -1.1293 | -0.0013115 | 0.11725 | -0.49454 | -0.41115 | 0.054581 | 0.59899 | 1.2327 | 3.6816 | 12.0728 | 11.3021 | 9.9199 | 8.5537 | 1.7319 | -0.098741 | -1.0042 | -1.146 | -0.95095 | -1.4016 | 62.5554 | 61.9342 | 61.2956 | 60.4788 | 59.7352 | 59.301 | 59.1795 | 59.6066 | 61.1681 | 64.4917 | 68.5039 | 72.357 | 76.0199 | 78.6357 | 79.7587 | 80.3573 | 80.3914 | 79.0277 | 76.8911 | 74.0811 | 70.3353 | 67.19 | 65.3562 | 64.0291 | 2.4815 | 2.1061 | 2.2816 | 2.4419 | 2.8407 | 2.4716 | 2.265 | 2.3438 | 2.5605 | 2.5736 | 2.6073 | 2.9514 | 2.9124 | 3.115 | 3.2336 | 3.1389 | 2.9921 | 2.6437 | 2.3503 | 2.336 | 2.2658 | 2.3913 | 2.4601 | 2.4944
Program Specific1-in-2Size: Over 200kWAll2026June Monthly Peak | Program Specific | 1-in-2 | Size: Over 200kW | All | 2026 | June Monthly Peak | 6 | 133.9007 | 129.6943 | 125.4402 | 125.5934 | 134.2327 | 156.578 | 181.1529 | 199.8444 | 211.656 | 218.51 | 226.0594 | 227.3214 | 223.3227 | 223.6592 | 218.159 | 208.9507 | 197.2637 | 185.0988 | 177.3712 | 172.6869 | 170.9708 | 163.256 | 151.5625 | 144.3985 | 0.34681 | -0.075533 | 0.058877 | -0.3004 | -0.60502 | -1.2366 | -0.31347 | -0.2388 | -0.45974 | -0.26205 | -0.20918 | 0.33919 | 1.0781 | 3.6949 | 12.1849 | 11.6829 | 10.4077 | 9.0629 | 2.3432 | 0.1148 | -0.79763 | -1.0343 | -1.0599 | -1.449 | 67.289 | 66.3712 | 65.4433 | 64.3806 | 63.6391 | 62.8981 | 62.2448 | 62.956 | 65.7351 | 70.2868 | 75.1513 | 79.4783 | 82.1758 | 83.7308 | 85.2477 | 85.8142 | 86.2561 | 85.5578 | 84.4071 | 81.6278 | 77.814 | 73.6474 | 71.3316 | 69.6524 | 2.5726 | 2.1794 | 2.3538 | 2.5066 | 2.8797 | 2.4768 | 2.2515 | 2.3187 | 2.5319 | 2.5515 | 2.5895 | 2.9148 | 2.8406 | 3.0249 | 3.1271 | 3.0731 | 2.9508 | 2.6257 | 2.3652 | 2.3388 | 2.2837 | 2.4242 | 2.4883 | 2.5342
Program Specific1-in-2Size: Over 200kWAll2026July Monthly Peak | Program Specific | 1-in-2 | Size: Over 200kW | All | 2026 | July Monthly Peak | 7 | 138.1668 | 133.9985 | 130.6457 | 130.7199 | 140.2159 | 164.4087 | 190.3493 | 208.8892 | 221.2691 | 229.6101 | 237.7893 | 239.0224 | 235.3753 | 236.0506 | 230.6544 | 221.2824 | 209.4185 | 196.8535 | 187.0954 | 181.8325 | 179.3419 | 171.049 | 158.7038 | 150.7302 | -0.57838 | -0.47732 | -0.4235 | -0.71198 | -1.1249 | -1.4415 | -1.07 | -1.1786 | -0.38691 | 0.054124 | -0.84394 | -0.42867 | 0.52634 | 3.6361 | 12.5173 | 12.2958 | 11.1261 | 9.8446 | 3.4967 | 0.37588 | -0.38019 | -0.75186 | -1.2975 | -1.4645 | 74.298 | 73.32 | 72.5502 | 71.8277 | 71.1069 | 70.3982 | 69.9488 | 70.6884 | 73.4049 | 77.0447 | 80.8853 | 84.5822 | 87.2103 | 88.8571 | 90.2366 | 90.7276 | 90.1221 | 89.1078 | 88.3477 | 86.8808 | 84.1848 | 80.6864 | 78.241 | 76.4913 | 2.5973 | 2.2006 | 2.3976 | 2.5473 | 2.9338 | 2.5373 | 2.3068 | 2.3629 | 2.581 | 2.6158 | 2.6572 | 2.9911 | 2.9146 | 3.1072 | 3.2097 | 3.1558 | 3.0318 | 2.7096 | 2.4287 | 2.3985 | 2.3379 | 2.4822 | 2.5474 | 2.5896
Program Specific1-in-2Size: Over 200kWAll2026August Monthly Peak | Program Specific | 1-in-2 | Size: Over 200kW | All | 2026 | August Monthly Peak | 8 | 140.8784 | 136.288 | 132.2466 | 132.9356 | 142.6292 | 167.9468 | 196.443 | 215.99 | 229.8973 | 238.7368 | 247.3889 | 249.5472 | 246.4524 | 247.6658 | 241.6683 | 229.9457 | 215.5738 | 201.0945 | 190.6812 | 186.1405 | 182.3132 | 173.0542 | 160.7798 | 153.0962 | -0.63157 | -0.52301 | -0.46499 | -0.72023 | -1.1346 | -1.5262 | -1.1525 | -1.2714 | -0.39222 | 0.079751 | -0.8662 | -0.49555 | 0.48224 | 3.7277 | 13.005 | 12.6693 | 11.3405 | 9.9562 | 3.4835 | 0.27164 | -0.45693 | -0.79493 | -1.3402 | -1.492 | 74.2061 | 72.8467 | 71.6969 | 70.9725 | 70.32 | 69.55 | 69.2012 | 69.0328 | 71.0878 | 75.99 | 81.2175 | 85.8157 | 89.0777 | 90.999 | 92.2277 | 92.621 | 92.5891 | 91.8987 | 90.1018 | 86.7863 | 82.3204 | 79.2231 | 77.4047 | 75.9808 | 2.6441 | 2.2336 | 2.423 | 2.5877 | 2.9826 | 2.5896 | 2.3793 | 2.4442 | 2.6834 | 2.7205 | 2.7648 | 3.1227 | 3.0561 | 3.266 | 3.3731 | 3.2877 | 3.121 | 2.7624 | 2.4719 | 2.452 | 2.3739 | 2.5083 | 2.576 | 2.6246
Program Specific1-in-2Size: Over 200kWAll2026September Monthly Peak | Program Specific | 1-in-2 | Size: Over 200kW | All | 2026 | September Monthly Peak | 9 | 138.768 | 134.9757 | 131.2098 | 131.8805 | 142.021 | 167.2387 | 197.3501 | 217.7088 | 234.9811 | 245.0847 | 254.0807 | 256.3614 | 252.879 | 254.196 | 247.4744 | 233.7495 | 217.6002 | 202.0649 | 191.8271 | 189.4533 | 182.1563 | 172.9115 | 159.4187 | 151.3912 | -0.47295 | -0.42151 | -0.36999 | -0.65015 | -1.0476 | -1.4483 | -1.0441 | -1.1956 | -0.44151 | -0.016865 | -0.86065 | -0.4701 | 0.5044 | 3.8335 | 13.2842 | 12.8408 | 11.4342 | 9.975 | 3.3958 | 0.27354 | -0.46656 | -0.79447 | -1.2811 | -1.4649 | 72.9555 | 71.8843 | 71.0658 | 70.3468 | 69.6534 | 68.9439 | 68.7154 | 68.6413 | 70.612 | 75.0047 | 80.055 | 84.8204 | 88.9431 | 91.3794 | 92.6636 | 93.0209 | 92.783 | 91.692 | 90.2234 | 87.1446 | 83.3753 | 80.4979 | 78.5516 | 77.2626 | 2.6002 | 2.2087 | 2.401 | 2.5644 | 2.9739 | 2.5769 | 2.3913 | 2.4657 | 2.7485 | 2.7982 | 2.8412 | 3.2073 | 3.138 | 3.3571 | 3.4699 | 3.358 | 3.1646 | 2.7825 | 2.4865 | 2.4931 | 2.3683 | 2.502 | 2.5516 | 2.5934
Program Specific1-in-2Size: Over 200kWAll2026October Monthly Peak | Program Specific | 1-in-2 | Size: Over 200kW | All | 2026 | October Monthly Peak | 10 | 132.9347 | 128.8613 | 124.3772 | 124.1206 | 133.1835 | 157.0306 | 186.069 | 202.5331 | 215.5172 | 224.2194 | 233.232 | 237.0246 | 236.2347 | 237.921 | 232.1057 | 219.0881 | 203.7133 | 190.202 | 184.6777 | 179.018 | 171.32 | 162.4213 | 150.5914 | 142.5456 | 0.5665 | 0.022616 | 0.17169 | -0.19437 | -0.46628 | -1.196 | -0.14943 | -0.055953 | -0.50706 | -0.37168 | -0.084035 | 0.49954 | 1.2294 | 3.9339 | 12.9448 | 12.1769 | 10.6606 | 9.2132 | 2.168 | 0.030221 | -0.91395 | -1.1079 | -1.0105 | -1.4428 | 65.5439 | 64.6087 | 63.7946 | 62.9249 | 62.1854 | 61.5851 | 61.093 | 61.0535 | 62.1026 | 65.6397 | 71.0893 | 77.1142 | 82.6134 | 85.7961 | 86.5654 | 87.1009 | 87.1811 | 86.2022 | 83.4518 | 78.7181 | 75.2499 | 72.6681 | 70.5832 | 69.0169 | 2.5882 | 2.1947 | 2.3667 | 2.5207 | 2.9212 | 2.5306 | 2.3616 | 2.4026 | 2.6357 | 2.6739 | 2.723 | 3.0979 | 3.0695 | 3.2909 | 3.417 | 3.3149 | 3.1281 | 2.7612 | 2.508 | 2.4704 | 2.3298 | 2.4505 | 2.5141 | 2.5419
Program Specific1-in-2Size: Over 200kWAll2026November Monthly Peak | Program Specific | 1-in-2 | Size: Over 200kW | All | 2026 | November Monthly Peak | 11 | 124.5978 | 120.87 | 117.0022 | 116.919 | 125.8623 | 148.9867 | 174.3562 | 189.7743 | 200.1144 | 205.4757 | 211.4845 | 213.158 | 211.5059 | 212.1803 | 205.7882 | 194.0439 | 183.3438 | 177.7292 | 169.9758 | 163.5138 | 157.1293 | 149.413 | 139.4899 | 132.9018 | 0.70304 | 0.084948 | 0.25229 | -0.094932 | -0.32606 | -1.12 | -0.00014768 | 0.1165 | -0.48139 | -0.39863 | 0.054105 | 0.58043 | 1.1947 | 3.5503 | 11.5646 | 10.8019 | 9.5587 | 8.5417 | 1.734 | -0.10016 | -0.96931 | -1.1076 | -0.91715 | -1.3593 | 58.9535 | 58.0059 | 57.4396 | 56.7595 | 55.7428 | 54.8486 | 54.8861 | 54.7796 | 57.4947 | 61.2714 | 65.9485 | 70.5517 | 73.4009 | 74.9757 | 76.0605 | 75.8804 | 74.023 | 70.9746 | 67.879 | 65.7121 | 64.1883 | 63.2995 | 62.3832 | 61.7272 | 2.4773 | 2.1031 | 2.2787 | 2.4243 | 2.8153 | 2.4537 | 2.2611 | 2.2974 | 2.4941 | 2.4929 | 2.515 | 2.8442 | 2.7995 | 2.9903 | 3.0829 | 2.9915 | 2.8812 | 2.6401 | 2.3627 | 2.3078 | 2.1805 | 2.3006 | 2.3782 | 2.4213
Program Specific1-in-2Size: Over 200kWAll2026December Monthly Peak | Program Specific | 1-in-2 | Size: Over 200kW | All | 2026 | December Monthly Peak | 12 | 119.3348 | 115.5044 | 111.9992 | 111.7487 | 120.3395 | 143.2633 | 170.084 | 183.9573 | 192.2766 | 194.7216 | 197.2028 | 196.2578 | 192.8155 | 192.4064 | 186.1707 | 176.4794 | 169.2485 | 165.5671 | 159.7173 | 154.3505 | 148.8365 | 142.4403 | 132.8889 | 126.1746 | 0.66784 | 0.074952 | 0.24124 | -0.090583 | -0.30454 | -1.0768 | 0.0032653 | 0.11164 | -0.4628 | -0.37938 | 0.045071 | 0.52558 | 1.0736 | 3.2016 | 10.448 | 9.8087 | 8.7963 | 7.9291 | 1.6114 | -0.1171 | -0.94 | -1.0766 | -0.89 | -1.2989 | 50.6816 | 49.8195 | 49.1802 | 48.6884 | 48.1085 | 47.5342 | 47.2824 | 47.192 | 47.8212 | 51.0785 | 54.8543 | 58.0413 | 60.1215 | 61.3002 | 62.0166 | 62.3139 | 61.7486 | 59.5354 | 56.7943 | 54.6415 | 52.9456 | 51.1221 | 49.4652 | 48.1197 | 2.372 | 2.0091 | 2.1826 | 2.3195 | 2.7021 | 2.3629 | 2.2082 | 2.2311 | 2.4013 | 2.3678 | 2.3499 | 2.6266 | 2.561 | 2.7236 | 2.8056 | 2.7391 | 2.6803 | 2.4712 | 2.2263 | 2.1856 | 2.0693 | 2.1929 | 2.2662 | 2.2984
Program Specific1-in-2Size: Over 200kWAll2026Typical Event Day | Program Specific | 1-in-2 | Size: Over 200kW | All | 2026 | Typical Event Day | 8 | 140.1014 | 135.5204 | 131.3893 | 132.0366 | 141.6365 | 166.7704 | 195.062 | 213.977 | 226.9884 | 234.9349 | 242.9451 | 244.8597 | 241.6991 | 242.9621 | 237.171 | 225.7606 | 211.7468 | 197.7666 | 187.9968 | 183.6978 | 180.1653 | 171.1341 | 159.0814 | 151.5678 | -0.33148 | -0.3766 | -0.29666 | -0.60412 | -0.99373 | -1.4325 | -0.89915 | -0.96505 | -0.42461 | -0.038379 | -0.68974 | -0.24123 | 0.6782 | 3.7793 | 12.9175 | 12.5159 | 11.188 | 9.8002 | 3.2081 | 0.28288 | -0.5193 | -0.84205 | -1.2491 | -1.4822 | 72.1872 | 71.1055 | 70.1891 | 69.3819 | 68.6799 | 67.9476 | 67.5275 | 67.8296 | 70.2099 | 74.5815 | 79.3272 | 83.6742 | 86.8518 | 88.7416 | 90.0939 | 90.5459 | 90.4376 | 89.5641 | 88.27 | 85.6099 | 81.9236 | 78.5137 | 76.3822 | 74.8468 | 2.6216 | 2.2147 | 2.4007 | 2.5637 | 2.9543 | 2.5651 | 2.3569 | 2.4159 | 2.6436 | 2.6714 | 2.7095 | 3.0574 | 2.9921 | 3.1995 | 3.3075 | 3.2257 | 3.064 | 2.7141 | 2.4323 | 2.4155 | 2.3407 | 2.4738 | 2.5418 | 2.5903
Program Specific1-in-10Size: Over 200kWOrange County2015January Monthly Peak | Program Specific | 1-in-10 | Size: Over 200kW | Orange County | 2015 | January Monthly Peak | 1 | 113.1422 | 109.324 | 105.8928 | 106.7014 | 118.7445 | 150.1724 | 178.8216 | 192.3717 | 201.4357 | 200.2912 | 201.3094 | 200.6351 | 197.6981 | 192.2391 | 184.0815 | 171.328 | 160.2246 | 157.163 | 152.9446 | 148.9717 | 143.8618 | 138.0653 | 129.4233 | 123.3828 | 3.2056 | 2.4612 | 2.0532 | 0.41631 | 0.11476 | 0.73961 | 1.7866 | 1.6504 | -0.10032 | -0.81232 | 0.085304 | 0.79675 | 1.8971 | 6.1011 | 14.7908 | 13.4145 | 12.9356 | 11.9692 | 3.0807 | 1.6389 | 0.38231 | 0.25526 | 0.59718 | -0.28915 | 42.0665 | 42.0014 | 41.2784 | 40.6432 | 40.1352 | 39.7478 | 39.4765 | 39.1888 | 39.7663 | 42.0755 | 44.2316 | 46.2985 | 47.6978 | 48.7573 | 49.7873 | 50.0794 | 49.5186 | 48.2343 | 46.4361 | 45.7299 | 45.077 | 44.995 | 44.714 | 44.3081 | 4.8475 | 3.9088 | 4.1942 | 3.7749 | 3.4365 | 3.8378 | 3.2851 | 3.0306 | 3.1859 | 3.398 | 3.6615 | 4.4154 | 3.7283 | 3.6467 | 3.0506 | 2.7667 | 2.4122 | 2.8584 | 3.2474 | 2.9928 | 3.1835 | 3.8011 | 3.9673 | 4.3479
Program Specific1-in-10Size: Over 200kWOrange County2015February Monthly Peak | Program Specific | 1-in-10 | Size: Over 200kW | Orange County | 2015 | February Monthly Peak | 2 | 113.7255 | 109.496 | 106.8912 | 107.9747 | 119.8797 | 150.4645 | 178.0305 | 190.8703 | 199.5562 | 200.4135 | 202.3419 | 203.3649 | 201.7045 | 198.29 | 191.2201 | 178.219 | 166.0168 | 160.2821 | 157.0065 | 152.3856 | 146.907 | 139.8274 | 129.8878 | 123.1316 | 3.2222 | 2.4651 | 2.0725 | 0.42128 | 0.11585 | 0.74105 | 1.7787 | 1.6376 | -0.099381 | -0.81281 | 0.085741 | 0.80759 | 1.9355 | 6.2931 | 15.3644 | 13.9541 | 13.4033 | 12.2067 | 3.1625 | 1.6765 | 0.3904 | 0.25852 | 0.59933 | -0.28856 | 47.9325 | 47.7272 | 47.4543 | 46.9501 | 46.432 | 46.035 | 45.4201 | 46.1773 | 47.0471 | 50.5461 | 53.576 | 56.9238 | 58.9462 | 59.8556 | 60.5794 | 60.8204 | 59.4163 | 58.3983 | 56.5906 | 54.6277 | 53.5461 | 52.23 | 51.1122 | 49.538 | 4.8725 | 3.915 | 4.2338 | 3.82 | 3.4693 | 3.8453 | 3.2706 | 3.007 | 3.1561 | 3.4 | 3.6803 | 4.4755 | 3.8039 | 3.7615 | 3.1689 | 2.878 | 2.4994 | 2.9151 | 3.3337 | 3.0614 | 3.2509 | 3.8497 | 3.9815 | 4.339
Program Specific1-in-10Size: Over 200kWOrange County2015March Monthly Peak | Program Specific | 1-in-10 | Size: Over 200kW | Orange County | 2015 | March Monthly Peak | 3 | 119.4953 | 114.9505 | 111.1401 | 112.5853 | 123.5796 | 153.6217 | 181.6277 | 194.8835 | 204.6984 | 208.4651 | 213.4182 | 216.0487 | 216.8355 | 216.1054 | 209.78 | 196.6431 | 183.3826 | 172.0516 | 165.3601 | 164.4741 | 158.7014 | 150.0823 | 138.6744 | 130.2193 | 3.3856 | 2.5879 | 2.1549 | 0.43927 | 0.11943 | 0.7566 | 1.8146 | 1.672 | -0.10194 | -0.84547 | 0.090435 | 0.85796 | 2.0807 | 6.8585 | 16.8557 | 15.3966 | 14.8053 | 13.103 | 3.3308 | 1.8095 | 0.42174 | 0.27748 | 0.63987 | -0.30517 | 61.5441 | 60.0272 | 58.8015 | 58.3996 | 56.9917 | 56.0931 | 55.5776 | 56.4275 | 59.9313 | 64.5404 | 69.5154 | 74.2173 | 77.5094 | 79.1745 | 79.8808 | 80.5821 | 80.5379 | 79.5865 | 76.9059 | 73.306 | 70.2528 | 67.1533 | 64.7364 | 62.8298 | 5.1197 | 4.11 | 4.4021 | 3.9831 | 3.5764 | 3.9259 | 3.3366 | 3.0702 | 3.2375 | 3.5366 | 3.8818 | 4.7547 | 4.0892 | 4.0994 | 3.4764 | 3.1755 | 2.7609 | 3.1292 | 3.5111 | 3.3043 | 3.5119 | 4.132 | 4.2508 | 4.5888
Program Specific1-in-10Size: Over 200kWOrange County2015April Monthly Peak | Program Specific | 1-in-10 | Size: Over 200kW | Orange County | 2015 | April Monthly Peak | 4 | 121.4176 | 117.0751 | 113.3951 | 115.286 | 126.4751 | 156.7354 | 183.3755 | 199.0691 | 212.0167 | 219.789 | 227.5334 | 231.6301 | 232.7966 | 231.7903 | 224.7574 | 211.1439 | 196.9572 | 184.0389 | 173.3159 | 172.6548 | 167.1943 | 157.851 | 144.9588 | 135.5302 | 1.6284 | 1.3048 | 0.9806 | -0.20964 | -0.63063 | -0.39555 | 0.36221 | 0.59754 | 0.35222 | 0.22524 | -0.081191 | 0.36873 | 1.8587 | 6.686 | 17.7021 | 16.2547 | 15.2656 | 13.6195 | 3.9891 | 1.1095 | -0.057092 | -0.1418 | -0.095683 | -0.53861 | 72.2809 | 70.2706 | 68.5193 | 66.688 | 65.7556 | 65.0297 | 64.3363 | 64.5128 | 67.6899 | 73.4009 | 79.8299 | 85.7586 | 89.6467 | 91.6464 | 92.4071 | 93.0077 | 92.9835 | 92.1457 | 90.5663 | 86.9826 | 81.9031 | 77.8259 | 75.0252 | 72.7426 | 4.9395 | 3.9747 | 4.2647 | 3.8727 | 3.4755 | 3.8033 | 3.1987 | 2.9778 | 3.1839 | 3.5405 | 3.9296 | 4.8402 | 4.1686 | 4.175 | 3.5366 | 3.2375 | 2.8156 | 3.1783 | 3.4942 | 3.2935 | 3.5131 | 4.1265 | 4.2192 | 4.5348
Program Specific1-in-10Size: Over 200kWOrange County2015May Monthly Peak | Program Specific | 1-in-10 | Size: Over 200kW | Orange County | 2015 | May Monthly Peak | 5 | 123.5425 | 118.9147 | 115.0038 | 117.0367 | 129.025 | 160.2607 | 185.6587 | 204.3565 | 220.5317 | 229.8972 | 238.8225 | 242.8424 | 243.8081 | 242.8943 | 235.8373 | 221.1654 | 205.8846 | 191.7307 | 180.2559 | 176.8491 | 173.2575 | 163.8726 | 150.147 | 141.3722 | 0.72662 | 0.64311 | 0.37112 | -0.55067 | -1.0309 | -1.0069 | -0.3843 | 0.03818 | 0.60667 | 0.82503 | -0.1793 | 0.094995 | 1.7484 | 6.6518 | 18.3858 | 16.8795 | 15.6222 | 13.9803 | 4.4103 | 0.72816 | -0.32137 | -0.3744 | -0.49875 | -0.67815 | 73.2309 | 71.7115 | 69.9508 | 69.2751 | 68.5934 | 67.5201 | 66.9969 | 67.5174 | 71.7608 | 78.3013 | 84.0132 | 88.4996 | 91.2435 | 93.3652 | 94.8038 | 95.7002 | 95.7882 | 94.5166 | 92.2825 | 89.5213 | 86.0557 | 82.1631 | 79.1412 | 76.8477 | 4.9803 | 4.0005 | 4.2859 | 3.8959 | 3.5133 | 3.8536 | 3.2091 | 3.0292 | 3.2818 | 3.6697 | 4.0871 | 5.0285 | 4.3262 | 4.3353 | 3.6773 | 3.3604 | 2.9165 | 3.281 | 3.6012 | 3.3429 | 3.6074 | 4.245 | 4.3305 | 4.6874
Program Specific1-in-10Size: Over 200kWOrange County2015June Monthly Peak | Program Specific | 1-in-10 | Size: Over 200kW | Orange County | 2015 | June Monthly Peak | 6 | 134.2054 | 129.4058 | 124.0848 | 126.1312 | 136.5721 | 165.2474 | 191.2368 | 209.1921 | 223.3767 | 231.5914 | 238.5357 | 240.8643 | 238.8503 | 237.1102 | 230.7837 | 220.0701 | 206.5623 | 192.9202 | 184.3778 | 181.0891 | 178.3707 | 170.243 | 156.6842 | 148.5642 | 0.70848 | 0.64045 | 0.3466 | -0.6226 | -1.1241 | -1.0879 | -0.45775 | -0.0080328 | 0.63397 | 0.87862 | -0.1866 | 0.07108 | 1.6973 | 6.4657 | 17.977 | 16.7843 | 15.6467 | 14.0502 | 4.5325 | 0.71216 | -0.35246 | -0.40784 | -0.55383 | -0.72243 | 74.633 | 73.0678 | 71.6171 | 70.4478 | 69.1507 | 68.2274 | 67.9712 | 68.8453 | 72.0972 | 77.0257 | 82.429 | 87.0764 | 90.3985 | 92.9673 | 94.7441 | 95.4119 | 95.7228 | 95.1126 | 93.6689 | 91.4014 | 87.4229 | 83.0508 | 80.3122 | 78.2313 | 5.4091 | 4.3526 | 4.6234 | 4.1978 | 3.7181 | 3.9727 | 3.3049 | 3.1003 | 3.3235 | 3.6961 | 4.0814 | 4.9866 | 4.2374 | 4.2313 | 3.5978 | 3.3431 | 2.9255 | 3.3008 | 3.6828 | 3.4224 | 3.7132 | 4.4092 | 4.5182 | 4.9249
Program Specific1-in-10Size: Over 200kWOrange County2015July Monthly Peak | Program Specific | 1-in-10 | Size: Over 200kW | Orange County | 2015 | July Monthly Peak | 7 | 137.3604 | 132.1362 | 128.064 | 129.8989 | 141.2523 | 171.9138 | 198.6727 | 214.6934 | 227.5377 | 235.5355 | 242.1207 | 244.2615 | 243.0577 | 241.0649 | 235.766 | 225.869 | 213.1281 | 200.2799 | 191.6846 | 187.0402 | 182.933 | 174.9527 | 161.6529 | 153.2945 | -0.11531 | 0.038009 | -0.20634 | -0.94588 | -1.5074 | -1.6569 | -1.1286 | -0.49929 | 0.84725 | 1.3843 | -0.2669 | -0.16623 | 1.5666 | 6.2876 | 18.2116 | 17.1049 | 15.862 | 14.4093 | 4.938 | 0.38465 | -0.58643 | -0.6162 | -0.92101 | -0.84793 | 76.3536 | 75.2551 | 74.1307 | 73.0921 | 72.245 | 71.6986 | 71.4968 | 71.8456 | 74.8896 | 79.7778 | 84.5527 | 88.9866 | 91.9643 | 93.7705 | 95.534 | 95.9876 | 96.4173 | 95.2676 | 93.4303 | 91.4762 | 88.2711 | 84.8342 | 82.4759 | 80.786 | 5.5509 | 4.4562 | 4.7844 | 4.3346 | 3.8558 | 4.144 | 3.4425 | 3.1902 | 3.3943 | 3.769 | 4.1538 | 5.0703 | 4.3235 | 4.3132 | 3.6852 | 3.4403 | 3.0265 | 3.4358 | 3.8389 | 3.5443 | 3.8183 | 4.5432 | 4.6738 | 5.0952
Program Specific1-in-10Size: Over 200kWOrange County2015August Monthly Peak | Program Specific | 1-in-10 | Size: Over 200kW | Orange County | 2015 | August Monthly Peak | 8 | 140.6 | 134.6015 | 130.2217 | 132.5028 | 144.2522 | 176.1583 | 206.0352 | 224.0176 | 239.5764 | 249.4154 | 257.318 | 260.5712 | 260.1655 | 258.6956 | 252.4351 | 239.8124 | 224.8791 | 209.9209 | 199.1956 | 195.2288 | 190.1215 | 179.5108 | 165.4389 | 157.2436 | -1.4887 | -0.96103 | -1.1237 | -1.46 | -2.1004 | -2.5551 | -2.2494 | -1.3374 | 1.2301 | 2.2938 | -0.41489 | -0.58239 | 1.403 | 6.2586 | 19.2372 | 17.955 | 16.2624 | 14.8075 | 5.5056 | -0.18211 | -0.982 | -0.95446 | -1.5127 | -1.0373 | 79.4782 | 78.2646 | 77.2528 | 76.3774 | 75.7738 | 75.1347 | 74.6943 | 74.8871 | 78.0047 | 82.2971 | 87.0359 | 91.8937 | 95.6212 | 98.5268 | 100.0726 | 100.3988 | 99.9077 | 98.3701 | 97.0234 | 94.3596 | 90.4066 | 86.8847 | 84.3697 | 82.6153 | 5.802 | 4.6353 | 4.9678 | 4.515 | 4.0209 | 4.3361 | 3.6456 | 3.3992 | 3.6495 | 4.0755 | 4.5078 | 5.5232 | 4.7256 | 4.7266 | 4.0292 | 3.73 | 3.2609 | 3.6773 | 4.0737 | 3.7777 | 4.0522 | 4.7601 | 4.8844 | 5.337
Program Specific1-in-10Size: Over 200kWOrange County2015September Monthly Peak | Program Specific | 1-in-10 | Size: Over 200kW | Orange County | 2015 | September Monthly Peak | 9 | 139.4872 | 134.2681 | 130.326 | 132.3092 | 144.3086 | 176.1845 | 207.0404 | 226.6888 | 245.4993 | 256.3118 | 265.7475 | 270.1494 | 270.6209 | 269.0677 | 261.5903 | 246.8845 | 230.5759 | 214.3129 | 203.3492 | 202.1661 | 192.8587 | 182.0809 | 167.4155 | 158.2352 | -2.0515 | -1.38 | -1.511 | -1.6668 | -2.3384 | -2.9177 | -2.7185 | -1.7023 | 1.4068 | 2.7166 | -0.48574 | -0.78123 | 1.339 | 6.2948 | 19.8202 | 18.395 | 16.469 | 14.9899 | 5.7817 | -0.44391 | -1.1558 | -1.1062 | -1.7745 | -1.1151 | 81.8217 | 80.4938 | 79.3408 | 78.6727 | 77.5573 | 76.6587 | 76.225 | 76.2598 | 78.5129 | 83.0038 | 88.1845 | 93.511 | 97.5451 | 99.9146 | 101.0718 | 100.8577 | 100.3359 | 99.4767 | 97.7076 | 94.7135 | 91.0503 | 87.7304 | 85.113 | 83.2435 | 5.8403 | 4.6915 | 5.0445 | 4.5744 | 4.0813 | 4.4001 | 3.717 | 3.49 | 3.7944 | 4.2494 | 4.7236 | 5.81 | 4.9874 | 4.988 | 4.2364 | 3.8961 | 3.3924 | 3.8092 | 4.2194 | 3.9691 | 4.1707 | 4.8989 | 5.0151 | 5.4492
Program Specific1-in-10Size: Over 200kWOrange County2015October Monthly Peak | Program Specific | 1-in-10 | Size: Over 200kW | Orange County | 2015 | October Monthly Peak | 10 | 131.585 | 126.6743 | 121.3377 | 122.1478 | 133.8362 | 164.6147 | 193.8792 | 209.8284 | 225.7441 | 235.422 | 245.7005 | 250.5457 | 251.8664 | 251.7218 | 244.4594 | 229.529 | 213.3054 | 199.1777 | 193.0617 | 188.5271 | 178.1382 | 167.96 | 155.2763 | 145.8759 | 0.49125 | 0.47776 | 0.20392 | -0.67532 | -1.1841 | -1.2108 | -0.62506 | -0.1293 | 0.69119 | 1.0171 | -0.21207 | 0.012185 | 1.7478 | 6.7887 | 19.0021 | 17.4745 | 16.0862 | 14.4615 | 4.8035 | 0.65206 | -0.40734 | -0.45017 | -0.6337 | -0.734 | 76.2921 | 75.8283 | 75.4123 | 73.8107 | 72.8709 | 72.1962 | 71.4158 | 71.0474 | 72.1044 | 75.4945 | 79.864 | 84.6295 | 88.4635 | 91.5831 | 93.1676 | 93.6887 | 93.1006 | 91.4872 | 89.175 | 85.9933 | 82.3509 | 79.7952 | 78.1129 | 76.5255 | 5.3029 | 4.2602 | 4.5206 | 4.0647 | 3.6432 | 3.9571 | 3.3502 | 3.1093 | 3.3583 | 3.7568 | 4.2035 | 5.1864 | 4.4678 | 4.4915 | 3.8106 | 3.4864 | 3.0207 | 3.4074 | 3.8558 | 3.5626 | 3.7079 | 4.3496 | 4.4771 | 4.8352
Program Specific1-in-10Size: Over 200kWOrange County2015November Monthly Peak | Program Specific | 1-in-10 | Size: Over 200kW | Orange County | 2015 | November Monthly Peak | 11 | 122.2655 | 117.8523 | 114.3134 | 115.6068 | 126.9419 | 156.1418 | 181.6726 | 195.7397 | 207.2737 | 213.2684 | 219.2392 | 221.0671 | 220.87 | 219.5384 | 212.457 | 198.5696 | 185.8715 | 179.885 | 171.2205 | 165.9326 | 158.9611 | 151.0229 | 140.258 | 132.9324 | 3.4641 | 2.6532 | 2.2164 | 0.45106 | 0.12268 | 0.76901 | 1.8151 | 1.6793 | -0.10322 | -0.86495 | 0.092901 | 0.87789 | 2.1194 | 6.9675 | 17.0708 | 15.5475 | 15.0062 | 13.6996 | 3.4488 | 1.8255 | 0.42243 | 0.27922 | 0.64718 | -0.31153 | 63.6154 | 62.6147 | 62.0614 | 60.9878 | 59.7433 | 58.7549 | 59.0192 | 59.3957 | 61.4848 | 65.5252 | 70.8358 | 75.3392 | 78.217 | 79.8868 | 80.8796 | 80.8917 | 79.8274 | 77.4428 | 74.6419 | 72.2011 | 70.1031 | 68.2907 | 66.7365 | 66.0474 | 5.2384 | 4.2137 | 4.5277 | 4.09 | 3.6737 | 3.9904 | 3.3375 | 3.0837 | 3.2782 | 3.6181 | 3.9876 | 4.8651 | 4.1653 | 4.1645 | 3.5208 | 3.2066 | 2.7983 | 3.2717 | 3.6355 | 3.3336 | 3.5176 | 4.1579 | 4.2994 | 4.6844
Program Specific1-in-10Size: Over 200kWOrange County2015December Monthly Peak | Program Specific | 1-in-10 | Size: Over 200kW | Orange County | 2015 | December Monthly Peak | 12 | 115.6421 | 111.3339 | 108.4594 | 108.6779 | 120.0255 | 149.6277 | 177.063 | 189.2302 | 197.6535 | 198.1501 | 199.6426 | 198.0139 | 194.7015 | 190.5493 | 182.9949 | 171.73 | 162.9997 | 160.0291 | 154.5296 | 150.569 | 144.858 | 139.0295 | 129.7931 | 123.6252 | 3.2765 | 2.5065 | 2.1029 | 0.42402 | 0.11599 | 0.73693 | 1.769 | 1.6235 | -0.098434 | -0.80363 | 0.084597 | 0.78635 | 1.8683 | 6.0475 | 14.7035 | 13.446 | 13.1597 | 12.1874 | 3.1126 | 1.6565 | 0.38495 | 0.25705 | 0.59889 | -0.28972 | 44.0117 | 43.3735 | 42.7042 | 42.7551 | 42.2887 | 41.5081 | 41.4683 | 41.4086 | 42.2396 | 44.198 | 46.5096 | 48.5473 | 49.5475 | 50.0927 | 50.6564 | 51.0605 | 50.5116 | 49.2244 | 47.3916 | 46.3839 | 45.5949 | 44.7184 | 44.0998 | 43.5316 | 4.9546 | 3.9807 | 4.2959 | 3.8448 | 3.4736 | 3.8239 | 3.2528 | 2.9811 | 3.126 | 3.3616 | 3.6312 | 4.3578 | 3.6718 | 3.6146 | 3.0326 | 2.7732 | 2.454 | 2.9105 | 3.2811 | 3.0249 | 3.2056 | 3.8277 | 3.9786 | 4.3564
Program Specific1-in-10Size: Over 200kWOrange County2015Typical Event Day | Program Specific | 1-in-10 | Size: Over 200kW | Orange County | 2015 | Typical Event Day | 8 | 139.9459 | 133.9372 | 129.5496 | 131.8318 | 143.4941 | 175.2102 | 204.9093 | 222.2541 | 237.0453 | 246.0259 | 253.1305 | 255.9089 | 255.239 | 253.8518 | 247.6778 | 235.3052 | 220.7033 | 206.1813 | 196.1476 | 192.405 | 187.6831 | 177.3654 | 163.5684 | 155.6265 | -0.72969 | -0.40787 | -0.6167 | -1.181 | -1.7817 | -2.0713 | -1.6455 | -0.88032 | 1.0327 | 1.8124 | -0.33697 | -0.35266 | 1.5245 | 6.4059 | 19.0163 | 17.7289 | 16.217 | 14.7037 | 5.2183 | 0.1376 | -0.76667 | -0.76755 | -1.1848 | -0.93522 | 78.0716 | 76.7703 | 75.5854 | 74.6475 | 73.6817 | 72.9298 | 72.5968 | 72.9595 | 75.8761 | 80.5261 | 85.5505 | 90.3669 | 93.8823 | 96.2948 | 97.8556 | 98.164 | 98.0959 | 97.0568 | 95.4576 | 92.9877 | 89.2877 | 85.625 | 83.0677 | 81.219 | 5.6948 | 4.5483 | 4.8735 | 4.4297 | 3.9442 | 4.2528 | 3.5753 | 3.3255 | 3.5608 | 3.9642 | 4.3729 | 5.349 | 4.5717 | 4.5736 | 3.8983 | 3.609 | 3.1559 | 3.5616 | 3.9556 | 3.6713 | 3.9447 | 4.6379 | 4.7621 | 5.2087
Program Specific1-in-10Size: Over 200kWOrange County2016January Monthly Peak | Program Specific | 1-in-10 | Size: Over 200kW | Orange County | 2016 | January Monthly Peak | 1 | 113.1422 | 109.324 | 105.8928 | 106.7014 | 118.7445 | 150.1724 | 178.8216 | 192.3717 | 201.4357 | 200.2912 | 201.3094 | 200.6351 | 197.6981 | 192.2391 | 184.0815 | 171.328 | 160.2246 | 157.163 | 152.9446 | 148.9717 | 143.8618 | 138.0653 | 129.4233 | 123.3828 | 3.2056 | 2.4612 | 2.0532 | 0.41631 | 0.11476 | 0.73961 | 1.7866 | 1.6504 | -0.10032 | -0.81232 | 0.085304 | 0.79675 | 1.8971 | 6.1011 | 14.7908 | 13.4145 | 12.9356 | 11.9692 | 3.0807 | 1.6389 | 0.38231 | 0.25526 | 0.59718 | -0.28915 | 42.0665 | 42.0014 | 41.2784 | 40.6432 | 40.1352 | 39.7478 | 39.4765 | 39.1888 | 39.7663 | 42.0755 | 44.2316 | 46.2985 | 47.6978 | 48.7573 | 49.7873 | 50.0794 | 49.5186 | 48.2343 | 46.4361 | 45.7299 | 45.077 | 44.995 | 44.714 | 44.3081 | 4.8475 | 3.9088 | 4.1942 | 3.7749 | 3.4365 | 3.8378 | 3.2851 | 3.0306 | 3.1859 | 3.398 | 3.6615 | 4.4154 | 3.7283 | 3.6467 | 3.0506 | 2.7667 | 2.4122 | 2.8584 | 3.2474 | 2.9928 | 3.1835 | 3.8011 | 3.9673 | 4.3479
Program Specific1-in-10Size: Over 200kWOrange County2016February Monthly Peak | Program Specific | 1-in-10 | Size: Over 200kW | Orange County | 2016 | February Monthly Peak | 2 | 113.7255 | 109.496 | 106.8912 | 107.9747 | 119.8797 | 150.4645 | 178.0305 | 190.8703 | 199.5562 | 200.4135 | 202.3419 | 203.3649 | 201.7045 | 198.29 | 191.2201 | 178.219 | 166.0168 | 160.2821 | 157.0065 | 152.3856 | 146.907 | 139.8274 | 129.8878 | 123.1316 | 3.2222 | 2.4651 | 2.0725 | 0.42128 | 0.11585 | 0.74105 | 1.7787 | 1.6376 | -0.099381 | -0.81281 | 0.085741 | 0.80759 | 1.9355 | 6.2931 | 15.3644 | 13.9541 | 13.4033 | 12.2067 | 3.1625 | 1.6765 | 0.3904 | 0.25852 | 0.59933 | -0.28856 | 47.9325 | 47.7272 | 47.4543 | 46.9501 | 46.432 | 46.035 | 45.4201 | 46.1773 | 47.0471 | 50.5461 | 53.576 | 56.9238 | 58.9462 | 59.8556 | 60.5794 | 60.8204 | 59.4163 | 58.3983 | 56.5906 | 54.6277 | 53.5461 | 52.23 | 51.1122 | 49.538 | 4.8725 | 3.915 | 4.2338 | 3.82 | 3.4693 | 3.8453 | 3.2706 | 3.007 | 3.1561 | 3.4 | 3.6803 | 4.4755 | 3.8039 | 3.7615 | 3.1689 | 2.878 | 2.4994 | 2.9151 | 3.3337 | 3.0614 | 3.2509 | 3.8497 | 3.9815 | 4.339
Program Specific1-in-10Size: Over 200kWOrange County2016March Monthly Peak | Program Specific | 1-in-10 | Size: Over 200kW | Orange County | 2016 | March Monthly Peak | 3 | 119.4953 | 114.9505 | 111.1401 | 112.5853 | 123.5796 | 153.6217 | 181.6277 | 194.8835 | 204.6984 | 208.4651 | 213.4182 | 216.0487 | 216.8355 | 216.1054 | 209.78 | 196.6431 | 183.3826 | 172.0516 | 165.3601 | 164.4741 | 158.7014 | 150.0823 | 138.6744 | 130.2193 | 3.3856 | 2.5879 | 2.1549 | 0.43927 | 0.11943 | 0.7566 | 1.8146 | 1.672 | -0.10194 | -0.84547 | 0.090435 | 0.85796 | 2.0807 | 6.8585 | 16.8557 | 15.3966 | 14.8053 | 13.103 | 3.3308 | 1.8095 | 0.42174 | 0.27748 | 0.63987 | -0.30517 | 61.5441 | 60.0272 | 58.8015 | 58.3996 | 56.9917 | 56.0931 | 55.5776 | 56.4275 | 59.9313 | 64.5404 | 69.5154 | 74.2173 | 77.5094 | 79.1745 | 79.8808 | 80.5821 | 80.5379 | 79.5865 | 76.9059 | 73.306 | 70.2528 | 67.1533 | 64.7364 | 62.8298 | 5.1197 | 4.11 | 4.4021 | 3.9831 | 3.5764 | 3.9259 | 3.3366 | 3.0702 | 3.2375 | 3.5366 | 3.8818 | 4.7547 | 4.0892 | 4.0994 | 3.4764 | 3.1755 | 2.7609 | 3.1292 | 3.5111 | 3.3043 | 3.5119 | 4.132 | 4.2508 | 4.5888
Program Specific1-in-10Size: Over 200kWOrange County2016April Monthly Peak | Program Specific | 1-in-10 | Size: Over 200kW | Orange County | 2016 | April Monthly Peak | 4 | 121.4176 | 117.0751 | 113.3951 | 115.286 | 126.4751 | 156.7354 | 183.3755 | 199.0691 | 212.0167 | 219.789 | 227.5334 | 231.6301 | 232.7966 | 231.7903 | 224.7574 | 211.1439 | 196.9572 | 184.0389 | 173.3159 | 172.6548 | 167.1943 | 157.851 | 144.9588 | 135.5302 | 1.6284 | 1.3048 | 0.9806 | -0.20964 | -0.63063 | -0.39555 | 0.36221 | 0.59754 | 0.35222 | 0.22524 | -0.081191 | 0.36873 | 1.8587 | 6.686 | 17.7021 | 16.2547 | 15.2656 | 13.6195 | 3.9891 | 1.1095 | -0.057092 | -0.1418 | -0.095683 | -0.53861 | 72.2809 | 70.2706 | 68.5193 | 66.688 | 65.7556 | 65.0297 | 64.3363 | 64.5128 | 67.6899 | 73.4009 | 79.8299 | 85.7586 | 89.6467 | 91.6464 | 92.4071 | 93.0077 | 92.9835 | 92.1457 | 90.5663 | 86.9826 | 81.9031 | 77.8259 | 75.0252 | 72.7426 | 4.9395 | 3.9747 | 4.2647 | 3.8727 | 3.4755 | 3.8033 | 3.1987 | 2.9778 | 3.1839 | 3.5405 | 3.9296 | 4.8402 | 4.1686 | 4.175 | 3.5366 | 3.2375 | 2.8156 | 3.1783 | 3.4942 | 3.2935 | 3.5131 | 4.1265 | 4.2192 | 4.5348
Program Specific1-in-10Size: Over 200kWOrange County2016May Monthly Peak | Program Specific | 1-in-10 | Size: Over 200kW | Orange County | 2016 | May Monthly Peak | 5 | 123.5425 | 118.9147 | 115.0038 | 117.0367 | 129.025 | 160.2607 | 185.6587 | 204.3565 | 220.5317 | 229.8972 | 238.8225 | 242.8424 | 243.8081 | 242.8943 | 235.8373 | 221.1654 | 205.8846 | 191.7307 | 180.2559 | 176.8491 | 173.2575 | 163.8726 | 150.147 | 141.3722 | 0.72662 | 0.64311 | 0.37112 | -0.55067 | -1.0309 | -1.0069 | -0.3843 | 0.03818 | 0.60667 | 0.82503 | -0.1793 | 0.094995 | 1.7484 | 6.6518 | 18.3858 | 16.8795 | 15.6222 | 13.9803 | 4.4103 | 0.72816 | -0.32137 | -0.3744 | -0.49875 | -0.67815 | 73.2309 | 71.7115 | 69.9508 | 69.2751 | 68.5934 | 67.5201 | 66.9969 | 67.5174 | 71.7608 | 78.3013 | 84.0132 | 88.4996 | 91.2435 | 93.3652 | 94.8038 | 95.7002 | 95.7882 | 94.5166 | 92.2825 | 89.5213 | 86.0557 | 82.1631 | 79.1412 | 76.8477 | 4.9803 | 4.0005 | 4.2859 | 3.8959 | 3.5133 | 3.8536 | 3.2091 | 3.0292 | 3.2818 | 3.6697 | 4.0871 | 5.0285 | 4.3262 | 4.3353 | 3.6773 | 3.3604 | 2.9165 | 3.281 | 3.6012 | 3.3429 | 3.6074 | 4.245 | 4.3305 | 4.6874
Program Specific1-in-10Size: Over 200kWOrange County2016June Monthly Peak | Program Specific | 1-in-10 | Size: Over 200kW | Orange County | 2016 | June Monthly Peak | 6 | 134.2054 | 129.4058 | 124.0848 | 126.1312 | 136.5721 | 165.2474 | 191.2368 | 209.1921 | 223.3767 | 231.5914 | 238.5357 | 240.8643 | 238.8503 | 237.1102 | 230.7837 | 220.0701 | 206.5623 | 192.9202 | 184.3778 | 181.0891 | 178.3707 | 170.243 | 156.6842 | 148.5642 | 0.70848 | 0.64045 | 0.3466 | -0.6226 | -1.1241 | -1.0879 | -0.45775 | -0.0080328 | 0.63397 | 0.87862 | -0.1866 | 0.07108 | 1.6973 | 6.4657 | 17.977 | 16.7843 | 15.6467 | 14.0502 | 4.5325 | 0.71216 | -0.35246 | -0.40784 | -0.55383 | -0.72243 | 74.633 | 73.0678 | 71.6171 | 70.4478 | 69.1507 | 68.2274 | 67.9712 | 68.8453 | 72.0972 | 77.0257 | 82.429 | 87.0764 | 90.3985 | 92.9673 | 94.7441 | 95.4119 | 95.7228 | 95.1126 | 93.6689 | 91.4014 | 87.4229 | 83.0508 | 80.3122 | 78.2313 | 5.4091 | 4.3526 | 4.6234 | 4.1978 | 3.7181 | 3.9727 | 3.3049 | 3.1003 | 3.3235 | 3.6961 | 4.0814 | 4.9866 | 4.2374 | 4.2313 | 3.5978 | 3.3431 | 2.9255 | 3.3008 | 3.6828 | 3.4224 | 3.7132 | 4.4092 | 4.5182 | 4.9249
Program Specific1-in-10Size: Over 200kWOrange County2016July Monthly Peak | Program Specific | 1-in-10 | Size: Over 200kW | Orange County | 2016 | July Monthly Peak | 7 | 137.3604 | 132.1362 | 128.064 | 129.8989 | 141.2523 | 171.9138 | 198.6727 | 214.6934 | 227.5377 | 235.5355 | 242.1207 | 244.2615 | 243.0577 | 241.0649 | 235.766 | 225.869 | 213.1281 | 200.2799 | 191.6846 | 187.0402 | 182.933 | 174.9527 | 161.6529 | 153.2945 | -0.11531 | 0.038009 | -0.20634 | -0.94588 | -1.5074 | -1.6569 | -1.1286 | -0.49929 | 0.84725 | 1.3843 | -0.2669 | -0.16623 | 1.5666 | 6.2876 | 18.2116 | 17.1049 | 15.862 | 14.4093 | 4.938 | 0.38465 | -0.58643 | -0.6162 | -0.92101 | -0.84793 | 76.3536 | 75.2551 | 74.1307 | 73.0921 | 72.245 | 71.6986 | 71.4968 | 71.8456 | 74.8896 | 79.7778 | 84.5527 | 88.9866 | 91.9643 | 93.7705 | 95.534 | 95.9876 | 96.4173 | 95.2676 | 93.4303 | 91.4762 | 88.2711 | 84.8342 | 82.4759 | 80.786 | 5.5509 | 4.4562 | 4.7844 | 4.3346 | 3.8558 | 4.144 | 3.4425 | 3.1902 | 3.3943 | 3.769 | 4.1538 | 5.0703 | 4.3235 | 4.3132 | 3.6852 | 3.4403 | 3.0265 | 3.4358 | 3.8389 | 3.5443 | 3.8183 | 4.5432 | 4.6738 | 5.0952
Program Specific1-in-10Size: Over 200kWOrange County2016August Monthly Peak | Program Specific | 1-in-10 | Size: Over 200kW | Orange County | 2016 | August Monthly Peak | 8 | 140.6 | 134.6015 | 130.2217 | 132.5028 | 144.2522 | 176.1583 | 206.0352 | 224.0176 | 239.5764 | 249.4154 | 257.318 | 260.5712 | 260.1655 | 258.6956 | 252.4351 | 239.8124 | 224.8791 | 209.9209 | 199.1956 | 195.2288 | 190.1215 | 179.5108 | 165.4389 | 157.2436 | -1.4887 | -0.96103 | -1.1237 | -1.46 | -2.1004 | -2.5551 | -2.2494 | -1.3374 | 1.2301 | 2.2938 | -0.41489 | -0.58239 | 1.403 | 6.2586 | 19.2372 | 17.955 | 16.2624 | 14.8075 | 5.5056 | -0.18211 | -0.982 | -0.95446 | -1.5127 | -1.0373 | 79.4782 | 78.2646 | 77.2528 | 76.3774 | 75.7738 | 75.1347 | 74.6943 | 74.8871 | 78.0047 | 82.2971 | 87.0359 | 91.8937 | 95.6212 | 98.5268 | 100.0726 | 100.3988 | 99.9077 | 98.3701 | 97.0234 | 94.3596 | 90.4066 | 86.8847 | 84.3697 | 82.6153 | 5.802 | 4.6353 | 4.9678 | 4.515 | 4.0209 | 4.3361 | 3.6456 | 3.3992 | 3.6495 | 4.0755 | 4.5078 | 5.5232 | 4.7256 | 4.7266 | 4.0292 | 3.73 | 3.2609 | 3.6773 | 4.0737 | 3.7777 | 4.0522 | 4.7601 | 4.8844 | 5.337
Program Specific1-in-10Size: Over 200kWOrange County2016September Monthly Peak | Program Specific | 1-in-10 | Size: Over 200kW | Orange County | 2016 | September Monthly Peak | 9 | 139.4872 | 134.2681 | 130.326 | 132.3092 | 144.3086 | 176.1845 | 207.0404 | 226.6888 | 245.4993 | 256.3118 | 265.7475 | 270.1494 | 270.6209 | 269.0677 | 261.5903 | 246.8845 | 230.5759 | 214.3129 | 203.3492 | 202.1661 | 192.8587 | 182.0809 | 167.4155 | 158.2352 | -2.0515 | -1.38 | -1.511 | -1.6668 | -2.3384 | -2.9177 | -2.7185 | -1.7023 | 1.4068 | 2.7166 | -0.48574 | -0.78123 | 1.339 | 6.2948 | 19.8202 | 18.395 | 16.469 | 14.9899 | 5.7817 | -0.44391 | -1.1558 | -1.1062 | -1.7745 | -1.1151 | 81.8217 | 80.4938 | 79.3408 | 78.6727 | 77.5573 | 76.6587 | 76.225 | 76.2598 | 78.5129 | 83.0038 | 88.1845 | 93.511 | 97.5451 | 99.9146 | 101.0718 | 100.8577 | 100.3359 | 99.4767 | 97.7076 | 94.7135 | 91.0503 | 87.7304 | 85.113 | 83.2435 | 5.8403 | 4.6915 | 5.0445 | 4.5744 | 4.0813 | 4.4001 | 3.717 | 3.49 | 3.7944 | 4.2494 | 4.7236 | 5.81 | 4.9874 | 4.988 | 4.2364 | 3.8961 | 3.3924 | 3.8092 | 4.2194 | 3.9691 | 4.1707 | 4.8989 | 5.0151 | 5.4492
Program Specific1-in-10Size: Over 200kWOrange County2016October Monthly Peak | Program Specific | 1-in-10 | Size: Over 200kW | Orange County | 2016 | October Monthly Peak | 10 | 131.585 | 126.6743 | 121.3377 | 122.1478 | 133.8362 | 164.6147 | 193.8792 | 209.8284 | 225.7441 | 235.422 | 245.7005 | 250.5457 | 251.8664 | 251.7218 | 244.4594 | 229.529 | 213.3054 | 199.1777 | 193.0617 | 188.5271 | 178.1382 | 167.96 | 155.2763 | 145.8759 | 0.49125 | 0.47776 | 0.20392 | -0.67532 | -1.1841 | -1.2108 | -0.62506 | -0.1293 | 0.69119 | 1.0171 | -0.21207 | 0.012185 | 1.7478 | 6.7887 | 19.0021 | 17.4745 | 16.0862 | 14.4615 | 4.8035 | 0.65206 | -0.40734 | -0.45017 | -0.6337 | -0.734 | 76.2921 | 75.8283 | 75.4123 | 73.8107 | 72.8709 | 72.1962 | 71.4158 | 71.0474 | 72.1044 | 75.4945 | 79.864 | 84.6295 | 88.4635 | 91.5831 | 93.1676 | 93.6887 | 93.1006 | 91.4872 | 89.175 | 85.9933 | 82.3509 | 79.7952 | 78.1129 | 76.5255 | 5.3029 | 4.2602 | 4.5206 | 4.0647 | 3.6432 | 3.9571 | 3.3502 | 3.1093 | 3.3583 | 3.7568 | 4.2035 | 5.1864 | 4.4678 | 4.4915 | 3.8106 | 3.4864 | 3.0207 | 3.4074 | 3.8558 | 3.5626 | 3.7079 | 4.3496 | 4.4771 | 4.8352
Program Specific1-in-10Size: Over 200kWOrange County2016November Monthly Peak | Program Specific | 1-in-10 | Size: Over 200kW | Orange County | 2016 | November Monthly Peak | 11 | 122.2655 | 117.8523 | 114.3134 | 115.6068 | 126.9419 | 156.1418 | 181.6726 | 195.7397 | 207.2737 | 213.2684 | 219.2392 | 221.0671 | 220.87 | 219.5384 | 212.457 | 198.5696 | 185.8715 | 179.885 | 171.2205 | 165.9326 | 158.9611 | 151.0229 | 140.258 | 132.9324 | 3.4641 | 2.6532 | 2.2164 | 0.45106 | 0.12268 | 0.76901 | 1.8151 | 1.6793 | -0.10322 | -0.86495 | 0.092901 | 0.87789 | 2.1194 | 6.9675 | 17.0708 | 15.5475 | 15.0062 | 13.6996 | 3.4488 | 1.8255 | 0.42243 | 0.27922 | 0.64718 | -0.31153 | 63.6154 | 62.6147 | 62.0614 | 60.9878 | 59.7433 | 58.7549 | 59.0192 | 59.3957 | 61.4848 | 65.5252 | 70.8358 | 75.3392 | 78.217 | 79.8868 | 80.8796 | 80.8917 | 79.8274 | 77.4428 | 74.6419 | 72.2011 | 70.1031 | 68.2907 | 66.7365 | 66.0474 | 5.2384 | 4.2137 | 4.5277 | 4.09 | 3.6737 | 3.9904 | 3.3375 | 3.0837 | 3.2782 | 3.6181 | 3.9876 | 4.8651 | 4.1653 | 4.1645 | 3.5208 | 3.2066 | 2.7983 | 3.2717 | 3.6355 | 3.3336 | 3.5176 | 4.1579 | 4.2994 | 4.6844
Program Specific1-in-10Size: Over 200kWOrange County2016December Monthly Peak | Program Specific | 1-in-10 | Size: Over 200kW | Orange County | 2016 | December Monthly Peak | 12 | 115.6421 | 111.3339 | 108.4594 | 108.6779 | 120.0255 | 149.6277 | 177.063 | 189.2302 | 197.6535 | 198.1501 | 199.6426 | 198.0139 | 194.7015 | 190.5493 | 182.9949 | 171.73 | 162.9997 | 160.0291 | 154.5296 | 150.569 | 144.858 | 139.0295 | 129.7931 | 123.6252 | 3.2765 | 2.5065 | 2.1029 | 0.42402 | 0.11599 | 0.73693 | 1.769 | 1.6235 | -0.098434 | -0.80363 | 0.084597 | 0.78635 | 1.8683 | 6.0475 | 14.7035 | 13.446 | 13.1597 | 12.1874 | 3.1126 | 1.6565 | 0.38495 | 0.25705 | 0.59889 | -0.28972 | 44.0117 | 43.3735 | 42.7042 | 42.7551 | 42.2887 | 41.5081 | 41.4683 | 41.4086 | 42.2396 | 44.198 | 46.5096 | 48.5473 | 49.5475 | 50.0927 | 50.6564 | 51.0605 | 50.5116 | 49.2244 | 47.3916 | 46.3839 | 45.5949 | 44.7184 | 44.0998 | 43.5316 | 4.9546 | 3.9807 | 4.2959 | 3.8448 | 3.4736 | 3.8239 | 3.2528 | 2.9811 | 3.126 | 3.3616 | 3.6312 | 4.3578 | 3.6718 | 3.6146 | 3.0326 | 2.7732 | 2.454 | 2.9105 | 3.2811 | 3.0249 | 3.2056 | 3.8277 | 3.9786 | 4.3564
Program Specific1-in-10Size: Over 200kWOrange County2016Typical Event Day | Program Specific | 1-in-10 | Size: Over 200kW | Orange County | 2016 | Typical Event Day | 8 | 139.9459 | 133.9372 | 129.5496 | 131.8318 | 143.4941 | 175.2102 | 204.9093 | 222.2541 | 237.0453 | 246.0259 | 253.1305 | 255.9089 | 255.239 | 253.8518 | 247.6778 | 235.3052 | 220.7033 | 206.1813 | 196.1476 | 192.405 | 187.6831 | 177.3654 | 163.5684 | 155.6265 | -0.72969 | -0.40787 | -0.6167 | -1.181 | -1.7817 | -2.0713 | -1.6455 | -0.88032 | 1.0327 | 1.8124 | -0.33697 | -0.35266 | 1.5245 | 6.4059 | 19.0163 | 17.7289 | 16.217 | 14.7037 | 5.2183 | 0.1376 | -0.76667 | -0.76755 | -1.1848 | -0.93522 | 78.0716 | 76.7703 | 75.5854 | 74.6475 | 73.6817 | 72.9298 | 72.5968 | 72.9595 | 75.8761 | 80.5261 | 85.5505 | 90.3669 | 93.8823 | 96.2948 | 97.8556 | 98.164 | 98.0959 | 97.0568 | 95.4576 | 92.9877 | 89.2877 | 85.625 | 83.0677 | 81.219 | 5.6948 | 4.5483 | 4.8735 | 4.4297 | 3.9442 | 4.2528 | 3.5753 | 3.3255 | 3.5608 | 3.9642 | 4.3729 | 5.349 | 4.5717 | 4.5736 | 3.8983 | 3.609 | 3.1559 | 3.5616 | 3.9556 | 3.6713 | 3.9447 | 4.6379 | 4.7621 | 5.2087
Program Specific1-in-10Size: Over 200kWOrange County2017January Monthly Peak | Program Specific | 1-in-10 | Size: Over 200kW | Orange County | 2017 | January Monthly Peak | 1 | 113.1422 | 109.324 | 105.8928 | 106.7014 | 118.7445 | 150.1724 | 178.8215 | 192.3717 | 201.4357 | 200.2912 | 201.3094 | 200.6351 | 197.6981 | 192.2391 | 184.0815 | 171.328 | 160.2246 | 157.163 | 152.9446 | 148.9717 | 143.8618 | 138.0653 | 129.4233 | 123.3828 | 3.2056 | 2.4612 | 2.0532 | 0.41631 | 0.11476 | 0.73961 | 1.7866 | 1.6504 | -0.10032 | -0.81232 | 0.085304 | 0.79675 | 1.8971 | 6.1011 | 14.7908 | 13.4145 | 12.9356 | 11.9692 | 3.0807 | 1.6389 | 0.38231 | 0.25526 | 0.59718 | -0.28915 | 42.0665 | 42.0014 | 41.2784 | 40.6432 | 40.1352 | 39.7478 | 39.4765 | 39.1888 | 39.7663 | 42.0755 | 44.2316 | 46.2985 | 47.6978 | 48.7573 | 49.7873 | 50.0794 | 49.5186 | 48.2343 | 46.4361 | 45.7299 | 45.077 | 44.995 | 44.714 | 44.3081 | 4.8475 | 3.9088 | 4.1942 | 3.7749 | 3.4365 | 3.8378 | 3.2851 | 3.0306 | 3.1859 | 3.398 | 3.6615 | 4.4154 | 3.7283 | 3.6467 | 3.0506 | 2.7667 | 2.4122 | 2.8584 | 3.2474 | 2.9928 | 3.1835 | 3.8011 | 3.9673 | 4.3479
Program Specific1-in-10Size: Over 200kWOrange County2017February Monthly Peak | Program Specific | 1-in-10 | Size: Over 200kW | Orange County | 2017 | February Monthly Peak | 2 | 113.7255 | 109.496 | 106.8912 | 107.9747 | 119.8797 | 150.4645 | 178.0305 | 190.8703 | 199.5561 | 200.4135 | 202.3419 | 203.3649 | 201.7045 | 198.29 | 191.22 | 178.2191 | 166.0168 | 160.2821 | 157.0065 | 152.3856 | 146.907 | 139.8274 | 129.8878 | 123.1316 | 3.2222 | 2.4651 | 2.0725 | 0.42128 | 0.11585 | 0.74105 | 1.7787 | 1.6376 | -0.099381 | -0.81281 | 0.085741 | 0.80759 | 1.9355 | 6.2931 | 15.3644 | 13.9541 | 13.4033 | 12.2067 | 3.1625 | 1.6765 | 0.3904 | 0.25852 | 0.59933 | -0.28856 | 47.9325 | 47.7272 | 47.4543 | 46.9501 | 46.432 | 46.035 | 45.4201 | 46.1773 | 47.0471 | 50.5461 | 53.576 | 56.9238 | 58.9462 | 59.8556 | 60.5794 | 60.8204 | 59.4163 | 58.3983 | 56.5906 | 54.6277 | 53.5461 | 52.23 | 51.1122 | 49.538 | 4.8725 | 3.915 | 4.2338 | 3.82 | 3.4693 | 3.8453 | 3.2706 | 3.007 | 3.1561 | 3.4 | 3.6803 | 4.4755 | 3.8039 | 3.7615 | 3.1689 | 2.878 | 2.4994 | 2.9151 | 3.3337 | 3.0614 | 3.2509 | 3.8497 | 3.9815 | 4.339
Program Specific1-in-10Size: Over 200kWOrange County2017March Monthly Peak | Program Specific | 1-in-10 | Size: Over 200kW | Orange County | 2017 | March Monthly Peak | 3 | 119.4953 | 114.9505 | 111.1401 | 112.5853 | 123.5796 | 153.6217 | 181.6277 | 194.8835 | 204.6984 | 208.4651 | 213.4182 | 216.0487 | 216.8355 | 216.1054 | 209.78 | 196.6431 | 183.3826 | 172.0516 | 165.3602 | 164.4741 | 158.7014 | 150.0823 | 138.6744 | 130.2193 | 3.3856 | 2.5879 | 2.1549 | 0.43927 | 0.11943 | 0.7566 | 1.8146 | 1.672 | -0.10194 | -0.84547 | 0.090435 | 0.85796 | 2.0807 | 6.8585 | 16.8557 | 15.3966 | 14.8053 | 13.103 | 3.3308 | 1.8095 | 0.42174 | 0.27748 | 0.63987 | -0.30517 | 61.5441 | 60.0272 | 58.8015 | 58.3996 | 56.9917 | 56.0931 | 55.5776 | 56.4275 | 59.9313 | 64.5404 | 69.5154 | 74.2173 | 77.5093 | 79.1745 | 79.8808 | 80.5821 | 80.5379 | 79.5865 | 76.9059 | 73.306 | 70.2527 | 67.1533 | 64.7364 | 62.8298 | 5.1197 | 4.11 | 4.4021 | 3.9831 | 3.5764 | 3.9259 | 3.3366 | 3.0702 | 3.2375 | 3.5366 | 3.8818 | 4.7547 | 4.0892 | 4.0994 | 3.4764 | 3.1755 | 2.7609 | 3.1292 | 3.5111 | 3.3043 | 3.5119 | 4.132 | 4.2508 | 4.5888
Program Specific1-in-10Size: Over 200kWOrange County2017April Monthly Peak | Program Specific | 1-in-10 | Size: Over 200kW | Orange County | 2017 | April Monthly Peak | 4 | 121.4176 | 117.0751 | 113.3951 | 115.286 | 126.4751 | 156.7354 | 183.3755 | 199.0691 | 212.0167 | 219.789 | 227.5334 | 231.6301 | 232.7966 | 231.7903 | 224.7574 | 211.1439 | 196.9572 | 184.0389 | 173.3159 | 172.6548 | 167.1943 | 157.851 | 144.9588 | 135.5302 | 1.6284 | 1.3048 | 0.9806 | -0.20964 | -0.63063 | -0.39555 | 0.36221 | 0.59754 | 0.35222 | 0.22524 | -0.081191 | 0.36873 | 1.8587 | 6.686 | 17.7021 | 16.2547 | 15.2656 | 13.6195 | 3.9891 | 1.1095 | -0.057092 | -0.1418 | -0.095683 | -0.53861 | 72.2809 | 70.2706 | 68.5193 | 66.688 | 65.7556 | 65.0297 | 64.3363 | 64.5128 | 67.6899 | 73.4009 | 79.8299 | 85.7586 | 89.6467 | 91.6464 | 92.4071 | 93.0077 | 92.9835 | 92.1457 | 90.5663 | 86.9826 | 81.9031 | 77.8259 | 75.0252 | 72.7426 | 4.9395 | 3.9747 | 4.2647 | 3.8727 | 3.4755 | 3.8033 | 3.1987 | 2.9778 | 3.1839 | 3.5405 | 3.9296 | 4.8402 | 4.1686 | 4.175 | 3.5366 | 3.2375 | 2.8156 | 3.1783 | 3.4942 | 3.2935 | 3.5131 | 4.1265 | 4.2192 | 4.5348
Program Specific1-in-10Size: Over 200kWOrange County2017May Monthly Peak | Program Specific | 1-in-10 | Size: Over 200kW | Orange County | 2017 | May Monthly Peak | 5 | 123.5425 | 118.9147 | 115.0038 | 117.0367 | 129.025 | 160.2607 | 185.6587 | 204.3565 | 220.5317 | 229.8972 | 238.8225 | 242.8424 | 243.8081 | 242.8943 | 235.8373 | 221.1654 | 205.8846 | 191.7307 | 180.2559 | 176.8491 | 173.2575 | 163.8726 | 150.147 | 141.3722 | 0.72662 | 0.64311 | 0.37112 | -0.55067 | -1.0309 | -1.0069 | -0.3843 | 0.03818 | 0.60667 | 0.82503 | -0.1793 | 0.094995 | 1.7484 | 6.6518 | 18.3858 | 16.8795 | 15.6222 | 13.9803 | 4.4103 | 0.72816 | -0.32137 | -0.3744 | -0.49875 | -0.67815 | 73.2309 | 71.7115 | 69.9508 | 69.2751 | 68.5934 | 67.5201 | 66.9969 | 67.5174 | 71.7608 | 78.3013 | 84.0132 | 88.4996 | 91.2435 | 93.3652 | 94.8038 | 95.7002 | 95.7882 | 94.5166 | 92.2825 | 89.5213 | 86.0557 | 82.1631 | 79.1412 | 76.8477 | 4.9803 | 4.0005 | 4.2859 | 3.8959 | 3.5133 | 3.8536 | 3.2091 | 3.0292 | 3.2818 | 3.6697 | 4.0871 | 5.0285 | 4.3262 | 4.3353 | 3.6773 | 3.3604 | 2.9165 | 3.281 | 3.6012 | 3.3429 | 3.6074 | 4.245 | 4.3305 | 4.6874
Program Specific1-in-10Size: Over 200kWOrange County2017June Monthly Peak | Program Specific | 1-in-10 | Size: Over 200kW | Orange County | 2017 | June Monthly Peak | 6 | 134.2054 | 129.4058 | 124.0848 | 126.1312 | 136.572 | 165.2475 | 191.2368 | 209.1921 | 223.3767 | 231.5914 | 238.5357 | 240.8643 | 238.8503 | 237.1102 | 230.7837 | 220.0701 | 206.5623 | 192.9202 | 184.3778 | 181.0891 | 178.3707 | 170.243 | 156.6842 | 148.5642 | 0.70848 | 0.64045 | 0.3466 | -0.6226 | -1.1241 | -1.0879 | -0.45775 | -0.0080328 | 0.63397 | 0.87862 | -0.1866 | 0.07108 | 1.6973 | 6.4657 | 17.977 | 16.7843 | 15.6467 | 14.0502 | 4.5325 | 0.71216 | -0.35246 | -0.40784 | -0.55383 | -0.72243 | 74.633 | 73.0678 | 71.6172 | 70.4478 | 69.1507 | 68.2274 | 67.9712 | 68.8453 | 72.0972 | 77.0257 | 82.429 | 87.0764 | 90.3985 | 92.9673 | 94.7441 | 95.4119 | 95.7228 | 95.1126 | 93.6689 | 91.4014 | 87.4229 | 83.0508 | 80.3122 | 78.2313 | 5.4091 | 4.3526 | 4.6234 | 4.1978 | 3.7181 | 3.9727 | 3.3049 | 3.1003 | 3.3235 | 3.6961 | 4.0814 | 4.9866 | 4.2374 | 4.2313 | 3.5978 | 3.3431 | 2.9255 | 3.3008 | 3.6828 | 3.4224 | 3.7132 | 4.4092 | 4.5182 | 4.9249
Program Specific1-in-10Size: Over 200kWOrange County2017July Monthly Peak | Program Specific | 1-in-10 | Size: Over 200kW | Orange County | 2017 | July Monthly Peak | 7 | 137.3604 | 132.1362 | 128.064 | 129.8989 | 141.2524 | 171.9138 | 198.6727 | 214.6934 | 227.5377 | 235.5355 | 242.1207 | 244.2615 | 243.0577 | 241.0649 | 235.766 | 225.869 | 213.1281 | 200.2799 | 191.6846 | 187.0403 | 182.933 | 174.9527 | 161.6529 | 153.2945 | -0.11531 | 0.038009 | -0.20634 | -0.94588 | -1.5074 | -1.6569 | -1.1286 | -0.49929 | 0.84725 | 1.3843 | -0.2669 | -0.16623 | 1.5666 | 6.2876 | 18.2116 | 17.1049 | 15.862 | 14.4093 | 4.938 | 0.38465 | -0.58643 | -0.6162 | -0.92101 | -0.84793 | 76.3536 | 75.2551 | 74.1307 | 73.0921 | 72.245 | 71.6986 | 71.4968 | 71.8456 | 74.8896 | 79.7778 | 84.5527 | 88.9866 | 91.9643 | 93.7705 | 95.534 | 95.9876 | 96.4173 | 95.2676 | 93.4303 | 91.4762 | 88.2711 | 84.8342 | 82.4759 | 80.786 | 5.5509 | 4.4562 | 4.7844 | 4.3346 | 3.8558 | 4.144 | 3.4425 | 3.1902 | 3.3943 | 3.769 | 4.1538 | 5.0703 | 4.3235 | 4.3132 | 3.6852 | 3.4403 | 3.0265 | 3.4358 | 3.8389 | 3.5443 | 3.8183 | 4.5432 | 4.6738 | 5.0952
Program Specific1-in-10Size: Over 200kWOrange County2017August Monthly Peak | Program Specific | 1-in-10 | Size: Over 200kW | Orange County | 2017 | August Monthly Peak | 8 | 140.6 | 134.6015 | 130.2217 | 132.5028 | 144.2522 | 176.1583 | 206.0352 | 224.0176 | 239.5764 | 249.4154 | 257.318 | 260.5712 | 260.1655 | 258.6956 | 252.4351 | 239.8124 | 224.8791 | 209.9209 | 199.1956 | 195.2288 | 190.1215 | 179.5108 | 165.4389 | 157.2436 | -1.4887 | -0.96103 | -1.1237 | -1.46 | -2.1004 | -2.5551 | -2.2494 | -1.3374 | 1.2301 | 2.2938 | -0.41488 | -0.58239 | 1.403 | 6.2586 | 19.2372 | 17.955 | 16.2624 | 14.8075 | 5.5056 | -0.18211 | -0.982 | -0.95446 | -1.5127 | -1.0373 | 79.4782 | 78.2646 | 77.2528 | 76.3774 | 75.7738 | 75.1347 | 74.6943 | 74.8871 | 78.0047 | 82.2971 | 87.0359 | 91.8937 | 95.6212 | 98.5269 | 100.0726 | 100.3988 | 99.9077 | 98.3701 | 97.0234 | 94.3596 | 90.4066 | 86.8847 | 84.3697 | 82.6153 | 5.802 | 4.6353 | 4.9678 | 4.515 | 4.0209 | 4.3361 | 3.6456 | 3.3992 | 3.6495 | 4.0755 | 4.5078 | 5.5232 | 4.7256 | 4.7266 | 4.0292 | 3.73 | 3.2609 | 3.6773 | 4.0737 | 3.7777 | 4.0522 | 4.7601 | 4.8844 | 5.337
Program Specific1-in-10Size: Over 200kWOrange County2017September Monthly Peak | Program Specific | 1-in-10 | Size: Over 200kW | Orange County | 2017 | September Monthly Peak | 9 | 139.4872 | 134.2681 | 130.326 | 132.3092 | 144.3086 | 176.1845 | 207.0404 | 226.6888 | 245.4993 | 256.3118 | 265.7475 | 270.1494 | 270.6209 | 269.0678 | 261.5903 | 246.8845 | 230.5758 | 214.3129 | 203.3492 | 202.1661 | 192.8587 | 182.0809 | 167.4155 | 158.2352 | -2.0515 | -1.38 | -1.511 | -1.6668 | -2.3384 | -2.9177 | -2.7185 | -1.7023 | 1.4068 | 2.7166 | -0.48574 | -0.78123 | 1.339 | 6.2948 | 19.8202 | 18.395 | 16.469 | 14.9899 | 5.7817 | -0.44391 | -1.1558 | -1.1062 | -1.7745 | -1.1151 | 81.8217 | 80.4938 | 79.3408 | 78.6727 | 77.5573 | 76.6587 | 76.225 | 76.2598 | 78.5129 | 83.0038 | 88.1845 | 93.511 | 97.5451 | 99.9146 | 101.0718 | 100.8577 | 100.3359 | 99.4767 | 97.7076 | 94.7135 | 91.0503 | 87.7304 | 85.113 | 83.2435 | 5.8403 | 4.6915 | 5.0445 | 4.5744 | 4.0813 | 4.4001 | 3.717 | 3.49 | 3.7944 | 4.2494 | 4.7236 | 5.81 | 4.9874 | 4.988 | 4.2364 | 3.8961 | 3.3924 | 3.8092 | 4.2194 | 3.9691 | 4.1707 | 4.8989 | 5.0151 | 5.4492
Program Specific1-in-10Size: Over 200kWOrange County2017October Monthly Peak | Program Specific | 1-in-10 | Size: Over 200kW | Orange County | 2017 | October Monthly Peak | 10 | 131.585 | 126.6743 | 121.3377 | 122.1478 | 133.8362 | 164.6147 | 193.8792 | 209.8284 | 225.7441 | 235.422 | 245.7005 | 250.5457 | 251.8664 | 251.7218 | 244.4594 | 229.529 | 213.3054 | 199.1777 | 193.0617 | 188.5271 | 178.1382 | 167.96 | 155.2763 | 145.8759 | 0.49125 | 0.47776 | 0.20392 | -0.67532 | -1.1841 | -1.2108 | -0.62506 | -0.1293 | 0.69119 | 1.0171 | -0.21207 | 0.012185 | 1.7478 | 6.7887 | 19.0021 | 17.4745 | 16.0862 | 14.4615 | 4.8035 | 0.65206 | -0.40734 | -0.45017 | -0.6337 | -0.734 | 76.2921 | 75.8283 | 75.4123 | 73.8107 | 72.8709 | 72.1962 | 71.4158 | 71.0474 | 72.1044 | 75.4945 | 79.864 | 84.6295 | 88.4635 | 91.5831 | 93.1676 | 93.6887 | 93.1006 | 91.4872 | 89.175 | 85.9933 | 82.3509 | 79.7952 | 78.1129 | 76.5255 | 5.3029 | 4.2602 | 4.5206 | 4.0647 | 3.6432 | 3.9571 | 3.3502 | 3.1093 | 3.3583 | 3.7568 | 4.2035 | 5.1864 | 4.4678 | 4.4915 | 3.8106 | 3.4864 | 3.0207 | 3.4074 | 3.8558 | 3.5626 | 3.7079 | 4.3496 | 4.4771 | 4.8352
Program Specific1-in-10Size: Over 200kWOrange County2017November Monthly Peak | Program Specific | 1-in-10 | Size: Over 200kW | Orange County | 2017 | November Monthly Peak | 11 | 122.2655 | 117.8523 | 114.3134 | 115.6068 | 126.9419 | 156.1418 | 181.6726 | 195.7397 | 207.2737 | 213.2684 | 219.2392 | 221.0671 | 220.87 | 219.5384 | 212.457 | 198.5696 | 185.8715 | 179.885 | 171.2205 | 165.9326 | 158.9611 | 151.0229 | 140.258 | 132.9324 | 3.4641 | 2.6532 | 2.2164 | 0.45106 | 0.12268 | 0.76901 | 1.8151 | 1.6793 | -0.10322 | -0.86495 | 0.092901 | 0.87789 | 2.1194 | 6.9675 | 17.0708 | 15.5475 | 15.0062 | 13.6996 | 3.4488 | 1.8255 | 0.42243 | 0.27922 | 0.64718 | -0.31153 | 63.6154 | 62.6147 | 62.0614 | 60.9878 | 59.7433 | 58.7549 | 59.0192 | 59.3957 | 61.4848 | 65.5252 | 70.8358 | 75.3392 | 78.217 | 79.8868 | 80.8796 | 80.8917 | 79.8274 | 77.4428 | 74.6419 | 72.2011 | 70.1031 | 68.2907 | 66.7365 | 66.0474 | 5.2384 | 4.2137 | 4.5277 | 4.09 | 3.6737 | 3.9904 | 3.3375 | 3.0837 | 3.2782 | 3.6181 | 3.9876 | 4.8651 | 4.1653 | 4.1645 | 3.5208 | 3.2066 | 2.7983 | 3.2717 | 3.6355 | 3.3336 | 3.5176 | 4.1579 | 4.2994 | 4.6844
Program Specific1-in-10Size: Over 200kWOrange County2017December Monthly Peak | Program Specific | 1-in-10 | Size: Over 200kW | Orange County | 2017 | December Monthly Peak | 12 | 115.6421 | 111.3339 | 108.4594 | 108.6779 | 120.0255 | 149.6277 | 177.063 | 189.2302 | 197.6535 | 198.1501 | 199.6426 | 198.0139 | 194.7015 | 190.5493 | 182.9949 | 171.73 | 162.9997 | 160.0291 | 154.5296 | 150.569 | 144.858 | 139.0295 | 129.7931 | 123.6252 | 3.2765 | 2.5065 | 2.1029 | 0.42402 | 0.11599 | 0.73693 | 1.769 | 1.6235 | -0.098434 | -0.80363 | 0.084597 | 0.78635 | 1.8683 | 6.0475 | 14.7035 | 13.446 | 13.1597 | 12.1874 | 3.1126 | 1.6565 | 0.38495 | 0.25705 | 0.59889 | -0.28972 | 44.0117 | 43.3735 | 42.7042 | 42.7551 | 42.2887 | 41.5081 | 41.4683 | 41.4086 | 42.2396 | 44.198 | 46.5096 | 48.5473 | 49.5475 | 50.0927 | 50.6564 | 51.0605 | 50.5116 | 49.2244 | 47.3916 | 46.3839 | 45.5949 | 44.7184 | 44.0998 | 43.5316 | 4.9546 | 3.9807 | 4.2959 | 3.8448 | 3.4736 | 3.8239 | 3.2528 | 2.9811 | 3.126 | 3.3616 | 3.6312 | 4.3578 | 3.6718 | 3.6146 | 3.0326 | 2.7732 | 2.454 | 2.9105 | 3.2811 | 3.0249 | 3.2056 | 3.8277 | 3.9786 | 4.3564
Program Specific1-in-10Size: Over 200kWOrange County2017Typical Event Day | Program Specific | 1-in-10 | Size: Over 200kW | Orange County | 2017 | Typical Event Day | 8 | 139.9459 | 133.9372 | 129.5496 | 131.8318 | 143.4941 | 175.2102 | 204.9093 | 222.2541 | 237.0453 | 246.0259 | 253.1305 | 255.9089 | 255.239 | 253.8518 | 247.6778 | 235.3051 | 220.7033 | 206.1813 | 196.1476 | 192.405 | 187.6831 | 177.3654 | 163.5684 | 155.6265 | -0.72969 | -0.40787 | -0.6167 | -1.181 | -1.7817 | -2.0713 | -1.6455 | -0.88032 | 1.0327 | 1.8124 | -0.33697 | -0.35266 | 1.5245 | 6.4059 | 19.0163 | 17.7289 | 16.217 | 14.7037 | 5.2183 | 0.1376 | -0.76667 | -0.76755 | -1.1848 | -0.93523 | 78.0716 | 76.7703 | 75.5854 | 74.6475 | 73.6817 | 72.9298 | 72.5968 | 72.9595 | 75.8761 | 80.5261 | 85.5505 | 90.3669 | 93.8823 | 96.2948 | 97.8556 | 98.164 | 98.0959 | 97.0568 | 95.4576 | 92.9877 | 89.2877 | 85.625 | 83.0677 | 81.219 | 5.6948 | 4.5483 | 4.8735 | 4.4297 | 3.9442 | 4.2528 | 3.5753 | 3.3255 | 3.5608 | 3.9642 | 4.3729 | 5.349 | 4.5717 | 4.5736 | 3.8983 | 3.609 | 3.1559 | 3.5616 | 3.9556 | 3.6713 | 3.9447 | 4.6379 | 4.7621 | 5.2087
Program Specific1-in-10Size: Over 200kWOrange County2018January Monthly Peak | Program Specific | 1-in-10 | Size: Over 200kW | Orange County | 2018 | January Monthly Peak | 1 | 113.1422 | 109.324 | 105.8928 | 106.7014 | 118.7445 | 150.1724 | 178.8215 | 192.3717 | 201.4357 | 200.2912 | 201.3094 | 200.6351 | 197.6981 | 192.2391 | 184.0815 | 171.328 | 160.2246 | 157.163 | 152.9446 | 148.9717 | 143.8618 | 138.0653 | 129.4233 | 123.3828 | 3.2056 | 2.4612 | 2.0532 | 0.41631 | 0.11476 | 0.73961 | 1.7866 | 1.6504 | -0.10032 | -0.81232 | 0.085304 | 0.79675 | 1.8971 | 6.1011 | 14.7908 | 13.4145 | 12.9356 | 11.9692 | 3.0807 | 1.6389 | 0.38231 | 0.25526 | 0.59718 | -0.28915 | 42.0665 | 42.0014 | 41.2784 | 40.6432 | 40.1352 | 39.7478 | 39.4765 | 39.1888 | 39.7663 | 42.0755 | 44.2316 | 46.2985 | 47.6978 | 48.7573 | 49.7873 | 50.0794 | 49.5186 | 48.2343 | 46.4361 | 45.7299 | 45.077 | 44.995 | 44.714 | 44.3081 | 4.8475 | 3.9088 | 4.1942 | 3.7749 | 3.4365 | 3.8378 | 3.2851 | 3.0306 | 3.1859 | 3.398 | 3.6615 | 4.4154 | 3.7283 | 3.6467 | 3.0506 | 2.7667 | 2.4122 | 2.8584 | 3.2474 | 2.9928 | 3.1835 | 3.8011 | 3.9673 | 4.3479
Program Specific1-in-10Size: Over 200kWOrange County2018February Monthly Peak | Program Specific | 1-in-10 | Size: Over 200kW | Orange County | 2018 | February Monthly Peak | 2 | 113.7255 | 109.496 | 106.8912 | 107.9747 | 119.8797 | 150.4645 | 178.0305 | 190.8703 | 199.5562 | 200.4135 | 202.3419 | 203.3649 | 201.7045 | 198.29 | 191.22 | 178.2191 | 166.0168 | 160.2821 | 157.0065 | 152.3856 | 146.907 | 139.8274 | 129.8878 | 123.1316 | 3.2222 | 2.4651 | 2.0725 | 0.42128 | 0.11585 | 0.74105 | 1.7787 | 1.6376 | -0.099381 | -0.81281 | 0.085741 | 0.80759 | 1.9355 | 6.2931 | 15.3644 | 13.9541 | 13.4033 | 12.2067 | 3.1625 | 1.6765 | 0.3904 | 0.25852 | 0.59933 | -0.28856 | 47.9325 | 47.7272 | 47.4543 | 46.9501 | 46.432 | 46.035 | 45.4201 | 46.1773 | 47.0471 | 50.5461 | 53.576 | 56.9238 | 58.9462 | 59.8556 | 60.5794 | 60.8204 | 59.4163 | 58.3983 | 56.5906 | 54.6277 | 53.5461 | 52.23 | 51.1122 | 49.538 | 4.8725 | 3.915 | 4.2338 | 3.82 | 3.4693 | 3.8453 | 3.2706 | 3.007 | 3.1561 | 3.4 | 3.6803 | 4.4755 | 3.8039 | 3.7615 | 3.1689 | 2.878 | 2.4994 | 2.9151 | 3.3337 | 3.0614 | 3.2509 | 3.8497 | 3.9815 | 4.339
Program Specific1-in-10Size: Over 200kWOrange County2018March Monthly Peak | Program Specific | 1-in-10 | Size: Over 200kW | Orange County | 2018 | March Monthly Peak | 3 | 119.4953 | 114.9505 | 111.1401 | 112.5853 | 123.5796 | 153.6217 | 181.6277 | 194.8835 | 204.6984 | 208.4651 | 213.4182 | 216.0487 | 216.8355 | 216.1054 | 209.78 | 196.6431 | 183.3826 | 172.0516 | 165.3602 | 164.4741 | 158.7014 | 150.0823 | 138.6744 | 130.2193 | 3.3856 | 2.5879 | 2.1549 | 0.43927 | 0.11943 | 0.7566 | 1.8146 | 1.672 | -0.10194 | -0.84547 | 0.090435 | 0.85796 | 2.0807 | 6.8585 | 16.8557 | 15.3966 | 14.8053 | 13.103 | 3.3308 | 1.8095 | 0.42174 | 0.27748 | 0.63987 | -0.30517 | 61.5441 | 60.0272 | 58.8015 | 58.3996 | 56.9917 | 56.0931 | 55.5776 | 56.4275 | 59.9313 | 64.5404 | 69.5154 | 74.2173 | 77.5094 | 79.1745 | 79.8808 | 80.5821 | 80.5379 | 79.5865 | 76.9059 | 73.306 | 70.2528 | 67.1533 | 64.7365 | 62.8298 | 5.1197 | 4.11 | 4.4021 | 3.9831 | 3.5764 | 3.9259 | 3.3366 | 3.0702 | 3.2375 | 3.5366 | 3.8818 | 4.7547 | 4.0892 | 4.0994 | 3.4764 | 3.1755 | 2.7609 | 3.1292 | 3.5111 | 3.3043 | 3.5119 | 4.132 | 4.2508 | 4.5888
Program Specific1-in-10Size: Over 200kWOrange County2018April Monthly Peak | Program Specific | 1-in-10 | Size: Over 200kW | Orange County | 2018 | April Monthly Peak | 4 | 121.4176 | 117.0751 | 113.3951 | 115.286 | 126.4751 | 156.7354 | 183.3755 | 199.0691 | 212.0167 | 219.789 | 227.5334 | 231.6301 | 232.7966 | 231.7903 | 224.7574 | 211.1439 | 196.9572 | 184.0389 | 173.3159 | 172.6548 | 167.1943 | 157.851 | 144.9588 | 135.5302 | 1.6284 | 1.3048 | 0.9806 | -0.20964 | -0.63063 | -0.39555 | 0.36221 | 0.59754 | 0.35222 | 0.22524 | -0.081191 | 0.36873 | 1.8587 | 6.686 | 17.7021 | 16.2547 | 15.2656 | 13.6195 | 3.9891 | 1.1095 | -0.057092 | -0.1418 | -0.095683 | -0.53861 | 72.2809 | 70.2706 | 68.5193 | 66.688 | 65.7556 | 65.0297 | 64.3363 | 64.5128 | 67.6899 | 73.4009 | 79.8299 | 85.7586 | 89.6467 | 91.6464 | 92.4071 | 93.0077 | 92.9835 | 92.1457 | 90.5663 | 86.9826 | 81.9031 | 77.8259 | 75.0252 | 72.7426 | 4.9395 | 3.9747 | 4.2647 | 3.8727 | 3.4755 | 3.8033 | 3.1987 | 2.9778 | 3.1839 | 3.5405 | 3.9296 | 4.8402 | 4.1686 | 4.175 | 3.5366 | 3.2375 | 2.8156 | 3.1783 | 3.4942 | 3.2935 | 3.5131 | 4.1265 | 4.2192 | 4.5348
Program Specific1-in-10Size: Over 200kWOrange County2018May Monthly Peak | Program Specific | 1-in-10 | Size: Over 200kW | Orange County | 2018 | May Monthly Peak | 5 | 123.5425 | 118.9147 | 115.0038 | 117.0367 | 129.025 | 160.2607 | 185.6587 | 204.3565 | 220.5317 | 229.8972 | 238.8225 | 242.8424 | 243.8081 | 242.8943 | 235.8373 | 221.1654 | 205.8846 | 191.7307 | 180.2559 | 176.8491 | 173.2575 | 163.8726 | 150.147 | 141.3722 | 0.72662 | 0.64311 | 0.37112 | -0.55067 | -1.0309 | -1.0069 | -0.3843 | 0.03818 | 0.60667 | 0.82503 | -0.1793 | 0.094995 | 1.7484 | 6.6518 | 18.3858 | 16.8795 | 15.6222 | 13.9803 | 4.4103 | 0.72816 | -0.32137 | -0.3744 | -0.49875 | -0.67815 | 73.2309 | 71.7115 | 69.9508 | 69.2751 | 68.5934 | 67.5201 | 66.9969 | 67.5174 | 71.7608 | 78.3013 | 84.0132 | 88.4996 | 91.2435 | 93.3652 | 94.8038 | 95.7002 | 95.7882 | 94.5166 | 92.2825 | 89.5213 | 86.0557 | 82.1631 | 79.1412 | 76.8477 | 4.9803 | 4.0005 | 4.2859 | 3.8959 | 3.5133 | 3.8536 | 3.2091 | 3.0292 | 3.2818 | 3.6697 | 4.0871 | 5.0285 | 4.3262 | 4.3353 | 3.6773 | 3.3604 | 2.9165 | 3.281 | 3.6012 | 3.3429 | 3.6074 | 4.245 | 4.3305 | 4.6874
Program Specific1-in-10Size: Over 200kWOrange County2018June Monthly Peak | Program Specific | 1-in-10 | Size: Over 200kW | Orange County | 2018 | June Monthly Peak | 6 | 134.2054 | 129.4058 | 124.0848 | 126.1312 | 136.5721 | 165.2475 | 191.2368 | 209.1921 | 223.3767 | 231.5914 | 238.5357 | 240.8643 | 238.8503 | 237.1102 | 230.7837 | 220.0701 | 206.5623 | 192.9202 | 184.3778 | 181.0891 | 178.3707 | 170.243 | 156.6842 | 148.5642 | 0.70848 | 0.64045 | 0.3466 | -0.6226 | -1.1241 | -1.0879 | -0.45775 | -0.0080328 | 0.63397 | 0.87862 | -0.1866 | 0.07108 | 1.6973 | 6.4657 | 17.977 | 16.7843 | 15.6467 | 14.0502 | 4.5325 | 0.71216 | -0.35246 | -0.40784 | -0.55383 | -0.72243 | 74.633 | 73.0678 | 71.6171 | 70.4478 | 69.1507 | 68.2274 | 67.9712 | 68.8453 | 72.0972 | 77.0257 | 82.429 | 87.0764 | 90.3985 | 92.9673 | 94.7441 | 95.4119 | 95.7228 | 95.1126 | 93.6689 | 91.4014 | 87.4229 | 83.0508 | 80.3122 | 78.2313 | 5.4091 | 4.3526 | 4.6234 | 4.1978 | 3.7181 | 3.9727 | 3.3049 | 3.1003 | 3.3235 | 3.6961 | 4.0814 | 4.9866 | 4.2374 | 4.2313 | 3.5978 | 3.3431 | 2.9255 | 3.3008 | 3.6828 | 3.4224 | 3.7132 | 4.4092 | 4.5182 | 4.9249
Program Specific1-in-10Size: Over 200kWOrange County2018July Monthly Peak | Program Specific | 1-in-10 | Size: Over 200kW | Orange County | 2018 | July Monthly Peak | 7 | 137.3604 | 132.1362 | 128.064 | 129.8989 | 141.2524 | 171.9138 | 198.6727 | 214.6935 | 227.5377 | 235.5355 | 242.1207 | 244.2615 | 243.0577 | 241.0649 | 235.766 | 225.869 | 213.1281 | 200.2799 | 191.6846 | 187.0403 | 182.933 | 174.9527 | 161.6529 | 153.2945 | -0.11531 | 0.038009 | -0.20634 | -0.94588 | -1.5074 | -1.6569 | -1.1286 | -0.49929 | 0.84725 | 1.3843 | -0.2669 | -0.16623 | 1.5666 | 6.2876 | 18.2116 | 17.1049 | 15.862 | 14.4093 | 4.938 | 0.38465 | -0.58643 | -0.6162 | -0.92101 | -0.84793 | 76.3536 | 75.2551 | 74.1307 | 73.0921 | 72.245 | 71.6986 | 71.4968 | 71.8456 | 74.8896 | 79.7778 | 84.5527 | 88.9866 | 91.9643 | 93.7705 | 95.534 | 95.9876 | 96.4173 | 95.2676 | 93.4303 | 91.4762 | 88.2711 | 84.8342 | 82.4759 | 80.786 | 5.5509 | 4.4562 | 4.7844 | 4.3346 | 3.8558 | 4.144 | 3.4425 | 3.1902 | 3.3943 | 3.769 | 4.1538 | 5.0703 | 4.3235 | 4.3132 | 3.6852 | 3.4403 | 3.0265 | 3.4358 | 3.8389 | 3.5443 | 3.8183 | 4.5432 | 4.6738 | 5.0952
Program Specific1-in-10Size: Over 200kWOrange County2018August Monthly Peak | Program Specific | 1-in-10 | Size: Over 200kW | Orange County | 2018 | August Monthly Peak | 8 | 140.6 | 134.6015 | 130.2217 | 132.5028 | 144.2522 | 176.1583 | 206.0352 | 224.0176 | 239.5764 | 249.4154 | 257.318 | 260.5712 | 260.1655 | 258.6956 | 252.4351 | 239.8124 | 224.8791 | 209.9209 | 199.1956 | 195.2288 | 190.1215 | 179.5108 | 165.4389 | 157.2436 | -1.4887 | -0.96103 | -1.1237 | -1.46 | -2.1004 | -2.5551 | -2.2494 | -1.3374 | 1.2301 | 2.2938 | -0.41488 | -0.58239 | 1.403 | 6.2586 | 19.2372 | 17.955 | 16.2624 | 14.8075 | 5.5056 | -0.18211 | -0.982 | -0.95446 | -1.5127 | -1.0373 | 79.4782 | 78.2646 | 77.2528 | 76.3774 | 75.7738 | 75.1347 | 74.6943 | 74.8871 | 78.0047 | 82.2971 | 87.0359 | 91.8937 | 95.6212 | 98.5269 | 100.0726 | 100.3988 | 99.9077 | 98.3701 | 97.0234 | 94.3596 | 90.4066 | 86.8847 | 84.3697 | 82.6153 | 5.802 | 4.6353 | 4.9678 | 4.515 | 4.0209 | 4.3361 | 3.6456 | 3.3992 | 3.6495 | 4.0755 | 4.5078 | 5.5232 | 4.7256 | 4.7266 | 4.0292 | 3.73 | 3.2609 | 3.6773 | 4.0737 | 3.7777 | 4.0522 | 4.7601 | 4.8844 | 5.337
Program Specific1-in-10Size: Over 200kWOrange County2018September Monthly Peak | Program Specific | 1-in-10 | Size: Over 200kW | Orange County | 2018 | September Monthly Peak | 9 | 139.4872 | 134.2681 | 130.326 | 132.3092 | 144.3086 | 176.1845 | 207.0404 | 226.6888 | 245.4993 | 256.3118 | 265.7475 | 270.1493 | 270.6209 | 269.0678 | 261.5903 | 246.8845 | 230.5759 | 214.3129 | 203.3491 | 202.1661 | 192.8587 | 182.0809 | 167.4155 | 158.2352 | -2.0515 | -1.38 | -1.511 | -1.6668 | -2.3384 | -2.9177 | -2.7185 | -1.7023 | 1.4068 | 2.7166 | -0.48574 | -0.78123 | 1.339 | 6.2948 | 19.8202 | 18.395 | 16.469 | 14.9899 | 5.7817 | -0.44391 | -1.1558 | -1.1062 | -1.7745 | -1.1151 | 81.8217 | 80.4938 | 79.3408 | 78.6727 | 77.5573 | 76.6587 | 76.225 | 76.2598 | 78.5129 | 83.0038 | 88.1845 | 93.511 | 97.5451 | 99.9146 | 101.0718 | 100.8577 | 100.3359 | 99.4767 | 97.7076 | 94.7135 | 91.0503 | 87.7304 | 85.113 | 83.2435 | 5.8403 | 4.6915 | 5.0445 | 4.5744 | 4.0813 | 4.4001 | 3.717 | 3.49 | 3.7944 | 4.2494 | 4.7236 | 5.81 | 4.9874 | 4.988 | 4.2364 | 3.8961 | 3.3924 | 3.8092 | 4.2194 | 3.9691 | 4.1707 | 4.8989 | 5.0151 | 5.4492
Program Specific1-in-10Size: Over 200kWOrange County2018October Monthly Peak | Program Specific | 1-in-10 | Size: Over 200kW | Orange County | 2018 | October Monthly Peak | 10 | 131.585 | 126.6743 | 121.3377 | 122.1478 | 133.8362 | 164.6147 | 193.8792 | 209.8284 | 225.7441 | 235.422 | 245.7005 | 250.5457 | 251.8664 | 251.7218 | 244.4594 | 229.529 | 213.3054 | 199.1777 | 193.0617 | 188.5271 | 178.1382 | 167.96 | 155.2763 | 145.8759 | 0.49125 | 0.47776 | 0.20392 | -0.67532 | -1.1841 | -1.2108 | -0.62506 | -0.1293 | 0.69119 | 1.0171 | -0.21207 | 0.012185 | 1.7478 | 6.7887 | 19.0021 | 17.4745 | 16.0862 | 14.4615 | 4.8035 | 0.65206 | -0.40734 | -0.45017 | -0.6337 | -0.734 | 76.2921 | 75.8283 | 75.4123 | 73.8107 | 72.8709 | 72.1962 | 71.4158 | 71.0474 | 72.1044 | 75.4945 | 79.864 | 84.6295 | 88.4635 | 91.5831 | 93.1676 | 93.6887 | 93.1006 | 91.4872 | 89.175 | 85.9933 | 82.3509 | 79.7952 | 78.1129 | 76.5255 | 5.3029 | 4.2602 | 4.5206 | 4.0647 | 3.6432 | 3.9571 | 3.3502 | 3.1093 | 3.3583 | 3.7568 | 4.2035 | 5.1864 | 4.4678 | 4.4915 | 3.8106 | 3.4864 | 3.0207 | 3.4074 | 3.8558 | 3.5626 | 3.7079 | 4.3496 | 4.4771 | 4.8352
Program Specific1-in-10Size: Over 200kWOrange County2018November Monthly Peak | Program Specific | 1-in-10 | Size: Over 200kW | Orange County | 2018 | November Monthly Peak | 11 | 122.2655 | 117.8523 | 114.3134 | 115.6068 | 126.9419 | 156.1418 | 181.6726 | 195.7397 | 207.2737 | 213.2684 | 219.2392 | 221.0671 | 220.87 | 219.5384 | 212.457 | 198.5696 | 185.8715 | 179.885 | 171.2205 | 165.9326 | 158.9611 | 151.0229 | 140.258 | 132.9324 | 3.4641 | 2.6532 | 2.2164 | 0.45106 | 0.12268 | 0.76901 | 1.8151 | 1.6793 | -0.10322 | -0.86495 | 0.092901 | 0.87789 | 2.1194 | 6.9675 | 17.0708 | 15.5475 | 15.0062 | 13.6996 | 3.4488 | 1.8255 | 0.42243 | 0.27922 | 0.64718 | -0.31153 | 63.6154 | 62.6147 | 62.0614 | 60.9878 | 59.7433 | 58.7549 | 59.0192 | 59.3957 | 61.4848 | 65.5252 | 70.8358 | 75.3392 | 78.217 | 79.8868 | 80.8796 | 80.8917 | 79.8274 | 77.4428 | 74.6419 | 72.2011 | 70.1031 | 68.2907 | 66.7365 | 66.0474 | 5.2384 | 4.2137 | 4.5277 | 4.09 | 3.6737 | 3.9904 | 3.3375 | 3.0837 | 3.2782 | 3.6181 | 3.9876 | 4.8651 | 4.1653 | 4.1645 | 3.5208 | 3.2066 | 2.7983 | 3.2717 | 3.6355 | 3.3336 | 3.5176 | 4.1579 | 4.2994 | 4.6844
Program Specific1-in-10Size: Over 200kWOrange County2018December Monthly Peak | Program Specific | 1-in-10 | Size: Over 200kW | Orange County | 2018 | December Monthly Peak | 12 | 115.6421 | 111.3339 | 108.4595 | 108.678 | 120.0255 | 149.6277 | 177.063 | 189.2302 | 197.6535 | 198.1501 | 199.6426 | 198.0139 | 194.7015 | 190.5493 | 182.9949 | 171.73 | 162.9997 | 160.0291 | 154.5296 | 150.569 | 144.858 | 139.0295 | 129.7931 | 123.6252 | 3.2765 | 2.5065 | 2.1029 | 0.42402 | 0.11599 | 0.73693 | 1.769 | 1.6235 | -0.098434 | -0.80363 | 0.084597 | 0.78635 | 1.8683 | 6.0475 | 14.7035 | 13.446 | 13.1597 | 12.1874 | 3.1126 | 1.6565 | 0.38495 | 0.25705 | 0.59889 | -0.28972 | 44.0117 | 43.3735 | 42.7042 | 42.7551 | 42.2887 | 41.5081 | 41.4683 | 41.4086 | 42.2396 | 44.198 | 46.5096 | 48.5473 | 49.5475 | 50.0927 | 50.6564 | 51.0605 | 50.5116 | 49.2244 | 47.3916 | 46.3839 | 45.5948 | 44.7184 | 44.0998 | 43.5316 | 4.9546 | 3.9807 | 4.2959 | 3.8448 | 3.4736 | 3.8239 | 3.2528 | 2.9811 | 3.126 | 3.3616 | 3.6312 | 4.3578 | 3.6718 | 3.6146 | 3.0326 | 2.7732 | 2.454 | 2.9105 | 3.2811 | 3.0249 | 3.2056 | 3.8277 | 3.9786 | 4.3564
Program Specific1-in-10Size: Over 200kWOrange County2018Typical Event Day | Program Specific | 1-in-10 | Size: Over 200kW | Orange County | 2018 | Typical Event Day | 8 | 139.9459 | 133.9372 | 129.5496 | 131.8318 | 143.4941 | 175.2102 | 204.9093 | 222.2541 | 237.0453 | 246.0259 | 253.1305 | 255.9089 | 255.239 | 253.8518 | 247.6778 | 235.3052 | 220.7033 | 206.1813 | 196.1476 | 192.405 | 187.6831 | 177.3654 | 163.5684 | 155.6265 | -0.72969 | -0.40787 | -0.6167 | -1.181 | -1.7817 | -2.0713 | -1.6455 | -0.88032 | 1.0327 | 1.8124 | -0.33697 | -0.35266 | 1.5245 | 6.4059 | 19.0163 | 17.7289 | 16.217 | 14.7037 | 5.2183 | 0.1376 | -0.76667 | -0.76755 | -1.1848 | -0.93523 | 78.0716 | 76.7703 | 75.5854 | 74.6475 | 73.6817 | 72.9298 | 72.5968 | 72.9595 | 75.8761 | 80.5261 | 85.5505 | 90.3669 | 93.8823 | 96.2948 | 97.8556 | 98.164 | 98.0959 | 97.0568 | 95.4576 | 92.9877 | 89.2877 | 85.625 | 83.0677 | 81.219 | 5.6948 | 4.5483 | 4.8735 | 4.4297 | 3.9442 | 4.2528 | 3.5753 | 3.3255 | 3.5608 | 3.9642 | 4.3729 | 5.349 | 4.5717 | 4.5736 | 3.8983 | 3.609 | 3.1559 | 3.5616 | 3.9556 | 3.6713 | 3.9447 | 4.6379 | 4.7621 | 5.2087
Program Specific1-in-10Size: Over 200kWOrange County2019January Monthly Peak | Program Specific | 1-in-10 | Size: Over 200kW | Orange County | 2019 | January Monthly Peak | 1 | 113.1422 | 109.324 | 105.8928 | 106.7014 | 118.7445 | 150.1724 | 178.8216 | 192.3717 | 201.4357 | 200.2912 | 201.3094 | 200.6351 | 197.6981 | 192.2391 | 184.0815 | 171.328 | 160.2246 | 157.163 | 152.9446 | 148.9717 | 143.8618 | 138.0653 | 129.4233 | 123.3828 | 3.2056 | 2.4612 | 2.0532 | 0.41631 | 0.11476 | 0.73961 | 1.7866 | 1.6504 | -0.10032 | -0.81231 | 0.085304 | 0.79675 | 1.8971 | 6.1011 | 14.7908 | 13.4145 | 12.9356 | 11.9692 | 3.0807 | 1.6389 | 0.38231 | 0.25526 | 0.59718 | -0.28915 | 42.0665 | 42.0014 | 41.2784 | 40.6432 | 40.1352 | 39.7478 | 39.4765 | 39.1888 | 39.7663 | 42.0755 | 44.2316 | 46.2985 | 47.6978 | 48.7573 | 49.7873 | 50.0794 | 49.5186 | 48.2343 | 46.4361 | 45.7299 | 45.077 | 44.995 | 44.714 | 44.3081 | 4.8475 | 3.9088 | 4.1942 | 3.7749 | 3.4365 | 3.8378 | 3.2851 | 3.0306 | 3.1859 | 3.398 | 3.6615 | 4.4154 | 3.7283 | 3.6467 | 3.0506 | 2.7667 | 2.4122 | 2.8584 | 3.2474 | 2.9928 | 3.1835 | 3.8011 | 3.9673 | 4.3479
Program Specific1-in-10Size: Over 200kWOrange County2019February Monthly Peak | Program Specific | 1-in-10 | Size: Over 200kW | Orange County | 2019 | February Monthly Peak | 2 | 113.7255 | 109.496 | 106.8912 | 107.9747 | 119.8797 | 150.4645 | 178.0305 | 190.8703 | 199.5562 | 200.4135 | 202.3419 | 203.3649 | 201.7045 | 198.29 | 191.2201 | 178.219 | 166.0169 | 160.2821 | 157.0065 | 152.3856 | 146.907 | 139.8274 | 129.8878 | 123.1316 | 3.2222 | 2.4651 | 2.0725 | 0.42128 | 0.11585 | 0.74105 | 1.7787 | 1.6376 | -0.099381 | -0.81281 | 0.085741 | 0.80759 | 1.9355 | 6.2931 | 15.3644 | 13.9541 | 13.4033 | 12.2067 | 3.1625 | 1.6765 | 0.3904 | 0.25852 | 0.59933 | -0.28856 | 47.9325 | 47.7272 | 47.4543 | 46.9501 | 46.432 | 46.035 | 45.4201 | 46.1773 | 47.0471 | 50.5461 | 53.576 | 56.9238 | 58.9462 | 59.8556 | 60.5794 | 60.8204 | 59.4163 | 58.3983 | 56.5906 | 54.6277 | 53.5461 | 52.23 | 51.1122 | 49.538 | 4.8725 | 3.915 | 4.2338 | 3.82 | 3.4693 | 3.8453 | 3.2706 | 3.007 | 3.1561 | 3.4 | 3.6803 | 4.4755 | 3.8039 | 3.7615 | 3.1689 | 2.878 | 2.4994 | 2.9151 | 3.3337 | 3.0614 | 3.2509 | 3.8497 | 3.9815 | 4.339
Program Specific1-in-10Size: Over 200kWOrange County2019March Monthly Peak | Program Specific | 1-in-10 | Size: Over 200kW | Orange County | 2019 | March Monthly Peak | 3 | 119.4953 | 114.9505 | 111.1401 | 112.5853 | 123.5796 | 153.6217 | 181.6277 | 194.8835 | 204.6984 | 208.4651 | 213.4182 | 216.0487 | 216.8355 | 216.1054 | 209.78 | 196.6431 | 183.3826 | 172.0516 | 165.3602 | 164.4741 | 158.7014 | 150.0823 | 138.6744 | 130.2193 | 3.3856 | 2.5879 | 2.1549 | 0.43927 | 0.11943 | 0.7566 | 1.8146 | 1.672 | -0.10194 | -0.84547 | 0.090435 | 0.85796 | 2.0807 | 6.8585 | 16.8557 | 15.3966 | 14.8053 | 13.103 | 3.3308 | 1.8095 | 0.42174 | 0.27748 | 0.63987 | -0.30517 | 61.5441 | 60.0272 | 58.8015 | 58.3996 | 56.9917 | 56.0931 | 55.5776 | 56.4275 | 59.9313 | 64.5404 | 69.5154 | 74.2173 | 77.5093 | 79.1745 | 79.8808 | 80.5821 | 80.5379 | 79.5865 | 76.9059 | 73.306 | 70.2528 | 67.1533 | 64.7364 | 62.8298 | 5.1197 | 4.11 | 4.4021 | 3.9831 | 3.5764 | 3.9259 | 3.3366 | 3.0702 | 3.2375 | 3.5366 | 3.8818 | 4.7547 | 4.0892 | 4.0994 | 3.4764 | 3.1755 | 2.7609 | 3.1292 | 3.5111 | 3.3043 | 3.5119 | 4.132 | 4.2508 | 4.5888
Program Specific1-in-10Size: Over 200kWOrange County2019April Monthly Peak | Program Specific | 1-in-10 | Size: Over 200kW | Orange County | 2019 | April Monthly Peak | 4 | 121.4176 | 117.0751 | 113.3951 | 115.286 | 126.4751 | 156.7354 | 183.3755 | 199.0691 | 212.0167 | 219.789 | 227.5334 | 231.6301 | 232.7966 | 231.7903 | 224.7574 | 211.1439 | 196.9573 | 184.0389 | 173.3159 | 172.6548 | 167.1944 | 157.851 | 144.9588 | 135.5302 | 1.6284 | 1.3048 | 0.9806 | -0.20964 | -0.63063 | -0.39555 | 0.36221 | 0.59754 | 0.35222 | 0.22524 | -0.081191 | 0.36873 | 1.8587 | 6.686 | 17.7021 | 16.2547 | 15.2656 | 13.6195 | 3.9891 | 1.1095 | -0.057092 | -0.1418 | -0.095683 | -0.53861 | 72.2809 | 70.2706 | 68.5193 | 66.688 | 65.7556 | 65.0297 | 64.3363 | 64.5128 | 67.6899 | 73.4009 | 79.8299 | 85.7586 | 89.6467 | 91.6464 | 92.407 | 93.0077 | 92.9835 | 92.1457 | 90.5663 | 86.9826 | 81.9031 | 77.8259 | 75.0252 | 72.7426 | 4.9395 | 3.9747 | 4.2647 | 3.8727 | 3.4755 | 3.8033 | 3.1987 | 2.9778 | 3.1839 | 3.5405 | 3.9296 | 4.8402 | 4.1686 | 4.175 | 3.5366 | 3.2375 | 2.8156 | 3.1783 | 3.4942 | 3.2935 | 3.5131 | 4.1265 | 4.2192 | 4.5348
Program Specific1-in-10Size: Over 200kWOrange County2019May Monthly Peak | Program Specific | 1-in-10 | Size: Over 200kW | Orange County | 2019 | May Monthly Peak | 5 | 123.5425 | 118.9147 | 115.0038 | 117.0367 | 129.025 | 160.2607 | 185.6587 | 204.3565 | 220.5317 | 229.8972 | 238.8225 | 242.8424 | 243.8081 | 242.8943 | 235.8373 | 221.1654 | 205.8846 | 191.7307 | 180.2559 | 176.8491 | 173.2575 | 163.8726 | 150.147 | 141.3722 | 0.72662 | 0.64311 | 0.37112 | -0.55067 | -1.0309 | -1.0069 | -0.3843 | 0.03818 | 0.60667 | 0.82503 | -0.1793 | 0.094995 | 1.7484 | 6.6518 | 18.3858 | 16.8795 | 15.6222 | 13.9803 | 4.4103 | 0.72816 | -0.32137 | -0.3744 | -0.49875 | -0.67815 | 73.2309 | 71.7115 | 69.9508 | 69.2751 | 68.5934 | 67.5201 | 66.9969 | 67.5174 | 71.7608 | 78.3013 | 84.0132 | 88.4996 | 91.2435 | 93.3652 | 94.8038 | 95.7002 | 95.7882 | 94.5166 | 92.2825 | 89.5213 | 86.0557 | 82.1631 | 79.1412 | 76.8477 | 4.9803 | 4.0005 | 4.2859 | 3.8959 | 3.5133 | 3.8536 | 3.2091 | 3.0292 | 3.2818 | 3.6697 | 4.0871 | 5.0285 | 4.3262 | 4.3353 | 3.6773 | 3.3604 | 2.9165 | 3.281 | 3.6012 | 3.3429 | 3.6074 | 4.245 | 4.3305 | 4.6874
Program Specific1-in-10Size: Over 200kWOrange County2019June Monthly Peak | Program Specific | 1-in-10 | Size: Over 200kW | Orange County | 2019 | June Monthly Peak | 6 | 134.2054 | 129.4058 | 124.0848 | 126.1312 | 136.5721 | 165.2474 | 191.2368 | 209.1921 | 223.3767 | 231.5914 | 238.5357 | 240.8643 | 238.8503 | 237.1102 | 230.7837 | 220.0701 | 206.5623 | 192.9202 | 184.3778 | 181.0891 | 178.3707 | 170.243 | 156.6842 | 148.5642 | 0.70848 | 0.64045 | 0.3466 | -0.6226 | -1.1241 | -1.0879 | -0.45775 | -0.0080328 | 0.63397 | 0.87862 | -0.1866 | 0.07108 | 1.6973 | 6.4657 | 17.977 | 16.7843 | 15.6467 | 14.0502 | 4.5325 | 0.71216 | -0.35246 | -0.40784 | -0.55383 | -0.72243 | 74.633 | 73.0678 | 71.6172 | 70.4478 | 69.1507 | 68.2274 | 67.9712 | 68.8453 | 72.0972 | 77.0257 | 82.429 | 87.0764 | 90.3984 | 92.9673 | 94.7441 | 95.4119 | 95.7228 | 95.1126 | 93.6689 | 91.4014 | 87.4229 | 83.0507 | 80.3122 | 78.2313 | 5.4091 | 4.3526 | 4.6234 | 4.1978 | 3.7181 | 3.9727 | 3.3049 | 3.1003 | 3.3235 | 3.6961 | 4.0814 | 4.9866 | 4.2374 | 4.2313 | 3.5978 | 3.3431 | 2.9255 | 3.3008 | 3.6828 | 3.4224 | 3.7132 | 4.4092 | 4.5182 | 4.9249
Program Specific1-in-10Size: Over 200kWOrange County2019July Monthly Peak | Program Specific | 1-in-10 | Size: Over 200kW | Orange County | 2019 | July Monthly Peak | 7 | 137.3604 | 132.1362 | 128.064 | 129.8989 | 141.2523 | 171.9138 | 198.6727 | 214.6935 | 227.5377 | 235.5355 | 242.1207 | 244.2615 | 243.0577 | 241.0649 | 235.766 | 225.869 | 213.1281 | 200.2799 | 191.6846 | 187.0403 | 182.933 | 174.9527 | 161.6529 | 153.2945 | -0.11531 | 0.038009 | -0.20634 | -0.94588 | -1.5074 | -1.6569 | -1.1286 | -0.49929 | 0.84725 | 1.3843 | -0.2669 | -0.16623 | 1.5666 | 6.2876 | 18.2116 | 17.1049 | 15.862 | 14.4093 | 4.938 | 0.38465 | -0.58643 | -0.6162 | -0.92101 | -0.84793 | 76.3536 | 75.2551 | 74.1307 | 73.0921 | 72.245 | 71.6986 | 71.4968 | 71.8456 | 74.8896 | 79.7778 | 84.5527 | 88.9866 | 91.9643 | 93.7705 | 95.534 | 95.9876 | 96.4173 | 95.2676 | 93.4303 | 91.4762 | 88.2711 | 84.8342 | 82.4759 | 80.786 | 5.5509 | 4.4562 | 4.7844 | 4.3346 | 3.8558 | 4.144 | 3.4425 | 3.1902 | 3.3943 | 3.769 | 4.1538 | 5.0703 | 4.3235 | 4.3132 | 3.6852 | 3.4403 | 3.0265 | 3.4358 | 3.8389 | 3.5443 | 3.8183 | 4.5432 | 4.6738 | 5.0952
Program Specific1-in-10Size: Over 200kWOrange County2019August Monthly Peak | Program Specific | 1-in-10 | Size: Over 200kW | Orange County | 2019 | August Monthly Peak | 8 | 140.6 | 134.6015 | 130.2217 | 132.5028 | 144.2522 | 176.1583 | 206.0352 | 224.0176 | 239.5764 | 249.4154 | 257.318 | 260.5712 | 260.1655 | 258.6956 | 252.4351 | 239.8124 | 224.8791 | 209.9209 | 199.1956 | 195.2288 | 190.1215 | 179.5108 | 165.4389 | 157.2436 | -1.4887 | -0.96103 | -1.1237 | -1.46 | -2.1004 | -2.5551 | -2.2494 | -1.3374 | 1.2301 | 2.2938 | -0.41488 | -0.58239 | 1.403 | 6.2586 | 19.2372 | 17.955 | 16.2624 | 14.8075 | 5.5056 | -0.18211 | -0.982 | -0.95446 | -1.5127 | -1.0373 | 79.4782 | 78.2646 | 77.2528 | 76.3774 | 75.7738 | 75.1347 | 74.6943 | 74.8871 | 78.0047 | 82.2971 | 87.0359 | 91.8937 | 95.6212 | 98.5269 | 100.0726 | 100.3988 | 99.9077 | 98.3701 | 97.0234 | 94.3596 | 90.4066 | 86.8847 | 84.3697 | 82.6153 | 5.802 | 4.6353 | 4.9678 | 4.515 | 4.0209 | 4.3361 | 3.6456 | 3.3992 | 3.6495 | 4.0755 | 4.5078 | 5.5232 | 4.7256 | 4.7266 | 4.0292 | 3.73 | 3.2609 | 3.6773 | 4.0737 | 3.7777 | 4.0522 | 4.7601 | 4.8844 | 5.337
Program Specific1-in-10Size: Over 200kWOrange County2019September Monthly Peak | Program Specific | 1-in-10 | Size: Over 200kW | Orange County | 2019 | September Monthly Peak | 9 | 139.4872 | 134.2681 | 130.326 | 132.3092 | 144.3086 | 176.1845 | 207.0404 | 226.6888 | 245.4993 | 256.3118 | 265.7475 | 270.1494 | 270.6209 | 269.0677 | 261.5903 | 246.8845 | 230.5759 | 214.3129 | 203.3492 | 202.1661 | 192.8587 | 182.0809 | 167.4155 | 158.2352 | -2.0515 | -1.38 | -1.511 | -1.6668 | -2.3384 | -2.9177 | -2.7185 | -1.7023 | 1.4068 | 2.7166 | -0.48574 | -0.78123 | 1.339 | 6.2948 | 19.8202 | 18.395 | 16.469 | 14.9899 | 5.7817 | -0.44391 | -1.1558 | -1.1062 | -1.7745 | -1.1151 | 81.8217 | 80.4938 | 79.3408 | 78.6727 | 77.5573 | 76.6587 | 76.225 | 76.2598 | 78.5129 | 83.0038 | 88.1845 | 93.511 | 97.5451 | 99.9146 | 101.0718 | 100.8577 | 100.3359 | 99.4767 | 97.7076 | 94.7135 | 91.0503 | 87.7304 | 85.113 | 83.2435 | 5.8403 | 4.6915 | 5.0445 | 4.5744 | 4.0813 | 4.4001 | 3.717 | 3.49 | 3.7944 | 4.2494 | 4.7236 | 5.81 | 4.9874 | 4.988 | 4.2364 | 3.8961 | 3.3924 | 3.8092 | 4.2194 | 3.9691 | 4.1707 | 4.8989 | 5.0151 | 5.4492
Program Specific1-in-10Size: Over 200kWOrange County2019October Monthly Peak | Program Specific | 1-in-10 | Size: Over 200kW | Orange County | 2019 | October Monthly Peak | 10 | 131.585 | 126.6743 | 121.3377 | 122.1478 | 133.8362 | 164.6147 | 193.8792 | 209.8284 | 225.7441 | 235.4219 | 245.7005 | 250.5457 | 251.8664 | 251.7218 | 244.4594 | 229.529 | 213.3054 | 199.1777 | 193.0617 | 188.5271 | 178.1382 | 167.96 | 155.2763 | 145.8759 | 0.49125 | 0.47776 | 0.20392 | -0.67532 | -1.1841 | -1.2108 | -0.62506 | -0.1293 | 0.69119 | 1.0171 | -0.21207 | 0.012185 | 1.7478 | 6.7887 | 19.0021 | 17.4744 | 16.0862 | 14.4615 | 4.8035 | 0.65206 | -0.40734 | -0.45017 | -0.6337 | -0.734 | 76.2921 | 75.8283 | 75.4123 | 73.8107 | 72.8709 | 72.1962 | 71.4158 | 71.0474 | 72.1044 | 75.4945 | 79.864 | 84.6295 | 88.4635 | 91.5831 | 93.1676 | 93.6887 | 93.1006 | 91.4872 | 89.175 | 85.9933 | 82.3509 | 79.7952 | 78.1129 | 76.5255 | 5.3029 | 4.2602 | 4.5206 | 4.0647 | 3.6432 | 3.9571 | 3.3502 | 3.1093 | 3.3583 | 3.7568 | 4.2035 | 5.1864 | 4.4678 | 4.4915 | 3.8106 | 3.4864 | 3.0207 | 3.4074 | 3.8558 | 3.5626 | 3.7079 | 4.3496 | 4.4771 | 4.8352
Program Specific1-in-10Size: Over 200kWOrange County2019November Monthly Peak | Program Specific | 1-in-10 | Size: Over 200kW | Orange County | 2019 | November Monthly Peak | 11 | 122.2655 | 117.8523 | 114.3134 | 115.6068 | 126.9419 | 156.1418 | 181.6726 | 195.7397 | 207.2737 | 213.2684 | 219.2392 | 221.0671 | 220.87 | 219.5384 | 212.457 | 198.5696 | 185.8715 | 179.885 | 171.2205 | 165.9326 | 158.9611 | 151.0229 | 140.258 | 132.9324 | 3.4641 | 2.6532 | 2.2164 | 0.45106 | 0.12268 | 0.76901 | 1.8151 | 1.6793 | -0.10322 | -0.86495 | 0.092901 | 0.87789 | 2.1194 | 6.9675 | 17.0708 | 15.5475 | 15.0062 | 13.6996 | 3.4488 | 1.8255 | 0.42243 | 0.27922 | 0.64718 | -0.31153 | 63.6154 | 62.6147 | 62.0614 | 60.9878 | 59.7433 | 58.7549 | 59.0192 | 59.3957 | 61.4848 | 65.5252 | 70.8358 | 75.3392 | 78.217 | 79.8868 | 80.8796 | 80.8917 | 79.8274 | 77.4428 | 74.6419 | 72.2011 | 70.1031 | 68.2907 | 66.7364 | 66.0474 | 5.2384 | 4.2137 | 4.5277 | 4.09 | 3.6737 | 3.9904 | 3.3375 | 3.0837 | 3.2782 | 3.6181 | 3.9876 | 4.8651 | 4.1653 | 4.1645 | 3.5208 | 3.2066 | 2.7983 | 3.2717 | 3.6355 | 3.3336 | 3.5176 | 4.1579 | 4.2994 | 4.6844
Program Specific1-in-10Size: Over 200kWOrange County2019December Monthly Peak | Program Specific | 1-in-10 | Size: Over 200kW | Orange County | 2019 | December Monthly Peak | 12 | 115.6421 | 111.3339 | 108.4594 | 108.6779 | 120.0255 | 149.6277 | 177.063 | 189.2302 | 197.6535 | 198.1501 | 199.6426 | 198.0139 | 194.7015 | 190.5493 | 182.9949 | 171.73 | 162.9997 | 160.0291 | 154.5296 | 150.569 | 144.858 | 139.0295 | 129.7931 | 123.6252 | 3.2765 | 2.5065 | 2.1029 | 0.42402 | 0.11599 | 0.73693 | 1.769 | 1.6235 | -0.098434 | -0.80363 | 0.084597 | 0.78635 | 1.8683 | 6.0475 | 14.7035 | 13.446 | 13.1597 | 12.1874 | 3.1126 | 1.6565 | 0.38495 | 0.25705 | 0.59889 | -0.28972 | 44.0117 | 43.3735 | 42.7042 | 42.7551 | 42.2887 | 41.5081 | 41.4683 | 41.4086 | 42.2396 | 44.198 | 46.5096 | 48.5473 | 49.5475 | 50.0927 | 50.6564 | 51.0605 | 50.5116 | 49.2244 | 47.3916 | 46.3839 | 45.5948 | 44.7184 | 44.0998 | 43.5316 | 4.9546 | 3.9807 | 4.2959 | 3.8448 | 3.4736 | 3.8239 | 3.2528 | 2.9811 | 3.126 | 3.3616 | 3.6312 | 4.3578 | 3.6718 | 3.6146 | 3.0326 | 2.7732 | 2.454 | 2.9105 | 3.2811 | 3.0249 | 3.2056 | 3.8277 | 3.9786 | 4.3564
Program Specific1-in-10Size: Over 200kWOrange County2019Typical Event Day | Program Specific | 1-in-10 | Size: Over 200kW | Orange County | 2019 | Typical Event Day | 8 | 139.9459 | 133.9372 | 129.5496 | 131.8318 | 143.4941 | 175.2102 | 204.9093 | 222.2541 | 237.0453 | 246.0259 | 253.1305 | 255.9089 | 255.239 | 253.8518 | 247.6778 | 235.3052 | 220.7033 | 206.1813 | 196.1477 | 192.405 | 187.6831 | 177.3654 | 163.5684 | 155.6265 | -0.72969 | -0.40787 | -0.6167 | -1.181 | -1.7817 | -2.0713 | -1.6455 | -0.88032 | 1.0327 | 1.8124 | -0.33697 | -0.35266 | 1.5245 | 6.4059 | 19.0163 | 17.7289 | 16.217 | 14.7037 | 5.2183 | 0.1376 | -0.76667 | -0.76755 | -1.1848 | -0.93522 | 78.0716 | 76.7703 | 75.5854 | 74.6475 | 73.6817 | 72.9298 | 72.5968 | 72.9595 | 75.8761 | 80.5261 | 85.5505 | 90.3669 | 93.8823 | 96.2948 | 97.8556 | 98.164 | 98.0959 | 97.0568 | 95.4576 | 92.9877 | 89.2877 | 85.625 | 83.0677 | 81.219 | 5.6948 | 4.5483 | 4.8735 | 4.4297 | 3.9442 | 4.2528 | 3.5753 | 3.3255 | 3.5608 | 3.9642 | 4.3729 | 5.349 | 4.5717 | 4.5736 | 3.8983 | 3.609 | 3.1559 | 3.5616 | 3.9556 | 3.6713 | 3.9447 | 4.6379 | 4.7621 | 5.2087
Program Specific1-in-10Size: Over 200kWOrange County2020January Monthly Peak | Program Specific | 1-in-10 | Size: Over 200kW | Orange County | 2020 | January Monthly Peak | 1 | 113.1422 | 109.324 | 105.8928 | 106.7014 | 118.7445 | 150.1724 | 178.8215 | 192.3717 | 201.4357 | 200.2912 | 201.3094 | 200.6351 | 197.6981 | 192.2391 | 184.0815 | 171.328 | 160.2246 | 157.163 | 152.9446 | 148.9717 | 143.8618 | 138.0653 | 129.4233 | 123.3828 | 3.2056 | 2.4612 | 2.0532 | 0.41631 | 0.11476 | 0.73961 | 1.7866 | 1.6504 | -0.10032 | -0.81232 | 0.085304 | 0.79675 | 1.8971 | 6.1011 | 14.7908 | 13.4145 | 12.9356 | 11.9692 | 3.0807 | 1.6389 | 0.38231 | 0.25526 | 0.59718 | -0.28915 | 42.0665 | 42.0014 | 41.2784 | 40.6432 | 40.1352 | 39.7478 | 39.4765 | 39.1888 | 39.7663 | 42.0755 | 44.2316 | 46.2985 | 47.6978 | 48.7573 | 49.7873 | 50.0794 | 49.5186 | 48.2343 | 46.4361 | 45.7299 | 45.077 | 44.995 | 44.714 | 44.3081 | 4.8475 | 3.9088 | 4.1942 | 3.7749 | 3.4365 | 3.8378 | 3.2851 | 3.0306 | 3.1859 | 3.398 | 3.6615 | 4.4154 | 3.7283 | 3.6467 | 3.0506 | 2.7667 | 2.4122 | 2.8584 | 3.2474 | 2.9928 | 3.1835 | 3.8011 | 3.9673 | 4.3479
Program Specific1-in-10Size: Over 200kWOrange County2020February Monthly Peak | Program Specific | 1-in-10 | Size: Over 200kW | Orange County | 2020 | February Monthly Peak | 2 | 113.7255 | 109.496 | 106.8912 | 107.9747 | 119.8797 | 150.4645 | 178.0305 | 190.8703 | 199.5562 | 200.4135 | 202.3419 | 203.3649 | 201.7045 | 198.29 | 191.22 | 178.219 | 166.0168 | 160.2821 | 157.0065 | 152.3856 | 146.907 | 139.8274 | 129.8878 | 123.1316 | 3.2222 | 2.4651 | 2.0725 | 0.42128 | 0.11585 | 0.74105 | 1.7787 | 1.6376 | -0.099381 | -0.81281 | 0.085741 | 0.80759 | 1.9355 | 6.2931 | 15.3644 | 13.9541 | 13.4033 | 12.2067 | 3.1625 | 1.6765 | 0.3904 | 0.25852 | 0.59933 | -0.28856 | 47.9325 | 47.7272 | 47.4543 | 46.9501 | 46.432 | 46.035 | 45.4201 | 46.1773 | 47.0471 | 50.5461 | 53.576 | 56.9238 | 58.9462 | 59.8556 | 60.5794 | 60.8204 | 59.4163 | 58.3983 | 56.5906 | 54.6277 | 53.5461 | 52.23 | 51.1122 | 49.538 | 4.8725 | 3.915 | 4.2338 | 3.82 | 3.4693 | 3.8453 | 3.2706 | 3.007 | 3.1561 | 3.4 | 3.6803 | 4.4755 | 3.8039 | 3.7615 | 3.1689 | 2.878 | 2.4994 | 2.9151 | 3.3337 | 3.0614 | 3.2509 | 3.8497 | 3.9815 | 4.339
Program Specific1-in-10Size: Over 200kWOrange County2020March Monthly Peak | Program Specific | 1-in-10 | Size: Over 200kW | Orange County | 2020 | March Monthly Peak | 3 | 119.4953 | 114.9505 | 111.1401 | 112.5853 | 123.5796 | 153.6217 | 181.6277 | 194.8835 | 204.6984 | 208.4651 | 213.4182 | 216.0487 | 216.8355 | 216.1054 | 209.78 | 196.6431 | 183.3826 | 172.0516 | 165.3602 | 164.4741 | 158.7014 | 150.0823 | 138.6744 | 130.2193 | 3.3856 | 2.5879 | 2.1549 | 0.43927 | 0.11943 | 0.7566 | 1.8146 | 1.672 | -0.10194 | -0.84547 | 0.090435 | 0.85796 | 2.0807 | 6.8585 | 16.8557 | 15.3966 | 14.8053 | 13.103 | 3.3308 | 1.8095 | 0.42174 | 0.27748 | 0.63987 | -0.30517 | 61.5441 | 60.0272 | 58.8015 | 58.3996 | 56.9917 | 56.0931 | 55.5776 | 56.4275 | 59.9313 | 64.5404 | 69.5154 | 74.2173 | 77.5093 | 79.1745 | 79.8808 | 80.5821 | 80.5379 | 79.5865 | 76.9059 | 73.306 | 70.2527 | 67.1533 | 64.7365 | 62.8298 | 5.1197 | 4.11 | 4.4021 | 3.9831 | 3.5764 | 3.9259 | 3.3366 | 3.0702 | 3.2375 | 3.5366 | 3.8818 | 4.7547 | 4.0892 | 4.0994 | 3.4764 | 3.1755 | 2.7609 | 3.1292 | 3.5111 | 3.3043 | 3.5119 | 4.132 | 4.2508 | 4.5888
Program Specific1-in-10Size: Over 200kWOrange County2020April Monthly Peak | Program Specific | 1-in-10 | Size: Over 200kW | Orange County | 2020 | April Monthly Peak | 4 | 121.4176 | 117.0751 | 113.3951 | 115.286 | 126.4751 | 156.7354 | 183.3755 | 199.0691 | 212.0167 | 219.789 | 227.5334 | 231.6301 | 232.7966 | 231.7903 | 224.7574 | 211.1439 | 196.9573 | 184.0389 | 173.3159 | 172.6548 | 167.1944 | 157.851 | 144.9588 | 135.5302 | 1.6284 | 1.3048 | 0.9806 | -0.20964 | -0.63063 | -0.39555 | 0.36221 | 0.59754 | 0.35222 | 0.22524 | -0.081191 | 0.36873 | 1.8587 | 6.686 | 17.7021 | 16.2547 | 15.2656 | 13.6195 | 3.9891 | 1.1095 | -0.057092 | -0.1418 | -0.095683 | -0.53861 | 72.2809 | 70.2706 | 68.5193 | 66.688 | 65.7556 | 65.0297 | 64.3363 | 64.5128 | 67.6899 | 73.4009 | 79.8299 | 85.7586 | 89.6467 | 91.6464 | 92.4071 | 93.0077 | 92.9835 | 92.1457 | 90.5663 | 86.9826 | 81.9031 | 77.8259 | 75.0252 | 72.7426 | 4.9395 | 3.9747 | 4.2647 | 3.8727 | 3.4755 | 3.8033 | 3.1987 | 2.9778 | 3.1839 | 3.5405 | 3.9296 | 4.8402 | 4.1686 | 4.175 | 3.5366 | 3.2375 | 2.8156 | 3.1783 | 3.4942 | 3.2935 | 3.5131 | 4.1265 | 4.2192 | 4.5348
Program Specific1-in-10Size: Over 200kWOrange County2020May Monthly Peak | Program Specific | 1-in-10 | Size: Over 200kW | Orange County | 2020 | May Monthly Peak | 5 | 123.5425 | 118.9147 | 115.0038 | 117.0367 | 129.025 | 160.2607 | 185.6587 | 204.3565 | 220.5317 | 229.8972 | 238.8225 | 242.8424 | 243.8081 | 242.8943 | 235.8373 | 221.1654 | 205.8846 | 191.7307 | 180.2559 | 176.8491 | 173.2575 | 163.8726 | 150.147 | 141.3722 | 0.72662 | 0.64311 | 0.37112 | -0.55067 | -1.0309 | -1.0069 | -0.3843 | 0.03818 | 0.60667 | 0.82503 | -0.1793 | 0.094995 | 1.7484 | 6.6518 | 18.3858 | 16.8795 | 15.6222 | 13.9803 | 4.4103 | 0.72816 | -0.32137 | -0.3744 | -0.49875 | -0.67815 | 73.2309 | 71.7115 | 69.9508 | 69.2751 | 68.5934 | 67.5201 | 66.9969 | 67.5174 | 71.7608 | 78.3013 | 84.0132 | 88.4996 | 91.2435 | 93.3652 | 94.8038 | 95.7002 | 95.7882 | 94.5166 | 92.2825 | 89.5213 | 86.0557 | 82.1631 | 79.1412 | 76.8477 | 4.9803 | 4.0005 | 4.2859 | 3.8959 | 3.5133 | 3.8536 | 3.2091 | 3.0292 | 3.2818 | 3.6697 | 4.0871 | 5.0285 | 4.3262 | 4.3353 | 3.6773 | 3.3604 | 2.9165 | 3.281 | 3.6012 | 3.3429 | 3.6074 | 4.245 | 4.3305 | 4.6874
Program Specific1-in-10Size: Over 200kWOrange County2020June Monthly Peak | Program Specific | 1-in-10 | Size: Over 200kW | Orange County | 2020 | June Monthly Peak | 6 | 134.2054 | 129.4058 | 124.0848 | 126.1312 | 136.5721 | 165.2474 | 191.2368 | 209.1921 | 223.3767 | 231.5914 | 238.5357 | 240.8643 | 238.8503 | 237.1102 | 230.7837 | 220.0701 | 206.5623 | 192.9202 | 184.3778 | 181.0891 | 178.3707 | 170.243 | 156.6842 | 148.5642 | 0.70848 | 0.64045 | 0.3466 | -0.6226 | -1.1241 | -1.0879 | -0.45775 | -0.0080328 | 0.63397 | 0.87862 | -0.1866 | 0.07108 | 1.6973 | 6.4657 | 17.977 | 16.7843 | 15.6467 | 14.0502 | 4.5325 | 0.71216 | -0.35246 | -0.40784 | -0.55383 | -0.72243 | 74.633 | 73.0678 | 71.6172 | 70.4478 | 69.1507 | 68.2274 | 67.9712 | 68.8453 | 72.0972 | 77.0257 | 82.429 | 87.0764 | 90.3984 | 92.9673 | 94.7441 | 95.4119 | 95.7228 | 95.1126 | 93.6689 | 91.4014 | 87.4229 | 83.0508 | 80.3122 | 78.2313 | 5.4091 | 4.3526 | 4.6234 | 4.1978 | 3.7181 | 3.9727 | 3.3049 | 3.1003 | 3.3235 | 3.6961 | 4.0814 | 4.9866 | 4.2374 | 4.2313 | 3.5978 | 3.3431 | 2.9255 | 3.3008 | 3.6828 | 3.4224 | 3.7132 | 4.4092 | 4.5182 | 4.9249
Program Specific1-in-10Size: Over 200kWOrange County2020July Monthly Peak | Program Specific | 1-in-10 | Size: Over 200kW | Orange County | 2020 | July Monthly Peak | 7 | 137.3604 | 132.1362 | 128.064 | 129.8989 | 141.2524 | 171.9138 | 198.6727 | 214.6935 | 227.5377 | 235.5355 | 242.1207 | 244.2615 | 243.0577 | 241.0649 | 235.766 | 225.869 | 213.1281 | 200.2799 | 191.6846 | 187.0402 | 182.933 | 174.9527 | 161.6529 | 153.2945 | -0.11531 | 0.038009 | -0.20634 | -0.94588 | -1.5074 | -1.6569 | -1.1286 | -0.49929 | 0.84725 | 1.3843 | -0.2669 | -0.16623 | 1.5666 | 6.2876 | 18.2116 | 17.1049 | 15.862 | 14.4093 | 4.938 | 0.38465 | -0.58643 | -0.6162 | -0.92101 | -0.84793 | 76.3536 | 75.2551 | 74.1307 | 73.0921 | 72.245 | 71.6986 | 71.4968 | 71.8456 | 74.8896 | 79.7778 | 84.5527 | 88.9866 | 91.9643 | 93.7705 | 95.534 | 95.9876 | 96.4173 | 95.2676 | 93.4303 | 91.4762 | 88.2711 | 84.8342 | 82.4759 | 80.786 | 5.5509 | 4.4562 | 4.7844 | 4.3346 | 3.8558 | 4.144 | 3.4425 | 3.1902 | 3.3943 | 3.769 | 4.1538 | 5.0703 | 4.3235 | 4.3132 | 3.6852 | 3.4403 | 3.0265 | 3.4358 | 3.8389 | 3.5443 | 3.8183 | 4.5432 | 4.6738 | 5.0952
Program Specific1-in-10Size: Over 200kWOrange County2020August Monthly Peak | Program Specific | 1-in-10 | Size: Over 200kW | Orange County | 2020 | August Monthly Peak | 8 | 140.6 | 134.6015 | 130.2217 | 132.5028 | 144.2522 | 176.1583 | 206.0352 | 224.0176 | 239.5764 | 249.4154 | 257.318 | 260.5712 | 260.1655 | 258.6956 | 252.4351 | 239.8124 | 224.8791 | 209.9209 | 199.1956 | 195.2288 | 190.1215 | 179.5108 | 165.4389 | 157.2436 | -1.4887 | -0.96103 | -1.1237 | -1.46 | -2.1004 | -2.5551 | -2.2494 | -1.3374 | 1.2301 | 2.2938 | -0.41488 | -0.58239 | 1.403 | 6.2586 | 19.2372 | 17.955 | 16.2624 | 14.8075 | 5.5056 | -0.18211 | -0.982 | -0.95446 | -1.5127 | -1.0373 | 79.4782 | 78.2646 | 77.2528 | 76.3774 | 75.7738 | 75.1347 | 74.6943 | 74.8871 | 78.0047 | 82.2971 | 87.0359 | 91.8937 | 95.6212 | 98.5269 | 100.0726 | 100.3988 | 99.9077 | 98.3701 | 97.0234 | 94.3596 | 90.4066 | 86.8847 | 84.3697 | 82.6153 | 5.802 | 4.6353 | 4.9678 | 4.515 | 4.0209 | 4.3361 | 3.6456 | 3.3992 | 3.6495 | 4.0755 | 4.5078 | 5.5232 | 4.7256 | 4.7266 | 4.0292 | 3.73 | 3.2609 | 3.6773 | 4.0737 | 3.7777 | 4.0522 | 4.7601 | 4.8844 | 5.337
Program Specific1-in-10Size: Over 200kWOrange County2020September Monthly Peak | Program Specific | 1-in-10 | Size: Over 200kW | Orange County | 2020 | September Monthly Peak | 9 | 139.4872 | 134.2681 | 130.326 | 132.3092 | 144.3086 | 176.1845 | 207.0404 | 226.6888 | 245.4993 | 256.3118 | 265.7475 | 270.1493 | 270.6209 | 269.0677 | 261.5903 | 246.8845 | 230.5758 | 214.3129 | 203.3492 | 202.1661 | 192.8587 | 182.0809 | 167.4155 | 158.2352 | -2.0515 | -1.38 | -1.511 | -1.6668 | -2.3384 | -2.9177 | -2.7185 | -1.7023 | 1.4068 | 2.7166 | -0.48574 | -0.78123 | 1.339 | 6.2948 | 19.8202 | 18.395 | 16.469 | 14.9899 | 5.7817 | -0.44391 | -1.1558 | -1.1062 | -1.7745 | -1.1151 | 81.8217 | 80.4938 | 79.3408 | 78.6727 | 77.5573 | 76.6587 | 76.225 | 76.2598 | 78.5129 | 83.0038 | 88.1845 | 93.511 | 97.5451 | 99.9146 | 101.0718 | 100.8577 | 100.3359 | 99.4767 | 97.7076 | 94.7135 | 91.0503 | 87.7304 | 85.113 | 83.2435 | 5.8403 | 4.6915 | 5.0445 | 4.5744 | 4.0813 | 4.4001 | 3.717 | 3.49 | 3.7944 | 4.2494 | 4.7236 | 5.81 | 4.9874 | 4.988 | 4.2364 | 3.8961 | 3.3924 | 3.8092 | 4.2194 | 3.9691 | 4.1707 | 4.8989 | 5.0151 | 5.4492
Program Specific1-in-10Size: Over 200kWOrange County2020October Monthly Peak | Program Specific | 1-in-10 | Size: Over 200kW | Orange County | 2020 | October Monthly Peak | 10 | 131.585 | 126.6743 | 121.3377 | 122.1478 | 133.8362 | 164.6147 | 193.8792 | 209.8284 | 225.7441 | 235.4219 | 245.7005 | 250.5457 | 251.8664 | 251.7218 | 244.4594 | 229.529 | 213.3054 | 199.1777 | 193.0617 | 188.5271 | 178.1382 | 167.96 | 155.2763 | 145.8759 | 0.49125 | 0.47776 | 0.20392 | -0.67532 | -1.1841 | -1.2108 | -0.62506 | -0.1293 | 0.69119 | 1.0171 | -0.21207 | 0.012185 | 1.7478 | 6.7887 | 19.0021 | 17.4745 | 16.0862 | 14.4615 | 4.8035 | 0.65206 | -0.40734 | -0.45017 | -0.6337 | -0.734 | 76.2921 | 75.8283 | 75.4123 | 73.8107 | 72.8709 | 72.1962 | 71.4158 | 71.0474 | 72.1044 | 75.4945 | 79.864 | 84.6295 | 88.4635 | 91.5831 | 93.1676 | 93.6887 | 93.1006 | 91.4872 | 89.175 | 85.9933 | 82.3509 | 79.7952 | 78.1129 | 76.5255 | 5.3029 | 4.2602 | 4.5206 | 4.0647 | 3.6432 | 3.9571 | 3.3502 | 3.1093 | 3.3583 | 3.7568 | 4.2035 | 5.1864 | 4.4678 | 4.4915 | 3.8106 | 3.4864 | 3.0207 | 3.4074 | 3.8558 | 3.5626 | 3.7079 | 4.3496 | 4.4771 | 4.8352
Program Specific1-in-10Size: Over 200kWOrange County2020November Monthly Peak | Program Specific | 1-in-10 | Size: Over 200kW | Orange County | 2020 | November Monthly Peak | 11 | 122.2655 | 117.8523 | 114.3134 | 115.6068 | 126.9419 | 156.1418 | 181.6726 | 195.7397 | 207.2737 | 213.2684 | 219.2392 | 221.0671 | 220.87 | 219.5384 | 212.457 | 198.5696 | 185.8715 | 179.885 | 171.2205 | 165.9327 | 158.9611 | 151.0229 | 140.258 | 132.9324 | 3.4641 | 2.6532 | 2.2164 | 0.45106 | 0.12268 | 0.76901 | 1.8151 | 1.6793 | -0.10322 | -0.86495 | 0.092901 | 0.87789 | 2.1194 | 6.9675 | 17.0708 | 15.5475 | 15.0062 | 13.6996 | 3.4488 | 1.8255 | 0.42243 | 0.27922 | 0.64718 | -0.31153 | 63.6154 | 62.6147 | 62.0614 | 60.9878 | 59.7433 | 58.7549 | 59.0192 | 59.3957 | 61.4848 | 65.5252 | 70.8358 | 75.3392 | 78.217 | 79.8868 | 80.8796 | 80.8917 | 79.8274 | 77.4428 | 74.6419 | 72.2011 | 70.1031 | 68.2907 | 66.7365 | 66.0474 | 5.2384 | 4.2137 | 4.5277 | 4.09 | 3.6737 | 3.9904 | 3.3375 | 3.0837 | 3.2782 | 3.6181 | 3.9876 | 4.8651 | 4.1653 | 4.1645 | 3.5208 | 3.2066 | 2.7983 | 3.2717 | 3.6355 | 3.3336 | 3.5176 | 4.1579 | 4.2994 | 4.6844
Program Specific1-in-10Size: Over 200kWOrange County2020December Monthly Peak | Program Specific | 1-in-10 | Size: Over 200kW | Orange County | 2020 | December Monthly Peak | 12 | 115.6421 | 111.3339 | 108.4595 | 108.678 | 120.0255 | 149.6277 | 177.063 | 189.2302 | 197.6535 | 198.1501 | 199.6426 | 198.0139 | 194.7015 | 190.5493 | 182.9949 | 171.73 | 162.9997 | 160.0291 | 154.5296 | 150.569 | 144.858 | 139.0295 | 129.7931 | 123.6252 | 3.2765 | 2.5065 | 2.1029 | 0.42402 | 0.11599 | 0.73693 | 1.769 | 1.6235 | -0.098434 | -0.80363 | 0.084597 | 0.78635 | 1.8683 | 6.0475 | 14.7035 | 13.446 | 13.1597 | 12.1874 | 3.1126 | 1.6565 | 0.38495 | 0.25705 | 0.59889 | -0.28972 | 44.0117 | 43.3735 | 42.7042 | 42.7551 | 42.2887 | 41.5081 | 41.4683 | 41.4086 | 42.2396 | 44.198 | 46.5096 | 48.5473 | 49.5475 | 50.0927 | 50.6564 | 51.0605 | 50.5116 | 49.2244 | 47.3916 | 46.3839 | 45.5949 | 44.7184 | 44.0998 | 43.5316 | 4.9546 | 3.9807 | 4.2959 | 3.8448 | 3.4736 | 3.8239 | 3.2528 | 2.9811 | 3.126 | 3.3616 | 3.6312 | 4.3578 | 3.6718 | 3.6146 | 3.0326 | 2.7732 | 2.454 | 2.9105 | 3.2811 | 3.0249 | 3.2056 | 3.8277 | 3.9786 | 4.3564
Program Specific1-in-10Size: Over 200kWOrange County2020Typical Event Day | Program Specific | 1-in-10 | Size: Over 200kW | Orange County | 2020 | Typical Event Day | 8 | 139.9459 | 133.9372 | 129.5496 | 131.8318 | 143.4941 | 175.2102 | 204.9093 | 222.2541 | 237.0453 | 246.0259 | 253.1305 | 255.9089 | 255.239 | 253.8518 | 247.6778 | 235.3051 | 220.7033 | 206.1813 | 196.1476 | 192.405 | 187.6831 | 177.3654 | 163.5684 | 155.6265 | -0.72969 | -0.40787 | -0.6167 | -1.181 | -1.7817 | -2.0713 | -1.6455 | -0.88032 | 1.0327 | 1.8124 | -0.33697 | -0.35266 | 1.5245 | 6.4059 | 19.0163 | 17.7289 | 16.217 | 14.7037 | 5.2183 | 0.1376 | -0.76667 | -0.76755 | -1.1848 | -0.93523 | 78.0716 | 76.7703 | 75.5854 | 74.6475 | 73.6817 | 72.9298 | 72.5968 | 72.9595 | 75.8761 | 80.5261 | 85.5505 | 90.3669 | 93.8823 | 96.2948 | 97.8556 | 98.164 | 98.0959 | 97.0568 | 95.4576 | 92.9877 | 89.2877 | 85.625 | 83.0677 | 81.219 | 5.6948 | 4.5483 | 4.8735 | 4.4297 | 3.9442 | 4.2528 | 3.5753 | 3.3255 | 3.5608 | 3.9642 | 4.3729 | 5.349 | 4.5717 | 4.5736 | 3.8983 | 3.609 | 3.1559 | 3.5616 | 3.9556 | 3.6713 | 3.9447 | 4.6379 | 4.7621 | 5.2087
Program Specific1-in-10Size: Over 200kWOrange County2021January Monthly Peak | Program Specific | 1-in-10 | Size: Over 200kW | Orange County | 2021 | January Monthly Peak | 1 | 113.1422 | 109.324 | 105.8928 | 106.7014 | 118.7445 | 150.1724 | 178.8215 | 192.3717 | 201.4357 | 200.2912 | 201.3094 | 200.6351 | 197.6981 | 192.2391 | 184.0815 | 171.328 | 160.2246 | 157.163 | 152.9446 | 148.9717 | 143.8618 | 138.0653 | 129.4233 | 123.3828 | 3.2056 | 2.4612 | 2.0532 | 0.41631 | 0.11476 | 0.73961 | 1.7866 | 1.6504 | -0.10032 | -0.81231 | 0.085304 | 0.79675 | 1.8971 | 6.1011 | 14.7908 | 13.4145 | 12.9356 | 11.9692 | 3.0807 | 1.6389 | 0.38231 | 0.25526 | 0.59718 | -0.28915 | 42.0665 | 42.0014 | 41.2784 | 40.6432 | 40.1352 | 39.7478 | 39.4765 | 39.1888 | 39.7663 | 42.0755 | 44.2316 | 46.2985 | 47.6978 | 48.7573 | 49.7873 | 50.0794 | 49.5186 | 48.2343 | 46.4361 | 45.7299 | 45.077 | 44.995 | 44.714 | 44.3081 | 4.8475 | 3.9088 | 4.1942 | 3.7749 | 3.4365 | 3.8378 | 3.2851 | 3.0306 | 3.1859 | 3.398 | 3.6615 | 4.4154 | 3.7283 | 3.6467 | 3.0506 | 2.7667 | 2.4122 | 2.8584 | 3.2474 | 2.9928 | 3.1835 | 3.8011 | 3.9673 | 4.3479
Program Specific1-in-10Size: Over 200kWOrange County2021February Monthly Peak | Program Specific | 1-in-10 | Size: Over 200kW | Orange County | 2021 | February Monthly Peak | 2 | 113.7255 | 109.496 | 106.8912 | 107.9747 | 119.8797 | 150.4645 | 178.0305 | 190.8703 | 199.5562 | 200.4135 | 202.3419 | 203.3649 | 201.7045 | 198.29 | 191.2201 | 178.2191 | 166.0169 | 160.2821 | 157.0065 | 152.3856 | 146.907 | 139.8274 | 129.8878 | 123.1316 | 3.2222 | 2.4651 | 2.0725 | 0.42128 | 0.11585 | 0.74105 | 1.7787 | 1.6376 | -0.099381 | -0.81281 | 0.085741 | 0.80759 | 1.9355 | 6.2931 | 15.3644 | 13.9541 | 13.4033 | 12.2067 | 3.1625 | 1.6765 | 0.3904 | 0.25852 | 0.59933 | -0.28856 | 47.9325 | 47.7272 | 47.4543 | 46.9501 | 46.432 | 46.035 | 45.4201 | 46.1773 | 47.0471 | 50.5461 | 53.576 | 56.9238 | 58.9462 | 59.8556 | 60.5794 | 60.8204 | 59.4163 | 58.3983 | 56.5906 | 54.6277 | 53.5461 | 52.23 | 51.1122 | 49.538 | 4.8725 | 3.915 | 4.2338 | 3.82 | 3.4693 | 3.8453 | 3.2706 | 3.007 | 3.1561 | 3.4 | 3.6803 | 4.4755 | 3.8039 | 3.7615 | 3.1689 | 2.878 | 2.4994 | 2.9151 | 3.3337 | 3.0614 | 3.2509 | 3.8497 | 3.9815 | 4.339
Program Specific1-in-10Size: Over 200kWOrange County2021March Monthly Peak | Program Specific | 1-in-10 | Size: Over 200kW | Orange County | 2021 | March Monthly Peak | 3 | 119.4953 | 114.9505 | 111.1401 | 112.5853 | 123.5796 | 153.6217 | 181.6277 | 194.8835 | 204.6984 | 208.4651 | 213.4182 | 216.0487 | 216.8355 | 216.1054 | 209.78 | 196.6431 | 183.3826 | 172.0516 | 165.3602 | 164.4741 | 158.7014 | 150.0823 | 138.6744 | 130.2193 | 3.3856 | 2.5879 | 2.1549 | 0.43927 | 0.11943 | 0.7566 | 1.8146 | 1.672 | -0.10194 | -0.84547 | 0.090435 | 0.85796 | 2.0807 | 6.8585 | 16.8557 | 15.3966 | 14.8053 | 13.103 | 3.3308 | 1.8095 | 0.42174 | 0.27748 | 0.63987 | -0.30517 | 61.5441 | 60.0272 | 58.8015 | 58.3996 | 56.9917 | 56.0931 | 55.5776 | 56.4275 | 59.9313 | 64.5404 | 69.5154 | 74.2173 | 77.5093 | 79.1745 | 79.8808 | 80.5821 | 80.5379 | 79.5865 | 76.9059 | 73.306 | 70.2527 | 67.1533 | 64.7364 | 62.8298 | 5.1197 | 4.11 | 4.4021 | 3.9831 | 3.5764 | 3.9259 | 3.3366 | 3.0702 | 3.2375 | 3.5366 | 3.8818 | 4.7547 | 4.0892 | 4.0994 | 3.4764 | 3.1755 | 2.7609 | 3.1292 | 3.5111 | 3.3043 | 3.5119 | 4.132 | 4.2508 | 4.5888
Program Specific1-in-10Size: Over 200kWOrange County2021April Monthly Peak | Program Specific | 1-in-10 | Size: Over 200kW | Orange County | 2021 | April Monthly Peak | 4 | 121.4176 | 117.0751 | 113.3951 | 115.286 | 126.4751 | 156.7354 | 183.3755 | 199.0691 | 212.0167 | 219.789 | 227.5334 | 231.6301 | 232.7966 | 231.7903 | 224.7574 | 211.1439 | 196.9572 | 184.0389 | 173.3159 | 172.6548 | 167.1944 | 157.851 | 144.9588 | 135.5302 | 1.6284 | 1.3048 | 0.9806 | -0.20964 | -0.63063 | -0.39555 | 0.36221 | 0.59754 | 0.35222 | 0.22524 | -0.081191 | 0.36873 | 1.8587 | 6.686 | 17.7021 | 16.2547 | 15.2656 | 13.6195 | 3.9891 | 1.1095 | -0.057092 | -0.1418 | -0.095683 | -0.53861 | 72.2809 | 70.2706 | 68.5193 | 66.688 | 65.7556 | 65.0297 | 64.3363 | 64.5128 | 67.6899 | 73.4009 | 79.8299 | 85.7586 | 89.6467 | 91.6464 | 92.407 | 93.0077 | 92.9835 | 92.1457 | 90.5663 | 86.9826 | 81.9031 | 77.8259 | 75.0252 | 72.7426 | 4.9395 | 3.9747 | 4.2647 | 3.8727 | 3.4755 | 3.8033 | 3.1987 | 2.9778 | 3.1839 | 3.5405 | 3.9296 | 4.8402 | 4.1686 | 4.175 | 3.5366 | 3.2375 | 2.8156 | 3.1783 | 3.4942 | 3.2935 | 3.5131 | 4.1265 | 4.2192 | 4.5348
Program Specific1-in-10Size: Over 200kWOrange County2021May Monthly Peak | Program Specific | 1-in-10 | Size: Over 200kW | Orange County | 2021 | May Monthly Peak | 5 | 123.5425 | 118.9147 | 115.0038 | 117.0367 | 129.025 | 160.2607 | 185.6587 | 204.3565 | 220.5317 | 229.8972 | 238.8225 | 242.8424 | 243.8081 | 242.8943 | 235.8373 | 221.1654 | 205.8846 | 191.7307 | 180.2559 | 176.8491 | 173.2575 | 163.8726 | 150.147 | 141.3722 | 0.72662 | 0.64311 | 0.37112 | -0.55067 | -1.0309 | -1.0069 | -0.3843 | 0.03818 | 0.60667 | 0.82503 | -0.1793 | 0.094995 | 1.7484 | 6.6518 | 18.3858 | 16.8795 | 15.6222 | 13.9803 | 4.4103 | 0.72816 | -0.32137 | -0.3744 | -0.49875 | -0.67815 | 73.2309 | 71.7115 | 69.9508 | 69.2751 | 68.5934 | 67.5201 | 66.9969 | 67.5174 | 71.7608 | 78.3013 | 84.0132 | 88.4996 | 91.2435 | 93.3652 | 94.8038 | 95.7002 | 95.7882 | 94.5166 | 92.2825 | 89.5213 | 86.0557 | 82.1631 | 79.1412 | 76.8477 | 4.9803 | 4.0005 | 4.2859 | 3.8959 | 3.5133 | 3.8536 | 3.2091 | 3.0292 | 3.2818 | 3.6697 | 4.0871 | 5.0285 | 4.3262 | 4.3353 | 3.6773 | 3.3604 | 2.9165 | 3.281 | 3.6012 | 3.3429 | 3.6074 | 4.245 | 4.3305 | 4.6874
Program Specific1-in-10Size: Over 200kWOrange County2021June Monthly Peak | Program Specific | 1-in-10 | Size: Over 200kW | Orange County | 2021 | June Monthly Peak | 6 | 134.2054 | 129.4058 | 124.0848 | 126.1312 | 136.5721 | 165.2475 | 191.2368 | 209.1921 | 223.3767 | 231.5914 | 238.5357 | 240.8643 | 238.8503 | 237.1102 | 230.7837 | 220.0701 | 206.5623 | 192.9202 | 184.3778 | 181.0891 | 178.3707 | 170.243 | 156.6842 | 148.5642 | 0.70848 | 0.64045 | 0.3466 | -0.6226 | -1.1241 | -1.0879 | -0.45775 | -0.0080328 | 0.63397 | 0.87862 | -0.1866 | 0.07108 | 1.6973 | 6.4657 | 17.977 | 16.7843 | 15.6467 | 14.0502 | 4.5325 | 0.71216 | -0.35246 | -0.40784 | -0.55383 | -0.72243 | 74.633 | 73.0678 | 71.6171 | 70.4478 | 69.1507 | 68.2274 | 67.9712 | 68.8453 | 72.0972 | 77.0257 | 82.429 | 87.0764 | 90.3985 | 92.9673 | 94.7441 | 95.4119 | 95.7228 | 95.1126 | 93.6689 | 91.4014 | 87.4229 | 83.0508 | 80.3122 | 78.2313 | 5.4091 | 4.3526 | 4.6234 | 4.1978 | 3.7181 | 3.9727 | 3.3049 | 3.1003 | 3.3235 | 3.6961 | 4.0814 | 4.9866 | 4.2374 | 4.2313 | 3.5978 | 3.3431 | 2.9255 | 3.3008 | 3.6828 | 3.4224 | 3.7132 | 4.4092 | 4.5182 | 4.9249
Program Specific1-in-10Size: Over 200kWOrange County2021July Monthly Peak | Program Specific | 1-in-10 | Size: Over 200kW | Orange County | 2021 | July Monthly Peak | 7 | 137.3604 | 132.1362 | 128.064 | 129.8989 | 141.2524 | 171.9138 | 198.6727 | 214.6935 | 227.5377 | 235.5355 | 242.1207 | 244.2615 | 243.0577 | 241.0649 | 235.766 | 225.869 | 213.1281 | 200.2799 | 191.6846 | 187.0403 | 182.933 | 174.9527 | 161.6529 | 153.2945 | -0.11531 | 0.038009 | -0.20634 | -0.94588 | -1.5074 | -1.6569 | -1.1286 | -0.49929 | 0.84725 | 1.3843 | -0.2669 | -0.16623 | 1.5666 | 6.2876 | 18.2116 | 17.1049 | 15.862 | 14.4093 | 4.938 | 0.38465 | -0.58643 | -0.6162 | -0.92101 | -0.84793 | 76.3536 | 75.2551 | 74.1307 | 73.0921 | 72.245 | 71.6986 | 71.4968 | 71.8456 | 74.8896 | 79.7778 | 84.5527 | 88.9866 | 91.9643 | 93.7705 | 95.534 | 95.9876 | 96.4173 | 95.2676 | 93.4303 | 91.4762 | 88.2711 | 84.8342 | 82.4759 | 80.786 | 5.5509 | 4.4562 | 4.7844 | 4.3346 | 3.8558 | 4.144 | 3.4425 | 3.1902 | 3.3943 | 3.769 | 4.1538 | 5.0703 | 4.3235 | 4.3132 | 3.6852 | 3.4403 | 3.0265 | 3.4358 | 3.8389 | 3.5443 | 3.8183 | 4.5432 | 4.6738 | 5.0952
Program Specific1-in-10Size: Over 200kWOrange County2021August Monthly Peak | Program Specific | 1-in-10 | Size: Over 200kW | Orange County | 2021 | August Monthly Peak | 8 | 140.6 | 134.6015 | 130.2217 | 132.5028 | 144.2522 | 176.1583 | 206.0352 | 224.0176 | 239.5764 | 249.4154 | 257.318 | 260.5712 | 260.1655 | 258.6956 | 252.4351 | 239.8124 | 224.8791 | 209.9209 | 199.1956 | 195.2288 | 190.1215 | 179.5108 | 165.4389 | 157.2436 | -1.4887 | -0.96103 | -1.1237 | -1.46 | -2.1004 | -2.5551 | -2.2494 | -1.3374 | 1.2301 | 2.2938 | -0.41488 | -0.58239 | 1.403 | 6.2586 | 19.2372 | 17.955 | 16.2624 | 14.8075 | 5.5056 | -0.18211 | -0.982 | -0.95446 | -1.5127 | -1.0373 | 79.4782 | 78.2646 | 77.2528 | 76.3774 | 75.7738 | 75.1347 | 74.6943 | 74.8871 | 78.0047 | 82.2971 | 87.0359 | 91.8937 | 95.6212 | 98.5269 | 100.0726 | 100.3988 | 99.9077 | 98.3701 | 97.0234 | 94.3596 | 90.4066 | 86.8847 | 84.3697 | 82.6153 | 5.802 | 4.6353 | 4.9678 | 4.515 | 4.0209 | 4.3361 | 3.6456 | 3.3992 | 3.6495 | 4.0755 | 4.5078 | 5.5232 | 4.7256 | 4.7266 | 4.0292 | 3.73 | 3.2609 | 3.6773 | 4.0737 | 3.7777 | 4.0522 | 4.7601 | 4.8844 | 5.337
Program Specific1-in-10Size: Over 200kWOrange County2021September Monthly Peak | Program Specific | 1-in-10 | Size: Over 200kW | Orange County | 2021 | September Monthly Peak | 9 | 139.4872 | 134.2681 | 130.326 | 132.3092 | 144.3086 | 176.1845 | 207.0404 | 226.6888 | 245.4993 | 256.3118 | 265.7475 | 270.1494 | 270.6209 | 269.0678 | 261.5903 | 246.8845 | 230.5758 | 214.3129 | 203.3492 | 202.1661 | 192.8587 | 182.0809 | 167.4155 | 158.2352 | -2.0515 | -1.38 | -1.511 | -1.6668 | -2.3384 | -2.9177 | -2.7185 | -1.7023 | 1.4068 | 2.7166 | -0.48574 | -0.78123 | 1.339 | 6.2948 | 19.8202 | 18.395 | 16.469 | 14.9899 | 5.7817 | -0.44391 | -1.1558 | -1.1062 | -1.7745 | -1.1151 | 81.8217 | 80.4938 | 79.3408 | 78.6727 | 77.5573 | 76.6587 | 76.225 | 76.2598 | 78.5129 | 83.0038 | 88.1845 | 93.511 | 97.5451 | 99.9146 | 101.0718 | 100.8577 | 100.3359 | 99.4767 | 97.7076 | 94.7135 | 91.0503 | 87.7304 | 85.113 | 83.2435 | 5.8403 | 4.6915 | 5.0445 | 4.5744 | 4.0813 | 4.4001 | 3.717 | 3.49 | 3.7944 | 4.2494 | 4.7236 | 5.81 | 4.9874 | 4.988 | 4.2364 | 3.8961 | 3.3924 | 3.8092 | 4.2194 | 3.9691 | 4.1707 | 4.8989 | 5.0151 | 5.4492
Program Specific1-in-10Size: Over 200kWOrange County2021October Monthly Peak | Program Specific | 1-in-10 | Size: Over 200kW | Orange County | 2021 | October Monthly Peak | 10 | 131.585 | 126.6743 | 121.3377 | 122.1478 | 133.8362 | 164.6147 | 193.8792 | 209.8284 | 225.7441 | 235.4219 | 245.7005 | 250.5457 | 251.8664 | 251.7218 | 244.4594 | 229.529 | 213.3054 | 199.1777 | 193.0617 | 188.5271 | 178.1382 | 167.96 | 155.2763 | 145.8759 | 0.49125 | 0.47776 | 0.20392 | -0.67532 | -1.1841 | -1.2108 | -0.62506 | -0.1293 | 0.69119 | 1.0171 | -0.21207 | 0.012185 | 1.7478 | 6.7887 | 19.0021 | 17.4745 | 16.0862 | 14.4615 | 4.8035 | 0.65206 | -0.40734 | -0.45017 | -0.6337 | -0.734 | 76.2921 | 75.8283 | 75.4123 | 73.8107 | 72.8709 | 72.1962 | 71.4158 | 71.0474 | 72.1044 | 75.4945 | 79.864 | 84.6295 | 88.4635 | 91.5831 | 93.1676 | 93.6887 | 93.1006 | 91.4872 | 89.175 | 85.9933 | 82.3509 | 79.7952 | 78.1129 | 76.5255 | 5.3029 | 4.2602 | 4.5206 | 4.0647 | 3.6432 | 3.9571 | 3.3502 | 3.1093 | 3.3583 | 3.7568 | 4.2035 | 5.1864 | 4.4678 | 4.4915 | 3.8106 | 3.4864 | 3.0207 | 3.4074 | 3.8558 | 3.5626 | 3.7079 | 4.3496 | 4.4771 | 4.8352
Program Specific1-in-10Size: Over 200kWOrange County2021November Monthly Peak | Program Specific | 1-in-10 | Size: Over 200kW | Orange County | 2021 | November Monthly Peak | 11 | 122.2655 | 117.8523 | 114.3134 | 115.6068 | 126.9419 | 156.1418 | 181.6726 | 195.7397 | 207.2737 | 213.2684 | 219.2392 | 221.0671 | 220.87 | 219.5384 | 212.457 | 198.5696 | 185.8715 | 179.885 | 171.2205 | 165.9326 | 158.9611 | 151.0229 | 140.258 | 132.9324 | 3.4641 | 2.6532 | 2.2164 | 0.45106 | 0.12268 | 0.76901 | 1.8151 | 1.6793 | -0.10322 | -0.86495 | 0.092901 | 0.87789 | 2.1194 | 6.9675 | 17.0708 | 15.5475 | 15.0062 | 13.6996 | 3.4488 | 1.8255 | 0.42243 | 0.27922 | 0.64718 | -0.31153 | 63.6154 | 62.6147 | 62.0614 | 60.9878 | 59.7433 | 58.7549 | 59.0192 | 59.3957 | 61.4848 | 65.5252 | 70.8358 | 75.3392 | 78.217 | 79.8868 | 80.8796 | 80.8917 | 79.8274 | 77.4428 | 74.6419 | 72.2011 | 70.1031 | 68.2907 | 66.7365 | 66.0474 | 5.2384 | 4.2137 | 4.5277 | 4.09 | 3.6737 | 3.9904 | 3.3375 | 3.0837 | 3.2782 | 3.6181 | 3.9876 | 4.8651 | 4.1653 | 4.1645 | 3.5208 | 3.2066 | 2.7983 | 3.2717 | 3.6355 | 3.3336 | 3.5176 | 4.1579 | 4.2994 | 4.6844
Program Specific1-in-10Size: Over 200kWOrange County2021December Monthly Peak | Program Specific | 1-in-10 | Size: Over 200kW | Orange County | 2021 | December Monthly Peak | 12 | 115.6421 | 111.3339 | 108.4594 | 108.6779 | 120.0255 | 149.6277 | 177.063 | 189.2302 | 197.6535 | 198.1501 | 199.6426 | 198.0139 | 194.7015 | 190.5493 | 182.9949 | 171.73 | 162.9997 | 160.0291 | 154.5296 | 150.569 | 144.858 | 139.0295 | 129.7931 | 123.6252 | 3.2765 | 2.5065 | 2.1029 | 0.42402 | 0.11599 | 0.73693 | 1.769 | 1.6235 | -0.098434 | -0.80363 | 0.084597 | 0.78635 | 1.8683 | 6.0475 | 14.7035 | 13.446 | 13.1597 | 12.1874 | 3.1126 | 1.6565 | 0.38495 | 0.25705 | 0.59889 | -0.28972 | 44.0117 | 43.3735 | 42.7042 | 42.7551 | 42.2887 | 41.5081 | 41.4683 | 41.4086 | 42.2396 | 44.198 | 46.5096 | 48.5473 | 49.5475 | 50.0927 | 50.6564 | 51.0605 | 50.5116 | 49.2244 | 47.3916 | 46.3839 | 45.5948 | 44.7184 | 44.0998 | 43.5316 | 4.9546 | 3.9807 | 4.2959 | 3.8448 | 3.4736 | 3.8239 | 3.2528 | 2.9811 | 3.126 | 3.3616 | 3.6312 | 4.3578 | 3.6718 | 3.6146 | 3.0326 | 2.7732 | 2.454 | 2.9105 | 3.2811 | 3.0249 | 3.2056 | 3.8277 | 3.9786 | 4.3564
Program Specific1-in-10Size: Over 200kWOrange County2021Typical Event Day | Program Specific | 1-in-10 | Size: Over 200kW | Orange County | 2021 | Typical Event Day | 8 | 139.9459 | 133.9372 | 129.5496 | 131.8318 | 143.4941 | 175.2102 | 204.9093 | 222.2541 | 237.0453 | 246.0259 | 253.1305 | 255.9089 | 255.239 | 253.8518 | 247.6778 | 235.3052 | 220.7033 | 206.1813 | 196.1476 | 192.405 | 187.6831 | 177.3654 | 163.5684 | 155.6265 | -0.72969 | -0.40787 | -0.6167 | -1.181 | -1.7817 | -2.0713 | -1.6455 | -0.88032 | 1.0327 | 1.8124 | -0.33697 | -0.35266 | 1.5245 | 6.4059 | 19.0163 | 17.7289 | 16.217 | 14.7037 | 5.2183 | 0.1376 | -0.76667 | -0.76755 | -1.1848 | -0.93522 | 78.0716 | 76.7703 | 75.5854 | 74.6475 | 73.6817 | 72.9298 | 72.5968 | 72.9595 | 75.8761 | 80.5261 | 85.5505 | 90.3669 | 93.8823 | 96.2948 | 97.8556 | 98.164 | 98.0959 | 97.0568 | 95.4576 | 92.9877 | 89.2877 | 85.625 | 83.0677 | 81.219 | 5.6948 | 4.5483 | 4.8735 | 4.4297 | 3.9442 | 4.2528 | 3.5753 | 3.3255 | 3.5608 | 3.9642 | 4.3729 | 5.349 | 4.5717 | 4.5736 | 3.8983 | 3.609 | 3.1559 | 3.5616 | 3.9556 | 3.6713 | 3.9447 | 4.6379 | 4.7621 | 5.2087
Program Specific1-in-10Size: Over 200kWOrange County2022January Monthly Peak | Program Specific | 1-in-10 | Size: Over 200kW | Orange County | 2022 | January Monthly Peak | 1 | 113.1422 | 109.324 | 105.8928 | 106.7014 | 118.7445 | 150.1724 | 178.8215 | 192.3717 | 201.4357 | 200.2912 | 201.3094 | 200.6351 | 197.6981 | 192.2391 | 184.0815 | 171.328 | 160.2246 | 157.163 | 152.9446 | 148.9717 | 143.8618 | 138.0653 | 129.4233 | 123.3828 | 3.2056 | 2.4612 | 2.0532 | 0.41631 | 0.11476 | 0.73961 | 1.7866 | 1.6504 | -0.10032 | -0.81232 | 0.085304 | 0.79675 | 1.8971 | 6.1011 | 14.7908 | 13.4145 | 12.9356 | 11.9692 | 3.0807 | 1.6389 | 0.38231 | 0.25526 | 0.59718 | -0.28915 | 42.0665 | 42.0014 | 41.2784 | 40.6432 | 40.1352 | 39.7478 | 39.4765 | 39.1888 | 39.7663 | 42.0755 | 44.2316 | 46.2985 | 47.6978 | 48.7573 | 49.7873 | 50.0794 | 49.5186 | 48.2343 | 46.4361 | 45.7299 | 45.077 | 44.995 | 44.714 | 44.3081 | 4.8475 | 3.9088 | 4.1942 | 3.7749 | 3.4365 | 3.8378 | 3.2851 | 3.0306 | 3.1859 | 3.398 | 3.6615 | 4.4154 | 3.7283 | 3.6467 | 3.0506 | 2.7667 | 2.4122 | 2.8584 | 3.2474 | 2.9928 | 3.1835 | 3.8011 | 3.9673 | 4.3479
Program Specific1-in-10Size: Over 200kWOrange County2022February Monthly Peak | Program Specific | 1-in-10 | Size: Over 200kW | Orange County | 2022 | February Monthly Peak | 2 | 113.7255 | 109.496 | 106.8912 | 107.9747 | 119.8797 | 150.4645 | 178.0305 | 190.8703 | 199.5562 | 200.4135 | 202.3419 | 203.3649 | 201.7045 | 198.29 | 191.22 | 178.2191 | 166.0168 | 160.2821 | 157.0065 | 152.3856 | 146.907 | 139.8274 | 129.8878 | 123.1316 | 3.2222 | 2.4651 | 2.0725 | 0.42128 | 0.11585 | 0.74105 | 1.7787 | 1.6376 | -0.099381 | -0.81281 | 0.085741 | 0.80759 | 1.9355 | 6.2931 | 15.3644 | 13.9541 | 13.4033 | 12.2067 | 3.1625 | 1.6765 | 0.3904 | 0.25852 | 0.59933 | -0.28856 | 47.9325 | 47.7272 | 47.4543 | 46.9501 | 46.432 | 46.035 | 45.4201 | 46.1773 | 47.0471 | 50.5461 | 53.576 | 56.9238 | 58.9462 | 59.8556 | 60.5794 | 60.8204 | 59.4163 | 58.3983 | 56.5906 | 54.6277 | 53.5461 | 52.23 | 51.1122 | 49.538 | 4.8725 | 3.915 | 4.2338 | 3.82 | 3.4693 | 3.8453 | 3.2706 | 3.007 | 3.1561 | 3.4 | 3.6803 | 4.4755 | 3.8039 | 3.7615 | 3.1689 | 2.878 | 2.4994 | 2.9151 | 3.3337 | 3.0614 | 3.2509 | 3.8497 | 3.9815 | 4.339
Program Specific1-in-10Size: Over 200kWOrange County2022March Monthly Peak | Program Specific | 1-in-10 | Size: Over 200kW | Orange County | 2022 | March Monthly Peak | 3 | 119.4953 | 114.9505 | 111.1401 | 112.5853 | 123.5796 | 153.6217 | 181.6277 | 194.8835 | 204.6984 | 208.4651 | 213.4182 | 216.0487 | 216.8355 | 216.1054 | 209.78 | 196.6431 | 183.3826 | 172.0516 | 165.3601 | 164.4741 | 158.7014 | 150.0823 | 138.6744 | 130.2193 | 3.3856 | 2.5879 | 2.1549 | 0.43927 | 0.11943 | 0.7566 | 1.8146 | 1.672 | -0.10194 | -0.84547 | 0.090435 | 0.85796 | 2.0807 | 6.8585 | 16.8557 | 15.3966 | 14.8053 | 13.103 | 3.3308 | 1.8095 | 0.42174 | 0.27748 | 0.63987 | -0.30517 | 61.5441 | 60.0272 | 58.8015 | 58.3996 | 56.9917 | 56.0931 | 55.5776 | 56.4275 | 59.9313 | 64.5404 | 69.5154 | 74.2173 | 77.5093 | 79.1745 | 79.8808 | 80.5821 | 80.5379 | 79.5865 | 76.9059 | 73.306 | 70.2528 | 67.1533 | 64.7364 | 62.8298 | 5.1197 | 4.11 | 4.4021 | 3.9831 | 3.5764 | 3.9259 | 3.3366 | 3.0702 | 3.2375 | 3.5366 | 3.8818 | 4.7547 | 4.0892 | 4.0994 | 3.4764 | 3.1755 | 2.7609 | 3.1292 | 3.5111 | 3.3043 | 3.5119 | 4.132 | 4.2508 | 4.5888
Program Specific1-in-10Size: Over 200kWOrange County2022April Monthly Peak | Program Specific | 1-in-10 | Size: Over 200kW | Orange County | 2022 | April Monthly Peak | 4 | 121.4176 | 117.0751 | 113.3952 | 115.286 | 126.4751 | 156.7354 | 183.3755 | 199.0691 | 212.0167 | 219.789 | 227.5334 | 231.6301 | 232.7966 | 231.7903 | 224.7574 | 211.1439 | 196.9572 | 184.0389 | 173.3159 | 172.6548 | 167.1943 | 157.851 | 144.9588 | 135.5302 | 1.6284 | 1.3048 | 0.9806 | -0.20964 | -0.63063 | -0.39555 | 0.36221 | 0.59754 | 0.35222 | 0.22524 | -0.081191 | 0.36873 | 1.8587 | 6.686 | 17.7021 | 16.2547 | 15.2656 | 13.6195 | 3.9891 | 1.1095 | -0.057092 | -0.1418 | -0.095683 | -0.53861 | 72.2809 | 70.2706 | 68.5193 | 66.688 | 65.7556 | 65.0297 | 64.3363 | 64.5128 | 67.6899 | 73.4009 | 79.8299 | 85.7586 | 89.6467 | 91.6464 | 92.4071 | 93.0077 | 92.9835 | 92.1457 | 90.5663 | 86.9826 | 81.9031 | 77.8259 | 75.0252 | 72.7426 | 4.9395 | 3.9747 | 4.2647 | 3.8727 | 3.4755 | 3.8033 | 3.1987 | 2.9778 | 3.1839 | 3.5405 | 3.9296 | 4.8402 | 4.1686 | 4.175 | 3.5366 | 3.2375 | 2.8156 | 3.1783 | 3.4942 | 3.2935 | 3.5131 | 4.1265 | 4.2192 | 4.5348
Program Specific1-in-10Size: Over 200kWOrange County2022May Monthly Peak | Program Specific | 1-in-10 | Size: Over 200kW | Orange County | 2022 | May Monthly Peak | 5 | 123.5425 | 118.9147 | 115.0038 | 117.0367 | 129.025 | 160.2607 | 185.6587 | 204.3565 | 220.5317 | 229.8972 | 238.8225 | 242.8424 | 243.8081 | 242.8943 | 235.8373 | 221.1654 | 205.8846 | 191.7307 | 180.2559 | 176.8491 | 173.2575 | 163.8726 | 150.147 | 141.3722 | 0.72662 | 0.64311 | 0.37112 | -0.55067 | -1.0309 | -1.0069 | -0.3843 | 0.03818 | 0.60667 | 0.82503 | -0.1793 | 0.094995 | 1.7484 | 6.6518 | 18.3858 | 16.8795 | 15.6222 | 13.9803 | 4.4103 | 0.72816 | -0.32137 | -0.3744 | -0.49875 | -0.67815 | 73.2309 | 71.7115 | 69.9508 | 69.2751 | 68.5934 | 67.5201 | 66.9969 | 67.5174 | 71.7608 | 78.3013 | 84.0132 | 88.4996 | 91.2435 | 93.3652 | 94.8038 | 95.7002 | 95.7882 | 94.5166 | 92.2825 | 89.5213 | 86.0557 | 82.1631 | 79.1412 | 76.8477 | 4.9803 | 4.0005 | 4.2859 | 3.8959 | 3.5133 | 3.8536 | 3.2091 | 3.0292 | 3.2818 | 3.6697 | 4.0871 | 5.0285 | 4.3262 | 4.3353 | 3.6773 | 3.3604 | 2.9165 | 3.281 | 3.6012 | 3.3429 | 3.6074 | 4.245 | 4.3305 | 4.6874
Program Specific1-in-10Size: Over 200kWOrange County2022June Monthly Peak | Program Specific | 1-in-10 | Size: Over 200kW | Orange County | 2022 | June Monthly Peak | 6 | 134.2054 | 129.4058 | 124.0848 | 126.1312 | 136.5721 | 165.2475 | 191.2368 | 209.1921 | 223.3767 | 231.5914 | 238.5357 | 240.8643 | 238.8503 | 237.1102 | 230.7837 | 220.0701 | 206.5623 | 192.9202 | 184.3778 | 181.0891 | 178.3707 | 170.243 | 156.6842 | 148.5642 | 0.70848 | 0.64045 | 0.3466 | -0.6226 | -1.1241 | -1.0879 | -0.45775 | -0.0080328 | 0.63397 | 0.87862 | -0.1866 | 0.07108 | 1.6973 | 6.4657 | 17.977 | 16.7843 | 15.6467 | 14.0502 | 4.5325 | 0.71216 | -0.35246 | -0.40784 | -0.55383 | -0.72243 | 74.633 | 73.0678 | 71.6172 | 70.4478 | 69.1507 | 68.2274 | 67.9712 | 68.8453 | 72.0972 | 77.0257 | 82.429 | 87.0764 | 90.3985 | 92.9673 | 94.7441 | 95.4119 | 95.7228 | 95.1126 | 93.6689 | 91.4014 | 87.4229 | 83.0507 | 80.3122 | 78.2313 | 5.4091 | 4.3526 | 4.6234 | 4.1978 | 3.7181 | 3.9727 | 3.3049 | 3.1003 | 3.3235 | 3.6961 | 4.0814 | 4.9866 | 4.2374 | 4.2313 | 3.5978 | 3.3431 | 2.9255 | 3.3008 | 3.6828 | 3.4224 | 3.7132 | 4.4092 | 4.5182 | 4.9249
Program Specific1-in-10Size: Over 200kWOrange County2022July Monthly Peak | Program Specific | 1-in-10 | Size: Over 200kW | Orange County | 2022 | July Monthly Peak | 7 | 137.3604 | 132.1362 | 128.064 | 129.8989 | 141.2524 | 171.9138 | 198.6727 | 214.6935 | 227.5377 | 235.5355 | 242.1207 | 244.2615 | 243.0577 | 241.0649 | 235.766 | 225.869 | 213.1281 | 200.2799 | 191.6846 | 187.0402 | 182.933 | 174.9527 | 161.6529 | 153.2945 | -0.11531 | 0.038009 | -0.20634 | -0.94588 | -1.5074 | -1.6569 | -1.1286 | -0.49929 | 0.84725 | 1.3843 | -0.2669 | -0.16623 | 1.5666 | 6.2876 | 18.2116 | 17.1049 | 15.862 | 14.4093 | 4.938 | 0.38465 | -0.58643 | -0.6162 | -0.92101 | -0.84793 | 76.3536 | 75.2551 | 74.1307 | 73.0921 | 72.245 | 71.6986 | 71.4968 | 71.8456 | 74.8896 | 79.7778 | 84.5527 | 88.9866 | 91.9643 | 93.7705 | 95.534 | 95.9876 | 96.4173 | 95.2676 | 93.4303 | 91.4762 | 88.2711 | 84.8342 | 82.4759 | 80.786 | 5.5509 | 4.4562 | 4.7844 | 4.3346 | 3.8558 | 4.144 | 3.4425 | 3.1902 | 3.3943 | 3.769 | 4.1538 | 5.0703 | 4.3235 | 4.3132 | 3.6852 | 3.4403 | 3.0265 | 3.4358 | 3.8389 | 3.5443 | 3.8183 | 4.5432 | 4.6738 | 5.0952
Program Specific1-in-10Size: Over 200kWOrange County2022August Monthly Peak | Program Specific | 1-in-10 | Size: Over 200kW | Orange County | 2022 | August Monthly Peak | 8 | 140.6 | 134.6015 | 130.2217 | 132.5028 | 144.2522 | 176.1583 | 206.0352 | 224.0176 | 239.5764 | 249.4154 | 257.318 | 260.5712 | 260.1655 | 258.6956 | 252.4351 | 239.8124 | 224.8791 | 209.9209 | 199.1956 | 195.2288 | 190.1215 | 179.5108 | 165.4389 | 157.2436 | -1.4887 | -0.96103 | -1.1237 | -1.46 | -2.1004 | -2.5551 | -2.2494 | -1.3374 | 1.2301 | 2.2938 | -0.41488 | -0.58239 | 1.403 | 6.2586 | 19.2372 | 17.955 | 16.2624 | 14.8075 | 5.5056 | -0.18211 | -0.982 | -0.95446 | -1.5127 | -1.0373 | 79.4782 | 78.2646 | 77.2528 | 76.3774 | 75.7738 | 75.1347 | 74.6943 | 74.8871 | 78.0047 | 82.2971 | 87.0359 | 91.8937 | 95.6212 | 98.5268 | 100.0726 | 100.3988 | 99.9077 | 98.3701 | 97.0234 | 94.3596 | 90.4066 | 86.8847 | 84.3697 | 82.6153 | 5.802 | 4.6353 | 4.9678 | 4.515 | 4.0209 | 4.3361 | 3.6456 | 3.3992 | 3.6495 | 4.0755 | 4.5078 | 5.5232 | 4.7256 | 4.7266 | 4.0292 | 3.73 | 3.2609 | 3.6773 | 4.0737 | 3.7777 | 4.0522 | 4.7601 | 4.8844 | 5.337
Program Specific1-in-10Size: Over 200kWOrange County2022September Monthly Peak | Program Specific | 1-in-10 | Size: Over 200kW | Orange County | 2022 | September Monthly Peak | 9 | 139.4872 | 134.2681 | 130.326 | 132.3092 | 144.3086 | 176.1845 | 207.0404 | 226.6888 | 245.4993 | 256.3118 | 265.7475 | 270.1494 | 270.6209 | 269.0677 | 261.5903 | 246.8845 | 230.5759 | 214.3129 | 203.3491 | 202.1661 | 192.8587 | 182.0809 | 167.4155 | 158.2352 | -2.0515 | -1.38 | -1.511 | -1.6668 | -2.3384 | -2.9177 | -2.7185 | -1.7023 | 1.4068 | 2.7166 | -0.48574 | -0.78123 | 1.339 | 6.2948 | 19.8202 | 18.395 | 16.469 | 14.9899 | 5.7817 | -0.44391 | -1.1558 | -1.1062 | -1.7745 | -1.1151 | 81.8217 | 80.4938 | 79.3408 | 78.6727 | 77.5573 | 76.6587 | 76.225 | 76.2598 | 78.5129 | 83.0038 | 88.1845 | 93.511 | 97.5451 | 99.9146 | 101.0718 | 100.8577 | 100.3359 | 99.4767 | 97.7076 | 94.7135 | 91.0503 | 87.7304 | 85.113 | 83.2435 | 5.8403 | 4.6915 | 5.0445 | 4.5744 | 4.0813 | 4.4001 | 3.717 | 3.49 | 3.7944 | 4.2494 | 4.7236 | 5.81 | 4.9874 | 4.988 | 4.2364 | 3.8961 | 3.3924 | 3.8092 | 4.2194 | 3.9691 | 4.1707 | 4.8989 | 5.0151 | 5.4492
Program Specific1-in-10Size: Over 200kWOrange County2022October Monthly Peak | Program Specific | 1-in-10 | Size: Over 200kW | Orange County | 2022 | October Monthly Peak | 10 | 131.585 | 126.6743 | 121.3377 | 122.1478 | 133.8362 | 164.6147 | 193.8792 | 209.8284 | 225.7441 | 235.422 | 245.7005 | 250.5457 | 251.8664 | 251.7218 | 244.4594 | 229.529 | 213.3054 | 199.1777 | 193.0617 | 188.5271 | 178.1382 | 167.96 | 155.2763 | 145.8759 | 0.49125 | 0.47776 | 0.20392 | -0.67532 | -1.1841 | -1.2108 | -0.62506 | -0.1293 | 0.69119 | 1.0171 | -0.21207 | 0.012185 | 1.7478 | 6.7887 | 19.0021 | 17.4744 | 16.0862 | 14.4615 | 4.8035 | 0.65206 | -0.40734 | -0.45017 | -0.6337 | -0.734 | 76.2921 | 75.8283 | 75.4123 | 73.8107 | 72.8709 | 72.1962 | 71.4158 | 71.0474 | 72.1044 | 75.4945 | 79.864 | 84.6295 | 88.4635 | 91.5831 | 93.1676 | 93.6887 | 93.1006 | 91.4872 | 89.175 | 85.9933 | 82.3509 | 79.7952 | 78.1129 | 76.5255 | 5.3029 | 4.2602 | 4.5206 | 4.0647 | 3.6432 | 3.9571 | 3.3502 | 3.1093 | 3.3583 | 3.7568 | 4.2035 | 5.1864 | 4.4678 | 4.4915 | 3.8106 | 3.4864 | 3.0207 | 3.4074 | 3.8558 | 3.5626 | 3.7079 | 4.3496 | 4.4771 | 4.8352
Program Specific1-in-10Size: Over 200kWOrange County2022November Monthly Peak | Program Specific | 1-in-10 | Size: Over 200kW | Orange County | 2022 | November Monthly Peak | 11 | 122.2655 | 117.8523 | 114.3134 | 115.6068 | 126.9419 | 156.1418 | 181.6726 | 195.7397 | 207.2737 | 213.2684 | 219.2392 | 221.0671 | 220.87 | 219.5384 | 212.457 | 198.5696 | 185.8715 | 179.885 | 171.2205 | 165.9326 | 158.9611 | 151.0229 | 140.258 | 132.9324 | 3.4641 | 2.6532 | 2.2164 | 0.45106 | 0.12268 | 0.76901 | 1.8151 | 1.6793 | -0.10322 | -0.86495 | 0.092901 | 0.87789 | 2.1194 | 6.9675 | 17.0708 | 15.5475 | 15.0062 | 13.6996 | 3.4488 | 1.8255 | 0.42243 | 0.27922 | 0.64718 | -0.31153 | 63.6154 | 62.6147 | 62.0614 | 60.9878 | 59.7433 | 58.7549 | 59.0192 | 59.3957 | 61.4848 | 65.5252 | 70.8358 | 75.3392 | 78.217 | 79.8868 | 80.8796 | 80.8917 | 79.8274 | 77.4428 | 74.6419 | 72.2011 | 70.1031 | 68.2907 | 66.7364 | 66.0474 | 5.2384 | 4.2137 | 4.5277 | 4.09 | 3.6737 | 3.9904 | 3.3375 | 3.0837 | 3.2782 | 3.6181 | 3.9876 | 4.8651 | 4.1653 | 4.1645 | 3.5208 | 3.2066 | 2.7983 | 3.2717 | 3.6355 | 3.3336 | 3.5176 | 4.1579 | 4.2994 | 4.6844
Program Specific1-in-10Size: Over 200kWOrange County2022December Monthly Peak | Program Specific | 1-in-10 | Size: Over 200kW | Orange County | 2022 | December Monthly Peak | 12 | 115.6421 | 111.3339 | 108.4595 | 108.6779 | 120.0255 | 149.6277 | 177.063 | 189.2302 | 197.6535 | 198.1501 | 199.6426 | 198.0139 | 194.7015 | 190.5493 | 182.9949 | 171.73 | 162.9997 | 160.0291 | 154.5296 | 150.569 | 144.858 | 139.0295 | 129.7931 | 123.6252 | 3.2765 | 2.5065 | 2.1029 | 0.42402 | 0.11599 | 0.73693 | 1.769 | 1.6235 | -0.098434 | -0.80363 | 0.084597 | 0.78635 | 1.8683 | 6.0475 | 14.7035 | 13.446 | 13.1597 | 12.1874 | 3.1126 | 1.6565 | 0.38495 | 0.25705 | 0.59889 | -0.28972 | 44.0117 | 43.3735 | 42.7042 | 42.7551 | 42.2887 | 41.5081 | 41.4683 | 41.4086 | 42.2396 | 44.198 | 46.5096 | 48.5473 | 49.5475 | 50.0927 | 50.6564 | 51.0605 | 50.5116 | 49.2244 | 47.3916 | 46.3839 | 45.5949 | 44.7184 | 44.0998 | 43.5316 | 4.9546 | 3.9807 | 4.2959 | 3.8448 | 3.4736 | 3.8239 | 3.2528 | 2.9811 | 3.126 | 3.3616 | 3.6312 | 4.3578 | 3.6718 | 3.6146 | 3.0326 | 2.7732 | 2.454 | 2.9105 | 3.2811 | 3.0249 | 3.2056 | 3.8277 | 3.9786 | 4.3564
Program Specific1-in-10Size: Over 200kWOrange County2022Typical Event Day | Program Specific | 1-in-10 | Size: Over 200kW | Orange County | 2022 | Typical Event Day | 8 | 139.9459 | 133.9372 | 129.5496 | 131.8318 | 143.4941 | 175.2102 | 204.9093 | 222.2541 | 237.0453 | 246.0259 | 253.1305 | 255.9089 | 255.239 | 253.8518 | 247.6778 | 235.3051 | 220.7033 | 206.1813 | 196.1476 | 192.4049 | 187.6831 | 177.3654 | 163.5684 | 155.6265 | -0.72969 | -0.40787 | -0.6167 | -1.181 | -1.7817 | -2.0713 | -1.6455 | -0.88032 | 1.0327 | 1.8124 | -0.33697 | -0.35266 | 1.5245 | 6.4059 | 19.0163 | 17.7289 | 16.217 | 14.7037 | 5.2183 | 0.1376 | -0.76667 | -0.76755 | -1.1848 | -0.93523 | 78.0716 | 76.7703 | 75.5854 | 74.6475 | 73.6817 | 72.9298 | 72.5968 | 72.9595 | 75.8761 | 80.5261 | 85.5505 | 90.3669 | 93.8823 | 96.2948 | 97.8556 | 98.164 | 98.0959 | 97.0568 | 95.4576 | 92.9877 | 89.2877 | 85.625 | 83.0677 | 81.219 | 5.6948 | 4.5483 | 4.8735 | 4.4297 | 3.9442 | 4.2528 | 3.5753 | 3.3255 | 3.5608 | 3.9642 | 4.3729 | 5.349 | 4.5717 | 4.5736 | 3.8983 | 3.609 | 3.1559 | 3.5616 | 3.9556 | 3.6713 | 3.9447 | 4.6379 | 4.7621 | 5.2087
Program Specific1-in-10Size: Over 200kWOrange County2023January Monthly Peak | Program Specific | 1-in-10 | Size: Over 200kW | Orange County | 2023 | January Monthly Peak | 1 | 113.1422 | 109.324 | 105.8928 | 106.7014 | 118.7445 | 150.1724 | 178.8215 | 192.3717 | 201.4357 | 200.2912 | 201.3094 | 200.6351 | 197.6981 | 192.2391 | 184.0815 | 171.328 | 160.2246 | 157.163 | 152.9446 | 148.9717 | 143.8618 | 138.0653 | 129.4233 | 123.3828 | 3.2056 | 2.4612 | 2.0532 | 0.41631 | 0.11476 | 0.73961 | 1.7866 | 1.6504 | -0.10032 | -0.81232 | 0.085304 | 0.79675 | 1.8971 | 6.1011 | 14.7908 | 13.4145 | 12.9356 | 11.9692 | 3.0807 | 1.6389 | 0.38231 | 0.25526 | 0.59718 | -0.28915 | 42.0665 | 42.0014 | 41.2784 | 40.6432 | 40.1352 | 39.7478 | 39.4765 | 39.1888 | 39.7663 | 42.0755 | 44.2316 | 46.2985 | 47.6978 | 48.7573 | 49.7873 | 50.0794 | 49.5186 | 48.2343 | 46.4361 | 45.7299 | 45.077 | 44.995 | 44.714 | 44.3081 | 4.8475 | 3.9088 | 4.1942 | 3.7749 | 3.4365 | 3.8378 | 3.2851 | 3.0306 | 3.1859 | 3.398 | 3.6615 | 4.4154 | 3.7283 | 3.6467 | 3.0506 | 2.7667 | 2.4122 | 2.8584 | 3.2474 | 2.9928 | 3.1835 | 3.8011 | 3.9673 | 4.3479
Program Specific1-in-10Size: Over 200kWOrange County2023February Monthly Peak | Program Specific | 1-in-10 | Size: Over 200kW | Orange County | 2023 | February Monthly Peak | 2 | 113.7255 | 109.496 | 106.8912 | 107.9747 | 119.8797 | 150.4645 | 178.0305 | 190.8703 | 199.5562 | 200.4135 | 202.3419 | 203.3649 | 201.7045 | 198.29 | 191.22 | 178.2191 | 166.0168 | 160.2821 | 157.0065 | 152.3856 | 146.907 | 139.8274 | 129.8878 | 123.1316 | 3.2222 | 2.4651 | 2.0725 | 0.42128 | 0.11585 | 0.74105 | 1.7787 | 1.6376 | -0.099381 | -0.81281 | 0.085741 | 0.80759 | 1.9355 | 6.2931 | 15.3644 | 13.9541 | 13.4033 | 12.2067 | 3.1625 | 1.6765 | 0.3904 | 0.25852 | 0.59933 | -0.28856 | 47.9325 | 47.7272 | 47.4543 | 46.9501 | 46.432 | 46.035 | 45.4201 | 46.1773 | 47.0471 | 50.5461 | 53.576 | 56.9238 | 58.9462 | 59.8556 | 60.5794 | 60.8204 | 59.4163 | 58.3983 | 56.5906 | 54.6277 | 53.5461 | 52.23 | 51.1122 | 49.538 | 4.8725 | 3.915 | 4.2338 | 3.82 | 3.4693 | 3.8453 | 3.2706 | 3.007 | 3.1561 | 3.4 | 3.6803 | 4.4755 | 3.8039 | 3.7615 | 3.1689 | 2.878 | 2.4994 | 2.9151 | 3.3337 | 3.0614 | 3.2509 | 3.8497 | 3.9815 | 4.339
Program Specific1-in-10Size: Over 200kWOrange County2023March Monthly Peak | Program Specific | 1-in-10 | Size: Over 200kW | Orange County | 2023 | March Monthly Peak | 3 | 119.4953 | 114.9505 | 111.1401 | 112.5853 | 123.5796 | 153.6217 | 181.6277 | 194.8835 | 204.6984 | 208.4651 | 213.4182 | 216.0487 | 216.8355 | 216.1054 | 209.78 | 196.6431 | 183.3826 | 172.0516 | 165.3602 | 164.4741 | 158.7014 | 150.0823 | 138.6744 | 130.2193 | 3.3856 | 2.5879 | 2.1549 | 0.43927 | 0.11943 | 0.7566 | 1.8146 | 1.672 | -0.10194 | -0.84547 | 0.090435 | 0.85796 | 2.0807 | 6.8585 | 16.8557 | 15.3966 | 14.8053 | 13.103 | 3.3308 | 1.8095 | 0.42174 | 0.27748 | 0.63987 | -0.30517 | 61.5441 | 60.0272 | 58.8015 | 58.3996 | 56.9917 | 56.0931 | 55.5776 | 56.4275 | 59.9313 | 64.5404 | 69.5154 | 74.2173 | 77.5094 | 79.1745 | 79.8808 | 80.5821 | 80.5379 | 79.5865 | 76.9059 | 73.306 | 70.2527 | 67.1533 | 64.7365 | 62.8298 | 5.1197 | 4.11 | 4.4021 | 3.9831 | 3.5764 | 3.9259 | 3.3366 | 3.0702 | 3.2375 | 3.5366 | 3.8818 | 4.7547 | 4.0892 | 4.0994 | 3.4764 | 3.1755 | 2.7609 | 3.1292 | 3.5111 | 3.3043 | 3.5119 | 4.132 | 4.2508 | 4.5888
Program Specific1-in-10Size: Over 200kWOrange County2023April Monthly Peak | Program Specific | 1-in-10 | Size: Over 200kW | Orange County | 2023 | April Monthly Peak | 4 | 121.4176 | 117.0751 | 113.3951 | 115.286 | 126.4751 | 156.7354 | 183.3755 | 199.0691 | 212.0167 | 219.789 | 227.5333 | 231.6301 | 232.7966 | 231.7903 | 224.7574 | 211.1439 | 196.9572 | 184.0389 | 173.3159 | 172.6548 | 167.1944 | 157.851 | 144.9588 | 135.5302 | 1.6284 | 1.3048 | 0.9806 | -0.20964 | -0.63063 | -0.39555 | 0.36221 | 0.59754 | 0.35222 | 0.22524 | -0.081191 | 0.36873 | 1.8587 | 6.686 | 17.7021 | 16.2547 | 15.2656 | 13.6195 | 3.9891 | 1.1095 | -0.057092 | -0.1418 | -0.095683 | -0.53861 | 72.2809 | 70.2706 | 68.5193 | 66.688 | 65.7556 | 65.0297 | 64.3363 | 64.5128 | 67.6899 | 73.4009 | 79.8299 | 85.7586 | 89.6467 | 91.6464 | 92.4071 | 93.0077 | 92.9835 | 92.1457 | 90.5663 | 86.9826 | 81.9031 | 77.8259 | 75.0252 | 72.7426 | 4.9395 | 3.9747 | 4.2647 | 3.8727 | 3.4755 | 3.8033 | 3.1987 | 2.9778 | 3.1839 | 3.5405 | 3.9296 | 4.8402 | 4.1686 | 4.175 | 3.5366 | 3.2375 | 2.8156 | 3.1783 | 3.4942 | 3.2935 | 3.5131 | 4.1265 | 4.2192 | 4.5348
Program Specific1-in-10Size: Over 200kWOrange County2023May Monthly Peak | Program Specific | 1-in-10 | Size: Over 200kW | Orange County | 2023 | May Monthly Peak | 5 | 123.5425 | 118.9147 | 115.0038 | 117.0367 | 129.025 | 160.2607 | 185.6587 | 204.3565 | 220.5317 | 229.8972 | 238.8225 | 242.8424 | 243.8081 | 242.8943 | 235.8373 | 221.1654 | 205.8846 | 191.7307 | 180.2559 | 176.8491 | 173.2575 | 163.8726 | 150.147 | 141.3722 | 0.72662 | 0.64311 | 0.37112 | -0.55067 | -1.0309 | -1.0069 | -0.3843 | 0.03818 | 0.60667 | 0.82503 | -0.1793 | 0.094995 | 1.7484 | 6.6518 | 18.3858 | 16.8795 | 15.6222 | 13.9803 | 4.4103 | 0.72816 | -0.32137 | -0.3744 | -0.49875 | -0.67815 | 73.2309 | 71.7115 | 69.9508 | 69.2751 | 68.5934 | 67.5201 | 66.9969 | 67.5174 | 71.7608 | 78.3013 | 84.0132 | 88.4996 | 91.2435 | 93.3652 | 94.8038 | 95.7002 | 95.7882 | 94.5166 | 92.2825 | 89.5213 | 86.0557 | 82.1631 | 79.1412 | 76.8477 | 4.9803 | 4.0005 | 4.2859 | 3.8959 | 3.5133 | 3.8536 | 3.2091 | 3.0292 | 3.2818 | 3.6697 | 4.0871 | 5.0285 | 4.3262 | 4.3353 | 3.6773 | 3.3604 | 2.9165 | 3.281 | 3.6012 | 3.3429 | 3.6074 | 4.245 | 4.3305 | 4.6874
Program Specific1-in-10Size: Over 200kWOrange County2023June Monthly Peak | Program Specific | 1-in-10 | Size: Over 200kW | Orange County | 2023 | June Monthly Peak | 6 | 134.2054 | 129.4058 | 124.0848 | 126.1312 | 136.5721 | 165.2474 | 191.2368 | 209.1921 | 223.3767 | 231.5914 | 238.5357 | 240.8643 | 238.8503 | 237.1102 | 230.7837 | 220.0701 | 206.5623 | 192.9202 | 184.3778 | 181.0891 | 178.3707 | 170.243 | 156.6842 | 148.5642 | 0.70848 | 0.64045 | 0.3466 | -0.6226 | -1.1241 | -1.0879 | -0.45775 | -0.0080328 | 0.63397 | 0.87862 | -0.1866 | 0.07108 | 1.6973 | 6.4657 | 17.977 | 16.7843 | 15.6467 | 14.0502 | 4.5325 | 0.71216 | -0.35246 | -0.40784 | -0.55383 | -0.72243 | 74.633 | 73.0678 | 71.6172 | 70.4478 | 69.1507 | 68.2274 | 67.9712 | 68.8453 | 72.0972 | 77.0257 | 82.429 | 87.0764 | 90.3985 | 92.9673 | 94.7441 | 95.4119 | 95.7228 | 95.1126 | 93.6689 | 91.4014 | 87.4229 | 83.0508 | 80.3122 | 78.2313 | 5.4091 | 4.3526 | 4.6234 | 4.1978 | 3.7181 | 3.9727 | 3.3049 | 3.1003 | 3.3235 | 3.6961 | 4.0814 | 4.9866 | 4.2374 | 4.2313 | 3.5978 | 3.3431 | 2.9255 | 3.3008 | 3.6828 | 3.4224 | 3.7132 | 4.4092 | 4.5182 | 4.9249
Program Specific1-in-10Size: Over 200kWOrange County2023July Monthly Peak | Program Specific | 1-in-10 | Size: Over 200kW | Orange County | 2023 | July Monthly Peak | 7 | 137.3605 | 132.1362 | 128.064 | 129.8989 | 141.2524 | 171.9138 | 198.6727 | 214.6934 | 227.5377 | 235.5355 | 242.1207 | 244.2615 | 243.0577 | 241.0649 | 235.766 | 225.869 | 213.1281 | 200.2799 | 191.6846 | 187.0403 | 182.933 | 174.9527 | 161.6529 | 153.2945 | -0.11531 | 0.038009 | -0.20634 | -0.94588 | -1.5074 | -1.6569 | -1.1286 | -0.49929 | 0.84725 | 1.3843 | -0.2669 | -0.16623 | 1.5666 | 6.2876 | 18.2116 | 17.1049 | 15.862 | 14.4093 | 4.938 | 0.38465 | -0.58643 | -0.6162 | -0.92101 | -0.84793 | 76.3536 | 75.2551 | 74.1307 | 73.0921 | 72.245 | 71.6986 | 71.4968 | 71.8456 | 74.8896 | 79.7778 | 84.5527 | 88.9866 | 91.9643 | 93.7705 | 95.534 | 95.9876 | 96.4173 | 95.2676 | 93.4303 | 91.4762 | 88.2711 | 84.8342 | 82.4759 | 80.786 | 5.5509 | 4.4562 | 4.7844 | 4.3346 | 3.8558 | 4.144 | 3.4425 | 3.1902 | 3.3943 | 3.769 | 4.1538 | 5.0703 | 4.3235 | 4.3132 | 3.6852 | 3.4403 | 3.0265 | 3.4358 | 3.8389 | 3.5443 | 3.8183 | 4.5432 | 4.6738 | 5.0952
Program Specific1-in-10Size: Over 200kWOrange County2023August Monthly Peak | Program Specific | 1-in-10 | Size: Over 200kW | Orange County | 2023 | August Monthly Peak | 8 | 140.6 | 134.6015 | 130.2217 | 132.5028 | 144.2522 | 176.1583 | 206.0352 | 224.0176 | 239.5764 | 249.4154 | 257.318 | 260.5712 | 260.1655 | 258.6956 | 252.4351 | 239.8124 | 224.8791 | 209.9209 | 199.1956 | 195.2288 | 190.1215 | 179.5108 | 165.4389 | 157.2436 | -1.4887 | -0.96103 | -1.1237 | -1.46 | -2.1004 | -2.5551 | -2.2494 | -1.3374 | 1.2301 | 2.2938 | -0.41488 | -0.58239 | 1.403 | 6.2586 | 19.2372 | 17.955 | 16.2624 | 14.8075 | 5.5056 | -0.18211 | -0.982 | -0.95446 | -1.5127 | -1.0373 | 79.4782 | 78.2646 | 77.2528 | 76.3774 | 75.7738 | 75.1347 | 74.6943 | 74.8871 | 78.0047 | 82.2971 | 87.0359 | 91.8937 | 95.6212 | 98.5269 | 100.0726 | 100.3988 | 99.9077 | 98.3701 | 97.0234 | 94.3596 | 90.4066 | 86.8847 | 84.3697 | 82.6153 | 5.802 | 4.6353 | 4.9678 | 4.515 | 4.0209 | 4.3361 | 3.6456 | 3.3992 | 3.6495 | 4.0755 | 4.5078 | 5.5232 | 4.7256 | 4.7266 | 4.0292 | 3.73 | 3.2609 | 3.6773 | 4.0737 | 3.7777 | 4.0522 | 4.7601 | 4.8844 | 5.337
Program Specific1-in-10Size: Over 200kWOrange County2023September Monthly Peak | Program Specific | 1-in-10 | Size: Over 200kW | Orange County | 2023 | September Monthly Peak | 9 | 139.4872 | 134.2681 | 130.326 | 132.3092 | 144.3086 | 176.1845 | 207.0404 | 226.6888 | 245.4993 | 256.3118 | 265.7475 | 270.1494 | 270.6209 | 269.0677 | 261.5903 | 246.8845 | 230.5758 | 214.3129 | 203.3492 | 202.1661 | 192.8587 | 182.0809 | 167.4155 | 158.2352 | -2.0515 | -1.38 | -1.511 | -1.6668 | -2.3384 | -2.9177 | -2.7185 | -1.7023 | 1.4068 | 2.7166 | -0.48574 | -0.78123 | 1.339 | 6.2948 | 19.8202 | 18.395 | 16.469 | 14.9899 | 5.7817 | -0.44391 | -1.1558 | -1.1062 | -1.7745 | -1.1151 | 81.8217 | 80.4938 | 79.3408 | 78.6727 | 77.5573 | 76.6587 | 76.225 | 76.2598 | 78.5129 | 83.0038 | 88.1845 | 93.511 | 97.5451 | 99.9146 | 101.0718 | 100.8577 | 100.3359 | 99.4767 | 97.7076 | 94.7135 | 91.0503 | 87.7305 | 85.113 | 83.2435 | 5.8403 | 4.6915 | 5.0445 | 4.5744 | 4.0813 | 4.4001 | 3.717 | 3.49 | 3.7944 | 4.2494 | 4.7236 | 5.81 | 4.9874 | 4.988 | 4.2364 | 3.8961 | 3.3924 | 3.8092 | 4.2194 | 3.9691 | 4.1707 | 4.8989 | 5.0151 | 5.4492
Program Specific1-in-10Size: Over 200kWOrange County2023October Monthly Peak | Program Specific | 1-in-10 | Size: Over 200kW | Orange County | 2023 | October Monthly Peak | 10 | 131.585 | 126.6743 | 121.3377 | 122.1478 | 133.8362 | 164.6147 | 193.8792 | 209.8284 | 225.7441 | 235.422 | 245.7005 | 250.5457 | 251.8664 | 251.7218 | 244.4594 | 229.529 | 213.3054 | 199.1777 | 193.0617 | 188.5271 | 178.1382 | 167.96 | 155.2763 | 145.8759 | 0.49125 | 0.47776 | 0.20392 | -0.67532 | -1.1841 | -1.2108 | -0.62506 | -0.1293 | 0.69119 | 1.0171 | -0.21207 | 0.012185 | 1.7478 | 6.7887 | 19.0021 | 17.4745 | 16.0862 | 14.4615 | 4.8035 | 0.65206 | -0.40734 | -0.45017 | -0.6337 | -0.734 | 76.2921 | 75.8283 | 75.4123 | 73.8107 | 72.8709 | 72.1962 | 71.4158 | 71.0474 | 72.1044 | 75.4945 | 79.864 | 84.6295 | 88.4635 | 91.5831 | 93.1676 | 93.6887 | 93.1006 | 91.4872 | 89.175 | 85.9933 | 82.3509 | 79.7952 | 78.1129 | 76.5255 | 5.3029 | 4.2602 | 4.5206 | 4.0647 | 3.6432 | 3.9571 | 3.3502 | 3.1093 | 3.3583 | 3.7568 | 4.2035 | 5.1864 | 4.4678 | 4.4915 | 3.8106 | 3.4864 | 3.0207 | 3.4074 | 3.8558 | 3.5626 | 3.7079 | 4.3496 | 4.4771 | 4.8352
Program Specific1-in-10Size: Over 200kWOrange County2023November Monthly Peak | Program Specific | 1-in-10 | Size: Over 200kW | Orange County | 2023 | November Monthly Peak | 11 | 122.2655 | 117.8523 | 114.3134 | 115.6068 | 126.9419 | 156.1418 | 181.6726 | 195.7397 | 207.2737 | 213.2684 | 219.2392 | 221.0671 | 220.87 | 219.5384 | 212.457 | 198.5696 | 185.8715 | 179.885 | 171.2205 | 165.9327 | 158.9611 | 151.0229 | 140.258 | 132.9324 | 3.4641 | 2.6532 | 2.2164 | 0.45106 | 0.12268 | 0.76901 | 1.8151 | 1.6793 | -0.10322 | -0.86495 | 0.092901 | 0.87789 | 2.1194 | 6.9675 | 17.0708 | 15.5475 | 15.0062 | 13.6996 | 3.4488 | 1.8255 | 0.42243 | 0.27922 | 0.64718 | -0.31153 | 63.6154 | 62.6147 | 62.0614 | 60.9878 | 59.7433 | 58.7549 | 59.0192 | 59.3957 | 61.4848 | 65.5252 | 70.8358 | 75.3392 | 78.217 | 79.8868 | 80.8796 | 80.8917 | 79.8274 | 77.4428 | 74.6419 | 72.2011 | 70.1031 | 68.2907 | 66.7365 | 66.0474 | 5.2384 | 4.2137 | 4.5277 | 4.09 | 3.6737 | 3.9904 | 3.3375 | 3.0837 | 3.2782 | 3.6181 | 3.9876 | 4.8651 | 4.1653 | 4.1645 | 3.5208 | 3.2066 | 2.7983 | 3.2717 | 3.6355 | 3.3336 | 3.5176 | 4.1579 | 4.2994 | 4.6844
Program Specific1-in-10Size: Over 200kWOrange County2023December Monthly Peak | Program Specific | 1-in-10 | Size: Over 200kW | Orange County | 2023 | December Monthly Peak | 12 | 115.6421 | 111.3339 | 108.4594 | 108.678 | 120.0255 | 149.6277 | 177.063 | 189.2302 | 197.6535 | 198.1501 | 199.6426 | 198.0139 | 194.7015 | 190.5493 | 182.9949 | 171.73 | 162.9997 | 160.0291 | 154.5296 | 150.569 | 144.858 | 139.0295 | 129.7931 | 123.6252 | 3.2765 | 2.5065 | 2.1029 | 0.42402 | 0.11599 | 0.73693 | 1.769 | 1.6235 | -0.098434 | -0.80363 | 0.084597 | 0.78635 | 1.8683 | 6.0475 | 14.7035 | 13.446 | 13.1597 | 12.1874 | 3.1126 | 1.6565 | 0.38495 | 0.25705 | 0.59889 | -0.28972 | 44.0117 | 43.3735 | 42.7042 | 42.7551 | 42.2887 | 41.5081 | 41.4683 | 41.4086 | 42.2396 | 44.198 | 46.5096 | 48.5473 | 49.5475 | 50.0927 | 50.6564 | 51.0605 | 50.5116 | 49.2244 | 47.3916 | 46.3839 | 45.5948 | 44.7184 | 44.0998 | 43.5316 | 4.9546 | 3.9807 | 4.2959 | 3.8448 | 3.4736 | 3.8239 | 3.2528 | 2.9811 | 3.126 | 3.3616 | 3.6312 | 4.3578 | 3.6718 | 3.6146 | 3.0326 | 2.7732 | 2.454 | 2.9105 | 3.2811 | 3.0249 | 3.2056 | 3.8277 | 3.9786 | 4.3564
Program Specific1-in-10Size: Over 200kWOrange County2023Typical Event Day | Program Specific | 1-in-10 | Size: Over 200kW | Orange County | 2023 | Typical Event Day | 8 | 139.9459 | 133.9372 | 129.5496 | 131.8318 | 143.4941 | 175.2102 | 204.9093 | 222.2541 | 237.0453 | 246.0259 | 253.1305 | 255.9089 | 255.239 | 253.8518 | 247.6778 | 235.3051 | 220.7033 | 206.1813 | 196.1476 | 192.4049 | 187.6831 | 177.3654 | 163.5684 | 155.6265 | -0.72969 | -0.40787 | -0.6167 | -1.181 | -1.7817 | -2.0713 | -1.6455 | -0.88032 | 1.0327 | 1.8124 | -0.33697 | -0.35266 | 1.5245 | 6.4059 | 19.0163 | 17.7289 | 16.217 | 14.7037 | 5.2183 | 0.1376 | -0.76667 | -0.76755 | -1.1848 | -0.93522 | 78.0716 | 76.7703 | 75.5854 | 74.6475 | 73.6817 | 72.9298 | 72.5968 | 72.9595 | 75.8761 | 80.5261 | 85.5505 | 90.3669 | 93.8823 | 96.2948 | 97.8556 | 98.164 | 98.0959 | 97.0568 | 95.4576 | 92.9877 | 89.2877 | 85.625 | 83.0677 | 81.219 | 5.6948 | 4.5483 | 4.8735 | 4.4297 | 3.9442 | 4.2528 | 3.5753 | 3.3255 | 3.5608 | 3.9642 | 4.3729 | 5.349 | 4.5717 | 4.5736 | 3.8983 | 3.609 | 3.1559 | 3.5616 | 3.9556 | 3.6713 | 3.9447 | 4.6379 | 4.7621 | 5.2087
Program Specific1-in-10Size: Over 200kWOrange County2024January Monthly Peak | Program Specific | 1-in-10 | Size: Over 200kW | Orange County | 2024 | January Monthly Peak | 1 | 113.1422 | 109.324 | 105.8928 | 106.7014 | 118.7445 | 150.1724 | 178.8216 | 192.3717 | 201.4357 | 200.2912 | 201.3094 | 200.6351 | 197.6981 | 192.2391 | 184.0815 | 171.328 | 160.2246 | 157.163 | 152.9446 | 148.9717 | 143.8618 | 138.0653 | 129.4233 | 123.3828 | 3.2056 | 2.4612 | 2.0532 | 0.41631 | 0.11476 | 0.73961 | 1.7866 | 1.6504 | -0.10032 | -0.81231 | 0.085304 | 0.79675 | 1.8971 | 6.1011 | 14.7908 | 13.4145 | 12.9356 | 11.9692 | 3.0807 | 1.6389 | 0.38231 | 0.25526 | 0.59718 | -0.28915 | 42.0665 | 42.0014 | 41.2784 | 40.6432 | 40.1352 | 39.7478 | 39.4765 | 39.1888 | 39.7663 | 42.0755 | 44.2316 | 46.2985 | 47.6978 | 48.7573 | 49.7873 | 50.0794 | 49.5186 | 48.2343 | 46.4361 | 45.7299 | 45.077 | 44.995 | 44.714 | 44.3081 | 4.8475 | 3.9088 | 4.1942 | 3.7749 | 3.4365 | 3.8378 | 3.2851 | 3.0306 | 3.1859 | 3.398 | 3.6615 | 4.4154 | 3.7283 | 3.6467 | 3.0506 | 2.7667 | 2.4122 | 2.8584 | 3.2474 | 2.9928 | 3.1835 | 3.8011 | 3.9673 | 4.3479
Program Specific1-in-10Size: Over 200kWOrange County2024February Monthly Peak | Program Specific | 1-in-10 | Size: Over 200kW | Orange County | 2024 | February Monthly Peak | 2 | 113.7255 | 109.496 | 106.8912 | 107.9747 | 119.8797 | 150.4645 | 178.0305 | 190.8703 | 199.5561 | 200.4135 | 202.3419 | 203.3649 | 201.7045 | 198.29 | 191.22 | 178.2191 | 166.0169 | 160.2821 | 157.0065 | 152.3856 | 146.907 | 139.8274 | 129.8878 | 123.1316 | 3.2222 | 2.4651 | 2.0725 | 0.42128 | 0.11585 | 0.74105 | 1.7787 | 1.6376 | -0.099381 | -0.81281 | 0.085741 | 0.80759 | 1.9355 | 6.2931 | 15.3644 | 13.9541 | 13.4033 | 12.2067 | 3.1625 | 1.6765 | 0.3904 | 0.25852 | 0.59933 | -0.28856 | 47.9325 | 47.7272 | 47.4543 | 46.9501 | 46.432 | 46.035 | 45.4201 | 46.1773 | 47.0471 | 50.5461 | 53.576 | 56.9238 | 58.9462 | 59.8556 | 60.5794 | 60.8204 | 59.4163 | 58.3983 | 56.5906 | 54.6277 | 53.5461 | 52.23 | 51.1122 | 49.538 | 4.8725 | 3.915 | 4.2338 | 3.82 | 3.4693 | 3.8453 | 3.2706 | 3.007 | 3.1561 | 3.4 | 3.6803 | 4.4755 | 3.8039 | 3.7615 | 3.1689 | 2.878 | 2.4994 | 2.9151 | 3.3337 | 3.0614 | 3.2509 | 3.8497 | 3.9815 | 4.339
Program Specific1-in-10Size: Over 200kWOrange County2024March Monthly Peak | Program Specific | 1-in-10 | Size: Over 200kW | Orange County | 2024 | March Monthly Peak | 3 | 119.4953 | 114.9505 | 111.1401 | 112.5853 | 123.5796 | 153.6217 | 181.6277 | 194.8835 | 204.6984 | 208.4651 | 213.4182 | 216.0487 | 216.8355 | 216.1054 | 209.78 | 196.6431 | 183.3826 | 172.0516 | 165.3602 | 164.4741 | 158.7014 | 150.0823 | 138.6744 | 130.2193 | 3.3856 | 2.5879 | 2.1549 | 0.43927 | 0.11943 | 0.7566 | 1.8146 | 1.672 | -0.10194 | -0.84547 | 0.090435 | 0.85796 | 2.0807 | 6.8585 | 16.8557 | 15.3966 | 14.8053 | 13.103 | 3.3308 | 1.8095 | 0.42174 | 0.27748 | 0.63987 | -0.30517 | 61.5441 | 60.0272 | 58.8015 | 58.3996 | 56.9917 | 56.0931 | 55.5776 | 56.4275 | 59.9313 | 64.5404 | 69.5154 | 74.2173 | 77.5094 | 79.1745 | 79.8808 | 80.5821 | 80.5379 | 79.5865 | 76.9059 | 73.306 | 70.2527 | 67.1533 | 64.7365 | 62.8298 | 5.1197 | 4.11 | 4.4021 | 3.9831 | 3.5764 | 3.9259 | 3.3366 | 3.0702 | 3.2375 | 3.5366 | 3.8818 | 4.7547 | 4.0892 | 4.0994 | 3.4764 | 3.1755 | 2.7609 | 3.1292 | 3.5111 | 3.3043 | 3.5119 | 4.132 | 4.2508 | 4.5888
Program Specific1-in-10Size: Over 200kWOrange County2024April Monthly Peak | Program Specific | 1-in-10 | Size: Over 200kW | Orange County | 2024 | April Monthly Peak | 4 | 121.4176 | 117.0751 | 113.3952 | 115.286 | 126.4751 | 156.7354 | 183.3755 | 199.0691 | 212.0167 | 219.789 | 227.5334 | 231.6301 | 232.7966 | 231.7903 | 224.7574 | 211.1439 | 196.9572 | 184.0389 | 173.3159 | 172.6548 | 167.1944 | 157.851 | 144.9588 | 135.5302 | 1.6284 | 1.3048 | 0.9806 | -0.20964 | -0.63063 | -0.39555 | 0.36221 | 0.59754 | 0.35222 | 0.22524 | -0.081191 | 0.36873 | 1.8587 | 6.686 | 17.7021 | 16.2547 | 15.2656 | 13.6195 | 3.9891 | 1.1095 | -0.057092 | -0.1418 | -0.095683 | -0.53861 | 72.2809 | 70.2706 | 68.5193 | 66.688 | 65.7556 | 65.0297 | 64.3363 | 64.5128 | 67.6899 | 73.4009 | 79.8299 | 85.7586 | 89.6467 | 91.6464 | 92.4071 | 93.0077 | 92.9835 | 92.1457 | 90.5663 | 86.9826 | 81.9031 | 77.8259 | 75.0252 | 72.7426 | 4.9395 | 3.9747 | 4.2647 | 3.8727 | 3.4755 | 3.8033 | 3.1987 | 2.9778 | 3.1839 | 3.5405 | 3.9296 | 4.8402 | 4.1686 | 4.175 | 3.5366 | 3.2375 | 2.8156 | 3.1783 | 3.4942 | 3.2935 | 3.5131 | 4.1265 | 4.2192 | 4.5348
Program Specific1-in-10Size: Over 200kWOrange County2024May Monthly Peak | Program Specific | 1-in-10 | Size: Over 200kW | Orange County | 2024 | May Monthly Peak | 5 | 123.5425 | 118.9147 | 115.0038 | 117.0367 | 129.025 | 160.2607 | 185.6587 | 204.3565 | 220.5317 | 229.8972 | 238.8225 | 242.8424 | 243.8081 | 242.8943 | 235.8373 | 221.1654 | 205.8846 | 191.7307 | 180.2559 | 176.8491 | 173.2575 | 163.8726 | 150.147 | 141.3722 | 0.72662 | 0.64311 | 0.37112 | -0.55067 | -1.0309 | -1.0069 | -0.3843 | 0.03818 | 0.60667 | 0.82503 | -0.1793 | 0.094995 | 1.7484 | 6.6518 | 18.3858 | 16.8795 | 15.6222 | 13.9803 | 4.4103 | 0.72816 | -0.32137 | -0.3744 | -0.49875 | -0.67815 | 73.2309 | 71.7115 | 69.9508 | 69.2751 | 68.5934 | 67.5201 | 66.9969 | 67.5174 | 71.7608 | 78.3013 | 84.0132 | 88.4996 | 91.2435 | 93.3652 | 94.8038 | 95.7002 | 95.7882 | 94.5166 | 92.2825 | 89.5213 | 86.0557 | 82.1631 | 79.1412 | 76.8477 | 4.9803 | 4.0005 | 4.2859 | 3.8959 | 3.5133 | 3.8536 | 3.2091 | 3.0292 | 3.2818 | 3.6697 | 4.0871 | 5.0285 | 4.3262 | 4.3353 | 3.6773 | 3.3604 | 2.9165 | 3.281 | 3.6012 | 3.3429 | 3.6074 | 4.245 | 4.3305 | 4.6874
Program Specific1-in-10Size: Over 200kWOrange County2024June Monthly Peak | Program Specific | 1-in-10 | Size: Over 200kW | Orange County | 2024 | June Monthly Peak | 6 | 134.2054 | 129.4058 | 124.0848 | 126.1312 | 136.5721 | 165.2475 | 191.2368 | 209.1921 | 223.3767 | 231.5914 | 238.5357 | 240.8643 | 238.8503 | 237.1102 | 230.7837 | 220.0701 | 206.5623 | 192.9202 | 184.3778 | 181.0891 | 178.3707 | 170.243 | 156.6842 | 148.5642 | 0.70848 | 0.64045 | 0.3466 | -0.6226 | -1.1241 | -1.0879 | -0.45775 | -0.0080328 | 0.63397 | 0.87862 | -0.1866 | 0.07108 | 1.6973 | 6.4657 | 17.977 | 16.7843 | 15.6467 | 14.0502 | 4.5325 | 0.71216 | -0.35246 | -0.40784 | -0.55383 | -0.72243 | 74.633 | 73.0678 | 71.6172 | 70.4478 | 69.1507 | 68.2274 | 67.9712 | 68.8453 | 72.0972 | 77.0257 | 82.429 | 87.0764 | 90.3985 | 92.9673 | 94.7441 | 95.4119 | 95.7228 | 95.1126 | 93.6689 | 91.4014 | 87.4229 | 83.0507 | 80.3122 | 78.2313 | 5.4091 | 4.3526 | 4.6234 | 4.1978 | 3.7181 | 3.9727 | 3.3049 | 3.1003 | 3.3235 | 3.6961 | 4.0814 | 4.9866 | 4.2374 | 4.2313 | 3.5978 | 3.3431 | 2.9255 | 3.3008 | 3.6828 | 3.4224 | 3.7132 | 4.4092 | 4.5182 | 4.9249
Program Specific1-in-10Size: Over 200kWOrange County2024July Monthly Peak | Program Specific | 1-in-10 | Size: Over 200kW | Orange County | 2024 | July Monthly Peak | 7 | 137.3605 | 132.1362 | 128.064 | 129.8989 | 141.2524 | 171.9138 | 198.6727 | 214.6934 | 227.5377 | 235.5355 | 242.1207 | 244.2615 | 243.0577 | 241.0649 | 235.766 | 225.869 | 213.1281 | 200.2799 | 191.6846 | 187.0402 | 182.933 | 174.9527 | 161.6529 | 153.2945 | -0.11531 | 0.038009 | -0.20634 | -0.94588 | -1.5074 | -1.6569 | -1.1286 | -0.49929 | 0.84725 | 1.3843 | -0.2669 | -0.16623 | 1.5666 | 6.2876 | 18.2116 | 17.1049 | 15.862 | 14.4093 | 4.938 | 0.38465 | -0.58643 | -0.6162 | -0.92101 | -0.84793 | 76.3536 | 75.2551 | 74.1307 | 73.0921 | 72.245 | 71.6986 | 71.4968 | 71.8456 | 74.8896 | 79.7778 | 84.5527 | 88.9866 | 91.9643 | 93.7705 | 95.534 | 95.9876 | 96.4173 | 95.2676 | 93.4303 | 91.4762 | 88.2711 | 84.8342 | 82.4759 | 80.786 | 5.5509 | 4.4562 | 4.7844 | 4.3346 | 3.8558 | 4.144 | 3.4425 | 3.1902 | 3.3943 | 3.769 | 4.1538 | 5.0703 | 4.3235 | 4.3132 | 3.6852 | 3.4403 | 3.0265 | 3.4358 | 3.8389 | 3.5443 | 3.8183 | 4.5432 | 4.6738 | 5.0952
Program Specific1-in-10Size: Over 200kWOrange County2024August Monthly Peak | Program Specific | 1-in-10 | Size: Over 200kW | Orange County | 2024 | August Monthly Peak | 8 | 140.6 | 134.6015 | 130.2217 | 132.5028 | 144.2522 | 176.1583 | 206.0352 | 224.0176 | 239.5764 | 249.4154 | 257.318 | 260.5712 | 260.1655 | 258.6956 | 252.4351 | 239.8124 | 224.8791 | 209.9209 | 199.1956 | 195.2288 | 190.1215 | 179.5108 | 165.4389 | 157.2436 | -1.4887 | -0.96103 | -1.1237 | -1.46 | -2.1004 | -2.5551 | -2.2494 | -1.3374 | 1.2301 | 2.2938 | -0.41489 | -0.58239 | 1.403 | 6.2586 | 19.2372 | 17.955 | 16.2624 | 14.8075 | 5.5056 | -0.18211 | -0.982 | -0.95446 | -1.5127 | -1.0373 | 79.4782 | 78.2646 | 77.2528 | 76.3774 | 75.7738 | 75.1347 | 74.6943 | 74.8871 | 78.0047 | 82.2971 | 87.0359 | 91.8937 | 95.6212 | 98.5269 | 100.0726 | 100.3988 | 99.9077 | 98.3701 | 97.0234 | 94.3596 | 90.4066 | 86.8847 | 84.3697 | 82.6153 | 5.802 | 4.6353 | 4.9678 | 4.515 | 4.0209 | 4.3361 | 3.6456 | 3.3992 | 3.6495 | 4.0755 | 4.5078 | 5.5232 | 4.7256 | 4.7266 | 4.0292 | 3.73 | 3.2609 | 3.6773 | 4.0737 | 3.7777 | 4.0522 | 4.7601 | 4.8844 | 5.337
Program Specific1-in-10Size: Over 200kWOrange County2024September Monthly Peak | Program Specific | 1-in-10 | Size: Over 200kW | Orange County | 2024 | September Monthly Peak | 9 | 139.4872 | 134.2681 | 130.326 | 132.3092 | 144.3086 | 176.1845 | 207.0404 | 226.6888 | 245.4993 | 256.3118 | 265.7475 | 270.1494 | 270.6209 | 269.0677 | 261.5903 | 246.8845 | 230.5758 | 214.3129 | 203.3492 | 202.1661 | 192.8587 | 182.0809 | 167.4155 | 158.2352 | -2.0515 | -1.38 | -1.511 | -1.6668 | -2.3384 | -2.9177 | -2.7185 | -1.7023 | 1.4068 | 2.7166 | -0.48574 | -0.78123 | 1.339 | 6.2948 | 19.8202 | 18.395 | 16.469 | 14.9899 | 5.7817 | -0.44391 | -1.1558 | -1.1062 | -1.7745 | -1.1151 | 81.8217 | 80.4938 | 79.3408 | 78.6727 | 77.5573 | 76.6587 | 76.225 | 76.2598 | 78.5129 | 83.0038 | 88.1845 | 93.511 | 97.5451 | 99.9146 | 101.0718 | 100.8577 | 100.3359 | 99.4767 | 97.7076 | 94.7135 | 91.0503 | 87.7304 | 85.113 | 83.2435 | 5.8403 | 4.6915 | 5.0445 | 4.5744 | 4.0813 | 4.4001 | 3.717 | 3.49 | 3.7944 | 4.2494 | 4.7236 | 5.81 | 4.9874 | 4.988 | 4.2364 | 3.8961 | 3.3924 | 3.8092 | 4.2194 | 3.9691 | 4.1707 | 4.8989 | 5.0151 | 5.4492
Program Specific1-in-10Size: Over 200kWOrange County2024October Monthly Peak | Program Specific | 1-in-10 | Size: Over 200kW | Orange County | 2024 | October Monthly Peak | 10 | 131.585 | 126.6743 | 121.3377 | 122.1478 | 133.8362 | 164.6147 | 193.8792 | 209.8285 | 225.7441 | 235.4219 | 245.7005 | 250.5457 | 251.8664 | 251.7218 | 244.4594 | 229.529 | 213.3054 | 199.1777 | 193.0617 | 188.5271 | 178.1382 | 167.96 | 155.2763 | 145.8759 | 0.49125 | 0.47776 | 0.20392 | -0.67532 | -1.1841 | -1.2108 | -0.62506 | -0.1293 | 0.69119 | 1.0171 | -0.21207 | 0.012185 | 1.7478 | 6.7887 | 19.0021 | 17.4745 | 16.0862 | 14.4615 | 4.8035 | 0.65206 | -0.40734 | -0.45017 | -0.6337 | -0.734 | 76.2921 | 75.8283 | 75.4123 | 73.8107 | 72.8709 | 72.1962 | 71.4158 | 71.0474 | 72.1044 | 75.4945 | 79.864 | 84.6295 | 88.4635 | 91.5831 | 93.1676 | 93.6887 | 93.1006 | 91.4872 | 89.175 | 85.9933 | 82.3509 | 79.7952 | 78.1129 | 76.5255 | 5.3029 | 4.2602 | 4.5206 | 4.0647 | 3.6432 | 3.9571 | 3.3502 | 3.1093 | 3.3583 | 3.7568 | 4.2035 | 5.1864 | 4.4678 | 4.4915 | 3.8106 | 3.4864 | 3.0207 | 3.4074 | 3.8558 | 3.5626 | 3.7079 | 4.3496 | 4.4771 | 4.8352
Program Specific1-in-10Size: Over 200kWOrange County2024November Monthly Peak | Program Specific | 1-in-10 | Size: Over 200kW | Orange County | 2024 | November Monthly Peak | 11 | 122.2655 | 117.8523 | 114.3134 | 115.6068 | 126.9419 | 156.1418 | 181.6726 | 195.7397 | 207.2737 | 213.2684 | 219.2392 | 221.0671 | 220.87 | 219.5384 | 212.457 | 198.5696 | 185.8715 | 179.885 | 171.2205 | 165.9327 | 158.9611 | 151.0229 | 140.258 | 132.9324 | 3.4641 | 2.6532 | 2.2164 | 0.45106 | 0.12268 | 0.76901 | 1.8151 | 1.6793 | -0.10322 | -0.86495 | 0.092901 | 0.87789 | 2.1194 | 6.9675 | 17.0708 | 15.5475 | 15.0062 | 13.6996 | 3.4488 | 1.8255 | 0.42243 | 0.27922 | 0.64718 | -0.31153 | 63.6154 | 62.6147 | 62.0614 | 60.9878 | 59.7433 | 58.7549 | 59.0192 | 59.3957 | 61.4848 | 65.5252 | 70.8358 | 75.3392 | 78.217 | 79.8868 | 80.8796 | 80.8917 | 79.8274 | 77.4428 | 74.6419 | 72.2011 | 70.1031 | 68.2907 | 66.7364 | 66.0474 | 5.2384 | 4.2137 | 4.5277 | 4.09 | 3.6737 | 3.9904 | 3.3375 | 3.0837 | 3.2782 | 3.6181 | 3.9876 | 4.8651 | 4.1653 | 4.1645 | 3.5208 | 3.2066 | 2.7983 | 3.2717 | 3.6355 | 3.3336 | 3.5176 | 4.1579 | 4.2994 | 4.6844
Program Specific1-in-10Size: Over 200kWOrange County2024December Monthly Peak | Program Specific | 1-in-10 | Size: Over 200kW | Orange County | 2024 | December Monthly Peak | 12 | 115.6421 | 111.3339 | 108.4595 | 108.6779 | 120.0255 | 149.6277 | 177.063 | 189.2302 | 197.6535 | 198.1501 | 199.6426 | 198.0139 | 194.7015 | 190.5493 | 182.9949 | 171.73 | 162.9997 | 160.0291 | 154.5296 | 150.569 | 144.858 | 139.0295 | 129.7931 | 123.6252 | 3.2765 | 2.5065 | 2.1029 | 0.42402 | 0.11599 | 0.73693 | 1.769 | 1.6235 | -0.098434 | -0.80363 | 0.084597 | 0.78635 | 1.8683 | 6.0475 | 14.7035 | 13.446 | 13.1597 | 12.1874 | 3.1126 | 1.6565 | 0.38495 | 0.25705 | 0.59889 | -0.28972 | 44.0117 | 43.3735 | 42.7042 | 42.7551 | 42.2887 | 41.5081 | 41.4683 | 41.4086 | 42.2396 | 44.198 | 46.5096 | 48.5473 | 49.5475 | 50.0927 | 50.6564 | 51.0605 | 50.5116 | 49.2244 | 47.3916 | 46.3839 | 45.5948 | 44.7184 | 44.0998 | 43.5316 | 4.9546 | 3.9807 | 4.2959 | 3.8448 | 3.4736 | 3.8239 | 3.2528 | 2.9811 | 3.126 | 3.3616 | 3.6312 | 4.3578 | 3.6718 | 3.6146 | 3.0326 | 2.7732 | 2.454 | 2.9105 | 3.2811 | 3.0249 | 3.2056 | 3.8277 | 3.9786 | 4.3564
Program Specific1-in-10Size: Over 200kWOrange County2024Typical Event Day | Program Specific | 1-in-10 | Size: Over 200kW | Orange County | 2024 | Typical Event Day | 8 | 139.9459 | 133.9372 | 129.5496 | 131.8318 | 143.4941 | 175.2102 | 204.9093 | 222.2541 | 237.0453 | 246.0259 | 253.1305 | 255.9089 | 255.239 | 253.8518 | 247.6778 | 235.3051 | 220.7033 | 206.1813 | 196.1476 | 192.4049 | 187.6831 | 177.3654 | 163.5684 | 155.6265 | -0.72969 | -0.40787 | -0.6167 | -1.181 | -1.7817 | -2.0713 | -1.6455 | -0.88032 | 1.0327 | 1.8124 | -0.33697 | -0.35266 | 1.5245 | 6.4059 | 19.0163 | 17.7289 | 16.217 | 14.7037 | 5.2183 | 0.1376 | -0.76667 | -0.76755 | -1.1848 | -0.93522 | 78.0716 | 76.7703 | 75.5854 | 74.6475 | 73.6817 | 72.9298 | 72.5968 | 72.9595 | 75.8761 | 80.5261 | 85.5505 | 90.3669 | 93.8823 | 96.2948 | 97.8556 | 98.164 | 98.0959 | 97.0568 | 95.4576 | 92.9877 | 89.2877 | 85.625 | 83.0677 | 81.219 | 5.6948 | 4.5483 | 4.8735 | 4.4297 | 3.9442 | 4.2528 | 3.5753 | 3.3255 | 3.5608 | 3.9642 | 4.3729 | 5.349 | 4.5717 | 4.5736 | 3.8983 | 3.609 | 3.1559 | 3.5616 | 3.9556 | 3.6713 | 3.9447 | 4.6379 | 4.7621 | 5.2087
Program Specific1-in-10Size: Over 200kWOrange County2025January Monthly Peak | Program Specific | 1-in-10 | Size: Over 200kW | Orange County | 2025 | January Monthly Peak | 1 | 113.1422 | 109.324 | 105.8928 | 106.7014 | 118.7445 | 150.1724 | 178.8216 | 192.3717 | 201.4357 | 200.2912 | 201.3094 | 200.6351 | 197.6981 | 192.2391 | 184.0815 | 171.328 | 160.2246 | 157.163 | 152.9446 | 148.9717 | 143.8618 | 138.0653 | 129.4233 | 123.3828 | 3.2056 | 2.4612 | 2.0532 | 0.41631 | 0.11476 | 0.73961 | 1.7866 | 1.6504 | -0.10032 | -0.81232 | 0.085304 | 0.79675 | 1.8971 | 6.1011 | 14.7908 | 13.4145 | 12.9356 | 11.9692 | 3.0807 | 1.6389 | 0.38231 | 0.25526 | 0.59718 | -0.28915 | 42.0665 | 42.0014 | 41.2784 | 40.6432 | 40.1352 | 39.7478 | 39.4765 | 39.1888 | 39.7663 | 42.0755 | 44.2316 | 46.2985 | 47.6978 | 48.7573 | 49.7873 | 50.0794 | 49.5186 | 48.2343 | 46.4361 | 45.7299 | 45.077 | 44.995 | 44.714 | 44.3081 | 4.8475 | 3.9088 | 4.1942 | 3.7749 | 3.4365 | 3.8378 | 3.2851 | 3.0306 | 3.1859 | 3.398 | 3.6615 | 4.4154 | 3.7283 | 3.6467 | 3.0506 | 2.7667 | 2.4122 | 2.8584 | 3.2474 | 2.9928 | 3.1835 | 3.8011 | 3.9673 | 4.3479
Program Specific1-in-10Size: Over 200kWOrange County2025February Monthly Peak | Program Specific | 1-in-10 | Size: Over 200kW | Orange County | 2025 | February Monthly Peak | 2 | 113.7255 | 109.496 | 106.8912 | 107.9747 | 119.8797 | 150.4645 | 178.0305 | 190.8703 | 199.5561 | 200.4135 | 202.3419 | 203.3649 | 201.7045 | 198.29 | 191.22 | 178.2191 | 166.0168 | 160.2821 | 157.0065 | 152.3856 | 146.907 | 139.8274 | 129.8878 | 123.1316 | 3.2222 | 2.4651 | 2.0725 | 0.42128 | 0.11585 | 0.74105 | 1.7787 | 1.6376 | -0.099381 | -0.81281 | 0.085741 | 0.80759 | 1.9355 | 6.2931 | 15.3644 | 13.9541 | 13.4033 | 12.2067 | 3.1625 | 1.6765 | 0.3904 | 0.25852 | 0.59933 | -0.28856 | 47.9325 | 47.7272 | 47.4543 | 46.9501 | 46.432 | 46.035 | 45.4201 | 46.1773 | 47.0471 | 50.5461 | 53.576 | 56.9238 | 58.9462 | 59.8556 | 60.5794 | 60.8204 | 59.4163 | 58.3983 | 56.5906 | 54.6277 | 53.5461 | 52.23 | 51.1122 | 49.538 | 4.8725 | 3.915 | 4.2338 | 3.82 | 3.4693 | 3.8453 | 3.2706 | 3.007 | 3.1561 | 3.4 | 3.6803 | 4.4755 | 3.8039 | 3.7615 | 3.1689 | 2.878 | 2.4994 | 2.9151 | 3.3337 | 3.0614 | 3.2509 | 3.8497 | 3.9815 | 4.339
Program Specific1-in-10Size: Over 200kWOrange County2025March Monthly Peak | Program Specific | 1-in-10 | Size: Over 200kW | Orange County | 2025 | March Monthly Peak | 3 | 119.4953 | 114.9505 | 111.1401 | 112.5853 | 123.5796 | 153.6217 | 181.6277 | 194.8835 | 204.6984 | 208.4651 | 213.4182 | 216.0487 | 216.8355 | 216.1054 | 209.78 | 196.6431 | 183.3826 | 172.0516 | 165.3601 | 164.4741 | 158.7014 | 150.0823 | 138.6744 | 130.2193 | 3.3856 | 2.5879 | 2.1549 | 0.43927 | 0.11943 | 0.7566 | 1.8146 | 1.672 | -0.10194 | -0.84547 | 0.090435 | 0.85796 | 2.0807 | 6.8585 | 16.8557 | 15.3966 | 14.8053 | 13.103 | 3.3308 | 1.8095 | 0.42174 | 0.27748 | 0.63987 | -0.30517 | 61.5441 | 60.0272 | 58.8015 | 58.3996 | 56.9917 | 56.0931 | 55.5776 | 56.4275 | 59.9313 | 64.5404 | 69.5154 | 74.2173 | 77.5093 | 79.1745 | 79.8808 | 80.5821 | 80.5379 | 79.5865 | 76.9059 | 73.306 | 70.2527 | 67.1533 | 64.7365 | 62.8298 | 5.1197 | 4.11 | 4.4021 | 3.9831 | 3.5764 | 3.9259 | 3.3366 | 3.0702 | 3.2375 | 3.5366 | 3.8818 | 4.7547 | 4.0892 | 4.0994 | 3.4764 | 3.1755 | 2.7609 | 3.1292 | 3.5111 | 3.3043 | 3.5119 | 4.132 | 4.2508 | 4.5888
Program Specific1-in-10Size: Over 200kWOrange County2025April Monthly Peak | Program Specific | 1-in-10 | Size: Over 200kW | Orange County | 2025 | April Monthly Peak | 4 | 121.4176 | 117.0751 | 113.3951 | 115.286 | 126.4751 | 156.7354 | 183.3755 | 199.0691 | 212.0167 | 219.789 | 227.5334 | 231.6301 | 232.7966 | 231.7903 | 224.7574 | 211.1439 | 196.9572 | 184.0389 | 173.3159 | 172.6548 | 167.1944 | 157.851 | 144.9588 | 135.5302 | 1.6284 | 1.3048 | 0.9806 | -0.20964 | -0.63063 | -0.39555 | 0.36221 | 0.59754 | 0.35222 | 0.22524 | -0.081191 | 0.36873 | 1.8587 | 6.686 | 17.7021 | 16.2547 | 15.2656 | 13.6195 | 3.9891 | 1.1095 | -0.057092 | -0.1418 | -0.095683 | -0.53861 | 72.2809 | 70.2706 | 68.5193 | 66.688 | 65.7556 | 65.0297 | 64.3363 | 64.5128 | 67.6899 | 73.4009 | 79.8299 | 85.7586 | 89.6467 | 91.6464 | 92.407 | 93.0077 | 92.9835 | 92.1457 | 90.5663 | 86.9826 | 81.9031 | 77.8259 | 75.0252 | 72.7426 | 4.9395 | 3.9747 | 4.2647 | 3.8727 | 3.4755 | 3.8033 | 3.1987 | 2.9778 | 3.1839 | 3.5405 | 3.9296 | 4.8402 | 4.1686 | 4.175 | 3.5366 | 3.2375 | 2.8156 | 3.1783 | 3.4942 | 3.2935 | 3.5131 | 4.1265 | 4.2192 | 4.5348
Program Specific1-in-10Size: Over 200kWOrange County2025May Monthly Peak | Program Specific | 1-in-10 | Size: Over 200kW | Orange County | 2025 | May Monthly Peak | 5 | 123.5425 | 118.9147 | 115.0038 | 117.0367 | 129.025 | 160.2607 | 185.6587 | 204.3565 | 220.5317 | 229.8972 | 238.8225 | 242.8424 | 243.8081 | 242.8943 | 235.8373 | 221.1654 | 205.8846 | 191.7307 | 180.2559 | 176.8491 | 173.2575 | 163.8726 | 150.147 | 141.3722 | 0.72662 | 0.64311 | 0.37112 | -0.55067 | -1.0309 | -1.0069 | -0.3843 | 0.03818 | 0.60667 | 0.82503 | -0.1793 | 0.094995 | 1.7484 | 6.6518 | 18.3858 | 16.8795 | 15.6222 | 13.9803 | 4.4103 | 0.72816 | -0.32137 | -0.3744 | -0.49875 | -0.67815 | 73.2309 | 71.7115 | 69.9508 | 69.2751 | 68.5934 | 67.5201 | 66.9969 | 67.5174 | 71.7608 | 78.3013 | 84.0132 | 88.4996 | 91.2435 | 93.3652 | 94.8038 | 95.7002 | 95.7882 | 94.5166 | 92.2825 | 89.5213 | 86.0557 | 82.1631 | 79.1412 | 76.8477 | 4.9803 | 4.0005 | 4.2859 | 3.8959 | 3.5133 | 3.8536 | 3.2091 | 3.0292 | 3.2818 | 3.6697 | 4.0871 | 5.0285 | 4.3262 | 4.3353 | 3.6773 | 3.3604 | 2.9165 | 3.281 | 3.6012 | 3.3429 | 3.6074 | 4.245 | 4.3305 | 4.6874
Program Specific1-in-10Size: Over 200kWOrange County2025June Monthly Peak | Program Specific | 1-in-10 | Size: Over 200kW | Orange County | 2025 | June Monthly Peak | 6 | 134.2054 | 129.4058 | 124.0848 | 126.1312 | 136.5721 | 165.2474 | 191.2368 | 209.1921 | 223.3767 | 231.5914 | 238.5357 | 240.8643 | 238.8503 | 237.1102 | 230.7837 | 220.0701 | 206.5623 | 192.9202 | 184.3778 | 181.0891 | 178.3707 | 170.243 | 156.6842 | 148.5642 | 0.70848 | 0.64045 | 0.3466 | -0.6226 | -1.1241 | -1.0879 | -0.45775 | -0.0080328 | 0.63397 | 0.87862 | -0.1866 | 0.07108 | 1.6973 | 6.4657 | 17.977 | 16.7843 | 15.6467 | 14.0502 | 4.5325 | 0.71216 | -0.35246 | -0.40784 | -0.55383 | -0.72243 | 74.633 | 73.0678 | 71.6171 | 70.4478 | 69.1507 | 68.2274 | 67.9712 | 68.8453 | 72.0972 | 77.0257 | 82.429 | 87.0764 | 90.3984 | 92.9673 | 94.7441 | 95.4119 | 95.7228 | 95.1126 | 93.6689 | 91.4014 | 87.4229 | 83.0507 | 80.3122 | 78.2313 | 5.4091 | 4.3526 | 4.6234 | 4.1978 | 3.7181 | 3.9727 | 3.3049 | 3.1003 | 3.3235 | 3.6961 | 4.0814 | 4.9866 | 4.2374 | 4.2313 | 3.5978 | 3.3431 | 2.9255 | 3.3008 | 3.6828 | 3.4224 | 3.7132 | 4.4092 | 4.5182 | 4.9249
Program Specific1-in-10Size: Over 200kWOrange County2025July Monthly Peak | Program Specific | 1-in-10 | Size: Over 200kW | Orange County | 2025 | July Monthly Peak | 7 | 137.3604 | 132.1362 | 128.064 | 129.8989 | 141.2523 | 171.9138 | 198.6727 | 214.6934 | 227.5377 | 235.5355 | 242.1207 | 244.2615 | 243.0577 | 241.0649 | 235.766 | 225.869 | 213.1281 | 200.2799 | 191.6846 | 187.0403 | 182.933 | 174.9527 | 161.6529 | 153.2945 | -0.11531 | 0.038009 | -0.20634 | -0.94588 | -1.5074 | -1.6569 | -1.1286 | -0.49929 | 0.84725 | 1.3843 | -0.2669 | -0.16623 | 1.5666 | 6.2876 | 18.2116 | 17.1049 | 15.862 | 14.4093 | 4.938 | 0.38465 | -0.58643 | -0.6162 | -0.92101 | -0.84793 | 76.3536 | 75.2551 | 74.1307 | 73.0921 | 72.245 | 71.6986 | 71.4968 | 71.8456 | 74.8896 | 79.7778 | 84.5527 | 88.9866 | 91.9643 | 93.7705 | 95.534 | 95.9876 | 96.4173 | 95.2676 | 93.4303 | 91.4762 | 88.2711 | 84.8342 | 82.4759 | 80.786 | 5.5509 | 4.4562 | 4.7844 | 4.3346 | 3.8558 | 4.144 | 3.4425 | 3.1902 | 3.3943 | 3.769 | 4.1538 | 5.0703 | 4.3235 | 4.3132 | 3.6852 | 3.4403 | 3.0265 | 3.4358 | 3.8389 | 3.5443 | 3.8183 | 4.5432 | 4.6738 | 5.0952
Program Specific1-in-10Size: Over 200kWOrange County2025August Monthly Peak | Program Specific | 1-in-10 | Size: Over 200kW | Orange County | 2025 | August Monthly Peak | 8 | 140.6 | 134.6015 | 130.2217 | 132.5028 | 144.2522 | 176.1583 | 206.0352 | 224.0176 | 239.5764 | 249.4154 | 257.318 | 260.5712 | 260.1655 | 258.6956 | 252.4351 | 239.8124 | 224.8791 | 209.9209 | 199.1956 | 195.2288 | 190.1215 | 179.5108 | 165.4389 | 157.2436 | -1.4887 | -0.96103 | -1.1237 | -1.46 | -2.1004 | -2.5551 | -2.2494 | -1.3374 | 1.2301 | 2.2938 | -0.41488 | -0.58239 | 1.403 | 6.2586 | 19.2372 | 17.955 | 16.2624 | 14.8075 | 5.5056 | -0.18211 | -0.982 | -0.95446 | -1.5127 | -1.0373 | 79.4782 | 78.2646 | 77.2528 | 76.3774 | 75.7738 | 75.1347 | 74.6943 | 74.8871 | 78.0047 | 82.2971 | 87.0359 | 91.8937 | 95.6212 | 98.5268 | 100.0726 | 100.3988 | 99.9077 | 98.3701 | 97.0234 | 94.3596 | 90.4066 | 86.8847 | 84.3697 | 82.6153 | 5.802 | 4.6353 | 4.9678 | 4.515 | 4.0209 | 4.3361 | 3.6456 | 3.3992 | 3.6495 | 4.0755 | 4.5078 | 5.5232 | 4.7256 | 4.7266 | 4.0292 | 3.73 | 3.2609 | 3.6773 | 4.0737 | 3.7777 | 4.0522 | 4.7601 | 4.8844 | 5.337
Program Specific1-in-10Size: Over 200kWOrange County2025September Monthly Peak | Program Specific | 1-in-10 | Size: Over 200kW | Orange County | 2025 | September Monthly Peak | 9 | 139.4872 | 134.2681 | 130.326 | 132.3092 | 144.3086 | 176.1845 | 207.0404 | 226.6888 | 245.4993 | 256.3118 | 265.7475 | 270.1493 | 270.6209 | 269.0677 | 261.5903 | 246.8845 | 230.5758 | 214.3129 | 203.3492 | 202.1661 | 192.8587 | 182.0809 | 167.4155 | 158.2352 | -2.0515 | -1.38 | -1.511 | -1.6668 | -2.3384 | -2.9177 | -2.7185 | -1.7023 | 1.4068 | 2.7166 | -0.48574 | -0.78123 | 1.339 | 6.2948 | 19.8202 | 18.395 | 16.469 | 14.9899 | 5.7817 | -0.44391 | -1.1558 | -1.1062 | -1.7745 | -1.1151 | 81.8217 | 80.4938 | 79.3408 | 78.6727 | 77.5573 | 76.6587 | 76.225 | 76.2598 | 78.5129 | 83.0038 | 88.1845 | 93.511 | 97.5451 | 99.9146 | 101.0718 | 100.8577 | 100.3359 | 99.4767 | 97.7076 | 94.7135 | 91.0503 | 87.7304 | 85.113 | 83.2435 | 5.8403 | 4.6915 | 5.0445 | 4.5744 | 4.0813 | 4.4001 | 3.717 | 3.49 | 3.7944 | 4.2494 | 4.7236 | 5.81 | 4.9874 | 4.988 | 4.2364 | 3.8961 | 3.3924 | 3.8092 | 4.2194 | 3.9691 | 4.1707 | 4.8989 | 5.0151 | 5.4492
Program Specific1-in-10Size: Over 200kWOrange County2025October Monthly Peak | Program Specific | 1-in-10 | Size: Over 200kW | Orange County | 2025 | October Monthly Peak | 10 | 131.585 | 126.6743 | 121.3377 | 122.1478 | 133.8362 | 164.6147 | 193.8792 | 209.8284 | 225.7441 | 235.422 | 245.7005 | 250.5457 | 251.8664 | 251.7218 | 244.4594 | 229.529 | 213.3054 | 199.1777 | 193.0617 | 188.5271 | 178.1382 | 167.96 | 155.2763 | 145.8759 | 0.49125 | 0.47776 | 0.20392 | -0.67532 | -1.1841 | -1.2108 | -0.62506 | -0.1293 | 0.69119 | 1.0171 | -0.21207 | 0.012185 | 1.7478 | 6.7887 | 19.0021 | 17.4745 | 16.0862 | 14.4615 | 4.8035 | 0.65206 | -0.40734 | -0.45017 | -0.6337 | -0.734 | 76.2921 | 75.8283 | 75.4123 | 73.8107 | 72.8709 | 72.1962 | 71.4158 | 71.0474 | 72.1044 | 75.4945 | 79.864 | 84.6295 | 88.4635 | 91.5831 | 93.1676 | 93.6887 | 93.1006 | 91.4872 | 89.175 | 85.9933 | 82.3509 | 79.7952 | 78.1129 | 76.5255 | 5.3029 | 4.2602 | 4.5206 | 4.0647 | 3.6432 | 3.9571 | 3.3502 | 3.1093 | 3.3583 | 3.7568 | 4.2035 | 5.1864 | 4.4678 | 4.4915 | 3.8106 | 3.4864 | 3.0207 | 3.4074 | 3.8558 | 3.5626 | 3.7079 | 4.3496 | 4.4771 | 4.8352
Program Specific1-in-10Size: Over 200kWOrange County2025November Monthly Peak | Program Specific | 1-in-10 | Size: Over 200kW | Orange County | 2025 | November Monthly Peak | 11 | 122.2655 | 117.8523 | 114.3134 | 115.6068 | 126.9419 | 156.1418 | 181.6726 | 195.7397 | 207.2737 | 213.2684 | 219.2392 | 221.0671 | 220.87 | 219.5384 | 212.457 | 198.5696 | 185.8715 | 179.885 | 171.2205 | 165.9326 | 158.9611 | 151.0229 | 140.258 | 132.9324 | 3.4641 | 2.6532 | 2.2164 | 0.45106 | 0.12268 | 0.76901 | 1.8151 | 1.6793 | -0.10322 | -0.86495 | 0.092901 | 0.87789 | 2.1194 | 6.9675 | 17.0708 | 15.5475 | 15.0062 | 13.6996 | 3.4488 | 1.8255 | 0.42243 | 0.27922 | 0.64718 | -0.31153 | 63.6154 | 62.6147 | 62.0614 | 60.9878 | 59.7433 | 58.7549 | 59.0192 | 59.3957 | 61.4848 | 65.5252 | 70.8358 | 75.3392 | 78.217 | 79.8868 | 80.8796 | 80.8917 | 79.8274 | 77.4428 | 74.6419 | 72.2011 | 70.1031 | 68.2907 | 66.7365 | 66.0474 | 5.2384 | 4.2137 | 4.5277 | 4.09 | 3.6737 | 3.9904 | 3.3375 | 3.0837 | 3.2782 | 3.6181 | 3.9876 | 4.8651 | 4.1653 | 4.1645 | 3.5208 | 3.2066 | 2.7983 | 3.2717 | 3.6355 | 3.3336 | 3.5176 | 4.1579 | 4.2994 | 4.6844
Program Specific1-in-10Size: Over 200kWOrange County2025December Monthly Peak | Program Specific | 1-in-10 | Size: Over 200kW | Orange County | 2025 | December Monthly Peak | 12 | 115.6421 | 111.3339 | 108.4595 | 108.6779 | 120.0255 | 149.6277 | 177.063 | 189.2302 | 197.6535 | 198.1501 | 199.6426 | 198.0139 | 194.7015 | 190.5493 | 182.9949 | 171.73 | 162.9997 | 160.0291 | 154.5296 | 150.569 | 144.858 | 139.0295 | 129.7931 | 123.6252 | 3.2765 | 2.5065 | 2.1029 | 0.42402 | 0.11599 | 0.73693 | 1.769 | 1.6235 | -0.098434 | -0.80363 | 0.084597 | 0.78635 | 1.8683 | 6.0475 | 14.7035 | 13.446 | 13.1597 | 12.1874 | 3.1126 | 1.6565 | 0.38495 | 0.25705 | 0.59889 | -0.28972 | 44.0117 | 43.3735 | 42.7042 | 42.7551 | 42.2887 | 41.5081 | 41.4683 | 41.4086 | 42.2396 | 44.198 | 46.5096 | 48.5473 | 49.5475 | 50.0927 | 50.6564 | 51.0605 | 50.5116 | 49.2244 | 47.3916 | 46.3839 | 45.5949 | 44.7184 | 44.0998 | 43.5316 | 4.9546 | 3.9807 | 4.2959 | 3.8448 | 3.4736 | 3.8239 | 3.2528 | 2.9811 | 3.126 | 3.3616 | 3.6312 | 4.3578 | 3.6718 | 3.6146 | 3.0326 | 2.7732 | 2.454 | 2.9105 | 3.2811 | 3.0249 | 3.2056 | 3.8277 | 3.9786 | 4.3564
Program Specific1-in-10Size: Over 200kWOrange County2025Typical Event Day | Program Specific | 1-in-10 | Size: Over 200kW | Orange County | 2025 | Typical Event Day | 8 | 139.9459 | 133.9372 | 129.5496 | 131.8318 | 143.4941 | 175.2102 | 204.9093 | 222.2541 | 237.0453 | 246.0259 | 253.1305 | 255.9089 | 255.239 | 253.8518 | 247.6778 | 235.3052 | 220.7033 | 206.1813 | 196.1476 | 192.405 | 187.6831 | 177.3654 | 163.5684 | 155.6265 | -0.72969 | -0.40787 | -0.6167 | -1.181 | -1.7817 | -2.0713 | -1.6455 | -0.88032 | 1.0327 | 1.8124 | -0.33697 | -0.35266 | 1.5245 | 6.4059 | 19.0163 | 17.7289 | 16.217 | 14.7037 | 5.2183 | 0.1376 | -0.76667 | -0.76755 | -1.1848 | -0.93523 | 78.0716 | 76.7703 | 75.5854 | 74.6475 | 73.6817 | 72.9298 | 72.5968 | 72.9595 | 75.8761 | 80.5261 | 85.5505 | 90.3669 | 93.8823 | 96.2948 | 97.8556 | 98.164 | 98.0959 | 97.0568 | 95.4576 | 92.9877 | 89.2877 | 85.625 | 83.0677 | 81.219 | 5.6948 | 4.5483 | 4.8735 | 4.4297 | 3.9442 | 4.2528 | 3.5753 | 3.3255 | 3.5608 | 3.9642 | 4.3729 | 5.349 | 4.5717 | 4.5736 | 3.8983 | 3.609 | 3.1559 | 3.5616 | 3.9556 | 3.6713 | 3.9447 | 4.6379 | 4.7621 | 5.2087
Program Specific1-in-10Size: Over 200kWOrange County2026January Monthly Peak | Program Specific | 1-in-10 | Size: Over 200kW | Orange County | 2026 | January Monthly Peak | 1 | 113.1422 | 109.324 | 105.8928 | 106.7014 | 118.7445 | 150.1724 | 178.8215 | 192.3717 | 201.4357 | 200.2912 | 201.3094 | 200.6351 | 197.6981 | 192.2391 | 184.0815 | 171.328 | 160.2246 | 157.163 | 152.9446 | 148.9717 | 143.8618 | 138.0653 | 129.4233 | 123.3828 | 3.2056 | 2.4612 | 2.0532 | 0.41631 | 0.11476 | 0.73961 | 1.7866 | 1.6504 | -0.10032 | -0.81231 | 0.085304 | 0.79675 | 1.8971 | 6.1011 | 14.7908 | 13.4145 | 12.9356 | 11.9692 | 3.0807 | 1.6389 | 0.38231 | 0.25526 | 0.59718 | -0.28915 | 42.0665 | 42.0014 | 41.2784 | 40.6432 | 40.1352 | 39.7478 | 39.4765 | 39.1888 | 39.7663 | 42.0755 | 44.2316 | 46.2985 | 47.6978 | 48.7573 | 49.7873 | 50.0794 | 49.5186 | 48.2343 | 46.4361 | 45.7299 | 45.077 | 44.995 | 44.714 | 44.3081 | 4.8475 | 3.9088 | 4.1942 | 3.7749 | 3.4365 | 3.8378 | 3.2851 | 3.0306 | 3.1859 | 3.398 | 3.6615 | 4.4154 | 3.7283 | 3.6467 | 3.0506 | 2.7667 | 2.4122 | 2.8584 | 3.2474 | 2.9928 | 3.1835 | 3.8011 | 3.9673 | 4.3479
Program Specific1-in-10Size: Over 200kWOrange County2026February Monthly Peak | Program Specific | 1-in-10 | Size: Over 200kW | Orange County | 2026 | February Monthly Peak | 2 | 113.7255 | 109.496 | 106.8912 | 107.9747 | 119.8797 | 150.4645 | 178.0305 | 190.8703 | 199.5562 | 200.4135 | 202.3419 | 203.3649 | 201.7045 | 198.29 | 191.22 | 178.219 | 166.0168 | 160.2821 | 157.0065 | 152.3856 | 146.907 | 139.8274 | 129.8878 | 123.1316 | 3.2222 | 2.4651 | 2.0725 | 0.42128 | 0.11585 | 0.74105 | 1.7787 | 1.6376 | -0.099381 | -0.81281 | 0.085741 | 0.80759 | 1.9355 | 6.2931 | 15.3644 | 13.9541 | 13.4033 | 12.2067 | 3.1625 | 1.6765 | 0.3904 | 0.25852 | 0.59933 | -0.28856 | 47.9325 | 47.7272 | 47.4543 | 46.9501 | 46.432 | 46.035 | 45.4201 | 46.1773 | 47.0471 | 50.5461 | 53.576 | 56.9238 | 58.9462 | 59.8556 | 60.5794 | 60.8204 | 59.4163 | 58.3983 | 56.5906 | 54.6277 | 53.5461 | 52.23 | 51.1122 | 49.538 | 4.8725 | 3.915 | 4.2338 | 3.82 | 3.4693 | 3.8453 | 3.2706 | 3.007 | 3.1561 | 3.4 | 3.6803 | 4.4755 | 3.8039 | 3.7615 | 3.1689 | 2.878 | 2.4994 | 2.9151 | 3.3337 | 3.0614 | 3.2509 | 3.8497 | 3.9815 | 4.339
Program Specific1-in-10Size: Over 200kWOrange County2026March Monthly Peak | Program Specific | 1-in-10 | Size: Over 200kW | Orange County | 2026 | March Monthly Peak | 3 | 119.4953 | 114.9505 | 111.1401 | 112.5853 | 123.5796 | 153.6217 | 181.6277 | 194.8835 | 204.6984 | 208.4651 | 213.4182 | 216.0487 | 216.8355 | 216.1054 | 209.78 | 196.6431 | 183.3826 | 172.0516 | 165.3601 | 164.4741 | 158.7014 | 150.0823 | 138.6744 | 130.2193 | 3.3856 | 2.5879 | 2.1549 | 0.43927 | 0.11943 | 0.7566 | 1.8146 | 1.672 | -0.10194 | -0.84547 | 0.090435 | 0.85796 | 2.0807 | 6.8585 | 16.8557 | 15.3966 | 14.8053 | 13.103 | 3.3308 | 1.8095 | 0.42174 | 0.27748 | 0.63987 | -0.30517 | 61.5441 | 60.0272 | 58.8015 | 58.3996 | 56.9917 | 56.0931 | 55.5776 | 56.4275 | 59.9313 | 64.5404 | 69.5154 | 74.2173 | 77.5093 | 79.1745 | 79.8808 | 80.5821 | 80.5379 | 79.5865 | 76.9059 | 73.306 | 70.2528 | 67.1533 | 64.7365 | 62.8298 | 5.1197 | 4.11 | 4.4021 | 3.9831 | 3.5764 | 3.9259 | 3.3366 | 3.0702 | 3.2375 | 3.5366 | 3.8818 | 4.7547 | 4.0892 | 4.0994 | 3.4764 | 3.1755 | 2.7609 | 3.1292 | 3.5111 | 3.3043 | 3.5119 | 4.132 | 4.2508 | 4.5888
Program Specific1-in-10Size: Over 200kWOrange County2026April Monthly Peak | Program Specific | 1-in-10 | Size: Over 200kW | Orange County | 2026 | April Monthly Peak | 4 | 121.4176 | 117.0751 | 113.3952 | 115.286 | 126.4751 | 156.7354 | 183.3755 | 199.0691 | 212.0167 | 219.789 | 227.5333 | 231.6301 | 232.7966 | 231.7903 | 224.7574 | 211.1439 | 196.9572 | 184.0389 | 173.3159 | 172.6548 | 167.1944 | 157.851 | 144.9588 | 135.5302 | 1.6284 | 1.3048 | 0.9806 | -0.20964 | -0.63063 | -0.39555 | 0.36221 | 0.59754 | 0.35222 | 0.22524 | -0.081191 | 0.36873 | 1.8587 | 6.686 | 17.7021 | 16.2547 | 15.2656 | 13.6195 | 3.9891 | 1.1095 | -0.057092 | -0.1418 | -0.095683 | -0.53861 | 72.2809 | 70.2706 | 68.5193 | 66.688 | 65.7556 | 65.0297 | 64.3363 | 64.5128 | 67.6899 | 73.4009 | 79.8299 | 85.7586 | 89.6467 | 91.6464 | 92.407 | 93.0077 | 92.9835 | 92.1457 | 90.5663 | 86.9826 | 81.9031 | 77.8259 | 75.0252 | 72.7426 | 4.9395 | 3.9747 | 4.2647 | 3.8727 | 3.4755 | 3.8033 | 3.1987 | 2.9778 | 3.1839 | 3.5405 | 3.9296 | 4.8402 | 4.1686 | 4.175 | 3.5366 | 3.2375 | 2.8156 | 3.1783 | 3.4942 | 3.2935 | 3.5131 | 4.1265 | 4.2192 | 4.5348
Program Specific1-in-10Size: Over 200kWOrange County2026May Monthly Peak | Program Specific | 1-in-10 | Size: Over 200kW | Orange County | 2026 | May Monthly Peak | 5 | 123.5425 | 118.9147 | 115.0038 | 117.0367 | 129.025 | 160.2607 | 185.6587 | 204.3565 | 220.5317 | 229.8972 | 238.8225 | 242.8424 | 243.8081 | 242.8943 | 235.8373 | 221.1654 | 205.8846 | 191.7307 | 180.2559 | 176.8491 | 173.2575 | 163.8726 | 150.147 | 141.3722 | 0.72662 | 0.64311 | 0.37112 | -0.55067 | -1.0309 | -1.0069 | -0.3843 | 0.03818 | 0.60667 | 0.82503 | -0.1793 | 0.094995 | 1.7484 | 6.6518 | 18.3858 | 16.8795 | 15.6222 | 13.9803 | 4.4103 | 0.72816 | -0.32137 | -0.3744 | -0.49875 | -0.67815 | 73.2309 | 71.7115 | 69.9508 | 69.2751 | 68.5934 | 67.5201 | 66.9969 | 67.5174 | 71.7608 | 78.3013 | 84.0132 | 88.4996 | 91.2435 | 93.3652 | 94.8038 | 95.7002 | 95.7882 | 94.5166 | 92.2825 | 89.5213 | 86.0557 | 82.1631 | 79.1412 | 76.8477 | 4.9803 | 4.0005 | 4.2859 | 3.8959 | 3.5133 | 3.8536 | 3.2091 | 3.0292 | 3.2818 | 3.6697 | 4.0871 | 5.0285 | 4.3262 | 4.3353 | 3.6773 | 3.3604 | 2.9165 | 3.281 | 3.6012 | 3.3429 | 3.6074 | 4.245 | 4.3305 | 4.6874
Program Specific1-in-10Size: Over 200kWOrange County2026June Monthly Peak | Program Specific | 1-in-10 | Size: Over 200kW | Orange County | 2026 | June Monthly Peak | 6 | 134.2053 | 129.4058 | 124.0848 | 126.1312 | 136.5721 | 165.2475 | 191.2368 | 209.1921 | 223.3767 | 231.5914 | 238.5357 | 240.8643 | 238.8503 | 237.1102 | 230.7837 | 220.0701 | 206.5623 | 192.9202 | 184.3778 | 181.0891 | 178.3707 | 170.243 | 156.6842 | 148.5642 | 0.70848 | 0.64045 | 0.3466 | -0.6226 | -1.1241 | -1.0879 | -0.45775 | -0.0080328 | 0.63397 | 0.87862 | -0.1866 | 0.07108 | 1.6973 | 6.4657 | 17.977 | 16.7843 | 15.6467 | 14.0502 | 4.5325 | 0.71216 | -0.35246 | -0.40784 | -0.55383 | -0.72243 | 74.633 | 73.0678 | 71.6172 | 70.4478 | 69.1507 | 68.2274 | 67.9712 | 68.8453 | 72.0972 | 77.0257 | 82.429 | 87.0764 | 90.3985 | 92.9673 | 94.7441 | 95.4119 | 95.7228 | 95.1126 | 93.6689 | 91.4014 | 87.4229 | 83.0507 | 80.3122 | 78.2313 | 5.4091 | 4.3526 | 4.6234 | 4.1978 | 3.7181 | 3.9727 | 3.3049 | 3.1003 | 3.3235 | 3.6961 | 4.0814 | 4.9866 | 4.2374 | 4.2313 | 3.5978 | 3.3431 | 2.9255 | 3.3008 | 3.6828 | 3.4224 | 3.7132 | 4.4092 | 4.5182 | 4.9249
Program Specific1-in-10Size: Over 200kWOrange County2026July Monthly Peak | Program Specific | 1-in-10 | Size: Over 200kW | Orange County | 2026 | July Monthly Peak | 7 | 137.3604 | 132.1362 | 128.064 | 129.8989 | 141.2524 | 171.9138 | 198.6727 | 214.6934 | 227.5377 | 235.5355 | 242.1207 | 244.2615 | 243.0577 | 241.0649 | 235.766 | 225.869 | 213.1281 | 200.2799 | 191.6846 | 187.0403 | 182.933 | 174.9527 | 161.6529 | 153.2945 | -0.11531 | 0.038009 | -0.20634 | -0.94588 | -1.5074 | -1.6569 | -1.1286 | -0.49929 | 0.84725 | 1.3843 | -0.2669 | -0.16623 | 1.5666 | 6.2876 | 18.2116 | 17.1049 | 15.862 | 14.4093 | 4.938 | 0.38465 | -0.58643 | -0.6162 | -0.92101 | -0.84793 | 76.3536 | 75.2551 | 74.1307 | 73.0921 | 72.245 | 71.6986 | 71.4968 | 71.8456 | 74.8896 | 79.7778 | 84.5527 | 88.9866 | 91.9643 | 93.7705 | 95.534 | 95.9876 | 96.4173 | 95.2676 | 93.4303 | 91.4762 | 88.2711 | 84.8342 | 82.4759 | 80.786 | 5.5509 | 4.4562 | 4.7844 | 4.3346 | 3.8558 | 4.144 | 3.4425 | 3.1902 | 3.3943 | 3.769 | 4.1538 | 5.0703 | 4.3235 | 4.3132 | 3.6852 | 3.4403 | 3.0265 | 3.4358 | 3.8389 | 3.5443 | 3.8183 | 4.5432 | 4.6738 | 5.0952
Program Specific1-in-10Size: Over 200kWOrange County2026August Monthly Peak | Program Specific | 1-in-10 | Size: Over 200kW | Orange County | 2026 | August Monthly Peak | 8 | 140.6 | 134.6015 | 130.2217 | 132.5028 | 144.2522 | 176.1583 | 206.0352 | 224.0176 | 239.5764 | 249.4154 | 257.318 | 260.5712 | 260.1655 | 258.6956 | 252.4351 | 239.8124 | 224.8791 | 209.9209 | 199.1956 | 195.2288 | 190.1215 | 179.5108 | 165.4389 | 157.2436 | -1.4887 | -0.96103 | -1.1237 | -1.46 | -2.1004 | -2.5551 | -2.2494 | -1.3374 | 1.2301 | 2.2938 | -0.41489 | -0.58239 | 1.403 | 6.2586 | 19.2372 | 17.955 | 16.2624 | 14.8075 | 5.5056 | -0.18211 | -0.982 | -0.95446 | -1.5127 | -1.0373 | 79.4782 | 78.2646 | 77.2528 | 76.3774 | 75.7738 | 75.1347 | 74.6943 | 74.8871 | 78.0047 | 82.2971 | 87.0359 | 91.8937 | 95.6212 | 98.5269 | 100.0726 | 100.3988 | 99.9077 | 98.3701 | 97.0234 | 94.3596 | 90.4066 | 86.8847 | 84.3697 | 82.6153 | 5.802 | 4.6353 | 4.9678 | 4.515 | 4.0209 | 4.3361 | 3.6456 | 3.3992 | 3.6495 | 4.0755 | 4.5078 | 5.5232 | 4.7256 | 4.7266 | 4.0292 | 3.73 | 3.2609 | 3.6773 | 4.0737 | 3.7777 | 4.0522 | 4.7601 | 4.8844 | 5.337
Program Specific1-in-10Size: Over 200kWOrange County2026September Monthly Peak | Program Specific | 1-in-10 | Size: Over 200kW | Orange County | 2026 | September Monthly Peak | 9 | 139.4872 | 134.2681 | 130.326 | 132.3092 | 144.3086 | 176.1845 | 207.0404 | 226.6888 | 245.4993 | 256.3118 | 265.7475 | 270.1494 | 270.6209 | 269.0678 | 261.5903 | 246.8845 | 230.5759 | 214.3129 | 203.3492 | 202.1661 | 192.8587 | 182.0809 | 167.4155 | 158.2352 | -2.0515 | -1.38 | -1.511 | -1.6668 | -2.3384 | -2.9177 | -2.7185 | -1.7023 | 1.4068 | 2.7166 | -0.48574 | -0.78123 | 1.339 | 6.2948 | 19.8202 | 18.395 | 16.469 | 14.9899 | 5.7817 | -0.44391 | -1.1558 | -1.1062 | -1.7745 | -1.1151 | 81.8217 | 80.4937 | 79.3408 | 78.6727 | 77.5573 | 76.6587 | 76.225 | 76.2598 | 78.5129 | 83.0038 | 88.1845 | 93.511 | 97.5451 | 99.9146 | 101.0718 | 100.8577 | 100.3359 | 99.4767 | 97.7076 | 94.7135 | 91.0503 | 87.7305 | 85.113 | 83.2435 | 5.8403 | 4.6915 | 5.0445 | 4.5744 | 4.0813 | 4.4001 | 3.717 | 3.49 | 3.7944 | 4.2494 | 4.7236 | 5.81 | 4.9874 | 4.988 | 4.2364 | 3.8961 | 3.3924 | 3.8092 | 4.2194 | 3.9691 | 4.1707 | 4.8989 | 5.0151 | 5.4492
Program Specific1-in-10Size: Over 200kWOrange County2026October Monthly Peak | Program Specific | 1-in-10 | Size: Over 200kW | Orange County | 2026 | October Monthly Peak | 10 | 131.585 | 126.6743 | 121.3377 | 122.1478 | 133.8362 | 164.6147 | 193.8792 | 209.8285 | 225.7441 | 235.422 | 245.7005 | 250.5457 | 251.8664 | 251.7218 | 244.4594 | 229.529 | 213.3054 | 199.1777 | 193.0617 | 188.5271 | 178.1382 | 167.96 | 155.2763 | 145.8759 | 0.49125 | 0.47776 | 0.20392 | -0.67532 | -1.1841 | -1.2108 | -0.62506 | -0.1293 | 0.69119 | 1.0171 | -0.21207 | 0.012185 | 1.7478 | 6.7887 | 19.0021 | 17.4745 | 16.0862 | 14.4615 | 4.8035 | 0.65206 | -0.40734 | -0.45017 | -0.6337 | -0.734 | 76.2921 | 75.8283 | 75.4123 | 73.8107 | 72.8709 | 72.1962 | 71.4158 | 71.0474 | 72.1044 | 75.4945 | 79.864 | 84.6295 | 88.4635 | 91.5831 | 93.1676 | 93.6887 | 93.1006 | 91.4872 | 89.175 | 85.9933 | 82.3509 | 79.7952 | 78.1129 | 76.5255 | 5.3029 | 4.2602 | 4.5206 | 4.0647 | 3.6432 | 3.9571 | 3.3502 | 3.1093 | 3.3583 | 3.7568 | 4.2035 | 5.1864 | 4.4678 | 4.4915 | 3.8106 | 3.4864 | 3.0207 | 3.4074 | 3.8558 | 3.5626 | 3.7079 | 4.3496 | 4.4771 | 4.8352
Program Specific1-in-10Size: Over 200kWOrange County2026November Monthly Peak | Program Specific | 1-in-10 | Size: Over 200kW | Orange County | 2026 | November Monthly Peak | 11 | 122.2655 | 117.8523 | 114.3134 | 115.6068 | 126.9419 | 156.1418 | 181.6726 | 195.7397 | 207.2737 | 213.2684 | 219.2392 | 221.0671 | 220.87 | 219.5384 | 212.457 | 198.5696 | 185.8715 | 179.885 | 171.2205 | 165.9326 | 158.9611 | 151.0229 | 140.258 | 132.9324 | 3.4641 | 2.6532 | 2.2164 | 0.45106 | 0.12268 | 0.76901 | 1.8151 | 1.6793 | -0.10322 | -0.86495 | 0.092901 | 0.87789 | 2.1194 | 6.9675 | 17.0708 | 15.5475 | 15.0062 | 13.6996 | 3.4488 | 1.8255 | 0.42243 | 0.27922 | 0.64718 | -0.31153 | 63.6154 | 62.6147 | 62.0614 | 60.9878 | 59.7433 | 58.7549 | 59.0192 | 59.3957 | 61.4848 | 65.5252 | 70.8358 | 75.3392 | 78.217 | 79.8868 | 80.8796 | 80.8917 | 79.8274 | 77.4428 | 74.6419 | 72.2011 | 70.1031 | 68.2907 | 66.7365 | 66.0474 | 5.2384 | 4.2137 | 4.5277 | 4.09 | 3.6737 | 3.9904 | 3.3375 | 3.0837 | 3.2782 | 3.6181 | 3.9876 | 4.8651 | 4.1653 | 4.1645 | 3.5208 | 3.2066 | 2.7983 | 3.2717 | 3.6355 | 3.3336 | 3.5176 | 4.1579 | 4.2994 | 4.6844
Program Specific1-in-10Size: Over 200kWOrange County2026December Monthly Peak | Program Specific | 1-in-10 | Size: Over 200kW | Orange County | 2026 | December Monthly Peak | 12 | 115.6421 | 111.3339 | 108.4595 | 108.678 | 120.0255 | 149.6277 | 177.063 | 189.2302 | 197.6535 | 198.1501 | 199.6426 | 198.0139 | 194.7015 | 190.5493 | 182.9949 | 171.73 | 162.9997 | 160.0291 | 154.5296 | 150.569 | 144.8579 | 139.0295 | 129.7931 | 123.6252 | 3.2765 | 2.5065 | 2.1029 | 0.42402 | 0.11599 | 0.73693 | 1.769 | 1.6235 | -0.098434 | -0.80363 | 0.084597 | 0.78635 | 1.8683 | 6.0475 | 14.7035 | 13.446 | 13.1597 | 12.1874 | 3.1126 | 1.6565 | 0.38495 | 0.25705 | 0.59889 | -0.28972 | 44.0117 | 43.3735 | 42.7042 | 42.7551 | 42.2887 | 41.5081 | 41.4683 | 41.4086 | 42.2396 | 44.198 | 46.5096 | 48.5473 | 49.5475 | 50.0927 | 50.6564 | 51.0605 | 50.5116 | 49.2244 | 47.3916 | 46.3839 | 45.5948 | 44.7184 | 44.0998 | 43.5316 | 4.9546 | 3.9807 | 4.2959 | 3.8448 | 3.4736 | 3.8239 | 3.2528 | 2.9811 | 3.126 | 3.3616 | 3.6312 | 4.3578 | 3.6718 | 3.6146 | 3.0326 | 2.7732 | 2.454 | 2.9105 | 3.2811 | 3.0249 | 3.2056 | 3.8277 | 3.9786 | 4.3564
Program Specific1-in-10Size: Over 200kWOrange County2026Typical Event Day | Program Specific | 1-in-10 | Size: Over 200kW | Orange County | 2026 | Typical Event Day | 8 | 139.9459 | 133.9372 | 129.5496 | 131.8318 | 143.4941 | 175.2102 | 204.9093 | 222.2541 | 237.0453 | 246.0259 | 253.1305 | 255.9089 | 255.239 | 253.8518 | 247.6778 | 235.3051 | 220.7033 | 206.1813 | 196.1476 | 192.4049 | 187.6831 | 177.3654 | 163.5684 | 155.6265 | -0.72969 | -0.40787 | -0.6167 | -1.181 | -1.7817 | -2.0713 | -1.6455 | -0.88032 | 1.0327 | 1.8124 | -0.33697 | -0.35266 | 1.5245 | 6.4059 | 19.0163 | 17.7289 | 16.217 | 14.7037 | 5.2183 | 0.1376 | -0.76667 | -0.76755 | -1.1848 | -0.93523 | 78.0716 | 76.7703 | 75.5854 | 74.6475 | 73.6817 | 72.9298 | 72.5968 | 72.9595 | 75.8761 | 80.5261 | 85.5505 | 90.3669 | 93.8823 | 96.2948 | 97.8556 | 98.164 | 98.0959 | 97.0568 | 95.4576 | 92.9877 | 89.2877 | 85.625 | 83.0677 | 81.219 | 5.6948 | 4.5483 | 4.8735 | 4.4297 | 3.9442 | 4.2528 | 3.5753 | 3.3255 | 3.5608 | 3.9642 | 4.3729 | 5.349 | 4.5717 | 4.5736 | 3.8983 | 3.609 | 3.1559 | 3.5616 | 3.9556 | 3.6713 | 3.9447 | 4.6379 | 4.7621 | 5.2087
Program Specific1-in-2Size: Over 200kWOrange County2015January Monthly Peak | Program Specific | 1-in-2 | Size: Over 200kW | Orange County | 2015 | January Monthly Peak | 1 | 113.266 | 109.3682 | 106.0384 | 106.902 | 118.6949 | 149.9305 | 178.4555 | 191.5819 | 200.5048 | 199.6606 | 200.9672 | 200.5282 | 197.9364 | 193.4433 | 185.583 | 172.558 | 161.3569 | 157.9378 | 153.3653 | 149.3708 | 144.2131 | 138.1229 | 129.3244 | 123.1798 | 3.2091 | 2.4622 | 2.056 | 0.41709 | 0.11471 | 0.73842 | 1.7829 | 1.6437 | -0.099854 | -0.80976 | 0.085159 | 0.79633 | 1.8994 | 6.1393 | 14.9115 | 13.5108 | 13.0271 | 12.0282 | 3.0891 | 1.6433 | 0.38324 | 0.25537 | 0.59673 | -0.28867 | 47.1935 | 46.0968 | 45.3826 | 45.177 | 44.5769 | 44.3008 | 43.7704 | 43.4143 | 43.4698 | 45.0587 | 48.1209 | 50.9204 | 52.7675 | 54.2608 | 55.2377 | 55.6396 | 55.398 | 54.0007 | 52.2752 | 50.8298 | 49.7928 | 48.853 | 48.0548 | 47.2342 | 4.8528 | 3.9104 | 4.2 | 3.782 | 3.4351 | 3.8316 | 3.2784 | 3.0182 | 3.1711 | 3.3873 | 3.6553 | 4.4131 | 3.7328 | 3.6695 | 3.0754 | 2.7866 | 2.4293 | 2.8725 | 3.2564 | 3.0009 | 3.1913 | 3.8027 | 3.9642 | 4.3407
Program Specific1-in-2Size: Over 200kWOrange County2015February Monthly Peak | Program Specific | 1-in-2 | Size: Over 200kW | Orange County | 2015 | February Monthly Peak | 2 | 113.5976 | 109.3947 | 106.7533 | 107.8176 | 119.7992 | 150.4271 | 178.0138 | 190.9201 | 199.5564 | 200.1975 | 201.9216 | 202.8006 | 200.9848 | 197.2417 | 190.0785 | 177.2051 | 165.08 | 159.5272 | 156.4653 | 151.8809 | 146.4689 | 139.5302 | 129.6811 | 122.9942 | 3.2185 | 2.4628 | 2.0698 | 0.42067 | 0.11578 | 0.74087 | 1.7785 | 1.638 | -0.099381 | -0.81193 | 0.085563 | 0.80535 | 1.9286 | 6.2599 | 15.2727 | 13.8747 | 13.3276 | 12.1492 | 3.1516 | 1.6709 | 0.38923 | 0.25797 | 0.59837 | -0.28824 | 48.917 | 48.6695 | 48.2317 | 47.9057 | 47.209 | 46.7703 | 46.6584 | 46.7179 | 47.2173 | 48.8537 | 50.9205 | 52.7748 | 53.6718 | 54.0757 | 54.2443 | 53.8509 | 53.6378 | 52.9787 | 51.8849 | 50.4133 | 48.969 | 48.574 | 47.5831 | 46.5357 | 4.867 | 3.9113 | 4.2283 | 3.8144 | 3.467 | 3.8443 | 3.2703 | 3.0077 | 3.1561 | 3.3964 | 3.6727 | 4.4631 | 3.7903 | 3.7416 | 3.1499 | 2.8616 | 2.4853 | 2.9014 | 3.3222 | 3.0513 | 3.2412 | 3.8415 | 3.9752 | 4.3342
Program Specific1-in-2Size: Over 200kWOrange County2015March Monthly Peak | Program Specific | 1-in-2 | Size: Over 200kW | Orange County | 2015 | March Monthly Peak | 3 | 117.3697 | 112.9837 | 108.9128 | 110.2316 | 121.5703 | 151.5326 | 179.3322 | 191.7976 | 199.7924 | 200.445 | 202.4819 | 203.2274 | 202.4603 | 199.6885 | 192.9062 | 181.1091 | 169.0078 | 159.7417 | 155.8232 | 155.6163 | 151.0371 | 143.9311 | 133.6622 | 126.163 | 3.3254 | 2.5436 | 2.1117 | 0.43009 | 0.11749 | 0.74631 | 1.7917 | 1.6455 | -0.099499 | -0.81294 | 0.085801 | 0.80705 | 1.9428 | 6.3375 | 15.4999 | 14.1804 | 13.6447 | 12.1656 | 3.1387 | 1.712 | 0.40137 | 0.26611 | 0.61674 | -0.29567 | 49.0407 | 47.8873 | 46.8856 | 46.3526 | 46.1624 | 45.656 | 45.098 | 45.096 | 47.1026 | 49.606 | 52.1099 | 53.9605 | 55.2159 | 56.1804 | 56.74 | 57.0239 | 56.8634 | 56.4804 | 55.1034 | 53.0173 | 51.488 | 50.1594 | 49.0704 | 48.2312 | 5.0286 | 4.0397 | 4.3138 | 3.8998 | 3.5183 | 3.8726 | 3.2945 | 3.0216 | 3.1599 | 3.4006 | 3.6829 | 4.4725 | 3.8181 | 3.788 | 3.1968 | 2.9246 | 2.5445 | 2.9053 | 3.3086 | 3.1263 | 3.3423 | 3.9626 | 4.0972 | 4.4458
Program Specific1-in-2Size: Over 200kWOrange County2015April Monthly Peak | Program Specific | 1-in-2 | Size: Over 200kW | Orange County | 2015 | April Monthly Peak | 4 | 119.1815 | 114.8538 | 111.0861 | 112.947 | 124.0008 | 153.751 | 179.8795 | 193.7257 | 204.2237 | 208.977 | 213.9094 | 216.2945 | 216.3772 | 215.0548 | 208.1264 | 195.5045 | 182.4722 | 171.2129 | 162.9908 | 163.0832 | 158.9251 | 150.7291 | 138.8401 | 130.3125 | 3.3768 | 2.5857 | 2.1538 | 0.44068 | 0.11984 | 0.75724 | 1.7972 | 1.6621 | -0.10171 | -0.84754 | 0.090643 | 0.85894 | 2.0763 | 6.8252 | 16.7228 | 15.3075 | 14.7318 | 13.0392 | 3.283 | 1.7942 | 0.42234 | 0.27868 | 0.64064 | -0.30539 | 63.6819 | 62.412 | 60.7652 | 59.6511 | 58.5777 | 57.7978 | 57.4462 | 56.9272 | 59.5353 | 64.0102 | 69.0949 | 73.9575 | 77.6497 | 80.4737 | 82.3635 | 83.3378 | 83.531 | 82.4245 | 80.3361 | 77.33 | 73.1757 | 69.8698 | 67.2468 | 64.7473 | 5.1063 | 4.1065 | 4.3999 | 3.9959 | 3.5886 | 3.9293 | 3.3045 | 3.0519 | 3.23 | 3.5453 | 3.8907 | 4.7601 | 4.0806 | 4.0795 | 3.449 | 3.1571 | 2.7472 | 3.114 | 3.4608 | 3.2763 | 3.5168 | 4.1498 | 4.2559 | 4.5921
Program Specific1-in-2Size: Over 200kWOrange County2015May Monthly Peak | Program Specific | 1-in-2 | Size: Over 200kW | Orange County | 2015 | May Monthly Peak | 5 | 120.8369 | 116.2135 | 112.213 | 114.2189 | 125.9993 | 156.5801 | 181.3331 | 197.7055 | 210.8696 | 216.605 | 222.1508 | 224.1236 | 223.8268 | 222.6927 | 215.814 | 202.3048 | 188.4149 | 176.2229 | 167.7372 | 165.2455 | 163.234 | 155.1979 | 142.6689 | 134.9749 | 3.4237 | 2.6163 | 2.1757 | 0.44564 | 0.12177 | 0.77117 | 1.8117 | 1.6962 | -0.10502 | -0.87848 | 0.094135 | 0.89003 | 2.1478 | 7.0676 | 17.3405 | 15.8399 | 15.2116 | 13.4207 | 3.3786 | 1.818 | 0.43379 | 0.28694 | 0.6583 | -0.31632 | 63.6536 | 62.7802 | 61.6336 | 60.3655 | 59.2623 | 58.609 | 58.4391 | 58.8254 | 60.6676 | 65.2049 | 70.3835 | 75.1854 | 79.8517 | 83.3135 | 85.1955 | 86.1118 | 86.1102 | 84.1225 | 81.634 | 78.4828 | 74.1194 | 70.0924 | 67.7992 | 66.0053 | 5.1772 | 4.1551 | 4.4446 | 4.0409 | 3.6465 | 4.0016 | 3.3312 | 3.1146 | 3.3351 | 3.6747 | 4.0406 | 4.9324 | 4.2211 | 4.2244 | 3.5764 | 3.2669 | 2.8366 | 3.2051 | 3.5615 | 3.3198 | 3.6122 | 4.2728 | 4.3733 | 4.7564
Program Specific1-in-2Size: Over 200kWOrange County2015June Monthly Peak | Program Specific | 1-in-2 | Size: Over 200kW | Orange County | 2015 | June Monthly Peak | 6 | 132.8565 | 128.0508 | 122.6954 | 124.734 | 135.0437 | 163.369 | 189.0205 | 205.7603 | 218.4141 | 224.8333 | 230.107 | 231.4301 | 228.8172 | 227.0688 | 220.8636 | 210.7065 | 197.8885 | 185.196 | 178.1208 | 175.2904 | 173.3623 | 165.8824 | 152.9093 | 145.3223 | 2.469 | 1.9317 | 1.5179 | 0.020495 | -0.39471 | 0.0095276 | 0.89855 | 1.0154 | 0.19937 | -0.16553 | -0.019848 | 0.55928 | 1.9548 | 6.7774 | 17.5171 | 16.3169 | 15.5591 | 13.8434 | 3.9223 | 1.4045 | 0.12102 | 0.0089492 | 0.17862 | -0.49538 | 69.3527 | 68.2285 | 67.0301 | 65.7048 | 64.7827 | 63.8286 | 63.021 | 63.9917 | 67.2169 | 72.3578 | 77.7266 | 82.6149 | 86.2677 | 88.3261 | 90.1213 | 91.0835 | 91.5377 | 90.6182 | 89.1375 | 86.1879 | 81.9395 | 77.4477 | 74.8119 | 72.7645 | 5.4768 | 4.4051 | 4.6758 | 4.2459 | 3.7603 | 4.0171 | 3.3411 | 3.1189 | 3.3237 | 3.67 | 4.0269 | 4.9004 | 4.1519 | 4.1444 | 3.5216 | 3.2738 | 2.8665 | 3.2408 | 3.6389 | 3.3883 | 3.6912 | 4.3942 | 4.5098 | 4.9272
Program Specific1-in-2Size: Over 200kWOrange County2015July Monthly Peak | Program Specific | 1-in-2 | Size: Over 200kW | Orange County | 2015 | July Monthly Peak | 7 | 137.4377 | 132.2144 | 128.1435 | 129.9784 | 141.3413 | 172.0245 | 198.8039 | 214.8982 | 227.8322 | 235.9319 | 242.6117 | 244.809 | 243.6374 | 241.6379 | 236.3297 | 226.4024 | 213.6223 | 200.7217 | 192.0441 | 187.3733 | 183.2206 | 175.205 | 161.8724 | 153.4839 | -0.20784 | -0.029742 | -0.26853 | -0.97999 | -1.5463 | -1.7157 | -1.2012 | -0.55381 | 0.87053 | 1.4406 | -0.27598 | -0.19286 | 1.5526 | 6.271 | 18.2382 | 17.1319 | 15.8677 | 14.4216 | 4.9722 | 0.34668 | -0.61213 | -0.63879 | -0.96076 | -0.86026 | 76.836 | 75.8971 | 74.9933 | 73.9796 | 73.0905 | 72.3696 | 71.8921 | 72.8586 | 75.6485 | 79.6285 | 84.4166 | 88.7743 | 91.801 | 93.7074 | 95.3252 | 95.8009 | 94.9556 | 93.5085 | 91.9327 | 90.0082 | 87.275 | 84.2798 | 81.8354 | 79.9885 | 5.5585 | 4.4624 | 4.7911 | 4.3408 | 3.8613 | 4.1499 | 3.4475 | 3.1958 | 3.4014 | 3.7783 | 4.1655 | 5.0857 | 4.3372 | 4.3269 | 3.697 | 3.4512 | 3.0359 | 3.4461 | 3.8492 | 3.5534 | 3.8273 | 4.5534 | 4.6839 | 5.1056
Program Specific1-in-2Size: Over 200kWOrange County2015August Monthly Peak | Program Specific | 1-in-2 | Size: Over 200kW | Orange County | 2015 | August Monthly Peak | 8 | 139.5964 | 133.5829 | 129.1902 | 131.4726 | 143.0906 | 174.7071 | 204.3126 | 221.3214 | 235.7048 | 244.2255 | 250.9024 | 253.426 | 252.6122 | 251.2608 | 245.1304 | 232.8933 | 218.4688 | 204.1823 | 194.5202 | 190.8971 | 186.381 | 176.2219 | 162.5727 | 154.7668 | -0.31233 | -0.10384 | -0.33816 | -1.0278 | -1.6068 | -1.8057 | -1.314 | -0.63035 | 0.92534 | 1.5516 | -0.29493 | -0.22895 | 1.5901 | 6.4855 | 18.8984 | 17.6082 | 16.1934 | 14.6489 | 5.0635 | 0.31076 | -0.64985 | -0.66603 | -1.0066 | -0.87972 | 77.1131 | 75.613 | 74.2633 | 73.4154 | 72.7318 | 71.8813 | 71.5667 | 71.559 | 73.6688 | 79.1542 | 84.7171 | 89.3951 | 92.9094 | 95.4421 | 97.0383 | 97.8949 | 97.8969 | 96.6798 | 94.4433 | 91.0527 | 86.6839 | 83.4843 | 81.3928 | 79.6276 | 5.6513 | 4.5129 | 4.835 | 4.3949 | 3.9128 | 4.2187 | 3.5465 | 3.2945 | 3.5224 | 3.9149 | 4.312 | 5.2698 | 4.5014 | 4.5036 | 3.8384 | 3.5536 | 3.1078 | 3.5089 | 3.9026 | 3.6238 | 3.8971 | 4.5843 | 4.7087 | 5.1532
Program Specific1-in-2Size: Over 200kWOrange County2015September Monthly Peak | Program Specific | 1-in-2 | Size: Over 200kW | Orange County | 2015 | September Monthly Peak | 9 | 137.5943 | 132.3465 | 128.3806 | 130.3664 | 142.1165 | 173.4452 | 203.7884 | 221.5977 | 238.1898 | 246.5162 | 253.6408 | 256.6672 | 256.3704 | 255.0456 | 247.8151 | 233.8355 | 218.4864 | 203.489 | 194.5296 | 193.9949 | 185.8027 | 175.8758 | 162.007 | 153.561 | 0.13547 | 0.22198 | -0.038284 | -0.85813 | -1.4132 | -1.5137 | -0.95794 | -0.36425 | 0.82404 | 1.2957 | -0.2554 | -0.10002 | 1.7029 | 6.7424 | 19.1904 | 17.7457 | 16.347 | 14.6938 | 4.943 | 0.50746 | -0.52751 | -0.56039 | -0.81858 | -0.8188 | 75.1139 | 74.0056 | 73.103 | 72.5031 | 71.9671 | 71.1152 | 71.195 | 71.1867 | 72.8421 | 77.1785 | 82.5402 | 87.5566 | 91.8151 | 94.6092 | 96.304 | 97.0659 | 97.116 | 96.284 | 94.5478 | 90.9035 | 86.9053 | 83.7481 | 81.6283 | 80.2642 | 5.5512 | 4.4559 | 4.7882 | 4.343 | 3.8729 | 4.1739 | 3.5253 | 3.2874 | 3.5474 | 3.9382 | 4.3442 | 5.319 | 4.5527 | 4.5558 | 3.8671 | 3.5558 | 3.0974 | 3.485 | 3.8894 | 3.67 | 3.8717 | 4.5596 | 4.6763 | 5.0956
Program Specific1-in-2Size: Over 200kWOrange County2015October Monthly Peak | Program Specific | 1-in-2 | Size: Over 200kW | Orange County | 2015 | October Monthly Peak | 10 | 129.5583 | 124.6411 | 119.2495 | 120.046 | 131.5464 | 161.8065 | 190.5688 | 204.7101 | 218.3355 | 225.3109 | 233.0747 | 236.4042 | 236.8151 | 236.6246 | 229.5339 | 215.4472 | 200.2612 | 187.5697 | 183.6656 | 179.819 | 170.6167 | 161.4198 | 149.6198 | 141.0222 | 3.1272 | 2.4077 | 1.952 | 0.2753 | -0.093049 | 0.45802 | 1.4744 | 1.4352 | 0.023828 | -0.59192 | 0.047608 | 0.78064 | 2.1651 | 7.3173 | 18.3404 | 16.7894 | 15.9862 | 14.1713 | 3.8479 | 1.747 | 0.30954 | 0.17375 | 0.46849 | -0.39514 | 66.8466 | 65.5265 | 64.4209 | 63.5414 | 62.6711 | 62.0086 | 61.7697 | 61.9095 | 63.4284 | 67.1806 | 73.6326 | 80.0585 | 85.9672 | 89.1079 | 90.1276 | 90.9022 | 91.2684 | 90.416 | 87.9219 | 82.9209 | 79.0409 | 75.9149 | 73.3825 | 71.6774 | 5.4484 | 4.3743 | 4.6361 | 4.1687 | 3.7368 | 4.0588 | 3.4363 | 3.1655 | 3.3894 | 3.7519 | 4.1611 | 5.1067 | 4.3836 | 4.4059 | 3.7336 | 3.415 | 2.9594 | 3.3485 | 3.8278 | 3.5459 | 3.7059 | 4.3622 | 4.5018 | 4.8778
Program Specific1-in-2Size: Over 200kWOrange County2015November Monthly Peak | Program Specific | 1-in-2 | Size: Over 200kW | Orange County | 2015 | November Monthly Peak | 11 | 121.6558 | 117.2575 | 113.6814 | 114.9593 | 126.2931 | 155.3845 | 180.797 | 194.4331 | 205.3376 | 210.4908 | 215.6765 | 217.0182 | 216.4862 | 214.937 | 207.8422 | 194.2551 | 181.8764 | 176.3791 | 168.4263 | 163.3411 | 156.7213 | 149.1278 | 138.6504 | 131.5779 | 3.4469 | 2.6398 | 2.2042 | 0.44853 | 0.12205 | 0.76528 | 1.8063 | 1.6681 | -0.10226 | -0.85368 | 0.091392 | 0.86181 | 2.0774 | 6.8215 | 16.7 | 15.2097 | 14.6837 | 13.4326 | 3.3925 | 1.797 | 0.41648 | 0.27572 | 0.63976 | -0.30836 | 58.8992 | 58.0223 | 57.8361 | 57.4677 | 56.434 | 55.3301 | 55.8207 | 55.3799 | 59.1921 | 63.2716 | 68.2247 | 73.2279 | 76.1707 | 77.8662 | 78.9494 | 78.847 | 76.9101 | 73.7837 | 70.3984 | 67.4445 | 65.5297 | 64.6842 | 63.6374 | 62.96 | 5.2123 | 4.1925 | 4.5027 | 4.0671 | 3.655 | 3.971 | 3.3214 | 3.0631 | 3.2476 | 3.571 | 3.9228 | 4.776 | 4.0826 | 4.0773 | 3.4443 | 3.1369 | 2.7382 | 3.2079 | 3.5762 | 3.2815 | 3.4681 | 4.1057 | 4.2501 | 4.6367
Program Specific1-in-2Size: Over 200kWOrange County2015December Monthly Peak | Program Specific | 1-in-2 | Size: Over 200kW | Orange County | 2015 | December Monthly Peak | 12 | 116.0587 | 111.6336 | 108.9153 | 109.2167 | 120.216 | 149.5934 | 176.9031 | 188.652 | 197.1304 | 198.3824 | 200.591 | 199.485 | 196.7879 | 194.0694 | 186.9347 | 175.1713 | 166.1771 | 162.5122 | 156.2343 | 152.1624 | 146.244 | 139.8681 | 130.2984 | 123.8841 | 3.2883 | 2.5132 | 2.1118 | 0.42613 | 0.11618 | 0.73676 | 1.7674 | 1.6185 | -0.098173 | -0.80457 | 0.084999 | 0.79219 | 1.8883 | 6.1592 | 15.0201 | 13.7154 | 13.4162 | 12.3766 | 3.1469 | 1.674 | 0.38864 | 0.2586 | 0.60122 | -0.29032 | 49.9478 | 49.3707 | 48.5774 | 48.163 | 47.6586 | 47.0793 | 46.666 | 46.4576 | 47.2912 | 50.6761 | 54.3807 | 57.5968 | 60.1705 | 61.5358 | 62.1291 | 62.3894 | 62.0866 | 60.1338 | 57.2782 | 54.7285 | 52.8015 | 51.0115 | 49.4199 | 48.0063 | 4.9725 | 3.9914 | 4.3139 | 3.8639 | 3.4791 | 3.823 | 3.2498 | 2.972 | 3.1178 | 3.3656 | 3.6485 | 4.3901 | 3.7112 | 3.6814 | 3.0979 | 2.8288 | 2.5018 | 2.9557 | 3.3173 | 3.0569 | 3.2362 | 3.8508 | 3.9941 | 4.3655
Program Specific1-in-2Size: Over 200kWOrange County2015Typical Event Day | Program Specific | 1-in-2 | Size: Over 200kW | Orange County | 2015 | Typical Event Day | 8 | 138.8984 | 132.8771 | 128.4723 | 130.7538 | 142.2887 | 173.7111 | 203.1328 | 219.4816 | 233.0566 | 240.656 | 246.4762 | 248.4877 | 247.3809 | 246.0809 | 240.0311 | 228.0692 | 213.9997 | 200.189 | 191.2734 | 187.8886 | 183.7829 | 173.9456 | 160.5935 | 153.0602 | 0.5493 | 0.52356 | 0.23638 | -0.7118 | -1.2463 | -1.2585 | -0.63074 | -0.11709 | 0.70611 | 1.0215 | -0.20989 | 0.020854 | 1.7225 | 6.6471 | 18.6635 | 17.3678 | 16.1488 | 14.5413 | 4.7508 | 0.6626 | -0.41207 | -0.45912 | -0.64283 | -0.76645 | 74.6039 | 73.436 | 72.3474 | 71.4007 | 70.643 | 69.7987 | 69.4187 | 69.899 | 72.3441 | 77.0797 | 82.3501 | 87.0852 | 90.6983 | 93.0212 | 94.6972 | 95.4613 | 95.3765 | 94.2726 | 92.5154 | 89.5381 | 85.7009 | 82.24 | 79.9171 | 78.1612 | 5.5975 | 4.4687 | 4.7863 | 4.3511 | 3.8733 | 4.1756 | 3.51 | 3.2523 | 3.467 | 3.8402 | 4.2167 | 5.1437 | 4.3881 | 4.3907 | 3.7415 | 3.4642 | 3.0304 | 3.4247 | 3.82 | 3.5505 | 3.8253 | 4.5045 | 4.6303 | 5.0733
Program Specific1-in-2Size: Over 200kWOrange County2016January Monthly Peak | Program Specific | 1-in-2 | Size: Over 200kW | Orange County | 2016 | January Monthly Peak | 1 | 113.266 | 109.3682 | 106.0384 | 106.902 | 118.6949 | 149.9305 | 178.4555 | 191.5819 | 200.5048 | 199.6606 | 200.9672 | 200.5282 | 197.9364 | 193.4433 | 185.583 | 172.558 | 161.3569 | 157.9378 | 153.3653 | 149.3708 | 144.2131 | 138.1229 | 129.3244 | 123.1798 | 3.2091 | 2.4622 | 2.056 | 0.41709 | 0.11471 | 0.73842 | 1.7829 | 1.6437 | -0.099854 | -0.80976 | 0.085159 | 0.79633 | 1.8994 | 6.1393 | 14.9115 | 13.5108 | 13.0271 | 12.0282 | 3.0891 | 1.6433 | 0.38324 | 0.25537 | 0.59673 | -0.28867 | 47.1935 | 46.0968 | 45.3826 | 45.177 | 44.5769 | 44.3008 | 43.7704 | 43.4143 | 43.4698 | 45.0587 | 48.1209 | 50.9204 | 52.7675 | 54.2608 | 55.2377 | 55.6396 | 55.398 | 54.0007 | 52.2752 | 50.8298 | 49.7928 | 48.853 | 48.0548 | 47.2342 | 4.8528 | 3.9104 | 4.2 | 3.782 | 3.4351 | 3.8316 | 3.2784 | 3.0182 | 3.1711 | 3.3873 | 3.6553 | 4.4131 | 3.7328 | 3.6695 | 3.0754 | 2.7866 | 2.4293 | 2.8725 | 3.2564 | 3.0009 | 3.1913 | 3.8027 | 3.9642 | 4.3407
Program Specific1-in-2Size: Over 200kWOrange County2016February Monthly Peak | Program Specific | 1-in-2 | Size: Over 200kW | Orange County | 2016 | February Monthly Peak | 2 | 113.5976 | 109.3947 | 106.7533 | 107.8176 | 119.7992 | 150.4271 | 178.0138 | 190.9201 | 199.5564 | 200.1975 | 201.9216 | 202.8006 | 200.9848 | 197.2417 | 190.0785 | 177.2051 | 165.08 | 159.5272 | 156.4653 | 151.8809 | 146.4689 | 139.5302 | 129.6811 | 122.9942 | 3.2185 | 2.4628 | 2.0698 | 0.42067 | 0.11578 | 0.74087 | 1.7785 | 1.638 | -0.099381 | -0.81193 | 0.085563 | 0.80535 | 1.9286 | 6.2599 | 15.2727 | 13.8747 | 13.3276 | 12.1492 | 3.1516 | 1.6709 | 0.38923 | 0.25797 | 0.59837 | -0.28824 | 48.917 | 48.6695 | 48.2317 | 47.9057 | 47.209 | 46.7703 | 46.6584 | 46.7179 | 47.2173 | 48.8537 | 50.9205 | 52.7748 | 53.6718 | 54.0757 | 54.2443 | 53.8509 | 53.6378 | 52.9787 | 51.8849 | 50.4133 | 48.969 | 48.574 | 47.5831 | 46.5357 | 4.867 | 3.9113 | 4.2283 | 3.8144 | 3.467 | 3.8443 | 3.2703 | 3.0077 | 3.1561 | 3.3964 | 3.6727 | 4.4631 | 3.7903 | 3.7416 | 3.1499 | 2.8616 | 2.4853 | 2.9014 | 3.3222 | 3.0513 | 3.2412 | 3.8415 | 3.9752 | 4.3342
Program Specific1-in-2Size: Over 200kWOrange County2016March Monthly Peak | Program Specific | 1-in-2 | Size: Over 200kW | Orange County | 2016 | March Monthly Peak | 3 | 117.3697 | 112.9837 | 108.9128 | 110.2316 | 121.5703 | 151.5326 | 179.3322 | 191.7976 | 199.7924 | 200.445 | 202.4819 | 203.2274 | 202.4603 | 199.6885 | 192.9062 | 181.1091 | 169.0078 | 159.7417 | 155.8232 | 155.6163 | 151.0371 | 143.9311 | 133.6622 | 126.163 | 3.3254 | 2.5436 | 2.1117 | 0.43009 | 0.11749 | 0.74631 | 1.7917 | 1.6455 | -0.099499 | -0.81294 | 0.085801 | 0.80705 | 1.9428 | 6.3375 | 15.4999 | 14.1804 | 13.6447 | 12.1656 | 3.1387 | 1.712 | 0.40137 | 0.26611 | 0.61674 | -0.29567 | 49.0407 | 47.8873 | 46.8856 | 46.3526 | 46.1624 | 45.656 | 45.098 | 45.096 | 47.1026 | 49.606 | 52.1099 | 53.9605 | 55.2159 | 56.1804 | 56.74 | 57.0239 | 56.8634 | 56.4804 | 55.1034 | 53.0173 | 51.488 | 50.1594 | 49.0704 | 48.2312 | 5.0286 | 4.0397 | 4.3138 | 3.8998 | 3.5183 | 3.8726 | 3.2945 | 3.0216 | 3.1599 | 3.4006 | 3.6829 | 4.4725 | 3.8181 | 3.788 | 3.1968 | 2.9246 | 2.5445 | 2.9053 | 3.3086 | 3.1263 | 3.3423 | 3.9626 | 4.0972 | 4.4458
Program Specific1-in-2Size: Over 200kWOrange County2016April Monthly Peak | Program Specific | 1-in-2 | Size: Over 200kW | Orange County | 2016 | April Monthly Peak | 4 | 119.1815 | 114.8538 | 111.0861 | 112.947 | 124.0008 | 153.751 | 179.8795 | 193.7257 | 204.2237 | 208.977 | 213.9094 | 216.2945 | 216.3772 | 215.0548 | 208.1264 | 195.5045 | 182.4722 | 171.2129 | 162.9908 | 163.0832 | 158.9251 | 150.7291 | 138.8401 | 130.3125 | 3.3768 | 2.5857 | 2.1538 | 0.44068 | 0.11984 | 0.75724 | 1.7972 | 1.6621 | -0.10171 | -0.84754 | 0.090643 | 0.85894 | 2.0763 | 6.8252 | 16.7228 | 15.3075 | 14.7318 | 13.0392 | 3.283 | 1.7942 | 0.42234 | 0.27868 | 0.64064 | -0.30539 | 63.6819 | 62.412 | 60.7652 | 59.6511 | 58.5777 | 57.7978 | 57.4462 | 56.9272 | 59.5353 | 64.0102 | 69.0949 | 73.9575 | 77.6497 | 80.4737 | 82.3635 | 83.3378 | 83.531 | 82.4245 | 80.3361 | 77.33 | 73.1757 | 69.8698 | 67.2468 | 64.7473 | 5.1063 | 4.1065 | 4.3999 | 3.9959 | 3.5886 | 3.9293 | 3.3045 | 3.0519 | 3.23 | 3.5453 | 3.8907 | 4.7601 | 4.0806 | 4.0795 | 3.449 | 3.1571 | 2.7472 | 3.114 | 3.4608 | 3.2763 | 3.5168 | 4.1498 | 4.2559 | 4.5921
Program Specific1-in-2Size: Over 200kWOrange County2016May Monthly Peak | Program Specific | 1-in-2 | Size: Over 200kW | Orange County | 2016 | May Monthly Peak | 5 | 120.8369 | 116.2135 | 112.213 | 114.2189 | 125.9993 | 156.5801 | 181.3331 | 197.7055 | 210.8696 | 216.605 | 222.1508 | 224.1236 | 223.8268 | 222.6927 | 215.814 | 202.3048 | 188.4149 | 176.2229 | 167.7372 | 165.2455 | 163.234 | 155.1979 | 142.6689 | 134.9749 | 3.4237 | 2.6163 | 2.1757 | 0.44564 | 0.12177 | 0.77117 | 1.8117 | 1.6962 | -0.10502 | -0.87848 | 0.094135 | 0.89003 | 2.1478 | 7.0676 | 17.3405 | 15.8399 | 15.2116 | 13.4207 | 3.3786 | 1.818 | 0.43379 | 0.28694 | 0.6583 | -0.31632 | 63.6536 | 62.7802 | 61.6336 | 60.3655 | 59.2623 | 58.609 | 58.4391 | 58.8254 | 60.6676 | 65.2049 | 70.3835 | 75.1854 | 79.8517 | 83.3135 | 85.1955 | 86.1118 | 86.1102 | 84.1225 | 81.634 | 78.4828 | 74.1194 | 70.0924 | 67.7992 | 66.0053 | 5.1772 | 4.1551 | 4.4446 | 4.0409 | 3.6465 | 4.0016 | 3.3312 | 3.1146 | 3.3351 | 3.6747 | 4.0406 | 4.9324 | 4.2211 | 4.2244 | 3.5764 | 3.2669 | 2.8366 | 3.2051 | 3.5615 | 3.3198 | 3.6122 | 4.2728 | 4.3733 | 4.7564
Program Specific1-in-2Size: Over 200kWOrange County2016June Monthly Peak | Program Specific | 1-in-2 | Size: Over 200kW | Orange County | 2016 | June Monthly Peak | 6 | 132.8565 | 128.0508 | 122.6954 | 124.734 | 135.0437 | 163.369 | 189.0205 | 205.7603 | 218.4141 | 224.8333 | 230.107 | 231.4301 | 228.8172 | 227.0688 | 220.8636 | 210.7065 | 197.8885 | 185.196 | 178.1208 | 175.2904 | 173.3623 | 165.8824 | 152.9093 | 145.3223 | 2.469 | 1.9317 | 1.5179 | 0.020495 | -0.39471 | 0.0095276 | 0.89855 | 1.0154 | 0.19937 | -0.16553 | -0.019848 | 0.55928 | 1.9548 | 6.7774 | 17.5171 | 16.3169 | 15.5591 | 13.8434 | 3.9223 | 1.4045 | 0.12102 | 0.0089492 | 0.17862 | -0.49538 | 69.3527 | 68.2285 | 67.0301 | 65.7048 | 64.7827 | 63.8286 | 63.021 | 63.9917 | 67.2169 | 72.3578 | 77.7266 | 82.6149 | 86.2677 | 88.3261 | 90.1213 | 91.0835 | 91.5377 | 90.6182 | 89.1375 | 86.1879 | 81.9395 | 77.4477 | 74.8119 | 72.7645 | 5.4768 | 4.4051 | 4.6758 | 4.2459 | 3.7603 | 4.0171 | 3.3411 | 3.1189 | 3.3237 | 3.67 | 4.0269 | 4.9004 | 4.1519 | 4.1444 | 3.5216 | 3.2738 | 2.8665 | 3.2408 | 3.6389 | 3.3883 | 3.6912 | 4.3942 | 4.5098 | 4.9272
Program Specific1-in-2Size: Over 200kWOrange County2016July Monthly Peak | Program Specific | 1-in-2 | Size: Over 200kW | Orange County | 2016 | July Monthly Peak | 7 | 137.4377 | 132.2144 | 128.1435 | 129.9784 | 141.3413 | 172.0245 | 198.8039 | 214.8982 | 227.8322 | 235.9319 | 242.6117 | 244.809 | 243.6374 | 241.6379 | 236.3297 | 226.4024 | 213.6223 | 200.7217 | 192.0441 | 187.3733 | 183.2206 | 175.205 | 161.8724 | 153.4839 | -0.20784 | -0.029742 | -0.26853 | -0.97999 | -1.5463 | -1.7157 | -1.2012 | -0.55381 | 0.87053 | 1.4406 | -0.27598 | -0.19286 | 1.5526 | 6.271 | 18.2382 | 17.1319 | 15.8677 | 14.4216 | 4.9722 | 0.34668 | -0.61213 | -0.63879 | -0.96076 | -0.86026 | 76.836 | 75.8971 | 74.9933 | 73.9796 | 73.0905 | 72.3696 | 71.8921 | 72.8586 | 75.6485 | 79.6285 | 84.4166 | 88.7743 | 91.801 | 93.7074 | 95.3252 | 95.8009 | 94.9556 | 93.5085 | 91.9327 | 90.0082 | 87.275 | 84.2798 | 81.8354 | 79.9885 | 5.5585 | 4.4624 | 4.7911 | 4.3408 | 3.8613 | 4.1499 | 3.4475 | 3.1958 | 3.4014 | 3.7783 | 4.1655 | 5.0857 | 4.3372 | 4.3269 | 3.697 | 3.4512 | 3.0359 | 3.4461 | 3.8492 | 3.5534 | 3.8273 | 4.5534 | 4.6839 | 5.1056
Program Specific1-in-2Size: Over 200kWOrange County2016August Monthly Peak | Program Specific | 1-in-2 | Size: Over 200kW | Orange County | 2016 | August Monthly Peak | 8 | 139.5964 | 133.5829 | 129.1902 | 131.4726 | 143.0906 | 174.7071 | 204.3126 | 221.3214 | 235.7048 | 244.2255 | 250.9024 | 253.426 | 252.6122 | 251.2608 | 245.1304 | 232.8933 | 218.4688 | 204.1823 | 194.5202 | 190.8971 | 186.381 | 176.2219 | 162.5727 | 154.7668 | -0.31233 | -0.10384 | -0.33816 | -1.0278 | -1.6068 | -1.8057 | -1.314 | -0.63035 | 0.92534 | 1.5516 | -0.29493 | -0.22895 | 1.5901 | 6.4855 | 18.8984 | 17.6082 | 16.1934 | 14.6489 | 5.0635 | 0.31076 | -0.64985 | -0.66603 | -1.0066 | -0.87972 | 77.1131 | 75.613 | 74.2633 | 73.4154 | 72.7318 | 71.8813 | 71.5667 | 71.559 | 73.6688 | 79.1542 | 84.7171 | 89.3951 | 92.9094 | 95.4421 | 97.0383 | 97.8949 | 97.8969 | 96.6798 | 94.4433 | 91.0527 | 86.6839 | 83.4843 | 81.3928 | 79.6276 | 5.6513 | 4.5129 | 4.835 | 4.3949 | 3.9128 | 4.2187 | 3.5465 | 3.2945 | 3.5224 | 3.9149 | 4.312 | 5.2698 | 4.5014 | 4.5036 | 3.8384 | 3.5536 | 3.1078 | 3.5089 | 3.9026 | 3.6238 | 3.8971 | 4.5843 | 4.7087 | 5.1532
Program Specific1-in-2Size: Over 200kWOrange County2016September Monthly Peak | Program Specific | 1-in-2 | Size: Over 200kW | Orange County | 2016 | September Monthly Peak | 9 | 137.5943 | 132.3465 | 128.3806 | 130.3664 | 142.1165 | 173.4452 | 203.7884 | 221.5977 | 238.1898 | 246.5162 | 253.6408 | 256.6672 | 256.3704 | 255.0456 | 247.8151 | 233.8355 | 218.4864 | 203.489 | 194.5296 | 193.9949 | 185.8027 | 175.8758 | 162.007 | 153.561 | 0.13547 | 0.22198 | -0.038284 | -0.85813 | -1.4132 | -1.5137 | -0.95794 | -0.36425 | 0.82404 | 1.2957 | -0.2554 | -0.10002 | 1.7029 | 6.7424 | 19.1904 | 17.7457 | 16.347 | 14.6938 | 4.943 | 0.50746 | -0.52751 | -0.56039 | -0.81858 | -0.8188 | 75.1139 | 74.0056 | 73.103 | 72.5031 | 71.9671 | 71.1152 | 71.195 | 71.1867 | 72.8421 | 77.1785 | 82.5402 | 87.5566 | 91.8151 | 94.6092 | 96.304 | 97.0659 | 97.116 | 96.284 | 94.5478 | 90.9035 | 86.9053 | 83.7481 | 81.6283 | 80.2642 | 5.5512 | 4.4559 | 4.7882 | 4.343 | 3.8729 | 4.1739 | 3.5253 | 3.2874 | 3.5474 | 3.9382 | 4.3442 | 5.319 | 4.5527 | 4.5558 | 3.8671 | 3.5558 | 3.0974 | 3.485 | 3.8894 | 3.67 | 3.8717 | 4.5596 | 4.6763 | 5.0956
Program Specific1-in-2Size: Over 200kWOrange County2016October Monthly Peak | Program Specific | 1-in-2 | Size: Over 200kW | Orange County | 2016 | October Monthly Peak | 10 | 129.5583 | 124.6411 | 119.2495 | 120.046 | 131.5464 | 161.8065 | 190.5688 | 204.7101 | 218.3355 | 225.3109 | 233.0747 | 236.4042 | 236.8151 | 236.6246 | 229.5339 | 215.4472 | 200.2612 | 187.5697 | 183.6656 | 179.819 | 170.6167 | 161.4198 | 149.6198 | 141.0222 | 3.1272 | 2.4077 | 1.952 | 0.2753 | -0.093049 | 0.45802 | 1.4744 | 1.4352 | 0.023828 | -0.59192 | 0.047608 | 0.78064 | 2.1651 | 7.3173 | 18.3404 | 16.7894 | 15.9862 | 14.1713 | 3.8479 | 1.747 | 0.30954 | 0.17375 | 0.46849 | -0.39514 | 66.8466 | 65.5265 | 64.4209 | 63.5414 | 62.6711 | 62.0086 | 61.7697 | 61.9095 | 63.4284 | 67.1806 | 73.6326 | 80.0585 | 85.9672 | 89.1079 | 90.1276 | 90.9022 | 91.2684 | 90.416 | 87.9219 | 82.9209 | 79.0409 | 75.9149 | 73.3825 | 71.6774 | 5.4484 | 4.3743 | 4.6361 | 4.1687 | 3.7368 | 4.0588 | 3.4363 | 3.1655 | 3.3894 | 3.7519 | 4.1611 | 5.1067 | 4.3836 | 4.4059 | 3.7336 | 3.415 | 2.9594 | 3.3485 | 3.8278 | 3.5459 | 3.7059 | 4.3622 | 4.5018 | 4.8778
Program Specific1-in-2Size: Over 200kWOrange County2016November Monthly Peak | Program Specific | 1-in-2 | Size: Over 200kW | Orange County | 2016 | November Monthly Peak | 11 | 121.6558 | 117.2575 | 113.6814 | 114.9593 | 126.2931 | 155.3845 | 180.797 | 194.4331 | 205.3376 | 210.4908 | 215.6765 | 217.0182 | 216.4862 | 214.937 | 207.8422 | 194.2551 | 181.8764 | 176.3791 | 168.4263 | 163.3411 | 156.7213 | 149.1278 | 138.6504 | 131.5779 | 3.4469 | 2.6398 | 2.2042 | 0.44853 | 0.12205 | 0.76528 | 1.8063 | 1.6681 | -0.10226 | -0.85368 | 0.091392 | 0.86181 | 2.0774 | 6.8215 | 16.7 | 15.2097 | 14.6837 | 13.4326 | 3.3925 | 1.797 | 0.41648 | 0.27572 | 0.63976 | -0.30836 | 58.8992 | 58.0223 | 57.8361 | 57.4677 | 56.434 | 55.3301 | 55.8207 | 55.3799 | 59.1921 | 63.2716 | 68.2247 | 73.2279 | 76.1707 | 77.8662 | 78.9494 | 78.847 | 76.9101 | 73.7837 | 70.3984 | 67.4445 | 65.5297 | 64.6842 | 63.6374 | 62.96 | 5.2123 | 4.1925 | 4.5027 | 4.0671 | 3.655 | 3.971 | 3.3214 | 3.0631 | 3.2476 | 3.571 | 3.9228 | 4.776 | 4.0826 | 4.0773 | 3.4443 | 3.1369 | 2.7382 | 3.2079 | 3.5762 | 3.2815 | 3.4681 | 4.1057 | 4.2501 | 4.6367
Program Specific1-in-2Size: Over 200kWOrange County2016December Monthly Peak | Program Specific | 1-in-2 | Size: Over 200kW | Orange County | 2016 | December Monthly Peak | 12 | 116.0587 | 111.6336 | 108.9153 | 109.2167 | 120.216 | 149.5934 | 176.9031 | 188.652 | 197.1304 | 198.3824 | 200.591 | 199.485 | 196.7879 | 194.0694 | 186.9347 | 175.1713 | 166.1771 | 162.5122 | 156.2343 | 152.1624 | 146.244 | 139.8681 | 130.2984 | 123.8841 | 3.2883 | 2.5132 | 2.1118 | 0.42613 | 0.11618 | 0.73676 | 1.7674 | 1.6185 | -0.098173 | -0.80457 | 0.084999 | 0.79219 | 1.8883 | 6.1592 | 15.0201 | 13.7154 | 13.4162 | 12.3766 | 3.1469 | 1.674 | 0.38864 | 0.2586 | 0.60122 | -0.29032 | 49.9478 | 49.3707 | 48.5774 | 48.163 | 47.6586 | 47.0793 | 46.666 | 46.4576 | 47.2912 | 50.6761 | 54.3807 | 57.5968 | 60.1705 | 61.5358 | 62.1291 | 62.3894 | 62.0866 | 60.1338 | 57.2782 | 54.7285 | 52.8015 | 51.0115 | 49.4199 | 48.0063 | 4.9725 | 3.9914 | 4.3139 | 3.8639 | 3.4791 | 3.823 | 3.2498 | 2.972 | 3.1178 | 3.3656 | 3.6485 | 4.3901 | 3.7112 | 3.6814 | 3.0979 | 2.8288 | 2.5018 | 2.9557 | 3.3173 | 3.0569 | 3.2362 | 3.8508 | 3.9941 | 4.3655
Program Specific1-in-2Size: Over 200kWOrange County2016Typical Event Day | Program Specific | 1-in-2 | Size: Over 200kW | Orange County | 2016 | Typical Event Day | 8 | 138.8984 | 132.8771 | 128.4723 | 130.7538 | 142.2887 | 173.7111 | 203.1328 | 219.4816 | 233.0566 | 240.656 | 246.4762 | 248.4877 | 247.3809 | 246.0809 | 240.0311 | 228.0692 | 213.9997 | 200.189 | 191.2734 | 187.8886 | 183.7829 | 173.9456 | 160.5935 | 153.0602 | 0.5493 | 0.52356 | 0.23638 | -0.7118 | -1.2463 | -1.2585 | -0.63074 | -0.11709 | 0.70611 | 1.0215 | -0.20989 | 0.020854 | 1.7225 | 6.6471 | 18.6635 | 17.3678 | 16.1488 | 14.5413 | 4.7508 | 0.6626 | -0.41207 | -0.45912 | -0.64283 | -0.76645 | 74.6039 | 73.436 | 72.3474 | 71.4007 | 70.643 | 69.7987 | 69.4187 | 69.899 | 72.3441 | 77.0797 | 82.3501 | 87.0852 | 90.6983 | 93.0212 | 94.6972 | 95.4613 | 95.3765 | 94.2726 | 92.5154 | 89.5381 | 85.7009 | 82.24 | 79.9171 | 78.1612 | 5.5975 | 4.4687 | 4.7863 | 4.3511 | 3.8733 | 4.1756 | 3.51 | 3.2523 | 3.467 | 3.8402 | 4.2167 | 5.1437 | 4.3881 | 4.3907 | 3.7415 | 3.4642 | 3.0304 | 3.4247 | 3.82 | 3.5505 | 3.8253 | 4.5045 | 4.6303 | 5.0733
Program Specific1-in-2Size: Over 200kWOrange County2017January Monthly Peak | Program Specific | 1-in-2 | Size: Over 200kW | Orange County | 2017 | January Monthly Peak | 1 | 113.266 | 109.3682 | 106.0384 | 106.902 | 118.6949 | 149.9305 | 178.4555 | 191.5819 | 200.5048 | 199.6606 | 200.9672 | 200.5282 | 197.9364 | 193.4433 | 185.583 | 172.5581 | 161.357 | 157.9378 | 153.3653 | 149.3708 | 144.2131 | 138.1229 | 129.3244 | 123.1798 | 3.2091 | 2.4622 | 2.056 | 0.41709 | 0.11471 | 0.73842 | 1.7829 | 1.6437 | -0.099854 | -0.80976 | 0.085159 | 0.79633 | 1.8994 | 6.1393 | 14.9115 | 13.5108 | 13.0271 | 12.0282 | 3.0891 | 1.6433 | 0.38324 | 0.25537 | 0.59673 | -0.28867 | 47.1935 | 46.0968 | 45.3826 | 45.177 | 44.5769 | 44.3008 | 43.7704 | 43.4143 | 43.4698 | 45.0587 | 48.1209 | 50.9204 | 52.7675 | 54.2608 | 55.2377 | 55.6396 | 55.398 | 54.0007 | 52.2752 | 50.8298 | 49.7928 | 48.853 | 48.0548 | 47.2342 | 4.8528 | 3.9104 | 4.2 | 3.782 | 3.4351 | 3.8316 | 3.2784 | 3.0182 | 3.1711 | 3.3873 | 3.6553 | 4.4131 | 3.7328 | 3.6695 | 3.0754 | 2.7866 | 2.4293 | 2.8725 | 3.2564 | 3.0009 | 3.1913 | 3.8027 | 3.9642 | 4.3407
Program Specific1-in-2Size: Over 200kWOrange County2017February Monthly Peak | Program Specific | 1-in-2 | Size: Over 200kW | Orange County | 2017 | February Monthly Peak | 2 | 113.5976 | 109.3947 | 106.7533 | 107.8176 | 119.7992 | 150.4271 | 178.0138 | 190.9201 | 199.5564 | 200.1975 | 201.9216 | 202.8006 | 200.9848 | 197.2417 | 190.0785 | 177.2051 | 165.08 | 159.5272 | 156.4652 | 151.8809 | 146.4689 | 139.5302 | 129.6811 | 122.9942 | 3.2185 | 2.4628 | 2.0698 | 0.42067 | 0.11578 | 0.74087 | 1.7785 | 1.638 | -0.099381 | -0.81193 | 0.085563 | 0.80535 | 1.9286 | 6.2599 | 15.2727 | 13.8747 | 13.3276 | 12.1492 | 3.1516 | 1.6709 | 0.38923 | 0.25797 | 0.59837 | -0.28824 | 48.917 | 48.6695 | 48.2317 | 47.9057 | 47.209 | 46.7703 | 46.6584 | 46.7179 | 47.2173 | 48.8537 | 50.9205 | 52.7748 | 53.6718 | 54.0757 | 54.2443 | 53.8509 | 53.6377 | 52.9787 | 51.8849 | 50.4133 | 48.969 | 48.574 | 47.5831 | 46.5357 | 4.867 | 3.9113 | 4.2283 | 3.8144 | 3.467 | 3.8443 | 3.2703 | 3.0077 | 3.1561 | 3.3964 | 3.6727 | 4.4631 | 3.7903 | 3.7416 | 3.1499 | 2.8616 | 2.4853 | 2.9014 | 3.3222 | 3.0513 | 3.2412 | 3.8415 | 3.9752 | 4.3342
Program Specific1-in-2Size: Over 200kWOrange County2017March Monthly Peak | Program Specific | 1-in-2 | Size: Over 200kW | Orange County | 2017 | March Monthly Peak | 3 | 117.3697 | 112.9837 | 108.9128 | 110.2316 | 121.5703 | 151.5326 | 179.3322 | 191.7976 | 199.7925 | 200.445 | 202.4819 | 203.2274 | 202.4603 | 199.6885 | 192.9062 | 181.1091 | 169.0078 | 159.7417 | 155.8232 | 155.6163 | 151.0371 | 143.9311 | 133.6622 | 126.163 | 3.3254 | 2.5436 | 2.1117 | 0.43009 | 0.11749 | 0.74631 | 1.7917 | 1.6455 | -0.099499 | -0.81294 | 0.085801 | 0.80705 | 1.9428 | 6.3375 | 15.4999 | 14.1804 | 13.6447 | 12.1656 | 3.1387 | 1.712 | 0.40137 | 0.26611 | 0.61674 | -0.29567 | 49.0407 | 47.8873 | 46.8856 | 46.3526 | 46.1624 | 45.656 | 45.098 | 45.096 | 47.1026 | 49.606 | 52.1099 | 53.9605 | 55.2159 | 56.1804 | 56.74 | 57.0239 | 56.8634 | 56.4804 | 55.1034 | 53.0173 | 51.488 | 50.1594 | 49.0704 | 48.2312 | 5.0286 | 4.0397 | 4.3138 | 3.8998 | 3.5183 | 3.8726 | 3.2945 | 3.0216 | 3.1599 | 3.4006 | 3.6829 | 4.4725 | 3.8181 | 3.788 | 3.1968 | 2.9246 | 2.5445 | 2.9053 | 3.3086 | 3.1263 | 3.3423 | 3.9626 | 4.0972 | 4.4458
Program Specific1-in-2Size: Over 200kWOrange County2017April Monthly Peak | Program Specific | 1-in-2 | Size: Over 200kW | Orange County | 2017 | April Monthly Peak | 4 | 119.1815 | 114.8538 | 111.0861 | 112.9471 | 124.0008 | 153.7509 | 179.8796 | 193.7256 | 204.2237 | 208.977 | 213.9094 | 216.2945 | 216.3772 | 215.0548 | 208.1265 | 195.5045 | 182.4722 | 171.2129 | 162.9908 | 163.0832 | 158.9251 | 150.7291 | 138.8401 | 130.3125 | 3.3768 | 2.5857 | 2.1538 | 0.44068 | 0.11984 | 0.75724 | 1.7972 | 1.6621 | -0.10171 | -0.84754 | 0.090643 | 0.85894 | 2.0763 | 6.8252 | 16.7228 | 15.3075 | 14.7318 | 13.0392 | 3.283 | 1.7942 | 0.42234 | 0.27868 | 0.64064 | -0.30539 | 63.6819 | 62.412 | 60.7652 | 59.6511 | 58.5777 | 57.7978 | 57.4462 | 56.9272 | 59.5352 | 64.0102 | 69.0949 | 73.9575 | 77.6497 | 80.4737 | 82.3634 | 83.3378 | 83.531 | 82.4244 | 80.3361 | 77.33 | 73.1757 | 69.8698 | 67.2468 | 64.7473 | 5.1063 | 4.1065 | 4.3999 | 3.9959 | 3.5886 | 3.9293 | 3.3045 | 3.0519 | 3.23 | 3.5453 | 3.8907 | 4.7601 | 4.0806 | 4.0795 | 3.449 | 3.1571 | 2.7472 | 3.114 | 3.4608 | 3.2763 | 3.5168 | 4.1498 | 4.2559 | 4.5921
Program Specific1-in-2Size: Over 200kWOrange County2017May Monthly Peak | Program Specific | 1-in-2 | Size: Over 200kW | Orange County | 2017 | May Monthly Peak | 5 | 120.8369 | 116.2135 | 112.213 | 114.2189 | 125.9993 | 156.5801 | 181.3331 | 197.7055 | 210.8696 | 216.605 | 222.1508 | 224.1236 | 223.8268 | 222.6927 | 215.814 | 202.3048 | 188.4149 | 176.2229 | 167.7372 | 165.2455 | 163.234 | 155.1978 | 142.6689 | 134.9749 | 3.4237 | 2.6163 | 2.1757 | 0.44564 | 0.12177 | 0.77117 | 1.8117 | 1.6962 | -0.10502 | -0.87848 | 0.094135 | 0.89003 | 2.1478 | 7.0676 | 17.3405 | 15.8399 | 15.2116 | 13.4207 | 3.3786 | 1.818 | 0.43379 | 0.28694 | 0.6583 | -0.31632 | 63.6536 | 62.7802 | 61.6336 | 60.3655 | 59.2623 | 58.609 | 58.4391 | 58.8254 | 60.6676 | 65.2049 | 70.3835 | 75.1854 | 79.8517 | 83.3134 | 85.1955 | 86.1118 | 86.1102 | 84.1225 | 81.634 | 78.4828 | 74.1194 | 70.0924 | 67.7992 | 66.0053 | 5.1772 | 4.1551 | 4.4446 | 4.0409 | 3.6465 | 4.0016 | 3.3312 | 3.1146 | 3.3351 | 3.6747 | 4.0406 | 4.9324 | 4.2211 | 4.2244 | 3.5764 | 3.2669 | 2.8366 | 3.2051 | 3.5615 | 3.3198 | 3.6122 | 4.2728 | 4.3733 | 4.7564
Program Specific1-in-2Size: Over 200kWOrange County2017June Monthly Peak | Program Specific | 1-in-2 | Size: Over 200kW | Orange County | 2017 | June Monthly Peak | 6 | 132.8565 | 128.0508 | 122.6954 | 124.734 | 135.0437 | 163.369 | 189.0205 | 205.7603 | 218.4141 | 224.8333 | 230.107 | 231.4301 | 228.8172 | 227.0688 | 220.8636 | 210.7065 | 197.8885 | 185.196 | 178.1208 | 175.2904 | 173.3623 | 165.8823 | 152.9093 | 145.3223 | 2.469 | 1.9317 | 1.5179 | 0.020495 | -0.39471 | 0.0095276 | 0.89855 | 1.0154 | 0.19937 | -0.16553 | -0.019848 | 0.55928 | 1.9548 | 6.7774 | 17.5171 | 16.3169 | 15.5591 | 13.8434 | 3.9223 | 1.4045 | 0.12102 | 0.0089492 | 0.17862 | -0.49538 | 69.3527 | 68.2285 | 67.0301 | 65.7048 | 64.7827 | 63.8286 | 63.021 | 63.9917 | 67.2169 | 72.3578 | 77.7266 | 82.6149 | 86.2677 | 88.326 | 90.1213 | 91.0835 | 91.5377 | 90.6182 | 89.1375 | 86.1879 | 81.9395 | 77.4477 | 74.8119 | 72.7645 | 5.4768 | 4.4051 | 4.6758 | 4.2459 | 3.7603 | 4.0171 | 3.3411 | 3.1189 | 3.3237 | 3.67 | 4.0269 | 4.9004 | 4.1519 | 4.1444 | 3.5216 | 3.2738 | 2.8665 | 3.2408 | 3.6389 | 3.3883 | 3.6912 | 4.3942 | 4.5098 | 4.9272
Program Specific1-in-2Size: Over 200kWOrange County2017July Monthly Peak | Program Specific | 1-in-2 | Size: Over 200kW | Orange County | 2017 | July Monthly Peak | 7 | 137.4377 | 132.2144 | 128.1435 | 129.9784 | 141.3413 | 172.0245 | 198.8039 | 214.8982 | 227.8323 | 235.9319 | 242.6117 | 244.809 | 243.6374 | 241.6379 | 236.3297 | 226.4024 | 213.6223 | 200.7217 | 192.0441 | 187.3733 | 183.2206 | 175.205 | 161.8724 | 153.4839 | -0.20784 | -0.029742 | -0.26853 | -0.97999 | -1.5463 | -1.7157 | -1.2012 | -0.55381 | 0.87053 | 1.4406 | -0.27598 | -0.19286 | 1.5526 | 6.271 | 18.2382 | 17.1319 | 15.8677 | 14.4216 | 4.9722 | 0.34668 | -0.61213 | -0.63879 | -0.96076 | -0.86026 | 76.836 | 75.8971 | 74.9933 | 73.9796 | 73.0905 | 72.3696 | 71.8921 | 72.8586 | 75.6485 | 79.6285 | 84.4166 | 88.7743 | 91.801 | 93.7074 | 95.3252 | 95.8009 | 94.9556 | 93.5085 | 91.9327 | 90.0082 | 87.275 | 84.2798 | 81.8354 | 79.9885 | 5.5585 | 4.4624 | 4.7911 | 4.3408 | 3.8613 | 4.1499 | 3.4475 | 3.1958 | 3.4014 | 3.7783 | 4.1655 | 5.0857 | 4.3372 | 4.3269 | 3.697 | 3.4512 | 3.0359 | 3.4461 | 3.8492 | 3.5534 | 3.8273 | 4.5534 | 4.6839 | 5.1056
Program Specific1-in-2Size: Over 200kWOrange County2017August Monthly Peak | Program Specific | 1-in-2 | Size: Over 200kW | Orange County | 2017 | August Monthly Peak | 8 | 139.5964 | 133.5829 | 129.1902 | 131.4726 | 143.0906 | 174.7071 | 204.3126 | 221.3214 | 235.7048 | 244.2255 | 250.9024 | 253.426 | 252.6122 | 251.2608 | 245.1304 | 232.8933 | 218.4688 | 204.1822 | 194.5202 | 190.8971 | 186.381 | 176.2219 | 162.5726 | 154.7668 | -0.31233 | -0.10384 | -0.33816 | -1.0278 | -1.6068 | -1.8057 | -1.314 | -0.63035 | 0.92534 | 1.5516 | -0.29493 | -0.22895 | 1.5901 | 6.4855 | 18.8984 | 17.6082 | 16.1934 | 14.6489 | 5.0635 | 0.31076 | -0.64985 | -0.66603 | -1.0066 | -0.87972 | 77.1131 | 75.613 | 74.2633 | 73.4154 | 72.7318 | 71.8813 | 71.5667 | 71.559 | 73.6688 | 79.1541 | 84.7171 | 89.3951 | 92.9094 | 95.4421 | 97.0383 | 97.8949 | 97.8969 | 96.6798 | 94.4433 | 91.0527 | 86.6839 | 83.4843 | 81.3928 | 79.6276 | 5.6513 | 4.5129 | 4.835 | 4.3949 | 3.9128 | 4.2187 | 3.5465 | 3.2945 | 3.5224 | 3.9149 | 4.312 | 5.2698 | 4.5014 | 4.5036 | 3.8384 | 3.5536 | 3.1078 | 3.5089 | 3.9026 | 3.6238 | 3.8971 | 4.5843 | 4.7087 | 5.1532
Program Specific1-in-2Size: Over 200kWOrange County2017September Monthly Peak | Program Specific | 1-in-2 | Size: Over 200kW | Orange County | 2017 | September Monthly Peak | 9 | 137.5942 | 132.3465 | 128.3806 | 130.3664 | 142.1165 | 173.4452 | 203.7883 | 221.5977 | 238.1898 | 246.5162 | 253.6408 | 256.6672 | 256.3704 | 255.0456 | 247.8151 | 233.8355 | 218.4864 | 203.489 | 194.5296 | 193.9949 | 185.8027 | 175.8758 | 162.0069 | 153.561 | 0.13547 | 0.22198 | -0.038284 | -0.85813 | -1.4132 | -1.5137 | -0.95794 | -0.36425 | 0.82404 | 1.2957 | -0.2554 | -0.10002 | 1.7029 | 6.7424 | 19.1904 | 17.7457 | 16.347 | 14.6938 | 4.943 | 0.50746 | -0.52751 | -0.56039 | -0.81858 | -0.8188 | 75.1139 | 74.0056 | 73.103 | 72.5031 | 71.9671 | 71.1152 | 71.195 | 71.1867 | 72.8421 | 77.1785 | 82.5402 | 87.5566 | 91.8151 | 94.6092 | 96.304 | 97.0659 | 97.116 | 96.284 | 94.5478 | 90.9035 | 86.9053 | 83.7481 | 81.6283 | 80.2642 | 5.5512 | 4.4559 | 4.7882 | 4.343 | 3.8729 | 4.1739 | 3.5253 | 3.2874 | 3.5474 | 3.9382 | 4.3442 | 5.319 | 4.5527 | 4.5558 | 3.8671 | 3.5558 | 3.0974 | 3.485 | 3.8894 | 3.67 | 3.8717 | 4.5596 | 4.6763 | 5.0956
Program Specific1-in-2Size: Over 200kWOrange County2017October Monthly Peak | Program Specific | 1-in-2 | Size: Over 200kW | Orange County | 2017 | October Monthly Peak | 10 | 129.5583 | 124.6411 | 119.2495 | 120.046 | 131.5464 | 161.8065 | 190.5688 | 204.7101 | 218.3355 | 225.3109 | 233.0747 | 236.4042 | 236.8151 | 236.6246 | 229.5339 | 215.4472 | 200.2612 | 187.5697 | 183.6656 | 179.819 | 170.6167 | 161.4198 | 149.6198 | 141.0222 | 3.1272 | 2.4077 | 1.952 | 0.2753 | -0.093049 | 0.45802 | 1.4744 | 1.4352 | 0.023828 | -0.59192 | 0.047608 | 0.78064 | 2.1651 | 7.3173 | 18.3404 | 16.7894 | 15.9862 | 14.1713 | 3.8479 | 1.747 | 0.30954 | 0.17375 | 0.46849 | -0.39514 | 66.8466 | 65.5265 | 64.4209 | 63.5414 | 62.6711 | 62.0086 | 61.7697 | 61.9094 | 63.4284 | 67.1806 | 73.6326 | 80.0585 | 85.9672 | 89.1079 | 90.1276 | 90.9022 | 91.2684 | 90.416 | 87.9219 | 82.9209 | 79.0409 | 75.9149 | 73.3825 | 71.6774 | 5.4484 | 4.3743 | 4.6361 | 4.1687 | 3.7368 | 4.0588 | 3.4363 | 3.1655 | 3.3894 | 3.7519 | 4.1611 | 5.1067 | 4.3836 | 4.4059 | 3.7336 | 3.415 | 2.9594 | 3.3485 | 3.8278 | 3.5459 | 3.7059 | 4.3622 | 4.5018 | 4.8778
Program Specific1-in-2Size: Over 200kWOrange County2017November Monthly Peak | Program Specific | 1-in-2 | Size: Over 200kW | Orange County | 2017 | November Monthly Peak | 11 | 121.6558 | 117.2575 | 113.6814 | 114.9593 | 126.2931 | 155.3845 | 180.797 | 194.4331 | 205.3376 | 210.4908 | 215.6765 | 217.0182 | 216.4862 | 214.937 | 207.8422 | 194.2551 | 181.8765 | 176.3791 | 168.4262 | 163.3411 | 156.7213 | 149.1278 | 138.6504 | 131.5779 | 3.4469 | 2.6398 | 2.2042 | 0.44853 | 0.12205 | 0.76528 | 1.8063 | 1.6681 | -0.10226 | -0.85368 | 0.091392 | 0.86181 | 2.0774 | 6.8215 | 16.7 | 15.2097 | 14.6837 | 13.4326 | 3.3925 | 1.797 | 0.41648 | 0.27572 | 0.63976 | -0.30836 | 58.8992 | 58.0223 | 57.8361 | 57.4677 | 56.434 | 55.3302 | 55.8207 | 55.3799 | 59.1921 | 63.2716 | 68.2247 | 73.2279 | 76.1707 | 77.8662 | 78.9494 | 78.847 | 76.9101 | 73.7837 | 70.3985 | 67.4445 | 65.5297 | 64.6842 | 63.6374 | 62.96 | 5.2123 | 4.1925 | 4.5027 | 4.0671 | 3.655 | 3.971 | 3.3214 | 3.0631 | 3.2476 | 3.571 | 3.9228 | 4.776 | 4.0826 | 4.0773 | 3.4443 | 3.1369 | 2.7382 | 3.2079 | 3.5762 | 3.2815 | 3.4681 | 4.1057 | 4.2501 | 4.6367
Program Specific1-in-2Size: Over 200kWOrange County2017December Monthly Peak | Program Specific | 1-in-2 | Size: Over 200kW | Orange County | 2017 | December Monthly Peak | 12 | 116.0587 | 111.6336 | 108.9153 | 109.2167 | 120.216 | 149.5934 | 176.9031 | 188.652 | 197.1304 | 198.3824 | 200.591 | 199.485 | 196.7879 | 194.0694 | 186.9347 | 175.1713 | 166.1771 | 162.5122 | 156.2343 | 152.1625 | 146.244 | 139.8681 | 130.2984 | 123.8841 | 3.2883 | 2.5132 | 2.1118 | 0.42613 | 0.11618 | 0.73676 | 1.7674 | 1.6185 | -0.098173 | -0.80457 | 0.084999 | 0.79219 | 1.8883 | 6.1592 | 15.0201 | 13.7154 | 13.4162 | 12.3766 | 3.1469 | 1.674 | 0.38864 | 0.2586 | 0.60122 | -0.29032 | 49.9478 | 49.3707 | 48.5774 | 48.163 | 47.6586 | 47.0793 | 46.666 | 46.4576 | 47.2912 | 50.6761 | 54.3807 | 57.5968 | 60.1705 | 61.5358 | 62.1291 | 62.3894 | 62.0866 | 60.1338 | 57.2782 | 54.7285 | 52.8015 | 51.0115 | 49.4199 | 48.0063 | 4.9725 | 3.9914 | 4.3139 | 3.8639 | 3.4791 | 3.823 | 3.2498 | 2.972 | 3.1178 | 3.3656 | 3.6485 | 4.3901 | 3.7112 | 3.6814 | 3.0979 | 2.8288 | 2.5018 | 2.9557 | 3.3173 | 3.0569 | 3.2362 | 3.8508 | 3.9941 | 4.3655
Program Specific1-in-2Size: Over 200kWOrange County2017Typical Event Day | Program Specific | 1-in-2 | Size: Over 200kW | Orange County | 2017 | Typical Event Day | 8 | 138.8984 | 132.8771 | 128.4723 | 130.7538 | 142.2887 | 173.7111 | 203.1328 | 219.4816 | 233.0566 | 240.656 | 246.4762 | 248.4877 | 247.3809 | 246.0809 | 240.0311 | 228.0692 | 213.9997 | 200.189 | 191.2734 | 187.8886 | 183.783 | 173.9456 | 160.5935 | 153.0602 | 0.5493 | 0.52356 | 0.23638 | -0.7118 | -1.2463 | -1.2585 | -0.63074 | -0.11709 | 0.70611 | 1.0215 | -0.20989 | 0.020854 | 1.7225 | 6.6471 | 18.6635 | 17.3678 | 16.1488 | 14.5413 | 4.7508 | 0.6626 | -0.41207 | -0.45912 | -0.64283 | -0.76645 | 74.6039 | 73.436 | 72.3474 | 71.4007 | 70.643 | 69.7987 | 69.4187 | 69.899 | 72.3441 | 77.0797 | 82.3501 | 87.0852 | 90.6983 | 93.0212 | 94.6972 | 95.4613 | 95.3765 | 94.2726 | 92.5154 | 89.5381 | 85.7009 | 82.24 | 79.9171 | 78.1612 | 5.5975 | 4.4687 | 4.7863 | 4.3511 | 3.8733 | 4.1756 | 3.51 | 3.2523 | 3.467 | 3.8402 | 4.2167 | 5.1437 | 4.3881 | 4.3907 | 3.7415 | 3.4642 | 3.0304 | 3.4247 | 3.82 | 3.5505 | 3.8253 | 4.5045 | 4.6303 | 5.0733
Program Specific1-in-2Size: Over 200kWOrange County2018January Monthly Peak | Program Specific | 1-in-2 | Size: Over 200kW | Orange County | 2018 | January Monthly Peak | 1 | 113.266 | 109.3682 | 106.0384 | 106.902 | 118.6949 | 149.9305 | 178.4555 | 191.5819 | 200.5048 | 199.6606 | 200.9672 | 200.5282 | 197.9364 | 193.4433 | 185.583 | 172.558 | 161.3569 | 157.9378 | 153.3653 | 149.3708 | 144.2131 | 138.1229 | 129.3244 | 123.1798 | 3.2091 | 2.4622 | 2.056 | 0.41709 | 0.11471 | 0.73842 | 1.7829 | 1.6437 | -0.099854 | -0.80976 | 0.085159 | 0.79633 | 1.8994 | 6.1393 | 14.9115 | 13.5108 | 13.0271 | 12.0282 | 3.0891 | 1.6433 | 0.38324 | 0.25537 | 0.59673 | -0.28867 | 47.1935 | 46.0968 | 45.3826 | 45.177 | 44.5769 | 44.3008 | 43.7704 | 43.4143 | 43.4698 | 45.0587 | 48.1209 | 50.9204 | 52.7675 | 54.2608 | 55.2377 | 55.6396 | 55.398 | 54.0007 | 52.2752 | 50.8298 | 49.7928 | 48.853 | 48.0548 | 47.2342 | 4.8528 | 3.9104 | 4.2 | 3.782 | 3.4351 | 3.8316 | 3.2784 | 3.0182 | 3.1711 | 3.3873 | 3.6553 | 4.4131 | 3.7328 | 3.6695 | 3.0754 | 2.7866 | 2.4293 | 2.8725 | 3.2564 | 3.0009 | 3.1913 | 3.8027 | 3.9642 | 4.3407
Program Specific1-in-2Size: Over 200kWOrange County2018February Monthly Peak | Program Specific | 1-in-2 | Size: Over 200kW | Orange County | 2018 | February Monthly Peak | 2 | 113.5976 | 109.3947 | 106.7533 | 107.8176 | 119.7992 | 150.4271 | 178.0138 | 190.9201 | 199.5564 | 200.1975 | 201.9216 | 202.8006 | 200.9848 | 197.2417 | 190.0785 | 177.2051 | 165.08 | 159.5272 | 156.4653 | 151.8809 | 146.4689 | 139.5302 | 129.6811 | 122.9942 | 3.2185 | 2.4628 | 2.0698 | 0.42067 | 0.11578 | 0.74087 | 1.7785 | 1.638 | -0.099381 | -0.81193 | 0.085563 | 0.80535 | 1.9286 | 6.2599 | 15.2727 | 13.8747 | 13.3276 | 12.1492 | 3.1516 | 1.6709 | 0.38923 | 0.25797 | 0.59837 | -0.28824 | 48.917 | 48.6695 | 48.2317 | 47.9057 | 47.209 | 46.7703 | 46.6584 | 46.7179 | 47.2173 | 48.8537 | 50.9205 | 52.7748 | 53.6718 | 54.0757 | 54.2443 | 53.8509 | 53.6378 | 52.9787 | 51.8849 | 50.4133 | 48.969 | 48.574 | 47.5831 | 46.5357 | 4.867 | 3.9113 | 4.2283 | 3.8144 | 3.467 | 3.8443 | 3.2703 | 3.0077 | 3.1561 | 3.3964 | 3.6727 | 4.4631 | 3.7903 | 3.7416 | 3.1499 | 2.8616 | 2.4853 | 2.9014 | 3.3222 | 3.0513 | 3.2412 | 3.8415 | 3.9752 | 4.3342
Program Specific1-in-2Size: Over 200kWOrange County2018March Monthly Peak | Program Specific | 1-in-2 | Size: Over 200kW | Orange County | 2018 | March Monthly Peak | 3 | 117.3697 | 112.9837 | 108.9128 | 110.2316 | 121.5703 | 151.5326 | 179.3322 | 191.7976 | 199.7924 | 200.445 | 202.4819 | 203.2274 | 202.4603 | 199.6885 | 192.9062 | 181.1091 | 169.0078 | 159.7417 | 155.8232 | 155.6163 | 151.0371 | 143.9311 | 133.6622 | 126.163 | 3.3254 | 2.5436 | 2.1117 | 0.43009 | 0.11749 | 0.74631 | 1.7917 | 1.6455 | -0.099499 | -0.81294 | 0.085801 | 0.80705 | 1.9428 | 6.3375 | 15.4999 | 14.1804 | 13.6447 | 12.1656 | 3.1387 | 1.712 | 0.40137 | 0.26611 | 0.61674 | -0.29567 | 49.0407 | 47.8873 | 46.8856 | 46.3526 | 46.1624 | 45.656 | 45.098 | 45.096 | 47.1026 | 49.606 | 52.1099 | 53.9605 | 55.2159 | 56.1804 | 56.74 | 57.0239 | 56.8634 | 56.4804 | 55.1034 | 53.0173 | 51.488 | 50.1594 | 49.0704 | 48.2312 | 5.0286 | 4.0397 | 4.3138 | 3.8998 | 3.5183 | 3.8726 | 3.2945 | 3.0216 | 3.1599 | 3.4006 | 3.6829 | 4.4725 | 3.8181 | 3.788 | 3.1968 | 2.9246 | 2.5445 | 2.9053 | 3.3086 | 3.1263 | 3.3423 | 3.9626 | 4.0972 | 4.4458
Program Specific1-in-2Size: Over 200kWOrange County2018April Monthly Peak | Program Specific | 1-in-2 | Size: Over 200kW | Orange County | 2018 | April Monthly Peak | 4 | 119.1815 | 114.8538 | 111.0861 | 112.947 | 124.0008 | 153.751 | 179.8795 | 193.7256 | 204.2237 | 208.977 | 213.9094 | 216.2945 | 216.3772 | 215.0548 | 208.1265 | 195.5045 | 182.4722 | 171.2129 | 162.9908 | 163.0832 | 158.9251 | 150.7291 | 138.8401 | 130.3125 | 3.3768 | 2.5857 | 2.1538 | 0.44068 | 0.11984 | 0.75724 | 1.7972 | 1.6621 | -0.10171 | -0.84754 | 0.090643 | 0.85894 | 2.0763 | 6.8252 | 16.7228 | 15.3075 | 14.7318 | 13.0392 | 3.283 | 1.7942 | 0.42234 | 0.27868 | 0.64064 | -0.30539 | 63.6819 | 62.412 | 60.7652 | 59.6511 | 58.5777 | 57.7978 | 57.4462 | 56.9272 | 59.5353 | 64.0102 | 69.0949 | 73.9575 | 77.6497 | 80.4737 | 82.3635 | 83.3378 | 83.531 | 82.4245 | 80.3361 | 77.33 | 73.1757 | 69.8698 | 67.2468 | 64.7473 | 5.1063 | 4.1065 | 4.3999 | 3.9959 | 3.5886 | 3.9293 | 3.3045 | 3.0519 | 3.23 | 3.5453 | 3.8907 | 4.7601 | 4.0806 | 4.0795 | 3.449 | 3.1571 | 2.7472 | 3.114 | 3.4608 | 3.2763 | 3.5168 | 4.1498 | 4.2559 | 4.5921
Program Specific1-in-2Size: Over 200kWOrange County2018May Monthly Peak | Program Specific | 1-in-2 | Size: Over 200kW | Orange County | 2018 | May Monthly Peak | 5 | 120.8369 | 116.2135 | 112.213 | 114.2189 | 125.9993 | 156.5801 | 181.3331 | 197.7055 | 210.8696 | 216.605 | 222.1508 | 224.1236 | 223.8268 | 222.6927 | 215.814 | 202.3047 | 188.4149 | 176.2229 | 167.7372 | 165.2455 | 163.234 | 155.1978 | 142.6689 | 134.9749 | 3.4237 | 2.6163 | 2.1757 | 0.44564 | 0.12177 | 0.77117 | 1.8117 | 1.6962 | -0.10502 | -0.87848 | 0.094135 | 0.89003 | 2.1478 | 7.0676 | 17.3405 | 15.8399 | 15.2116 | 13.4207 | 3.3786 | 1.818 | 0.43379 | 0.28694 | 0.6583 | -0.31632 | 63.6536 | 62.7802 | 61.6336 | 60.3655 | 59.2623 | 58.609 | 58.4391 | 58.8254 | 60.6676 | 65.2049 | 70.3835 | 75.1854 | 79.8517 | 83.3135 | 85.1955 | 86.1118 | 86.1102 | 84.1225 | 81.634 | 78.4828 | 74.1194 | 70.0924 | 67.7992 | 66.0053 | 5.1772 | 4.1551 | 4.4446 | 4.0409 | 3.6465 | 4.0016 | 3.3312 | 3.1146 | 3.3351 | 3.6747 | 4.0406 | 4.9324 | 4.2211 | 4.2244 | 3.5764 | 3.2669 | 2.8366 | 3.2051 | 3.5615 | 3.3198 | 3.6122 | 4.2728 | 4.3733 | 4.7564
Program Specific1-in-2Size: Over 200kWOrange County2018June Monthly Peak | Program Specific | 1-in-2 | Size: Over 200kW | Orange County | 2018 | June Monthly Peak | 6 | 132.8565 | 128.0508 | 122.6954 | 124.734 | 135.0437 | 163.369 | 189.0205 | 205.7603 | 218.4141 | 224.8333 | 230.107 | 231.4301 | 228.8172 | 227.0688 | 220.8636 | 210.7065 | 197.8885 | 185.196 | 178.1208 | 175.2904 | 173.3623 | 165.8824 | 152.9093 | 145.3223 | 2.469 | 1.9317 | 1.5179 | 0.020495 | -0.39471 | 0.0095276 | 0.89855 | 1.0154 | 0.19937 | -0.16553 | -0.019848 | 0.55928 | 1.9548 | 6.7774 | 17.5171 | 16.3169 | 15.5591 | 13.8434 | 3.9223 | 1.4045 | 0.12102 | 0.0089492 | 0.17862 | -0.49538 | 69.3527 | 68.2285 | 67.0301 | 65.7048 | 64.7827 | 63.8286 | 63.021 | 63.9917 | 67.2169 | 72.3577 | 77.7266 | 82.6149 | 86.2677 | 88.326 | 90.1213 | 91.0835 | 91.5377 | 90.6182 | 89.1375 | 86.1879 | 81.9395 | 77.4477 | 74.8119 | 72.7645 | 5.4768 | 4.4051 | 4.6758 | 4.2459 | 3.7603 | 4.0171 | 3.3411 | 3.1189 | 3.3237 | 3.67 | 4.0269 | 4.9004 | 4.1519 | 4.1444 | 3.5216 | 3.2738 | 2.8665 | 3.2408 | 3.6389 | 3.3883 | 3.6912 | 4.3942 | 4.5098 | 4.9272
Program Specific1-in-2Size: Over 200kWOrange County2018July Monthly Peak | Program Specific | 1-in-2 | Size: Over 200kW | Orange County | 2018 | July Monthly Peak | 7 | 137.4377 | 132.2144 | 128.1435 | 129.9784 | 141.3413 | 172.0245 | 198.8039 | 214.8982 | 227.8322 | 235.9318 | 242.6117 | 244.809 | 243.6374 | 241.6379 | 236.3297 | 226.4024 | 213.6223 | 200.7217 | 192.0441 | 187.3733 | 183.2206 | 175.205 | 161.8724 | 153.4839 | -0.20784 | -0.029742 | -0.26853 | -0.97999 | -1.5463 | -1.7157 | -1.2012 | -0.55381 | 0.87053 | 1.4406 | -0.27598 | -0.19286 | 1.5526 | 6.271 | 18.2382 | 17.1319 | 15.8677 | 14.4216 | 4.9722 | 0.34668 | -0.61213 | -0.63879 | -0.96076 | -0.86026 | 76.836 | 75.8971 | 74.9933 | 73.9796 | 73.0905 | 72.3696 | 71.8921 | 72.8585 | 75.6485 | 79.6285 | 84.4166 | 88.7743 | 91.801 | 93.7074 | 95.3252 | 95.8009 | 94.9556 | 93.5085 | 91.9327 | 90.0082 | 87.275 | 84.2798 | 81.8354 | 79.9885 | 5.5585 | 4.4624 | 4.7911 | 4.3408 | 3.8613 | 4.1499 | 3.4475 | 3.1958 | 3.4014 | 3.7783 | 4.1655 | 5.0857 | 4.3372 | 4.3269 | 3.697 | 3.4512 | 3.0359 | 3.4461 | 3.8492 | 3.5534 | 3.8273 | 4.5534 | 4.6839 | 5.1056
Program Specific1-in-2Size: Over 200kWOrange County2018August Monthly Peak | Program Specific | 1-in-2 | Size: Over 200kW | Orange County | 2018 | August Monthly Peak | 8 | 139.5964 | 133.583 | 129.1902 | 131.4726 | 143.0906 | 174.7071 | 204.3126 | 221.3214 | 235.7048 | 244.2255 | 250.9024 | 253.426 | 252.6123 | 251.2608 | 245.1304 | 232.8933 | 218.4688 | 204.1823 | 194.5202 | 190.8971 | 186.381 | 176.2219 | 162.5727 | 154.7668 | -0.31233 | -0.10384 | -0.33816 | -1.0278 | -1.6068 | -1.8057 | -1.314 | -0.63035 | 0.92534 | 1.5516 | -0.29493 | -0.22895 | 1.5901 | 6.4855 | 18.8984 | 17.6082 | 16.1934 | 14.6489 | 5.0635 | 0.31076 | -0.64985 | -0.66603 | -1.0066 | -0.87972 | 77.1131 | 75.613 | 74.2633 | 73.4154 | 72.7318 | 71.8813 | 71.5667 | 71.559 | 73.6688 | 79.1541 | 84.7171 | 89.3951 | 92.9094 | 95.4421 | 97.0383 | 97.8949 | 97.8969 | 96.6798 | 94.4433 | 91.0527 | 86.6839 | 83.4843 | 81.3928 | 79.6276 | 5.6513 | 4.5129 | 4.835 | 4.3949 | 3.9128 | 4.2187 | 3.5465 | 3.2945 | 3.5224 | 3.9149 | 4.312 | 5.2698 | 4.5014 | 4.5036 | 3.8384 | 3.5536 | 3.1078 | 3.5089 | 3.9026 | 3.6238 | 3.8971 | 4.5843 | 4.7087 | 5.1532
Program Specific1-in-2Size: Over 200kWOrange County2018September Monthly Peak | Program Specific | 1-in-2 | Size: Over 200kW | Orange County | 2018 | September Monthly Peak | 9 | 137.5942 | 132.3465 | 128.3806 | 130.3664 | 142.1165 | 173.4452 | 203.7884 | 221.5977 | 238.1898 | 246.5162 | 253.6408 | 256.6672 | 256.3704 | 255.0456 | 247.8151 | 233.8355 | 218.4864 | 203.489 | 194.5296 | 193.9949 | 185.8027 | 175.8758 | 162.0069 | 153.561 | 0.13547 | 0.22198 | -0.038284 | -0.85813 | -1.4132 | -1.5137 | -0.95794 | -0.36425 | 0.82404 | 1.2957 | -0.2554 | -0.10002 | 1.7029 | 6.7424 | 19.1904 | 17.7457 | 16.347 | 14.6938 | 4.943 | 0.50746 | -0.52751 | -0.56039 | -0.81858 | -0.8188 | 75.1139 | 74.0056 | 73.103 | 72.5031 | 71.967 | 71.1152 | 71.195 | 71.1867 | 72.8421 | 77.1785 | 82.5402 | 87.5566 | 91.8151 | 94.6092 | 96.304 | 97.0659 | 97.116 | 96.284 | 94.5478 | 90.9035 | 86.9053 | 83.7481 | 81.6283 | 80.2642 | 5.5512 | 4.4559 | 4.7882 | 4.343 | 3.8729 | 4.1739 | 3.5253 | 3.2874 | 3.5474 | 3.9382 | 4.3442 | 5.319 | 4.5527 | 4.5558 | 3.8671 | 3.5558 | 3.0974 | 3.485 | 3.8894 | 3.67 | 3.8717 | 4.5596 | 4.6763 | 5.0956
Program Specific1-in-2Size: Over 200kWOrange County2018October Monthly Peak | Program Specific | 1-in-2 | Size: Over 200kW | Orange County | 2018 | October Monthly Peak | 10 | 129.5583 | 124.6411 | 119.2495 | 120.046 | 131.5464 | 161.8065 | 190.5688 | 204.7101 | 218.3355 | 225.3109 | 233.0747 | 236.4042 | 236.8151 | 236.6246 | 229.5339 | 215.4472 | 200.2612 | 187.5697 | 183.6656 | 179.819 | 170.6167 | 161.4198 | 149.6198 | 141.0222 | 3.1272 | 2.4077 | 1.952 | 0.2753 | -0.093049 | 0.45802 | 1.4744 | 1.4352 | 0.023828 | -0.59192 | 0.047608 | 0.78064 | 2.1651 | 7.3173 | 18.3404 | 16.7894 | 15.9862 | 14.1713 | 3.8479 | 1.747 | 0.30954 | 0.17375 | 0.46849 | -0.39514 | 66.8466 | 65.5265 | 64.4209 | 63.5415 | 62.6711 | 62.0086 | 61.7697 | 61.9094 | 63.4284 | 67.1806 | 73.6326 | 80.0585 | 85.9672 | 89.1079 | 90.1276 | 90.9022 | 91.2684 | 90.416 | 87.9219 | 82.9209 | 79.0409 | 75.9149 | 73.3825 | 71.6774 | 5.4484 | 4.3743 | 4.6361 | 4.1687 | 3.7368 | 4.0588 | 3.4363 | 3.1655 | 3.3894 | 3.7519 | 4.1611 | 5.1067 | 4.3836 | 4.4059 | 3.7336 | 3.415 | 2.9594 | 3.3485 | 3.8278 | 3.5459 | 3.7059 | 4.3622 | 4.5018 | 4.8778
Program Specific1-in-2Size: Over 200kWOrange County2018November Monthly Peak | Program Specific | 1-in-2 | Size: Over 200kW | Orange County | 2018 | November Monthly Peak | 11 | 121.6558 | 117.2575 | 113.6814 | 114.9593 | 126.2931 | 155.3845 | 180.797 | 194.4331 | 205.3377 | 210.4908 | 215.6766 | 217.0182 | 216.4862 | 214.937 | 207.8422 | 194.2551 | 181.8765 | 176.3791 | 168.4262 | 163.3411 | 156.7213 | 149.1278 | 138.6504 | 131.5779 | 3.4469 | 2.6398 | 2.2042 | 0.44853 | 0.12205 | 0.76528 | 1.8063 | 1.6681 | -0.10226 | -0.85368 | 0.091392 | 0.86181 | 2.0774 | 6.8215 | 16.7 | 15.2097 | 14.6837 | 13.4326 | 3.3925 | 1.797 | 0.41648 | 0.27572 | 0.63976 | -0.30836 | 58.8992 | 58.0223 | 57.8361 | 57.4677 | 56.434 | 55.3302 | 55.8207 | 55.3799 | 59.1921 | 63.2716 | 68.2247 | 73.2279 | 76.1707 | 77.8662 | 78.9494 | 78.847 | 76.9101 | 73.7837 | 70.3984 | 67.4445 | 65.5297 | 64.6842 | 63.6374 | 62.96 | 5.2123 | 4.1925 | 4.5027 | 4.0671 | 3.655 | 3.971 | 3.3214 | 3.0631 | 3.2476 | 3.571 | 3.9228 | 4.776 | 4.0826 | 4.0773 | 3.4443 | 3.1369 | 2.7382 | 3.2079 | 3.5762 | 3.2815 | 3.4681 | 4.1057 | 4.2501 | 4.6367
Program Specific1-in-2Size: Over 200kWOrange County2018December Monthly Peak | Program Specific | 1-in-2 | Size: Over 200kW | Orange County | 2018 | December Monthly Peak | 12 | 116.0587 | 111.6335 | 108.9153 | 109.2167 | 120.216 | 149.5934 | 176.9031 | 188.652 | 197.1304 | 198.3824 | 200.591 | 199.485 | 196.7879 | 194.0693 | 186.9347 | 175.1713 | 166.1771 | 162.5122 | 156.2343 | 152.1624 | 146.244 | 139.8681 | 130.2984 | 123.8841 | 3.2883 | 2.5132 | 2.1118 | 0.42613 | 0.11618 | 0.73676 | 1.7674 | 1.6185 | -0.098173 | -0.80457 | 0.084999 | 0.79219 | 1.8883 | 6.1592 | 15.0201 | 13.7154 | 13.4162 | 12.3766 | 3.1469 | 1.674 | 0.38864 | 0.2586 | 0.60122 | -0.29032 | 49.9478 | 49.3707 | 48.5774 | 48.163 | 47.6586 | 47.0793 | 46.666 | 46.4576 | 47.2912 | 50.6761 | 54.3807 | 57.5968 | 60.1705 | 61.5358 | 62.1291 | 62.3894 | 62.0866 | 60.1338 | 57.2782 | 54.7285 | 52.8015 | 51.0115 | 49.4199 | 48.0063 | 4.9725 | 3.9914 | 4.3139 | 3.8639 | 3.4791 | 3.823 | 3.2498 | 2.972 | 3.1178 | 3.3656 | 3.6485 | 4.3901 | 3.7112 | 3.6814 | 3.0979 | 2.8288 | 2.5018 | 2.9557 | 3.3173 | 3.0569 | 3.2362 | 3.8508 | 3.9941 | 4.3655
Program Specific1-in-2Size: Over 200kWOrange County2018Typical Event Day | Program Specific | 1-in-2 | Size: Over 200kW | Orange County | 2018 | Typical Event Day | 8 | 138.8984 | 132.8771 | 128.4723 | 130.7538 | 142.2887 | 173.7111 | 203.1328 | 219.4816 | 233.0566 | 240.656 | 246.4762 | 248.4877 | 247.3809 | 246.0809 | 240.0311 | 228.0692 | 213.9997 | 200.189 | 191.2734 | 187.8886 | 183.783 | 173.9456 | 160.5935 | 153.0602 | 0.5493 | 0.52356 | 0.23638 | -0.7118 | -1.2463 | -1.2585 | -0.63074 | -0.11709 | 0.70611 | 1.0215 | -0.20989 | 0.020854 | 1.7225 | 6.6471 | 18.6635 | 17.3678 | 16.1488 | 14.5413 | 4.7508 | 0.6626 | -0.41207 | -0.45912 | -0.64283 | -0.76645 | 74.6039 | 73.436 | 72.3474 | 71.4007 | 70.643 | 69.7987 | 69.4187 | 69.899 | 72.3441 | 77.0797 | 82.3501 | 87.0852 | 90.6983 | 93.0212 | 94.6972 | 95.4613 | 95.3765 | 94.2726 | 92.5153 | 89.5381 | 85.7009 | 82.24 | 79.9171 | 78.1612 | 5.5975 | 4.4687 | 4.7863 | 4.3511 | 3.8733 | 4.1756 | 3.51 | 3.2523 | 3.467 | 3.8402 | 4.2167 | 5.1437 | 4.3881 | 4.3907 | 3.7415 | 3.4642 | 3.0304 | 3.4247 | 3.82 | 3.5505 | 3.8253 | 4.5045 | 4.6303 | 5.0733
Program Specific1-in-2Size: Over 200kWOrange County2019January Monthly Peak | Program Specific | 1-in-2 | Size: Over 200kW | Orange County | 2019 | January Monthly Peak | 1 | 113.266 | 109.3682 | 106.0384 | 106.902 | 118.6949 | 149.9305 | 178.4555 | 191.5819 | 200.5048 | 199.6607 | 200.9672 | 200.5282 | 197.9364 | 193.4433 | 185.583 | 172.558 | 161.3569 | 157.9378 | 153.3653 | 149.3708 | 144.2131 | 138.1229 | 129.3244 | 123.1798 | 3.2091 | 2.4622 | 2.056 | 0.41709 | 0.11471 | 0.73842 | 1.7829 | 1.6437 | -0.099854 | -0.80976 | 0.085159 | 0.79633 | 1.8994 | 6.1393 | 14.9115 | 13.5108 | 13.0271 | 12.0282 | 3.0891 | 1.6433 | 0.38324 | 0.25537 | 0.59673 | -0.28867 | 47.1935 | 46.0968 | 45.3826 | 45.177 | 44.5769 | 44.3008 | 43.7704 | 43.4143 | 43.4698 | 45.0587 | 48.1209 | 50.9204 | 52.7675 | 54.2608 | 55.2377 | 55.6396 | 55.398 | 54.0007 | 52.2752 | 50.8298 | 49.7928 | 48.853 | 48.0548 | 47.2342 | 4.8528 | 3.9104 | 4.2 | 3.782 | 3.4351 | 3.8316 | 3.2784 | 3.0182 | 3.1711 | 3.3873 | 3.6553 | 4.4131 | 3.7328 | 3.6695 | 3.0754 | 2.7866 | 2.4293 | 2.8725 | 3.2564 | 3.0009 | 3.1913 | 3.8027 | 3.9642 | 4.3407
Program Specific1-in-2Size: Over 200kWOrange County2019February Monthly Peak | Program Specific | 1-in-2 | Size: Over 200kW | Orange County | 2019 | February Monthly Peak | 2 | 113.5976 | 109.3947 | 106.7533 | 107.8176 | 119.7992 | 150.4271 | 178.0138 | 190.9201 | 199.5564 | 200.1975 | 201.9216 | 202.8006 | 200.9848 | 197.2417 | 190.0785 | 177.2051 | 165.08 | 159.5272 | 156.4653 | 151.8809 | 146.4689 | 139.5302 | 129.6811 | 122.9942 | 3.2185 | 2.4628 | 2.0698 | 0.42067 | 0.11578 | 0.74087 | 1.7785 | 1.638 | -0.099381 | -0.81193 | 0.085563 | 0.80535 | 1.9286 | 6.2599 | 15.2727 | 13.8747 | 13.3276 | 12.1492 | 3.1516 | 1.6709 | 0.38923 | 0.25797 | 0.59837 | -0.28824 | 48.917 | 48.6695 | 48.2317 | 47.9057 | 47.209 | 46.7703 | 46.6584 | 46.7179 | 47.2173 | 48.8537 | 50.9205 | 52.7748 | 53.6718 | 54.0757 | 54.2443 | 53.8509 | 53.6377 | 52.9787 | 51.8849 | 50.4133 | 48.969 | 48.574 | 47.5831 | 46.5357 | 4.867 | 3.9113 | 4.2283 | 3.8144 | 3.467 | 3.8443 | 3.2703 | 3.0077 | 3.1561 | 3.3964 | 3.6727 | 4.4631 | 3.7903 | 3.7416 | 3.1499 | 2.8616 | 2.4853 | 2.9014 | 3.3222 | 3.0513 | 3.2412 | 3.8415 | 3.9752 | 4.3342
Program Specific1-in-2Size: Over 200kWOrange County2019March Monthly Peak | Program Specific | 1-in-2 | Size: Over 200kW | Orange County | 2019 | March Monthly Peak | 3 | 117.3697 | 112.9837 | 108.9128 | 110.2316 | 121.5703 | 151.5326 | 179.3322 | 191.7976 | 199.7925 | 200.445 | 202.4819 | 203.2274 | 202.4603 | 199.6885 | 192.9062 | 181.1091 | 169.0078 | 159.7417 | 155.8232 | 155.6163 | 151.0371 | 143.9311 | 133.6622 | 126.163 | 3.3254 | 2.5436 | 2.1117 | 0.43009 | 0.11749 | 0.74631 | 1.7917 | 1.6455 | -0.099499 | -0.81294 | 0.085801 | 0.80705 | 1.9428 | 6.3375 | 15.4999 | 14.1804 | 13.6447 | 12.1656 | 3.1387 | 1.712 | 0.40137 | 0.26611 | 0.61674 | -0.29567 | 49.0407 | 47.8873 | 46.8856 | 46.3526 | 46.1624 | 45.656 | 45.098 | 45.096 | 47.1026 | 49.606 | 52.1099 | 53.9605 | 55.2159 | 56.1804 | 56.74 | 57.0239 | 56.8634 | 56.4804 | 55.1034 | 53.0173 | 51.488 | 50.1594 | 49.0704 | 48.2312 | 5.0286 | 4.0397 | 4.3138 | 3.8998 | 3.5183 | 3.8726 | 3.2945 | 3.0216 | 3.1599 | 3.4006 | 3.6829 | 4.4725 | 3.8181 | 3.788 | 3.1968 | 2.9246 | 2.5445 | 2.9053 | 3.3086 | 3.1263 | 3.3423 | 3.9626 | 4.0972 | 4.4458
Program Specific1-in-2Size: Over 200kWOrange County2019April Monthly Peak | Program Specific | 1-in-2 | Size: Over 200kW | Orange County | 2019 | April Monthly Peak | 4 | 119.1815 | 114.8538 | 111.0861 | 112.9471 | 124.0008 | 153.7509 | 179.8795 | 193.7256 | 204.2237 | 208.977 | 213.9094 | 216.2945 | 216.3772 | 215.0548 | 208.1264 | 195.5045 | 182.4722 | 171.2129 | 162.9908 | 163.0832 | 158.9251 | 150.7291 | 138.8401 | 130.3125 | 3.3768 | 2.5857 | 2.1538 | 0.44068 | 0.11984 | 0.75724 | 1.7972 | 1.6621 | -0.10171 | -0.84754 | 0.090643 | 0.85894 | 2.0763 | 6.8252 | 16.7228 | 15.3075 | 14.7318 | 13.0392 | 3.283 | 1.7942 | 0.42234 | 0.27868 | 0.64064 | -0.30539 | 63.6819 | 62.412 | 60.7652 | 59.6511 | 58.5777 | 57.7978 | 57.4462 | 56.9272 | 59.5352 | 64.0102 | 69.0949 | 73.9575 | 77.6497 | 80.4737 | 82.3634 | 83.3378 | 83.531 | 82.4244 | 80.3361 | 77.33 | 73.1757 | 69.8698 | 67.2468 | 64.7473 | 5.1063 | 4.1065 | 4.3999 | 3.9959 | 3.5886 | 3.9293 | 3.3045 | 3.0519 | 3.23 | 3.5453 | 3.8907 | 4.7601 | 4.0806 | 4.0795 | 3.449 | 3.1571 | 2.7472 | 3.114 | 3.4608 | 3.2763 | 3.5168 | 4.1498 | 4.2559 | 4.5921
Program Specific1-in-2Size: Over 200kWOrange County2019May Monthly Peak | Program Specific | 1-in-2 | Size: Over 200kW | Orange County | 2019 | May Monthly Peak | 5 | 120.8369 | 116.2135 | 112.213 | 114.2189 | 125.9993 | 156.5801 | 181.3331 | 197.7055 | 210.8696 | 216.605 | 222.1508 | 224.1236 | 223.8268 | 222.6927 | 215.814 | 202.3047 | 188.4149 | 176.2229 | 167.7372 | 165.2455 | 163.234 | 155.1978 | 142.669 | 134.9749 | 3.4237 | 2.6163 | 2.1757 | 0.44564 | 0.12177 | 0.77117 | 1.8117 | 1.6962 | -0.10502 | -0.87848 | 0.094135 | 0.89003 | 2.1478 | 7.0676 | 17.3405 | 15.8399 | 15.2116 | 13.4207 | 3.3786 | 1.818 | 0.43379 | 0.28694 | 0.6583 | -0.31632 | 63.6536 | 62.7802 | 61.6336 | 60.3655 | 59.2623 | 58.609 | 58.4391 | 58.8254 | 60.6676 | 65.2049 | 70.3834 | 75.1854 | 79.8517 | 83.3134 | 85.1955 | 86.1118 | 86.1102 | 84.1225 | 81.634 | 78.4828 | 74.1194 | 70.0924 | 67.7992 | 66.0053 | 5.1772 | 4.1551 | 4.4446 | 4.0409 | 3.6465 | 4.0016 | 3.3312 | 3.1146 | 3.3351 | 3.6747 | 4.0406 | 4.9324 | 4.2211 | 4.2244 | 3.5764 | 3.2669 | 2.8366 | 3.2051 | 3.5615 | 3.3198 | 3.6122 | 4.2728 | 4.3733 | 4.7564
Program Specific1-in-2Size: Over 200kWOrange County2019June Monthly Peak | Program Specific | 1-in-2 | Size: Over 200kW | Orange County | 2019 | June Monthly Peak | 6 | 132.8565 | 128.0508 | 122.6954 | 124.734 | 135.0437 | 163.369 | 189.0205 | 205.7603 | 218.4141 | 224.8333 | 230.107 | 231.4301 | 228.8172 | 227.0688 | 220.8636 | 210.7065 | 197.8885 | 185.196 | 178.1208 | 175.2904 | 173.3623 | 165.8823 | 152.9093 | 145.3223 | 2.469 | 1.9317 | 1.5179 | 0.020495 | -0.39471 | 0.0095276 | 0.89855 | 1.0154 | 0.19937 | -0.16553 | -0.019848 | 0.55928 | 1.9548 | 6.7774 | 17.5171 | 16.3169 | 15.5591 | 13.8434 | 3.9223 | 1.4045 | 0.12102 | 0.0089492 | 0.17862 | -0.49538 | 69.3527 | 68.2285 | 67.0301 | 65.7048 | 64.7827 | 63.8286 | 63.021 | 63.9917 | 67.2169 | 72.3578 | 77.7266 | 82.6149 | 86.2677 | 88.326 | 90.1213 | 91.0835 | 91.5377 | 90.6182 | 89.1375 | 86.1879 | 81.9395 | 77.4477 | 74.8119 | 72.7645 | 5.4768 | 4.4051 | 4.6758 | 4.2459 | 3.7603 | 4.0171 | 3.3411 | 3.1189 | 3.3237 | 3.67 | 4.0269 | 4.9004 | 4.1519 | 4.1444 | 3.5216 | 3.2738 | 2.8665 | 3.2408 | 3.6389 | 3.3883 | 3.6912 | 4.3942 | 4.5098 | 4.9272
Program Specific1-in-2Size: Over 200kWOrange County2019July Monthly Peak | Program Specific | 1-in-2 | Size: Over 200kW | Orange County | 2019 | July Monthly Peak | 7 | 137.4377 | 132.2144 | 128.1435 | 129.9784 | 141.3413 | 172.0245 | 198.8039 | 214.8982 | 227.8322 | 235.9318 | 242.6117 | 244.809 | 243.6374 | 241.6379 | 236.3297 | 226.4025 | 213.6223 | 200.7217 | 192.0441 | 187.3733 | 183.2206 | 175.205 | 161.8724 | 153.4839 | -0.20784 | -0.029742 | -0.26853 | -0.97999 | -1.5463 | -1.7157 | -1.2012 | -0.55381 | 0.87053 | 1.4406 | -0.27598 | -0.19286 | 1.5526 | 6.271 | 18.2382 | 17.1319 | 15.8677 | 14.4216 | 4.9722 | 0.34668 | -0.61213 | -0.63879 | -0.96076 | -0.86026 | 76.836 | 75.8971 | 74.9933 | 73.9796 | 73.0905 | 72.3696 | 71.8921 | 72.8586 | 75.6485 | 79.6285 | 84.4166 | 88.7743 | 91.801 | 93.7074 | 95.3252 | 95.8009 | 94.9556 | 93.5085 | 91.9327 | 90.0082 | 87.275 | 84.2798 | 81.8354 | 79.9885 | 5.5585 | 4.4624 | 4.7911 | 4.3408 | 3.8613 | 4.1499 | 3.4475 | 3.1958 | 3.4014 | 3.7783 | 4.1655 | 5.0857 | 4.3372 | 4.3269 | 3.697 | 3.4512 | 3.0359 | 3.4461 | 3.8492 | 3.5534 | 3.8273 | 4.5534 | 4.6839 | 5.1056
Program Specific1-in-2Size: Over 200kWOrange County2019August Monthly Peak | Program Specific | 1-in-2 | Size: Over 200kW | Orange County | 2019 | August Monthly Peak | 8 | 139.5964 | 133.5829 | 129.1902 | 131.4726 | 143.0906 | 174.7071 | 204.3126 | 221.3214 | 235.7048 | 244.2255 | 250.9024 | 253.426 | 252.6122 | 251.2608 | 245.1304 | 232.8933 | 218.4688 | 204.1823 | 194.5202 | 190.8971 | 186.381 | 176.2219 | 162.5727 | 154.7668 | -0.31233 | -0.10384 | -0.33816 | -1.0278 | -1.6068 | -1.8057 | -1.314 | -0.63035 | 0.92534 | 1.5516 | -0.29493 | -0.22895 | 1.5901 | 6.4855 | 18.8984 | 17.6082 | 16.1934 | 14.6489 | 5.0635 | 0.31076 | -0.64985 | -0.66603 | -1.0066 | -0.87972 | 77.1131 | 75.613 | 74.2633 | 73.4154 | 72.7318 | 71.8813 | 71.5667 | 71.559 | 73.6688 | 79.1541 | 84.7171 | 89.3951 | 92.9094 | 95.4421 | 97.0383 | 97.8949 | 97.8969 | 96.6798 | 94.4433 | 91.0527 | 86.6839 | 83.4843 | 81.3929 | 79.6276 | 5.6513 | 4.5129 | 4.835 | 4.3949 | 3.9128 | 4.2187 | 3.5465 | 3.2945 | 3.5224 | 3.9149 | 4.312 | 5.2698 | 4.5014 | 4.5036 | 3.8384 | 3.5536 | 3.1078 | 3.5089 | 3.9026 | 3.6238 | 3.8971 | 4.5843 | 4.7087 | 5.1532
Program Specific1-in-2Size: Over 200kWOrange County2019September Monthly Peak | Program Specific | 1-in-2 | Size: Over 200kW | Orange County | 2019 | September Monthly Peak | 9 | 137.5942 | 132.3465 | 128.3806 | 130.3664 | 142.1165 | 173.4452 | 203.7883 | 221.5977 | 238.1898 | 246.5162 | 253.6408 | 256.6672 | 256.3704 | 255.0456 | 247.8151 | 233.8355 | 218.4864 | 203.489 | 194.5296 | 193.9949 | 185.8027 | 175.8758 | 162.0069 | 153.561 | 0.13547 | 0.22198 | -0.038284 | -0.85813 | -1.4132 | -1.5137 | -0.95794 | -0.36425 | 0.82404 | 1.2957 | -0.2554 | -0.10002 | 1.7029 | 6.7424 | 19.1904 | 17.7457 | 16.347 | 14.6938 | 4.943 | 0.50746 | -0.52751 | -0.56039 | -0.81858 | -0.8188 | 75.1139 | 74.0056 | 73.103 | 72.5031 | 71.967 | 71.1152 | 71.195 | 71.1867 | 72.8421 | 77.1785 | 82.5402 | 87.5566 | 91.8151 | 94.6092 | 96.304 | 97.0659 | 97.116 | 96.284 | 94.5478 | 90.9035 | 86.9053 | 83.7481 | 81.6283 | 80.2642 | 5.5512 | 4.4559 | 4.7882 | 4.343 | 3.8729 | 4.1739 | 3.5253 | 3.2874 | 3.5474 | 3.9382 | 4.3442 | 5.319 | 4.5527 | 4.5558 | 3.8671 | 3.5558 | 3.0974 | 3.485 | 3.8894 | 3.67 | 3.8717 | 4.5596 | 4.6763 | 5.0956
Program Specific1-in-2Size: Over 200kWOrange County2019October Monthly Peak | Program Specific | 1-in-2 | Size: Over 200kW | Orange County | 2019 | October Monthly Peak | 10 | 129.5583 | 124.6411 | 119.2495 | 120.046 | 131.5464 | 161.8065 | 190.5688 | 204.7101 | 218.3355 | 225.3109 | 233.0747 | 236.4042 | 236.8151 | 236.6246 | 229.5339 | 215.4472 | 200.2612 | 187.5697 | 183.6656 | 179.819 | 170.6167 | 161.4198 | 149.6198 | 141.0221 | 3.1272 | 2.4077 | 1.952 | 0.2753 | -0.093049 | 0.45802 | 1.4744 | 1.4352 | 0.023828 | -0.59192 | 0.047608 | 0.78064 | 2.1651 | 7.3173 | 18.3404 | 16.7894 | 15.9862 | 14.1713 | 3.8479 | 1.747 | 0.30954 | 0.17375 | 0.46849 | -0.39514 | 66.8466 | 65.5265 | 64.4209 | 63.5414 | 62.6711 | 62.0086 | 61.7697 | 61.9095 | 63.4284 | 67.1806 | 73.6326 | 80.0585 | 85.9672 | 89.1079 | 90.1276 | 90.9022 | 91.2684 | 90.416 | 87.9219 | 82.9209 | 79.0409 | 75.9149 | 73.3825 | 71.6774 | 5.4484 | 4.3743 | 4.6361 | 4.1687 | 3.7368 | 4.0588 | 3.4363 | 3.1655 | 3.3894 | 3.7519 | 4.1611 | 5.1067 | 4.3836 | 4.4059 | 3.7336 | 3.415 | 2.9594 | 3.3485 | 3.8278 | 3.5459 | 3.7059 | 4.3622 | 4.5018 | 4.8778
Program Specific1-in-2Size: Over 200kWOrange County2019November Monthly Peak | Program Specific | 1-in-2 | Size: Over 200kW | Orange County | 2019 | November Monthly Peak | 11 | 121.6558 | 117.2575 | 113.6814 | 114.9593 | 126.2931 | 155.3845 | 180.797 | 194.4331 | 205.3377 | 210.4908 | 215.6765 | 217.0182 | 216.4862 | 214.937 | 207.8422 | 194.2551 | 181.8765 | 176.3791 | 168.4262 | 163.3411 | 156.7213 | 149.1278 | 138.6504 | 131.5779 | 3.4469 | 2.6398 | 2.2042 | 0.44853 | 0.12205 | 0.76528 | 1.8063 | 1.6681 | -0.10226 | -0.85368 | 0.091392 | 0.86181 | 2.0774 | 6.8215 | 16.7 | 15.2097 | 14.6837 | 13.4326 | 3.3925 | 1.797 | 0.41648 | 0.27572 | 0.63976 | -0.30836 | 58.8992 | 58.0223 | 57.8361 | 57.4677 | 56.434 | 55.3302 | 55.8207 | 55.3799 | 59.1921 | 63.2716 | 68.2247 | 73.2279 | 76.1707 | 77.8662 | 78.9494 | 78.847 | 76.9101 | 73.7837 | 70.3984 | 67.4445 | 65.5297 | 64.6842 | 63.6374 | 62.96 | 5.2123 | 4.1925 | 4.5027 | 4.0671 | 3.655 | 3.971 | 3.3214 | 3.0631 | 3.2476 | 3.571 | 3.9228 | 4.776 | 4.0826 | 4.0773 | 3.4443 | 3.1369 | 2.7382 | 3.2079 | 3.5762 | 3.2815 | 3.4681 | 4.1057 | 4.2501 | 4.6367
Program Specific1-in-2Size: Over 200kWOrange County2019December Monthly Peak | Program Specific | 1-in-2 | Size: Over 200kW | Orange County | 2019 | December Monthly Peak | 12 | 116.0587 | 111.6335 | 108.9153 | 109.2167 | 120.216 | 149.5934 | 176.9031 | 188.652 | 197.1304 | 198.3824 | 200.591 | 199.485 | 196.7879 | 194.0693 | 186.9347 | 175.1713 | 166.1771 | 162.5122 | 156.2343 | 152.1624 | 146.244 | 139.8681 | 130.2984 | 123.8841 | 3.2883 | 2.5132 | 2.1118 | 0.42613 | 0.11618 | 0.73676 | 1.7674 | 1.6185 | -0.098173 | -0.80457 | 0.084999 | 0.79219 | 1.8883 | 6.1592 | 15.0201 | 13.7154 | 13.4162 | 12.3766 | 3.1469 | 1.674 | 0.38864 | 0.2586 | 0.60122 | -0.29032 | 49.9478 | 49.3707 | 48.5774 | 48.163 | 47.6586 | 47.0793 | 46.666 | 46.4576 | 47.2912 | 50.6761 | 54.3807 | 57.5968 | 60.1705 | 61.5358 | 62.1291 | 62.3894 | 62.0866 | 60.1338 | 57.2782 | 54.7285 | 52.8015 | 51.0115 | 49.4199 | 48.0063 | 4.9725 | 3.9914 | 4.3139 | 3.8639 | 3.4791 | 3.823 | 3.2498 | 2.972 | 3.1178 | 3.3656 | 3.6485 | 4.3901 | 3.7112 | 3.6814 | 3.0979 | 2.8288 | 2.5018 | 2.9557 | 3.3173 | 3.0569 | 3.2362 | 3.8508 | 3.9941 | 4.3655
Program Specific1-in-2Size: Over 200kWOrange County2019Typical Event Day | Program Specific | 1-in-2 | Size: Over 200kW | Orange County | 2019 | Typical Event Day | 8 | 138.8984 | 132.8771 | 128.4723 | 130.7538 | 142.2887 | 173.7111 | 203.1328 | 219.4816 | 233.0566 | 240.656 | 246.4762 | 248.4877 | 247.3809 | 246.0809 | 240.0311 | 228.0692 | 213.9997 | 200.189 | 191.2734 | 187.8886 | 183.7829 | 173.9456 | 160.5935 | 153.0602 | 0.5493 | 0.52356 | 0.23638 | -0.7118 | -1.2463 | -1.2585 | -0.63074 | -0.11709 | 0.70611 | 1.0215 | -0.20989 | 0.020854 | 1.7225 | 6.6471 | 18.6635 | 17.3678 | 16.1488 | 14.5413 | 4.7508 | 0.6626 | -0.41207 | -0.45912 | -0.64283 | -0.76645 | 74.6039 | 73.436 | 72.3474 | 71.4007 | 70.643 | 69.7987 | 69.4187 | 69.899 | 72.3441 | 77.0797 | 82.3501 | 87.0852 | 90.6983 | 93.0212 | 94.6972 | 95.4613 | 95.3765 | 94.2726 | 92.5154 | 89.5381 | 85.7009 | 82.24 | 79.9171 | 78.1612 | 5.5975 | 4.4687 | 4.7863 | 4.3511 | 3.8733 | 4.1756 | 3.51 | 3.2523 | 3.467 | 3.8402 | 4.2167 | 5.1437 | 4.3881 | 4.3907 | 3.7415 | 3.4642 | 3.0304 | 3.4247 | 3.82 | 3.5505 | 3.8253 | 4.5045 | 4.6303 | 5.0733
Program Specific1-in-2Size: Over 200kWOrange County2020January Monthly Peak | Program Specific | 1-in-2 | Size: Over 200kW | Orange County | 2020 | January Monthly Peak | 1 | 113.266 | 109.3682 | 106.0384 | 106.902 | 118.6949 | 149.9305 | 178.4555 | 191.5819 | 200.5048 | 199.6606 | 200.9672 | 200.5282 | 197.9364 | 193.4433 | 185.583 | 172.558 | 161.3569 | 157.9378 | 153.3653 | 149.3708 | 144.2131 | 138.1229 | 129.3244 | 123.1798 | 3.2091 | 2.4622 | 2.056 | 0.41709 | 0.11471 | 0.73842 | 1.7829 | 1.6437 | -0.099854 | -0.80976 | 0.085159 | 0.79633 | 1.8994 | 6.1393 | 14.9115 | 13.5108 | 13.0271 | 12.0282 | 3.0891 | 1.6433 | 0.38324 | 0.25537 | 0.59673 | -0.28867 | 47.1935 | 46.0968 | 45.3826 | 45.177 | 44.5769 | 44.3008 | 43.7704 | 43.4143 | 43.4698 | 45.0587 | 48.1209 | 50.9204 | 52.7675 | 54.2608 | 55.2377 | 55.6396 | 55.398 | 54.0007 | 52.2752 | 50.8298 | 49.7928 | 48.853 | 48.0548 | 47.2342 | 4.8528 | 3.9104 | 4.2 | 3.782 | 3.4351 | 3.8316 | 3.2784 | 3.0182 | 3.1711 | 3.3873 | 3.6553 | 4.4131 | 3.7328 | 3.6695 | 3.0754 | 2.7866 | 2.4293 | 2.8725 | 3.2564 | 3.0009 | 3.1913 | 3.8027 | 3.9642 | 4.3407
Program Specific1-in-2Size: Over 200kWOrange County2020February Monthly Peak | Program Specific | 1-in-2 | Size: Over 200kW | Orange County | 2020 | February Monthly Peak | 2 | 113.5976 | 109.3947 | 106.7533 | 107.8176 | 119.7992 | 150.4271 | 178.0138 | 190.9201 | 199.5564 | 200.1975 | 201.9216 | 202.8006 | 200.9848 | 197.2417 | 190.0785 | 177.2051 | 165.08 | 159.5272 | 156.4653 | 151.8809 | 146.4689 | 139.5302 | 129.6811 | 122.9942 | 3.2185 | 2.4628 | 2.0698 | 0.42067 | 0.11578 | 0.74087 | 1.7785 | 1.638 | -0.099381 | -0.81193 | 0.085563 | 0.80535 | 1.9286 | 6.2599 | 15.2727 | 13.8747 | 13.3276 | 12.1492 | 3.1516 | 1.6709 | 0.38923 | 0.25797 | 0.59837 | -0.28824 | 48.917 | 48.6695 | 48.2317 | 47.9057 | 47.209 | 46.7703 | 46.6584 | 46.7179 | 47.2173 | 48.8537 | 50.9205 | 52.7748 | 53.6718 | 54.0757 | 54.2443 | 53.8509 | 53.6377 | 52.9787 | 51.8849 | 50.4133 | 48.969 | 48.574 | 47.5831 | 46.5357 | 4.867 | 3.9113 | 4.2283 | 3.8144 | 3.467 | 3.8443 | 3.2703 | 3.0077 | 3.1561 | 3.3964 | 3.6727 | 4.4631 | 3.7903 | 3.7416 | 3.1499 | 2.8616 | 2.4853 | 2.9014 | 3.3222 | 3.0513 | 3.2412 | 3.8415 | 3.9752 | 4.3342
Program Specific1-in-2Size: Over 200kWOrange County2020March Monthly Peak | Program Specific | 1-in-2 | Size: Over 200kW | Orange County | 2020 | March Monthly Peak | 3 | 117.3697 | 112.9837 | 108.9128 | 110.2316 | 121.5703 | 151.5326 | 179.3322 | 191.7976 | 199.7925 | 200.445 | 202.4819 | 203.2274 | 202.4603 | 199.6885 | 192.9062 | 181.1091 | 169.0078 | 159.7417 | 155.8232 | 155.6163 | 151.0371 | 143.9311 | 133.6622 | 126.163 | 3.3254 | 2.5436 | 2.1117 | 0.43009 | 0.11749 | 0.74631 | 1.7917 | 1.6455 | -0.099499 | -0.81294 | 0.085801 | 0.80705 | 1.9428 | 6.3375 | 15.4999 | 14.1804 | 13.6447 | 12.1656 | 3.1387 | 1.712 | 0.40137 | 0.26611 | 0.61674 | -0.29567 | 49.0407 | 47.8873 | 46.8856 | 46.3526 | 46.1624 | 45.656 | 45.098 | 45.096 | 47.1026 | 49.606 | 52.1099 | 53.9605 | 55.2159 | 56.1804 | 56.74 | 57.0239 | 56.8634 | 56.4804 | 55.1034 | 53.0173 | 51.488 | 50.1594 | 49.0704 | 48.2312 | 5.0286 | 4.0397 | 4.3138 | 3.8998 | 3.5183 | 3.8726 | 3.2945 | 3.0216 | 3.1599 | 3.4006 | 3.6829 | 4.4725 | 3.8181 | 3.788 | 3.1968 | 2.9246 | 2.5445 | 2.9053 | 3.3086 | 3.1263 | 3.3423 | 3.9626 | 4.0972 | 4.4458
Program Specific1-in-2Size: Over 200kWOrange County2020April Monthly Peak | Program Specific | 1-in-2 | Size: Over 200kW | Orange County | 2020 | April Monthly Peak | 4 | 119.1815 | 114.8538 | 111.0861 | 112.9471 | 124.0008 | 153.7509 | 179.8795 | 193.7257 | 204.2237 | 208.977 | 213.9094 | 216.2945 | 216.3772 | 215.0548 | 208.1265 | 195.5045 | 182.4722 | 171.2129 | 162.9908 | 163.0832 | 158.9251 | 150.7291 | 138.8401 | 130.3125 | 3.3768 | 2.5857 | 2.1538 | 0.44068 | 0.11984 | 0.75724 | 1.7972 | 1.6621 | -0.10171 | -0.84754 | 0.090643 | 0.85894 | 2.0763 | 6.8252 | 16.7228 | 15.3075 | 14.7318 | 13.0392 | 3.283 | 1.7942 | 0.42234 | 0.27868 | 0.64064 | -0.30539 | 63.6819 | 62.412 | 60.7652 | 59.6511 | 58.5777 | 57.7978 | 57.4462 | 56.9272 | 59.5352 | 64.0102 | 69.0949 | 73.9575 | 77.6497 | 80.4737 | 82.3635 | 83.3378 | 83.531 | 82.4245 | 80.3361 | 77.33 | 73.1757 | 69.8698 | 67.2468 | 64.7473 | 5.1063 | 4.1065 | 4.3999 | 3.9959 | 3.5886 | 3.9293 | 3.3045 | 3.0519 | 3.23 | 3.5453 | 3.8907 | 4.7601 | 4.0806 | 4.0795 | 3.449 | 3.1571 | 2.7472 | 3.114 | 3.4608 | 3.2763 | 3.5168 | 4.1498 | 4.2559 | 4.5921
Program Specific1-in-2Size: Over 200kWOrange County2020May Monthly Peak | Program Specific | 1-in-2 | Size: Over 200kW | Orange County | 2020 | May Monthly Peak | 5 | 120.8369 | 116.2135 | 112.213 | 114.2189 | 125.9993 | 156.5801 | 181.3331 | 197.7055 | 210.8696 | 216.605 | 222.1508 | 224.1236 | 223.8268 | 222.6927 | 215.814 | 202.3047 | 188.4149 | 176.2229 | 167.7372 | 165.2455 | 163.234 | 155.1978 | 142.669 | 134.9749 | 3.4237 | 2.6163 | 2.1757 | 0.44564 | 0.12177 | 0.77117 | 1.8117 | 1.6962 | -0.10502 | -0.87848 | 0.094135 | 0.89003 | 2.1478 | 7.0676 | 17.3405 | 15.8399 | 15.2116 | 13.4207 | 3.3786 | 1.818 | 0.43379 | 0.28694 | 0.6583 | -0.31632 | 63.6536 | 62.7802 | 61.6336 | 60.3655 | 59.2623 | 58.609 | 58.4391 | 58.8254 | 60.6676 | 65.2049 | 70.3835 | 75.1854 | 79.8517 | 83.3134 | 85.1955 | 86.1118 | 86.1102 | 84.1225 | 81.634 | 78.4828 | 74.1194 | 70.0924 | 67.7992 | 66.0053 | 5.1772 | 4.1551 | 4.4446 | 4.0409 | 3.6465 | 4.0016 | 3.3312 | 3.1146 | 3.3351 | 3.6747 | 4.0406 | 4.9324 | 4.2211 | 4.2244 | 3.5764 | 3.2669 | 2.8366 | 3.2051 | 3.5615 | 3.3198 | 3.6122 | 4.2728 | 4.3733 | 4.7564
Program Specific1-in-2Size: Over 200kWOrange County2020June Monthly Peak | Program Specific | 1-in-2 | Size: Over 200kW | Orange County | 2020 | June Monthly Peak | 6 | 132.8565 | 128.0508 | 122.6954 | 124.734 | 135.0437 | 163.369 | 189.0205 | 205.7603 | 218.4141 | 224.8333 | 230.107 | 231.4301 | 228.8172 | 227.0688 | 220.8636 | 210.7065 | 197.8885 | 185.196 | 178.1208 | 175.2904 | 173.3623 | 165.8824 | 152.9093 | 145.3223 | 2.469 | 1.9317 | 1.5179 | 0.020495 | -0.39471 | 0.0095276 | 0.89855 | 1.0154 | 0.19937 | -0.16553 | -0.019848 | 0.55928 | 1.9548 | 6.7774 | 17.5171 | 16.3169 | 15.5591 | 13.8434 | 3.9223 | 1.4045 | 0.12102 | 0.0089492 | 0.17862 | -0.49538 | 69.3527 | 68.2285 | 67.0301 | 65.7048 | 64.7827 | 63.8286 | 63.021 | 63.9917 | 67.2169 | 72.3577 | 77.7266 | 82.6149 | 86.2677 | 88.326 | 90.1213 | 91.0835 | 91.5377 | 90.6182 | 89.1375 | 86.1879 | 81.9395 | 77.4477 | 74.8119 | 72.7645 | 5.4768 | 4.4051 | 4.6758 | 4.2459 | 3.7603 | 4.0171 | 3.3411 | 3.1189 | 3.3237 | 3.67 | 4.0269 | 4.9004 | 4.1519 | 4.1444 | 3.5216 | 3.2738 | 2.8665 | 3.2408 | 3.6389 | 3.3883 | 3.6912 | 4.3942 | 4.5098 | 4.9272
Program Specific1-in-2Size: Over 200kWOrange County2020July Monthly Peak | Program Specific | 1-in-2 | Size: Over 200kW | Orange County | 2020 | July Monthly Peak | 7 | 137.4377 | 132.2144 | 128.1435 | 129.9784 | 141.3413 | 172.0245 | 198.8039 | 214.8982 | 227.8322 | 235.9319 | 242.6117 | 244.809 | 243.6374 | 241.6379 | 236.3297 | 226.4025 | 213.6223 | 200.7217 | 192.0441 | 187.3733 | 183.2206 | 175.205 | 161.8724 | 153.4839 | -0.20784 | -0.029742 | -0.26853 | -0.97999 | -1.5463 | -1.7157 | -1.2012 | -0.55381 | 0.87053 | 1.4406 | -0.27598 | -0.19286 | 1.5526 | 6.271 | 18.2382 | 17.1319 | 15.8677 | 14.4216 | 4.9722 | 0.34668 | -0.61213 | -0.63879 | -0.96076 | -0.86026 | 76.836 | 75.8971 | 74.9933 | 73.9796 | 73.0905 | 72.3696 | 71.8921 | 72.8585 | 75.6485 | 79.6285 | 84.4166 | 88.7743 | 91.801 | 93.7074 | 95.3252 | 95.8009 | 94.9556 | 93.5085 | 91.9327 | 90.0082 | 87.275 | 84.2798 | 81.8354 | 79.9885 | 5.5585 | 4.4624 | 4.7911 | 4.3408 | 3.8613 | 4.1499 | 3.4475 | 3.1958 | 3.4014 | 3.7783 | 4.1655 | 5.0857 | 4.3372 | 4.3269 | 3.697 | 3.4512 | 3.0359 | 3.4461 | 3.8492 | 3.5534 | 3.8273 | 4.5534 | 4.6839 | 5.1056
Program Specific1-in-2Size: Over 200kWOrange County2020August Monthly Peak | Program Specific | 1-in-2 | Size: Over 200kW | Orange County | 2020 | August Monthly Peak | 8 | 139.5964 | 133.5829 | 129.1902 | 131.4726 | 143.0906 | 174.7071 | 204.3126 | 221.3214 | 235.7048 | 244.2255 | 250.9024 | 253.426 | 252.6122 | 251.2608 | 245.1304 | 232.8933 | 218.4688 | 204.1822 | 194.5202 | 190.8971 | 186.381 | 176.2219 | 162.5727 | 154.7668 | -0.31233 | -0.10384 | -0.33816 | -1.0278 | -1.6068 | -1.8057 | -1.314 | -0.63035 | 0.92534 | 1.5516 | -0.29493 | -0.22895 | 1.5901 | 6.4855 | 18.8984 | 17.6082 | 16.1934 | 14.6489 | 5.0635 | 0.31076 | -0.64985 | -0.66603 | -1.0066 | -0.87972 | 77.1131 | 75.613 | 74.2633 | 73.4154 | 72.7318 | 71.8813 | 71.5667 | 71.559 | 73.6688 | 79.1541 | 84.7171 | 89.3951 | 92.9094 | 95.4421 | 97.0383 | 97.8949 | 97.8969 | 96.6798 | 94.4433 | 91.0527 | 86.6839 | 83.4843 | 81.3928 | 79.6276 | 5.6513 | 4.5129 | 4.835 | 4.3949 | 3.9128 | 4.2187 | 3.5465 | 3.2945 | 3.5224 | 3.9149 | 4.312 | 5.2698 | 4.5014 | 4.5036 | 3.8384 | 3.5536 | 3.1078 | 3.5089 | 3.9026 | 3.6238 | 3.8971 | 4.5843 | 4.7087 | 5.1532
Program Specific1-in-2Size: Over 200kWOrange County2020September Monthly Peak | Program Specific | 1-in-2 | Size: Over 200kW | Orange County | 2020 | September Monthly Peak | 9 | 137.5943 | 132.3465 | 128.3806 | 130.3664 | 142.1165 | 173.4452 | 203.7884 | 221.5977 | 238.1898 | 246.5162 | 253.6408 | 256.6672 | 256.3704 | 255.0456 | 247.8151 | 233.8355 | 218.4864 | 203.489 | 194.5296 | 193.9949 | 185.8027 | 175.8758 | 162.0069 | 153.561 | 0.13547 | 0.22198 | -0.038284 | -0.85813 | -1.4132 | -1.5137 | -0.95794 | -0.36425 | 0.82404 | 1.2957 | -0.2554 | -0.10002 | 1.7029 | 6.7424 | 19.1904 | 17.7457 | 16.347 | 14.6938 | 4.943 | 0.50746 | -0.52751 | -0.56039 | -0.81858 | -0.8188 | 75.1139 | 74.0056 | 73.103 | 72.5031 | 71.9671 | 71.1152 | 71.195 | 71.1867 | 72.8421 | 77.1785 | 82.5402 | 87.5566 | 91.8151 | 94.6092 | 96.304 | 97.0659 | 97.116 | 96.284 | 94.5478 | 90.9035 | 86.9053 | 83.7481 | 81.6283 | 80.2642 | 5.5512 | 4.4559 | 4.7882 | 4.343 | 3.8729 | 4.1739 | 3.5253 | 3.2874 | 3.5474 | 3.9382 | 4.3442 | 5.319 | 4.5527 | 4.5558 | 3.8671 | 3.5558 | 3.0974 | 3.485 | 3.8894 | 3.67 | 3.8717 | 4.5596 | 4.6763 | 5.0956
Program Specific1-in-2Size: Over 200kWOrange County2020October Monthly Peak | Program Specific | 1-in-2 | Size: Over 200kW | Orange County | 2020 | October Monthly Peak | 10 | 129.5583 | 124.6411 | 119.2495 | 120.046 | 131.5464 | 161.8065 | 190.5688 | 204.7101 | 218.3355 | 225.3109 | 233.0747 | 236.4042 | 236.8151 | 236.6246 | 229.5339 | 215.4472 | 200.2612 | 187.5697 | 183.6656 | 179.819 | 170.6167 | 161.4198 | 149.6198 | 141.0222 | 3.1272 | 2.4077 | 1.952 | 0.2753 | -0.093049 | 0.45802 | 1.4744 | 1.4352 | 0.023828 | -0.59192 | 0.047608 | 0.78064 | 2.1651 | 7.3173 | 18.3404 | 16.7894 | 15.9862 | 14.1713 | 3.8479 | 1.747 | 0.30954 | 0.17375 | 0.46849 | -0.39514 | 66.8466 | 65.5265 | 64.4209 | 63.5414 | 62.6711 | 62.0086 | 61.7697 | 61.9095 | 63.4284 | 67.1806 | 73.6326 | 80.0585 | 85.9672 | 89.1079 | 90.1276 | 90.9022 | 91.2684 | 90.416 | 87.9219 | 82.9209 | 79.0409 | 75.9149 | 73.3825 | 71.6774 | 5.4484 | 4.3743 | 4.6361 | 4.1687 | 3.7368 | 4.0588 | 3.4363 | 3.1655 | 3.3894 | 3.7519 | 4.1611 | 5.1067 | 4.3836 | 4.4059 | 3.7336 | 3.415 | 2.9594 | 3.3485 | 3.8278 | 3.5459 | 3.7059 | 4.3622 | 4.5018 | 4.8778
Program Specific1-in-2Size: Over 200kWOrange County2020November Monthly Peak | Program Specific | 1-in-2 | Size: Over 200kW | Orange County | 2020 | November Monthly Peak | 11 | 121.6558 | 117.2575 | 113.6814 | 114.9593 | 126.2931 | 155.3845 | 180.797 | 194.4331 | 205.3376 | 210.4908 | 215.6765 | 217.0182 | 216.4862 | 214.937 | 207.8422 | 194.2551 | 181.8765 | 176.3791 | 168.4263 | 163.3411 | 156.7213 | 149.1278 | 138.6504 | 131.5779 | 3.4469 | 2.6398 | 2.2042 | 0.44853 | 0.12205 | 0.76528 | 1.8063 | 1.6681 | -0.10226 | -0.85368 | 0.091392 | 0.86181 | 2.0774 | 6.8215 | 16.7 | 15.2097 | 14.6837 | 13.4326 | 3.3925 | 1.797 | 0.41648 | 0.27572 | 0.63976 | -0.30836 | 58.8992 | 58.0223 | 57.8361 | 57.4677 | 56.434 | 55.3302 | 55.8207 | 55.3799 | 59.1921 | 63.2716 | 68.2247 | 73.2279 | 76.1707 | 77.8662 | 78.9494 | 78.847 | 76.9101 | 73.7837 | 70.3984 | 67.4445 | 65.5297 | 64.6842 | 63.6374 | 62.96 | 5.2123 | 4.1925 | 4.5027 | 4.0671 | 3.655 | 3.971 | 3.3214 | 3.0631 | 3.2476 | 3.571 | 3.9228 | 4.776 | 4.0826 | 4.0773 | 3.4443 | 3.1369 | 2.7382 | 3.2079 | 3.5762 | 3.2815 | 3.4681 | 4.1057 | 4.2501 | 4.6367
Program Specific1-in-2Size: Over 200kWOrange County2020December Monthly Peak | Program Specific | 1-in-2 | Size: Over 200kW | Orange County | 2020 | December Monthly Peak | 12 | 116.0587 | 111.6336 | 108.9153 | 109.2167 | 120.216 | 149.5934 | 176.9031 | 188.652 | 197.1304 | 198.3824 | 200.591 | 199.485 | 196.7879 | 194.0694 | 186.9347 | 175.1713 | 166.1771 | 162.5122 | 156.2343 | 152.1624 | 146.244 | 139.8681 | 130.2984 | 123.8841 | 3.2883 | 2.5132 | 2.1118 | 0.42613 | 0.11618 | 0.73676 | 1.7674 | 1.6185 | -0.098173 | -0.80457 | 0.084999 | 0.79219 | 1.8883 | 6.1592 | 15.0201 | 13.7154 | 13.4162 | 12.3766 | 3.1469 | 1.674 | 0.38864 | 0.2586 | 0.60122 | -0.29032 | 49.9478 | 49.3707 | 48.5774 | 48.163 | 47.6586 | 47.0793 | 46.666 | 46.4576 | 47.2912 | 50.6761 | 54.3807 | 57.5968 | 60.1705 | 61.5358 | 62.1291 | 62.3894 | 62.0866 | 60.1338 | 57.2782 | 54.7285 | 52.8015 | 51.0115 | 49.4199 | 48.0064 | 4.9725 | 3.9914 | 4.3139 | 3.8639 | 3.4791 | 3.823 | 3.2498 | 2.972 | 3.1178 | 3.3656 | 3.6485 | 4.3901 | 3.7112 | 3.6814 | 3.0979 | 2.8288 | 2.5018 | 2.9557 | 3.3173 | 3.0569 | 3.2362 | 3.8508 | 3.9941 | 4.3655
Program Specific1-in-2Size: Over 200kWOrange County2020Typical Event Day | Program Specific | 1-in-2 | Size: Over 200kW | Orange County | 2020 | Typical Event Day | 8 | 138.8984 | 132.8771 | 128.4723 | 130.7538 | 142.2887 | 173.7111 | 203.1328 | 219.4816 | 233.0566 | 240.656 | 246.4762 | 248.4877 | 247.3809 | 246.0809 | 240.0311 | 228.0692 | 213.9997 | 200.189 | 191.2734 | 187.8886 | 183.7829 | 173.9456 | 160.5935 | 153.0602 | 0.5493 | 0.52356 | 0.23638 | -0.7118 | -1.2463 | -1.2585 | -0.63074 | -0.11709 | 0.70611 | 1.0215 | -0.20989 | 0.020854 | 1.7225 | 6.6471 | 18.6635 | 17.3678 | 16.1488 | 14.5413 | 4.7508 | 0.6626 | -0.41207 | -0.45912 | -0.64283 | -0.76645 | 74.6039 | 73.436 | 72.3474 | 71.4007 | 70.643 | 69.7987 | 69.4187 | 69.899 | 72.3441 | 77.0797 | 82.3501 | 87.0852 | 90.6983 | 93.0212 | 94.6972 | 95.4613 | 95.3765 | 94.2726 | 92.5154 | 89.5381 | 85.7009 | 82.24 | 79.9171 | 78.1612 | 5.5975 | 4.4687 | 4.7863 | 4.3511 | 3.8733 | 4.1756 | 3.51 | 3.2523 | 3.467 | 3.8402 | 4.2167 | 5.1437 | 4.3881 | 4.3907 | 3.7415 | 3.4642 | 3.0304 | 3.4247 | 3.82 | 3.5505 | 3.8253 | 4.5045 | 4.6303 | 5.0733
Program Specific1-in-2Size: Over 200kWOrange County2021January Monthly Peak | Program Specific | 1-in-2 | Size: Over 200kW | Orange County | 2021 | January Monthly Peak | 1 | 113.266 | 109.3682 | 106.0384 | 106.902 | 118.6949 | 149.9305 | 178.4555 | 191.5819 | 200.5048 | 199.6606 | 200.9672 | 200.5282 | 197.9364 | 193.4433 | 185.583 | 172.5581 | 161.357 | 157.9378 | 153.3653 | 149.3708 | 144.2131 | 138.1229 | 129.3244 | 123.1798 | 3.2091 | 2.4622 | 2.056 | 0.41709 | 0.11471 | 0.73842 | 1.7829 | 1.6437 | -0.099854 | -0.80976 | 0.085159 | 0.79633 | 1.8994 | 6.1393 | 14.9115 | 13.5108 | 13.0271 | 12.0282 | 3.0891 | 1.6433 | 0.38324 | 0.25537 | 0.59673 | -0.28867 | 47.1935 | 46.0968 | 45.3826 | 45.177 | 44.5769 | 44.3008 | 43.7704 | 43.4143 | 43.4698 | 45.0587 | 48.1209 | 50.9204 | 52.7675 | 54.2608 | 55.2377 | 55.6396 | 55.398 | 54.0007 | 52.2752 | 50.8298 | 49.7928 | 48.853 | 48.0548 | 47.2342 | 4.8528 | 3.9104 | 4.2 | 3.782 | 3.4351 | 3.8316 | 3.2784 | 3.0182 | 3.1711 | 3.3873 | 3.6553 | 4.4131 | 3.7328 | 3.6695 | 3.0754 | 2.7866 | 2.4293 | 2.8725 | 3.2564 | 3.0009 | 3.1913 | 3.8027 | 3.9642 | 4.3407
Program Specific1-in-2Size: Over 200kWOrange County2021February Monthly Peak | Program Specific | 1-in-2 | Size: Over 200kW | Orange County | 2021 | February Monthly Peak | 2 | 113.5976 | 109.3947 | 106.7533 | 107.8176 | 119.7992 | 150.4271 | 178.0138 | 190.9201 | 199.5564 | 200.1975 | 201.9216 | 202.8006 | 200.9848 | 197.2417 | 190.0785 | 177.2051 | 165.08 | 159.5272 | 156.4653 | 151.8809 | 146.4689 | 139.5302 | 129.6811 | 122.9942 | 3.2185 | 2.4628 | 2.0698 | 0.42067 | 0.11578 | 0.74087 | 1.7785 | 1.638 | -0.099381 | -0.81193 | 0.085563 | 0.80535 | 1.9286 | 6.2599 | 15.2727 | 13.8747 | 13.3276 | 12.1492 | 3.1516 | 1.6709 | 0.38923 | 0.25797 | 0.59837 | -0.28824 | 48.917 | 48.6695 | 48.2317 | 47.9057 | 47.209 | 46.7703 | 46.6584 | 46.7179 | 47.2173 | 48.8537 | 50.9205 | 52.7748 | 53.6718 | 54.0757 | 54.2443 | 53.8509 | 53.6377 | 52.9787 | 51.8849 | 50.4133 | 48.969 | 48.574 | 47.5831 | 46.5357 | 4.867 | 3.9113 | 4.2283 | 3.8144 | 3.467 | 3.8443 | 3.2703 | 3.0077 | 3.1561 | 3.3964 | 3.6727 | 4.4631 | 3.7903 | 3.7416 | 3.1499 | 2.8616 | 2.4853 | 2.9014 | 3.3222 | 3.0513 | 3.2412 | 3.8415 | 3.9752 | 4.3342
Program Specific1-in-2Size: Over 200kWOrange County2021March Monthly Peak | Program Specific | 1-in-2 | Size: Over 200kW | Orange County | 2021 | March Monthly Peak | 3 | 117.3697 | 112.9837 | 108.9128 | 110.2316 | 121.5703 | 151.5326 | 179.3322 | 191.7976 | 199.7924 | 200.445 | 202.4819 | 203.2274 | 202.4603 | 199.6885 | 192.9062 | 181.1091 | 169.0078 | 159.7417 | 155.8232 | 155.6163 | 151.0371 | 143.9311 | 133.6622 | 126.163 | 3.3254 | 2.5436 | 2.1117 | 0.43009 | 0.11749 | 0.74631 | 1.7917 | 1.6455 | -0.099499 | -0.81294 | 0.085801 | 0.80705 | 1.9428 | 6.3375 | 15.4999 | 14.1804 | 13.6447 | 12.1656 | 3.1387 | 1.712 | 0.40137 | 0.26611 | 0.61674 | -0.29567 | 49.0407 | 47.8873 | 46.8856 | 46.3526 | 46.1624 | 45.656 | 45.098 | 45.096 | 47.1026 | 49.606 | 52.1099 | 53.9605 | 55.2159 | 56.1804 | 56.74 | 57.0239 | 56.8634 | 56.4804 | 55.1034 | 53.0173 | 51.488 | 50.1594 | 49.0704 | 48.2312 | 5.0286 | 4.0397 | 4.3138 | 3.8998 | 3.5183 | 3.8726 | 3.2945 | 3.0216 | 3.1599 | 3.4006 | 3.6829 | 4.4725 | 3.8181 | 3.788 | 3.1968 | 2.9246 | 2.5445 | 2.9053 | 3.3086 | 3.1263 | 3.3423 | 3.9626 | 4.0972 | 4.4458
Program Specific1-in-2Size: Over 200kWOrange County2021April Monthly Peak | Program Specific | 1-in-2 | Size: Over 200kW | Orange County | 2021 | April Monthly Peak | 4 | 119.1815 | 114.8538 | 111.0861 | 112.9471 | 124.0008 | 153.7509 | 179.8795 | 193.7256 | 204.2237 | 208.977 | 213.9094 | 216.2945 | 216.3772 | 215.0548 | 208.1264 | 195.5045 | 182.4722 | 171.2129 | 162.9908 | 163.0832 | 158.9251 | 150.7291 | 138.8401 | 130.3125 | 3.3768 | 2.5857 | 2.1538 | 0.44068 | 0.11984 | 0.75724 | 1.7972 | 1.6621 | -0.10171 | -0.84754 | 0.090643 | 0.85894 | 2.0763 | 6.8252 | 16.7228 | 15.3075 | 14.7318 | 13.0392 | 3.283 | 1.7942 | 0.42234 | 0.27868 | 0.64064 | -0.30539 | 63.6819 | 62.412 | 60.7652 | 59.6511 | 58.5777 | 57.7978 | 57.4462 | 56.9272 | 59.5352 | 64.0102 | 69.0949 | 73.9575 | 77.6497 | 80.4737 | 82.3635 | 83.3378 | 83.531 | 82.4245 | 80.3361 | 77.33 | 73.1757 | 69.8698 | 67.2468 | 64.7473 | 5.1063 | 4.1065 | 4.3999 | 3.9959 | 3.5886 | 3.9293 | 3.3045 | 3.0519 | 3.23 | 3.5453 | 3.8907 | 4.7601 | 4.0806 | 4.0795 | 3.449 | 3.1571 | 2.7472 | 3.114 | 3.4608 | 3.2763 | 3.5168 | 4.1498 | 4.2559 | 4.5921
Program Specific1-in-2Size: Over 200kWOrange County2021May Monthly Peak | Program Specific | 1-in-2 | Size: Over 200kW | Orange County | 2021 | May Monthly Peak | 5 | 120.8369 | 116.2135 | 112.213 | 114.2189 | 125.9993 | 156.5801 | 181.3331 | 197.7055 | 210.8696 | 216.605 | 222.1508 | 224.1236 | 223.8268 | 222.6927 | 215.814 | 202.3047 | 188.4149 | 176.2229 | 167.7372 | 165.2455 | 163.234 | 155.1978 | 142.6689 | 134.9749 | 3.4237 | 2.6163 | 2.1757 | 0.44564 | 0.12177 | 0.77117 | 1.8117 | 1.6962 | -0.10502 | -0.87848 | 0.094135 | 0.89003 | 2.1478 | 7.0676 | 17.3405 | 15.8399 | 15.2116 | 13.4207 | 3.3786 | 1.818 | 0.43379 | 0.28694 | 0.6583 | -0.31632 | 63.6536 | 62.7802 | 61.6336 | 60.3655 | 59.2623 | 58.609 | 58.4391 | 58.8254 | 60.6676 | 65.2049 | 70.3835 | 75.1854 | 79.8517 | 83.3134 | 85.1955 | 86.1118 | 86.1102 | 84.1225 | 81.634 | 78.4828 | 74.1194 | 70.0924 | 67.7992 | 66.0053 | 5.1772 | 4.1551 | 4.4446 | 4.0409 | 3.6465 | 4.0016 | 3.3312 | 3.1146 | 3.3351 | 3.6747 | 4.0406 | 4.9324 | 4.2211 | 4.2244 | 3.5764 | 3.2669 | 2.8366 | 3.2051 | 3.5615 | 3.3198 | 3.6122 | 4.2728 | 4.3733 | 4.7564
Program Specific1-in-2Size: Over 200kWOrange County2021June Monthly Peak | Program Specific | 1-in-2 | Size: Over 200kW | Orange County | 2021 | June Monthly Peak | 6 | 132.8565 | 128.0508 | 122.6954 | 124.734 | 135.0437 | 163.369 | 189.0205 | 205.7603 | 218.4141 | 224.8333 | 230.107 | 231.4301 | 228.8172 | 227.0688 | 220.8636 | 210.7065 | 197.8885 | 185.196 | 178.1208 | 175.2904 | 173.3623 | 165.8823 | 152.9093 | 145.3223 | 2.469 | 1.9317 | 1.5179 | 0.020495 | -0.39471 | 0.0095276 | 0.89855 | 1.0154 | 0.19937 | -0.16553 | -0.019848 | 0.55928 | 1.9548 | 6.7774 | 17.5171 | 16.3169 | 15.5591 | 13.8434 | 3.9223 | 1.4045 | 0.12102 | 0.0089492 | 0.17862 | -0.49538 | 69.3527 | 68.2285 | 67.0301 | 65.7048 | 64.7827 | 63.8286 | 63.021 | 63.9917 | 67.2169 | 72.3577 | 77.7266 | 82.6149 | 86.2677 | 88.326 | 90.1213 | 91.0835 | 91.5377 | 90.6182 | 89.1375 | 86.1879 | 81.9395 | 77.4477 | 74.8119 | 72.7645 | 5.4768 | 4.4051 | 4.6758 | 4.2459 | 3.7603 | 4.0171 | 3.3411 | 3.1189 | 3.3237 | 3.67 | 4.0269 | 4.9004 | 4.1519 | 4.1444 | 3.5216 | 3.2738 | 2.8665 | 3.2408 | 3.6389 | 3.3883 | 3.6912 | 4.3942 | 4.5098 | 4.9272
Program Specific1-in-2Size: Over 200kWOrange County2021July Monthly Peak | Program Specific | 1-in-2 | Size: Over 200kW | Orange County | 2021 | July Monthly Peak | 7 | 137.4377 | 132.2144 | 128.1435 | 129.9784 | 141.3413 | 172.0245 | 198.8039 | 214.8982 | 227.8322 | 235.9319 | 242.6117 | 244.809 | 243.6374 | 241.6379 | 236.3298 | 226.4025 | 213.6223 | 200.7217 | 192.0441 | 187.3733 | 183.2206 | 175.205 | 161.8724 | 153.4839 | -0.20784 | -0.029742 | -0.26853 | -0.97999 | -1.5463 | -1.7157 | -1.2012 | -0.55381 | 0.87053 | 1.4406 | -0.27598 | -0.19286 | 1.5526 | 6.271 | 18.2382 | 17.1319 | 15.8677 | 14.4216 | 4.9722 | 0.34668 | -0.61213 | -0.63879 | -0.96076 | -0.86026 | 76.836 | 75.8971 | 74.9933 | 73.9796 | 73.0905 | 72.3696 | 71.8921 | 72.8586 | 75.6485 | 79.6285 | 84.4166 | 88.7743 | 91.801 | 93.7074 | 95.3252 | 95.8009 | 94.9556 | 93.5085 | 91.9327 | 90.0082 | 87.275 | 84.2798 | 81.8354 | 79.9885 | 5.5585 | 4.4624 | 4.7911 | 4.3408 | 3.8613 | 4.1499 | 3.4475 | 3.1958 | 3.4014 | 3.7783 | 4.1655 | 5.0857 | 4.3372 | 4.3269 | 3.697 | 3.4512 | 3.0359 | 3.4461 | 3.8492 | 3.5534 | 3.8273 | 4.5534 | 4.6839 | 5.1056
Program Specific1-in-2Size: Over 200kWOrange County2021August Monthly Peak | Program Specific | 1-in-2 | Size: Over 200kW | Orange County | 2021 | August Monthly Peak | 8 | 139.5964 | 133.5829 | 129.1902 | 131.4726 | 143.0906 | 174.7071 | 204.3126 | 221.3214 | 235.7048 | 244.2255 | 250.9024 | 253.426 | 252.6122 | 251.2608 | 245.1304 | 232.8933 | 218.4688 | 204.1822 | 194.5202 | 190.8971 | 186.381 | 176.2219 | 162.5726 | 154.7668 | -0.31233 | -0.10384 | -0.33816 | -1.0278 | -1.6068 | -1.8057 | -1.314 | -0.63035 | 0.92534 | 1.5516 | -0.29493 | -0.22895 | 1.5901 | 6.4855 | 18.8984 | 17.6082 | 16.1934 | 14.6489 | 5.0635 | 0.31076 | -0.64985 | -0.66603 | -1.0066 | -0.87972 | 77.1131 | 75.613 | 74.2633 | 73.4154 | 72.7318 | 71.8813 | 71.5667 | 71.559 | 73.6688 | 79.1542 | 84.7171 | 89.3951 | 92.9094 | 95.4421 | 97.0383 | 97.8949 | 97.8969 | 96.6798 | 94.4433 | 91.0527 | 86.6839 | 83.4843 | 81.3929 | 79.6276 | 5.6513 | 4.5129 | 4.835 | 4.3949 | 3.9128 | 4.2187 | 3.5465 | 3.2945 | 3.5224 | 3.9149 | 4.312 | 5.2698 | 4.5014 | 4.5036 | 3.8384 | 3.5536 | 3.1078 | 3.5089 | 3.9026 | 3.6238 | 3.8971 | 4.5843 | 4.7087 | 5.1532
Program Specific1-in-2Size: Over 200kWOrange County2021September Monthly Peak | Program Specific | 1-in-2 | Size: Over 200kW | Orange County | 2021 | September Monthly Peak | 9 | 137.5943 | 132.3465 | 128.3806 | 130.3664 | 142.1165 | 173.4452 | 203.7883 | 221.5977 | 238.1898 | 246.5162 | 253.6408 | 256.6672 | 256.3704 | 255.0456 | 247.8151 | 233.8355 | 218.4864 | 203.489 | 194.5296 | 193.9949 | 185.8027 | 175.8758 | 162.0069 | 153.561 | 0.13547 | 0.22198 | -0.038284 | -0.85813 | -1.4132 | -1.5137 | -0.95794 | -0.36425 | 0.82404 | 1.2957 | -0.2554 | -0.10002 | 1.7029 | 6.7424 | 19.1904 | 17.7457 | 16.347 | 14.6938 | 4.943 | 0.50746 | -0.52751 | -0.56039 | -0.81858 | -0.8188 | 75.1139 | 74.0056 | 73.103 | 72.5031 | 71.9671 | 71.1152 | 71.195 | 71.1867 | 72.8421 | 77.1785 | 82.5402 | 87.5566 | 91.8151 | 94.6092 | 96.304 | 97.0659 | 97.116 | 96.284 | 94.5478 | 90.9035 | 86.9053 | 83.7481 | 81.6283 | 80.2642 | 5.5512 | 4.4559 | 4.7882 | 4.343 | 3.8729 | 4.1739 | 3.5253 | 3.2874 | 3.5474 | 3.9382 | 4.3442 | 5.319 | 4.5527 | 4.5558 | 3.8671 | 3.5558 | 3.0974 | 3.485 | 3.8894 | 3.67 | 3.8717 | 4.5596 | 4.6763 | 5.0956
Program Specific1-in-2Size: Over 200kWOrange County2021October Monthly Peak | Program Specific | 1-in-2 | Size: Over 200kW | Orange County | 2021 | October Monthly Peak | 10 | 129.5583 | 124.6411 | 119.2495 | 120.046 | 131.5464 | 161.8065 | 190.5688 | 204.7101 | 218.3355 | 225.3109 | 233.0747 | 236.4042 | 236.8151 | 236.6246 | 229.5339 | 215.4472 | 200.2612 | 187.5697 | 183.6656 | 179.819 | 170.6167 | 161.4198 | 149.6198 | 141.0222 | 3.1272 | 2.4077 | 1.952 | 0.2753 | -0.093049 | 0.45802 | 1.4744 | 1.4352 | 0.023828 | -0.59192 | 0.047608 | 0.78064 | 2.1651 | 7.3173 | 18.3404 | 16.7894 | 15.9862 | 14.1713 | 3.8479 | 1.747 | 0.30954 | 0.17375 | 0.46849 | -0.39514 | 66.8466 | 65.5265 | 64.4209 | 63.5415 | 62.6711 | 62.0086 | 61.7697 | 61.9094 | 63.4284 | 67.1806 | 73.6326 | 80.0585 | 85.9673 | 89.1079 | 90.1276 | 90.9022 | 91.2684 | 90.416 | 87.9219 | 82.9209 | 79.0409 | 75.9149 | 73.3825 | 71.6774 | 5.4484 | 4.3743 | 4.6361 | 4.1687 | 3.7368 | 4.0588 | 3.4363 | 3.1655 | 3.3894 | 3.7519 | 4.1611 | 5.1067 | 4.3836 | 4.4059 | 3.7336 | 3.415 | 2.9594 | 3.3485 | 3.8278 | 3.5459 | 3.7059 | 4.3622 | 4.5018 | 4.8778
Program Specific1-in-2Size: Over 200kWOrange County2021November Monthly Peak | Program Specific | 1-in-2 | Size: Over 200kW | Orange County | 2021 | November Monthly Peak | 11 | 121.6558 | 117.2575 | 113.6814 | 114.9593 | 126.2931 | 155.3845 | 180.797 | 194.4331 | 205.3376 | 210.4908 | 215.6765 | 217.0182 | 216.4862 | 214.937 | 207.8422 | 194.2551 | 181.8764 | 176.3791 | 168.4263 | 163.3411 | 156.7213 | 149.1278 | 138.6504 | 131.5779 | 3.4469 | 2.6398 | 2.2042 | 0.44853 | 0.12205 | 0.76528 | 1.8063 | 1.6681 | -0.10226 | -0.85368 | 0.091392 | 0.86181 | 2.0774 | 6.8215 | 16.7 | 15.2097 | 14.6837 | 13.4326 | 3.3925 | 1.797 | 0.41648 | 0.27572 | 0.63976 | -0.30836 | 58.8992 | 58.0223 | 57.8361 | 57.4677 | 56.434 | 55.3301 | 55.8207 | 55.3799 | 59.1921 | 63.2716 | 68.2247 | 73.2279 | 76.1707 | 77.8662 | 78.9494 | 78.847 | 76.9101 | 73.7837 | 70.3984 | 67.4445 | 65.5297 | 64.6842 | 63.6374 | 62.96 | 5.2123 | 4.1925 | 4.5027 | 4.0671 | 3.655 | 3.971 | 3.3214 | 3.0631 | 3.2476 | 3.571 | 3.9228 | 4.776 | 4.0826 | 4.0773 | 3.4443 | 3.1369 | 2.7382 | 3.2079 | 3.5762 | 3.2815 | 3.4681 | 4.1057 | 4.2501 | 4.6367
Program Specific1-in-2Size: Over 200kWOrange County2021December Monthly Peak | Program Specific | 1-in-2 | Size: Over 200kW | Orange County | 2021 | December Monthly Peak | 12 | 116.0587 | 111.6336 | 108.9153 | 109.2167 | 120.216 | 149.5934 | 176.9031 | 188.652 | 197.1303 | 198.3824 | 200.591 | 199.4849 | 196.7879 | 194.0693 | 186.9347 | 175.1713 | 166.1771 | 162.5122 | 156.2343 | 152.1624 | 146.244 | 139.8681 | 130.2984 | 123.8841 | 3.2883 | 2.5132 | 2.1118 | 0.42613 | 0.11618 | 0.73676 | 1.7674 | 1.6185 | -0.098173 | -0.80457 | 0.084999 | 0.79219 | 1.8883 | 6.1592 | 15.0201 | 13.7154 | 13.4162 | 12.3766 | 3.1469 | 1.674 | 0.38864 | 0.2586 | 0.60122 | -0.29032 | 49.9478 | 49.3707 | 48.5774 | 48.163 | 47.6586 | 47.0793 | 46.666 | 46.4576 | 47.2912 | 50.6761 | 54.3807 | 57.5968 | 60.1705 | 61.5358 | 62.1291 | 62.3894 | 62.0866 | 60.1338 | 57.2782 | 54.7285 | 52.8015 | 51.0115 | 49.4199 | 48.0063 | 4.9725 | 3.9914 | 4.3139 | 3.8639 | 3.4791 | 3.823 | 3.2498 | 2.972 | 3.1178 | 3.3656 | 3.6485 | 4.3901 | 3.7112 | 3.6814 | 3.0979 | 2.8288 | 2.5018 | 2.9557 | 3.3173 | 3.0569 | 3.2362 | 3.8508 | 3.9941 | 4.3655
Program Specific1-in-2Size: Over 200kWOrange County2021Typical Event Day | Program Specific | 1-in-2 | Size: Over 200kW | Orange County | 2021 | Typical Event Day | 8 | 138.8984 | 132.8771 | 128.4723 | 130.7538 | 142.2887 | 173.7111 | 203.1328 | 219.4816 | 233.0566 | 240.656 | 246.4762 | 248.4877 | 247.3809 | 246.0809 | 240.0311 | 228.0692 | 213.9997 | 200.189 | 191.2734 | 187.8886 | 183.7829 | 173.9456 | 160.5935 | 153.0602 | 0.5493 | 0.52356 | 0.23638 | -0.7118 | -1.2463 | -1.2585 | -0.63074 | -0.11709 | 0.70611 | 1.0215 | -0.20989 | 0.020854 | 1.7225 | 6.6471 | 18.6635 | 17.3678 | 16.1488 | 14.5413 | 4.7508 | 0.6626 | -0.41207 | -0.45912 | -0.64283 | -0.76645 | 74.6039 | 73.436 | 72.3474 | 71.4007 | 70.643 | 69.7987 | 69.4187 | 69.899 | 72.3441 | 77.0797 | 82.3501 | 87.0852 | 90.6983 | 93.0212 | 94.6972 | 95.4613 | 95.3765 | 94.2726 | 92.5153 | 89.5381 | 85.7009 | 82.24 | 79.9171 | 78.1612 | 5.5975 | 4.4687 | 4.7863 | 4.3511 | 3.8733 | 4.1756 | 3.51 | 3.2523 | 3.467 | 3.8402 | 4.2167 | 5.1437 | 4.3881 | 4.3907 | 3.7415 | 3.4642 | 3.0304 | 3.4247 | 3.82 | 3.5505 | 3.8253 | 4.5045 | 4.6303 | 5.0733
Program Specific1-in-2Size: Over 200kWOrange County2022January Monthly Peak | Program Specific | 1-in-2 | Size: Over 200kW | Orange County | 2022 | January Monthly Peak | 1 | 113.266 | 109.3682 | 106.0384 | 106.902 | 118.6949 | 149.9305 | 178.4555 | 191.5819 | 200.5048 | 199.6607 | 200.9672 | 200.5282 | 197.9364 | 193.4433 | 185.583 | 172.558 | 161.3569 | 157.9378 | 153.3653 | 149.3708 | 144.2131 | 138.1229 | 129.3244 | 123.1798 | 3.2091 | 2.4622 | 2.056 | 0.41709 | 0.11471 | 0.73842 | 1.7829 | 1.6437 | -0.099854 | -0.80976 | 0.085159 | 0.79633 | 1.8994 | 6.1393 | 14.9115 | 13.5108 | 13.0271 | 12.0282 | 3.0891 | 1.6433 | 0.38324 | 0.25537 | 0.59673 | -0.28867 | 47.1935 | 46.0968 | 45.3826 | 45.177 | 44.5769 | 44.3008 | 43.7704 | 43.4143 | 43.4698 | 45.0587 | 48.1209 | 50.9204 | 52.7675 | 54.2608 | 55.2377 | 55.6396 | 55.398 | 54.0007 | 52.2752 | 50.8298 | 49.7928 | 48.853 | 48.0548 | 47.2342 | 4.8528 | 3.9104 | 4.2 | 3.782 | 3.4351 | 3.8316 | 3.2784 | 3.0182 | 3.1711 | 3.3873 | 3.6553 | 4.4131 | 3.7328 | 3.6695 | 3.0754 | 2.7866 | 2.4293 | 2.8725 | 3.2564 | 3.0009 | 3.1913 | 3.8027 | 3.9642 | 4.3407
Program Specific1-in-2Size: Over 200kWOrange County2022February Monthly Peak | Program Specific | 1-in-2 | Size: Over 200kW | Orange County | 2022 | February Monthly Peak | 2 | 113.5976 | 109.3947 | 106.7533 | 107.8176 | 119.7992 | 150.4271 | 178.0138 | 190.9201 | 199.5564 | 200.1975 | 201.9216 | 202.8006 | 200.9848 | 197.2417 | 190.0785 | 177.2051 | 165.08 | 159.5272 | 156.4653 | 151.8809 | 146.4689 | 139.5302 | 129.6811 | 122.9942 | 3.2185 | 2.4628 | 2.0698 | 0.42067 | 0.11578 | 0.74087 | 1.7785 | 1.638 | -0.099381 | -0.81193 | 0.085563 | 0.80535 | 1.9286 | 6.2599 | 15.2727 | 13.8747 | 13.3276 | 12.1492 | 3.1516 | 1.6709 | 0.38923 | 0.25797 | 0.59837 | -0.28824 | 48.917 | 48.6695 | 48.2317 | 47.9057 | 47.209 | 46.7703 | 46.6584 | 46.7179 | 47.2173 | 48.8537 | 50.9205 | 52.7748 | 53.6718 | 54.0757 | 54.2443 | 53.8509 | 53.6377 | 52.9787 | 51.8849 | 50.4133 | 48.969 | 48.574 | 47.5831 | 46.5357 | 4.867 | 3.9113 | 4.2283 | 3.8144 | 3.467 | 3.8443 | 3.2703 | 3.0077 | 3.1561 | 3.3964 | 3.6727 | 4.4631 | 3.7903 | 3.7416 | 3.1499 | 2.8616 | 2.4853 | 2.9014 | 3.3222 | 3.0513 | 3.2412 | 3.8415 | 3.9752 | 4.3342
Program Specific1-in-2Size: Over 200kWOrange County2022March Monthly Peak | Program Specific | 1-in-2 | Size: Over 200kW | Orange County | 2022 | March Monthly Peak | 3 | 117.3697 | 112.9837 | 108.9128 | 110.2316 | 121.5703 | 151.5326 | 179.3322 | 191.7976 | 199.7924 | 200.445 | 202.4819 | 203.2274 | 202.4603 | 199.6885 | 192.9062 | 181.1091 | 169.0078 | 159.7417 | 155.8232 | 155.6163 | 151.0371 | 143.9311 | 133.6622 | 126.163 | 3.3254 | 2.5436 | 2.1117 | 0.43009 | 0.11749 | 0.74631 | 1.7917 | 1.6455 | -0.099499 | -0.81294 | 0.085801 | 0.80705 | 1.9428 | 6.3375 | 15.4999 | 14.1804 | 13.6447 | 12.1656 | 3.1387 | 1.712 | 0.40137 | 0.26611 | 0.61674 | -0.29567 | 49.0407 | 47.8873 | 46.8856 | 46.3526 | 46.1624 | 45.656 | 45.098 | 45.096 | 47.1026 | 49.606 | 52.1099 | 53.9605 | 55.2159 | 56.1804 | 56.74 | 57.0239 | 56.8634 | 56.4804 | 55.1034 | 53.0173 | 51.488 | 50.1594 | 49.0704 | 48.2312 | 5.0286 | 4.0397 | 4.3138 | 3.8998 | 3.5183 | 3.8726 | 3.2945 | 3.0216 | 3.1599 | 3.4006 | 3.6829 | 4.4725 | 3.8181 | 3.788 | 3.1968 | 2.9246 | 2.5445 | 2.9053 | 3.3086 | 3.1263 | 3.3423 | 3.9626 | 4.0972 | 4.4458
Program Specific1-in-2Size: Over 200kWOrange County2022April Monthly Peak | Program Specific | 1-in-2 | Size: Over 200kW | Orange County | 2022 | April Monthly Peak | 4 | 119.1815 | 114.8538 | 111.0861 | 112.947 | 124.0008 | 153.7509 | 179.8795 | 193.7256 | 204.2237 | 208.977 | 213.9094 | 216.2945 | 216.3772 | 215.0548 | 208.1265 | 195.5045 | 182.4722 | 171.2129 | 162.9908 | 163.0832 | 158.9251 | 150.7291 | 138.8401 | 130.3125 | 3.3768 | 2.5857 | 2.1538 | 0.44068 | 0.11984 | 0.75724 | 1.7972 | 1.6621 | -0.10171 | -0.84754 | 0.090643 | 0.85894 | 2.0763 | 6.8252 | 16.7228 | 15.3075 | 14.7318 | 13.0392 | 3.283 | 1.7942 | 0.42234 | 0.27868 | 0.64064 | -0.30539 | 63.6819 | 62.412 | 60.7652 | 59.6511 | 58.5777 | 57.7978 | 57.4462 | 56.9272 | 59.5352 | 64.0102 | 69.0949 | 73.9575 | 77.6497 | 80.4737 | 82.3634 | 83.3378 | 83.531 | 82.4244 | 80.3361 | 77.33 | 73.1757 | 69.8698 | 67.2468 | 64.7473 | 5.1063 | 4.1065 | 4.3999 | 3.9959 | 3.5886 | 3.9293 | 3.3045 | 3.0519 | 3.23 | 3.5453 | 3.8907 | 4.7601 | 4.0806 | 4.0795 | 3.449 | 3.1571 | 2.7472 | 3.114 | 3.4608 | 3.2763 | 3.5168 | 4.1498 | 4.2559 | 4.5921
Program Specific1-in-2Size: Over 200kWOrange County2022May Monthly Peak | Program Specific | 1-in-2 | Size: Over 200kW | Orange County | 2022 | May Monthly Peak | 5 | 120.8369 | 116.2135 | 112.213 | 114.2189 | 125.9993 | 156.5801 | 181.3331 | 197.7055 | 210.8696 | 216.605 | 222.1508 | 224.1236 | 223.8268 | 222.6927 | 215.814 | 202.3047 | 188.4149 | 176.2229 | 167.7372 | 165.2455 | 163.234 | 155.1978 | 142.6689 | 134.9749 | 3.4237 | 2.6163 | 2.1757 | 0.44564 | 0.12177 | 0.77117 | 1.8117 | 1.6962 | -0.10502 | -0.87848 | 0.094135 | 0.89003 | 2.1478 | 7.0676 | 17.3405 | 15.8399 | 15.2116 | 13.4207 | 3.3786 | 1.818 | 0.43379 | 0.28694 | 0.6583 | -0.31632 | 63.6536 | 62.7802 | 61.6336 | 60.3655 | 59.2623 | 58.609 | 58.4391 | 58.8254 | 60.6676 | 65.2049 | 70.3835 | 75.1854 | 79.8517 | 83.3134 | 85.1955 | 86.1118 | 86.1102 | 84.1225 | 81.634 | 78.4828 | 74.1194 | 70.0924 | 67.7992 | 66.0053 | 5.1772 | 4.1551 | 4.4446 | 4.0409 | 3.6465 | 4.0016 | 3.3312 | 3.1146 | 3.3351 | 3.6747 | 4.0406 | 4.9324 | 4.2211 | 4.2244 | 3.5764 | 3.2669 | 2.8366 | 3.2051 | 3.5615 | 3.3198 | 3.6122 | 4.2728 | 4.3733 | 4.7564
Program Specific1-in-2Size: Over 200kWOrange County2022June Monthly Peak | Program Specific | 1-in-2 | Size: Over 200kW | Orange County | 2022 | June Monthly Peak | 6 | 132.8565 | 128.0508 | 122.6954 | 124.734 | 135.0437 | 163.369 | 189.0205 | 205.7603 | 218.4141 | 224.8333 | 230.107 | 231.4301 | 228.8172 | 227.0688 | 220.8636 | 210.7065 | 197.8885 | 185.196 | 178.1208 | 175.2904 | 173.3623 | 165.8824 | 152.9093 | 145.3223 | 2.469 | 1.9317 | 1.5179 | 0.020495 | -0.39471 | 0.0095276 | 0.89855 | 1.0154 | 0.19937 | -0.16553 | -0.019848 | 0.55928 | 1.9548 | 6.7774 | 17.5171 | 16.3169 | 15.5591 | 13.8434 | 3.9223 | 1.4045 | 0.12102 | 0.0089492 | 0.17862 | -0.49538 | 69.3527 | 68.2285 | 67.0301 | 65.7048 | 64.7827 | 63.8286 | 63.021 | 63.9917 | 67.2169 | 72.3578 | 77.7266 | 82.6149 | 86.2677 | 88.326 | 90.1213 | 91.0835 | 91.5377 | 90.6182 | 89.1375 | 86.1879 | 81.9395 | 77.4477 | 74.8119 | 72.7645 | 5.4768 | 4.4051 | 4.6758 | 4.2459 | 3.7603 | 4.0171 | 3.3411 | 3.1189 | 3.3237 | 3.67 | 4.0269 | 4.9004 | 4.1519 | 4.1444 | 3.5216 | 3.2738 | 2.8665 | 3.2408 | 3.6389 | 3.3883 | 3.6912 | 4.3942 | 4.5098 | 4.9272
Program Specific1-in-2Size: Over 200kWOrange County2022July Monthly Peak | Program Specific | 1-in-2 | Size: Over 200kW | Orange County | 2022 | July Monthly Peak | 7 | 137.4377 | 132.2144 | 128.1435 | 129.9784 | 141.3413 | 172.0245 | 198.8039 | 214.8982 | 227.8323 | 235.9318 | 242.6117 | 244.809 | 243.6374 | 241.6379 | 236.3297 | 226.4025 | 213.6223 | 200.7217 | 192.0441 | 187.3733 | 183.2206 | 175.205 | 161.8724 | 153.4839 | -0.20784 | -0.029742 | -0.26853 | -0.97999 | -1.5463 | -1.7157 | -1.2012 | -0.55381 | 0.87053 | 1.4406 | -0.27598 | -0.19286 | 1.5526 | 6.271 | 18.2382 | 17.1319 | 15.8677 | 14.4216 | 4.9722 | 0.34668 | -0.61213 | -0.63879 | -0.96076 | -0.86026 | 76.836 | 75.8971 | 74.9933 | 73.9796 | 73.0905 | 72.3696 | 71.8921 | 72.8586 | 75.6485 | 79.6285 | 84.4166 | 88.7743 | 91.801 | 93.7074 | 95.3252 | 95.8009 | 94.9556 | 93.5085 | 91.9327 | 90.0082 | 87.275 | 84.2798 | 81.8354 | 79.9885 | 5.5585 | 4.4624 | 4.7911 | 4.3408 | 3.8613 | 4.1499 | 3.4475 | 3.1958 | 3.4014 | 3.7783 | 4.1655 | 5.0857 | 4.3372 | 4.3269 | 3.697 | 3.4512 | 3.0359 | 3.4461 | 3.8492 | 3.5534 | 3.8273 | 4.5534 | 4.6839 | 5.1056
Program Specific1-in-2Size: Over 200kWOrange County2022August Monthly Peak | Program Specific | 1-in-2 | Size: Over 200kW | Orange County | 2022 | August Monthly Peak | 8 | 139.5964 | 133.5829 | 129.1902 | 131.4726 | 143.0906 | 174.7071 | 204.3126 | 221.3214 | 235.7048 | 244.2255 | 250.9024 | 253.426 | 252.6122 | 251.2608 | 245.1304 | 232.8933 | 218.4688 | 204.1822 | 194.5202 | 190.8971 | 186.381 | 176.2219 | 162.5727 | 154.7668 | -0.31233 | -0.10384 | -0.33816 | -1.0278 | -1.6068 | -1.8057 | -1.314 | -0.63035 | 0.92534 | 1.5516 | -0.29493 | -0.22895 | 1.5901 | 6.4855 | 18.8984 | 17.6082 | 16.1934 | 14.6489 | 5.0635 | 0.31076 | -0.64985 | -0.66603 | -1.0066 | -0.87972 | 77.1131 | 75.613 | 74.2633 | 73.4154 | 72.7318 | 71.8813 | 71.5667 | 71.5591 | 73.6688 | 79.1542 | 84.7171 | 89.3951 | 92.9094 | 95.4421 | 97.0383 | 97.8949 | 97.8969 | 96.6798 | 94.4433 | 91.0527 | 86.6839 | 83.4843 | 81.3929 | 79.6276 | 5.6513 | 4.5129 | 4.835 | 4.3949 | 3.9128 | 4.2187 | 3.5465 | 3.2945 | 3.5224 | 3.9149 | 4.312 | 5.2698 | 4.5014 | 4.5036 | 3.8384 | 3.5536 | 3.1078 | 3.5089 | 3.9026 | 3.6238 | 3.8971 | 4.5843 | 4.7087 | 5.1532
Program Specific1-in-2Size: Over 200kWOrange County2022September Monthly Peak | Program Specific | 1-in-2 | Size: Over 200kW | Orange County | 2022 | September Monthly Peak | 9 | 137.5942 | 132.3465 | 128.3806 | 130.3664 | 142.1165 | 173.4452 | 203.7884 | 221.5977 | 238.1898 | 246.5162 | 253.6408 | 256.6672 | 256.3704 | 255.0456 | 247.8151 | 233.8355 | 218.4864 | 203.489 | 194.5296 | 193.9949 | 185.8027 | 175.8758 | 162.007 | 153.561 | 0.13547 | 0.22198 | -0.038284 | -0.85813 | -1.4132 | -1.5137 | -0.95794 | -0.36425 | 0.82404 | 1.2957 | -0.2554 | -0.10002 | 1.7029 | 6.7424 | 19.1904 | 17.7457 | 16.347 | 14.6938 | 4.943 | 0.50746 | -0.52751 | -0.56039 | -0.81858 | -0.8188 | 75.1139 | 74.0056 | 73.103 | 72.5031 | 71.9671 | 71.1152 | 71.195 | 71.1867 | 72.8421 | 77.1785 | 82.5402 | 87.5566 | 91.8151 | 94.6092 | 96.304 | 97.0659 | 97.116 | 96.284 | 94.5478 | 90.9035 | 86.9053 | 83.7481 | 81.6283 | 80.2642 | 5.5512 | 4.4559 | 4.7882 | 4.343 | 3.8729 | 4.1739 | 3.5253 | 3.2874 | 3.5474 | 3.9382 | 4.3442 | 5.319 | 4.5527 | 4.5558 | 3.8671 | 3.5558 | 3.0974 | 3.485 | 3.8894 | 3.67 | 3.8717 | 4.5596 | 4.6763 | 5.0956
Program Specific1-in-2Size: Over 200kWOrange County2022October Monthly Peak | Program Specific | 1-in-2 | Size: Over 200kW | Orange County | 2022 | October Monthly Peak | 10 | 129.5583 | 124.6411 | 119.2495 | 120.046 | 131.5464 | 161.8065 | 190.5688 | 204.7101 | 218.3355 | 225.3109 | 233.0747 | 236.4042 | 236.8151 | 236.6246 | 229.5339 | 215.4472 | 200.2612 | 187.5697 | 183.6656 | 179.819 | 170.6167 | 161.4198 | 149.6198 | 141.0222 | 3.1272 | 2.4077 | 1.952 | 0.2753 | -0.093049 | 0.45802 | 1.4744 | 1.4352 | 0.023828 | -0.59192 | 0.047608 | 0.78064 | 2.1651 | 7.3173 | 18.3404 | 16.7894 | 15.9862 | 14.1713 | 3.8479 | 1.747 | 0.30954 | 0.17375 | 0.46849 | -0.39514 | 66.8466 | 65.5265 | 64.4209 | 63.5414 | 62.6711 | 62.0086 | 61.7697 | 61.9095 | 63.4284 | 67.1806 | 73.6326 | 80.0585 | 85.9672 | 89.1079 | 90.1276 | 90.9022 | 91.2684 | 90.416 | 87.9219 | 82.9209 | 79.0409 | 75.9149 | 73.3825 | 71.6774 | 5.4484 | 4.3743 | 4.6361 | 4.1687 | 3.7368 | 4.0588 | 3.4363 | 3.1655 | 3.3894 | 3.7519 | 4.1611 | 5.1067 | 4.3836 | 4.4059 | 3.7336 | 3.415 | 2.9594 | 3.3485 | 3.8278 | 3.5459 | 3.7059 | 4.3622 | 4.5018 | 4.8778
Program Specific1-in-2Size: Over 200kWOrange County2022November Monthly Peak | Program Specific | 1-in-2 | Size: Over 200kW | Orange County | 2022 | November Monthly Peak | 11 | 121.6558 | 117.2575 | 113.6814 | 114.9593 | 126.2931 | 155.3845 | 180.797 | 194.4331 | 205.3376 | 210.4908 | 215.6765 | 217.0182 | 216.4862 | 214.937 | 207.8422 | 194.2551 | 181.8765 | 176.3791 | 168.4263 | 163.3411 | 156.7213 | 149.1278 | 138.6504 | 131.5779 | 3.4469 | 2.6398 | 2.2042 | 0.44853 | 0.12205 | 0.76528 | 1.8063 | 1.6681 | -0.10226 | -0.85368 | 0.091392 | 0.86181 | 2.0774 | 6.8215 | 16.7 | 15.2097 | 14.6837 | 13.4326 | 3.3925 | 1.797 | 0.41648 | 0.27572 | 0.63976 | -0.30836 | 58.8992 | 58.0223 | 57.8361 | 57.4677 | 56.4341 | 55.3302 | 55.8207 | 55.3799 | 59.1921 | 63.2716 | 68.2247 | 73.2279 | 76.1707 | 77.8662 | 78.9494 | 78.847 | 76.9101 | 73.7837 | 70.3984 | 67.4445 | 65.5297 | 64.6842 | 63.6374 | 62.96 | 5.2123 | 4.1925 | 4.5027 | 4.0671 | 3.655 | 3.971 | 3.3214 | 3.0631 | 3.2476 | 3.571 | 3.9228 | 4.776 | 4.0826 | 4.0773 | 3.4443 | 3.1369 | 2.7382 | 3.2079 | 3.5762 | 3.2815 | 3.4681 | 4.1057 | 4.2501 | 4.6367
Program Specific1-in-2Size: Over 200kWOrange County2022December Monthly Peak | Program Specific | 1-in-2 | Size: Over 200kW | Orange County | 2022 | December Monthly Peak | 12 | 116.0587 | 111.6335 | 108.9153 | 109.2167 | 120.216 | 149.5934 | 176.9031 | 188.652 | 197.1304 | 198.3824 | 200.591 | 199.485 | 196.7879 | 194.0694 | 186.9347 | 175.1713 | 166.1771 | 162.5122 | 156.2343 | 152.1624 | 146.244 | 139.8681 | 130.2984 | 123.8841 | 3.2883 | 2.5132 | 2.1118 | 0.42613 | 0.11618 | 0.73676 | 1.7674 | 1.6185 | -0.098173 | -0.80457 | 0.084999 | 0.79219 | 1.8883 | 6.1592 | 15.0201 | 13.7154 | 13.4162 | 12.3766 | 3.1469 | 1.674 | 0.38864 | 0.2586 | 0.60122 | -0.29032 | 49.9478 | 49.3707 | 48.5774 | 48.163 | 47.6586 | 47.0793 | 46.666 | 46.4576 | 47.2912 | 50.6761 | 54.3807 | 57.5968 | 60.1705 | 61.5358 | 62.1291 | 62.3894 | 62.0866 | 60.1338 | 57.2782 | 54.7285 | 52.8015 | 51.0115 | 49.4199 | 48.0064 | 4.9725 | 3.9914 | 4.3139 | 3.8639 | 3.4791 | 3.823 | 3.2498 | 2.972 | 3.1178 | 3.3656 | 3.6485 | 4.3901 | 3.7112 | 3.6814 | 3.0979 | 2.8288 | 2.5018 | 2.9557 | 3.3173 | 3.0569 | 3.2362 | 3.8508 | 3.9941 | 4.3655
Program Specific1-in-2Size: Over 200kWOrange County2022Typical Event Day | Program Specific | 1-in-2 | Size: Over 200kW | Orange County | 2022 | Typical Event Day | 8 | 138.8984 | 132.8771 | 128.4723 | 130.7538 | 142.2887 | 173.7111 | 203.1328 | 219.4816 | 233.0566 | 240.656 | 246.4762 | 248.4877 | 247.3809 | 246.0809 | 240.0311 | 228.0692 | 213.9997 | 200.189 | 191.2734 | 187.8886 | 183.7829 | 173.9456 | 160.5935 | 153.0602 | 0.5493 | 0.52356 | 0.23638 | -0.7118 | -1.2463 | -1.2585 | -0.63074 | -0.11709 | 0.70611 | 1.0215 | -0.20989 | 0.020854 | 1.7225 | 6.6471 | 18.6635 | 17.3678 | 16.1488 | 14.5413 | 4.7508 | 0.6626 | -0.41207 | -0.45912 | -0.64283 | -0.76645 | 74.6039 | 73.436 | 72.3474 | 71.4007 | 70.643 | 69.7987 | 69.4187 | 69.899 | 72.3441 | 77.0797 | 82.3501 | 87.0852 | 90.6983 | 93.0212 | 94.6972 | 95.4613 | 95.3765 | 94.2726 | 92.5153 | 89.5381 | 85.7009 | 82.24 | 79.9171 | 78.1612 | 5.5975 | 4.4687 | 4.7863 | 4.3511 | 3.8733 | 4.1756 | 3.51 | 3.2523 | 3.467 | 3.8402 | 4.2167 | 5.1437 | 4.3881 | 4.3907 | 3.7415 | 3.4642 | 3.0304 | 3.4247 | 3.82 | 3.5505 | 3.8253 | 4.5045 | 4.6303 | 5.0733
Program Specific1-in-2Size: Over 200kWOrange County2023January Monthly Peak | Program Specific | 1-in-2 | Size: Over 200kW | Orange County | 2023 | January Monthly Peak | 1 | 113.266 | 109.3682 | 106.0384 | 106.902 | 118.6949 | 149.9305 | 178.4555 | 191.5819 | 200.5048 | 199.6606 | 200.9672 | 200.5282 | 197.9364 | 193.4433 | 185.583 | 172.5581 | 161.3569 | 157.9378 | 153.3653 | 149.3708 | 144.2131 | 138.1229 | 129.3244 | 123.1798 | 3.2091 | 2.4622 | 2.056 | 0.41709 | 0.11471 | 0.73842 | 1.7829 | 1.6437 | -0.099854 | -0.80976 | 0.085159 | 0.79633 | 1.8994 | 6.1393 | 14.9115 | 13.5108 | 13.0271 | 12.0282 | 3.0891 | 1.6433 | 0.38324 | 0.25537 | 0.59673 | -0.28867 | 47.1935 | 46.0968 | 45.3826 | 45.177 | 44.5769 | 44.3008 | 43.7704 | 43.4143 | 43.4698 | 45.0587 | 48.1209 | 50.9204 | 52.7675 | 54.2608 | 55.2377 | 55.6396 | 55.398 | 54.0007 | 52.2752 | 50.8298 | 49.7928 | 48.853 | 48.0548 | 47.2342 | 4.8528 | 3.9104 | 4.2 | 3.782 | 3.4351 | 3.8316 | 3.2784 | 3.0182 | 3.1711 | 3.3873 | 3.6553 | 4.4131 | 3.7328 | 3.6695 | 3.0754 | 2.7866 | 2.4293 | 2.8725 | 3.2564 | 3.0009 | 3.1913 | 3.8027 | 3.9642 | 4.3407
Program Specific1-in-2Size: Over 200kWOrange County2023February Monthly Peak | Program Specific | 1-in-2 | Size: Over 200kW | Orange County | 2023 | February Monthly Peak | 2 | 113.5976 | 109.3947 | 106.7533 | 107.8176 | 119.7992 | 150.4271 | 178.0138 | 190.9201 | 199.5564 | 200.1975 | 201.9216 | 202.8006 | 200.9848 | 197.2417 | 190.0785 | 177.2051 | 165.08 | 159.5272 | 156.4653 | 151.8809 | 146.4689 | 139.5302 | 129.6811 | 122.9942 | 3.2185 | 2.4628 | 2.0698 | 0.42067 | 0.11578 | 0.74087 | 1.7785 | 1.638 | -0.099381 | -0.81193 | 0.085563 | 0.80535 | 1.9286 | 6.2599 | 15.2727 | 13.8747 | 13.3276 | 12.1492 | 3.1516 | 1.6709 | 0.38923 | 0.25797 | 0.59837 | -0.28824 | 48.917 | 48.6695 | 48.2317 | 47.9057 | 47.209 | 46.7703 | 46.6584 | 46.7179 | 47.2173 | 48.8537 | 50.9205 | 52.7748 | 53.6718 | 54.0757 | 54.2443 | 53.8509 | 53.6378 | 52.9787 | 51.8849 | 50.4133 | 48.969 | 48.574 | 47.5831 | 46.5357 | 4.867 | 3.9113 | 4.2283 | 3.8144 | 3.467 | 3.8443 | 3.2703 | 3.0077 | 3.1561 | 3.3964 | 3.6727 | 4.4631 | 3.7903 | 3.7416 | 3.1499 | 2.8616 | 2.4853 | 2.9014 | 3.3222 | 3.0513 | 3.2412 | 3.8415 | 3.9752 | 4.3342
Program Specific1-in-2Size: Over 200kWOrange County2023March Monthly Peak | Program Specific | 1-in-2 | Size: Over 200kW | Orange County | 2023 | March Monthly Peak | 3 | 117.3697 | 112.9837 | 108.9128 | 110.2316 | 121.5703 | 151.5326 | 179.3322 | 191.7976 | 199.7924 | 200.445 | 202.4819 | 203.2274 | 202.4603 | 199.6885 | 192.9062 | 181.1091 | 169.0078 | 159.7417 | 155.8232 | 155.6163 | 151.0371 | 143.9311 | 133.6622 | 126.163 | 3.3254 | 2.5436 | 2.1117 | 0.43009 | 0.11749 | 0.74631 | 1.7917 | 1.6455 | -0.099499 | -0.81294 | 0.085801 | 0.80705 | 1.9428 | 6.3375 | 15.4999 | 14.1804 | 13.6447 | 12.1656 | 3.1387 | 1.712 | 0.40137 | 0.26611 | 0.61674 | -0.29567 | 49.0407 | 47.8873 | 46.8856 | 46.3526 | 46.1624 | 45.656 | 45.098 | 45.096 | 47.1026 | 49.606 | 52.1099 | 53.9605 | 55.2159 | 56.1804 | 56.74 | 57.0239 | 56.8634 | 56.4804 | 55.1034 | 53.0173 | 51.488 | 50.1594 | 49.0704 | 48.2312 | 5.0286 | 4.0397 | 4.3138 | 3.8998 | 3.5183 | 3.8726 | 3.2945 | 3.0216 | 3.1599 | 3.4006 | 3.6829 | 4.4725 | 3.8181 | 3.788 | 3.1968 | 2.9246 | 2.5445 | 2.9053 | 3.3086 | 3.1263 | 3.3423 | 3.9626 | 4.0972 | 4.4458
Program Specific1-in-2Size: Over 200kWOrange County2023April Monthly Peak | Program Specific | 1-in-2 | Size: Over 200kW | Orange County | 2023 | April Monthly Peak | 4 | 119.1815 | 114.8538 | 111.0861 | 112.9471 | 124.0008 | 153.7509 | 179.8795 | 193.7256 | 204.2237 | 208.977 | 213.9094 | 216.2945 | 216.3772 | 215.0548 | 208.1265 | 195.5045 | 182.4722 | 171.2129 | 162.9908 | 163.0832 | 158.9251 | 150.7291 | 138.8401 | 130.3125 | 3.3768 | 2.5857 | 2.1538 | 0.44068 | 0.11984 | 0.75724 | 1.7972 | 1.6621 | -0.10171 | -0.84754 | 0.090643 | 0.85894 | 2.0763 | 6.8252 | 16.7228 | 15.3075 | 14.7318 | 13.0392 | 3.283 | 1.7942 | 0.42234 | 0.27868 | 0.64064 | -0.30539 | 63.6819 | 62.412 | 60.7652 | 59.6511 | 58.5777 | 57.7978 | 57.4462 | 56.9272 | 59.5352 | 64.0102 | 69.0949 | 73.9575 | 77.6497 | 80.4737 | 82.3634 | 83.3378 | 83.531 | 82.4245 | 80.3361 | 77.33 | 73.1757 | 69.8698 | 67.2468 | 64.7473 | 5.1063 | 4.1065 | 4.3999 | 3.9959 | 3.5886 | 3.9293 | 3.3045 | 3.0519 | 3.23 | 3.5453 | 3.8907 | 4.7601 | 4.0806 | 4.0795 | 3.449 | 3.1571 | 2.7472 | 3.114 | 3.4608 | 3.2763 | 3.5168 | 4.1498 | 4.2559 | 4.5921
Program Specific1-in-2Size: Over 200kWOrange County2023May Monthly Peak | Program Specific | 1-in-2 | Size: Over 200kW | Orange County | 2023 | May Monthly Peak | 5 | 120.8369 | 116.2135 | 112.213 | 114.2189 | 125.9993 | 156.5801 | 181.3331 | 197.7055 | 210.8696 | 216.605 | 222.1508 | 224.1236 | 223.8268 | 222.6927 | 215.814 | 202.3047 | 188.4149 | 176.2229 | 167.7372 | 165.2455 | 163.234 | 155.1978 | 142.6689 | 134.9749 | 3.4237 | 2.6163 | 2.1757 | 0.44564 | 0.12177 | 0.77117 | 1.8117 | 1.6962 | -0.10502 | -0.87848 | 0.094135 | 0.89003 | 2.1478 | 7.0676 | 17.3405 | 15.8399 | 15.2116 | 13.4207 | 3.3786 | 1.818 | 0.43379 | 0.28694 | 0.6583 | -0.31632 | 63.6536 | 62.7802 | 61.6336 | 60.3655 | 59.2623 | 58.609 | 58.4391 | 58.8254 | 60.6676 | 65.2049 | 70.3835 | 75.1854 | 79.8517 | 83.3135 | 85.1955 | 86.1118 | 86.1102 | 84.1225 | 81.634 | 78.4828 | 74.1194 | 70.0924 | 67.7992 | 66.0053 | 5.1772 | 4.1551 | 4.4446 | 4.0409 | 3.6465 | 4.0016 | 3.3312 | 3.1146 | 3.3351 | 3.6747 | 4.0406 | 4.9324 | 4.2211 | 4.2244 | 3.5764 | 3.2669 | 2.8366 | 3.2051 | 3.5615 | 3.3198 | 3.6122 | 4.2728 | 4.3733 | 4.7564
Program Specific1-in-2Size: Over 200kWOrange County2023June Monthly Peak | Program Specific | 1-in-2 | Size: Over 200kW | Orange County | 2023 | June Monthly Peak | 6 | 132.8565 | 128.0508 | 122.6954 | 124.734 | 135.0437 | 163.369 | 189.0205 | 205.7603 | 218.4141 | 224.8333 | 230.107 | 231.4301 | 228.8172 | 227.0688 | 220.8636 | 210.7065 | 197.8885 | 185.196 | 178.1208 | 175.2904 | 173.3623 | 165.8823 | 152.9093 | 145.3223 | 2.469 | 1.9317 | 1.5179 | 0.020495 | -0.39471 | 0.0095276 | 0.89855 | 1.0154 | 0.19937 | -0.16553 | -0.019848 | 0.55928 | 1.9548 | 6.7774 | 17.5171 | 16.3169 | 15.5591 | 13.8434 | 3.9223 | 1.4045 | 0.12102 | 0.0089492 | 0.17862 | -0.49538 | 69.3527 | 68.2285 | 67.0301 | 65.7048 | 64.7827 | 63.8286 | 63.021 | 63.9917 | 67.2169 | 72.3578 | 77.7266 | 82.6149 | 86.2677 | 88.326 | 90.1213 | 91.0835 | 91.5377 | 90.6182 | 89.1375 | 86.1879 | 81.9395 | 77.4477 | 74.8119 | 72.7645 | 5.4768 | 4.4051 | 4.6758 | 4.2459 | 3.7603 | 4.0171 | 3.3411 | 3.1189 | 3.3237 | 3.67 | 4.0269 | 4.9004 | 4.1519 | 4.1444 | 3.5216 | 3.2738 | 2.8665 | 3.2408 | 3.6389 | 3.3883 | 3.6912 | 4.3942 | 4.5098 | 4.9272
Program Specific1-in-2Size: Over 200kWOrange County2023July Monthly Peak | Program Specific | 1-in-2 | Size: Over 200kW | Orange County | 2023 | July Monthly Peak | 7 | 137.4377 | 132.2144 | 128.1435 | 129.9784 | 141.3413 | 172.0245 | 198.8039 | 214.8982 | 227.8322 | 235.9319 | 242.6117 | 244.809 | 243.6374 | 241.6379 | 236.3297 | 226.4025 | 213.6223 | 200.7217 | 192.0441 | 187.3733 | 183.2206 | 175.205 | 161.8724 | 153.4839 | -0.20784 | -0.029742 | -0.26853 | -0.97999 | -1.5463 | -1.7157 | -1.2012 | -0.55381 | 0.87053 | 1.4406 | -0.27598 | -0.19286 | 1.5526 | 6.271 | 18.2382 | 17.1319 | 15.8677 | 14.4216 | 4.9722 | 0.34668 | -0.61213 | -0.63879 | -0.96076 | -0.86026 | 76.836 | 75.8971 | 74.9933 | 73.9796 | 73.0905 | 72.3696 | 71.8921 | 72.8585 | 75.6485 | 79.6285 | 84.4166 | 88.7743 | 91.801 | 93.7074 | 95.3252 | 95.8009 | 94.9556 | 93.5085 | 91.9327 | 90.0082 | 87.275 | 84.2798 | 81.8354 | 79.9885 | 5.5585 | 4.4624 | 4.7911 | 4.3408 | 3.8613 | 4.1499 | 3.4476 | 3.1958 | 3.4014 | 3.7783 | 4.1655 | 5.0857 | 4.3372 | 4.3269 | 3.697 | 3.4512 | 3.0359 | 3.4461 | 3.8492 | 3.5534 | 3.8273 | 4.5534 | 4.6839 | 5.1056
Program Specific1-in-2Size: Over 200kWOrange County2023August Monthly Peak | Program Specific | 1-in-2 | Size: Over 200kW | Orange County | 2023 | August Monthly Peak | 8 | 139.5964 | 133.5829 | 129.1902 | 131.4726 | 143.0906 | 174.7071 | 204.3126 | 221.3214 | 235.7048 | 244.2255 | 250.9024 | 253.426 | 252.6122 | 251.2608 | 245.1304 | 232.8933 | 218.4688 | 204.1822 | 194.5202 | 190.8971 | 186.381 | 176.2219 | 162.5726 | 154.7668 | -0.31233 | -0.10384 | -0.33816 | -1.0278 | -1.6068 | -1.8057 | -1.314 | -0.63035 | 0.92534 | 1.5516 | -0.29493 | -0.22895 | 1.5901 | 6.4855 | 18.8984 | 17.6082 | 16.1934 | 14.6489 | 5.0635 | 0.31076 | -0.64985 | -0.66603 | -1.0066 | -0.87972 | 77.1131 | 75.613 | 74.2633 | 73.4154 | 72.7318 | 71.8813 | 71.5667 | 71.5591 | 73.6688 | 79.1541 | 84.7171 | 89.3951 | 92.9094 | 95.4421 | 97.0383 | 97.8949 | 97.8969 | 96.6798 | 94.4433 | 91.0527 | 86.6839 | 83.4843 | 81.3928 | 79.6276 | 5.6513 | 4.5129 | 4.835 | 4.3949 | 3.9128 | 4.2187 | 3.5465 | 3.2945 | 3.5224 | 3.9149 | 4.312 | 5.2698 | 4.5014 | 4.5036 | 3.8384 | 3.5536 | 3.1078 | 3.5089 | 3.9026 | 3.6238 | 3.8971 | 4.5843 | 4.7087 | 5.1532
Program Specific1-in-2Size: Over 200kWOrange County2023September Monthly Peak | Program Specific | 1-in-2 | Size: Over 200kW | Orange County | 2023 | September Monthly Peak | 9 | 137.5943 | 132.3465 | 128.3806 | 130.3664 | 142.1165 | 173.4452 | 203.7883 | 221.5977 | 238.1898 | 246.5162 | 253.6408 | 256.6672 | 256.3704 | 255.0456 | 247.8151 | 233.8355 | 218.4864 | 203.489 | 194.5296 | 193.9949 | 185.8027 | 175.8758 | 162.0069 | 153.561 | 0.13547 | 0.22198 | -0.038284 | -0.85813 | -1.4132 | -1.5137 | -0.95794 | -0.36425 | 0.82404 | 1.2957 | -0.2554 | -0.10002 | 1.7029 | 6.7424 | 19.1904 | 17.7457 | 16.347 | 14.6938 | 4.943 | 0.50746 | -0.52751 | -0.56039 | -0.81858 | -0.8188 | 75.1139 | 74.0056 | 73.103 | 72.5031 | 71.967 | 71.1152 | 71.195 | 71.1867 | 72.8421 | 77.1785 | 82.5402 | 87.5566 | 91.8151 | 94.6092 | 96.304 | 97.0659 | 97.116 | 96.284 | 94.5478 | 90.9035 | 86.9053 | 83.7481 | 81.6283 | 80.2642 | 5.5512 | 4.4559 | 4.7882 | 4.343 | 3.8729 | 4.1739 | 3.5253 | 3.2874 | 3.5474 | 3.9382 | 4.3442 | 5.319 | 4.5527 | 4.5558 | 3.8671 | 3.5558 | 3.0974 | 3.485 | 3.8894 | 3.67 | 3.8717 | 4.5596 | 4.6763 | 5.0956
Program Specific1-in-2Size: Over 200kWOrange County2023October Monthly Peak | Program Specific | 1-in-2 | Size: Over 200kW | Orange County | 2023 | October Monthly Peak | 10 | 129.5583 | 124.6411 | 119.2495 | 120.046 | 131.5464 | 161.8065 | 190.5688 | 204.7101 | 218.3355 | 225.3109 | 233.0747 | 236.4042 | 236.8151 | 236.6246 | 229.5339 | 215.4472 | 200.2612 | 187.5697 | 183.6656 | 179.819 | 170.6167 | 161.4198 | 149.6198 | 141.0221 | 3.1272 | 2.4077 | 1.952 | 0.2753 | -0.093049 | 0.45802 | 1.4744 | 1.4352 | 0.023828 | -0.59192 | 0.047608 | 0.78064 | 2.1651 | 7.3173 | 18.3404 | 16.7894 | 15.9862 | 14.1713 | 3.8479 | 1.747 | 0.30954 | 0.17375 | 0.46849 | -0.39514 | 66.8466 | 65.5265 | 64.4209 | 63.5414 | 62.6711 | 62.0086 | 61.7697 | 61.9094 | 63.4284 | 67.1806 | 73.6326 | 80.0585 | 85.9673 | 89.1079 | 90.1276 | 90.9022 | 91.2684 | 90.416 | 87.9219 | 82.9209 | 79.0409 | 75.9149 | 73.3825 | 71.6774 | 5.4484 | 4.3743 | 4.6361 | 4.1687 | 3.7368 | 4.0588 | 3.4363 | 3.1655 | 3.3894 | 3.7519 | 4.1611 | 5.1067 | 4.3836 | 4.4059 | 3.7336 | 3.415 | 2.9594 | 3.3485 | 3.8278 | 3.5459 | 3.7059 | 4.3622 | 4.5018 | 4.8778
Program Specific1-in-2Size: Over 200kWOrange County2023November Monthly Peak | Program Specific | 1-in-2 | Size: Over 200kW | Orange County | 2023 | November Monthly Peak | 11 | 121.6558 | 117.2575 | 113.6814 | 114.9593 | 126.2931 | 155.3845 | 180.797 | 194.4331 | 205.3377 | 210.4908 | 215.6765 | 217.0182 | 216.4862 | 214.937 | 207.8422 | 194.2551 | 181.8764 | 176.3791 | 168.4262 | 163.3411 | 156.7213 | 149.1278 | 138.6504 | 131.5779 | 3.4469 | 2.6398 | 2.2042 | 0.44853 | 0.12205 | 0.76528 | 1.8063 | 1.6681 | -0.10226 | -0.85368 | 0.091392 | 0.86181 | 2.0774 | 6.8215 | 16.7 | 15.2097 | 14.6837 | 13.4326 | 3.3925 | 1.797 | 0.41648 | 0.27572 | 0.63976 | -0.30836 | 58.8992 | 58.0223 | 57.8361 | 57.4677 | 56.434 | 55.3302 | 55.8207 | 55.3799 | 59.1921 | 63.2716 | 68.2247 | 73.2279 | 76.1707 | 77.8662 | 78.9494 | 78.847 | 76.9101 | 73.7837 | 70.3984 | 67.4445 | 65.5297 | 64.6842 | 63.6374 | 62.96 | 5.2123 | 4.1925 | 4.5027 | 4.0671 | 3.655 | 3.971 | 3.3214 | 3.0631 | 3.2476 | 3.571 | 3.9228 | 4.776 | 4.0826 | 4.0773 | 3.4443 | 3.1369 | 2.7382 | 3.2079 | 3.5762 | 3.2815 | 3.4681 | 4.1057 | 4.2501 | 4.6367
Program Specific1-in-2Size: Over 200kWOrange County2023December Monthly Peak | Program Specific | 1-in-2 | Size: Over 200kW | Orange County | 2023 | December Monthly Peak | 12 | 116.0587 | 111.6336 | 108.9153 | 109.2167 | 120.216 | 149.5934 | 176.9031 | 188.652 | 197.1304 | 198.3824 | 200.591 | 199.485 | 196.7879 | 194.0693 | 186.9347 | 175.1713 | 166.1771 | 162.5122 | 156.2343 | 152.1624 | 146.244 | 139.8681 | 130.2984 | 123.8841 | 3.2883 | 2.5132 | 2.1118 | 0.42613 | 0.11618 | 0.73676 | 1.7674 | 1.6185 | -0.098173 | -0.80457 | 0.084999 | 0.79219 | 1.8883 | 6.1592 | 15.0201 | 13.7154 | 13.4162 | 12.3766 | 3.1469 | 1.674 | 0.38864 | 0.2586 | 0.60122 | -0.29032 | 49.9478 | 49.3707 | 48.5774 | 48.163 | 47.6586 | 47.0793 | 46.666 | 46.4576 | 47.2912 | 50.6761 | 54.3807 | 57.5968 | 60.1705 | 61.5358 | 62.1291 | 62.3894 | 62.0866 | 60.1338 | 57.2782 | 54.7285 | 52.8015 | 51.0115 | 49.4199 | 48.0064 | 4.9725 | 3.9914 | 4.3139 | 3.8639 | 3.4791 | 3.823 | 3.2498 | 2.972 | 3.1178 | 3.3656 | 3.6485 | 4.3901 | 3.7112 | 3.6814 | 3.0979 | 2.8288 | 2.5018 | 2.9557 | 3.3173 | 3.0569 | 3.2362 | 3.8508 | 3.9941 | 4.3655
Program Specific1-in-2Size: Over 200kWOrange County2023Typical Event Day | Program Specific | 1-in-2 | Size: Over 200kW | Orange County | 2023 | Typical Event Day | 8 | 138.8984 | 132.8771 | 128.4723 | 130.7538 | 142.2887 | 173.7111 | 203.1328 | 219.4816 | 233.0566 | 240.656 | 246.4762 | 248.4877 | 247.3809 | 246.0809 | 240.0311 | 228.0692 | 213.9997 | 200.189 | 191.2734 | 187.8886 | 183.7829 | 173.9456 | 160.5935 | 153.0602 | 0.5493 | 0.52356 | 0.23638 | -0.7118 | -1.2463 | -1.2585 | -0.63074 | -0.11709 | 0.70611 | 1.0215 | -0.20989 | 0.020854 | 1.7225 | 6.6471 | 18.6635 | 17.3678 | 16.1488 | 14.5413 | 4.7508 | 0.6626 | -0.41207 | -0.45912 | -0.64283 | -0.76645 | 74.6039 | 73.436 | 72.3474 | 71.4007 | 70.643 | 69.7987 | 69.4187 | 69.899 | 72.3441 | 77.0797 | 82.3501 | 87.0852 | 90.6983 | 93.0212 | 94.6972 | 95.4613 | 95.3765 | 94.2726 | 92.5154 | 89.5381 | 85.7009 | 82.24 | 79.9171 | 78.1612 | 5.5975 | 4.4687 | 4.7863 | 4.3511 | 3.8733 | 4.1756 | 3.51 | 3.2523 | 3.467 | 3.8402 | 4.2167 | 5.1437 | 4.3881 | 4.3907 | 3.7415 | 3.4642 | 3.0304 | 3.4247 | 3.82 | 3.5505 | 3.8253 | 4.5045 | 4.6303 | 5.0733
Program Specific1-in-2Size: Over 200kWOrange County2024January Monthly Peak | Program Specific | 1-in-2 | Size: Over 200kW | Orange County | 2024 | January Monthly Peak | 1 | 113.266 | 109.3682 | 106.0384 | 106.902 | 118.6949 | 149.9305 | 178.4555 | 191.5819 | 200.5048 | 199.6606 | 200.9672 | 200.5282 | 197.9364 | 193.4433 | 185.583 | 172.558 | 161.357 | 157.9378 | 153.3653 | 149.3708 | 144.2131 | 138.1229 | 129.3244 | 123.1798 | 3.2091 | 2.4622 | 2.056 | 0.41709 | 0.11471 | 0.73842 | 1.7829 | 1.6437 | -0.099854 | -0.80976 | 0.085159 | 0.79633 | 1.8994 | 6.1393 | 14.9115 | 13.5108 | 13.0271 | 12.0282 | 3.0891 | 1.6433 | 0.38324 | 0.25537 | 0.59673 | -0.28867 | 47.1935 | 46.0968 | 45.3826 | 45.177 | 44.5769 | 44.3008 | 43.7704 | 43.4143 | 43.4698 | 45.0587 | 48.1209 | 50.9204 | 52.7675 | 54.2608 | 55.2377 | 55.6396 | 55.398 | 54.0007 | 52.2752 | 50.8298 | 49.7928 | 48.853 | 48.0548 | 47.2342 | 4.8528 | 3.9104 | 4.2 | 3.782 | 3.4351 | 3.8316 | 3.2784 | 3.0182 | 3.1711 | 3.3873 | 3.6553 | 4.4131 | 3.7328 | 3.6695 | 3.0754 | 2.7866 | 2.4293 | 2.8725 | 3.2564 | 3.0009 | 3.1913 | 3.8027 | 3.9642 | 4.3407
Program Specific1-in-2Size: Over 200kWOrange County2024February Monthly Peak | Program Specific | 1-in-2 | Size: Over 200kW | Orange County | 2024 | February Monthly Peak | 2 | 113.5976 | 109.3947 | 106.7533 | 107.8176 | 119.7992 | 150.4271 | 178.0138 | 190.9201 | 199.5564 | 200.1975 | 201.9216 | 202.8006 | 200.9848 | 197.2417 | 190.0785 | 177.2051 | 165.08 | 159.5272 | 156.4653 | 151.8809 | 146.4689 | 139.5302 | 129.6811 | 122.9942 | 3.2185 | 2.4628 | 2.0698 | 0.42067 | 0.11578 | 0.74087 | 1.7785 | 1.638 | -0.099381 | -0.81193 | 0.085563 | 0.80535 | 1.9286 | 6.2599 | 15.2727 | 13.8747 | 13.3276 | 12.1492 | 3.1516 | 1.6709 | 0.38923 | 0.25797 | 0.59837 | -0.28824 | 48.917 | 48.6695 | 48.2317 | 47.9057 | 47.209 | 46.7703 | 46.6584 | 46.7179 | 47.2173 | 48.8537 | 50.9205 | 52.7748 | 53.6718 | 54.0757 | 54.2443 | 53.8509 | 53.6377 | 52.9787 | 51.8849 | 50.4133 | 48.969 | 48.574 | 47.5831 | 46.5357 | 4.867 | 3.9113 | 4.2283 | 3.8144 | 3.467 | 3.8443 | 3.2703 | 3.0077 | 3.1561 | 3.3964 | 3.6727 | 4.4631 | 3.7903 | 3.7416 | 3.1499 | 2.8616 | 2.4853 | 2.9014 | 3.3222 | 3.0513 | 3.2412 | 3.8415 | 3.9752 | 4.3342
Program Specific1-in-2Size: Over 200kWOrange County2024March Monthly Peak | Program Specific | 1-in-2 | Size: Over 200kW | Orange County | 2024 | March Monthly Peak | 3 | 117.3697 | 112.9837 | 108.9128 | 110.2316 | 121.5703 | 151.5326 | 179.3322 | 191.7976 | 199.7924 | 200.445 | 202.4819 | 203.2274 | 202.4603 | 199.6885 | 192.9062 | 181.1091 | 169.0078 | 159.7417 | 155.8232 | 155.6163 | 151.0371 | 143.9311 | 133.6622 | 126.163 | 3.3254 | 2.5436 | 2.1117 | 0.43009 | 0.11749 | 0.74631 | 1.7917 | 1.6455 | -0.099499 | -0.81294 | 0.085801 | 0.80705 | 1.9428 | 6.3375 | 15.4999 | 14.1804 | 13.6447 | 12.1656 | 3.1387 | 1.712 | 0.40137 | 0.26611 | 0.61674 | -0.29567 | 49.0407 | 47.8873 | 46.8856 | 46.3526 | 46.1624 | 45.656 | 45.098 | 45.096 | 47.1026 | 49.606 | 52.1099 | 53.9605 | 55.2159 | 56.1804 | 56.74 | 57.0239 | 56.8634 | 56.4804 | 55.1034 | 53.0173 | 51.488 | 50.1594 | 49.0704 | 48.2312 | 5.0286 | 4.0397 | 4.3138 | 3.8998 | 3.5183 | 3.8726 | 3.2945 | 3.0216 | 3.1599 | 3.4006 | 3.6829 | 4.4725 | 3.8181 | 3.788 | 3.1968 | 2.9246 | 2.5445 | 2.9053 | 3.3086 | 3.1263 | 3.3423 | 3.9626 | 4.0972 | 4.4458
Program Specific1-in-2Size: Over 200kWOrange County2024April Monthly Peak | Program Specific | 1-in-2 | Size: Over 200kW | Orange County | 2024 | April Monthly Peak | 4 | 119.1815 | 114.8538 | 111.0861 | 112.9471 | 124.0008 | 153.7509 | 179.8795 | 193.7257 | 204.2237 | 208.977 | 213.9094 | 216.2945 | 216.3772 | 215.0548 | 208.1265 | 195.5045 | 182.4722 | 171.2129 | 162.9908 | 163.0832 | 158.9251 | 150.7291 | 138.8401 | 130.3125 | 3.3768 | 2.5857 | 2.1538 | 0.44068 | 0.11984 | 0.75724 | 1.7972 | 1.6621 | -0.10171 | -0.84754 | 0.090643 | 0.85894 | 2.0763 | 6.8252 | 16.7228 | 15.3075 | 14.7318 | 13.0392 | 3.283 | 1.7942 | 0.42234 | 0.27868 | 0.64064 | -0.30539 | 63.6819 | 62.412 | 60.7652 | 59.6511 | 58.5777 | 57.7978 | 57.4462 | 56.9272 | 59.5353 | 64.0102 | 69.0949 | 73.9575 | 77.6497 | 80.4737 | 82.3634 | 83.3378 | 83.531 | 82.4244 | 80.3361 | 77.33 | 73.1757 | 69.8698 | 67.2468 | 64.7473 | 5.1063 | 4.1065 | 4.3999 | 3.9959 | 3.5886 | 3.9293 | 3.3045 | 3.0519 | 3.23 | 3.5453 | 3.8907 | 4.7601 | 4.0806 | 4.0795 | 3.449 | 3.1571 | 2.7472 | 3.114 | 3.4608 | 3.2763 | 3.5168 | 4.1498 | 4.2559 | 4.5921
Program Specific1-in-2Size: Over 200kWOrange County2024May Monthly Peak | Program Specific | 1-in-2 | Size: Over 200kW | Orange County | 2024 | May Monthly Peak | 5 | 120.8369 | 116.2135 | 112.213 | 114.2189 | 125.9993 | 156.5801 | 181.3331 | 197.7055 | 210.8696 | 216.605 | 222.1508 | 224.1236 | 223.8268 | 222.6927 | 215.814 | 202.3047 | 188.4149 | 176.2229 | 167.7372 | 165.2455 | 163.234 | 155.1978 | 142.6689 | 134.9749 | 3.4237 | 2.6163 | 2.1757 | 0.44564 | 0.12177 | 0.77117 | 1.8117 | 1.6962 | -0.10502 | -0.87848 | 0.094135 | 0.89003 | 2.1478 | 7.0676 | 17.3405 | 15.8399 | 15.2116 | 13.4207 | 3.3786 | 1.818 | 0.43379 | 0.28694 | 0.6583 | -0.31632 | 63.6536 | 62.7802 | 61.6336 | 60.3655 | 59.2623 | 58.609 | 58.4391 | 58.8254 | 60.6676 | 65.2049 | 70.3834 | 75.1854 | 79.8517 | 83.3135 | 85.1955 | 86.1118 | 86.1102 | 84.1225 | 81.634 | 78.4828 | 74.1194 | 70.0924 | 67.7992 | 66.0053 | 5.1772 | 4.1551 | 4.4446 | 4.0409 | 3.6465 | 4.0016 | 3.3312 | 3.1146 | 3.3351 | 3.6747 | 4.0406 | 4.9324 | 4.2211 | 4.2244 | 3.5764 | 3.2669 | 2.8366 | 3.2051 | 3.5615 | 3.3198 | 3.6122 | 4.2728 | 4.3733 | 4.7564
Program Specific1-in-2Size: Over 200kWOrange County2024June Monthly Peak | Program Specific | 1-in-2 | Size: Over 200kW | Orange County | 2024 | June Monthly Peak | 6 | 132.8565 | 128.0508 | 122.6954 | 124.734 | 135.0437 | 163.369 | 189.0205 | 205.7603 | 218.4141 | 224.8333 | 230.107 | 231.4301 | 228.8172 | 227.0688 | 220.8636 | 210.7065 | 197.8885 | 185.196 | 178.1208 | 175.2904 | 173.3623 | 165.8824 | 152.9093 | 145.3223 | 2.469 | 1.9317 | 1.5179 | 0.020495 | -0.39471 | 0.0095276 | 0.89855 | 1.0154 | 0.19937 | -0.16553 | -0.019848 | 0.55928 | 1.9548 | 6.7774 | 17.5171 | 16.3169 | 15.5591 | 13.8434 | 3.9223 | 1.4045 | 0.12102 | 0.0089492 | 0.17862 | -0.49538 | 69.3527 | 68.2285 | 67.0301 | 65.7048 | 64.7827 | 63.8286 | 63.021 | 63.9917 | 67.2169 | 72.3578 | 77.7266 | 82.6149 | 86.2677 | 88.3261 | 90.1213 | 91.0835 | 91.5377 | 90.6182 | 89.1375 | 86.1879 | 81.9395 | 77.4477 | 74.8119 | 72.7645 | 5.4768 | 4.4051 | 4.6758 | 4.2459 | 3.7603 | 4.0171 | 3.3411 | 3.1189 | 3.3237 | 3.67 | 4.0269 | 4.9004 | 4.1519 | 4.1444 | 3.5216 | 3.2738 | 2.8665 | 3.2408 | 3.6389 | 3.3883 | 3.6912 | 4.3942 | 4.5098 | 4.9272
Program Specific1-in-2Size: Over 200kWOrange County2024July Monthly Peak | Program Specific | 1-in-2 | Size: Over 200kW | Orange County | 2024 | July Monthly Peak | 7 | 137.4377 | 132.2144 | 128.1435 | 129.9784 | 141.3413 | 172.0245 | 198.8039 | 214.8982 | 227.8322 | 235.9319 | 242.6117 | 244.809 | 243.6374 | 241.6379 | 236.3297 | 226.4025 | 213.6223 | 200.7217 | 192.0441 | 187.3733 | 183.2206 | 175.205 | 161.8724 | 153.4839 | -0.20784 | -0.029742 | -0.26853 | -0.97999 | -1.5463 | -1.7157 | -1.2012 | -0.55381 | 0.87053 | 1.4406 | -0.27598 | -0.19286 | 1.5526 | 6.271 | 18.2382 | 17.1319 | 15.8677 | 14.4216 | 4.9722 | 0.34668 | -0.61213 | -0.63879 | -0.96076 | -0.86026 | 76.836 | 75.8971 | 74.9933 | 73.9796 | 73.0905 | 72.3696 | 71.8921 | 72.8585 | 75.6485 | 79.6285 | 84.4166 | 88.7743 | 91.801 | 93.7074 | 95.3252 | 95.8009 | 94.9556 | 93.5085 | 91.9327 | 90.0082 | 87.275 | 84.2798 | 81.8354 | 79.9885 | 5.5585 | 4.4624 | 4.7911 | 4.3408 | 3.8613 | 4.1499 | 3.4475 | 3.1958 | 3.4014 | 3.7783 | 4.1655 | 5.0857 | 4.3372 | 4.3269 | 3.697 | 3.4512 | 3.0359 | 3.4461 | 3.8492 | 3.5534 | 3.8273 | 4.5534 | 4.6839 | 5.1056
Program Specific1-in-2Size: Over 200kWOrange County2024August Monthly Peak | Program Specific | 1-in-2 | Size: Over 200kW | Orange County | 2024 | August Monthly Peak | 8 | 139.5964 | 133.5829 | 129.1902 | 131.4726 | 143.0906 | 174.7071 | 204.3126 | 221.3214 | 235.7048 | 244.2255 | 250.9024 | 253.426 | 252.6123 | 251.2608 | 245.1304 | 232.8933 | 218.4688 | 204.1822 | 194.5202 | 190.8971 | 186.381 | 176.2219 | 162.5727 | 154.7668 | -0.31233 | -0.10384 | -0.33816 | -1.0278 | -1.6068 | -1.8057 | -1.314 | -0.63035 | 0.92534 | 1.5516 | -0.29493 | -0.22895 | 1.5901 | 6.4855 | 18.8984 | 17.6082 | 16.1934 | 14.6489 | 5.0635 | 0.31076 | -0.64985 | -0.66603 | -1.0066 | -0.87972 | 77.1131 | 75.613 | 74.2633 | 73.4154 | 72.7318 | 71.8813 | 71.5667 | 71.559 | 73.6688 | 79.1542 | 84.7171 | 89.3951 | 92.9094 | 95.4421 | 97.0383 | 97.8949 | 97.8969 | 96.6798 | 94.4433 | 91.0527 | 86.6839 | 83.4843 | 81.3928 | 79.6276 | 5.6513 | 4.5129 | 4.835 | 4.3949 | 3.9128 | 4.2187 | 3.5465 | 3.2945 | 3.5224 | 3.9149 | 4.312 | 5.2698 | 4.5014 | 4.5036 | 3.8384 | 3.5536 | 3.1078 | 3.5089 | 3.9026 | 3.6238 | 3.8971 | 4.5843 | 4.7087 | 5.1532
Program Specific1-in-2Size: Over 200kWOrange County2024September Monthly Peak | Program Specific | 1-in-2 | Size: Over 200kW | Orange County | 2024 | September Monthly Peak | 9 | 137.5943 | 132.3465 | 128.3806 | 130.3664 | 142.1165 | 173.4452 | 203.7883 | 221.5977 | 238.1898 | 246.5162 | 253.6408 | 256.6672 | 256.3704 | 255.0456 | 247.8151 | 233.8355 | 218.4864 | 203.489 | 194.5296 | 193.9949 | 185.8027 | 175.8758 | 162.0069 | 153.561 | 0.13547 | 0.22198 | -0.038284 | -0.85813 | -1.4132 | -1.5137 | -0.95794 | -0.36425 | 0.82404 | 1.2957 | -0.2554 | -0.10002 | 1.7029 | 6.7424 | 19.1904 | 17.7457 | 16.347 | 14.6938 | 4.943 | 0.50746 | -0.52751 | -0.56039 | -0.81858 | -0.8188 | 75.1139 | 74.0056 | 73.103 | 72.5031 | 71.9671 | 71.1152 | 71.195 | 71.1867 | 72.8421 | 77.1785 | 82.5402 | 87.5566 | 91.8151 | 94.6092 | 96.304 | 97.0659 | 97.116 | 96.284 | 94.5478 | 90.9035 | 86.9053 | 83.7481 | 81.6283 | 80.2642 | 5.5512 | 4.4559 | 4.7882 | 4.343 | 3.8729 | 4.1739 | 3.5253 | 3.2874 | 3.5474 | 3.9382 | 4.3442 | 5.319 | 4.5527 | 4.5558 | 3.8671 | 3.5558 | 3.0974 | 3.485 | 3.8894 | 3.67 | 3.8717 | 4.5596 | 4.6763 | 5.0956
Program Specific1-in-2Size: Over 200kWOrange County2024October Monthly Peak | Program Specific | 1-in-2 | Size: Over 200kW | Orange County | 2024 | October Monthly Peak | 10 | 129.5583 | 124.6411 | 119.2495 | 120.046 | 131.5464 | 161.8065 | 190.5688 | 204.7101 | 218.3355 | 225.3109 | 233.0747 | 236.4042 | 236.8151 | 236.6246 | 229.5339 | 215.4472 | 200.2612 | 187.5697 | 183.6656 | 179.819 | 170.6167 | 161.4198 | 149.6198 | 141.0221 | 3.1272 | 2.4077 | 1.952 | 0.2753 | -0.093049 | 0.45802 | 1.4744 | 1.4352 | 0.023828 | -0.59192 | 0.047608 | 0.78064 | 2.1651 | 7.3173 | 18.3404 | 16.7894 | 15.9862 | 14.1713 | 3.8479 | 1.747 | 0.30954 | 0.17375 | 0.46849 | -0.39514 | 66.8466 | 65.5265 | 64.4209 | 63.5415 | 62.6711 | 62.0086 | 61.7697 | 61.9095 | 63.4284 | 67.1806 | 73.6326 | 80.0585 | 85.9672 | 89.1079 | 90.1276 | 90.9022 | 91.2684 | 90.416 | 87.9219 | 82.9209 | 79.0409 | 75.9149 | 73.3825 | 71.6774 | 5.4484 | 4.3743 | 4.6361 | 4.1687 | 3.7368 | 4.0588 | 3.4363 | 3.1655 | 3.3894 | 3.7519 | 4.1611 | 5.1067 | 4.3836 | 4.4059 | 3.7336 | 3.415 | 2.9594 | 3.3485 | 3.8278 | 3.5459 | 3.7059 | 4.3622 | 4.5018 | 4.8778
Program Specific1-in-2Size: Over 200kWOrange County2024November Monthly Peak | Program Specific | 1-in-2 | Size: Over 200kW | Orange County | 2024 | November Monthly Peak | 11 | 121.6558 | 117.2575 | 113.6814 | 114.9593 | 126.2931 | 155.3845 | 180.797 | 194.4331 | 205.3376 | 210.4908 | 215.6765 | 217.0182 | 216.4862 | 214.937 | 207.8422 | 194.2551 | 181.8765 | 176.3791 | 168.4262 | 163.3411 | 156.7213 | 149.1278 | 138.6504 | 131.5779 | 3.4469 | 2.6398 | 2.2042 | 0.44853 | 0.12205 | 0.76528 | 1.8063 | 1.6681 | -0.10226 | -0.85368 | 0.091392 | 0.86181 | 2.0774 | 6.8215 | 16.7 | 15.2097 | 14.6837 | 13.4326 | 3.3925 | 1.797 | 0.41648 | 0.27572 | 0.63976 | -0.30836 | 58.8992 | 58.0223 | 57.8361 | 57.4677 | 56.434 | 55.3301 | 55.8207 | 55.3799 | 59.1921 | 63.2716 | 68.2247 | 73.2279 | 76.1707 | 77.8662 | 78.9494 | 78.847 | 76.9101 | 73.7837 | 70.3985 | 67.4445 | 65.5297 | 64.6842 | 63.6374 | 62.96 | 5.2123 | 4.1925 | 4.5027 | 4.0671 | 3.655 | 3.971 | 3.3214 | 3.0631 | 3.2476 | 3.571 | 3.9228 | 4.776 | 4.0826 | 4.0773 | 3.4443 | 3.1369 | 2.7382 | 3.2079 | 3.5762 | 3.2815 | 3.4681 | 4.1057 | 4.2501 | 4.6367
Program Specific1-in-2Size: Over 200kWOrange County2024December Monthly Peak | Program Specific | 1-in-2 | Size: Over 200kW | Orange County | 2024 | December Monthly Peak | 12 | 116.0587 | 111.6336 | 108.9153 | 109.2167 | 120.216 | 149.5934 | 176.9031 | 188.652 | 197.1304 | 198.3824 | 200.591 | 199.485 | 196.7879 | 194.0694 | 186.9347 | 175.1713 | 166.1771 | 162.5122 | 156.2343 | 152.1624 | 146.244 | 139.8681 | 130.2984 | 123.8841 | 3.2883 | 2.5132 | 2.1118 | 0.42613 | 0.11618 | 0.73676 | 1.7674 | 1.6185 | -0.098173 | -0.80457 | 0.084999 | 0.79219 | 1.8883 | 6.1592 | 15.0201 | 13.7154 | 13.4162 | 12.3766 | 3.1469 | 1.674 | 0.38864 | 0.2586 | 0.60122 | -0.29032 | 49.9478 | 49.3707 | 48.5774 | 48.163 | 47.6586 | 47.0793 | 46.666 | 46.4576 | 47.2912 | 50.6761 | 54.3807 | 57.5968 | 60.1705 | 61.5358 | 62.1291 | 62.3894 | 62.0866 | 60.1338 | 57.2782 | 54.7285 | 52.8015 | 51.0115 | 49.4199 | 48.0063 | 4.9725 | 3.9914 | 4.3139 | 3.8639 | 3.4791 | 3.823 | 3.2498 | 2.972 | 3.1178 | 3.3656 | 3.6485 | 4.3901 | 3.7112 | 3.6814 | 3.0979 | 2.8288 | 2.5018 | 2.9557 | 3.3173 | 3.0569 | 3.2362 | 3.8508 | 3.9941 | 4.3655
Program Specific1-in-2Size: Over 200kWOrange County2024Typical Event Day | Program Specific | 1-in-2 | Size: Over 200kW | Orange County | 2024 | Typical Event Day | 8 | 138.8984 | 132.8771 | 128.4723 | 130.7538 | 142.2887 | 173.7111 | 203.1328 | 219.4816 | 233.0566 | 240.656 | 246.4762 | 248.4877 | 247.3809 | 246.0809 | 240.0311 | 228.0692 | 213.9997 | 200.189 | 191.2734 | 187.8886 | 183.7829 | 173.9456 | 160.5935 | 153.0602 | 0.5493 | 0.52356 | 0.23638 | -0.7118 | -1.2463 | -1.2585 | -0.63074 | -0.11709 | 0.70611 | 1.0215 | -0.20989 | 0.020854 | 1.7225 | 6.6471 | 18.6635 | 17.3678 | 16.1488 | 14.5413 | 4.7508 | 0.6626 | -0.41207 | -0.45912 | -0.64283 | -0.76645 | 74.6039 | 73.436 | 72.3474 | 71.4007 | 70.643 | 69.7987 | 69.4187 | 69.899 | 72.3441 | 77.0797 | 82.3501 | 87.0852 | 90.6983 | 93.0212 | 94.6972 | 95.4613 | 95.3765 | 94.2726 | 92.5154 | 89.5381 | 85.7009 | 82.24 | 79.9171 | 78.1612 | 5.5975 | 4.4687 | 4.7863 | 4.3511 | 3.8733 | 4.1756 | 3.51 | 3.2523 | 3.467 | 3.8402 | 4.2167 | 5.1437 | 4.3881 | 4.3907 | 3.7415 | 3.4642 | 3.0304 | 3.4247 | 3.82 | 3.5505 | 3.8253 | 4.5045 | 4.6303 | 5.0733
Program Specific1-in-2Size: Over 200kWOrange County2025January Monthly Peak | Program Specific | 1-in-2 | Size: Over 200kW | Orange County | 2025 | January Monthly Peak | 1 | 113.266 | 109.3682 | 106.0384 | 106.902 | 118.6949 | 149.9305 | 178.4555 | 191.5819 | 200.5048 | 199.6606 | 200.9672 | 200.5282 | 197.9364 | 193.4433 | 185.583 | 172.558 | 161.357 | 157.9378 | 153.3653 | 149.3708 | 144.2131 | 138.1229 | 129.3244 | 123.1798 | 3.2091 | 2.4622 | 2.056 | 0.41709 | 0.11471 | 0.73842 | 1.7829 | 1.6437 | -0.099854 | -0.80976 | 0.085159 | 0.79633 | 1.8994 | 6.1393 | 14.9115 | 13.5108 | 13.0271 | 12.0282 | 3.0891 | 1.6433 | 0.38324 | 0.25537 | 0.59673 | -0.28867 | 47.1935 | 46.0968 | 45.3826 | 45.177 | 44.5769 | 44.3008 | 43.7704 | 43.4143 | 43.4698 | 45.0587 | 48.1209 | 50.9204 | 52.7675 | 54.2608 | 55.2377 | 55.6396 | 55.398 | 54.0007 | 52.2752 | 50.8298 | 49.7928 | 48.853 | 48.0548 | 47.2342 | 4.8528 | 3.9104 | 4.2 | 3.782 | 3.4351 | 3.8316 | 3.2784 | 3.0182 | 3.1711 | 3.3873 | 3.6553 | 4.4131 | 3.7328 | 3.6695 | 3.0754 | 2.7866 | 2.4293 | 2.8725 | 3.2564 | 3.0009 | 3.1913 | 3.8027 | 3.9642 | 4.3407
Program Specific1-in-2Size: Over 200kWOrange County2025February Monthly Peak | Program Specific | 1-in-2 | Size: Over 200kW | Orange County | 2025 | February Monthly Peak | 2 | 113.5976 | 109.3947 | 106.7533 | 107.8176 | 119.7992 | 150.4271 | 178.0138 | 190.9201 | 199.5564 | 200.1975 | 201.9216 | 202.8006 | 200.9848 | 197.2417 | 190.0785 | 177.2051 | 165.08 | 159.5272 | 156.4652 | 151.8809 | 146.4689 | 139.5302 | 129.6811 | 122.9942 | 3.2185 | 2.4628 | 2.0698 | 0.42067 | 0.11578 | 0.74087 | 1.7785 | 1.638 | -0.099381 | -0.81193 | 0.085563 | 0.80535 | 1.9286 | 6.2599 | 15.2727 | 13.8747 | 13.3276 | 12.1492 | 3.1516 | 1.6709 | 0.38923 | 0.25797 | 0.59837 | -0.28824 | 48.917 | 48.6695 | 48.2317 | 47.9057 | 47.209 | 46.7703 | 46.6584 | 46.7179 | 47.2173 | 48.8537 | 50.9205 | 52.7748 | 53.6718 | 54.0757 | 54.2443 | 53.8509 | 53.6377 | 52.9787 | 51.8849 | 50.4133 | 48.969 | 48.574 | 47.5831 | 46.5357 | 4.867 | 3.9113 | 4.2283 | 3.8144 | 3.467 | 3.8443 | 3.2703 | 3.0077 | 3.1561 | 3.3964 | 3.6727 | 4.4631 | 3.7903 | 3.7416 | 3.1499 | 2.8616 | 2.4853 | 2.9014 | 3.3222 | 3.0513 | 3.2412 | 3.8415 | 3.9752 | 4.3342
Program Specific1-in-2Size: Over 200kWOrange County2025March Monthly Peak | Program Specific | 1-in-2 | Size: Over 200kW | Orange County | 2025 | March Monthly Peak | 3 | 117.3697 | 112.9837 | 108.9128 | 110.2316 | 121.5703 | 151.5326 | 179.3322 | 191.7976 | 199.7924 | 200.445 | 202.4819 | 203.2274 | 202.4603 | 199.6885 | 192.9062 | 181.1091 | 169.0078 | 159.7417 | 155.8232 | 155.6163 | 151.0371 | 143.9311 | 133.6622 | 126.163 | 3.3254 | 2.5436 | 2.1117 | 0.43009 | 0.11749 | 0.74631 | 1.7917 | 1.6455 | -0.099499 | -0.81294 | 0.085801 | 0.80705 | 1.9428 | 6.3375 | 15.4999 | 14.1804 | 13.6447 | 12.1656 | 3.1387 | 1.712 | 0.40137 | 0.26611 | 0.61674 | -0.29567 | 49.0407 | 47.8873 | 46.8856 | 46.3526 | 46.1624 | 45.656 | 45.098 | 45.096 | 47.1026 | 49.606 | 52.1099 | 53.9605 | 55.2159 | 56.1804 | 56.74 | 57.0239 | 56.8634 | 56.4804 | 55.1035 | 53.0173 | 51.488 | 50.1594 | 49.0704 | 48.2312 | 5.0286 | 4.0397 | 4.3138 | 3.8998 | 3.5183 | 3.8726 | 3.2945 | 3.0216 | 3.1599 | 3.4006 | 3.6829 | 4.4725 | 3.8181 | 3.788 | 3.1968 | 2.9246 | 2.5445 | 2.9053 | 3.3086 | 3.1263 | 3.3423 | 3.9626 | 4.0972 | 4.4458
Program Specific1-in-2Size: Over 200kWOrange County2025April Monthly Peak | Program Specific | 1-in-2 | Size: Over 200kW | Orange County | 2025 | April Monthly Peak | 4 | 119.1815 | 114.8538 | 111.0861 | 112.947 | 124.0008 | 153.7509 | 179.8795 | 193.7257 | 204.2237 | 208.977 | 213.9094 | 216.2945 | 216.3772 | 215.0548 | 208.1265 | 195.5045 | 182.4722 | 171.2129 | 162.9908 | 163.0832 | 158.9251 | 150.7291 | 138.8401 | 130.3125 | 3.3768 | 2.5857 | 2.1538 | 0.44068 | 0.11984 | 0.75724 | 1.7972 | 1.6621 | -0.10171 | -0.84754 | 0.090643 | 0.85894 | 2.0763 | 6.8252 | 16.7228 | 15.3075 | 14.7318 | 13.0392 | 3.283 | 1.7942 | 0.42234 | 0.27868 | 0.64064 | -0.30539 | 63.6819 | 62.412 | 60.7652 | 59.6511 | 58.5777 | 57.7978 | 57.4462 | 56.9272 | 59.5352 | 64.0102 | 69.0949 | 73.9575 | 77.6497 | 80.4737 | 82.3634 | 83.3378 | 83.531 | 82.4245 | 80.3361 | 77.33 | 73.1757 | 69.8698 | 67.2468 | 64.7473 | 5.1063 | 4.1065 | 4.3999 | 3.9959 | 3.5886 | 3.9293 | 3.3045 | 3.0519 | 3.23 | 3.5453 | 3.8907 | 4.7601 | 4.0806 | 4.0795 | 3.449 | 3.1571 | 2.7472 | 3.114 | 3.4608 | 3.2763 | 3.5168 | 4.1498 | 4.2559 | 4.5921
Program Specific1-in-2Size: Over 200kWOrange County2025May Monthly Peak | Program Specific | 1-in-2 | Size: Over 200kW | Orange County | 2025 | May Monthly Peak | 5 | 120.8369 | 116.2135 | 112.213 | 114.2189 | 125.9993 | 156.5801 | 181.3331 | 197.7055 | 210.8696 | 216.605 | 222.1508 | 224.1236 | 223.8268 | 222.6927 | 215.814 | 202.3048 | 188.4149 | 176.2229 | 167.7372 | 165.2455 | 163.234 | 155.1978 | 142.669 | 134.9749 | 3.4237 | 2.6163 | 2.1757 | 0.44564 | 0.12177 | 0.77117 | 1.8117 | 1.6962 | -0.10502 | -0.87848 | 0.094135 | 0.89003 | 2.1478 | 7.0676 | 17.3405 | 15.8399 | 15.2116 | 13.4207 | 3.3786 | 1.818 | 0.43379 | 0.28694 | 0.6583 | -0.31632 | 63.6536 | 62.7802 | 61.6336 | 60.3655 | 59.2623 | 58.609 | 58.4391 | 58.8254 | 60.6676 | 65.2049 | 70.3835 | 75.1854 | 79.8517 | 83.3135 | 85.1955 | 86.1118 | 86.1102 | 84.1225 | 81.634 | 78.4828 | 74.1194 | 70.0924 | 67.7992 | 66.0053 | 5.1772 | 4.1551 | 4.4446 | 4.0409 | 3.6465 | 4.0016 | 3.3312 | 3.1146 | 3.3351 | 3.6747 | 4.0406 | 4.9324 | 4.2211 | 4.2244 | 3.5764 | 3.2669 | 2.8366 | 3.2051 | 3.5615 | 3.3198 | 3.6122 | 4.2728 | 4.3733 | 4.7564
Program Specific1-in-2Size: Over 200kWOrange County2025June Monthly Peak | Program Specific | 1-in-2 | Size: Over 200kW | Orange County | 2025 | June Monthly Peak | 6 | 132.8565 | 128.0508 | 122.6954 | 124.734 | 135.0437 | 163.369 | 189.0205 | 205.7603 | 218.4141 | 224.8333 | 230.107 | 231.4301 | 228.8172 | 227.0688 | 220.8636 | 210.7065 | 197.8885 | 185.196 | 178.1208 | 175.2904 | 173.3623 | 165.8824 | 152.9093 | 145.3223 | 2.469 | 1.9317 | 1.5179 | 0.020495 | -0.39471 | 0.0095276 | 0.89855 | 1.0154 | 0.19937 | -0.16553 | -0.019848 | 0.55928 | 1.9548 | 6.7774 | 17.5171 | 16.3169 | 15.5591 | 13.8434 | 3.9223 | 1.4045 | 0.12102 | 0.0089492 | 0.17862 | -0.49538 | 69.3527 | 68.2285 | 67.0301 | 65.7048 | 64.7827 | 63.8286 | 63.021 | 63.9918 | 67.2169 | 72.3577 | 77.7266 | 82.6149 | 86.2677 | 88.326 | 90.1213 | 91.0835 | 91.5377 | 90.6182 | 89.1375 | 86.1879 | 81.9395 | 77.4477 | 74.8119 | 72.7645 | 5.4768 | 4.4051 | 4.6758 | 4.2459 | 3.7603 | 4.0171 | 3.3411 | 3.1189 | 3.3237 | 3.67 | 4.0269 | 4.9004 | 4.1519 | 4.1444 | 3.5216 | 3.2738 | 2.8665 | 3.2408 | 3.6389 | 3.3883 | 3.6912 | 4.3942 | 4.5098 | 4.9272
Program Specific1-in-2Size: Over 200kWOrange County2025July Monthly Peak | Program Specific | 1-in-2 | Size: Over 200kW | Orange County | 2025 | July Monthly Peak | 7 | 137.4377 | 132.2144 | 128.1435 | 129.9784 | 141.3413 | 172.0245 | 198.8039 | 214.8982 | 227.8323 | 235.9319 | 242.6117 | 244.809 | 243.6374 | 241.6379 | 236.3297 | 226.4024 | 213.6223 | 200.7217 | 192.0441 | 187.3733 | 183.2206 | 175.205 | 161.8724 | 153.4839 | -0.20784 | -0.029742 | -0.26853 | -0.97999 | -1.5463 | -1.7157 | -1.2012 | -0.55381 | 0.87053 | 1.4406 | -0.27598 | -0.19286 | 1.5526 | 6.271 | 18.2382 | 17.1319 | 15.8677 | 14.4216 | 4.9722 | 0.34668 | -0.61213 | -0.63879 | -0.96076 | -0.86026 | 76.836 | 75.8971 | 74.9933 | 73.9796 | 73.0905 | 72.3696 | 71.8921 | 72.8585 | 75.6485 | 79.6285 | 84.4166 | 88.7743 | 91.801 | 93.7074 | 95.3252 | 95.8009 | 94.9556 | 93.5085 | 91.9327 | 90.0082 | 87.275 | 84.2798 | 81.8354 | 79.9885 | 5.5585 | 4.4624 | 4.7911 | 4.3408 | 3.8613 | 4.1499 | 3.4475 | 3.1958 | 3.4014 | 3.7783 | 4.1655 | 5.0857 | 4.3372 | 4.3269 | 3.697 | 3.4512 | 3.0359 | 3.4461 | 3.8492 | 3.5534 | 3.8273 | 4.5534 | 4.6839 | 5.1056
Program Specific1-in-2Size: Over 200kWOrange County2025August Monthly Peak | Program Specific | 1-in-2 | Size: Over 200kW | Orange County | 2025 | August Monthly Peak | 8 | 139.5964 | 133.583 | 129.1902 | 131.4726 | 143.0906 | 174.7071 | 204.3126 | 221.3214 | 235.7048 | 244.2255 | 250.9024 | 253.426 | 252.6122 | 251.2608 | 245.1304 | 232.8933 | 218.4688 | 204.1823 | 194.5202 | 190.8971 | 186.381 | 176.2219 | 162.5727 | 154.7668 | -0.31233 | -0.10384 | -0.33816 | -1.0278 | -1.6068 | -1.8057 | -1.314 | -0.63035 | 0.92534 | 1.5516 | -0.29493 | -0.22895 | 1.5901 | 6.4855 | 18.8984 | 17.6082 | 16.1934 | 14.6489 | 5.0635 | 0.31076 | -0.64985 | -0.66603 | -1.0066 | -0.87972 | 77.1131 | 75.613 | 74.2633 | 73.4154 | 72.7318 | 71.8813 | 71.5667 | 71.5591 | 73.6688 | 79.1541 | 84.7171 | 89.3951 | 92.9094 | 95.4421 | 97.0383 | 97.8949 | 97.8969 | 96.6798 | 94.4433 | 91.0527 | 86.6839 | 83.4843 | 81.3929 | 79.6276 | 5.6513 | 4.5129 | 4.835 | 4.3949 | 3.9128 | 4.2187 | 3.5465 | 3.2945 | 3.5224 | 3.9149 | 4.312 | 5.2698 | 4.5014 | 4.5036 | 3.8384 | 3.5536 | 3.1078 | 3.5089 | 3.9026 | 3.6238 | 3.8971 | 4.5843 | 4.7087 | 5.1532
Program Specific1-in-2Size: Over 200kWOrange County2025September Monthly Peak | Program Specific | 1-in-2 | Size: Over 200kW | Orange County | 2025 | September Monthly Peak | 9 | 137.5943 | 132.3465 | 128.3806 | 130.3664 | 142.1165 | 173.4452 | 203.7884 | 221.5977 | 238.1898 | 246.5162 | 253.6408 | 256.6672 | 256.3704 | 255.0456 | 247.8151 | 233.8355 | 218.4864 | 203.489 | 194.5296 | 193.9949 | 185.8027 | 175.8758 | 162.0069 | 153.561 | 0.13547 | 0.22198 | -0.038284 | -0.85813 | -1.4132 | -1.5137 | -0.95794 | -0.36425 | 0.82404 | 1.2957 | -0.2554 | -0.10002 | 1.7029 | 6.7424 | 19.1904 | 17.7457 | 16.347 | 14.6938 | 4.943 | 0.50746 | -0.52751 | -0.56039 | -0.81858 | -0.8188 | 75.1139 | 74.0056 | 73.103 | 72.5031 | 71.967 | 71.1152 | 71.195 | 71.1867 | 72.8421 | 77.1785 | 82.5402 | 87.5566 | 91.8151 | 94.6092 | 96.304 | 97.0659 | 97.116 | 96.284 | 94.5478 | 90.9035 | 86.9053 | 83.7481 | 81.6283 | 80.2642 | 5.5512 | 4.4559 | 4.7882 | 4.343 | 3.8729 | 4.1739 | 3.5253 | 3.2874 | 3.5474 | 3.9382 | 4.3442 | 5.319 | 4.5527 | 4.5558 | 3.8671 | 3.5558 | 3.0974 | 3.485 | 3.8894 | 3.67 | 3.8717 | 4.5596 | 4.6763 | 5.0956
Program Specific1-in-2Size: Over 200kWOrange County2025October Monthly Peak | Program Specific | 1-in-2 | Size: Over 200kW | Orange County | 2025 | October Monthly Peak | 10 | 129.5583 | 124.6411 | 119.2495 | 120.046 | 131.5464 | 161.8065 | 190.5688 | 204.7101 | 218.3355 | 225.3109 | 233.0747 | 236.4042 | 236.8151 | 236.6246 | 229.5339 | 215.4472 | 200.2612 | 187.5697 | 183.6656 | 179.819 | 170.6167 | 161.4198 | 149.6198 | 141.0222 | 3.1272 | 2.4077 | 1.952 | 0.2753 | -0.093049 | 0.45802 | 1.4744 | 1.4352 | 0.023828 | -0.59192 | 0.047608 | 0.78064 | 2.1651 | 7.3173 | 18.3404 | 16.7894 | 15.9862 | 14.1713 | 3.8479 | 1.747 | 0.30954 | 0.17375 | 0.46849 | -0.39514 | 66.8466 | 65.5265 | 64.4209 | 63.5415 | 62.6711 | 62.0086 | 61.7697 | 61.9094 | 63.4284 | 67.1806 | 73.6326 | 80.0585 | 85.9673 | 89.1079 | 90.1276 | 90.9022 | 91.2684 | 90.416 | 87.9219 | 82.9209 | 79.0409 | 75.9149 | 73.3825 | 71.6774 | 5.4484 | 4.3743 | 4.6361 | 4.1687 | 3.7368 | 4.0588 | 3.4363 | 3.1655 | 3.3894 | 3.7519 | 4.1611 | 5.1067 | 4.3836 | 4.4059 | 3.7336 | 3.415 | 2.9594 | 3.3485 | 3.8278 | 3.5459 | 3.7059 | 4.3622 | 4.5018 | 4.8778
Program Specific1-in-2Size: Over 200kWOrange County2025November Monthly Peak | Program Specific | 1-in-2 | Size: Over 200kW | Orange County | 2025 | November Monthly Peak | 11 | 121.6558 | 117.2575 | 113.6814 | 114.9593 | 126.2931 | 155.3845 | 180.797 | 194.4331 | 205.3376 | 210.4908 | 215.6766 | 217.0182 | 216.4862 | 214.937 | 207.8422 | 194.2551 | 181.8765 | 176.3791 | 168.4263 | 163.3411 | 156.7213 | 149.1278 | 138.6504 | 131.5779 | 3.4469 | 2.6398 | 2.2042 | 0.44853 | 0.12205 | 0.76528 | 1.8063 | 1.6681 | -0.10226 | -0.85368 | 0.091392 | 0.86181 | 2.0774 | 6.8215 | 16.7 | 15.2097 | 14.6837 | 13.4326 | 3.3925 | 1.797 | 0.41648 | 0.27572 | 0.63976 | -0.30836 | 58.8992 | 58.0223 | 57.8361 | 57.4677 | 56.434 | 55.3301 | 55.8207 | 55.3799 | 59.1921 | 63.2716 | 68.2247 | 73.2279 | 76.1707 | 77.8662 | 78.9494 | 78.847 | 76.9101 | 73.7837 | 70.3985 | 67.4445 | 65.5297 | 64.6842 | 63.6374 | 62.96 | 5.2123 | 4.1925 | 4.5027 | 4.0671 | 3.655 | 3.971 | 3.3214 | 3.0631 | 3.2476 | 3.571 | 3.9228 | 4.776 | 4.0826 | 4.0773 | 3.4443 | 3.1369 | 2.7382 | 3.2079 | 3.5762 | 3.2815 | 3.4681 | 4.1057 | 4.2501 | 4.6367
Program Specific1-in-2Size: Over 200kWOrange County2025December Monthly Peak | Program Specific | 1-in-2 | Size: Over 200kW | Orange County | 2025 | December Monthly Peak | 12 | 116.0587 | 111.6336 | 108.9153 | 109.2167 | 120.216 | 149.5934 | 176.9031 | 188.652 | 197.1304 | 198.3824 | 200.591 | 199.485 | 196.7879 | 194.0693 | 186.9347 | 175.1713 | 166.1771 | 162.5122 | 156.2343 | 152.1624 | 146.244 | 139.8681 | 130.2984 | 123.8841 | 3.2883 | 2.5132 | 2.1118 | 0.42613 | 0.11618 | 0.73676 | 1.7674 | 1.6185 | -0.098173 | -0.80457 | 0.084999 | 0.79219 | 1.8883 | 6.1592 | 15.0201 | 13.7154 | 13.4162 | 12.3766 | 3.1469 | 1.674 | 0.38864 | 0.2586 | 0.60122 | -0.29032 | 49.9478 | 49.3707 | 48.5774 | 48.163 | 47.6586 | 47.0793 | 46.666 | 46.4576 | 47.2912 | 50.6761 | 54.3807 | 57.5968 | 60.1705 | 61.5358 | 62.1291 | 62.3894 | 62.0866 | 60.1338 | 57.2782 | 54.7285 | 52.8015 | 51.0115 | 49.4199 | 48.0063 | 4.9725 | 3.9914 | 4.3139 | 3.8639 | 3.4791 | 3.823 | 3.2498 | 2.972 | 3.1178 | 3.3656 | 3.6485 | 4.3901 | 3.7112 | 3.6814 | 3.0979 | 2.8288 | 2.5018 | 2.9557 | 3.3173 | 3.0569 | 3.2362 | 3.8508 | 3.9941 | 4.3655
Program Specific1-in-2Size: Over 200kWOrange County2025Typical Event Day | Program Specific | 1-in-2 | Size: Over 200kW | Orange County | 2025 | Typical Event Day | 8 | 138.8984 | 132.8771 | 128.4723 | 130.7538 | 142.2887 | 173.7111 | 203.1328 | 219.4816 | 233.0566 | 240.656 | 246.4762 | 248.4877 | 247.3809 | 246.0809 | 240.0311 | 228.0692 | 213.9997 | 200.189 | 191.2734 | 187.8886 | 183.7829 | 173.9456 | 160.5935 | 153.0602 | 0.5493 | 0.52356 | 0.23638 | -0.7118 | -1.2463 | -1.2585 | -0.63074 | -0.11709 | 0.70611 | 1.0215 | -0.20989 | 0.020854 | 1.7225 | 6.6471 | 18.6635 | 17.3678 | 16.1488 | 14.5413 | 4.7508 | 0.6626 | -0.41207 | -0.45912 | -0.64283 | -0.76645 | 74.6039 | 73.436 | 72.3474 | 71.4007 | 70.643 | 69.7987 | 69.4187 | 69.899 | 72.3441 | 77.0797 | 82.3501 | 87.0852 | 90.6983 | 93.0212 | 94.6972 | 95.4613 | 95.3765 | 94.2726 | 92.5154 | 89.5381 | 85.7009 | 82.24 | 79.9171 | 78.1612 | 5.5975 | 4.4687 | 4.7863 | 4.3511 | 3.8733 | 4.1756 | 3.51 | 3.2523 | 3.467 | 3.8402 | 4.2167 | 5.1437 | 4.3881 | 4.3907 | 3.7415 | 3.4642 | 3.0304 | 3.4247 | 3.82 | 3.5505 | 3.8253 | 4.5045 | 4.6303 | 5.0733
Program Specific1-in-2Size: Over 200kWOrange County2026January Monthly Peak | Program Specific | 1-in-2 | Size: Over 200kW | Orange County | 2026 | January Monthly Peak | 1 | 113.266 | 109.3682 | 106.0384 | 106.902 | 118.6949 | 149.9305 | 178.4555 | 191.5819 | 200.5048 | 199.6606 | 200.9672 | 200.5282 | 197.9364 | 193.4433 | 185.583 | 172.5581 | 161.3569 | 157.9378 | 153.3653 | 149.3708 | 144.2131 | 138.1229 | 129.3244 | 123.1798 | 3.2091 | 2.4622 | 2.056 | 0.41709 | 0.11471 | 0.73842 | 1.7829 | 1.6437 | -0.099854 | -0.80976 | 0.085159 | 0.79633 | 1.8994 | 6.1393 | 14.9115 | 13.5108 | 13.0271 | 12.0282 | 3.0891 | 1.6433 | 0.38324 | 0.25537 | 0.59673 | -0.28867 | 47.1935 | 46.0968 | 45.3826 | 45.177 | 44.5769 | 44.3008 | 43.7704 | 43.4143 | 43.4698 | 45.0587 | 48.1209 | 50.9204 | 52.7675 | 54.2608 | 55.2377 | 55.6396 | 55.398 | 54.0007 | 52.2752 | 50.8298 | 49.7928 | 48.853 | 48.0548 | 47.2342 | 4.8528 | 3.9104 | 4.2 | 3.782 | 3.4351 | 3.8316 | 3.2784 | 3.0182 | 3.1711 | 3.3873 | 3.6553 | 4.4131 | 3.7328 | 3.6695 | 3.0754 | 2.7866 | 2.4293 | 2.8725 | 3.2564 | 3.0009 | 3.1913 | 3.8027 | 3.9642 | 4.3407
Program Specific1-in-2Size: Over 200kWOrange County2026February Monthly Peak | Program Specific | 1-in-2 | Size: Over 200kW | Orange County | 2026 | February Monthly Peak | 2 | 113.5976 | 109.3947 | 106.7533 | 107.8176 | 119.7992 | 150.4271 | 178.0138 | 190.9201 | 199.5564 | 200.1975 | 201.9216 | 202.8006 | 200.9848 | 197.2417 | 190.0785 | 177.2051 | 165.08 | 159.5272 | 156.4652 | 151.8809 | 146.4689 | 139.5302 | 129.6811 | 122.9942 | 3.2185 | 2.4628 | 2.0698 | 0.42067 | 0.11578 | 0.74087 | 1.7785 | 1.638 | -0.099381 | -0.81193 | 0.085563 | 0.80535 | 1.9286 | 6.2599 | 15.2727 | 13.8747 | 13.3276 | 12.1492 | 3.1516 | 1.6709 | 0.38923 | 0.25797 | 0.59837 | -0.28824 | 48.917 | 48.6695 | 48.2317 | 47.9057 | 47.209 | 46.7703 | 46.6584 | 46.7179 | 47.2173 | 48.8537 | 50.9205 | 52.7748 | 53.6718 | 54.0757 | 54.2443 | 53.8509 | 53.6377 | 52.9787 | 51.8849 | 50.4133 | 48.969 | 48.574 | 47.5831 | 46.5357 | 4.867 | 3.9113 | 4.2283 | 3.8144 | 3.467 | 3.8443 | 3.2703 | 3.0077 | 3.1561 | 3.3964 | 3.6727 | 4.4631 | 3.7903 | 3.7416 | 3.1499 | 2.8616 | 2.4853 | 2.9014 | 3.3222 | 3.0513 | 3.2412 | 3.8415 | 3.9752 | 4.3342
Program Specific1-in-2Size: Over 200kWOrange County2026March Monthly Peak | Program Specific | 1-in-2 | Size: Over 200kW | Orange County | 2026 | March Monthly Peak | 3 | 117.3697 | 112.9837 | 108.9128 | 110.2316 | 121.5703 | 151.5326 | 179.3322 | 191.7976 | 199.7924 | 200.445 | 202.4819 | 203.2274 | 202.4603 | 199.6885 | 192.9062 | 181.1091 | 169.0079 | 159.7417 | 155.8232 | 155.6163 | 151.0371 | 143.9311 | 133.6622 | 126.163 | 3.3254 | 2.5436 | 2.1117 | 0.43009 | 0.11749 | 0.74631 | 1.7917 | 1.6455 | -0.099499 | -0.81294 | 0.085801 | 0.80705 | 1.9428 | 6.3375 | 15.4999 | 14.1804 | 13.6447 | 12.1656 | 3.1387 | 1.712 | 0.40137 | 0.26611 | 0.61674 | -0.29567 | 49.0407 | 47.8873 | 46.8856 | 46.3526 | 46.1624 | 45.656 | 45.098 | 45.096 | 47.1026 | 49.606 | 52.1099 | 53.9605 | 55.2159 | 56.1804 | 56.74 | 57.0239 | 56.8634 | 56.4804 | 55.1034 | 53.0173 | 51.488 | 50.1594 | 49.0704 | 48.2312 | 5.0286 | 4.0397 | 4.3138 | 3.8998 | 3.5183 | 3.8726 | 3.2945 | 3.0216 | 3.1599 | 3.4006 | 3.6829 | 4.4725 | 3.8181 | 3.788 | 3.1968 | 2.9246 | 2.5445 | 2.9053 | 3.3086 | 3.1263 | 3.3423 | 3.9626 | 4.0972 | 4.4458
Program Specific1-in-2Size: Over 200kWOrange County2026April Monthly Peak | Program Specific | 1-in-2 | Size: Over 200kW | Orange County | 2026 | April Monthly Peak | 4 | 119.1815 | 114.8538 | 111.0861 | 112.9471 | 124.0008 | 153.7509 | 179.8796 | 193.7257 | 204.2237 | 208.977 | 213.9094 | 216.2945 | 216.3772 | 215.0548 | 208.1264 | 195.5045 | 182.4722 | 171.2129 | 162.9908 | 163.0832 | 158.9251 | 150.7291 | 138.8401 | 130.3125 | 3.3768 | 2.5857 | 2.1538 | 0.44068 | 0.11984 | 0.75724 | 1.7972 | 1.6621 | -0.10171 | -0.84754 | 0.090643 | 0.85894 | 2.0763 | 6.8252 | 16.7228 | 15.3075 | 14.7318 | 13.0392 | 3.283 | 1.7942 | 0.42234 | 0.27868 | 0.64064 | -0.30539 | 63.6819 | 62.412 | 60.7652 | 59.6511 | 58.5777 | 57.7978 | 57.4462 | 56.9272 | 59.5352 | 64.0102 | 69.0949 | 73.9575 | 77.6497 | 80.4737 | 82.3635 | 83.3378 | 83.531 | 82.4244 | 80.3361 | 77.33 | 73.1757 | 69.8698 | 67.2468 | 64.7473 | 5.1063 | 4.1065 | 4.3999 | 3.9959 | 3.5886 | 3.9293 | 3.3045 | 3.0519 | 3.23 | 3.5453 | 3.8907 | 4.7601 | 4.0806 | 4.0795 | 3.449 | 3.1571 | 2.7472 | 3.114 | 3.4608 | 3.2763 | 3.5168 | 4.1498 | 4.2559 | 4.5921
Program Specific1-in-2Size: Over 200kWOrange County2026May Monthly Peak | Program Specific | 1-in-2 | Size: Over 200kW | Orange County | 2026 | May Monthly Peak | 5 | 120.8369 | 116.2135 | 112.213 | 114.2189 | 125.9993 | 156.5801 | 181.3331 | 197.7055 | 210.8696 | 216.605 | 222.1508 | 224.1236 | 223.8268 | 222.6927 | 215.814 | 202.3047 | 188.4149 | 176.2229 | 167.7372 | 165.2455 | 163.234 | 155.1978 | 142.6689 | 134.9749 | 3.4237 | 2.6163 | 2.1757 | 0.44564 | 0.12177 | 0.77117 | 1.8117 | 1.6962 | -0.10502 | -0.87848 | 0.094135 | 0.89003 | 2.1478 | 7.0676 | 17.3405 | 15.8399 | 15.2116 | 13.4207 | 3.3786 | 1.818 | 0.43379 | 0.28694 | 0.6583 | -0.31632 | 63.6536 | 62.7802 | 61.6336 | 60.3655 | 59.2623 | 58.609 | 58.4391 | 58.8254 | 60.6676 | 65.2049 | 70.3834 | 75.1854 | 79.8517 | 83.3134 | 85.1955 | 86.1118 | 86.1102 | 84.1225 | 81.634 | 78.4828 | 74.1194 | 70.0924 | 67.7992 | 66.0053 | 5.1772 | 4.1551 | 4.4446 | 4.0409 | 3.6465 | 4.0016 | 3.3312 | 3.1146 | 3.3351 | 3.6747 | 4.0406 | 4.9324 | 4.2211 | 4.2244 | 3.5764 | 3.2669 | 2.8366 | 3.2051 | 3.5615 | 3.3198 | 3.6122 | 4.2728 | 4.3733 | 4.7564
Program Specific1-in-2Size: Over 200kWOrange County2026June Monthly Peak | Program Specific | 1-in-2 | Size: Over 200kW | Orange County | 2026 | June Monthly Peak | 6 | 132.8565 | 128.0508 | 122.6954 | 124.734 | 135.0437 | 163.369 | 189.0205 | 205.7603 | 218.4141 | 224.8333 | 230.107 | 231.4301 | 228.8172 | 227.0688 | 220.8636 | 210.7065 | 197.8885 | 185.196 | 178.1208 | 175.2904 | 173.3623 | 165.8823 | 152.9093 | 145.3223 | 2.469 | 1.9317 | 1.5179 | 0.020495 | -0.39471 | 0.0095276 | 0.89855 | 1.0154 | 0.19937 | -0.16553 | -0.019848 | 0.55928 | 1.9548 | 6.7774 | 17.5171 | 16.3169 | 15.5591 | 13.8434 | 3.9223 | 1.4045 | 0.12102 | 0.0089492 | 0.17862 | -0.49538 | 69.3527 | 68.2285 | 67.0301 | 65.7048 | 64.7827 | 63.8286 | 63.021 | 63.9917 | 67.2169 | 72.3577 | 77.7266 | 82.6149 | 86.2677 | 88.326 | 90.1213 | 91.0835 | 91.5377 | 90.6182 | 89.1375 | 86.1879 | 81.9395 | 77.4477 | 74.8119 | 72.7645 | 5.4768 | 4.4051 | 4.6758 | 4.2459 | 3.7603 | 4.0171 | 3.3411 | 3.1189 | 3.3237 | 3.67 | 4.0269 | 4.9004 | 4.1519 | 4.1444 | 3.5216 | 3.2738 | 2.8665 | 3.2408 | 3.6389 | 3.3883 | 3.6912 | 4.3942 | 4.5098 | 4.9272
Program Specific1-in-2Size: Over 200kWOrange County2026July Monthly Peak | Program Specific | 1-in-2 | Size: Over 200kW | Orange County | 2026 | July Monthly Peak | 7 | 137.4377 | 132.2144 | 128.1435 | 129.9784 | 141.3413 | 172.0245 | 198.8039 | 214.8982 | 227.8323 | 235.9319 | 242.6117 | 244.809 | 243.6374 | 241.6379 | 236.3297 | 226.4024 | 213.6223 | 200.7217 | 192.0441 | 187.3733 | 183.2206 | 175.205 | 161.8724 | 153.4839 | -0.20784 | -0.029742 | -0.26853 | -0.97999 | -1.5463 | -1.7157 | -1.2012 | -0.55381 | 0.87053 | 1.4406 | -0.27598 | -0.19286 | 1.5526 | 6.271 | 18.2382 | 17.1319 | 15.8677 | 14.4216 | 4.9722 | 0.34668 | -0.61213 | -0.63879 | -0.96076 | -0.86026 | 76.836 | 75.8971 | 74.9933 | 73.9796 | 73.0905 | 72.3696 | 71.8921 | 72.8585 | 75.6485 | 79.6285 | 84.4166 | 88.7743 | 91.801 | 93.7074 | 95.3252 | 95.8009 | 94.9556 | 93.5085 | 91.9327 | 90.0082 | 87.275 | 84.2798 | 81.8354 | 79.9885 | 5.5585 | 4.4624 | 4.7911 | 4.3408 | 3.8613 | 4.1499 | 3.4476 | 3.1958 | 3.4014 | 3.7783 | 4.1655 | 5.0857 | 4.3372 | 4.3269 | 3.697 | 3.4512 | 3.0359 | 3.4461 | 3.8492 | 3.5534 | 3.8273 | 4.5534 | 4.6839 | 5.1056
Program Specific1-in-2Size: Over 200kWOrange County2026August Monthly Peak | Program Specific | 1-in-2 | Size: Over 200kW | Orange County | 2026 | August Monthly Peak | 8 | 139.5964 | 133.583 | 129.1902 | 131.4726 | 143.0906 | 174.7071 | 204.3126 | 221.3214 | 235.7048 | 244.2255 | 250.9024 | 253.426 | 252.6122 | 251.2608 | 245.1304 | 232.8933 | 218.4688 | 204.1823 | 194.5202 | 190.8971 | 186.381 | 176.2219 | 162.5726 | 154.7668 | -0.31233 | -0.10384 | -0.33816 | -1.0278 | -1.6068 | -1.8057 | -1.314 | -0.63035 | 0.92534 | 1.5516 | -0.29493 | -0.22895 | 1.5901 | 6.4855 | 18.8984 | 17.6082 | 16.1934 | 14.6489 | 5.0635 | 0.31076 | -0.64985 | -0.66603 | -1.0066 | -0.87972 | 77.1131 | 75.613 | 74.2633 | 73.4154 | 72.7318 | 71.8813 | 71.5667 | 71.559 | 73.6688 | 79.1541 | 84.7171 | 89.3951 | 92.9094 | 95.4421 | 97.0383 | 97.8949 | 97.8969 | 96.6798 | 94.4433 | 91.0527 | 86.6839 | 83.4843 | 81.3929 | 79.6276 | 5.6513 | 4.5129 | 4.835 | 4.3949 | 3.9128 | 4.2187 | 3.5465 | 3.2945 | 3.5224 | 3.9149 | 4.312 | 5.2698 | 4.5014 | 4.5036 | 3.8384 | 3.5536 | 3.1078 | 3.5089 | 3.9026 | 3.6238 | 3.8971 | 4.5843 | 4.7087 | 5.1532
Program Specific1-in-2Size: Over 200kWOrange County2026September Monthly Peak | Program Specific | 1-in-2 | Size: Over 200kW | Orange County | 2026 | September Monthly Peak | 9 | 137.5943 | 132.3465 | 128.3806 | 130.3664 | 142.1165 | 173.4452 | 203.7883 | 221.5976 | 238.1898 | 246.5162 | 253.6408 | 256.6672 | 256.3704 | 255.0456 | 247.8151 | 233.8355 | 218.4864 | 203.489 | 194.5296 | 193.9949 | 185.8027 | 175.8758 | 162.0069 | 153.561 | 0.13547 | 0.22198 | -0.038284 | -0.85813 | -1.4132 | -1.5137 | -0.95794 | -0.36425 | 0.82404 | 1.2957 | -0.2554 | -0.10002 | 1.7029 | 6.7424 | 19.1904 | 17.7457 | 16.347 | 14.6938 | 4.943 | 0.50746 | -0.52751 | -0.56039 | -0.81858 | -0.8188 | 75.1139 | 74.0056 | 73.103 | 72.5031 | 71.9671 | 71.1152 | 71.195 | 71.1867 | 72.8421 | 77.1785 | 82.5402 | 87.5566 | 91.8151 | 94.6092 | 96.304 | 97.0659 | 97.116 | 96.284 | 94.5478 | 90.9035 | 86.9053 | 83.7481 | 81.6283 | 80.2642 | 5.5512 | 4.4559 | 4.7882 | 4.343 | 3.8729 | 4.1739 | 3.5253 | 3.2874 | 3.5474 | 3.9382 | 4.3442 | 5.319 | 4.5527 | 4.5558 | 3.8671 | 3.5558 | 3.0974 | 3.485 | 3.8894 | 3.67 | 3.8717 | 4.5596 | 4.6763 | 5.0956
Program Specific1-in-2Size: Over 200kWOrange County2026October Monthly Peak | Program Specific | 1-in-2 | Size: Over 200kW | Orange County | 2026 | October Monthly Peak | 10 | 129.5583 | 124.6411 | 119.2495 | 120.046 | 131.5464 | 161.8065 | 190.5688 | 204.7101 | 218.3355 | 225.3109 | 233.0747 | 236.4042 | 236.8151 | 236.6246 | 229.5339 | 215.4472 | 200.2612 | 187.5697 | 183.6656 | 179.819 | 170.6167 | 161.4198 | 149.6198 | 141.0222 | 3.1272 | 2.4077 | 1.952 | 0.2753 | -0.093049 | 0.45802 | 1.4744 | 1.4352 | 0.023828 | -0.59192 | 0.047608 | 0.78064 | 2.1651 | 7.3173 | 18.3404 | 16.7894 | 15.9862 | 14.1713 | 3.8479 | 1.747 | 0.30954 | 0.17375 | 0.46849 | -0.39514 | 66.8466 | 65.5265 | 64.4209 | 63.5415 | 62.6711 | 62.0086 | 61.7697 | 61.9095 | 63.4284 | 67.1806 | 73.6326 | 80.0585 | 85.9673 | 89.1079 | 90.1276 | 90.9022 | 91.2684 | 90.416 | 87.9219 | 82.9209 | 79.0409 | 75.9149 | 73.3825 | 71.6774 | 5.4484 | 4.3743 | 4.6361 | 4.1687 | 3.7368 | 4.0588 | 3.4363 | 3.1655 | 3.3894 | 3.7519 | 4.1611 | 5.1067 | 4.3836 | 4.4059 | 3.7336 | 3.415 | 2.9594 | 3.3485 | 3.8278 | 3.5459 | 3.7059 | 4.3622 | 4.5018 | 4.8778
Program Specific1-in-2Size: Over 200kWOrange County2026November Monthly Peak | Program Specific | 1-in-2 | Size: Over 200kW | Orange County | 2026 | November Monthly Peak | 11 | 121.6558 | 117.2575 | 113.6814 | 114.9593 | 126.2931 | 155.3845 | 180.797 | 194.4331 | 205.3376 | 210.4908 | 215.6765 | 217.0182 | 216.4862 | 214.937 | 207.8422 | 194.2551 | 181.8764 | 176.3791 | 168.4263 | 163.3411 | 156.7213 | 149.1278 | 138.6504 | 131.5779 | 3.4469 | 2.6398 | 2.2042 | 0.44853 | 0.12205 | 0.76528 | 1.8063 | 1.6681 | -0.10226 | -0.85368 | 0.091392 | 0.86181 | 2.0774 | 6.8215 | 16.7 | 15.2097 | 14.6837 | 13.4326 | 3.3925 | 1.797 | 0.41648 | 0.27572 | 0.63976 | -0.30836 | 58.8992 | 58.0223 | 57.8361 | 57.4677 | 56.434 | 55.3301 | 55.8207 | 55.3799 | 59.1921 | 63.2716 | 68.2247 | 73.2279 | 76.1707 | 77.8662 | 78.9494 | 78.847 | 76.9101 | 73.7837 | 70.3984 | 67.4445 | 65.5297 | 64.6842 | 63.6374 | 62.96 | 5.2123 | 4.1925 | 4.5027 | 4.0671 | 3.655 | 3.971 | 3.3214 | 3.0631 | 3.2476 | 3.571 | 3.9228 | 4.776 | 4.0826 | 4.0773 | 3.4443 | 3.1369 | 2.7382 | 3.2079 | 3.5762 | 3.2815 | 3.4681 | 4.1057 | 4.2501 | 4.6367
Program Specific1-in-2Size: Over 200kWOrange County2026December Monthly Peak | Program Specific | 1-in-2 | Size: Over 200kW | Orange County | 2026 | December Monthly Peak | 12 | 116.0587 | 111.6336 | 108.9153 | 109.2167 | 120.216 | 149.5934 | 176.9031 | 188.652 | 197.1304 | 198.3824 | 200.591 | 199.485 | 196.7879 | 194.0693 | 186.9347 | 175.1713 | 166.1771 | 162.5122 | 156.2343 | 152.1624 | 146.244 | 139.8681 | 130.2984 | 123.8841 | 3.2883 | 2.5132 | 2.1118 | 0.42613 | 0.11618 | 0.73676 | 1.7674 | 1.6185 | -0.098173 | -0.80457 | 0.084999 | 0.79219 | 1.8883 | 6.1592 | 15.0201 | 13.7154 | 13.4162 | 12.3766 | 3.1469 | 1.674 | 0.38864 | 0.2586 | 0.60122 | -0.29032 | 49.9478 | 49.3707 | 48.5774 | 48.163 | 47.6586 | 47.0793 | 46.666 | 46.4576 | 47.2912 | 50.6761 | 54.3807 | 57.5968 | 60.1705 | 61.5358 | 62.1291 | 62.3894 | 62.0866 | 60.1338 | 57.2782 | 54.7285 | 52.8015 | 51.0115 | 49.4199 | 48.0064 | 4.9725 | 3.9914 | 4.3139 | 3.8639 | 3.4791 | 3.823 | 3.2498 | 2.972 | 3.1178 | 3.3656 | 3.6485 | 4.3901 | 3.7112 | 3.6814 | 3.0979 | 2.8288 | 2.5018 | 2.9557 | 3.3173 | 3.0569 | 3.2362 | 3.8508 | 3.9941 | 4.3655
Program Specific1-in-2Size: Over 200kWOrange County2026Typical Event Day | Program Specific | 1-in-2 | Size: Over 200kW | Orange County | 2026 | Typical Event Day | 8 | 138.8984 | 132.8771 | 128.4723 | 130.7538 | 142.2887 | 173.7111 | 203.1328 | 219.4816 | 233.0566 | 240.656 | 246.4762 | 248.4877 | 247.3809 | 246.0809 | 240.0311 | 228.0692 | 213.9997 | 200.189 | 191.2734 | 187.8886 | 183.7829 | 173.9456 | 160.5935 | 153.0602 | 0.5493 | 0.52356 | 0.23638 | -0.7118 | -1.2463 | -1.2585 | -0.63074 | -0.11709 | 0.70611 | 1.0215 | -0.20989 | 0.020854 | 1.7225 | 6.6471 | 18.6635 | 17.3678 | 16.1488 | 14.5413 | 4.7508 | 0.6626 | -0.41207 | -0.45912 | -0.64283 | -0.76645 | 74.6039 | 73.436 | 72.3474 | 71.4007 | 70.643 | 69.7987 | 69.4187 | 69.899 | 72.3441 | 77.0797 | 82.3501 | 87.0852 | 90.6983 | 93.0212 | 94.6972 | 95.4613 | 95.3765 | 94.2726 | 92.5154 | 89.5381 | 85.7009 | 82.24 | 79.9171 | 78.1612 | 5.5975 | 4.4687 | 4.7863 | 4.3511 | 3.8733 | 4.1756 | 3.51 | 3.2523 | 3.467 | 3.8402 | 4.2167 | 5.1437 | 4.3881 | 4.3907 | 3.7415 | 3.4642 | 3.0304 | 3.4247 | 3.82 | 3.5505 | 3.8253 | 4.5045 | 4.6303 | 5.0733
Program Specific1-in-10Size: Over 200kWSouth of Lugo2015January Monthly Peak | Program Specific | 1-in-10 | Size: Over 200kW | South of Lugo | 2015 | January Monthly Peak | 1 | 96.5097 | 94.3088 | 91.7761 | 91.4462 | 96.4022 | 110.8356 | 135.5438 | 150.845 | 160.1931 | 166.6061 | 165.2887 | 164.1348 | 159.1613 | 159.3004 | 155.8409 | 149.689 | 144.5654 | 146.9385 | 142.0615 | 138.5795 | 130.8983 | 123.3669 | 113.4721 | 104.7099 | -0.50522 | 0.0030741 | 0.045175 | -0.88911 | -2.3741 | -1.3335 | -0.9248 | -0.0097731 | -0.5274 | 0.41289 | 0.80755 | 1.7537 | 3.0394 | 3.3212 | 6.8214 | 6.0735 | 5.8858 | 5.6905 | 4.1967 | 3.7884 | 2.662 | 2.0197 | 0.99073 | 0.34727 | 45.7671 | 45.9498 | 45.2622 | 44.5779 | 44.4359 | 44.1863 | 43.1384 | 42.8828 | 43.8254 | 46.5904 | 48.5993 | 50.5928 | 52.659 | 53.7219 | 54.6396 | 54.8501 | 54.4749 | 53.5548 | 51.9724 | 51.0205 | 50.0489 | 49.7577 | 49.5876 | 48.5424 | 3.9944 | 3.8584 | 4.1918 | 4.9423 | 4.4921 | 4.716 | 4.287 | 4.5308 | 5.5365 | 6.0973 | 5.6308 | 4.6676 | 4.8972 | 4.8924 | 4.0715 | 4.0579 | 3.5814 | 3.8428 | 3.9061 | 4.7177 | 5.0464 | 5.2291 | 4.6397 | 3.7972
Program Specific1-in-10Size: Over 200kWSouth of Lugo2015February Monthly Peak | Program Specific | 1-in-10 | Size: Over 200kW | South of Lugo | 2015 | February Monthly Peak | 2 | 101.401 | 98.527 | 94.9227 | 95.4876 | 100.4839 | 116.4746 | 140.2426 | 155.5828 | 166.6554 | 174.9517 | 178.6151 | 181.7948 | 179.86 | 181.1747 | 178.603 | 171.011 | 163.5545 | 160.4645 | 153.6107 | 147.3132 | 139.2022 | 129.0261 | 117.5972 | 109.645 | -0.53083 | 0.0032116 | 0.046723 | -0.92841 | -2.4746 | -1.4014 | -0.95686 | -0.01008 | -0.54867 | 0.43357 | 0.87266 | 1.9423 | 3.4347 | 3.7773 | 7.8177 | 6.9386 | 6.6589 | 6.2143 | 4.5379 | 4.0271 | 2.8309 | 2.1124 | 1.0267 | 0.36364 | 51.6499 | 50.9771 | 50.2113 | 49.1497 | 48.4813 | 48.2047 | 47.3456 | 47.1969 | 48.6892 | 52.3786 | 56.2606 | 60.0494 | 61.9166 | 63.2438 | 63.9422 | 64.0426 | 63.1459 | 62.127 | 60.0535 | 58.0588 | 56.6031 | 55.3785 | 54.4082 | 53.0131 | 4.1969 | 4.031 | 4.3355 | 5.1607 | 4.6823 | 4.9559 | 4.4356 | 4.6731 | 5.7598 | 6.4027 | 6.0848 | 5.1698 | 5.5341 | 5.5642 | 4.6662 | 4.6359 | 4.0518 | 4.1966 | 4.2237 | 5.015 | 5.3666 | 5.469 | 4.8084 | 3.9762
Program Specific1-in-10Size: Over 200kWSouth of Lugo2015March Monthly Peak | Program Specific | 1-in-10 | Size: Over 200kW | South of Lugo | 2015 | March Monthly Peak | 3 | 108.891 | 104.0861 | 99.7699 | 100.0169 | 106.1692 | 124.5206 | 149.8905 | 167.9231 | 182.3018 | 195.8711 | 205.9085 | 211.3004 | 210.6553 | 213.1143 | 211.1164 | 202.2705 | 192.5538 | 183.279 | 169.8208 | 163.8252 | 154.014 | 142.2535 | 127.7521 | 117.9602 | -0.57004 | 0.0033928 | 0.049109 | -0.97245 | -2.6146 | -1.4982 | -1.0227 | -0.01088 | -0.60019 | 0.48541 | 1.006 | 2.2576 | 4.0227 | 4.4431 | 9.2409 | 8.207 | 7.8395 | 7.0978 | 5.0167 | 4.4785 | 3.1321 | 2.3289 | 1.1154 | 0.39121 | 61.1496 | 59.5092 | 58.8344 | 58.6243 | 57.7321 | 55.8474 | 55.3099 | 55.9993 | 59.1446 | 64.0534 | 69.2101 | 73.8724 | 77.1448 | 78.4762 | 78.7461 | 79.1016 | 78.1001 | 76.6707 | 75.0169 | 72.4663 | 69.697 | 66.4905 | 63.5611 | 61.4583 | 4.5069 | 4.2584 | 4.5569 | 5.4055 | 4.9472 | 5.2983 | 4.7408 | 5.0437 | 6.3006 | 7.1683 | 7.0145 | 6.0088 | 6.4816 | 6.5451 | 5.5156 | 5.4833 | 4.7702 | 4.7932 | 4.6694 | 5.5771 | 5.9376 | 6.0296 | 5.2236 | 4.2777
Program Specific1-in-10Size: Over 200kWSouth of Lugo2015April Monthly Peak | Program Specific | 1-in-10 | Size: Over 200kW | South of Lugo | 2015 | April Monthly Peak | 4 | 114.1251 | 109.8238 | 105.782 | 106.1213 | 113.6529 | 132.3596 | 157.9425 | 177.8523 | 197.1128 | 214.3535 | 228.2508 | 233.7557 | 232.7227 | 235.0389 | 231.4518 | 222.3084 | 210.9477 | 197.9518 | 179.4392 | 172.8409 | 163.9774 | 151.1061 | 136.8224 | 126.1824 | -0.75389 | -0.065385 | -0.18217 | -0.65882 | -2.2267 | -1.9878 | -1.5956 | -1.1338 | -0.64729 | 0.50652 | 1.0932 | 0.99937 | 2.4901 | 3.2062 | 7.8318 | 6.9014 | 6.6591 | 5.8399 | 3.5705 | 2.388 | 2.0774 | 1.9656 | 0.90864 | 0.47881 | 70.8161 | 69.7236 | 68.1326 | 66.495 | 65.094 | 64.2257 | 63.7688 | 63.8636 | 66.5494 | 72.1305 | 77.2163 | 82.3925 | 85.7062 | 87.2219 | 86.2612 | 86.0588 | 86.1119 | 85.9806 | 84.5475 | 80.3969 | 75.4854 | 71.1383 | 68.7461 | 67.5417 | 4.5525 | 4.3305 | 4.6566 | 5.5278 | 5.1042 | 5.4279 | 4.8146 | 5.1486 | 6.5658 | 7.5607 | 7.4942 | 6.4068 | 6.9014 | 6.9571 | 5.828 | 5.8084 | 5.0367 | 4.9895 | 4.7553 | 5.671 | 6.0929 | 6.173 | 5.3919 | 4.4102
Program Specific1-in-10Size: Over 200kWSouth of Lugo2015May Monthly Peak | Program Specific | 1-in-10 | Size: Over 200kW | South of Lugo | 2015 | May Monthly Peak | 5 | 112.7649 | 108.2421 | 104.6579 | 105.2979 | 113.0773 | 132.3296 | 156.8542 | 179.2567 | 197.7462 | 213.8437 | 227.3238 | 231.3263 | 229.1141 | 230.8748 | 227.2224 | 217.647 | 206.0458 | 194.4819 | 176.3374 | 168.2046 | 162.043 | 149.4639 | 135.1535 | 124.8354 | -0.7215 | -0.05415 | -0.14514 | -0.70975 | -2.3016 | -1.9275 | -1.5067 | -0.97144 | -0.64962 | 0.50904 | 1.0921 | 1.2135 | 2.7428 | 3.4014 | 8.0305 | 7.0708 | 6.7898 | 6.0093 | 3.7663 | 2.6684 | 2.2411 | 2.0204 | 0.94033 | 0.46466 | 67.7699 | 66.9498 | 65.276 | 64.3511 | 63.8485 | 63.1603 | 63.3927 | 63.5656 | 66.8552 | 72.7819 | 77.9381 | 81.7812 | 83.8646 | 84.9372 | 86.7788 | 87.9206 | 88.2644 | 87.3138 | 85.9225 | 83.3448 | 80.0627 | 76.0643 | 72.9861 | 70.9091 | 4.5098 | 4.2791 | 4.619 | 5.499 | 5.0914 | 5.4406 | 4.7937 | 5.2026 | 6.6038 | 7.5621 | 7.4829 | 6.3565 | 6.8118 | 6.8514 | 5.7362 | 5.7012 | 4.9323 | 4.9147 | 4.6851 | 5.5331 | 6.0364 | 6.1216 | 5.3398 | 4.3744
Program Specific1-in-10Size: Over 200kWSouth of Lugo2015June Monthly Peak | Program Specific | 1-in-10 | Size: Over 200kW | South of Lugo | 2015 | June Monthly Peak | 6 | 116.7155 | 112.0361 | 108.4072 | 109.0517 | 117.2521 | 136.4562 | 160.0448 | 182.045 | 198.6782 | 214.4522 | 226.6994 | 227.748 | 222.8339 | 224.5115 | 221.9665 | 215.2291 | 204.9838 | 194.1057 | 175.8439 | 168.008 | 162.0651 | 150.3863 | 136.4867 | 126.6811 | -0.70031 | -0.035617 | -0.080624 | -0.84636 | -2.558 | -1.8692 | -1.3849 | -0.65295 | -0.65317 | 0.51767 | 1.0954 | 1.6186 | 3.211 | 3.7776 | 8.4851 | 7.5879 | 7.2992 | 6.5177 | 4.2482 | 3.3249 | 2.6023 | 2.1797 | 1.0325 | 0.45394 | 65.9139 | 65.3461 | 64.8665 | 64.4618 | 62.9965 | 62.2165 | 62.4016 | 64.1555 | 67.1093 | 71.5149 | 76.4837 | 80.465 | 82.3388 | 82.7381 | 83.7312 | 83.9113 | 85.135 | 84.7419 | 84.6162 | 83.0119 | 78.6975 | 74.6132 | 71.7497 | 69.9445 | 4.7055 | 4.4648 | 4.8231 | 5.741 | 5.3221 | 5.6556 | 4.9307 | 5.3261 | 6.6885 | 7.6448 | 7.5226 | 6.3087 | 6.6786 | 6.7164 | 5.6488 | 5.6834 | 4.9465 | 4.9448 | 4.7097 | 5.5713 | 6.086 | 6.2091 | 5.4361 | 4.4749
Program Specific1-in-10Size: Over 200kWSouth of Lugo2015July Monthly Peak | Program Specific | 1-in-10 | Size: Over 200kW | South of Lugo | 2015 | July Monthly Peak | 7 | 119.7668 | 114.7618 | 110.9914 | 112.1733 | 120.7338 | 142.3122 | 167.6048 | 189.4805 | 206.2333 | 219.4927 | 230.3902 | 231.3091 | 227.3948 | 229.2284 | 226.5431 | 220.0593 | 210.923 | 199.3358 | 180.2912 | 171.0259 | 164.7353 | 153.0731 | 139.2828 | 130.0234 | -0.80688 | -0.075228 | -0.21468 | -0.65863 | -2.3072 | -2.1779 | -1.7458 | -1.3224 | -0.67707 | 0.51624 | 1.1014 | 0.84692 | 2.2503 | 2.9687 | 7.4502 | 6.6307 | 6.4736 | 5.7046 | 3.4209 | 2.1415 | 1.9661 | 1.9419 | 0.8971 | 0.49934 | 69.5227 | 68.8481 | 68.5796 | 68.3695 | 68.0296 | 67.7407 | 67.3374 | 67.5119 | 70.3661 | 74.4181 | 78.0894 | 79.7244 | 80.6369 | 82.4556 | 84.5919 | 85.5894 | 87.7569 | 86.52 | 84.35 | 81.7631 | 78.48 | 75.8206 | 74.0008 | 72.6402 | 4.7726 | 4.5205 | 4.8809 | 5.837 | 5.4167 | 5.83 | 5.1039 | 5.4795 | 6.8625 | 7.734 | 7.5566 | 6.3332 | 6.7364 | 6.7781 | 5.6985 | 5.7437 | 5.0309 | 5.0192 | 4.7729 | 5.6057 | 6.1147 | 6.2469 | 5.4832 | 4.5398
Program Specific1-in-10Size: Over 200kWSouth of Lugo2015August Monthly Peak | Program Specific | 1-in-10 | Size: Over 200kW | South of Lugo | 2015 | August Monthly Peak | 8 | 124.6701 | 119.9128 | 115.8633 | 117.1679 | 125.0173 | 149.2641 | 176.1237 | 196.7245 | 214.566 | 229.4083 | 241.6175 | 243.6375 | 239.3559 | 241.3099 | 238.827 | 231.3566 | 221.6741 | 209.6077 | 188.7622 | 180.7371 | 172.264 | 160.6268 | 145.8252 | 135.5078 | -0.90778 | -0.1085 | -0.32597 | -0.52446 | -2.1392 | -2.4613 | -2.0639 | -1.8658 | -0.70371 | 0.52906 | 1.1458 | 0.2721 | 1.5707 | 2.4346 | 6.9122 | 6.0957 | 5.9986 | 5.2309 | 2.8589 | 1.2928 | 1.5315 | 1.8232 | 0.81823 | 0.54612 | 70.6686 | 70.2346 | 70.0455 | 69.7337 | 69.3366 | 69.1939 | 69.0975 | 69.3374 | 71.5878 | 75.27 | 78.6487 | 82.3287 | 85.1725 | 86.9494 | 87.2912 | 88.1875 | 88.8175 | 88.9906 | 88.2575 | 84.7363 | 79.3669 | 75.8407 | 73.6155 | 72.1512 | 4.9712 | 4.7264 | 5.0983 | 6.1008 | 5.6124 | 6.1187 | 5.3667 | 5.6926 | 7.1443 | 8.0884 | 7.9298 | 6.6749 | 7.0952 | 7.1399 | 6.0113 | 6.0423 | 5.2907 | 5.2812 | 5.0003 | 5.9277 | 6.3982 | 6.5593 | 5.7444 | 4.7343
Program Specific1-in-10Size: Over 200kWSouth of Lugo2015September Monthly Peak | Program Specific | 1-in-10 | Size: Over 200kW | South of Lugo | 2015 | September Monthly Peak | 9 | 122.8644 | 118.4863 | 114.9253 | 116.4889 | 123.9156 | 149.573 | 179.1286 | 201.8098 | 225.2061 | 243.5357 | 257.2662 | 259.6061 | 256.5191 | 258.2248 | 252.7818 | 242.7228 | 229.9794 | 216.4118 | 194.5975 | 188.4822 | 176.299 | 162.1794 | 146.1278 | 135.0223 | -1.0382 | -0.17065 | -0.5403 | -0.17236 | -1.5884 | -2.8473 | -2.5999 | -2.9998 | -0.73699 | 0.53772 | 1.199 | -1.1286 | -0.15298 | 1.0185 | 5.1752 | 4.4231 | 4.4301 | 3.6986 | 1.3474 | -0.82452 | 0.41486 | 1.3757 | 0.55954 | 0.5992 | 74.3382 | 73.1777 | 72.597 | 72.3549 | 71.5518 | 71.0447 | 70.8303 | 71.2166 | 73.4731 | 77.4969 | 81.8981 | 87.55 | 91.9956 | 95.3687 | 95.9325 | 95.5094 | 94.9962 | 93.6512 | 92.4231 | 89.9744 | 86.2625 | 80.9213 | 77.635 | 75.62 | 5.0349 | 4.7996 | 5.1972 | 6.2335 | 5.7171 | 6.3013 | 5.6095 | 6.0016 | 7.7064 | 8.8245 | 8.6774 | 7.3095 | 7.8147 | 7.8521 | 6.5389 | 6.5149 | 5.641 | 5.6038 | 5.2978 | 6.3531 | 6.7295 | 6.8062 | 5.9158 | 4.848
Program Specific1-in-10Size: Over 200kWSouth of Lugo2015October Monthly Peak | Program Specific | 1-in-10 | Size: Over 200kW | South of Lugo | 2015 | October Monthly Peak | 10 | 117.0358 | 114.1165 | 110.0031 | 111.0214 | 117.9948 | 138.5586 | 166.2549 | 186.3626 | 204.8972 | 224.0647 | 239.0902 | 243.712 | 242.9449 | 244.9051 | 241.0459 | 229.3678 | 217.0354 | 202.4944 | 188.2424 | 178.0542 | 166.9432 | 153.8666 | 138.5016 | 127.0116 | -0.82998 | -0.093338 | -0.27577 | -0.55095 | -2.1012 | -2.2275 | -1.8728 | -1.6048 | -0.67224 | 0.52031 | 1.137 | 0.48838 | 1.8766 | 2.7152 | 7.3079 | 6.3459 | 6.1478 | 5.3119 | 3.1023 | 1.6068 | 1.6614 | 1.8181 | 0.8172 | 0.50347 | 71.8954 | 71.4141 | 70.5804 | 69.7394 | 68.5994 | 68.3667 | 68.5321 | 68.7561 | 69.7404 | 72.4168 | 76.5937 | 81.6181 | 85.0487 | 86.5887 | 87.0906 | 87.3094 | 86.3394 | 83.5694 | 80.0429 | 77.5896 | 75.4874 | 74.0637 | 72.8235 | 71.8091 | 4.6615 | 4.4929 | 4.8351 | 5.7743 | 5.2912 | 5.6735 | 5.0603 | 5.3867 | 6.8147 | 7.8912 | 7.8381 | 6.6695 | 7.1936 | 7.2381 | 6.0603 | 5.9837 | 5.1742 | 5.0963 | 4.981 | 5.8332 | 6.1936 | 6.2762 | 5.4498 | 4.4325
Program Specific1-in-10Size: Over 200kWSouth of Lugo2015November Monthly Peak | Program Specific | 1-in-10 | Size: Over 200kW | South of Lugo | 2015 | November Monthly Peak | 11 | 108.2587 | 104.1375 | 100.515 | 101.9687 | 108.1701 | 124.9243 | 148.09 | 166.741 | 182.7497 | 198.3713 | 209.4794 | 212.6486 | 210.8847 | 211.8765 | 206.9098 | 196.1594 | 187.4062 | 182.2323 | 168.4738 | 159.9456 | 151.5476 | 139.2547 | 125.5359 | 115.6671 | -0.56673 | 0.0033945 | 0.049476 | -0.99142 | -2.6639 | -1.503 | -1.0104 | -0.010803 | -0.60166 | 0.49161 | 1.0234 | 2.272 | 4.0271 | 4.4173 | 9.0568 | 7.959 | 7.63 | 7.0573 | 4.9769 | 4.3724 | 3.082 | 2.2798 | 1.0961 | 0.38361 | 64.5658 | 62.8766 | 62.1772 | 60.5854 | 59.4328 | 58.7374 | 58.1706 | 59.471 | 62.1961 | 67.1412 | 72.7061 | 76.7751 | 78.8172 | 80.4731 | 81.2821 | 80.8011 | 79.2744 | 77.1472 | 75.1576 | 72.6707 | 70.8571 | 69.3156 | 67.4851 | 66.3637 | 4.4807 | 4.2605 | 4.5909 | 5.511 | 5.0405 | 5.3154 | 4.6838 | 5.0082 | 6.316 | 7.2598 | 7.1362 | 6.0472 | 6.4887 | 6.5071 | 5.4057 | 5.3176 | 4.6427 | 4.7659 | 4.6324 | 5.4451 | 5.8425 | 5.9025 | 5.133 | 4.1946
Program Specific1-in-10Size: Over 200kWSouth of Lugo2015December Monthly Peak | Program Specific | 1-in-10 | Size: Over 200kW | South of Lugo | 2015 | December Monthly Peak | 12 | 97.3938 | 94.9409 | 91.5137 | 91.7511 | 95.3358 | 109.5767 | 133.6105 | 148.5233 | 158.984 | 166.43 | 164.7723 | 162.9851 | 158.0054 | 157.0832 | 154.328 | 148.4353 | 146.1891 | 148.9142 | 143.9154 | 139.9057 | 132.7157 | 124.0684 | 113.0749 | 103.7356 | -0.50985 | 0.0030947 | 0.045046 | -0.89208 | -2.3478 | -1.3184 | -0.91161 | -0.0096226 | -0.52342 | 0.41245 | 0.80502 | 1.7414 | 3.0173 | 3.275 | 6.7552 | 6.0226 | 5.9519 | 5.767 | 4.2514 | 3.8246 | 2.699 | 2.0312 | 0.98726 | 0.34404 | 47.0285 | 46.4337 | 45.5578 | 44.848 | 44.2946 | 43.0241 | 43.9849 | 44.6623 | 45.9627 | 47.679 | 49.9704 | 51.7899 | 53.0535 | 52.5976 | 52.486 | 52.2267 | 51.9264 | 50.7543 | 49.4474 | 48.6657 | 47.6387 | 47.0682 | 46.369 | 45.9851 | 4.031 | 3.8842 | 4.1798 | 4.9588 | 4.4424 | 4.6624 | 4.2259 | 4.461 | 5.4947 | 6.0908 | 5.6132 | 4.6349 | 4.8616 | 4.8243 | 4.032 | 4.0239 | 3.6216 | 3.8945 | 3.9571 | 4.7628 | 5.1165 | 5.2588 | 4.6234 | 3.7619
Program Specific1-in-10Size: Over 200kWSouth of Lugo2015Typical Event Day | Program Specific | 1-in-10 | Size: Over 200kW | South of Lugo | 2015 | Typical Event Day | 8 | 124.4331 | 119.6712 | 115.6071 | 116.8522 | 124.6605 | 148.8144 | 175.5473 | 195.9722 | 213.4121 | 227.8977 | 239.8749 | 241.8651 | 237.5911 | 239.5426 | 237.1724 | 229.8242 | 220.2694 | 208.3621 | 187.8123 | 179.9731 | 171.6602 | 160.1293 | 145.3111 | 135.054 | -0.88562 | -0.099281 | -0.29458 | -0.57224 | -2.2082 | -2.4007 | -1.9882 | -1.7106 | -0.70014 | 0.52873 | 1.1403 | 0.45579 | 1.7981 | 2.6236 | 7.1465 | 6.3177 | 6.2019 | 5.43 | 3.0615 | 1.5788 | 1.6838 | 1.882 | 0.85172 | 0.53656 | 70.1108 | 69.4016 | 69.0222 | 68.73 | 67.9786 | 67.549 | 67.4167 | 68.0553 | 70.6341 | 74.675 | 78.78 | 82.517 | 85.0359 | 86.878 | 87.8867 | 88.2994 | 89.1764 | 88.4759 | 87.4117 | 84.8714 | 80.7017 | 76.799 | 74.2503 | 72.589 | 4.9566 | 4.712 | 5.0819 | 6.0781 | 5.5906 | 6.094 | 5.3436 | 5.665 | 7.0986 | 8.0269 | 7.8646 | 6.6196 | 7.0357 | 7.0803 | 5.9635 | 5.9962 | 5.2518 | 5.2445 | 4.9701 | 5.8966 | 6.3692 | 6.5323 | 5.7183 | 4.7136
Program Specific1-in-10Size: Over 200kWSouth of Lugo2016January Monthly Peak | Program Specific | 1-in-10 | Size: Over 200kW | South of Lugo | 2016 | January Monthly Peak | 1 | 96.5097 | 94.3088 | 91.7761 | 91.4462 | 96.4022 | 110.8356 | 135.5438 | 150.845 | 160.1931 | 166.6061 | 165.2887 | 164.1348 | 159.1613 | 159.3004 | 155.8409 | 149.689 | 144.5654 | 146.9385 | 142.0615 | 138.5795 | 130.8983 | 123.3669 | 113.4721 | 104.7099 | -0.50522 | 0.0030741 | 0.045175 | -0.88911 | -2.3741 | -1.3335 | -0.9248 | -0.0097731 | -0.5274 | 0.41289 | 0.80755 | 1.7537 | 3.0394 | 3.3212 | 6.8214 | 6.0735 | 5.8858 | 5.6905 | 4.1967 | 3.7884 | 2.662 | 2.0197 | 0.99073 | 0.34727 | 45.7671 | 45.9498 | 45.2622 | 44.5779 | 44.4359 | 44.1863 | 43.1384 | 42.8828 | 43.8254 | 46.5904 | 48.5993 | 50.5928 | 52.659 | 53.7219 | 54.6396 | 54.8501 | 54.4749 | 53.5548 | 51.9724 | 51.0205 | 50.0489 | 49.7577 | 49.5876 | 48.5424 | 3.9944 | 3.8584 | 4.1918 | 4.9423 | 4.4921 | 4.716 | 4.287 | 4.5308 | 5.5365 | 6.0973 | 5.6308 | 4.6676 | 4.8972 | 4.8924 | 4.0715 | 4.0579 | 3.5814 | 3.8428 | 3.9061 | 4.7177 | 5.0464 | 5.2291 | 4.6397 | 3.7972
Program Specific1-in-10Size: Over 200kWSouth of Lugo2016February Monthly Peak | Program Specific | 1-in-10 | Size: Over 200kW | South of Lugo | 2016 | February Monthly Peak | 2 | 101.401 | 98.527 | 94.9227 | 95.4876 | 100.4839 | 116.4746 | 140.2426 | 155.5828 | 166.6554 | 174.9517 | 178.6151 | 181.7948 | 179.86 | 181.1747 | 178.603 | 171.011 | 163.5545 | 160.4645 | 153.6107 | 147.3132 | 139.2022 | 129.0261 | 117.5972 | 109.645 | -0.53083 | 0.0032116 | 0.046723 | -0.92841 | -2.4746 | -1.4014 | -0.95686 | -0.01008 | -0.54867 | 0.43357 | 0.87266 | 1.9423 | 3.4347 | 3.7773 | 7.8177 | 6.9386 | 6.6589 | 6.2143 | 4.5379 | 4.0271 | 2.8309 | 2.1124 | 1.0267 | 0.36364 | 51.6499 | 50.9771 | 50.2113 | 49.1497 | 48.4813 | 48.2047 | 47.3456 | 47.1969 | 48.6892 | 52.3786 | 56.2606 | 60.0494 | 61.9166 | 63.2438 | 63.9422 | 64.0426 | 63.1459 | 62.127 | 60.0535 | 58.0588 | 56.6031 | 55.3785 | 54.4082 | 53.0131 | 4.1969 | 4.031 | 4.3355 | 5.1607 | 4.6823 | 4.9559 | 4.4356 | 4.6731 | 5.7598 | 6.4027 | 6.0848 | 5.1698 | 5.5341 | 5.5642 | 4.6662 | 4.6359 | 4.0518 | 4.1966 | 4.2237 | 5.015 | 5.3666 | 5.469 | 4.8084 | 3.9762
Program Specific1-in-10Size: Over 200kWSouth of Lugo2016March Monthly Peak | Program Specific | 1-in-10 | Size: Over 200kW | South of Lugo | 2016 | March Monthly Peak | 3 | 108.891 | 104.0861 | 99.7699 | 100.0169 | 106.1692 | 124.5206 | 149.8905 | 167.9231 | 182.3018 | 195.8711 | 205.9085 | 211.3004 | 210.6553 | 213.1143 | 211.1164 | 202.2705 | 192.5538 | 183.279 | 169.8208 | 163.8252 | 154.014 | 142.2535 | 127.7521 | 117.9602 | -0.57004 | 0.0033928 | 0.049109 | -0.97245 | -2.6146 | -1.4982 | -1.0227 | -0.01088 | -0.60019 | 0.48541 | 1.006 | 2.2576 | 4.0227 | 4.4431 | 9.2409 | 8.207 | 7.8395 | 7.0978 | 5.0167 | 4.4785 | 3.1321 | 2.3289 | 1.1154 | 0.39121 | 61.1496 | 59.5092 | 58.8344 | 58.6243 | 57.7321 | 55.8474 | 55.3099 | 55.9993 | 59.1446 | 64.0534 | 69.2101 | 73.8724 | 77.1448 | 78.4762 | 78.7461 | 79.1016 | 78.1001 | 76.6707 | 75.0169 | 72.4663 | 69.697 | 66.4905 | 63.5611 | 61.4583 | 4.5069 | 4.2584 | 4.5569 | 5.4055 | 4.9472 | 5.2983 | 4.7408 | 5.0437 | 6.3006 | 7.1683 | 7.0145 | 6.0088 | 6.4816 | 6.5451 | 5.5156 | 5.4833 | 4.7702 | 4.7932 | 4.6694 | 5.5771 | 5.9376 | 6.0296 | 5.2236 | 4.2777
Program Specific1-in-10Size: Over 200kWSouth of Lugo2016April Monthly Peak | Program Specific | 1-in-10 | Size: Over 200kW | South of Lugo | 2016 | April Monthly Peak | 4 | 114.1251 | 109.8238 | 105.782 | 106.1213 | 113.6529 | 132.3596 | 157.9425 | 177.8523 | 197.1128 | 214.3535 | 228.2508 | 233.7557 | 232.7227 | 235.0389 | 231.4518 | 222.3084 | 210.9477 | 197.9518 | 179.4392 | 172.8409 | 163.9774 | 151.1061 | 136.8224 | 126.1824 | -0.75389 | -0.065385 | -0.18217 | -0.65882 | -2.2267 | -1.9878 | -1.5956 | -1.1338 | -0.64729 | 0.50652 | 1.0932 | 0.99937 | 2.4901 | 3.2062 | 7.8318 | 6.9014 | 6.6591 | 5.8399 | 3.5705 | 2.388 | 2.0774 | 1.9656 | 0.90864 | 0.47881 | 70.8161 | 69.7236 | 68.1326 | 66.495 | 65.094 | 64.2257 | 63.7688 | 63.8636 | 66.5494 | 72.1305 | 77.2163 | 82.3925 | 85.7062 | 87.2219 | 86.2612 | 86.0588 | 86.1119 | 85.9806 | 84.5475 | 80.3969 | 75.4854 | 71.1383 | 68.7461 | 67.5417 | 4.5525 | 4.3305 | 4.6566 | 5.5278 | 5.1042 | 5.4279 | 4.8146 | 5.1486 | 6.5658 | 7.5607 | 7.4942 | 6.4068 | 6.9014 | 6.9571 | 5.828 | 5.8084 | 5.0367 | 4.9895 | 4.7553 | 5.671 | 6.0929 | 6.173 | 5.3919 | 4.4102
Program Specific1-in-10Size: Over 200kWSouth of Lugo2016May Monthly Peak | Program Specific | 1-in-10 | Size: Over 200kW | South of Lugo | 2016 | May Monthly Peak | 5 | 112.7649 | 108.2421 | 104.6579 | 105.2979 | 113.0773 | 132.3296 | 156.8542 | 179.2567 | 197.7462 | 213.8437 | 227.3238 | 231.3263 | 229.1141 | 230.8748 | 227.2224 | 217.647 | 206.0458 | 194.4819 | 176.3374 | 168.2046 | 162.043 | 149.4639 | 135.1535 | 124.8354 | -0.7215 | -0.05415 | -0.14514 | -0.70975 | -2.3016 | -1.9275 | -1.5067 | -0.97144 | -0.64962 | 0.50904 | 1.0921 | 1.2135 | 2.7428 | 3.4014 | 8.0305 | 7.0708 | 6.7898 | 6.0093 | 3.7663 | 2.6684 | 2.2411 | 2.0204 | 0.94033 | 0.46466 | 67.7699 | 66.9498 | 65.276 | 64.3511 | 63.8485 | 63.1603 | 63.3927 | 63.5656 | 66.8552 | 72.7819 | 77.9381 | 81.7812 | 83.8646 | 84.9372 | 86.7788 | 87.9206 | 88.2644 | 87.3138 | 85.9225 | 83.3448 | 80.0627 | 76.0643 | 72.9861 | 70.9091 | 4.5098 | 4.2791 | 4.619 | 5.499 | 5.0914 | 5.4406 | 4.7937 | 5.2026 | 6.6038 | 7.5621 | 7.4829 | 6.3565 | 6.8118 | 6.8514 | 5.7362 | 5.7012 | 4.9323 | 4.9147 | 4.6851 | 5.5331 | 6.0364 | 6.1216 | 5.3398 | 4.3744
Program Specific1-in-10Size: Over 200kWSouth of Lugo2016June Monthly Peak | Program Specific | 1-in-10 | Size: Over 200kW | South of Lugo | 2016 | June Monthly Peak | 6 | 116.7155 | 112.0361 | 108.4072 | 109.0517 | 117.2521 | 136.4562 | 160.0448 | 182.045 | 198.6782 | 214.4522 | 226.6994 | 227.748 | 222.8339 | 224.5115 | 221.9665 | 215.2291 | 204.9838 | 194.1057 | 175.8439 | 168.008 | 162.0651 | 150.3863 | 136.4867 | 126.6811 | -0.70031 | -0.035617 | -0.080624 | -0.84636 | -2.558 | -1.8692 | -1.3849 | -0.65295 | -0.65317 | 0.51767 | 1.0954 | 1.6186 | 3.211 | 3.7776 | 8.4851 | 7.5879 | 7.2992 | 6.5177 | 4.2482 | 3.3249 | 2.6023 | 2.1797 | 1.0325 | 0.45394 | 65.9139 | 65.3461 | 64.8665 | 64.4618 | 62.9965 | 62.2165 | 62.4016 | 64.1555 | 67.1093 | 71.5149 | 76.4837 | 80.465 | 82.3388 | 82.7381 | 83.7312 | 83.9113 | 85.135 | 84.7419 | 84.6162 | 83.0119 | 78.6975 | 74.6132 | 71.7497 | 69.9445 | 4.7055 | 4.4648 | 4.8231 | 5.741 | 5.3221 | 5.6556 | 4.9307 | 5.3261 | 6.6885 | 7.6448 | 7.5226 | 6.3087 | 6.6786 | 6.7164 | 5.6488 | 5.6834 | 4.9465 | 4.9448 | 4.7097 | 5.5713 | 6.086 | 6.2091 | 5.4361 | 4.4749
Program Specific1-in-10Size: Over 200kWSouth of Lugo2016July Monthly Peak | Program Specific | 1-in-10 | Size: Over 200kW | South of Lugo | 2016 | July Monthly Peak | 7 | 119.7668 | 114.7618 | 110.9914 | 112.1733 | 120.7338 | 142.3122 | 167.6048 | 189.4805 | 206.2333 | 219.4927 | 230.3902 | 231.3091 | 227.3948 | 229.2284 | 226.5431 | 220.0593 | 210.923 | 199.3358 | 180.2912 | 171.0259 | 164.7353 | 153.0731 | 139.2828 | 130.0234 | -0.80688 | -0.075228 | -0.21468 | -0.65863 | -2.3072 | -2.1779 | -1.7458 | -1.3224 | -0.67707 | 0.51624 | 1.1014 | 0.84692 | 2.2503 | 2.9687 | 7.4502 | 6.6307 | 6.4736 | 5.7046 | 3.4209 | 2.1415 | 1.9661 | 1.9419 | 0.8971 | 0.49934 | 69.5227 | 68.8481 | 68.5796 | 68.3695 | 68.0296 | 67.7407 | 67.3374 | 67.5119 | 70.3661 | 74.4181 | 78.0894 | 79.7244 | 80.6369 | 82.4556 | 84.5919 | 85.5894 | 87.7569 | 86.52 | 84.35 | 81.7631 | 78.48 | 75.8206 | 74.0008 | 72.6402 | 4.7726 | 4.5205 | 4.8809 | 5.837 | 5.4167 | 5.83 | 5.1039 | 5.4795 | 6.8625 | 7.734 | 7.5566 | 6.3332 | 6.7364 | 6.7781 | 5.6985 | 5.7437 | 5.0309 | 5.0192 | 4.7729 | 5.6057 | 6.1147 | 6.2469 | 5.4832 | 4.5398
Program Specific1-in-10Size: Over 200kWSouth of Lugo2016August Monthly Peak | Program Specific | 1-in-10 | Size: Over 200kW | South of Lugo | 2016 | August Monthly Peak | 8 | 124.6701 | 119.9128 | 115.8633 | 117.1679 | 125.0173 | 149.2641 | 176.1237 | 196.7245 | 214.566 | 229.4083 | 241.6175 | 243.6375 | 239.3559 | 241.3099 | 238.827 | 231.3566 | 221.6741 | 209.6077 | 188.7622 | 180.7371 | 172.264 | 160.6268 | 145.8252 | 135.5078 | -0.90778 | -0.1085 | -0.32597 | -0.52446 | -2.1392 | -2.4613 | -2.0639 | -1.8658 | -0.70371 | 0.52906 | 1.1458 | 0.2721 | 1.5707 | 2.4346 | 6.9122 | 6.0957 | 5.9986 | 5.2309 | 2.8589 | 1.2928 | 1.5315 | 1.8232 | 0.81823 | 0.54612 | 70.6686 | 70.2346 | 70.0455 | 69.7337 | 69.3366 | 69.1939 | 69.0975 | 69.3374 | 71.5878 | 75.27 | 78.6487 | 82.3287 | 85.1725 | 86.9494 | 87.2912 | 88.1875 | 88.8175 | 88.9906 | 88.2575 | 84.7363 | 79.3669 | 75.8407 | 73.6155 | 72.1512 | 4.9712 | 4.7264 | 5.0983 | 6.1008 | 5.6124 | 6.1187 | 5.3667 | 5.6926 | 7.1443 | 8.0884 | 7.9298 | 6.6749 | 7.0952 | 7.1399 | 6.0113 | 6.0423 | 5.2907 | 5.2812 | 5.0003 | 5.9277 | 6.3982 | 6.5593 | 5.7444 | 4.7343
Program Specific1-in-10Size: Over 200kWSouth of Lugo2016September Monthly Peak | Program Specific | 1-in-10 | Size: Over 200kW | South of Lugo | 2016 | September Monthly Peak | 9 | 122.8644 | 118.4863 | 114.9253 | 116.4889 | 123.9156 | 149.573 | 179.1286 | 201.8098 | 225.2061 | 243.5357 | 257.2662 | 259.6061 | 256.5191 | 258.2248 | 252.7818 | 242.7228 | 229.9794 | 216.4118 | 194.5975 | 188.4822 | 176.299 | 162.1794 | 146.1278 | 135.0223 | -1.0382 | -0.17065 | -0.5403 | -0.17236 | -1.5884 | -2.8473 | -2.5999 | -2.9998 | -0.73699 | 0.53772 | 1.199 | -1.1286 | -0.15298 | 1.0185 | 5.1752 | 4.4231 | 4.4301 | 3.6986 | 1.3474 | -0.82452 | 0.41486 | 1.3757 | 0.55954 | 0.5992 | 74.3382 | 73.1777 | 72.597 | 72.3549 | 71.5518 | 71.0447 | 70.8303 | 71.2166 | 73.4731 | 77.4969 | 81.8981 | 87.55 | 91.9956 | 95.3687 | 95.9325 | 95.5094 | 94.9962 | 93.6512 | 92.4231 | 89.9744 | 86.2625 | 80.9213 | 77.635 | 75.62 | 5.0349 | 4.7996 | 5.1972 | 6.2335 | 5.7171 | 6.3013 | 5.6095 | 6.0016 | 7.7064 | 8.8245 | 8.6774 | 7.3095 | 7.8147 | 7.8521 | 6.5389 | 6.5149 | 5.641 | 5.6038 | 5.2978 | 6.3531 | 6.7295 | 6.8062 | 5.9158 | 4.848
Program Specific1-in-10Size: Over 200kWSouth of Lugo2016October Monthly Peak | Program Specific | 1-in-10 | Size: Over 200kW | South of Lugo | 2016 | October Monthly Peak | 10 | 117.0358 | 114.1165 | 110.0031 | 111.0214 | 117.9948 | 138.5586 | 166.2549 | 186.3626 | 204.8972 | 224.0647 | 239.0902 | 243.712 | 242.9449 | 244.9051 | 241.0459 | 229.3678 | 217.0354 | 202.4944 | 188.2424 | 178.0542 | 166.9432 | 153.8666 | 138.5016 | 127.0116 | -0.82998 | -0.093338 | -0.27577 | -0.55095 | -2.1012 | -2.2275 | -1.8728 | -1.6048 | -0.67224 | 0.52031 | 1.137 | 0.48838 | 1.8766 | 2.7152 | 7.3079 | 6.3459 | 6.1478 | 5.3119 | 3.1023 | 1.6068 | 1.6614 | 1.8181 | 0.8172 | 0.50347 | 71.8954 | 71.4141 | 70.5804 | 69.7394 | 68.5994 | 68.3667 | 68.5321 | 68.7561 | 69.7404 | 72.4168 | 76.5937 | 81.6181 | 85.0487 | 86.5887 | 87.0906 | 87.3094 | 86.3394 | 83.5694 | 80.0429 | 77.5896 | 75.4874 | 74.0637 | 72.8235 | 71.8091 | 4.6615 | 4.4929 | 4.8351 | 5.7743 | 5.2912 | 5.6735 | 5.0603 | 5.3867 | 6.8147 | 7.8912 | 7.8381 | 6.6695 | 7.1936 | 7.2381 | 6.0603 | 5.9837 | 5.1742 | 5.0963 | 4.981 | 5.8332 | 6.1936 | 6.2762 | 5.4498 | 4.4325
Program Specific1-in-10Size: Over 200kWSouth of Lugo2016November Monthly Peak | Program Specific | 1-in-10 | Size: Over 200kW | South of Lugo | 2016 | November Monthly Peak | 11 | 108.2587 | 104.1375 | 100.515 | 101.9687 | 108.1701 | 124.9243 | 148.09 | 166.741 | 182.7497 | 198.3713 | 209.4794 | 212.6486 | 210.8847 | 211.8765 | 206.9098 | 196.1594 | 187.4062 | 182.2323 | 168.4738 | 159.9456 | 151.5476 | 139.2547 | 125.5359 | 115.6671 | -0.56673 | 0.0033945 | 0.049476 | -0.99142 | -2.6639 | -1.503 | -1.0104 | -0.010803 | -0.60166 | 0.49161 | 1.0234 | 2.272 | 4.0271 | 4.4173 | 9.0568 | 7.959 | 7.63 | 7.0573 | 4.9769 | 4.3724 | 3.082 | 2.2798 | 1.0961 | 0.38361 | 64.5658 | 62.8766 | 62.1772 | 60.5854 | 59.4328 | 58.7374 | 58.1706 | 59.471 | 62.1961 | 67.1412 | 72.7061 | 76.7751 | 78.8172 | 80.4731 | 81.2821 | 80.8011 | 79.2744 | 77.1472 | 75.1576 | 72.6707 | 70.8571 | 69.3156 | 67.4851 | 66.3637 | 4.4807 | 4.2605 | 4.5909 | 5.511 | 5.0405 | 5.3154 | 4.6838 | 5.0082 | 6.316 | 7.2598 | 7.1362 | 6.0472 | 6.4887 | 6.5071 | 5.4057 | 5.3176 | 4.6427 | 4.7659 | 4.6324 | 5.4451 | 5.8425 | 5.9025 | 5.133 | 4.1946
Program Specific1-in-10Size: Over 200kWSouth of Lugo2016December Monthly Peak | Program Specific | 1-in-10 | Size: Over 200kW | South of Lugo | 2016 | December Monthly Peak | 12 | 97.3938 | 94.9409 | 91.5137 | 91.7511 | 95.3358 | 109.5767 | 133.6105 | 148.5233 | 158.984 | 166.43 | 164.7723 | 162.9851 | 158.0054 | 157.0832 | 154.328 | 148.4353 | 146.1891 | 148.9142 | 143.9154 | 139.9057 | 132.7157 | 124.0684 | 113.0749 | 103.7356 | -0.50985 | 0.0030947 | 0.045046 | -0.89208 | -2.3478 | -1.3184 | -0.91161 | -0.0096226 | -0.52342 | 0.41245 | 0.80502 | 1.7414 | 3.0173 | 3.275 | 6.7552 | 6.0226 | 5.9519 | 5.767 | 4.2514 | 3.8246 | 2.699 | 2.0312 | 0.98726 | 0.34404 | 47.0285 | 46.4337 | 45.5578 | 44.848 | 44.2946 | 43.0241 | 43.9849 | 44.6623 | 45.9627 | 47.679 | 49.9704 | 51.7899 | 53.0535 | 52.5976 | 52.486 | 52.2267 | 51.9264 | 50.7543 | 49.4474 | 48.6657 | 47.6387 | 47.0682 | 46.369 | 45.9851 | 4.031 | 3.8842 | 4.1798 | 4.9588 | 4.4424 | 4.6624 | 4.2259 | 4.461 | 5.4947 | 6.0908 | 5.6132 | 4.6349 | 4.8616 | 4.8243 | 4.032 | 4.0239 | 3.6216 | 3.8945 | 3.9571 | 4.7628 | 5.1165 | 5.2588 | 4.6234 | 3.7619
Program Specific1-in-10Size: Over 200kWSouth of Lugo2016Typical Event Day | Program Specific | 1-in-10 | Size: Over 200kW | South of Lugo | 2016 | Typical Event Day | 8 | 124.4331 | 119.6712 | 115.6071 | 116.8522 | 124.6605 | 148.8144 | 175.5473 | 195.9722 | 213.4121 | 227.8977 | 239.8749 | 241.8651 | 237.5911 | 239.5426 | 237.1724 | 229.8242 | 220.2694 | 208.3621 | 187.8123 | 179.9731 | 171.6602 | 160.1293 | 145.3111 | 135.054 | -0.88562 | -0.099281 | -0.29458 | -0.57224 | -2.2082 | -2.4007 | -1.9882 | -1.7106 | -0.70014 | 0.52873 | 1.1403 | 0.45579 | 1.7981 | 2.6236 | 7.1465 | 6.3177 | 6.2019 | 5.43 | 3.0615 | 1.5788 | 1.6838 | 1.882 | 0.85172 | 0.53656 | 70.1108 | 69.4016 | 69.0222 | 68.73 | 67.9786 | 67.549 | 67.4167 | 68.0553 | 70.6341 | 74.675 | 78.78 | 82.517 | 85.0359 | 86.878 | 87.8867 | 88.2994 | 89.1764 | 88.4759 | 87.4117 | 84.8714 | 80.7017 | 76.799 | 74.2503 | 72.589 | 4.9566 | 4.712 | 5.0819 | 6.0781 | 5.5906 | 6.094 | 5.3436 | 5.665 | 7.0986 | 8.0269 | 7.8646 | 6.6196 | 7.0357 | 7.0803 | 5.9635 | 5.9962 | 5.2518 | 5.2445 | 4.9701 | 5.8966 | 6.3692 | 6.5323 | 5.7183 | 4.7136
Program Specific1-in-10Size: Over 200kWSouth of Lugo2017January Monthly Peak | Program Specific | 1-in-10 | Size: Over 200kW | South of Lugo | 2017 | January Monthly Peak | 1 | 96.5097 | 94.3088 | 91.7761 | 91.4462 | 96.4022 | 110.8356 | 135.5438 | 150.845 | 160.1931 | 166.6061 | 165.2887 | 164.1348 | 159.1613 | 159.3004 | 155.8409 | 149.689 | 144.5654 | 146.9385 | 142.0615 | 138.5795 | 130.8983 | 123.3669 | 113.4721 | 104.7099 | -0.50522 | 0.0030741 | 0.045175 | -0.88911 | -2.3741 | -1.3335 | -0.9248 | -0.0097731 | -0.5274 | 0.41289 | 0.80755 | 1.7537 | 3.0394 | 3.3212 | 6.8214 | 6.0735 | 5.8858 | 5.6905 | 4.1967 | 3.7884 | 2.662 | 2.0197 | 0.99073 | 0.34727 | 45.7671 | 45.9498 | 45.2623 | 44.5779 | 44.4359 | 44.1863 | 43.1384 | 42.8828 | 43.8254 | 46.5904 | 48.5993 | 50.5928 | 52.659 | 53.7219 | 54.6396 | 54.8501 | 54.4749 | 53.5548 | 51.9724 | 51.0205 | 50.0489 | 49.7578 | 49.5876 | 48.5424 | 3.9944 | 3.8584 | 4.1918 | 4.9423 | 4.4921 | 4.716 | 4.287 | 4.5308 | 5.5365 | 6.0973 | 5.6308 | 4.6676 | 4.8972 | 4.8924 | 4.0715 | 4.0579 | 3.5814 | 3.8428 | 3.9061 | 4.7177 | 5.0464 | 5.2291 | 4.6397 | 3.7972
Program Specific1-in-10Size: Over 200kWSouth of Lugo2017February Monthly Peak | Program Specific | 1-in-10 | Size: Over 200kW | South of Lugo | 2017 | February Monthly Peak | 2 | 101.401 | 98.527 | 94.9227 | 95.4876 | 100.4839 | 116.4746 | 140.2426 | 155.5828 | 166.6554 | 174.9517 | 178.6151 | 181.7949 | 179.86 | 181.1747 | 178.603 | 171.011 | 163.5545 | 160.4645 | 153.6107 | 147.3132 | 139.2022 | 129.0261 | 117.5972 | 109.645 | -0.53083 | 0.0032116 | 0.046723 | -0.92841 | -2.4746 | -1.4014 | -0.95686 | -0.01008 | -0.54867 | 0.43357 | 0.87266 | 1.9423 | 3.4347 | 3.7773 | 7.8177 | 6.9386 | 6.6589 | 6.2143 | 4.5379 | 4.0271 | 2.8309 | 2.1124 | 1.0267 | 0.36364 | 51.6499 | 50.9771 | 50.2113 | 49.1497 | 48.4813 | 48.2047 | 47.3456 | 47.1969 | 48.6893 | 52.3786 | 56.2606 | 60.0494 | 61.9166 | 63.2438 | 63.9422 | 64.0426 | 63.1459 | 62.127 | 60.0535 | 58.0588 | 56.6031 | 55.3785 | 54.4082 | 53.0131 | 4.1969 | 4.031 | 4.3355 | 5.1607 | 4.6823 | 4.9559 | 4.4356 | 4.6731 | 5.7598 | 6.4027 | 6.0848 | 5.1698 | 5.5341 | 5.5642 | 4.6662 | 4.6359 | 4.0518 | 4.1966 | 4.2237 | 5.015 | 5.3666 | 5.469 | 4.8084 | 3.9762
Program Specific1-in-10Size: Over 200kWSouth of Lugo2017March Monthly Peak | Program Specific | 1-in-10 | Size: Over 200kW | South of Lugo | 2017 | March Monthly Peak | 3 | 108.891 | 104.0861 | 99.7699 | 100.0169 | 106.1692 | 124.5206 | 149.8905 | 167.9231 | 182.3018 | 195.8711 | 205.9085 | 211.3004 | 210.6553 | 213.1143 | 211.1164 | 202.2705 | 192.5538 | 183.279 | 169.8208 | 163.8252 | 154.014 | 142.2535 | 127.752 | 117.9602 | -0.57004 | 0.0033928 | 0.049109 | -0.97245 | -2.6146 | -1.4982 | -1.0227 | -0.01088 | -0.60019 | 0.48541 | 1.006 | 2.2576 | 4.0227 | 4.4432 | 9.2409 | 8.207 | 7.8395 | 7.0978 | 5.0167 | 4.4785 | 3.1321 | 2.3289 | 1.1154 | 0.39121 | 61.1496 | 59.5092 | 58.8344 | 58.6243 | 57.7321 | 55.8474 | 55.3099 | 55.9993 | 59.1446 | 64.0534 | 69.2101 | 73.8724 | 77.1447 | 78.4762 | 78.7461 | 79.1016 | 78.1001 | 76.6707 | 75.0169 | 72.4663 | 69.697 | 66.4905 | 63.5611 | 61.4583 | 4.5069 | 4.2584 | 4.5569 | 5.4055 | 4.9472 | 5.2983 | 4.7408 | 5.0437 | 6.3006 | 7.1683 | 7.0145 | 6.0088 | 6.4816 | 6.5451 | 5.5156 | 5.4833 | 4.7702 | 4.7932 | 4.6694 | 5.5771 | 5.9376 | 6.0296 | 5.2236 | 4.2777
Program Specific1-in-10Size: Over 200kWSouth of Lugo2017April Monthly Peak | Program Specific | 1-in-10 | Size: Over 200kW | South of Lugo | 2017 | April Monthly Peak | 4 | 114.1251 | 109.8238 | 105.782 | 106.1213 | 113.6528 | 132.3596 | 157.9425 | 177.8523 | 197.1128 | 214.3535 | 228.2508 | 233.7557 | 232.7227 | 235.0389 | 231.4518 | 222.3084 | 210.9477 | 197.9518 | 179.4392 | 172.8409 | 163.9774 | 151.1061 | 136.8224 | 126.1824 | -0.75389 | -0.065385 | -0.18217 | -0.65882 | -2.2267 | -1.9878 | -1.5956 | -1.1338 | -0.64729 | 0.50652 | 1.0932 | 0.99937 | 2.4901 | 3.2062 | 7.8318 | 6.9014 | 6.6591 | 5.8399 | 3.5705 | 2.388 | 2.0774 | 1.9656 | 0.90864 | 0.47881 | 70.8161 | 69.7236 | 68.1326 | 66.495 | 65.094 | 64.2258 | 63.7688 | 63.8636 | 66.5494 | 72.1305 | 77.2162 | 82.3925 | 85.7063 | 87.2219 | 86.2613 | 86.0587 | 86.1119 | 85.9806 | 84.5475 | 80.3969 | 75.4854 | 71.1383 | 68.7461 | 67.5418 | 4.5525 | 4.3305 | 4.6566 | 5.5278 | 5.1042 | 5.4279 | 4.8146 | 5.1486 | 6.5658 | 7.5607 | 7.4942 | 6.4068 | 6.9014 | 6.9571 | 5.828 | 5.8084 | 5.0367 | 4.9895 | 4.7553 | 5.671 | 6.0929 | 6.173 | 5.3919 | 4.4102
Program Specific1-in-10Size: Over 200kWSouth of Lugo2017May Monthly Peak | Program Specific | 1-in-10 | Size: Over 200kW | South of Lugo | 2017 | May Monthly Peak | 5 | 112.7649 | 108.2421 | 104.6579 | 105.2979 | 113.0773 | 132.3296 | 156.8542 | 179.2567 | 197.7462 | 213.8437 | 227.3239 | 231.3263 | 229.1141 | 230.8748 | 227.2224 | 217.647 | 206.0458 | 194.4819 | 176.3374 | 168.2046 | 162.043 | 149.4639 | 135.1535 | 124.8354 | -0.7215 | -0.054151 | -0.14514 | -0.70975 | -2.3016 | -1.9275 | -1.5067 | -0.97144 | -0.64962 | 0.50904 | 1.0921 | 1.2135 | 2.7428 | 3.4014 | 8.0305 | 7.0708 | 6.7898 | 6.0093 | 3.7663 | 2.6684 | 2.2411 | 2.0204 | 0.94033 | 0.46466 | 67.7699 | 66.9498 | 65.276 | 64.3511 | 63.8485 | 63.1603 | 63.3927 | 63.5656 | 66.8552 | 72.7819 | 77.9381 | 81.7812 | 83.8646 | 84.9373 | 86.7788 | 87.9206 | 88.2644 | 87.3138 | 85.9225 | 83.3448 | 80.0627 | 76.0643 | 72.9861 | 70.9091 | 4.5098 | 4.2791 | 4.619 | 5.499 | 5.0914 | 5.4406 | 4.7937 | 5.2026 | 6.6038 | 7.5621 | 7.4829 | 6.3565 | 6.8118 | 6.8514 | 5.7362 | 5.7012 | 4.9323 | 4.9147 | 4.6851 | 5.5331 | 6.0364 | 6.1216 | 5.3398 | 4.3744
Program Specific1-in-10Size: Over 200kWSouth of Lugo2017June Monthly Peak | Program Specific | 1-in-10 | Size: Over 200kW | South of Lugo | 2017 | June Monthly Peak | 6 | 116.7155 | 112.0361 | 108.4072 | 109.0517 | 117.2521 | 136.4562 | 160.0448 | 182.045 | 198.6781 | 214.4522 | 226.6994 | 227.748 | 222.8339 | 224.5115 | 221.9665 | 215.2291 | 204.9838 | 194.1057 | 175.8439 | 168.008 | 162.0651 | 150.3863 | 136.4868 | 126.6811 | -0.70031 | -0.035617 | -0.080624 | -0.84636 | -2.558 | -1.8692 | -1.3849 | -0.65295 | -0.65317 | 0.51767 | 1.0954 | 1.6186 | 3.211 | 3.7776 | 8.4851 | 7.5879 | 7.2992 | 6.5177 | 4.2482 | 3.3249 | 2.6023 | 2.1797 | 1.0325 | 0.45394 | 65.9139 | 65.3461 | 64.8665 | 64.4618 | 62.9965 | 62.2165 | 62.4016 | 64.1555 | 67.1093 | 71.5149 | 76.4837 | 80.465 | 82.3387 | 82.7381 | 83.7313 | 83.9113 | 85.135 | 84.7419 | 84.6163 | 83.0119 | 78.6975 | 74.6132 | 71.7497 | 69.9445 | 4.7055 | 4.4648 | 4.8231 | 5.741 | 5.322 | 5.6556 | 4.9307 | 5.3261 | 6.6885 | 7.6448 | 7.5226 | 6.3087 | 6.6786 | 6.7164 | 5.6488 | 5.6834 | 4.9465 | 4.9448 | 4.7097 | 5.5713 | 6.086 | 6.2091 | 5.4361 | 4.4749
Program Specific1-in-10Size: Over 200kWSouth of Lugo2017July Monthly Peak | Program Specific | 1-in-10 | Size: Over 200kW | South of Lugo | 2017 | July Monthly Peak | 7 | 119.7668 | 114.7618 | 110.9914 | 112.1733 | 120.7338 | 142.3122 | 167.6048 | 189.4805 | 206.2333 | 219.4927 | 230.3902 | 231.3092 | 227.3948 | 229.2284 | 226.5431 | 220.0593 | 210.923 | 199.3358 | 180.2912 | 171.0259 | 164.7353 | 153.0731 | 139.2828 | 130.0233 | -0.80688 | -0.075228 | -0.21468 | -0.65863 | -2.3072 | -2.1779 | -1.7458 | -1.3224 | -0.67707 | 0.51624 | 1.1014 | 0.84692 | 2.2503 | 2.9687 | 7.4502 | 6.6307 | 6.4736 | 5.7046 | 3.4209 | 2.1415 | 1.9661 | 1.9419 | 0.8971 | 0.49934 | 69.5227 | 68.8481 | 68.5796 | 68.3695 | 68.0296 | 67.7408 | 67.3374 | 67.5119 | 70.3661 | 74.4181 | 78.0894 | 79.7244 | 80.6369 | 82.4556 | 84.5919 | 85.5894 | 87.7569 | 86.52 | 84.35 | 81.7631 | 78.48 | 75.8206 | 74.0008 | 72.6403 | 4.7726 | 4.5205 | 4.8809 | 5.837 | 5.4167 | 5.83 | 5.1039 | 5.4795 | 6.8625 | 7.734 | 7.5566 | 6.3332 | 6.7364 | 6.7781 | 5.6985 | 5.7437 | 5.0309 | 5.0192 | 4.7729 | 5.6057 | 6.1147 | 6.2469 | 5.4832 | 4.5398
Program Specific1-in-10Size: Over 200kWSouth of Lugo2017August Monthly Peak | Program Specific | 1-in-10 | Size: Over 200kW | South of Lugo | 2017 | August Monthly Peak | 8 | 124.6701 | 119.9128 | 115.8633 | 117.1679 | 125.0173 | 149.2641 | 176.1237 | 196.7245 | 214.566 | 229.4083 | 241.6176 | 243.6375 | 239.3559 | 241.3099 | 238.827 | 231.3566 | 221.6741 | 209.6077 | 188.7622 | 180.7371 | 172.264 | 160.6268 | 145.8252 | 135.5078 | -0.90778 | -0.1085 | -0.32597 | -0.52446 | -2.1392 | -2.4613 | -2.0639 | -1.8658 | -0.70371 | 0.52906 | 1.1458 | 0.2721 | 1.5707 | 2.4346 | 6.9122 | 6.0957 | 5.9986 | 5.2309 | 2.8589 | 1.2928 | 1.5315 | 1.8232 | 0.81823 | 0.54612 | 70.6686 | 70.2346 | 70.0455 | 69.7337 | 69.3366 | 69.1939 | 69.0975 | 69.3374 | 71.5878 | 75.27 | 78.6488 | 82.3288 | 85.1725 | 86.9494 | 87.2913 | 88.1875 | 88.8175 | 88.9906 | 88.2575 | 84.7363 | 79.3669 | 75.8407 | 73.6155 | 72.1512 | 4.9712 | 4.7264 | 5.0983 | 6.1008 | 5.6124 | 6.1187 | 5.3667 | 5.6926 | 7.1443 | 8.0884 | 7.9298 | 6.6749 | 7.0952 | 7.1399 | 6.0113 | 6.0423 | 5.2907 | 5.2812 | 5.0003 | 5.9277 | 6.3982 | 6.5593 | 5.7444 | 4.7343
Program Specific1-in-10Size: Over 200kWSouth of Lugo2017September Monthly Peak | Program Specific | 1-in-10 | Size: Over 200kW | South of Lugo | 2017 | September Monthly Peak | 9 | 122.8644 | 118.4863 | 114.9253 | 116.4889 | 123.9156 | 149.573 | 179.1286 | 201.8098 | 225.2061 | 243.5357 | 257.2662 | 259.6061 | 256.5191 | 258.2248 | 252.7818 | 242.7228 | 229.9794 | 216.4118 | 194.5975 | 188.4822 | 176.299 | 162.1794 | 146.1278 | 135.0223 | -1.0382 | -0.17065 | -0.5403 | -0.17236 | -1.5884 | -2.8473 | -2.5999 | -2.9998 | -0.73699 | 0.53772 | 1.199 | -1.1286 | -0.15298 | 1.0185 | 5.1752 | 4.4231 | 4.4301 | 3.6986 | 1.3474 | -0.82452 | 0.41486 | 1.3757 | 0.55954 | 0.5992 | 74.3382 | 73.1778 | 72.597 | 72.3549 | 71.5518 | 71.0447 | 70.8303 | 71.2166 | 73.4731 | 77.4969 | 81.8981 | 87.55 | 91.9956 | 95.3687 | 95.9325 | 95.5094 | 94.9962 | 93.6512 | 92.4231 | 89.9744 | 86.2625 | 80.9213 | 77.635 | 75.62 | 5.0349 | 4.7996 | 5.1972 | 6.2335 | 5.7171 | 6.3013 | 5.6095 | 6.0016 | 7.7064 | 8.8245 | 8.6774 | 7.3095 | 7.8147 | 7.8521 | 6.5389 | 6.5149 | 5.641 | 5.6038 | 5.2978 | 6.3531 | 6.7295 | 6.8062 | 5.9158 | 4.848
Program Specific1-in-10Size: Over 200kWSouth of Lugo2017October Monthly Peak | Program Specific | 1-in-10 | Size: Over 200kW | South of Lugo | 2017 | October Monthly Peak | 10 | 117.0358 | 114.1165 | 110.0031 | 111.0214 | 117.9948 | 138.5586 | 166.2549 | 186.3626 | 204.8972 | 224.0647 | 239.0901 | 243.712 | 242.9449 | 244.9051 | 241.0459 | 229.3678 | 217.0354 | 202.4944 | 188.2424 | 178.0541 | 166.9431 | 153.8666 | 138.5016 | 127.0116 | -0.82998 | -0.093338 | -0.27577 | -0.55095 | -2.1012 | -2.2275 | -1.8728 | -1.6048 | -0.67224 | 0.52031 | 1.137 | 0.48838 | 1.8766 | 2.7152 | 7.3079 | 6.3459 | 6.1478 | 5.3119 | 3.1023 | 1.6068 | 1.6614 | 1.8181 | 0.8172 | 0.50347 | 71.8954 | 71.4141 | 70.5804 | 69.7394 | 68.5994 | 68.3667 | 68.5321 | 68.7561 | 69.7404 | 72.4168 | 76.5938 | 81.6181 | 85.0488 | 86.5888 | 87.0906 | 87.3094 | 86.3394 | 83.5694 | 80.0429 | 77.5896 | 75.4874 | 74.0637 | 72.8235 | 71.8091 | 4.6615 | 4.4929 | 4.8351 | 5.7743 | 5.2912 | 5.6735 | 5.0603 | 5.3867 | 6.8147 | 7.8912 | 7.8381 | 6.6695 | 7.1936 | 7.2381 | 6.0603 | 5.9837 | 5.1742 | 5.0963 | 4.981 | 5.8332 | 6.1936 | 6.2762 | 5.4498 | 4.4325
Program Specific1-in-10Size: Over 200kWSouth of Lugo2017November Monthly Peak | Program Specific | 1-in-10 | Size: Over 200kW | South of Lugo | 2017 | November Monthly Peak | 11 | 108.2587 | 104.1375 | 100.515 | 101.9687 | 108.1701 | 124.9243 | 148.09 | 166.741 | 182.7497 | 198.3713 | 209.4794 | 212.6486 | 210.8847 | 211.8765 | 206.9098 | 196.1594 | 187.4062 | 182.2323 | 168.4738 | 159.9456 | 151.5476 | 139.2547 | 125.5359 | 115.6671 | -0.56673 | 0.0033945 | 0.049476 | -0.99142 | -2.6639 | -1.503 | -1.0104 | -0.010803 | -0.60166 | 0.49161 | 1.0234 | 2.272 | 4.0271 | 4.4173 | 9.0568 | 7.959 | 7.63 | 7.0573 | 4.9769 | 4.3724 | 3.082 | 2.2798 | 1.0961 | 0.38361 | 64.5657 | 62.8766 | 62.1772 | 60.5854 | 59.4328 | 58.7374 | 58.1706 | 59.471 | 62.1961 | 67.1412 | 72.7061 | 76.7751 | 78.8172 | 80.4731 | 81.2821 | 80.8011 | 79.2744 | 77.1472 | 75.1576 | 72.6707 | 70.8571 | 69.3156 | 67.4851 | 66.3637 | 4.4807 | 4.2605 | 4.5909 | 5.511 | 5.0405 | 5.3154 | 4.6838 | 5.0082 | 6.316 | 7.2598 | 7.1362 | 6.0472 | 6.4887 | 6.5071 | 5.4057 | 5.3176 | 4.6427 | 4.7659 | 4.6324 | 5.4451 | 5.8425 | 5.9025 | 5.133 | 4.1946
Program Specific1-in-10Size: Over 200kWSouth of Lugo2017December Monthly Peak | Program Specific | 1-in-10 | Size: Over 200kW | South of Lugo | 2017 | December Monthly Peak | 12 | 97.3938 | 94.9409 | 91.5137 | 91.7511 | 95.3358 | 109.5767 | 133.6105 | 148.5233 | 158.984 | 166.43 | 164.7723 | 162.9851 | 158.0054 | 157.0833 | 154.328 | 148.4353 | 146.1891 | 148.9142 | 143.9154 | 139.9057 | 132.7157 | 124.0684 | 113.0749 | 103.7356 | -0.50985 | 0.0030947 | 0.045046 | -0.89208 | -2.3478 | -1.3184 | -0.91161 | -0.0096226 | -0.52342 | 0.41245 | 0.80502 | 1.7414 | 3.0173 | 3.275 | 6.7552 | 6.0226 | 5.9519 | 5.767 | 4.2514 | 3.8246 | 2.699 | 2.0312 | 0.98726 | 0.34404 | 47.0285 | 46.4337 | 45.5578 | 44.848 | 44.2946 | 43.0241 | 43.9849 | 44.6623 | 45.9627 | 47.679 | 49.9704 | 51.7899 | 53.0535 | 52.5976 | 52.486 | 52.2267 | 51.9264 | 50.7543 | 49.4474 | 48.6657 | 47.6387 | 47.0682 | 46.369 | 45.9851 | 4.031 | 3.8842 | 4.1798 | 4.9588 | 4.4424 | 4.6624 | 4.2259 | 4.461 | 5.4947 | 6.0908 | 5.6132 | 4.6349 | 4.8616 | 4.8243 | 4.032 | 4.0239 | 3.6216 | 3.8945 | 3.9571 | 4.7628 | 5.1165 | 5.2588 | 4.6234 | 3.7619
Program Specific1-in-10Size: Over 200kWSouth of Lugo2017Typical Event Day | Program Specific | 1-in-10 | Size: Over 200kW | South of Lugo | 2017 | Typical Event Day | 8 | 124.4331 | 119.6712 | 115.6071 | 116.8522 | 124.6605 | 148.8144 | 175.5473 | 195.9721 | 213.4121 | 227.8977 | 239.8749 | 241.8651 | 237.5911 | 239.5426 | 237.1724 | 229.8242 | 220.2694 | 208.3621 | 187.8123 | 179.9731 | 171.6602 | 160.1293 | 145.3111 | 135.054 | -0.88562 | -0.099281 | -0.29458 | -0.57224 | -2.2082 | -2.4007 | -1.9882 | -1.7106 | -0.70014 | 0.52873 | 1.1403 | 0.45579 | 1.7981 | 2.6236 | 7.1465 | 6.3177 | 6.2019 | 5.43 | 3.0615 | 1.5788 | 1.6838 | 1.882 | 0.85172 | 0.53656 | 70.1108 | 69.4016 | 69.0222 | 68.73 | 67.9786 | 67.549 | 67.4167 | 68.0553 | 70.6341 | 74.675 | 78.78 | 82.517 | 85.0359 | 86.878 | 87.8867 | 88.2994 | 89.1764 | 88.4759 | 87.4117 | 84.8714 | 80.7017 | 76.799 | 74.2503 | 72.589 | 4.9566 | 4.712 | 5.0819 | 6.0781 | 5.5906 | 6.094 | 5.3436 | 5.665 | 7.0986 | 8.0269 | 7.8646 | 6.6196 | 7.0357 | 7.0803 | 5.9635 | 5.9962 | 5.2518 | 5.2445 | 4.9701 | 5.8966 | 6.3692 | 6.5323 | 5.7183 | 4.7136
Program Specific1-in-10Size: Over 200kWSouth of Lugo2018January Monthly Peak | Program Specific | 1-in-10 | Size: Over 200kW | South of Lugo | 2018 | January Monthly Peak | 1 | 96.5097 | 94.3088 | 91.7761 | 91.4462 | 96.4022 | 110.8356 | 135.5438 | 150.845 | 160.1931 | 166.6061 | 165.2887 | 164.1348 | 159.1613 | 159.3004 | 155.8409 | 149.689 | 144.5654 | 146.9385 | 142.0615 | 138.5795 | 130.8983 | 123.3669 | 113.4721 | 104.7099 | -0.50522 | 0.0030741 | 0.045175 | -0.88911 | -2.3741 | -1.3335 | -0.9248 | -0.0097731 | -0.5274 | 0.41289 | 0.80755 | 1.7537 | 3.0394 | 3.3212 | 6.8214 | 6.0735 | 5.8858 | 5.6905 | 4.1967 | 3.7884 | 2.662 | 2.0197 | 0.99073 | 0.34727 | 45.7671 | 45.9498 | 45.2623 | 44.5779 | 44.4359 | 44.1863 | 43.1384 | 42.8828 | 43.8254 | 46.5904 | 48.5993 | 50.5928 | 52.659 | 53.7219 | 54.6396 | 54.8501 | 54.4749 | 53.5548 | 51.9724 | 51.0205 | 50.0489 | 49.7578 | 49.5876 | 48.5424 | 3.9944 | 3.8584 | 4.1918 | 4.9423 | 4.4921 | 4.716 | 4.287 | 4.5308 | 5.5365 | 6.0973 | 5.6308 | 4.6676 | 4.8972 | 4.8924 | 4.0715 | 4.0579 | 3.5814 | 3.8428 | 3.9061 | 4.7177 | 5.0464 | 5.2291 | 4.6397 | 3.7972
Program Specific1-in-10Size: Over 200kWSouth of Lugo2018February Monthly Peak | Program Specific | 1-in-10 | Size: Over 200kW | South of Lugo | 2018 | February Monthly Peak | 2 | 101.401 | 98.527 | 94.9227 | 95.4876 | 100.4839 | 116.4746 | 140.2426 | 155.5828 | 166.6554 | 174.9517 | 178.6151 | 181.7948 | 179.86 | 181.1747 | 178.603 | 171.011 | 163.5545 | 160.4645 | 153.6107 | 147.3132 | 139.2022 | 129.0261 | 117.5972 | 109.645 | -0.53083 | 0.0032116 | 0.046723 | -0.92841 | -2.4746 | -1.4014 | -0.95686 | -0.01008 | -0.54867 | 0.43357 | 0.87266 | 1.9423 | 3.4347 | 3.7773 | 7.8178 | 6.9386 | 6.6589 | 6.2143 | 4.5379 | 4.0271 | 2.8309 | 2.1124 | 1.0267 | 0.36364 | 51.6499 | 50.9771 | 50.2113 | 49.1497 | 48.4813 | 48.2047 | 47.3456 | 47.1969 | 48.6893 | 52.3786 | 56.2606 | 60.0494 | 61.9166 | 63.2438 | 63.9422 | 64.0426 | 63.1459 | 62.127 | 60.0535 | 58.0588 | 56.6031 | 55.3785 | 54.4082 | 53.0131 | 4.1969 | 4.031 | 4.3355 | 5.1607 | 4.6823 | 4.9559 | 4.4356 | 4.6731 | 5.7598 | 6.4027 | 6.0848 | 5.1698 | 5.5341 | 5.5642 | 4.6662 | 4.6359 | 4.0518 | 4.1966 | 4.2237 | 5.015 | 5.3666 | 5.469 | 4.8084 | 3.9762
Program Specific1-in-10Size: Over 200kWSouth of Lugo2018March Monthly Peak | Program Specific | 1-in-10 | Size: Over 200kW | South of Lugo | 2018 | March Monthly Peak | 3 | 108.891 | 104.086 | 99.7699 | 100.0169 | 106.1692 | 124.5206 | 149.8905 | 167.9231 | 182.3018 | 195.8711 | 205.9085 | 211.3004 | 210.6553 | 213.1143 | 211.1164 | 202.2705 | 192.5538 | 183.2789 | 169.8208 | 163.8252 | 154.014 | 142.2534 | 127.7521 | 117.9602 | -0.57004 | 0.0033928 | 0.049109 | -0.97245 | -2.6146 | -1.4982 | -1.0227 | -0.01088 | -0.60019 | 0.48541 | 1.006 | 2.2576 | 4.0227 | 4.4431 | 9.2409 | 8.207 | 7.8395 | 7.0978 | 5.0167 | 4.4785 | 3.1321 | 2.3289 | 1.1154 | 0.39121 | 61.1496 | 59.5092 | 58.8344 | 58.6243 | 57.7321 | 55.8474 | 55.3099 | 55.9993 | 59.1446 | 64.0534 | 69.2101 | 73.8724 | 77.1447 | 78.4762 | 78.7461 | 79.1016 | 78.1001 | 76.6707 | 75.0169 | 72.4662 | 69.697 | 66.4905 | 63.5611 | 61.4583 | 4.5069 | 4.2584 | 4.5569 | 5.4055 | 4.9472 | 5.2983 | 4.7408 | 5.0437 | 6.3006 | 7.1683 | 7.0145 | 6.0088 | 6.4816 | 6.5451 | 5.5156 | 5.4833 | 4.7702 | 4.7932 | 4.6694 | 5.5771 | 5.9376 | 6.0296 | 5.2236 | 4.2777
Program Specific1-in-10Size: Over 200kWSouth of Lugo2018April Monthly Peak | Program Specific | 1-in-10 | Size: Over 200kW | South of Lugo | 2018 | April Monthly Peak | 4 | 114.1251 | 109.8238 | 105.782 | 106.1213 | 113.6528 | 132.3596 | 157.9425 | 177.8523 | 197.1128 | 214.3535 | 228.2508 | 233.7556 | 232.7227 | 235.0389 | 231.4518 | 222.3084 | 210.9477 | 197.9518 | 179.4392 | 172.8409 | 163.9774 | 151.1061 | 136.8224 | 126.1824 | -0.75389 | -0.065385 | -0.18217 | -0.65882 | -2.2267 | -1.9878 | -1.5956 | -1.1338 | -0.64729 | 0.50652 | 1.0932 | 0.99937 | 2.4901 | 3.2062 | 7.8318 | 6.9014 | 6.6591 | 5.8399 | 3.5705 | 2.388 | 2.0774 | 1.9656 | 0.90864 | 0.47881 | 70.8161 | 69.7236 | 68.1326 | 66.495 | 65.094 | 64.2258 | 63.7687 | 63.8636 | 66.5494 | 72.1305 | 77.2162 | 82.3925 | 85.7063 | 87.2219 | 86.2613 | 86.0587 | 86.1119 | 85.9806 | 84.5475 | 80.3969 | 75.4854 | 71.1382 | 68.7461 | 67.5417 | 4.5525 | 4.3305 | 4.6566 | 5.5278 | 5.1042 | 5.4279 | 4.8146 | 5.1486 | 6.5658 | 7.5607 | 7.4942 | 6.4068 | 6.9014 | 6.9571 | 5.828 | 5.8084 | 5.0367 | 4.9895 | 4.7553 | 5.671 | 6.0929 | 6.173 | 5.3919 | 4.4102
Program Specific1-in-10Size: Over 200kWSouth of Lugo2018May Monthly Peak | Program Specific | 1-in-10 | Size: Over 200kW | South of Lugo | 2018 | May Monthly Peak | 5 | 112.7649 | 108.2421 | 104.6579 | 105.2979 | 113.0772 | 132.3296 | 156.8542 | 179.2567 | 197.7462 | 213.8437 | 227.3239 | 231.3263 | 229.1141 | 230.8748 | 227.2224 | 217.647 | 206.0458 | 194.4819 | 176.3374 | 168.2046 | 162.043 | 149.4639 | 135.1535 | 124.8354 | -0.7215 | -0.054151 | -0.14514 | -0.70975 | -2.3016 | -1.9275 | -1.5067 | -0.97144 | -0.64962 | 0.50904 | 1.0921 | 1.2135 | 2.7428 | 3.4014 | 8.0305 | 7.0708 | 6.7898 | 6.0093 | 3.7663 | 2.6684 | 2.2411 | 2.0204 | 0.94033 | 0.46466 | 67.7699 | 66.9498 | 65.276 | 64.3511 | 63.8485 | 63.1603 | 63.3927 | 63.5656 | 66.8552 | 72.7819 | 77.9381 | 81.7812 | 83.8646 | 84.9372 | 86.7787 | 87.9206 | 88.2644 | 87.3137 | 85.9225 | 83.3448 | 80.0627 | 76.0643 | 72.9861 | 70.9091 | 4.5098 | 4.2791 | 4.619 | 5.499 | 5.0914 | 5.4406 | 4.7937 | 5.2026 | 6.6038 | 7.5621 | 7.4829 | 6.3565 | 6.8118 | 6.8514 | 5.7362 | 5.7012 | 4.9323 | 4.9147 | 4.6851 | 5.5331 | 6.0364 | 6.1216 | 5.3398 | 4.3744
Program Specific1-in-10Size: Over 200kWSouth of Lugo2018June Monthly Peak | Program Specific | 1-in-10 | Size: Over 200kW | South of Lugo | 2018 | June Monthly Peak | 6 | 116.7155 | 112.0361 | 108.4072 | 109.0517 | 117.2521 | 136.4563 | 160.0447 | 182.045 | 198.6782 | 214.4522 | 226.6994 | 227.748 | 222.8339 | 224.5115 | 221.9665 | 215.2291 | 204.9838 | 194.1057 | 175.8439 | 168.008 | 162.0651 | 150.3863 | 136.4868 | 126.6811 | -0.70031 | -0.035617 | -0.080624 | -0.84636 | -2.558 | -1.8692 | -1.3849 | -0.65295 | -0.65317 | 0.51767 | 1.0954 | 1.6186 | 3.211 | 3.7776 | 8.4851 | 7.5879 | 7.2992 | 6.5177 | 4.2482 | 3.3249 | 2.6023 | 2.1797 | 1.0325 | 0.45394 | 65.9139 | 65.3461 | 64.8665 | 64.4618 | 62.9965 | 62.2165 | 62.4016 | 64.1555 | 67.1093 | 71.5149 | 76.4837 | 80.465 | 82.3387 | 82.7381 | 83.7313 | 83.9112 | 85.135 | 84.7419 | 84.6163 | 83.0119 | 78.6975 | 74.6132 | 71.7497 | 69.9445 | 4.7055 | 4.4648 | 4.8231 | 5.741 | 5.3221 | 5.6556 | 4.9307 | 5.3261 | 6.6885 | 7.6448 | 7.5226 | 6.3087 | 6.6786 | 6.7164 | 5.6488 | 5.6834 | 4.9465 | 4.9448 | 4.7097 | 5.5713 | 6.086 | 6.2091 | 5.4361 | 4.4749
Program Specific1-in-10Size: Over 200kWSouth of Lugo2018July Monthly Peak | Program Specific | 1-in-10 | Size: Over 200kW | South of Lugo | 2018 | July Monthly Peak | 7 | 119.7668 | 114.7618 | 110.9914 | 112.1733 | 120.7338 | 142.3122 | 167.6048 | 189.4805 | 206.2333 | 219.4927 | 230.3902 | 231.3091 | 227.3948 | 229.2284 | 226.5431 | 220.0593 | 210.923 | 199.3358 | 180.2912 | 171.0259 | 164.7353 | 153.0731 | 139.2828 | 130.0233 | -0.80688 | -0.075228 | -0.21468 | -0.65863 | -2.3072 | -2.1779 | -1.7458 | -1.3224 | -0.67707 | 0.51624 | 1.1014 | 0.84692 | 2.2503 | 2.9687 | 7.4502 | 6.6307 | 6.4736 | 5.7046 | 3.4209 | 2.1415 | 1.9661 | 1.9419 | 0.8971 | 0.49934 | 69.5227 | 68.8481 | 68.5796 | 68.3695 | 68.0296 | 67.7408 | 67.3374 | 67.5119 | 70.3661 | 74.4181 | 78.0894 | 79.7244 | 80.6369 | 82.4556 | 84.5919 | 85.5894 | 87.7569 | 86.52 | 84.35 | 81.7631 | 78.48 | 75.8206 | 74.0008 | 72.6403 | 4.7726 | 4.5205 | 4.8809 | 5.837 | 5.4167 | 5.83 | 5.1039 | 5.4795 | 6.8625 | 7.734 | 7.5566 | 6.3332 | 6.7364 | 6.7781 | 5.6985 | 5.7437 | 5.0309 | 5.0192 | 4.7729 | 5.6057 | 6.1147 | 6.2469 | 5.4832 | 4.5398
Program Specific1-in-10Size: Over 200kWSouth of Lugo2018August Monthly Peak | Program Specific | 1-in-10 | Size: Over 200kW | South of Lugo | 2018 | August Monthly Peak | 8 | 124.6701 | 119.9128 | 115.8634 | 117.1679 | 125.0173 | 149.2641 | 176.1237 | 196.7245 | 214.566 | 229.4083 | 241.6176 | 243.6375 | 239.3559 | 241.3099 | 238.827 | 231.3567 | 221.6741 | 209.6077 | 188.7622 | 180.7371 | 172.264 | 160.6268 | 145.8252 | 135.5078 | -0.90778 | -0.1085 | -0.32597 | -0.52446 | -2.1392 | -2.4613 | -2.0639 | -1.8658 | -0.70371 | 0.52906 | 1.1458 | 0.2721 | 1.5707 | 2.4346 | 6.9122 | 6.0957 | 5.9986 | 5.2309 | 2.8589 | 1.2928 | 1.5315 | 1.8232 | 0.81823 | 0.54612 | 70.6686 | 70.2346 | 70.0455 | 69.7337 | 69.3366 | 69.1939 | 69.0975 | 69.3374 | 71.5878 | 75.27 | 78.6487 | 82.3287 | 85.1725 | 86.9494 | 87.2913 | 88.1875 | 88.8175 | 88.9906 | 88.2575 | 84.7362 | 79.3669 | 75.8407 | 73.6155 | 72.1512 | 4.9712 | 4.7264 | 5.0983 | 6.1008 | 5.6124 | 6.1187 | 5.3667 | 5.6926 | 7.1443 | 8.0884 | 7.9298 | 6.6749 | 7.0952 | 7.1399 | 6.0113 | 6.0423 | 5.2907 | 5.2812 | 5.0003 | 5.9277 | 6.3982 | 6.5593 | 5.7444 | 4.7343
Program Specific1-in-10Size: Over 200kWSouth of Lugo2018September Monthly Peak | Program Specific | 1-in-10 | Size: Over 200kW | South of Lugo | 2018 | September Monthly Peak | 9 | 122.8644 | 118.4863 | 114.9253 | 116.4889 | 123.9156 | 149.573 | 179.1286 | 201.8098 | 225.206 | 243.5357 | 257.2662 | 259.6061 | 256.5191 | 258.2248 | 252.7818 | 242.7228 | 229.9794 | 216.4118 | 194.5975 | 188.4822 | 176.299 | 162.1794 | 146.1278 | 135.0223 | -1.0382 | -0.17065 | -0.5403 | -0.17236 | -1.5884 | -2.8473 | -2.5999 | -2.9998 | -0.73699 | 0.53772 | 1.199 | -1.1286 | -0.15298 | 1.0185 | 5.1752 | 4.4231 | 4.4301 | 3.6986 | 1.3474 | -0.82452 | 0.41486 | 1.3757 | 0.55954 | 0.5992 | 74.3382 | 73.1777 | 72.597 | 72.3549 | 71.5518 | 71.0447 | 70.8303 | 71.2166 | 73.4731 | 77.4969 | 81.8981 | 87.55 | 91.9956 | 95.3688 | 95.9325 | 95.5094 | 94.9963 | 93.6513 | 92.4231 | 89.9744 | 86.2625 | 80.9212 | 77.635 | 75.62 | 5.0349 | 4.7996 | 5.1972 | 6.2335 | 5.7171 | 6.3013 | 5.6095 | 6.0016 | 7.7064 | 8.8245 | 8.6774 | 7.3095 | 7.8147 | 7.8521 | 6.5389 | 6.5149 | 5.641 | 5.6038 | 5.2978 | 6.3531 | 6.7295 | 6.8062 | 5.9158 | 4.848
Program Specific1-in-10Size: Over 200kWSouth of Lugo2018October Monthly Peak | Program Specific | 1-in-10 | Size: Over 200kW | South of Lugo | 2018 | October Monthly Peak | 10 | 117.0358 | 114.1165 | 110.0031 | 111.0214 | 117.9948 | 138.5586 | 166.2549 | 186.3626 | 204.8972 | 224.0647 | 239.0901 | 243.7119 | 242.9449 | 244.9051 | 241.046 | 229.3678 | 217.0354 | 202.4944 | 188.2424 | 178.0542 | 166.9431 | 153.8666 | 138.5016 | 127.0116 | -0.82998 | -0.093338 | -0.27577 | -0.55095 | -2.1012 | -2.2275 | -1.8728 | -1.6048 | -0.67224 | 0.52031 | 1.137 | 0.48838 | 1.8766 | 2.7152 | 7.3079 | 6.3459 | 6.1478 | 5.3119 | 3.1023 | 1.6068 | 1.6614 | 1.8181 | 0.8172 | 0.50347 | 71.8954 | 71.4141 | 70.5804 | 69.7394 | 68.5994 | 68.3667 | 68.5321 | 68.7561 | 69.7404 | 72.4168 | 76.5937 | 81.6181 | 85.0487 | 86.5887 | 87.0906 | 87.3094 | 86.3394 | 83.5694 | 80.0429 | 77.5896 | 75.4874 | 74.0637 | 72.8235 | 71.8091 | 4.6615 | 4.4929 | 4.8351 | 5.7743 | 5.2912 | 5.6735 | 5.0603 | 5.3867 | 6.8147 | 7.8912 | 7.8381 | 6.6695 | 7.1936 | 7.2381 | 6.0603 | 5.9837 | 5.1742 | 5.0963 | 4.981 | 5.8332 | 6.1936 | 6.2762 | 5.4498 | 4.4325
Program Specific1-in-10Size: Over 200kWSouth of Lugo2018November Monthly Peak | Program Specific | 1-in-10 | Size: Over 200kW | South of Lugo | 2018 | November Monthly Peak | 11 | 108.2587 | 104.1375 | 100.515 | 101.9687 | 108.1701 | 124.9243 | 148.09 | 166.741 | 182.7497 | 198.3713 | 209.4794 | 212.6486 | 210.8847 | 211.8765 | 206.9098 | 196.1594 | 187.4062 | 182.2323 | 168.4738 | 159.9456 | 151.5476 | 139.2547 | 125.5358 | 115.6671 | -0.56673 | 0.0033945 | 0.049476 | -0.99142 | -2.6639 | -1.503 | -1.0104 | -0.010803 | -0.60166 | 0.49161 | 1.0234 | 2.272 | 4.0271 | 4.4173 | 9.0568 | 7.959 | 7.63 | 7.0573 | 4.9769 | 4.3724 | 3.082 | 2.2798 | 1.0961 | 0.38361 | 64.5657 | 62.8766 | 62.1772 | 60.5854 | 59.4328 | 58.7374 | 58.1706 | 59.471 | 62.1961 | 67.1412 | 72.7061 | 76.7751 | 78.8172 | 80.4731 | 81.2821 | 80.8011 | 79.2744 | 77.1472 | 75.1576 | 72.6707 | 70.8571 | 69.3156 | 67.4851 | 66.3637 | 4.4807 | 4.2605 | 4.5909 | 5.511 | 5.0405 | 5.3154 | 4.6838 | 5.0082 | 6.316 | 7.2598 | 7.1362 | 6.0472 | 6.4887 | 6.5071 | 5.4057 | 5.3176 | 4.6427 | 4.7659 | 4.6324 | 5.4451 | 5.8425 | 5.9025 | 5.133 | 4.1946
Program Specific1-in-10Size: Over 200kWSouth of Lugo2018December Monthly Peak | Program Specific | 1-in-10 | Size: Over 200kW | South of Lugo | 2018 | December Monthly Peak | 12 | 97.3938 | 94.9409 | 91.5137 | 91.7511 | 95.3358 | 109.5766 | 133.6105 | 148.5233 | 158.984 | 166.43 | 164.7723 | 162.9851 | 158.0054 | 157.0833 | 154.328 | 148.4353 | 146.1891 | 148.9142 | 143.9154 | 139.9057 | 132.7157 | 124.0684 | 113.0749 | 103.7356 | -0.50985 | 0.0030947 | 0.045046 | -0.89208 | -2.3478 | -1.3184 | -0.91161 | -0.0096226 | -0.52342 | 0.41245 | 0.80502 | 1.7414 | 3.0173 | 3.275 | 6.7552 | 6.0226 | 5.9519 | 5.767 | 4.2514 | 3.8246 | 2.699 | 2.0312 | 0.98726 | 0.34404 | 47.0285 | 46.4337 | 45.5578 | 44.848 | 44.2946 | 43.0241 | 43.9849 | 44.6623 | 45.9627 | 47.679 | 49.9704 | 51.7899 | 53.0535 | 52.5976 | 52.486 | 52.2267 | 51.9264 | 50.7543 | 49.4474 | 48.6657 | 47.6387 | 47.0682 | 46.369 | 45.9851 | 4.031 | 3.8842 | 4.1798 | 4.9588 | 4.4424 | 4.6624 | 4.2259 | 4.461 | 5.4947 | 6.0908 | 5.6132 | 4.6349 | 4.8616 | 4.8243 | 4.032 | 4.0239 | 3.6216 | 3.8945 | 3.9571 | 4.7628 | 5.1165 | 5.2588 | 4.6234 | 3.7619
Program Specific1-in-10Size: Over 200kWSouth of Lugo2018Typical Event Day | Program Specific | 1-in-10 | Size: Over 200kW | South of Lugo | 2018 | Typical Event Day | 8 | 124.4331 | 119.6712 | 115.6071 | 116.8522 | 124.6605 | 148.8144 | 175.5473 | 195.9722 | 213.4121 | 227.8977 | 239.8749 | 241.8651 | 237.5911 | 239.5426 | 237.1724 | 229.8242 | 220.2694 | 208.3621 | 187.8123 | 179.9731 | 171.6602 | 160.1293 | 145.3111 | 135.054 | -0.88562 | -0.099281 | -0.29458 | -0.57224 | -2.2082 | -2.4007 | -1.9882 | -1.7106 | -0.70014 | 0.52873 | 1.1403 | 0.45579 | 1.7981 | 2.6236 | 7.1465 | 6.3177 | 6.2019 | 5.43 | 3.0615 | 1.5788 | 1.6838 | 1.882 | 0.85172 | 0.53656 | 70.1108 | 69.4016 | 69.0222 | 68.73 | 67.9786 | 67.549 | 67.4167 | 68.0553 | 70.6341 | 74.675 | 78.78 | 82.517 | 85.0359 | 86.878 | 87.8867 | 88.2994 | 89.1764 | 88.4759 | 87.4117 | 84.8714 | 80.7017 | 76.799 | 74.2503 | 72.589 | 4.9566 | 4.712 | 5.0819 | 6.0781 | 5.5906 | 6.094 | 5.3436 | 5.665 | 7.0986 | 8.0269 | 7.8646 | 6.6196 | 7.0357 | 7.0803 | 5.9635 | 5.9962 | 5.2518 | 5.2445 | 4.9701 | 5.8966 | 6.3692 | 6.5323 | 5.7183 | 4.7136
Program Specific1-in-10Size: Over 200kWSouth of Lugo2019January Monthly Peak | Program Specific | 1-in-10 | Size: Over 200kW | South of Lugo | 2019 | January Monthly Peak | 1 | 96.5097 | 94.3088 | 91.7761 | 91.4462 | 96.4022 | 110.8356 | 135.5438 | 150.845 | 160.1931 | 166.606 | 165.2887 | 164.1348 | 159.1613 | 159.3004 | 155.8409 | 149.689 | 144.5654 | 146.9385 | 142.0615 | 138.5795 | 130.8983 | 123.3669 | 113.4721 | 104.7099 | -0.50522 | 0.0030741 | 0.045175 | -0.88911 | -2.3741 | -1.3335 | -0.9248 | -0.0097731 | -0.5274 | 0.41289 | 0.80755 | 1.7537 | 3.0394 | 3.3212 | 6.8214 | 6.0735 | 5.8858 | 5.6905 | 4.1967 | 3.7884 | 2.662 | 2.0197 | 0.99073 | 0.34727 | 45.7671 | 45.9498 | 45.2622 | 44.5779 | 44.4359 | 44.1863 | 43.1384 | 42.8828 | 43.8254 | 46.5904 | 48.5993 | 50.5928 | 52.659 | 53.7219 | 54.6396 | 54.8501 | 54.4749 | 53.5547 | 51.9724 | 51.0205 | 50.0489 | 49.7578 | 49.5876 | 48.5424 | 3.9944 | 3.8584 | 4.1918 | 4.9423 | 4.4921 | 4.716 | 4.287 | 4.5308 | 5.5365 | 6.0973 | 5.6308 | 4.6676 | 4.8972 | 4.8924 | 4.0715 | 4.0579 | 3.5814 | 3.8428 | 3.9061 | 4.7177 | 5.0464 | 5.2291 | 4.6397 | 3.7972
Program Specific1-in-10Size: Over 200kWSouth of Lugo2019February Monthly Peak | Program Specific | 1-in-10 | Size: Over 200kW | South of Lugo | 2019 | February Monthly Peak | 2 | 101.401 | 98.527 | 94.9227 | 95.4876 | 100.4839 | 116.4746 | 140.2426 | 155.5828 | 166.6554 | 174.9517 | 178.6151 | 181.7948 | 179.86 | 181.1747 | 178.603 | 171.011 | 163.5545 | 160.4645 | 153.6107 | 147.3132 | 139.2022 | 129.0261 | 117.5972 | 109.645 | -0.53083 | 0.0032116 | 0.046723 | -0.92841 | -2.4746 | -1.4014 | -0.95686 | -0.01008 | -0.54867 | 0.43357 | 0.87266 | 1.9423 | 3.4347 | 3.7773 | 7.8177 | 6.9386 | 6.6589 | 6.2143 | 4.5379 | 4.0271 | 2.8309 | 2.1124 | 1.0267 | 0.36364 | 51.6499 | 50.9771 | 50.2113 | 49.1497 | 48.4813 | 48.2047 | 47.3456 | 47.1969 | 48.6892 | 52.3786 | 56.2606 | 60.0494 | 61.9166 | 63.2437 | 63.9422 | 64.0426 | 63.1459 | 62.127 | 60.0535 | 58.0588 | 56.6031 | 55.3785 | 54.4082 | 53.0131 | 4.1969 | 4.031 | 4.3355 | 5.1607 | 4.6823 | 4.9559 | 4.4356 | 4.6731 | 5.7598 | 6.4027 | 6.0848 | 5.1698 | 5.5341 | 5.5642 | 4.6662 | 4.6359 | 4.0518 | 4.1966 | 4.2237 | 5.015 | 5.3666 | 5.469 | 4.8084 | 3.9762
Program Specific1-in-10Size: Over 200kWSouth of Lugo2019March Monthly Peak | Program Specific | 1-in-10 | Size: Over 200kW | South of Lugo | 2019 | March Monthly Peak | 3 | 108.891 | 104.0861 | 99.7699 | 100.0169 | 106.1692 | 124.5206 | 149.8905 | 167.9231 | 182.3018 | 195.8711 | 205.9085 | 211.3004 | 210.6553 | 213.1143 | 211.1164 | 202.2705 | 192.5538 | 183.2789 | 169.8208 | 163.8252 | 154.014 | 142.2535 | 127.752 | 117.9602 | -0.57004 | 0.0033928 | 0.049109 | -0.97245 | -2.6146 | -1.4982 | -1.0227 | -0.01088 | -0.60019 | 0.48541 | 1.006 | 2.2576 | 4.0227 | 4.4431 | 9.2409 | 8.207 | 7.8395 | 7.0978 | 5.0167 | 4.4785 | 3.1321 | 2.3289 | 1.1154 | 0.39121 | 61.1496 | 59.5092 | 58.8344 | 58.6243 | 57.7321 | 55.8474 | 55.3099 | 55.9993 | 59.1446 | 64.0534 | 69.2101 | 73.8724 | 77.1448 | 78.4762 | 78.7461 | 79.1016 | 78.1001 | 76.6708 | 75.0169 | 72.4663 | 69.697 | 66.4905 | 63.5611 | 61.4583 | 4.5069 | 4.2584 | 4.5569 | 5.4055 | 4.9472 | 5.2983 | 4.7408 | 5.0437 | 6.3006 | 7.1683 | 7.0145 | 6.0088 | 6.4816 | 6.5451 | 5.5156 | 5.4833 | 4.7702 | 4.7932 | 4.6694 | 5.5771 | 5.9376 | 6.0296 | 5.2236 | 4.2777
Program Specific1-in-10Size: Over 200kWSouth of Lugo2019April Monthly Peak | Program Specific | 1-in-10 | Size: Over 200kW | South of Lugo | 2019 | April Monthly Peak | 4 | 114.1251 | 109.8238 | 105.782 | 106.1213 | 113.6529 | 132.3596 | 157.9425 | 177.8523 | 197.1128 | 214.3535 | 228.2508 | 233.7556 | 232.7227 | 235.0389 | 231.4518 | 222.3084 | 210.9477 | 197.9518 | 179.4392 | 172.8409 | 163.9774 | 151.1061 | 136.8224 | 126.1824 | -0.75389 | -0.065385 | -0.18217 | -0.65882 | -2.2267 | -1.9878 | -1.5956 | -1.1338 | -0.64729 | 0.50652 | 1.0932 | 0.99937 | 2.4901 | 3.2062 | 7.8318 | 6.9014 | 6.6591 | 5.8399 | 3.5705 | 2.388 | 2.0774 | 1.9656 | 0.90864 | 0.47881 | 70.8161 | 69.7236 | 68.1326 | 66.495 | 65.094 | 64.2257 | 63.7688 | 63.8636 | 66.5494 | 72.1305 | 77.2163 | 82.3925 | 85.7062 | 87.2219 | 86.2612 | 86.0587 | 86.1119 | 85.9806 | 84.5475 | 80.3969 | 75.4854 | 71.1382 | 68.7461 | 67.5417 | 4.5525 | 4.3305 | 4.6566 | 5.5278 | 5.1042 | 5.4279 | 4.8146 | 5.1486 | 6.5658 | 7.5607 | 7.4942 | 6.4068 | 6.9014 | 6.9571 | 5.828 | 5.8084 | 5.0367 | 4.9895 | 4.7553 | 5.671 | 6.0929 | 6.173 | 5.3919 | 4.4102
Program Specific1-in-10Size: Over 200kWSouth of Lugo2019May Monthly Peak | Program Specific | 1-in-10 | Size: Over 200kW | South of Lugo | 2019 | May Monthly Peak | 5 | 112.7649 | 108.2421 | 104.6579 | 105.2979 | 113.0772 | 132.3296 | 156.8542 | 179.2567 | 197.7462 | 213.8437 | 227.3238 | 231.3263 | 229.114 | 230.8748 | 227.2225 | 217.647 | 206.0458 | 194.4819 | 176.3374 | 168.2046 | 162.043 | 149.4639 | 135.1535 | 124.8354 | -0.7215 | -0.05415 | -0.14514 | -0.70975 | -2.3016 | -1.9275 | -1.5067 | -0.97144 | -0.64962 | 0.50904 | 1.0921 | 1.2135 | 2.7428 | 3.4014 | 8.0305 | 7.0708 | 6.7898 | 6.0093 | 3.7663 | 2.6684 | 2.2411 | 2.0204 | 0.94033 | 0.46466 | 67.7699 | 66.9498 | 65.276 | 64.3511 | 63.8485 | 63.1603 | 63.3927 | 63.5656 | 66.8552 | 72.7819 | 77.9381 | 81.7812 | 83.8646 | 84.9373 | 86.7787 | 87.9206 | 88.2644 | 87.3137 | 85.9225 | 83.3447 | 80.0627 | 76.0643 | 72.9861 | 70.9091 | 4.5098 | 4.2791 | 4.619 | 5.499 | 5.0914 | 5.4406 | 4.7937 | 5.2026 | 6.6038 | 7.5621 | 7.4829 | 6.3565 | 6.8118 | 6.8514 | 5.7362 | 5.7012 | 4.9323 | 4.9147 | 4.6851 | 5.5331 | 6.0364 | 6.1216 | 5.3398 | 4.3744
Program Specific1-in-10Size: Over 200kWSouth of Lugo2019June Monthly Peak | Program Specific | 1-in-10 | Size: Over 200kW | South of Lugo | 2019 | June Monthly Peak | 6 | 116.7155 | 112.0361 | 108.4072 | 109.0517 | 117.2521 | 136.4562 | 160.0448 | 182.045 | 198.6781 | 214.4522 | 226.6994 | 227.748 | 222.8339 | 224.5115 | 221.9665 | 215.2291 | 204.9838 | 194.1057 | 175.8439 | 168.008 | 162.0651 | 150.3863 | 136.4868 | 126.6811 | -0.70031 | -0.035617 | -0.080624 | -0.84636 | -2.558 | -1.8692 | -1.3849 | -0.65295 | -0.65317 | 0.51767 | 1.0954 | 1.6186 | 3.211 | 3.7776 | 8.4851 | 7.5879 | 7.2992 | 6.5177 | 4.2482 | 3.3249 | 2.6023 | 2.1797 | 1.0325 | 0.45394 | 65.9139 | 65.3461 | 64.8665 | 64.4618 | 62.9965 | 62.2165 | 62.4016 | 64.1555 | 67.1093 | 71.5149 | 76.4838 | 80.465 | 82.3387 | 82.7381 | 83.7312 | 83.9113 | 85.135 | 84.7419 | 84.6162 | 83.0119 | 78.6975 | 74.6132 | 71.7497 | 69.9445 | 4.7055 | 4.4648 | 4.8231 | 5.741 | 5.322 | 5.6556 | 4.9307 | 5.3261 | 6.6885 | 7.6448 | 7.5226 | 6.3087 | 6.6786 | 6.7164 | 5.6488 | 5.6834 | 4.9465 | 4.9448 | 4.7097 | 5.5713 | 6.086 | 6.2091 | 5.4361 | 4.4749
Program Specific1-in-10Size: Over 200kWSouth of Lugo2019July Monthly Peak | Program Specific | 1-in-10 | Size: Over 200kW | South of Lugo | 2019 | July Monthly Peak | 7 | 119.7668 | 114.7618 | 110.9914 | 112.1733 | 120.7338 | 142.3122 | 167.6048 | 189.4805 | 206.2333 | 219.4927 | 230.3902 | 231.3091 | 227.3948 | 229.2284 | 226.5431 | 220.0593 | 210.923 | 199.3358 | 180.2912 | 171.0259 | 164.7353 | 153.0731 | 139.2828 | 130.0233 | -0.80688 | -0.075228 | -0.21468 | -0.65863 | -2.3072 | -2.1779 | -1.7458 | -1.3224 | -0.67707 | 0.51624 | 1.1014 | 0.84692 | 2.2503 | 2.9687 | 7.4502 | 6.6307 | 6.4736 | 5.7046 | 3.4209 | 2.1415 | 1.9661 | 1.9419 | 0.8971 | 0.49934 | 69.5227 | 68.8481 | 68.5796 | 68.3695 | 68.0296 | 67.7408 | 67.3374 | 67.5119 | 70.3661 | 74.4181 | 78.0894 | 79.7244 | 80.6369 | 82.4556 | 84.5919 | 85.5894 | 87.7569 | 86.52 | 84.35 | 81.7631 | 78.48 | 75.8206 | 74.0008 | 72.6403 | 4.7726 | 4.5205 | 4.8809 | 5.837 | 5.4167 | 5.83 | 5.1039 | 5.4795 | 6.8625 | 7.734 | 7.5566 | 6.3332 | 6.7364 | 6.7781 | 5.6985 | 5.7437 | 5.0309 | 5.0192 | 4.7729 | 5.6057 | 6.1147 | 6.2469 | 5.4832 | 4.5398
Program Specific1-in-10Size: Over 200kWSouth of Lugo2019August Monthly Peak | Program Specific | 1-in-10 | Size: Over 200kW | South of Lugo | 2019 | August Monthly Peak | 8 | 124.6701 | 119.9128 | 115.8633 | 117.1679 | 125.0173 | 149.2641 | 176.1237 | 196.7245 | 214.566 | 229.4083 | 241.6176 | 243.6375 | 239.3559 | 241.31 | 238.827 | 231.3566 | 221.6741 | 209.6077 | 188.7622 | 180.7371 | 172.264 | 160.6268 | 145.8252 | 135.5078 | -0.90778 | -0.1085 | -0.32597 | -0.52446 | -2.1392 | -2.4613 | -2.0639 | -1.8658 | -0.70371 | 0.52906 | 1.1458 | 0.2721 | 1.5707 | 2.4346 | 6.9122 | 6.0957 | 5.9986 | 5.2309 | 2.8589 | 1.2928 | 1.5315 | 1.8232 | 0.81823 | 0.54612 | 70.6686 | 70.2346 | 70.0455 | 69.7337 | 69.3366 | 69.1939 | 69.0975 | 69.3374 | 71.5878 | 75.27 | 78.6487 | 82.3288 | 85.1725 | 86.9494 | 87.2912 | 88.1875 | 88.8175 | 88.9906 | 88.2575 | 84.7363 | 79.3669 | 75.8407 | 73.6155 | 72.1512 | 4.9712 | 4.7264 | 5.0983 | 6.1008 | 5.6124 | 6.1187 | 5.3667 | 5.6926 | 7.1443 | 8.0884 | 7.9298 | 6.6749 | 7.0952 | 7.1399 | 6.0113 | 6.0423 | 5.2907 | 5.2812 | 5.0003 | 5.9277 | 6.3982 | 6.5593 | 5.7444 | 4.7343
Program Specific1-in-10Size: Over 200kWSouth of Lugo2019September Monthly Peak | Program Specific | 1-in-10 | Size: Over 200kW | South of Lugo | 2019 | September Monthly Peak | 9 | 122.8644 | 118.4863 | 114.9253 | 116.489 | 123.9156 | 149.573 | 179.1286 | 201.8098 | 225.2061 | 243.5357 | 257.2662 | 259.6061 | 256.5191 | 258.2248 | 252.7818 | 242.7228 | 229.9794 | 216.4118 | 194.5975 | 188.4822 | 176.299 | 162.1794 | 146.1278 | 135.0223 | -1.0382 | -0.17065 | -0.5403 | -0.17236 | -1.5884 | -2.8473 | -2.5999 | -2.9998 | -0.73699 | 0.53772 | 1.199 | -1.1286 | -0.15298 | 1.0185 | 5.1752 | 4.4231 | 4.4301 | 3.6986 | 1.3474 | -0.82452 | 0.41486 | 1.3757 | 0.55954 | 0.5992 | 74.3382 | 73.1778 | 72.597 | 72.3549 | 71.5518 | 71.0447 | 70.8303 | 71.2166 | 73.4731 | 77.4969 | 81.8981 | 87.55 | 91.9956 | 95.3687 | 95.9325 | 95.5094 | 94.9963 | 93.6513 | 92.4231 | 89.9744 | 86.2625 | 80.9213 | 77.635 | 75.62 | 5.0349 | 4.7996 | 5.1972 | 6.2335 | 5.7171 | 6.3013 | 5.6095 | 6.0016 | 7.7064 | 8.8245 | 8.6774 | 7.3095 | 7.8147 | 7.8521 | 6.5389 | 6.5149 | 5.641 | 5.6038 | 5.2978 | 6.3531 | 6.7295 | 6.8062 | 5.9158 | 4.848
Program Specific1-in-10Size: Over 200kWSouth of Lugo2019October Monthly Peak | Program Specific | 1-in-10 | Size: Over 200kW | South of Lugo | 2019 | October Monthly Peak | 10 | 117.0358 | 114.1165 | 110.0031 | 111.0214 | 117.9948 | 138.5586 | 166.2549 | 186.3626 | 204.8972 | 224.0647 | 239.0901 | 243.712 | 242.9449 | 244.9051 | 241.0459 | 229.3679 | 217.0354 | 202.4944 | 188.2425 | 178.0542 | 166.9431 | 153.8666 | 138.5016 | 127.0116 | -0.82998 | -0.093338 | -0.27577 | -0.55095 | -2.1012 | -2.2275 | -1.8728 | -1.6048 | -0.67224 | 0.52031 | 1.137 | 0.48838 | 1.8766 | 2.7152 | 7.3079 | 6.3459 | 6.1478 | 5.3119 | 3.1023 | 1.6068 | 1.6614 | 1.8181 | 0.8172 | 0.50347 | 71.8954 | 71.4141 | 70.5804 | 69.7394 | 68.5994 | 68.3667 | 68.5321 | 68.7561 | 69.7404 | 72.4167 | 76.5937 | 81.6181 | 85.0487 | 86.5888 | 87.0906 | 87.3094 | 86.3394 | 83.5694 | 80.0429 | 77.5896 | 75.4874 | 74.0637 | 72.8235 | 71.8091 | 4.6615 | 4.4929 | 4.8351 | 5.7743 | 5.2912 | 5.6735 | 5.0603 | 5.3867 | 6.8147 | 7.8912 | 7.8381 | 6.6695 | 7.1936 | 7.2381 | 6.0603 | 5.9837 | 5.1742 | 5.0963 | 4.981 | 5.8332 | 6.1936 | 6.2762 | 5.4498 | 4.4325
Program Specific1-in-10Size: Over 200kWSouth of Lugo2019November Monthly Peak | Program Specific | 1-in-10 | Size: Over 200kW | South of Lugo | 2019 | November Monthly Peak | 11 | 108.2587 | 104.1375 | 100.515 | 101.9687 | 108.1701 | 124.9243 | 148.09 | 166.741 | 182.7497 | 198.3713 | 209.4794 | 212.6486 | 210.8847 | 211.8765 | 206.9098 | 196.1594 | 187.4062 | 182.2323 | 168.4738 | 159.9456 | 151.5476 | 139.2547 | 125.5358 | 115.6671 | -0.56673 | 0.0033945 | 0.049476 | -0.99142 | -2.6639 | -1.503 | -1.0104 | -0.010803 | -0.60166 | 0.49161 | 1.0234 | 2.272 | 4.0271 | 4.4173 | 9.0568 | 7.959 | 7.63 | 7.0573 | 4.9769 | 4.3724 | 3.082 | 2.2798 | 1.0961 | 0.38361 | 64.5657 | 62.8766 | 62.1772 | 60.5854 | 59.4328 | 58.7374 | 58.1706 | 59.471 | 62.1961 | 67.1412 | 72.7061 | 76.7751 | 78.8172 | 80.4731 | 81.2821 | 80.8011 | 79.2744 | 77.1472 | 75.1576 | 72.6707 | 70.8571 | 69.3156 | 67.4851 | 66.3638 | 4.4807 | 4.2605 | 4.5909 | 5.511 | 5.0405 | 5.3154 | 4.6838 | 5.0082 | 6.316 | 7.2598 | 7.1362 | 6.0472 | 6.4887 | 6.5071 | 5.4057 | 5.3176 | 4.6427 | 4.7659 | 4.6324 | 5.4451 | 5.8425 | 5.9025 | 5.133 | 4.1946
Program Specific1-in-10Size: Over 200kWSouth of Lugo2019December Monthly Peak | Program Specific | 1-in-10 | Size: Over 200kW | South of Lugo | 2019 | December Monthly Peak | 12 | 97.3938 | 94.9409 | 91.5137 | 91.7511 | 95.3358 | 109.5767 | 133.6105 | 148.5233 | 158.984 | 166.43 | 164.7723 | 162.9851 | 158.0055 | 157.0833 | 154.328 | 148.4353 | 146.1891 | 148.9142 | 143.9154 | 139.9057 | 132.7157 | 124.0684 | 113.0749 | 103.7356 | -0.50985 | 0.0030947 | 0.045046 | -0.89208 | -2.3478 | -1.3184 | -0.91161 | -0.0096226 | -0.52342 | 0.41245 | 0.80502 | 1.7414 | 3.0173 | 3.275 | 6.7552 | 6.0226 | 5.9519 | 5.767 | 4.2514 | 3.8246 | 2.699 | 2.0312 | 0.98726 | 0.34404 | 47.0285 | 46.4337 | 45.5578 | 44.848 | 44.2946 | 43.0241 | 43.9849 | 44.6623 | 45.9627 | 47.679 | 49.9704 | 51.7899 | 53.0535 | 52.5976 | 52.486 | 52.2267 | 51.9264 | 50.7543 | 49.4474 | 48.6657 | 47.6387 | 47.0682 | 46.369 | 45.9851 | 4.031 | 3.8842 | 4.1798 | 4.9588 | 4.4424 | 4.6624 | 4.2259 | 4.461 | 5.4947 | 6.0908 | 5.6132 | 4.6349 | 4.8616 | 4.8243 | 4.032 | 4.0239 | 3.6216 | 3.8945 | 3.9571 | 4.7628 | 5.1165 | 5.2588 | 4.6235 | 3.7619
Program Specific1-in-10Size: Over 200kWSouth of Lugo2019Typical Event Day | Program Specific | 1-in-10 | Size: Over 200kW | South of Lugo | 2019 | Typical Event Day | 8 | 124.4331 | 119.6712 | 115.6071 | 116.8522 | 124.6605 | 148.8144 | 175.5473 | 195.9722 | 213.4121 | 227.8977 | 239.8749 | 241.8651 | 237.5911 | 239.5426 | 237.1724 | 229.8242 | 220.2694 | 208.3621 | 187.8123 | 179.9731 | 171.6602 | 160.1293 | 145.3111 | 135.054 | -0.88562 | -0.099281 | -0.29458 | -0.57224 | -2.2082 | -2.4007 | -1.9882 | -1.7106 | -0.70014 | 0.52873 | 1.1403 | 0.45579 | 1.7981 | 2.6236 | 7.1465 | 6.3177 | 6.2019 | 5.43 | 3.0615 | 1.5788 | 1.6838 | 1.882 | 0.85172 | 0.53656 | 70.1108 | 69.4016 | 69.0222 | 68.73 | 67.9786 | 67.549 | 67.4167 | 68.0553 | 70.6341 | 74.675 | 78.78 | 82.517 | 85.0359 | 86.878 | 87.8867 | 88.2994 | 89.1764 | 88.4759 | 87.4117 | 84.8714 | 80.7017 | 76.799 | 74.2503 | 72.589 | 4.9566 | 4.712 | 5.0819 | 6.0781 | 5.5906 | 6.094 | 5.3436 | 5.665 | 7.0986 | 8.0269 | 7.8646 | 6.6196 | 7.0357 | 7.0803 | 5.9635 | 5.9962 | 5.2518 | 5.2445 | 4.9701 | 5.8966 | 6.3692 | 6.5323 | 5.7183 | 4.7136
Program Specific1-in-10Size: Over 200kWSouth of Lugo2020January Monthly Peak | Program Specific | 1-in-10 | Size: Over 200kW | South of Lugo | 2020 | January Monthly Peak | 1 | 96.5097 | 94.3088 | 91.7761 | 91.4462 | 96.4022 | 110.8356 | 135.5438 | 150.845 | 160.1931 | 166.6061 | 165.2887 | 164.1348 | 159.1613 | 159.3004 | 155.8409 | 149.689 | 144.5654 | 146.9385 | 142.0615 | 138.5795 | 130.8983 | 123.3669 | 113.4721 | 104.7099 | -0.50522 | 0.0030741 | 0.045175 | -0.88911 | -2.3741 | -1.3335 | -0.9248 | -0.0097731 | -0.5274 | 0.41289 | 0.80755 | 1.7537 | 3.0394 | 3.3212 | 6.8214 | 6.0735 | 5.8858 | 5.6905 | 4.1967 | 3.7884 | 2.662 | 2.0197 | 0.99073 | 0.34727 | 45.7671 | 45.9498 | 45.2622 | 44.5779 | 44.4359 | 44.1863 | 43.1384 | 42.8828 | 43.8254 | 46.5904 | 48.5993 | 50.5928 | 52.659 | 53.7219 | 54.6396 | 54.8501 | 54.4749 | 53.5547 | 51.9724 | 51.0205 | 50.0489 | 49.7577 | 49.5876 | 48.5424 | 3.9944 | 3.8584 | 4.1918 | 4.9423 | 4.4921 | 4.716 | 4.287 | 4.5308 | 5.5365 | 6.0973 | 5.6308 | 4.6676 | 4.8972 | 4.8924 | 4.0715 | 4.0579 | 3.5814 | 3.8428 | 3.9061 | 4.7177 | 5.0464 | 5.2291 | 4.6397 | 3.7972
Program Specific1-in-10Size: Over 200kWSouth of Lugo2020February Monthly Peak | Program Specific | 1-in-10 | Size: Over 200kW | South of Lugo | 2020 | February Monthly Peak | 2 | 101.401 | 98.527 | 94.9227 | 95.4876 | 100.4839 | 116.4746 | 140.2426 | 155.5828 | 166.6554 | 174.9517 | 178.6151 | 181.7948 | 179.86 | 181.1747 | 178.603 | 171.011 | 163.5545 | 160.4645 | 153.6107 | 147.3132 | 139.2022 | 129.0261 | 117.5972 | 109.645 | -0.53083 | 0.0032116 | 0.046723 | -0.92841 | -2.4746 | -1.4014 | -0.95685 | -0.01008 | -0.54867 | 0.43357 | 0.87266 | 1.9423 | 3.4347 | 3.7773 | 7.8178 | 6.9386 | 6.6589 | 6.2143 | 4.5379 | 4.0271 | 2.8309 | 2.1124 | 1.0267 | 0.36364 | 51.6499 | 50.9771 | 50.2113 | 49.1497 | 48.4813 | 48.2047 | 47.3456 | 47.1969 | 48.6892 | 52.3786 | 56.2606 | 60.0494 | 61.9166 | 63.2437 | 63.9422 | 64.0426 | 63.1459 | 62.127 | 60.0535 | 58.0588 | 56.6031 | 55.3785 | 54.4082 | 53.0131 | 4.1969 | 4.031 | 4.3355 | 5.1607 | 4.6823 | 4.9559 | 4.4356 | 4.6731 | 5.7598 | 6.4027 | 6.0848 | 5.1698 | 5.5341 | 5.5642 | 4.6662 | 4.6359 | 4.0518 | 4.1966 | 4.2237 | 5.015 | 5.3666 | 5.469 | 4.8084 | 3.9762
Program Specific1-in-10Size: Over 200kWSouth of Lugo2020March Monthly Peak | Program Specific | 1-in-10 | Size: Over 200kW | South of Lugo | 2020 | March Monthly Peak | 3 | 108.891 | 104.0861 | 99.7699 | 100.0169 | 106.1692 | 124.5206 | 149.8905 | 167.9231 | 182.3018 | 195.8711 | 205.9085 | 211.3004 | 210.6553 | 213.1143 | 211.1164 | 202.2705 | 192.5538 | 183.2789 | 169.8208 | 163.8252 | 154.014 | 142.2535 | 127.752 | 117.9602 | -0.57004 | 0.0033928 | 0.049109 | -0.97245 | -2.6146 | -1.4982 | -1.0227 | -0.01088 | -0.60019 | 0.48541 | 1.006 | 2.2576 | 4.0227 | 4.4432 | 9.2409 | 8.207 | 7.8395 | 7.0978 | 5.0167 | 4.4785 | 3.1321 | 2.3289 | 1.1154 | 0.39121 | 61.1496 | 59.5092 | 58.8344 | 58.6243 | 57.7321 | 55.8474 | 55.3099 | 55.9993 | 59.1446 | 64.0534 | 69.2101 | 73.8724 | 77.1448 | 78.4762 | 78.7461 | 79.1016 | 78.1001 | 76.6708 | 75.0169 | 72.4662 | 69.697 | 66.4905 | 63.5611 | 61.4583 | 4.5069 | 4.2584 | 4.5569 | 5.4055 | 4.9472 | 5.2983 | 4.7408 | 5.0437 | 6.3006 | 7.1683 | 7.0145 | 6.0088 | 6.4816 | 6.5451 | 5.5156 | 5.4833 | 4.7702 | 4.7932 | 4.6694 | 5.5771 | 5.9376 | 6.0296 | 5.2236 | 4.2777
Program Specific1-in-10Size: Over 200kWSouth of Lugo2020April Monthly Peak | Program Specific | 1-in-10 | Size: Over 200kW | South of Lugo | 2020 | April Monthly Peak | 4 | 114.1251 | 109.8238 | 105.782 | 106.1213 | 113.6529 | 132.3596 | 157.9425 | 177.8523 | 197.1128 | 214.3535 | 228.2508 | 233.7556 | 232.7227 | 235.0389 | 231.4518 | 222.3084 | 210.9477 | 197.9518 | 179.4392 | 172.8409 | 163.9774 | 151.1061 | 136.8224 | 126.1824 | -0.75389 | -0.065385 | -0.18217 | -0.65882 | -2.2267 | -1.9878 | -1.5956 | -1.1338 | -0.64729 | 0.50652 | 1.0932 | 0.99937 | 2.4901 | 3.2062 | 7.8318 | 6.9014 | 6.6591 | 5.8399 | 3.5705 | 2.388 | 2.0774 | 1.9656 | 0.90864 | 0.47881 | 70.8161 | 69.7236 | 68.1326 | 66.495 | 65.094 | 64.2257 | 63.7688 | 63.8636 | 66.5494 | 72.1305 | 77.2163 | 82.3925 | 85.7062 | 87.2219 | 86.2612 | 86.0587 | 86.1119 | 85.9806 | 84.5475 | 80.3969 | 75.4854 | 71.1382 | 68.7461 | 67.5418 | 4.5525 | 4.3305 | 4.6566 | 5.5278 | 5.1042 | 5.4279 | 4.8146 | 5.1486 | 6.5658 | 7.5607 | 7.4942 | 6.4068 | 6.9014 | 6.9571 | 5.828 | 5.8084 | 5.0367 | 4.9895 | 4.7553 | 5.671 | 6.0929 | 6.173 | 5.3919 | 4.4102
Program Specific1-in-10Size: Over 200kWSouth of Lugo2020May Monthly Peak | Program Specific | 1-in-10 | Size: Over 200kW | South of Lugo | 2020 | May Monthly Peak | 5 | 112.7649 | 108.2421 | 104.6579 | 105.2979 | 113.0773 | 132.3296 | 156.8542 | 179.2567 | 197.7462 | 213.8437 | 227.3238 | 231.3263 | 229.1141 | 230.8748 | 227.2224 | 217.647 | 206.0458 | 194.4819 | 176.3374 | 168.2046 | 162.043 | 149.4639 | 135.1535 | 124.8354 | -0.7215 | -0.054151 | -0.14514 | -0.70975 | -2.3016 | -1.9275 | -1.5067 | -0.97144 | -0.64962 | 0.50904 | 1.0921 | 1.2135 | 2.7428 | 3.4014 | 8.0305 | 7.0708 | 6.7898 | 6.0093 | 3.7663 | 2.6684 | 2.2411 | 2.0204 | 0.94033 | 0.46466 | 67.7699 | 66.9498 | 65.276 | 64.3511 | 63.8485 | 63.1603 | 63.3927 | 63.5656 | 66.8552 | 72.7819 | 77.9381 | 81.7812 | 83.8646 | 84.9373 | 86.7788 | 87.9206 | 88.2644 | 87.3138 | 85.9225 | 83.3448 | 80.0627 | 76.0643 | 72.9861 | 70.9091 | 4.5098 | 4.2791 | 4.619 | 5.499 | 5.0914 | 5.4406 | 4.7937 | 5.2026 | 6.6038 | 7.5621 | 7.4829 | 6.3565 | 6.8118 | 6.8514 | 5.7362 | 5.7012 | 4.9323 | 4.9147 | 4.6851 | 5.5331 | 6.0364 | 6.1216 | 5.3398 | 4.3744
Program Specific1-in-10Size: Over 200kWSouth of Lugo2020June Monthly Peak | Program Specific | 1-in-10 | Size: Over 200kW | South of Lugo | 2020 | June Monthly Peak | 6 | 116.7155 | 112.0361 | 108.4072 | 109.0517 | 117.2521 | 136.4563 | 160.0447 | 182.045 | 198.6781 | 214.4522 | 226.6994 | 227.748 | 222.8339 | 224.5115 | 221.9665 | 215.2291 | 204.9838 | 194.1057 | 175.8439 | 168.008 | 162.0651 | 150.3863 | 136.4868 | 126.6811 | -0.70031 | -0.035617 | -0.080624 | -0.84636 | -2.558 | -1.8692 | -1.3849 | -0.65295 | -0.65317 | 0.51767 | 1.0954 | 1.6186 | 3.211 | 3.7776 | 8.4851 | 7.5879 | 7.2992 | 6.5177 | 4.2482 | 3.3249 | 2.6023 | 2.1797 | 1.0325 | 0.45394 | 65.9139 | 65.3461 | 64.8665 | 64.4618 | 62.9965 | 62.2165 | 62.4016 | 64.1555 | 67.1093 | 71.5149 | 76.4837 | 80.465 | 82.3387 | 82.7381 | 83.7312 | 83.9112 | 85.135 | 84.7419 | 84.6162 | 83.0119 | 78.6975 | 74.6132 | 71.7497 | 69.9445 | 4.7055 | 4.4648 | 4.8231 | 5.741 | 5.322 | 5.6556 | 4.9307 | 5.3261 | 6.6885 | 7.6448 | 7.5226 | 6.3087 | 6.6786 | 6.7164 | 5.6488 | 5.6834 | 4.9465 | 4.9448 | 4.7097 | 5.5713 | 6.086 | 6.2091 | 5.4361 | 4.4749
Program Specific1-in-10Size: Over 200kWSouth of Lugo2020July Monthly Peak | Program Specific | 1-in-10 | Size: Over 200kW | South of Lugo | 2020 | July Monthly Peak | 7 | 119.7668 | 114.7618 | 110.9914 | 112.1733 | 120.7338 | 142.3122 | 167.6048 | 189.4805 | 206.2333 | 219.4927 | 230.3902 | 231.3091 | 227.3948 | 229.2284 | 226.5431 | 220.0593 | 210.923 | 199.3358 | 180.2911 | 171.0259 | 164.7353 | 153.0732 | 139.2828 | 130.0233 | -0.80688 | -0.075228 | -0.21468 | -0.65863 | -2.3072 | -2.1779 | -1.7458 | -1.3224 | -0.67707 | 0.51624 | 1.1014 | 0.84692 | 2.2503 | 2.9687 | 7.4502 | 6.6307 | 6.4736 | 5.7046 | 3.4209 | 2.1415 | 1.9661 | 1.9419 | 0.8971 | 0.49934 | 69.5227 | 68.8481 | 68.5796 | 68.3695 | 68.0296 | 67.7407 | 67.3374 | 67.5119 | 70.3661 | 74.4181 | 78.0894 | 79.7244 | 80.6369 | 82.4556 | 84.5919 | 85.5894 | 87.7569 | 86.52 | 84.35 | 81.7631 | 78.48 | 75.8206 | 74.0008 | 72.6403 | 4.7726 | 4.5205 | 4.8809 | 5.837 | 5.4167 | 5.83 | 5.1039 | 5.4795 | 6.8625 | 7.734 | 7.5566 | 6.3332 | 6.7364 | 6.7781 | 5.6985 | 5.7437 | 5.0309 | 5.0192 | 4.7729 | 5.6057 | 6.1147 | 6.2469 | 5.4832 | 4.5398
Program Specific1-in-10Size: Over 200kWSouth of Lugo2020August Monthly Peak | Program Specific | 1-in-10 | Size: Over 200kW | South of Lugo | 2020 | August Monthly Peak | 8 | 124.6701 | 119.9128 | 115.8633 | 117.1679 | 125.0173 | 149.2641 | 176.1237 | 196.7245 | 214.566 | 229.4083 | 241.6176 | 243.6375 | 239.3559 | 241.31 | 238.827 | 231.3566 | 221.6741 | 209.6077 | 188.7622 | 180.7371 | 172.264 | 160.6268 | 145.8252 | 135.5078 | -0.90778 | -0.1085 | -0.32597 | -0.52446 | -2.1392 | -2.4613 | -2.0639 | -1.8658 | -0.70371 | 0.52906 | 1.1458 | 0.2721 | 1.5707 | 2.4346 | 6.9122 | 6.0957 | 5.9986 | 5.2309 | 2.8589 | 1.2928 | 1.5315 | 1.8232 | 0.81823 | 0.54612 | 70.6686 | 70.2346 | 70.0455 | 69.7337 | 69.3366 | 69.1939 | 69.0975 | 69.3374 | 71.5878 | 75.27 | 78.6487 | 82.3287 | 85.1725 | 86.9494 | 87.2913 | 88.1875 | 88.8175 | 88.9906 | 88.2575 | 84.7362 | 79.3669 | 75.8407 | 73.6155 | 72.1512 | 4.9712 | 4.7264 | 5.0983 | 6.1008 | 5.6124 | 6.1187 | 5.3667 | 5.6926 | 7.1443 | 8.0884 | 7.9298 | 6.6749 | 7.0952 | 7.1399 | 6.0113 | 6.0423 | 5.2907 | 5.2812 | 5.0003 | 5.9277 | 6.3982 | 6.5593 | 5.7444 | 4.7343
Program Specific1-in-10Size: Over 200kWSouth of Lugo2020September Monthly Peak | Program Specific | 1-in-10 | Size: Over 200kW | South of Lugo | 2020 | September Monthly Peak | 9 | 122.8644 | 118.4863 | 114.9253 | 116.489 | 123.9156 | 149.573 | 179.1286 | 201.8098 | 225.2061 | 243.5357 | 257.2662 | 259.6061 | 256.5191 | 258.2248 | 252.7818 | 242.7228 | 229.9794 | 216.4118 | 194.5975 | 188.4822 | 176.299 | 162.1793 | 146.1278 | 135.0223 | -1.0382 | -0.17065 | -0.5403 | -0.17236 | -1.5884 | -2.8473 | -2.5999 | -2.9998 | -0.73699 | 0.53772 | 1.199 | -1.1286 | -0.15298 | 1.0185 | 5.1752 | 4.4231 | 4.4301 | 3.6986 | 1.3474 | -0.82452 | 0.41486 | 1.3757 | 0.55954 | 0.5992 | 74.3382 | 73.1778 | 72.597 | 72.3549 | 71.5518 | 71.0447 | 70.8303 | 71.2166 | 73.4731 | 77.4969 | 81.8981 | 87.55 | 91.9956 | 95.3687 | 95.9325 | 95.5094 | 94.9963 | 93.6513 | 92.4231 | 89.9744 | 86.2625 | 80.9213 | 77.635 | 75.62 | 5.0349 | 4.7996 | 5.1972 | 6.2335 | 5.7171 | 6.3013 | 5.6095 | 6.0016 | 7.7064 | 8.8245 | 8.6774 | 7.3095 | 7.8147 | 7.8521 | 6.5389 | 6.5149 | 5.641 | 5.6038 | 5.2978 | 6.3531 | 6.7295 | 6.8062 | 5.9158 | 4.848
Program Specific1-in-10Size: Over 200kWSouth of Lugo2020October Monthly Peak | Program Specific | 1-in-10 | Size: Over 200kW | South of Lugo | 2020 | October Monthly Peak | 10 | 117.0358 | 114.1165 | 110.0031 | 111.0214 | 117.9948 | 138.5586 | 166.2549 | 186.3626 | 204.8972 | 224.0647 | 239.0901 | 243.712 | 242.9449 | 244.9051 | 241.046 | 229.3678 | 217.0354 | 202.4944 | 188.2424 | 178.0542 | 166.9431 | 153.8666 | 138.5016 | 127.0116 | -0.82998 | -0.093338 | -0.27577 | -0.55095 | -2.1012 | -2.2275 | -1.8728 | -1.6048 | -0.67224 | 0.52031 | 1.137 | 0.48838 | 1.8766 | 2.7152 | 7.3079 | 6.3459 | 6.1478 | 5.3119 | 3.1023 | 1.6068 | 1.6614 | 1.8181 | 0.8172 | 0.50347 | 71.8954 | 71.4141 | 70.5804 | 69.7394 | 68.5994 | 68.3667 | 68.5321 | 68.7561 | 69.7404 | 72.4168 | 76.5938 | 81.6181 | 85.0487 | 86.5887 | 87.0906 | 87.3094 | 86.3394 | 83.5694 | 80.0429 | 77.5896 | 75.4874 | 74.0637 | 72.8235 | 71.8091 | 4.6615 | 4.4929 | 4.8351 | 5.7743 | 5.2912 | 5.6735 | 5.0603 | 5.3867 | 6.8147 | 7.8912 | 7.8381 | 6.6695 | 7.1936 | 7.2381 | 6.0603 | 5.9837 | 5.1742 | 5.0963 | 4.981 | 5.8332 | 6.1936 | 6.2762 | 5.4498 | 4.4325
Program Specific1-in-10Size: Over 200kWSouth of Lugo2020November Monthly Peak | Program Specific | 1-in-10 | Size: Over 200kW | South of Lugo | 2020 | November Monthly Peak | 11 | 108.2587 | 104.1375 | 100.515 | 101.9687 | 108.1701 | 124.9243 | 148.09 | 166.741 | 182.7497 | 198.3713 | 209.4793 | 212.6486 | 210.8847 | 211.8765 | 206.9098 | 196.1594 | 187.4062 | 182.2323 | 168.4739 | 159.9456 | 151.5476 | 139.2547 | 125.5359 | 115.6671 | -0.56673 | 0.0033945 | 0.049476 | -0.99142 | -2.6639 | -1.503 | -1.0104 | -0.010803 | -0.60166 | 0.49161 | 1.0234 | 2.272 | 4.0271 | 4.4173 | 9.0568 | 7.959 | 7.63 | 7.0573 | 4.9769 | 4.3724 | 3.082 | 2.2798 | 1.0961 | 0.38361 | 64.5658 | 62.8766 | 62.1772 | 60.5854 | 59.4328 | 58.7374 | 58.1706 | 59.471 | 62.1961 | 67.1412 | 72.7061 | 76.7751 | 78.8172 | 80.4731 | 81.2821 | 80.8011 | 79.2744 | 77.1472 | 75.1576 | 72.6707 | 70.8571 | 69.3156 | 67.4851 | 66.3637 | 4.4807 | 4.2605 | 4.5909 | 5.511 | 5.0405 | 5.3154 | 4.6838 | 5.0082 | 6.316 | 7.2598 | 7.1362 | 6.0472 | 6.4887 | 6.5071 | 5.4057 | 5.3176 | 4.6427 | 4.7659 | 4.6324 | 5.4451 | 5.8425 | 5.9025 | 5.133 | 4.1946
Program Specific1-in-10Size: Over 200kWSouth of Lugo2020December Monthly Peak | Program Specific | 1-in-10 | Size: Over 200kW | South of Lugo | 2020 | December Monthly Peak | 12 | 97.3938 | 94.9409 | 91.5137 | 91.7511 | 95.3358 | 109.5767 | 133.6105 | 148.5233 | 158.984 | 166.43 | 164.7723 | 162.9851 | 158.0054 | 157.0833 | 154.328 | 148.4353 | 146.1891 | 148.9142 | 143.9154 | 139.9057 | 132.7157 | 124.0684 | 113.0749 | 103.7356 | -0.50985 | 0.0030947 | 0.045046 | -0.89208 | -2.3478 | -1.3184 | -0.91161 | -0.0096226 | -0.52342 | 0.41245 | 0.80502 | 1.7414 | 3.0173 | 3.275 | 6.7552 | 6.0226 | 5.9519 | 5.767 | 4.2514 | 3.8246 | 2.699 | 2.0312 | 0.98726 | 0.34404 | 47.0285 | 46.4337 | 45.5578 | 44.848 | 44.2946 | 43.0241 | 43.9849 | 44.6623 | 45.9627 | 47.679 | 49.9704 | 51.7899 | 53.0535 | 52.5976 | 52.486 | 52.2267 | 51.9264 | 50.7543 | 49.4474 | 48.6657 | 47.6387 | 47.0682 | 46.369 | 45.9851 | 4.031 | 3.8842 | 4.1798 | 4.9588 | 4.4424 | 4.6624 | 4.2259 | 4.461 | 5.4947 | 6.0908 | 5.6132 | 4.6349 | 4.8616 | 4.8243 | 4.032 | 4.0239 | 3.6216 | 3.8945 | 3.9571 | 4.7628 | 5.1165 | 5.2588 | 4.6234 | 3.7619
Program Specific1-in-10Size: Over 200kWSouth of Lugo2020Typical Event Day | Program Specific | 1-in-10 | Size: Over 200kW | South of Lugo | 2020 | Typical Event Day | 8 | 124.4331 | 119.6712 | 115.6071 | 116.8522 | 124.6605 | 148.8144 | 175.5473 | 195.9722 | 213.4121 | 227.8977 | 239.8749 | 241.8651 | 237.5911 | 239.5426 | 237.1724 | 229.8242 | 220.2694 | 208.3621 | 187.8123 | 179.9731 | 171.6602 | 160.1293 | 145.3111 | 135.054 | -0.88562 | -0.099281 | -0.29458 | -0.57224 | -2.2082 | -2.4007 | -1.9882 | -1.7106 | -0.70014 | 0.52873 | 1.1403 | 0.45579 | 1.7981 | 2.6236 | 7.1465 | 6.3177 | 6.2019 | 5.43 | 3.0615 | 1.5788 | 1.6838 | 1.882 | 0.85172 | 0.53656 | 70.1108 | 69.4016 | 69.0222 | 68.73 | 67.9786 | 67.549 | 67.4167 | 68.0553 | 70.6341 | 74.675 | 78.78 | 82.517 | 85.0359 | 86.878 | 87.8867 | 88.2994 | 89.1764 | 88.4759 | 87.4117 | 84.8714 | 80.7017 | 76.799 | 74.2503 | 72.589 | 4.9566 | 4.712 | 5.0819 | 6.0781 | 5.5906 | 6.094 | 5.3436 | 5.665 | 7.0986 | 8.0269 | 7.8646 | 6.6196 | 7.0357 | 7.0803 | 5.9635 | 5.9962 | 5.2518 | 5.2445 | 4.9701 | 5.8966 | 6.3692 | 6.5323 | 5.7183 | 4.7136
Program Specific1-in-10Size: Over 200kWSouth of Lugo2021January Monthly Peak | Program Specific | 1-in-10 | Size: Over 200kW | South of Lugo | 2021 | January Monthly Peak | 1 | 96.5097 | 94.3088 | 91.7761 | 91.4462 | 96.4022 | 110.8356 | 135.5438 | 150.845 | 160.1931 | 166.606 | 165.2887 | 164.1348 | 159.1613 | 159.3004 | 155.8409 | 149.689 | 144.5654 | 146.9385 | 142.0615 | 138.5795 | 130.8983 | 123.3669 | 113.4721 | 104.7099 | -0.50522 | 0.0030741 | 0.045175 | -0.88911 | -2.3741 | -1.3335 | -0.9248 | -0.0097731 | -0.5274 | 0.41289 | 0.80755 | 1.7537 | 3.0394 | 3.3212 | 6.8214 | 6.0735 | 5.8858 | 5.6905 | 4.1967 | 3.7884 | 2.662 | 2.0197 | 0.99073 | 0.34727 | 45.7671 | 45.9498 | 45.2622 | 44.5779 | 44.4359 | 44.1863 | 43.1384 | 42.8828 | 43.8254 | 46.5904 | 48.5992 | 50.5928 | 52.659 | 53.7219 | 54.6396 | 54.8501 | 54.4749 | 53.5547 | 51.9724 | 51.0205 | 50.0489 | 49.7578 | 49.5876 | 48.5424 | 3.9944 | 3.8584 | 4.1918 | 4.9423 | 4.4921 | 4.716 | 4.287 | 4.5308 | 5.5365 | 6.0973 | 5.6308 | 4.6676 | 4.8972 | 4.8924 | 4.0715 | 4.0579 | 3.5814 | 3.8428 | 3.9061 | 4.7177 | 5.0464 | 5.2291 | 4.6397 | 3.7972
Program Specific1-in-10Size: Over 200kWSouth of Lugo2021February Monthly Peak | Program Specific | 1-in-10 | Size: Over 200kW | South of Lugo | 2021 | February Monthly Peak | 2 | 101.401 | 98.527 | 94.9227 | 95.4876 | 100.4839 | 116.4746 | 140.2426 | 155.5828 | 166.6554 | 174.9517 | 178.6151 | 181.7948 | 179.86 | 181.1747 | 178.603 | 171.011 | 163.5545 | 160.4645 | 153.6107 | 147.3132 | 139.2022 | 129.0261 | 117.5972 | 109.645 | -0.53083 | 0.0032116 | 0.046723 | -0.92841 | -2.4746 | -1.4014 | -0.95686 | -0.01008 | -0.54867 | 0.43357 | 0.87266 | 1.9423 | 3.4347 | 3.7773 | 7.8178 | 6.9386 | 6.6589 | 6.2143 | 4.5379 | 4.0271 | 2.8309 | 2.1124 | 1.0267 | 0.36364 | 51.6499 | 50.9771 | 50.2113 | 49.1497 | 48.4813 | 48.2047 | 47.3456 | 47.1969 | 48.6892 | 52.3786 | 56.2606 | 60.0494 | 61.9166 | 63.2438 | 63.9422 | 64.0426 | 63.1459 | 62.127 | 60.0535 | 58.0588 | 56.6031 | 55.3785 | 54.4082 | 53.0131 | 4.1969 | 4.031 | 4.3355 | 5.1607 | 4.6823 | 4.9559 | 4.4356 | 4.6731 | 5.7598 | 6.4027 | 6.0848 | 5.1698 | 5.5341 | 5.5642 | 4.6662 | 4.6359 | 4.0518 | 4.1966 | 4.2237 | 5.015 | 5.3666 | 5.469 | 4.8084 | 3.9762
Program Specific1-in-10Size: Over 200kWSouth of Lugo2021March Monthly Peak | Program Specific | 1-in-10 | Size: Over 200kW | South of Lugo | 2021 | March Monthly Peak | 3 | 108.891 | 104.086 | 99.7699 | 100.0169 | 106.1692 | 124.5206 | 149.8905 | 167.9231 | 182.3018 | 195.8711 | 205.9085 | 211.3004 | 210.6553 | 213.1143 | 211.1164 | 202.2705 | 192.5538 | 183.2789 | 169.8208 | 163.8252 | 154.014 | 142.2534 | 127.752 | 117.9602 | -0.57004 | 0.0033928 | 0.049109 | -0.97245 | -2.6146 | -1.4982 | -1.0227 | -0.01088 | -0.60019 | 0.48541 | 1.006 | 2.2576 | 4.0227 | 4.4432 | 9.2409 | 8.207 | 7.8395 | 7.0978 | 5.0167 | 4.4785 | 3.1321 | 2.3289 | 1.1154 | 0.39121 | 61.1496 | 59.5092 | 58.8344 | 58.6243 | 57.7321 | 55.8474 | 55.3099 | 55.9993 | 59.1446 | 64.0534 | 69.2101 | 73.8724 | 77.1448 | 78.4762 | 78.7461 | 79.1016 | 78.1001 | 76.6708 | 75.0169 | 72.4663 | 69.697 | 66.4905 | 63.5611 | 61.4583 | 4.5069 | 4.2584 | 4.5569 | 5.4055 | 4.9472 | 5.2983 | 4.7408 | 5.0437 | 6.3006 | 7.1683 | 7.0145 | 6.0088 | 6.4816 | 6.5451 | 5.5156 | 5.4833 | 4.7702 | 4.7932 | 4.6694 | 5.5771 | 5.9376 | 6.0296 | 5.2236 | 4.2777
Program Specific1-in-10Size: Over 200kWSouth of Lugo2021April Monthly Peak | Program Specific | 1-in-10 | Size: Over 200kW | South of Lugo | 2021 | April Monthly Peak | 4 | 114.1251 | 109.8238 | 105.782 | 106.1213 | 113.6529 | 132.3596 | 157.9425 | 177.8523 | 197.1128 | 214.3535 | 228.2508 | 233.7557 | 232.7227 | 235.0389 | 231.4518 | 222.3084 | 210.9477 | 197.9518 | 179.4392 | 172.8409 | 163.9774 | 151.1061 | 136.8224 | 126.1824 | -0.75389 | -0.065385 | -0.18217 | -0.65882 | -2.2267 | -1.9878 | -1.5956 | -1.1338 | -0.64729 | 0.50652 | 1.0932 | 0.99937 | 2.4901 | 3.2062 | 7.8318 | 6.9014 | 6.6591 | 5.8399 | 3.5705 | 2.388 | 2.0774 | 1.9656 | 0.90864 | 0.47881 | 70.8161 | 69.7236 | 68.1326 | 66.495 | 65.094 | 64.2258 | 63.7687 | 63.8636 | 66.5494 | 72.1305 | 77.2162 | 82.3925 | 85.7062 | 87.2219 | 86.2613 | 86.0588 | 86.1119 | 85.9806 | 84.5475 | 80.3969 | 75.4854 | 71.1382 | 68.7461 | 67.5418 | 4.5525 | 4.3305 | 4.6566 | 5.5278 | 5.1042 | 5.4279 | 4.8146 | 5.1486 | 6.5658 | 7.5607 | 7.4942 | 6.4068 | 6.9014 | 6.9571 | 5.828 | 5.8084 | 5.0367 | 4.9895 | 4.7553 | 5.671 | 6.0929 | 6.173 | 5.3919 | 4.4102
Program Specific1-in-10Size: Over 200kWSouth of Lugo2021May Monthly Peak | Program Specific | 1-in-10 | Size: Over 200kW | South of Lugo | 2021 | May Monthly Peak | 5 | 112.7649 | 108.2421 | 104.6579 | 105.2979 | 113.0772 | 132.3296 | 156.8542 | 179.2567 | 197.7462 | 213.8437 | 227.3239 | 231.3263 | 229.114 | 230.8748 | 227.2224 | 217.647 | 206.0458 | 194.4819 | 176.3374 | 168.2046 | 162.043 | 149.4639 | 135.1535 | 124.8354 | -0.7215 | -0.05415 | -0.14514 | -0.70975 | -2.3016 | -1.9275 | -1.5067 | -0.97144 | -0.64962 | 0.50904 | 1.0921 | 1.2135 | 2.7428 | 3.4014 | 8.0305 | 7.0708 | 6.7898 | 6.0093 | 3.7663 | 2.6684 | 2.2411 | 2.0204 | 0.94033 | 0.46466 | 67.7699 | 66.9498 | 65.276 | 64.3511 | 63.8485 | 63.1603 | 63.3927 | 63.5656 | 66.8553 | 72.7819 | 77.9381 | 81.7812 | 83.8646 | 84.9372 | 86.7787 | 87.9206 | 88.2644 | 87.3138 | 85.9225 | 83.3448 | 80.0627 | 76.0643 | 72.9861 | 70.9091 | 4.5098 | 4.2791 | 4.619 | 5.499 | 5.0914 | 5.4406 | 4.7937 | 5.2026 | 6.6038 | 7.5621 | 7.4829 | 6.3565 | 6.8118 | 6.8514 | 5.7362 | 5.7012 | 4.9323 | 4.9147 | 4.6851 | 5.5331 | 6.0364 | 6.1216 | 5.3398 | 4.3744
Program Specific1-in-10Size: Over 200kWSouth of Lugo2021June Monthly Peak | Program Specific | 1-in-10 | Size: Over 200kW | South of Lugo | 2021 | June Monthly Peak | 6 | 116.7155 | 112.0361 | 108.4072 | 109.0517 | 117.2521 | 136.4563 | 160.0448 | 182.045 | 198.6781 | 214.4522 | 226.6994 | 227.748 | 222.8339 | 224.5115 | 221.9665 | 215.2291 | 204.9838 | 194.1057 | 175.8439 | 168.008 | 162.0651 | 150.3863 | 136.4868 | 126.6811 | -0.70031 | -0.035617 | -0.080624 | -0.84636 | -2.558 | -1.8692 | -1.3849 | -0.65295 | -0.65317 | 0.51767 | 1.0954 | 1.6186 | 3.211 | 3.7776 | 8.4851 | 7.5879 | 7.2992 | 6.5177 | 4.2482 | 3.3249 | 2.6023 | 2.1797 | 1.0325 | 0.45394 | 65.9139 | 65.3461 | 64.8665 | 64.4618 | 62.9965 | 62.2165 | 62.4016 | 64.1555 | 67.1093 | 71.5149 | 76.4838 | 80.465 | 82.3387 | 82.7381 | 83.7313 | 83.9112 | 85.135 | 84.7419 | 84.6162 | 83.0119 | 78.6975 | 74.6132 | 71.7497 | 69.9445 | 4.7055 | 4.4648 | 4.8231 | 5.741 | 5.322 | 5.6556 | 4.9307 | 5.3261 | 6.6885 | 7.6448 | 7.5226 | 6.3087 | 6.6786 | 6.7164 | 5.6488 | 5.6834 | 4.9465 | 4.9448 | 4.7097 | 5.5713 | 6.086 | 6.2091 | 5.4361 | 4.4749
Program Specific1-in-10Size: Over 200kWSouth of Lugo2021July Monthly Peak | Program Specific | 1-in-10 | Size: Over 200kW | South of Lugo | 2021 | July Monthly Peak | 7 | 119.7668 | 114.7618 | 110.9914 | 112.1733 | 120.7338 | 142.3122 | 167.6048 | 189.4805 | 206.2333 | 219.4927 | 230.3902 | 231.3091 | 227.3948 | 229.2284 | 226.5431 | 220.0593 | 210.923 | 199.3358 | 180.2911 | 171.0259 | 164.7353 | 153.0732 | 139.2828 | 130.0233 | -0.80688 | -0.075228 | -0.21468 | -0.65863 | -2.3072 | -2.1779 | -1.7458 | -1.3224 | -0.67707 | 0.51624 | 1.1014 | 0.84692 | 2.2503 | 2.9687 | 7.4502 | 6.6307 | 6.4736 | 5.7046 | 3.4209 | 2.1415 | 1.9661 | 1.9419 | 0.8971 | 0.49934 | 69.5227 | 68.8481 | 68.5796 | 68.3695 | 68.0296 | 67.7407 | 67.3374 | 67.5119 | 70.3661 | 74.4181 | 78.0894 | 79.7244 | 80.6369 | 82.4556 | 84.5919 | 85.5894 | 87.7569 | 86.52 | 84.35 | 81.7631 | 78.48 | 75.8206 | 74.0008 | 72.6403 | 4.7726 | 4.5205 | 4.8809 | 5.837 | 5.4167 | 5.83 | 5.1039 | 5.4795 | 6.8625 | 7.734 | 7.5566 | 6.3332 | 6.7364 | 6.7781 | 5.6985 | 5.7437 | 5.0309 | 5.0192 | 4.7729 | 5.6057 | 6.1147 | 6.2469 | 5.4832 | 4.5398
Program Specific1-in-10Size: Over 200kWSouth of Lugo2021August Monthly Peak | Program Specific | 1-in-10 | Size: Over 200kW | South of Lugo | 2021 | August Monthly Peak | 8 | 124.6701 | 119.9128 | 115.8633 | 117.1679 | 125.0173 | 149.2641 | 176.1237 | 196.7245 | 214.566 | 229.4083 | 241.6175 | 243.6375 | 239.3559 | 241.31 | 238.827 | 231.3567 | 221.6741 | 209.6077 | 188.7622 | 180.7371 | 172.264 | 160.6268 | 145.8252 | 135.5078 | -0.90778 | -0.1085 | -0.32597 | -0.52446 | -2.1392 | -2.4613 | -2.0639 | -1.8658 | -0.70371 | 0.52906 | 1.1458 | 0.2721 | 1.5707 | 2.4346 | 6.9122 | 6.0957 | 5.9986 | 5.2309 | 2.8589 | 1.2928 | 1.5315 | 1.8232 | 0.81823 | 0.54612 | 70.6686 | 70.2346 | 70.0455 | 69.7337 | 69.3366 | 69.1939 | 69.0975 | 69.3374 | 71.5878 | 75.27 | 78.6487 | 82.3287 | 85.1725 | 86.9494 | 87.2913 | 88.1875 | 88.8175 | 88.9906 | 88.2575 | 84.7362 | 79.3669 | 75.8407 | 73.6155 | 72.1512 | 4.9712 | 4.7264 | 5.0983 | 6.1008 | 5.6124 | 6.1187 | 5.3667 | 5.6926 | 7.1443 | 8.0884 | 7.9298 | 6.6749 | 7.0952 | 7.1399 | 6.0113 | 6.0423 | 5.2907 | 5.2812 | 5.0003 | 5.9277 | 6.3982 | 6.5593 | 5.7444 | 4.7343
Program Specific1-in-10Size: Over 200kWSouth of Lugo2021September Monthly Peak | Program Specific | 1-in-10 | Size: Over 200kW | South of Lugo | 2021 | September Monthly Peak | 9 | 122.8644 | 118.4863 | 114.9253 | 116.489 | 123.9156 | 149.573 | 179.1286 | 201.8098 | 225.2061 | 243.5357 | 257.2662 | 259.6061 | 256.5191 | 258.2248 | 252.7818 | 242.7228 | 229.9794 | 216.4118 | 194.5975 | 188.4822 | 176.299 | 162.1794 | 146.1278 | 135.0223 | -1.0382 | -0.17065 | -0.5403 | -0.17236 | -1.5884 | -2.8473 | -2.5999 | -2.9998 | -0.73699 | 0.53772 | 1.199 | -1.1286 | -0.15298 | 1.0185 | 5.1752 | 4.4231 | 4.4301 | 3.6986 | 1.3474 | -0.82452 | 0.41486 | 1.3757 | 0.55954 | 0.5992 | 74.3382 | 73.1777 | 72.597 | 72.3549 | 71.5518 | 71.0447 | 70.8303 | 71.2166 | 73.4731 | 77.4969 | 81.8981 | 87.55 | 91.9956 | 95.3688 | 95.9325 | 95.5094 | 94.9963 | 93.6512 | 92.4231 | 89.9744 | 86.2625 | 80.9213 | 77.635 | 75.62 | 5.0349 | 4.7996 | 5.1972 | 6.2335 | 5.7171 | 6.3013 | 5.6095 | 6.0016 | 7.7064 | 8.8245 | 8.6774 | 7.3095 | 7.8147 | 7.8521 | 6.5389 | 6.5149 | 5.641 | 5.6038 | 5.2978 | 6.3531 | 6.7295 | 6.8062 | 5.9158 | 4.848
Program Specific1-in-10Size: Over 200kWSouth of Lugo2021October Monthly Peak | Program Specific | 1-in-10 | Size: Over 200kW | South of Lugo | 2021 | October Monthly Peak | 10 | 117.0358 | 114.1165 | 110.0031 | 111.0214 | 117.9948 | 138.5586 | 166.2549 | 186.3626 | 204.8972 | 224.0647 | 239.0901 | 243.712 | 242.9449 | 244.9051 | 241.046 | 229.3678 | 217.0354 | 202.4944 | 188.2425 | 178.0542 | 166.9431 | 153.8666 | 138.5016 | 127.0116 | -0.82998 | -0.093338 | -0.27577 | -0.55095 | -2.1012 | -2.2275 | -1.8728 | -1.6048 | -0.67224 | 0.52031 | 1.137 | 0.48838 | 1.8766 | 2.7152 | 7.3079 | 6.3459 | 6.1478 | 5.3119 | 3.1023 | 1.6068 | 1.6614 | 1.8181 | 0.8172 | 0.50347 | 71.8954 | 71.4141 | 70.5804 | 69.7394 | 68.5994 | 68.3667 | 68.5321 | 68.7561 | 69.7404 | 72.4167 | 76.5937 | 81.6181 | 85.0487 | 86.5888 | 87.0906 | 87.3094 | 86.3394 | 83.5694 | 80.0429 | 77.5896 | 75.4874 | 74.0638 | 72.8235 | 71.8091 | 4.6615 | 4.4929 | 4.8351 | 5.7743 | 5.2912 | 5.6735 | 5.0603 | 5.3867 | 6.8147 | 7.8912 | 7.8381 | 6.6695 | 7.1936 | 7.2381 | 6.0603 | 5.9837 | 5.1742 | 5.0963 | 4.981 | 5.8332 | 6.1936 | 6.2762 | 5.4498 | 4.4325
Program Specific1-in-10Size: Over 200kWSouth of Lugo2021November Monthly Peak | Program Specific | 1-in-10 | Size: Over 200kW | South of Lugo | 2021 | November Monthly Peak | 11 | 108.2587 | 104.1374 | 100.515 | 101.9687 | 108.1701 | 124.9243 | 148.09 | 166.741 | 182.7497 | 198.3713 | 209.4794 | 212.6486 | 210.8847 | 211.8765 | 206.9098 | 196.1594 | 187.4062 | 182.2323 | 168.4738 | 159.9456 | 151.5476 | 139.2547 | 125.5359 | 115.6671 | -0.56673 | 0.0033945 | 0.049476 | -0.99142 | -2.6639 | -1.503 | -1.0104 | -0.010803 | -0.60166 | 0.49161 | 1.0234 | 2.272 | 4.0271 | 4.4173 | 9.0568 | 7.959 | 7.63 | 7.0573 | 4.9769 | 4.3724 | 3.082 | 2.2798 | 1.0961 | 0.38361 | 64.5657 | 62.8766 | 62.1772 | 60.5854 | 59.4328 | 58.7374 | 58.1706 | 59.471 | 62.1961 | 67.1412 | 72.7061 | 76.7751 | 78.8172 | 80.4731 | 81.2821 | 80.8011 | 79.2744 | 77.1472 | 75.1576 | 72.6707 | 70.8571 | 69.3156 | 67.4851 | 66.3638 | 4.4807 | 4.2605 | 4.5909 | 5.511 | 5.0405 | 5.3154 | 4.6838 | 5.0082 | 6.316 | 7.2598 | 7.1362 | 6.0472 | 6.4887 | 6.5071 | 5.4057 | 5.3176 | 4.6427 | 4.7659 | 4.6324 | 5.4451 | 5.8425 | 5.9025 | 5.133 | 4.1946
Program Specific1-in-10Size: Over 200kWSouth of Lugo2021December Monthly Peak | Program Specific | 1-in-10 | Size: Over 200kW | South of Lugo | 2021 | December Monthly Peak | 12 | 97.3938 | 94.9409 | 91.5137 | 91.7511 | 95.3358 | 109.5766 | 133.6105 | 148.5233 | 158.984 | 166.43 | 164.7723 | 162.9851 | 158.0055 | 157.0832 | 154.328 | 148.4353 | 146.1891 | 148.9142 | 143.9154 | 139.9057 | 132.7157 | 124.0684 | 113.0749 | 103.7356 | -0.50985 | 0.0030947 | 0.045046 | -0.89208 | -2.3478 | -1.3184 | -0.91161 | -0.0096226 | -0.52342 | 0.41245 | 0.80502 | 1.7414 | 3.0173 | 3.275 | 6.7552 | 6.0226 | 5.9519 | 5.767 | 4.2514 | 3.8246 | 2.699 | 2.0312 | 0.98726 | 0.34404 | 47.0285 | 46.4337 | 45.5578 | 44.848 | 44.2946 | 43.0241 | 43.9849 | 44.6623 | 45.9627 | 47.679 | 49.9704 | 51.7899 | 53.0535 | 52.5976 | 52.486 | 52.2267 | 51.9264 | 50.7543 | 49.4474 | 48.6657 | 47.6387 | 47.0682 | 46.369 | 45.9851 | 4.031 | 3.8842 | 4.1798 | 4.9588 | 4.4424 | 4.6624 | 4.2259 | 4.461 | 5.4947 | 6.0908 | 5.6132 | 4.6349 | 4.8616 | 4.8243 | 4.032 | 4.0239 | 3.6216 | 3.8945 | 3.9571 | 4.7628 | 5.1165 | 5.2588 | 4.6234 | 3.7619
Program Specific1-in-10Size: Over 200kWSouth of Lugo2021Typical Event Day | Program Specific | 1-in-10 | Size: Over 200kW | South of Lugo | 2021 | Typical Event Day | 8 | 124.4331 | 119.6712 | 115.6071 | 116.8522 | 124.6605 | 148.8144 | 175.5473 | 195.9722 | 213.4121 | 227.8977 | 239.8749 | 241.8651 | 237.5911 | 239.5426 | 237.1724 | 229.8242 | 220.2694 | 208.3621 | 187.8123 | 179.9731 | 171.6602 | 160.1293 | 145.3111 | 135.054 | -0.88562 | -0.099281 | -0.29458 | -0.57224 | -2.2082 | -2.4007 | -1.9882 | -1.7106 | -0.70014 | 0.52873 | 1.1403 | 0.45579 | 1.7981 | 2.6236 | 7.1465 | 6.3177 | 6.2019 | 5.43 | 3.0615 | 1.5788 | 1.6838 | 1.882 | 0.85172 | 0.53656 | 70.1108 | 69.4016 | 69.0222 | 68.73 | 67.9786 | 67.549 | 67.4167 | 68.0553 | 70.6341 | 74.675 | 78.78 | 82.517 | 85.0359 | 86.878 | 87.8867 | 88.2994 | 89.1764 | 88.4759 | 87.4117 | 84.8714 | 80.7017 | 76.799 | 74.2502 | 72.589 | 4.9566 | 4.712 | 5.0819 | 6.0781 | 5.5906 | 6.094 | 5.3436 | 5.665 | 7.0986 | 8.0269 | 7.8646 | 6.6196 | 7.0357 | 7.0803 | 5.9635 | 5.9962 | 5.2518 | 5.2445 | 4.9701 | 5.8966 | 6.3692 | 6.5323 | 5.7183 | 4.7136
Program Specific1-in-10Size: Over 200kWSouth of Lugo2022January Monthly Peak | Program Specific | 1-in-10 | Size: Over 200kW | South of Lugo | 2022 | January Monthly Peak | 1 | 96.5097 | 94.3088 | 91.7761 | 91.4462 | 96.4022 | 110.8356 | 135.5438 | 150.845 | 160.1931 | 166.606 | 165.2887 | 164.1348 | 159.1613 | 159.3004 | 155.8409 | 149.689 | 144.5654 | 146.9385 | 142.0615 | 138.5795 | 130.8983 | 123.3669 | 113.4721 | 104.7099 | -0.50522 | 0.0030741 | 0.045175 | -0.88911 | -2.3741 | -1.3335 | -0.9248 | -0.0097731 | -0.5274 | 0.41289 | 0.80755 | 1.7537 | 3.0394 | 3.3212 | 6.8214 | 6.0735 | 5.8858 | 5.6905 | 4.1967 | 3.7884 | 2.662 | 2.0197 | 0.99073 | 0.34727 | 45.7671 | 45.9498 | 45.2623 | 44.5779 | 44.4359 | 44.1863 | 43.1384 | 42.8828 | 43.8254 | 46.5904 | 48.5992 | 50.5928 | 52.659 | 53.7219 | 54.6396 | 54.8501 | 54.4749 | 53.5548 | 51.9724 | 51.0205 | 50.0489 | 49.7577 | 49.5876 | 48.5424 | 3.9944 | 3.8584 | 4.1918 | 4.9423 | 4.4921 | 4.716 | 4.287 | 4.5308 | 5.5365 | 6.0973 | 5.6308 | 4.6676 | 4.8972 | 4.8924 | 4.0715 | 4.0579 | 3.5814 | 3.8428 | 3.9061 | 4.7177 | 5.0464 | 5.2291 | 4.6397 | 3.7972
Program Specific1-in-10Size: Over 200kWSouth of Lugo2022February Monthly Peak | Program Specific | 1-in-10 | Size: Over 200kW | South of Lugo | 2022 | February Monthly Peak | 2 | 101.401 | 98.527 | 94.9227 | 95.4876 | 100.4839 | 116.4746 | 140.2426 | 155.5828 | 166.6554 | 174.9517 | 178.6151 | 181.7949 | 179.86 | 181.1747 | 178.603 | 171.011 | 163.5545 | 160.4645 | 153.6107 | 147.3132 | 139.2022 | 129.0261 | 117.5972 | 109.645 | -0.53083 | 0.0032116 | 0.046723 | -0.92841 | -2.4746 | -1.4014 | -0.95686 | -0.01008 | -0.54867 | 0.43357 | 0.87266 | 1.9423 | 3.4347 | 3.7773 | 7.8177 | 6.9386 | 6.6589 | 6.2143 | 4.5379 | 4.0271 | 2.8309 | 2.1124 | 1.0267 | 0.36364 | 51.6499 | 50.9771 | 50.2113 | 49.1497 | 48.4813 | 48.2047 | 47.3456 | 47.1969 | 48.6893 | 52.3786 | 56.2606 | 60.0494 | 61.9166 | 63.2438 | 63.9422 | 64.0426 | 63.1459 | 62.127 | 60.0535 | 58.0588 | 56.6031 | 55.3785 | 54.4082 | 53.0131 | 4.1969 | 4.031 | 4.3355 | 5.1607 | 4.6823 | 4.9559 | 4.4356 | 4.6731 | 5.7598 | 6.4027 | 6.0848 | 5.1698 | 5.5341 | 5.5642 | 4.6662 | 4.6359 | 4.0518 | 4.1966 | 4.2237 | 5.015 | 5.3666 | 5.469 | 4.8084 | 3.9762
Program Specific1-in-10Size: Over 200kWSouth of Lugo2022March Monthly Peak | Program Specific | 1-in-10 | Size: Over 200kW | South of Lugo | 2022 | March Monthly Peak | 3 | 108.891 | 104.0861 | 99.7699 | 100.0169 | 106.1692 | 124.5206 | 149.8905 | 167.9231 | 182.3018 | 195.8711 | 205.9085 | 211.3004 | 210.6553 | 213.1143 | 211.1164 | 202.2705 | 192.5538 | 183.2789 | 169.8208 | 163.8252 | 154.014 | 142.2534 | 127.752 | 117.9602 | -0.57004 | 0.0033928 | 0.049109 | -0.97245 | -2.6146 | -1.4982 | -1.0227 | -0.01088 | -0.60019 | 0.48541 | 1.006 | 2.2576 | 4.0227 | 4.4432 | 9.2409 | 8.207 | 7.8395 | 7.0978 | 5.0167 | 4.4785 | 3.1321 | 2.3289 | 1.1154 | 0.39121 | 61.1496 | 59.5092 | 58.8344 | 58.6243 | 57.7321 | 55.8474 | 55.3099 | 55.9993 | 59.1446 | 64.0534 | 69.2101 | 73.8724 | 77.1447 | 78.4762 | 78.7461 | 79.1016 | 78.1001 | 76.6708 | 75.0169 | 72.4663 | 69.697 | 66.4905 | 63.5611 | 61.4583 | 4.5069 | 4.2584 | 4.5569 | 5.4055 | 4.9472 | 5.2983 | 4.7408 | 5.0437 | 6.3006 | 7.1683 | 7.0145 | 6.0088 | 6.4816 | 6.5451 | 5.5156 | 5.4833 | 4.7702 | 4.7932 | 4.6694 | 5.5771 | 5.9376 | 6.0296 | 5.2236 | 4.2777
Program Specific1-in-10Size: Over 200kWSouth of Lugo2022April Monthly Peak | Program Specific | 1-in-10 | Size: Over 200kW | South of Lugo | 2022 | April Monthly Peak | 4 | 114.1251 | 109.8238 | 105.782 | 106.1213 | 113.6529 | 132.3596 | 157.9425 | 177.8523 | 197.1128 | 214.3535 | 228.2508 | 233.7556 | 232.7227 | 235.0389 | 231.4518 | 222.3084 | 210.9477 | 197.9517 | 179.4392 | 172.8409 | 163.9774 | 151.1061 | 136.8224 | 126.1824 | -0.75389 | -0.065385 | -0.18217 | -0.65882 | -2.2267 | -1.9878 | -1.5956 | -1.1338 | -0.64729 | 0.50652 | 1.0932 | 0.99937 | 2.4901 | 3.2062 | 7.8318 | 6.9014 | 6.6591 | 5.8399 | 3.5705 | 2.388 | 2.0774 | 1.9656 | 0.90864 | 0.47881 | 70.8161 | 69.7236 | 68.1326 | 66.495 | 65.094 | 64.2258 | 63.7687 | 63.8636 | 66.5494 | 72.1305 | 77.2162 | 82.3925 | 85.7062 | 87.2219 | 86.2612 | 86.0587 | 86.1119 | 85.9806 | 84.5475 | 80.3969 | 75.4854 | 71.1382 | 68.7461 | 67.5418 | 4.5525 | 4.3305 | 4.6566 | 5.5278 | 5.1042 | 5.4279 | 4.8146 | 5.1486 | 6.5658 | 7.5607 | 7.4942 | 6.4068 | 6.9014 | 6.9571 | 5.828 | 5.8084 | 5.0367 | 4.9895 | 4.7553 | 5.671 | 6.0929 | 6.173 | 5.3919 | 4.4102
Program Specific1-in-10Size: Over 200kWSouth of Lugo2022May Monthly Peak | Program Specific | 1-in-10 | Size: Over 200kW | South of Lugo | 2022 | May Monthly Peak | 5 | 112.7649 | 108.2421 | 104.6579 | 105.2979 | 113.0772 | 132.3296 | 156.8542 | 179.2567 | 197.7462 | 213.8437 | 227.3239 | 231.3263 | 229.1141 | 230.8748 | 227.2225 | 217.647 | 206.0458 | 194.4819 | 176.3374 | 168.2046 | 162.043 | 149.4639 | 135.1535 | 124.8354 | -0.7215 | -0.054151 | -0.14514 | -0.70975 | -2.3016 | -1.9275 | -1.5067 | -0.97144 | -0.64962 | 0.50904 | 1.0921 | 1.2135 | 2.7428 | 3.4014 | 8.0305 | 7.0708 | 6.7898 | 6.0093 | 3.7663 | 2.6684 | 2.2411 | 2.0204 | 0.94033 | 0.46466 | 67.7699 | 66.9498 | 65.276 | 64.3511 | 63.8485 | 63.1603 | 63.3927 | 63.5656 | 66.8552 | 72.7819 | 77.9381 | 81.7813 | 83.8646 | 84.9372 | 86.7788 | 87.9206 | 88.2644 | 87.3137 | 85.9225 | 83.3448 | 80.0627 | 76.0643 | 72.9861 | 70.9091 | 4.5098 | 4.2791 | 4.619 | 5.499 | 5.0914 | 5.4406 | 4.7937 | 5.2026 | 6.6038 | 7.5621 | 7.4829 | 6.3565 | 6.8118 | 6.8514 | 5.7362 | 5.7012 | 4.9323 | 4.9147 | 4.6851 | 5.5331 | 6.0364 | 6.1216 | 5.3398 | 4.3744
Program Specific1-in-10Size: Over 200kWSouth of Lugo2022June Monthly Peak | Program Specific | 1-in-10 | Size: Over 200kW | South of Lugo | 2022 | June Monthly Peak | 6 | 116.7155 | 112.0361 | 108.4072 | 109.0517 | 117.2521 | 136.4562 | 160.0448 | 182.045 | 198.6781 | 214.4522 | 226.6994 | 227.748 | 222.8339 | 224.5115 | 221.9665 | 215.2291 | 204.9838 | 194.1057 | 175.8439 | 168.008 | 162.0651 | 150.3863 | 136.4868 | 126.6811 | -0.70031 | -0.035617 | -0.080624 | -0.84636 | -2.558 | -1.8692 | -1.3849 | -0.65295 | -0.65317 | 0.51767 | 1.0954 | 1.6186 | 3.211 | 3.7776 | 8.4851 | 7.5879 | 7.2992 | 6.5177 | 4.2482 | 3.3249 | 2.6023 | 2.1797 | 1.0325 | 0.45394 | 65.9139 | 65.3461 | 64.8665 | 64.4618 | 62.9965 | 62.2165 | 62.4016 | 64.1555 | 67.1093 | 71.5149 | 76.4838 | 80.465 | 82.3387 | 82.7381 | 83.7312 | 83.9113 | 85.135 | 84.7419 | 84.6162 | 83.0119 | 78.6975 | 74.6132 | 71.7498 | 69.9445 | 4.7055 | 4.4648 | 4.8231 | 5.741 | 5.3221 | 5.6556 | 4.9307 | 5.3261 | 6.6885 | 7.6448 | 7.5226 | 6.3087 | 6.6786 | 6.7164 | 5.6488 | 5.6834 | 4.9465 | 4.9448 | 4.7097 | 5.5713 | 6.086 | 6.2091 | 5.4361 | 4.4749
Program Specific1-in-10Size: Over 200kWSouth of Lugo2022July Monthly Peak | Program Specific | 1-in-10 | Size: Over 200kW | South of Lugo | 2022 | July Monthly Peak | 7 | 119.7668 | 114.7618 | 110.9914 | 112.1733 | 120.7338 | 142.3122 | 167.6048 | 189.4805 | 206.2333 | 219.4927 | 230.3902 | 231.3091 | 227.3948 | 229.2284 | 226.5431 | 220.0593 | 210.923 | 199.3358 | 180.2912 | 171.0259 | 164.7353 | 153.0731 | 139.2828 | 130.0233 | -0.80688 | -0.075228 | -0.21468 | -0.65863 | -2.3072 | -2.1779 | -1.7458 | -1.3224 | -0.67707 | 0.51624 | 1.1014 | 0.84692 | 2.2503 | 2.9687 | 7.4502 | 6.6307 | 6.4736 | 5.7046 | 3.4209 | 2.1415 | 1.9661 | 1.9419 | 0.8971 | 0.49934 | 69.5227 | 68.8481 | 68.5796 | 68.3695 | 68.0296 | 67.7407 | 67.3374 | 67.5119 | 70.3661 | 74.4181 | 78.0894 | 79.7244 | 80.6369 | 82.4556 | 84.5919 | 85.5894 | 87.7569 | 86.52 | 84.35 | 81.7631 | 78.48 | 75.8206 | 74.0007 | 72.6403 | 4.7726 | 4.5205 | 4.8809 | 5.837 | 5.4167 | 5.83 | 5.1039 | 5.4795 | 6.8625 | 7.734 | 7.5566 | 6.3332 | 6.7364 | 6.7781 | 5.6985 | 5.7437 | 5.0309 | 5.0192 | 4.7729 | 5.6057 | 6.1147 | 6.2469 | 5.4832 | 4.5398
Program Specific1-in-10Size: Over 200kWSouth of Lugo2022August Monthly Peak | Program Specific | 1-in-10 | Size: Over 200kW | South of Lugo | 2022 | August Monthly Peak | 8 | 124.6701 | 119.9128 | 115.8634 | 117.1679 | 125.0173 | 149.2641 | 176.1237 | 196.7245 | 214.566 | 229.4083 | 241.6176 | 243.6375 | 239.3559 | 241.31 | 238.827 | 231.3566 | 221.6741 | 209.6077 | 188.7622 | 180.7371 | 172.264 | 160.6268 | 145.8252 | 135.5078 | -0.90778 | -0.1085 | -0.32597 | -0.52446 | -2.1392 | -2.4613 | -2.0639 | -1.8658 | -0.70371 | 0.52906 | 1.1458 | 0.2721 | 1.5707 | 2.4346 | 6.9122 | 6.0957 | 5.9986 | 5.2309 | 2.8589 | 1.2928 | 1.5315 | 1.8232 | 0.81823 | 0.54612 | 70.6686 | 70.2346 | 70.0455 | 69.7337 | 69.3366 | 69.1939 | 69.0975 | 69.3374 | 71.5878 | 75.27 | 78.6488 | 82.3287 | 85.1725 | 86.9494 | 87.2913 | 88.1875 | 88.8175 | 88.9906 | 88.2575 | 84.7363 | 79.3669 | 75.8408 | 73.6155 | 72.1512 | 4.9712 | 4.7264 | 5.0983 | 6.1008 | 5.6124 | 6.1187 | 5.3667 | 5.6926 | 7.1443 | 8.0884 | 7.9298 | 6.6749 | 7.0952 | 7.1399 | 6.0113 | 6.0423 | 5.2907 | 5.2812 | 5.0003 | 5.9277 | 6.3982 | 6.5593 | 5.7444 | 4.7343
Program Specific1-in-10Size: Over 200kWSouth of Lugo2022September Monthly Peak | Program Specific | 1-in-10 | Size: Over 200kW | South of Lugo | 2022 | September Monthly Peak | 9 | 122.8644 | 118.4863 | 114.9253 | 116.489 | 123.9156 | 149.573 | 179.1286 | 201.8098 | 225.2061 | 243.5357 | 257.2662 | 259.6061 | 256.5191 | 258.2248 | 252.7818 | 242.7228 | 229.9794 | 216.4118 | 194.5975 | 188.4822 | 176.299 | 162.1794 | 146.1278 | 135.0223 | -1.0382 | -0.17065 | -0.5403 | -0.17236 | -1.5884 | -2.8473 | -2.5999 | -2.9998 | -0.73699 | 0.53772 | 1.199 | -1.1286 | -0.15298 | 1.0185 | 5.1752 | 4.4231 | 4.4301 | 3.6986 | 1.3474 | -0.82452 | 0.41486 | 1.3757 | 0.55954 | 0.5992 | 74.3382 | 73.1777 | 72.597 | 72.3549 | 71.5518 | 71.0447 | 70.8303 | 71.2166 | 73.4731 | 77.4969 | 81.8981 | 87.55 | 91.9956 | 95.3687 | 95.9325 | 95.5094 | 94.9963 | 93.6512 | 92.4231 | 89.9744 | 86.2625 | 80.9213 | 77.635 | 75.62 | 5.0349 | 4.7996 | 5.1972 | 6.2335 | 5.7171 | 6.3013 | 5.6095 | 6.0016 | 7.7064 | 8.8245 | 8.6774 | 7.3095 | 7.8147 | 7.8521 | 6.5389 | 6.5149 | 5.641 | 5.6038 | 5.2978 | 6.3531 | 6.7295 | 6.8062 | 5.9158 | 4.848
Program Specific1-in-10Size: Over 200kWSouth of Lugo2022October Monthly Peak | Program Specific | 1-in-10 | Size: Over 200kW | South of Lugo | 2022 | October Monthly Peak | 10 | 117.0358 | 114.1165 | 110.0031 | 111.0214 | 117.9948 | 138.5586 | 166.2549 | 186.3626 | 204.8972 | 224.0647 | 239.0902 | 243.7119 | 242.9449 | 244.9051 | 241.0459 | 229.3678 | 217.0354 | 202.4944 | 188.2424 | 178.0542 | 166.9431 | 153.8666 | 138.5016 | 127.0116 | -0.82998 | -0.093338 | -0.27577 | -0.55095 | -2.1012 | -2.2275 | -1.8728 | -1.6048 | -0.67224 | 0.52031 | 1.137 | 0.48838 | 1.8766 | 2.7152 | 7.3079 | 6.3459 | 6.1478 | 5.3119 | 3.1023 | 1.6068 | 1.6614 | 1.8181 | 0.8172 | 0.50347 | 71.8954 | 71.4141 | 70.5804 | 69.7394 | 68.5994 | 68.3667 | 68.5321 | 68.7561 | 69.7404 | 72.4167 | 76.5937 | 81.6181 | 85.0487 | 86.5888 | 87.0906 | 87.3094 | 86.3394 | 83.5694 | 80.0429 | 77.5896 | 75.4874 | 74.0637 | 72.8235 | 71.8091 | 4.6615 | 4.4929 | 4.8351 | 5.7743 | 5.2912 | 5.6735 | 5.0603 | 5.3867 | 6.8147 | 7.8912 | 7.8381 | 6.6695 | 7.1936 | 7.2381 | 6.0603 | 5.9837 | 5.1742 | 5.0963 | 4.981 | 5.8332 | 6.1936 | 6.2762 | 5.4498 | 4.4325
Program Specific1-in-10Size: Over 200kWSouth of Lugo2022November Monthly Peak | Program Specific | 1-in-10 | Size: Over 200kW | South of Lugo | 2022 | November Monthly Peak | 11 | 108.2587 | 104.1375 | 100.515 | 101.9687 | 108.1701 | 124.9243 | 148.09 | 166.741 | 182.7497 | 198.3713 | 209.4794 | 212.6486 | 210.8847 | 211.8765 | 206.9098 | 196.1594 | 187.4062 | 182.2323 | 168.4738 | 159.9456 | 151.5476 | 139.2547 | 125.5358 | 115.6671 | -0.56673 | 0.0033945 | 0.049476 | -0.99142 | -2.6639 | -1.503 | -1.0104 | -0.010803 | -0.60166 | 0.49161 | 1.0234 | 2.272 | 4.0271 | 4.4173 | 9.0568 | 7.959 | 7.63 | 7.0573 | 4.9769 | 4.3724 | 3.082 | 2.2798 | 1.0961 | 0.38361 | 64.5657 | 62.8766 | 62.1772 | 60.5854 | 59.4328 | 58.7374 | 58.1706 | 59.471 | 62.1961 | 67.1412 | 72.7061 | 76.7751 | 78.8172 | 80.4731 | 81.2821 | 80.8011 | 79.2744 | 77.1472 | 75.1576 | 72.6707 | 70.8571 | 69.3156 | 67.4851 | 66.3637 | 4.4807 | 4.2605 | 4.5909 | 5.511 | 5.0405 | 5.3154 | 4.6838 | 5.0082 | 6.316 | 7.2598 | 7.1362 | 6.0472 | 6.4887 | 6.5071 | 5.4057 | 5.3176 | 4.6427 | 4.7659 | 4.6324 | 5.4451 | 5.8425 | 5.9025 | 5.133 | 4.1946
Program Specific1-in-10Size: Over 200kWSouth of Lugo2022December Monthly Peak | Program Specific | 1-in-10 | Size: Over 200kW | South of Lugo | 2022 | December Monthly Peak | 12 | 97.3938 | 94.9409 | 91.5137 | 91.7511 | 95.3358 | 109.5767 | 133.6105 | 148.5233 | 158.984 | 166.43 | 164.7723 | 162.9851 | 158.0054 | 157.0833 | 154.328 | 148.4353 | 146.1891 | 148.9142 | 143.9154 | 139.9057 | 132.7157 | 124.0684 | 113.0749 | 103.7356 | -0.50985 | 0.0030947 | 0.045046 | -0.89208 | -2.3478 | -1.3184 | -0.91161 | -0.0096226 | -0.52342 | 0.41245 | 0.80502 | 1.7414 | 3.0173 | 3.275 | 6.7552 | 6.0226 | 5.9519 | 5.767 | 4.2514 | 3.8246 | 2.699 | 2.0312 | 0.98726 | 0.34404 | 47.0285 | 46.4337 | 45.5578 | 44.848 | 44.2946 | 43.0241 | 43.9849 | 44.6623 | 45.9627 | 47.679 | 49.9704 | 51.7899 | 53.0535 | 52.5976 | 52.486 | 52.2267 | 51.9264 | 50.7543 | 49.4474 | 48.6657 | 47.6387 | 47.0682 | 46.369 | 45.9851 | 4.031 | 3.8842 | 4.1798 | 4.9588 | 4.4424 | 4.6624 | 4.2259 | 4.461 | 5.4947 | 6.0908 | 5.6132 | 4.6349 | 4.8616 | 4.8243 | 4.032 | 4.0239 | 3.6216 | 3.8945 | 3.9571 | 4.7628 | 5.1165 | 5.2588 | 4.6234 | 3.7619
Program Specific1-in-10Size: Over 200kWSouth of Lugo2022Typical Event Day | Program Specific | 1-in-10 | Size: Over 200kW | South of Lugo | 2022 | Typical Event Day | 8 | 124.4331 | 119.6712 | 115.6071 | 116.8522 | 124.6605 | 148.8144 | 175.5473 | 195.9722 | 213.4121 | 227.8977 | 239.8749 | 241.8651 | 237.5911 | 239.5426 | 237.1724 | 229.8242 | 220.2694 | 208.3621 | 187.8123 | 179.9731 | 171.6602 | 160.1293 | 145.3111 | 135.054 | -0.88562 | -0.099281 | -0.29458 | -0.57224 | -2.2082 | -2.4007 | -1.9882 | -1.7106 | -0.70014 | 0.52873 | 1.1403 | 0.45579 | 1.7981 | 2.6236 | 7.1465 | 6.3177 | 6.2019 | 5.43 | 3.0615 | 1.5788 | 1.6838 | 1.882 | 0.85172 | 0.53656 | 70.1108 | 69.4016 | 69.0222 | 68.73 | 67.9786 | 67.549 | 67.4167 | 68.0553 | 70.6341 | 74.675 | 78.78 | 82.517 | 85.0359 | 86.878 | 87.8867 | 88.2994 | 89.1764 | 88.4759 | 87.4117 | 84.8714 | 80.7017 | 76.799 | 74.2502 | 72.589 | 4.9566 | 4.712 | 5.0819 | 6.0781 | 5.5906 | 6.094 | 5.3436 | 5.665 | 7.0986 | 8.0269 | 7.8646 | 6.6196 | 7.0357 | 7.0803 | 5.9635 | 5.9962 | 5.2518 | 5.2445 | 4.9701 | 5.8966 | 6.3692 | 6.5323 | 5.7183 | 4.7136
Program Specific1-in-10Size: Over 200kWSouth of Lugo2023January Monthly Peak | Program Specific | 1-in-10 | Size: Over 200kW | South of Lugo | 2023 | January Monthly Peak | 1 | 96.5097 | 94.3088 | 91.7761 | 91.4462 | 96.4022 | 110.8356 | 135.5438 | 150.845 | 160.1931 | 166.606 | 165.2887 | 164.1348 | 159.1613 | 159.3004 | 155.8409 | 149.689 | 144.5654 | 146.9385 | 142.0615 | 138.5795 | 130.8983 | 123.3669 | 113.4721 | 104.7099 | -0.50522 | 0.0030741 | 0.045175 | -0.88911 | -2.3741 | -1.3335 | -0.9248 | -0.0097731 | -0.5274 | 0.41289 | 0.80755 | 1.7537 | 3.0394 | 3.3212 | 6.8214 | 6.0735 | 5.8858 | 5.6905 | 4.1967 | 3.7884 | 2.662 | 2.0197 | 0.99073 | 0.34727 | 45.7671 | 45.9498 | 45.2622 | 44.5779 | 44.4359 | 44.1863 | 43.1384 | 42.8828 | 43.8254 | 46.5904 | 48.5993 | 50.5928 | 52.659 | 53.7219 | 54.6396 | 54.8501 | 54.4749 | 53.5548 | 51.9724 | 51.0205 | 50.0489 | 49.7578 | 49.5876 | 48.5424 | 3.9944 | 3.8584 | 4.1918 | 4.9423 | 4.4921 | 4.716 | 4.287 | 4.5308 | 5.5365 | 6.0973 | 5.6308 | 4.6676 | 4.8972 | 4.8924 | 4.0715 | 4.0579 | 3.5814 | 3.8428 | 3.9061 | 4.7177 | 5.0464 | 5.2291 | 4.6397 | 3.7972
Program Specific1-in-10Size: Over 200kWSouth of Lugo2023February Monthly Peak | Program Specific | 1-in-10 | Size: Over 200kW | South of Lugo | 2023 | February Monthly Peak | 2 | 101.401 | 98.527 | 94.9227 | 95.4876 | 100.4839 | 116.4746 | 140.2426 | 155.5828 | 166.6554 | 174.9517 | 178.6151 | 181.7948 | 179.86 | 181.1747 | 178.603 | 171.011 | 163.5545 | 160.4645 | 153.6107 | 147.3132 | 139.2022 | 129.0261 | 117.5972 | 109.645 | -0.53083 | 0.0032116 | 0.046723 | -0.92841 | -2.4746 | -1.4014 | -0.95686 | -0.01008 | -0.54867 | 0.43357 | 0.87266 | 1.9423 | 3.4347 | 3.7773 | 7.8178 | 6.9386 | 6.6589 | 6.2143 | 4.5379 | 4.0271 | 2.8309 | 2.1124 | 1.0267 | 0.36364 | 51.6499 | 50.9771 | 50.2113 | 49.1497 | 48.4813 | 48.2047 | 47.3456 | 47.1969 | 48.6892 | 52.3786 | 56.2606 | 60.0494 | 61.9166 | 63.2438 | 63.9422 | 64.0426 | 63.1459 | 62.127 | 60.0535 | 58.0588 | 56.6031 | 55.3785 | 54.4082 | 53.0131 | 4.1969 | 4.031 | 4.3355 | 5.1607 | 4.6823 | 4.9559 | 4.4356 | 4.6731 | 5.7598 | 6.4027 | 6.0848 | 5.1698 | 5.5341 | 5.5642 | 4.6662 | 4.6359 | 4.0518 | 4.1966 | 4.2237 | 5.015 | 5.3666 | 5.469 | 4.8084 | 3.9762
Program Specific1-in-10Size: Over 200kWSouth of Lugo2023March Monthly Peak | Program Specific | 1-in-10 | Size: Over 200kW | South of Lugo | 2023 | March Monthly Peak | 3 | 108.891 | 104.0861 | 99.7699 | 100.0169 | 106.1692 | 124.5206 | 149.8905 | 167.9231 | 182.3018 | 195.8711 | 205.9085 | 211.3004 | 210.6553 | 213.1143 | 211.1164 | 202.2705 | 192.5538 | 183.279 | 169.8208 | 163.8252 | 154.014 | 142.2534 | 127.7521 | 117.9602 | -0.57004 | 0.0033928 | 0.049109 | -0.97245 | -2.6146 | -1.4982 | -1.0227 | -0.01088 | -0.60019 | 0.48541 | 1.006 | 2.2576 | 4.0227 | 4.4432 | 9.2409 | 8.207 | 7.8395 | 7.0978 | 5.0167 | 4.4785 | 3.1321 | 2.3289 | 1.1154 | 0.39121 | 61.1496 | 59.5092 | 58.8344 | 58.6243 | 57.7321 | 55.8474 | 55.3099 | 55.9993 | 59.1446 | 64.0534 | 69.2101 | 73.8724 | 77.1448 | 78.4762 | 78.7461 | 79.1016 | 78.1001 | 76.6708 | 75.0169 | 72.4663 | 69.697 | 66.4905 | 63.5611 | 61.4583 | 4.5069 | 4.2584 | 4.5569 | 5.4055 | 4.9472 | 5.2983 | 4.7408 | 5.0437 | 6.3006 | 7.1683 | 7.0145 | 6.0088 | 6.4816 | 6.5451 | 5.5156 | 5.4833 | 4.7702 | 4.7932 | 4.6694 | 5.5771 | 5.9376 | 6.0296 | 5.2236 | 4.2777
Program Specific1-in-10Size: Over 200kWSouth of Lugo2023April Monthly Peak | Program Specific | 1-in-10 | Size: Over 200kW | South of Lugo | 2023 | April Monthly Peak | 4 | 114.1251 | 109.8238 | 105.782 | 106.1213 | 113.6529 | 132.3596 | 157.9425 | 177.8523 | 197.1128 | 214.3535 | 228.2508 | 233.7556 | 232.7227 | 235.0389 | 231.4518 | 222.3084 | 210.9477 | 197.9518 | 179.4392 | 172.8409 | 163.9774 | 151.1061 | 136.8224 | 126.1824 | -0.75389 | -0.065385 | -0.18217 | -0.65882 | -2.2267 | -1.9878 | -1.5956 | -1.1338 | -0.64729 | 0.50652 | 1.0932 | 0.99937 | 2.4901 | 3.2062 | 7.8318 | 6.9014 | 6.6591 | 5.8399 | 3.5705 | 2.388 | 2.0774 | 1.9656 | 0.90864 | 0.47881 | 70.8161 | 69.7236 | 68.1326 | 66.495 | 65.094 | 64.2257 | 63.7687 | 63.8636 | 66.5494 | 72.1305 | 77.2163 | 82.3925 | 85.7062 | 87.2219 | 86.2612 | 86.0588 | 86.1119 | 85.9806 | 84.5475 | 80.3969 | 75.4854 | 71.1383 | 68.7461 | 67.5417 | 4.5525 | 4.3305 | 4.6566 | 5.5278 | 5.1042 | 5.4279 | 4.8146 | 5.1486 | 6.5658 | 7.5607 | 7.4942 | 6.4068 | 6.9014 | 6.9571 | 5.828 | 5.8084 | 5.0367 | 4.9895 | 4.7553 | 5.671 | 6.0929 | 6.173 | 5.3919 | 4.4102
Program Specific1-in-10Size: Over 200kWSouth of Lugo2023May Monthly Peak | Program Specific | 1-in-10 | Size: Over 200kW | South of Lugo | 2023 | May Monthly Peak | 5 | 112.7649 | 108.2421 | 104.6579 | 105.2979 | 113.0772 | 132.3296 | 156.8542 | 179.2567 | 197.7462 | 213.8437 | 227.3238 | 231.3263 | 229.1141 | 230.8748 | 227.2224 | 217.647 | 206.0458 | 194.4819 | 176.3374 | 168.2046 | 162.043 | 149.4639 | 135.1535 | 124.8354 | -0.7215 | -0.05415 | -0.14514 | -0.70975 | -2.3016 | -1.9275 | -1.5067 | -0.97144 | -0.64962 | 0.50904 | 1.0921 | 1.2135 | 2.7428 | 3.4014 | 8.0305 | 7.0708 | 6.7898 | 6.0093 | 3.7663 | 2.6684 | 2.2411 | 2.0204 | 0.94033 | 0.46466 | 67.7699 | 66.9498 | 65.276 | 64.3511 | 63.8485 | 63.1603 | 63.3927 | 63.5656 | 66.8552 | 72.7819 | 77.9381 | 81.7812 | 83.8646 | 84.9372 | 86.7787 | 87.9206 | 88.2644 | 87.3138 | 85.9225 | 83.3447 | 80.0627 | 76.0643 | 72.9861 | 70.9091 | 4.5098 | 4.2791 | 4.619 | 5.499 | 5.0914 | 5.4406 | 4.7937 | 5.2026 | 6.6038 | 7.5621 | 7.4829 | 6.3565 | 6.8118 | 6.8514 | 5.7362 | 5.7012 | 4.9323 | 4.9147 | 4.6851 | 5.5331 | 6.0364 | 6.1216 | 5.3398 | 4.3744
Program Specific1-in-10Size: Over 200kWSouth of Lugo2023June Monthly Peak | Program Specific | 1-in-10 | Size: Over 200kW | South of Lugo | 2023 | June Monthly Peak | 6 | 116.7155 | 112.0361 | 108.4072 | 109.0517 | 117.2521 | 136.4562 | 160.0447 | 182.045 | 198.6781 | 214.4522 | 226.6994 | 227.748 | 222.8339 | 224.5115 | 221.9665 | 215.2291 | 204.9838 | 194.1057 | 175.8439 | 168.008 | 162.0651 | 150.3863 | 136.4868 | 126.6811 | -0.70031 | -0.035617 | -0.080624 | -0.84636 | -2.558 | -1.8692 | -1.3849 | -0.65295 | -0.65317 | 0.51767 | 1.0954 | 1.6186 | 3.211 | 3.7776 | 8.4851 | 7.5879 | 7.2992 | 6.5177 | 4.2482 | 3.3249 | 2.6023 | 2.1797 | 1.0325 | 0.45394 | 65.9139 | 65.3461 | 64.8665 | 64.4618 | 62.9965 | 62.2165 | 62.4016 | 64.1555 | 67.1093 | 71.5149 | 76.4837 | 80.465 | 82.3387 | 82.7381 | 83.7313 | 83.9113 | 85.135 | 84.7419 | 84.6162 | 83.0119 | 78.6975 | 74.6132 | 71.7498 | 69.9445 | 4.7055 | 4.4648 | 4.8231 | 5.741 | 5.322 | 5.6556 | 4.9307 | 5.3261 | 6.6885 | 7.6448 | 7.5226 | 6.3087 | 6.6786 | 6.7164 | 5.6488 | 5.6834 | 4.9465 | 4.9448 | 4.7097 | 5.5713 | 6.086 | 6.2091 | 5.4361 | 4.4749
Program Specific1-in-10Size: Over 200kWSouth of Lugo2023July Monthly Peak | Program Specific | 1-in-10 | Size: Over 200kW | South of Lugo | 2023 | July Monthly Peak | 7 | 119.7668 | 114.7618 | 110.9914 | 112.1733 | 120.7338 | 142.3122 | 167.6048 | 189.4805 | 206.2333 | 219.4927 | 230.3902 | 231.3091 | 227.3948 | 229.2284 | 226.5431 | 220.0593 | 210.923 | 199.3358 | 180.2912 | 171.0259 | 164.7353 | 153.0732 | 139.2828 | 130.0233 | -0.80688 | -0.075228 | -0.21468 | -0.65863 | -2.3072 | -2.1779 | -1.7458 | -1.3224 | -0.67707 | 0.51624 | 1.1014 | 0.84692 | 2.2503 | 2.9687 | 7.4502 | 6.6307 | 6.4736 | 5.7046 | 3.4209 | 2.1415 | 1.9661 | 1.9419 | 0.8971 | 0.49934 | 69.5227 | 68.8481 | 68.5796 | 68.3695 | 68.0296 | 67.7408 | 67.3374 | 67.5119 | 70.3661 | 74.4181 | 78.0894 | 79.7244 | 80.6369 | 82.4556 | 84.5919 | 85.5894 | 87.7569 | 86.52 | 84.35 | 81.7631 | 78.48 | 75.8206 | 74.0008 | 72.6402 | 4.7726 | 4.5205 | 4.8809 | 5.837 | 5.4167 | 5.83 | 5.1039 | 5.4795 | 6.8625 | 7.734 | 7.5566 | 6.3332 | 6.7364 | 6.7781 | 5.6985 | 5.7437 | 5.0309 | 5.0192 | 4.7729 | 5.6057 | 6.1147 | 6.2469 | 5.4832 | 4.5398
Program Specific1-in-10Size: Over 200kWSouth of Lugo2023August Monthly Peak | Program Specific | 1-in-10 | Size: Over 200kW | South of Lugo | 2023 | August Monthly Peak | 8 | 124.6701 | 119.9128 | 115.8634 | 117.1679 | 125.0173 | 149.2641 | 176.1237 | 196.7245 | 214.566 | 229.4083 | 241.6175 | 243.6375 | 239.3559 | 241.3099 | 238.827 | 231.3566 | 221.6741 | 209.6077 | 188.7622 | 180.7371 | 172.264 | 160.6268 | 145.8252 | 135.5078 | -0.90778 | -0.1085 | -0.32597 | -0.52446 | -2.1392 | -2.4613 | -2.0639 | -1.8658 | -0.70371 | 0.52906 | 1.1458 | 0.2721 | 1.5707 | 2.4346 | 6.9122 | 6.0957 | 5.9986 | 5.2309 | 2.8589 | 1.2928 | 1.5315 | 1.8232 | 0.81823 | 0.54612 | 70.6686 | 70.2346 | 70.0455 | 69.7337 | 69.3366 | 69.1939 | 69.0975 | 69.3374 | 71.5878 | 75.27 | 78.6487 | 82.3288 | 85.1725 | 86.9494 | 87.2913 | 88.1875 | 88.8175 | 88.9906 | 88.2575 | 84.7363 | 79.3669 | 75.8407 | 73.6155 | 72.1512 | 4.9712 | 4.7264 | 5.0983 | 6.1008 | 5.6124 | 6.1187 | 5.3667 | 5.6926 | 7.1443 | 8.0884 | 7.9298 | 6.6749 | 7.0952 | 7.1399 | 6.0113 | 6.0423 | 5.2907 | 5.2812 | 5.0003 | 5.9277 | 6.3982 | 6.5593 | 5.7444 | 4.7343
Program Specific1-in-10Size: Over 200kWSouth of Lugo2023September Monthly Peak | Program Specific | 1-in-10 | Size: Over 200kW | South of Lugo | 2023 | September Monthly Peak | 9 | 122.8644 | 118.4863 | 114.9253 | 116.4889 | 123.9156 | 149.573 | 179.1286 | 201.8098 | 225.2061 | 243.5357 | 257.2662 | 259.6061 | 256.5191 | 258.2248 | 252.7818 | 242.7228 | 229.9794 | 216.4118 | 194.5975 | 188.4822 | 176.299 | 162.1793 | 146.1278 | 135.0223 | -1.0382 | -0.17065 | -0.5403 | -0.17236 | -1.5884 | -2.8473 | -2.5999 | -2.9998 | -0.73699 | 0.53772 | 1.199 | -1.1286 | -0.15298 | 1.0185 | 5.1752 | 4.4231 | 4.4301 | 3.6986 | 1.3474 | -0.82452 | 0.41486 | 1.3757 | 0.55954 | 0.5992 | 74.3382 | 73.1778 | 72.597 | 72.3549 | 71.5518 | 71.0447 | 70.8303 | 71.2166 | 73.4731 | 77.4969 | 81.8981 | 87.55 | 91.9956 | 95.3688 | 95.9325 | 95.5094 | 94.9962 | 93.6513 | 92.4231 | 89.9744 | 86.2625 | 80.9213 | 77.635 | 75.62 | 5.0349 | 4.7996 | 5.1972 | 6.2335 | 5.7171 | 6.3013 | 5.6095 | 6.0016 | 7.7064 | 8.8245 | 8.6774 | 7.3095 | 7.8147 | 7.8521 | 6.5389 | 6.5149 | 5.641 | 5.6038 | 5.2978 | 6.3531 | 6.7295 | 6.8062 | 5.9158 | 4.848
Program Specific1-in-10Size: Over 200kWSouth of Lugo2023October Monthly Peak | Program Specific | 1-in-10 | Size: Over 200kW | South of Lugo | 2023 | October Monthly Peak | 10 | 117.0358 | 114.1165 | 110.0031 | 111.0214 | 117.9948 | 138.5586 | 166.2549 | 186.3626 | 204.8972 | 224.0647 | 239.0901 | 243.712 | 242.9449 | 244.9051 | 241.0459 | 229.3678 | 217.0354 | 202.4944 | 188.2424 | 178.0542 | 166.9431 | 153.8666 | 138.5016 | 127.0116 | -0.82998 | -0.093338 | -0.27577 | -0.55095 | -2.1012 | -2.2275 | -1.8728 | -1.6048 | -0.67224 | 0.52031 | 1.137 | 0.48838 | 1.8766 | 2.7152 | 7.3079 | 6.3459 | 6.1478 | 5.3119 | 3.1023 | 1.6068 | 1.6614 | 1.8181 | 0.8172 | 0.50347 | 71.8954 | 71.4141 | 70.5804 | 69.7394 | 68.5994 | 68.3667 | 68.5321 | 68.7561 | 69.7404 | 72.4167 | 76.5937 | 81.6181 | 85.0487 | 86.5887 | 87.0906 | 87.3094 | 86.3394 | 83.5694 | 80.0429 | 77.5896 | 75.4874 | 74.0637 | 72.8235 | 71.8091 | 4.6615 | 4.4929 | 4.8351 | 5.7743 | 5.2912 | 5.6735 | 5.0603 | 5.3867 | 6.8147 | 7.8912 | 7.8381 | 6.6695 | 7.1936 | 7.2381 | 6.0603 | 5.9837 | 5.1742 | 5.0963 | 4.981 | 5.8332 | 6.1936 | 6.2762 | 5.4498 | 4.4325
Program Specific1-in-10Size: Over 200kWSouth of Lugo2023November Monthly Peak | Program Specific | 1-in-10 | Size: Over 200kW | South of Lugo | 2023 | November Monthly Peak | 11 | 108.2587 | 104.1375 | 100.515 | 101.9687 | 108.1701 | 124.9243 | 148.09 | 166.741 | 182.7497 | 198.3713 | 209.4794 | 212.6486 | 210.8847 | 211.8765 | 206.9098 | 196.1594 | 187.4062 | 182.2323 | 168.4738 | 159.9456 | 151.5476 | 139.2547 | 125.5358 | 115.6671 | -0.56673 | 0.0033945 | 0.049476 | -0.99142 | -2.6639 | -1.503 | -1.0104 | -0.010803 | -0.60166 | 0.49161 | 1.0234 | 2.272 | 4.0271 | 4.4173 | 9.0568 | 7.959 | 7.63 | 7.0573 | 4.9769 | 4.3724 | 3.082 | 2.2798 | 1.0961 | 0.38361 | 64.5657 | 62.8766 | 62.1772 | 60.5854 | 59.4328 | 58.7374 | 58.1706 | 59.471 | 62.1961 | 67.1412 | 72.7061 | 76.7751 | 78.8172 | 80.4731 | 81.2821 | 80.8011 | 79.2744 | 77.1472 | 75.1576 | 72.6707 | 70.8571 | 69.3156 | 67.4851 | 66.3637 | 4.4807 | 4.2605 | 4.5909 | 5.511 | 5.0405 | 5.3154 | 4.6838 | 5.0082 | 6.316 | 7.2598 | 7.1362 | 6.0472 | 6.4887 | 6.5071 | 5.4057 | 5.3176 | 4.6427 | 4.7659 | 4.6324 | 5.4451 | 5.8425 | 5.9025 | 5.133 | 4.1946
Program Specific1-in-10Size: Over 200kWSouth of Lugo2023December Monthly Peak | Program Specific | 1-in-10 | Size: Over 200kW | South of Lugo | 2023 | December Monthly Peak | 12 | 97.3938 | 94.9409 | 91.5137 | 91.7511 | 95.3358 | 109.5767 | 133.6105 | 148.5233 | 158.984 | 166.43 | 164.7723 | 162.9851 | 158.0054 | 157.0832 | 154.328 | 148.4353 | 146.1891 | 148.9142 | 143.9154 | 139.9057 | 132.7157 | 124.0684 | 113.0749 | 103.7356 | -0.50985 | 0.0030947 | 0.045046 | -0.89208 | -2.3478 | -1.3184 | -0.91161 | -0.0096226 | -0.52342 | 0.41245 | 0.80502 | 1.7414 | 3.0173 | 3.275 | 6.7552 | 6.0226 | 5.9519 | 5.767 | 4.2514 | 3.8246 | 2.699 | 2.0312 | 0.98726 | 0.34404 | 47.0285 | 46.4337 | 45.5578 | 44.848 | 44.2946 | 43.0241 | 43.9849 | 44.6623 | 45.9627 | 47.679 | 49.9704 | 51.7899 | 53.0535 | 52.5976 | 52.486 | 52.2267 | 51.9264 | 50.7543 | 49.4474 | 48.6657 | 47.6387 | 47.0682 | 46.369 | 45.9851 | 4.031 | 3.8842 | 4.1798 | 4.9588 | 4.4424 | 4.6624 | 4.2259 | 4.461 | 5.4947 | 6.0908 | 5.6132 | 4.6349 | 4.8616 | 4.8243 | 4.032 | 4.0239 | 3.6216 | 3.8945 | 3.9571 | 4.7628 | 5.1165 | 5.2588 | 4.6234 | 3.7619
Program Specific1-in-10Size: Over 200kWSouth of Lugo2023Typical Event Day | Program Specific | 1-in-10 | Size: Over 200kW | South of Lugo | 2023 | Typical Event Day | 8 | 124.4331 | 119.6712 | 115.6071 | 116.8522 | 124.6605 | 148.8144 | 175.5473 | 195.9722 | 213.4121 | 227.8977 | 239.8749 | 241.8651 | 237.5911 | 239.5426 | 237.1724 | 229.8242 | 220.2694 | 208.3621 | 187.8123 | 179.9731 | 171.6602 | 160.1293 | 145.3111 | 135.054 | -0.88562 | -0.099281 | -0.29458 | -0.57224 | -2.2082 | -2.4007 | -1.9882 | -1.7106 | -0.70014 | 0.52873 | 1.1403 | 0.45579 | 1.7981 | 2.6236 | 7.1465 | 6.3177 | 6.2019 | 5.43 | 3.0615 | 1.5788 | 1.6838 | 1.882 | 0.85172 | 0.53656 | 70.1108 | 69.4016 | 69.0222 | 68.73 | 67.9786 | 67.549 | 67.4167 | 68.0553 | 70.6341 | 74.675 | 78.78 | 82.517 | 85.0359 | 86.878 | 87.8867 | 88.2994 | 89.1764 | 88.4759 | 87.4117 | 84.8714 | 80.7017 | 76.799 | 74.2503 | 72.589 | 4.9566 | 4.712 | 5.0819 | 6.0781 | 5.5906 | 6.094 | 5.3436 | 5.665 | 7.0986 | 8.0269 | 7.8646 | 6.6196 | 7.0357 | 7.0803 | 5.9635 | 5.9962 | 5.2518 | 5.2445 | 4.9701 | 5.8966 | 6.3692 | 6.5323 | 5.7183 | 4.7136
Program Specific1-in-10Size: Over 200kWSouth of Lugo2024January Monthly Peak | Program Specific | 1-in-10 | Size: Over 200kW | South of Lugo | 2024 | January Monthly Peak | 1 | 96.5097 | 94.3088 | 91.7761 | 91.4462 | 96.4022 | 110.8356 | 135.5438 | 150.845 | 160.1931 | 166.6061 | 165.2887 | 164.1348 | 159.1613 | 159.3004 | 155.8409 | 149.689 | 144.5654 | 146.9385 | 142.0615 | 138.5795 | 130.8983 | 123.3669 | 113.4721 | 104.7099 | -0.50522 | 0.0030741 | 0.045175 | -0.88911 | -2.3741 | -1.3335 | -0.9248 | -0.0097731 | -0.5274 | 0.41289 | 0.80755 | 1.7537 | 3.0394 | 3.3212 | 6.8214 | 6.0735 | 5.8858 | 5.6905 | 4.1967 | 3.7884 | 2.662 | 2.0197 | 0.99073 | 0.34727 | 45.7671 | 45.9498 | 45.2623 | 44.5779 | 44.4359 | 44.1863 | 43.1384 | 42.8828 | 43.8254 | 46.5904 | 48.5993 | 50.5928 | 52.659 | 53.7219 | 54.6396 | 54.8501 | 54.4749 | 53.5547 | 51.9724 | 51.0205 | 50.0489 | 49.7577 | 49.5876 | 48.5424 | 3.9944 | 3.8584 | 4.1918 | 4.9423 | 4.4921 | 4.716 | 4.287 | 4.5308 | 5.5365 | 6.0973 | 5.6308 | 4.6676 | 4.8972 | 4.8924 | 4.0715 | 4.0579 | 3.5814 | 3.8428 | 3.9061 | 4.7177 | 5.0464 | 5.2291 | 4.6397 | 3.7972
Program Specific1-in-10Size: Over 200kWSouth of Lugo2024February Monthly Peak | Program Specific | 1-in-10 | Size: Over 200kW | South of Lugo | 2024 | February Monthly Peak | 2 | 101.401 | 98.527 | 94.9227 | 95.4876 | 100.4839 | 116.4746 | 140.2426 | 155.5828 | 166.6554 | 174.9517 | 178.6151 | 181.7948 | 179.86 | 181.1747 | 178.603 | 171.011 | 163.5545 | 160.4645 | 153.6107 | 147.3132 | 139.2022 | 129.0261 | 117.5972 | 109.645 | -0.53083 | 0.0032116 | 0.046723 | -0.92841 | -2.4746 | -1.4014 | -0.95686 | -0.01008 | -0.54867 | 0.43357 | 0.87266 | 1.9423 | 3.4347 | 3.7773 | 7.8178 | 6.9386 | 6.6589 | 6.2143 | 4.5379 | 4.0271 | 2.8309 | 2.1124 | 1.0267 | 0.36364 | 51.6499 | 50.9771 | 50.2113 | 49.1497 | 48.4813 | 48.2047 | 47.3456 | 47.1969 | 48.6893 | 52.3786 | 56.2606 | 60.0494 | 61.9166 | 63.2438 | 63.9422 | 64.0426 | 63.1459 | 62.127 | 60.0535 | 58.0588 | 56.6031 | 55.3785 | 54.4082 | 53.0131 | 4.1969 | 4.031 | 4.3355 | 5.1607 | 4.6823 | 4.9559 | 4.4356 | 4.6731 | 5.7598 | 6.4027 | 6.0848 | 5.1698 | 5.5341 | 5.5642 | 4.6662 | 4.6359 | 4.0518 | 4.1966 | 4.2237 | 5.015 | 5.3666 | 5.469 | 4.8084 | 3.9762
Program Specific1-in-10Size: Over 200kWSouth of Lugo2024March Monthly Peak | Program Specific | 1-in-10 | Size: Over 200kW | South of Lugo | 2024 | March Monthly Peak | 3 | 108.891 | 104.0861 | 99.7699 | 100.0169 | 106.1692 | 124.5206 | 149.8905 | 167.9231 | 182.3018 | 195.8711 | 205.9085 | 211.3004 | 210.6553 | 213.1143 | 211.1164 | 202.2705 | 192.5538 | 183.279 | 169.8208 | 163.8252 | 154.014 | 142.2535 | 127.752 | 117.9602 | -0.57004 | 0.0033928 | 0.049109 | -0.97245 | -2.6146 | -1.4982 | -1.0227 | -0.01088 | -0.60019 | 0.48541 | 1.006 | 2.2576 | 4.0227 | 4.4432 | 9.2409 | 8.207 | 7.8395 | 7.0978 | 5.0167 | 4.4785 | 3.1321 | 2.3289 | 1.1154 | 0.39121 | 61.1496 | 59.5092 | 58.8344 | 58.6243 | 57.7321 | 55.8474 | 55.3099 | 55.9993 | 59.1446 | 64.0534 | 69.2101 | 73.8724 | 77.1448 | 78.4762 | 78.7461 | 79.1016 | 78.1001 | 76.6707 | 75.0169 | 72.4663 | 69.697 | 66.4905 | 63.5611 | 61.4583 | 4.5069 | 4.2584 | 4.5569 | 5.4055 | 4.9472 | 5.2983 | 4.7408 | 5.0437 | 6.3006 | 7.1683 | 7.0145 | 6.0088 | 6.4816 | 6.5451 | 5.5156 | 5.4833 | 4.7702 | 4.7932 | 4.6694 | 5.5771 | 5.9376 | 6.0296 | 5.2236 | 4.2777
Program Specific1-in-10Size: Over 200kWSouth of Lugo2024April Monthly Peak | Program Specific | 1-in-10 | Size: Over 200kW | South of Lugo | 2024 | April Monthly Peak | 4 | 114.1251 | 109.8238 | 105.782 | 106.1213 | 113.6529 | 132.3596 | 157.9425 | 177.8523 | 197.1128 | 214.3535 | 228.2508 | 233.7556 | 232.7227 | 235.0389 | 231.4518 | 222.3084 | 210.9477 | 197.9517 | 179.4392 | 172.8409 | 163.9774 | 151.1061 | 136.8224 | 126.1824 | -0.75389 | -0.065385 | -0.18217 | -0.65882 | -2.2267 | -1.9878 | -1.5956 | -1.1338 | -0.64729 | 0.50652 | 1.0932 | 0.99937 | 2.4901 | 3.2062 | 7.8318 | 6.9014 | 6.6591 | 5.8399 | 3.5705 | 2.388 | 2.0774 | 1.9656 | 0.90864 | 0.47881 | 70.8161 | 69.7236 | 68.1326 | 66.495 | 65.094 | 64.2258 | 63.7688 | 63.8636 | 66.5494 | 72.1305 | 77.2162 | 82.3925 | 85.7062 | 87.2219 | 86.2613 | 86.0588 | 86.1119 | 85.9806 | 84.5475 | 80.3969 | 75.4854 | 71.1383 | 68.7461 | 67.5417 | 4.5525 | 4.3305 | 4.6566 | 5.5278 | 5.1042 | 5.4279 | 4.8146 | 5.1486 | 6.5658 | 7.5607 | 7.4942 | 6.4068 | 6.9014 | 6.9571 | 5.828 | 5.8084 | 5.0367 | 4.9895 | 4.7553 | 5.671 | 6.0929 | 6.173 | 5.3919 | 4.4102
Program Specific1-in-10Size: Over 200kWSouth of Lugo2024May Monthly Peak | Program Specific | 1-in-10 | Size: Over 200kW | South of Lugo | 2024 | May Monthly Peak | 5 | 112.7649 | 108.2421 | 104.6579 | 105.2979 | 113.0773 | 132.3296 | 156.8542 | 179.2567 | 197.7462 | 213.8437 | 227.3238 | 231.3263 | 229.1141 | 230.8748 | 227.2225 | 217.647 | 206.0458 | 194.4819 | 176.3374 | 168.2046 | 162.043 | 149.4639 | 135.1535 | 124.8354 | -0.7215 | -0.05415 | -0.14514 | -0.70975 | -2.3016 | -1.9275 | -1.5067 | -0.97144 | -0.64962 | 0.50904 | 1.0921 | 1.2135 | 2.7428 | 3.4014 | 8.0305 | 7.0708 | 6.7898 | 6.0093 | 3.7663 | 2.6684 | 2.2411 | 2.0204 | 0.94033 | 0.46466 | 67.7699 | 66.9498 | 65.276 | 64.3511 | 63.8485 | 63.1603 | 63.3927 | 63.5656 | 66.8553 | 72.7819 | 77.9381 | 81.7812 | 83.8646 | 84.9372 | 86.7787 | 87.9206 | 88.2644 | 87.3138 | 85.9225 | 83.3448 | 80.0627 | 76.0643 | 72.9861 | 70.9091 | 4.5098 | 4.2791 | 4.619 | 5.499 | 5.0914 | 5.4406 | 4.7937 | 5.2026 | 6.6038 | 7.5621 | 7.4829 | 6.3565 | 6.8118 | 6.8514 | 5.7362 | 5.7012 | 4.9323 | 4.9147 | 4.6851 | 5.5331 | 6.0364 | 6.1216 | 5.3398 | 4.3744
Program Specific1-in-10Size: Over 200kWSouth of Lugo2024June Monthly Peak | Program Specific | 1-in-10 | Size: Over 200kW | South of Lugo | 2024 | June Monthly Peak | 6 | 116.7155 | 112.0361 | 108.4072 | 109.0517 | 117.2521 | 136.4563 | 160.0448 | 182.045 | 198.6781 | 214.4522 | 226.6994 | 227.748 | 222.8339 | 224.5115 | 221.9665 | 215.2291 | 204.9838 | 194.1057 | 175.8439 | 168.008 | 162.0651 | 150.3863 | 136.4868 | 126.6811 | -0.70031 | -0.035617 | -0.080624 | -0.84636 | -2.558 | -1.8692 | -1.3849 | -0.65295 | -0.65317 | 0.51767 | 1.0954 | 1.6186 | 3.211 | 3.7776 | 8.4851 | 7.5879 | 7.2992 | 6.5177 | 4.2482 | 3.3249 | 2.6023 | 2.1797 | 1.0325 | 0.45394 | 65.9139 | 65.3461 | 64.8665 | 64.4618 | 62.9965 | 62.2165 | 62.4016 | 64.1555 | 67.1093 | 71.5149 | 76.4837 | 80.465 | 82.3387 | 82.7381 | 83.7312 | 83.9112 | 85.135 | 84.7419 | 84.6163 | 83.0119 | 78.6975 | 74.6132 | 71.7498 | 69.9445 | 4.7055 | 4.4648 | 4.8231 | 5.741 | 5.3221 | 5.6556 | 4.9307 | 5.3261 | 6.6885 | 7.6448 | 7.5226 | 6.3087 | 6.6786 | 6.7164 | 5.6488 | 5.6834 | 4.9465 | 4.9448 | 4.7097 | 5.5713 | 6.086 | 6.2091 | 5.4361 | 4.4749
Program Specific1-in-10Size: Over 200kWSouth of Lugo2024July Monthly Peak | Program Specific | 1-in-10 | Size: Over 200kW | South of Lugo | 2024 | July Monthly Peak | 7 | 119.7668 | 114.7618 | 110.9914 | 112.1733 | 120.7338 | 142.3122 | 167.6048 | 189.4805 | 206.2333 | 219.4927 | 230.3902 | 231.3091 | 227.3948 | 229.2284 | 226.5431 | 220.0593 | 210.923 | 199.3358 | 180.2911 | 171.0259 | 164.7353 | 153.0731 | 139.2828 | 130.0233 | -0.80688 | -0.075228 | -0.21468 | -0.65863 | -2.3072 | -2.1779 | -1.7458 | -1.3224 | -0.67707 | 0.51624 | 1.1014 | 0.84692 | 2.2503 | 2.9687 | 7.4502 | 6.6307 | 6.4736 | 5.7046 | 3.4209 | 2.1415 | 1.9661 | 1.9419 | 0.8971 | 0.49934 | 69.5227 | 68.8481 | 68.5796 | 68.3695 | 68.0296 | 67.7408 | 67.3374 | 67.5119 | 70.3661 | 74.4181 | 78.0894 | 79.7244 | 80.6369 | 82.4556 | 84.5919 | 85.5894 | 87.7569 | 86.52 | 84.35 | 81.7631 | 78.48 | 75.8206 | 74.0008 | 72.6403 | 4.7726 | 4.5205 | 4.8809 | 5.837 | 5.4167 | 5.83 | 5.1039 | 5.4795 | 6.8625 | 7.734 | 7.5566 | 6.3332 | 6.7364 | 6.7781 | 5.6985 | 5.7437 | 5.0309 | 5.0192 | 4.7729 | 5.6057 | 6.1147 | 6.2469 | 5.4832 | 4.5398
Program Specific1-in-10Size: Over 200kWSouth of Lugo2024August Monthly Peak | Program Specific | 1-in-10 | Size: Over 200kW | South of Lugo | 2024 | August Monthly Peak | 8 | 124.6701 | 119.9128 | 115.8633 | 117.1679 | 125.0173 | 149.2641 | 176.1237 | 196.7245 | 214.566 | 229.4083 | 241.6175 | 243.6375 | 239.3559 | 241.3099 | 238.827 | 231.3566 | 221.6741 | 209.6077 | 188.7622 | 180.7371 | 172.264 | 160.6268 | 145.8252 | 135.5078 | -0.90778 | -0.1085 | -0.32597 | -0.52446 | -2.1392 | -2.4613 | -2.0639 | -1.8658 | -0.70371 | 0.52906 | 1.1458 | 0.2721 | 1.5707 | 2.4346 | 6.9122 | 6.0957 | 5.9986 | 5.2309 | 2.8589 | 1.2928 | 1.5315 | 1.8232 | 0.81823 | 0.54612 | 70.6686 | 70.2346 | 70.0455 | 69.7337 | 69.3366 | 69.1939 | 69.0975 | 69.3374 | 71.5878 | 75.27 | 78.6488 | 82.3287 | 85.1725 | 86.9494 | 87.2913 | 88.1875 | 88.8175 | 88.9906 | 88.2575 | 84.7362 | 79.3669 | 75.8407 | 73.6155 | 72.1512 | 4.9712 | 4.7264 | 5.0983 | 6.1008 | 5.6124 | 6.1187 | 5.3667 | 5.6926 | 7.1443 | 8.0884 | 7.9298 | 6.6749 | 7.0952 | 7.1399 | 6.0113 | 6.0423 | 5.2907 | 5.2812 | 5.0003 | 5.9277 | 6.3982 | 6.5593 | 5.7444 | 4.7343
Program Specific1-in-10Size: Over 200kWSouth of Lugo2024September Monthly Peak | Program Specific | 1-in-10 | Size: Over 200kW | South of Lugo | 2024 | September Monthly Peak | 9 | 122.8644 | 118.4863 | 114.9253 | 116.4889 | 123.9156 | 149.573 | 179.1286 | 201.8098 | 225.206 | 243.5357 | 257.2662 | 259.6061 | 256.5191 | 258.2248 | 252.7818 | 242.7228 | 229.9794 | 216.4118 | 194.5975 | 188.4822 | 176.299 | 162.1794 | 146.1278 | 135.0223 | -1.0382 | -0.17065 | -0.5403 | -0.17236 | -1.5884 | -2.8473 | -2.5999 | -2.9998 | -0.73699 | 0.53772 | 1.199 | -1.1286 | -0.15298 | 1.0185 | 5.1752 | 4.4231 | 4.4301 | 3.6986 | 1.3474 | -0.82452 | 0.41486 | 1.3757 | 0.55954 | 0.5992 | 74.3382 | 73.1778 | 72.597 | 72.3549 | 71.5518 | 71.0447 | 70.8303 | 71.2166 | 73.4731 | 77.4969 | 81.8981 | 87.55 | 91.9956 | 95.3688 | 95.9325 | 95.5094 | 94.9963 | 93.6513 | 92.4231 | 89.9744 | 86.2625 | 80.9212 | 77.635 | 75.62 | 5.0349 | 4.7996 | 5.1972 | 6.2335 | 5.7171 | 6.3013 | 5.6095 | 6.0016 | 7.7064 | 8.8245 | 8.6774 | 7.3095 | 7.8147 | 7.8521 | 6.5389 | 6.5149 | 5.641 | 5.6038 | 5.2978 | 6.3531 | 6.7295 | 6.8062 | 5.9158 | 4.848
Program Specific1-in-10Size: Over 200kWSouth of Lugo2024October Monthly Peak | Program Specific | 1-in-10 | Size: Over 200kW | South of Lugo | 2024 | October Monthly Peak | 10 | 117.0358 | 114.1165 | 110.0031 | 111.0214 | 117.9948 | 138.5586 | 166.2549 | 186.3626 | 204.8972 | 224.0647 | 239.0902 | 243.712 | 242.9449 | 244.9051 | 241.046 | 229.3679 | 217.0354 | 202.4944 | 188.2424 | 178.0542 | 166.9431 | 153.8666 | 138.5016 | 127.0116 | -0.82998 | -0.093338 | -0.27577 | -0.55095 | -2.1012 | -2.2275 | -1.8728 | -1.6048 | -0.67224 | 0.52031 | 1.137 | 0.48838 | 1.8766 | 2.7152 | 7.3079 | 6.3459 | 6.1478 | 5.3119 | 3.1023 | 1.6068 | 1.6614 | 1.8181 | 0.8172 | 0.50347 | 71.8954 | 71.4141 | 70.5804 | 69.7394 | 68.5994 | 68.3667 | 68.5321 | 68.7561 | 69.7404 | 72.4168 | 76.5938 | 81.6181 | 85.0487 | 86.5888 | 87.0906 | 87.3094 | 86.3394 | 83.5694 | 80.0429 | 77.5896 | 75.4874 | 74.0638 | 72.8235 | 71.8091 | 4.6615 | 4.4929 | 4.8351 | 5.7743 | 5.2912 | 5.6735 | 5.0603 | 5.3867 | 6.8147 | 7.8912 | 7.8381 | 6.6695 | 7.1936 | 7.2381 | 6.0603 | 5.9837 | 5.1742 | 5.0963 | 4.981 | 5.8332 | 6.1936 | 6.2762 | 5.4498 | 4.4325
Program Specific1-in-10Size: Over 200kWSouth of Lugo2024November Monthly Peak | Program Specific | 1-in-10 | Size: Over 200kW | South of Lugo | 2024 | November Monthly Peak | 11 | 108.2587 | 104.1374 | 100.515 | 101.9687 | 108.1701 | 124.9243 | 148.09 | 166.741 | 182.7497 | 198.3713 | 209.4794 | 212.6486 | 210.8847 | 211.8765 | 206.9098 | 196.1594 | 187.4062 | 182.2323 | 168.4738 | 159.9456 | 151.5476 | 139.2547 | 125.5359 | 115.6671 | -0.56673 | 0.0033945 | 0.049476 | -0.99142 | -2.6639 | -1.503 | -1.0104 | -0.010803 | -0.60166 | 0.49161 | 1.0234 | 2.272 | 4.0271 | 4.4173 | 9.0568 | 7.959 | 7.63 | 7.0573 | 4.9769 | 4.3724 | 3.082 | 2.2798 | 1.0961 | 0.38361 | 64.5657 | 62.8766 | 62.1772 | 60.5854 | 59.4328 | 58.7374 | 58.1706 | 59.471 | 62.1961 | 67.1412 | 72.7061 | 76.7751 | 78.8172 | 80.4731 | 81.2821 | 80.8011 | 79.2744 | 77.1472 | 75.1576 | 72.6707 | 70.8571 | 69.3156 | 67.4851 | 66.3638 | 4.4807 | 4.2605 | 4.5909 | 5.511 | 5.0405 | 5.3154 | 4.6838 | 5.0082 | 6.316 | 7.2598 | 7.1362 | 6.0472 | 6.4887 | 6.5071 | 5.4057 | 5.3176 | 4.6427 | 4.7659 | 4.6324 | 5.4451 | 5.8425 | 5.9025 | 5.133 | 4.1946
Program Specific1-in-10Size: Over 200kWSouth of Lugo2024December Monthly Peak | Program Specific | 1-in-10 | Size: Over 200kW | South of Lugo | 2024 | December Monthly Peak | 12 | 97.3938 | 94.9409 | 91.5137 | 91.7511 | 95.3358 | 109.5766 | 133.6105 | 148.5233 | 158.984 | 166.43 | 164.7723 | 162.9851 | 158.0055 | 157.0833 | 154.328 | 148.4353 | 146.1891 | 148.9142 | 143.9154 | 139.9057 | 132.7157 | 124.0684 | 113.0749 | 103.7356 | -0.50985 | 0.0030947 | 0.045046 | -0.89208 | -2.3478 | -1.3184 | -0.91161 | -0.0096226 | -0.52342 | 0.41245 | 0.80502 | 1.7414 | 3.0173 | 3.275 | 6.7552 | 6.0226 | 5.9519 | 5.767 | 4.2514 | 3.8246 | 2.699 | 2.0312 | 0.98726 | 0.34404 | 47.0285 | 46.4337 | 45.5578 | 44.848 | 44.2946 | 43.0241 | 43.9849 | 44.6623 | 45.9627 | 47.679 | 49.9704 | 51.7899 | 53.0535 | 52.5976 | 52.486 | 52.2267 | 51.9264 | 50.7543 | 49.4474 | 48.6657 | 47.6387 | 47.0682 | 46.369 | 45.9851 | 4.031 | 3.8842 | 4.1798 | 4.9588 | 4.4424 | 4.6624 | 4.2259 | 4.461 | 5.4947 | 6.0908 | 5.6132 | 4.6349 | 4.8616 | 4.8243 | 4.032 | 4.0239 | 3.6216 | 3.8945 | 3.9571 | 4.7628 | 5.1165 | 5.2588 | 4.6234 | 3.7619
Program Specific1-in-10Size: Over 200kWSouth of Lugo2024Typical Event Day | Program Specific | 1-in-10 | Size: Over 200kW | South of Lugo | 2024 | Typical Event Day | 8 | 124.4331 | 119.6712 | 115.6071 | 116.8522 | 124.6605 | 148.8144 | 175.5473 | 195.9721 | 213.4121 | 227.8977 | 239.8749 | 241.8651 | 237.5911 | 239.5426 | 237.1724 | 229.8242 | 220.2694 | 208.3621 | 187.8123 | 179.9731 | 171.6602 | 160.1293 | 145.3111 | 135.054 | -0.88562 | -0.099281 | -0.29458 | -0.57224 | -2.2082 | -2.4007 | -1.9882 | -1.7106 | -0.70014 | 0.52873 | 1.1403 | 0.45579 | 1.7981 | 2.6236 | 7.1465 | 6.3177 | 6.2019 | 5.43 | 3.0615 | 1.5788 | 1.6838 | 1.882 | 0.85172 | 0.53656 | 70.1108 | 69.4016 | 69.0222 | 68.73 | 67.9786 | 67.549 | 67.4167 | 68.0553 | 70.6341 | 74.675 | 78.78 | 82.517 | 85.0359 | 86.878 | 87.8867 | 88.2994 | 89.1764 | 88.4759 | 87.4117 | 84.8714 | 80.7017 | 76.799 | 74.2503 | 72.589 | 4.9566 | 4.712 | 5.0819 | 6.0781 | 5.5906 | 6.094 | 5.3436 | 5.665 | 7.0986 | 8.0269 | 7.8646 | 6.6196 | 7.0357 | 7.0803 | 5.9635 | 5.9962 | 5.2518 | 5.2445 | 4.9701 | 5.8966 | 6.3692 | 6.5323 | 5.7183 | 4.7136
Program Specific1-in-10Size: Over 200kWSouth of Lugo2025January Monthly Peak | Program Specific | 1-in-10 | Size: Over 200kW | South of Lugo | 2025 | January Monthly Peak | 1 | 96.5097 | 94.3088 | 91.7761 | 91.4462 | 96.4022 | 110.8356 | 135.5438 | 150.845 | 160.1931 | 166.6061 | 165.2887 | 164.1348 | 159.1613 | 159.3004 | 155.8409 | 149.689 | 144.5654 | 146.9385 | 142.0615 | 138.5795 | 130.8983 | 123.3669 | 113.4721 | 104.7099 | -0.50522 | 0.0030741 | 0.045175 | -0.88911 | -2.3741 | -1.3335 | -0.9248 | -0.0097731 | -0.5274 | 0.41289 | 0.80755 | 1.7537 | 3.0394 | 3.3212 | 6.8214 | 6.0735 | 5.8858 | 5.6905 | 4.1967 | 3.7884 | 2.662 | 2.0197 | 0.99073 | 0.34727 | 45.7671 | 45.9498 | 45.2622 | 44.5779 | 44.4359 | 44.1863 | 43.1384 | 42.8828 | 43.8254 | 46.5904 | 48.5993 | 50.5928 | 52.659 | 53.7219 | 54.6396 | 54.8501 | 54.4749 | 53.5548 | 51.9724 | 51.0205 | 50.0489 | 49.7578 | 49.5876 | 48.5424 | 3.9944 | 3.8584 | 4.1918 | 4.9423 | 4.4921 | 4.716 | 4.287 | 4.5308 | 5.5365 | 6.0973 | 5.6308 | 4.6676 | 4.8972 | 4.8924 | 4.0715 | 4.0579 | 3.5814 | 3.8428 | 3.9061 | 4.7177 | 5.0464 | 5.2291 | 4.6397 | 3.7972
Program Specific1-in-10Size: Over 200kWSouth of Lugo2025February Monthly Peak | Program Specific | 1-in-10 | Size: Over 200kW | South of Lugo | 2025 | February Monthly Peak | 2 | 101.401 | 98.527 | 94.9227 | 95.4876 | 100.4839 | 116.4746 | 140.2426 | 155.5828 | 166.6554 | 174.9517 | 178.6151 | 181.7948 | 179.86 | 181.1747 | 178.603 | 171.011 | 163.5545 | 160.4645 | 153.6107 | 147.3132 | 139.2022 | 129.0261 | 117.5972 | 109.645 | -0.53083 | 0.0032116 | 0.046723 | -0.92841 | -2.4746 | -1.4014 | -0.95686 | -0.01008 | -0.54867 | 0.43357 | 0.87266 | 1.9423 | 3.4347 | 3.7773 | 7.8178 | 6.9386 | 6.6589 | 6.2143 | 4.5379 | 4.0271 | 2.8309 | 2.1124 | 1.0267 | 0.36364 | 51.6499 | 50.9771 | 50.2113 | 49.1497 | 48.4813 | 48.2047 | 47.3456 | 47.1969 | 48.6892 | 52.3786 | 56.2606 | 60.0494 | 61.9166 | 63.2438 | 63.9422 | 64.0426 | 63.1459 | 62.127 | 60.0535 | 58.0588 | 56.6031 | 55.3785 | 54.4082 | 53.0131 | 4.1969 | 4.031 | 4.3355 | 5.1607 | 4.6823 | 4.9559 | 4.4356 | 4.6731 | 5.7598 | 6.4027 | 6.0848 | 5.1698 | 5.5341 | 5.5642 | 4.6662 | 4.6359 | 4.0518 | 4.1966 | 4.2237 | 5.015 | 5.3666 | 5.469 | 4.8084 | 3.9762
Program Specific1-in-10Size: Over 200kWSouth of Lugo2025March Monthly Peak | Program Specific | 1-in-10 | Size: Over 200kW | South of Lugo | 2025 | March Monthly Peak | 3 | 108.891 | 104.0861 | 99.7699 | 100.0169 | 106.1692 | 124.5206 | 149.8905 | 167.9231 | 182.3018 | 195.8711 | 205.9085 | 211.3005 | 210.6553 | 213.1143 | 211.1164 | 202.2705 | 192.5538 | 183.2789 | 169.8208 | 163.8252 | 154.014 | 142.2534 | 127.752 | 117.9602 | -0.57004 | 0.0033928 | 0.049109 | -0.97245 | -2.6146 | -1.4982 | -1.0227 | -0.01088 | -0.60019 | 0.48541 | 1.006 | 2.2576 | 4.0227 | 4.4432 | 9.2409 | 8.207 | 7.8395 | 7.0978 | 5.0167 | 4.4785 | 3.1321 | 2.3289 | 1.1154 | 0.39121 | 61.1496 | 59.5092 | 58.8344 | 58.6243 | 57.7321 | 55.8474 | 55.3099 | 55.9993 | 59.1446 | 64.0534 | 69.2101 | 73.8724 | 77.1448 | 78.4762 | 78.7461 | 79.1016 | 78.1001 | 76.6707 | 75.0169 | 72.4662 | 69.697 | 66.4905 | 63.5611 | 61.4583 | 4.5069 | 4.2584 | 4.5569 | 5.4055 | 4.9472 | 5.2983 | 4.7408 | 5.0437 | 6.3006 | 7.1683 | 7.0145 | 6.0088 | 6.4816 | 6.5451 | 5.5156 | 5.4833 | 4.7702 | 4.7932 | 4.6694 | 5.5771 | 5.9376 | 6.0296 | 5.2236 | 4.2777
Program Specific1-in-10Size: Over 200kWSouth of Lugo2025April Monthly Peak | Program Specific | 1-in-10 | Size: Over 200kW | South of Lugo | 2025 | April Monthly Peak | 4 | 114.1251 | 109.8238 | 105.782 | 106.1213 | 113.6529 | 132.3596 | 157.9425 | 177.8523 | 197.1128 | 214.3535 | 228.2508 | 233.7556 | 232.7227 | 235.0389 | 231.4518 | 222.3084 | 210.9477 | 197.9517 | 179.4392 | 172.8409 | 163.9774 | 151.1061 | 136.8224 | 126.1824 | -0.75389 | -0.065385 | -0.18217 | -0.65882 | -2.2267 | -1.9878 | -1.5956 | -1.1338 | -0.64729 | 0.50652 | 1.0932 | 0.99937 | 2.4901 | 3.2062 | 7.8318 | 6.9014 | 6.6591 | 5.8399 | 3.5705 | 2.388 | 2.0774 | 1.9656 | 0.90864 | 0.47881 | 70.8161 | 69.7236 | 68.1326 | 66.495 | 65.094 | 64.2257 | 63.7688 | 63.8636 | 66.5494 | 72.1305 | 77.2163 | 82.3925 | 85.7063 | 87.2219 | 86.2613 | 86.0587 | 86.1119 | 85.9806 | 84.5475 | 80.3969 | 75.4854 | 71.1383 | 68.7461 | 67.5417 | 4.5525 | 4.3305 | 4.6566 | 5.5278 | 5.1042 | 5.4279 | 4.8146 | 5.1486 | 6.5658 | 7.5607 | 7.4942 | 6.4068 | 6.9014 | 6.9571 | 5.828 | 5.8084 | 5.0367 | 4.9895 | 4.7553 | 5.671 | 6.0929 | 6.173 | 5.3919 | 4.4102
Program Specific1-in-10Size: Over 200kWSouth of Lugo2025May Monthly Peak | Program Specific | 1-in-10 | Size: Over 200kW | South of Lugo | 2025 | May Monthly Peak | 5 | 112.7649 | 108.2421 | 104.6579 | 105.2979 | 113.0772 | 132.3296 | 156.8542 | 179.2567 | 197.7462 | 213.8437 | 227.3238 | 231.3263 | 229.1141 | 230.8748 | 227.2225 | 217.647 | 206.0458 | 194.4819 | 176.3374 | 168.2046 | 162.043 | 149.4639 | 135.1535 | 124.8354 | -0.7215 | -0.05415 | -0.14514 | -0.70975 | -2.3016 | -1.9275 | -1.5067 | -0.97144 | -0.64962 | 0.50904 | 1.0921 | 1.2135 | 2.7428 | 3.4014 | 8.0305 | 7.0708 | 6.7898 | 6.0093 | 3.7663 | 2.6684 | 2.2411 | 2.0204 | 0.94033 | 0.46466 | 67.7699 | 66.9498 | 65.276 | 64.3511 | 63.8485 | 63.1603 | 63.3927 | 63.5656 | 66.8552 | 72.7819 | 77.9381 | 81.7812 | 83.8646 | 84.9372 | 86.7787 | 87.9206 | 88.2644 | 87.3137 | 85.9225 | 83.3448 | 80.0627 | 76.0643 | 72.9861 | 70.9091 | 4.5098 | 4.2791 | 4.619 | 5.499 | 5.0914 | 5.4406 | 4.7937 | 5.2026 | 6.6038 | 7.5621 | 7.4829 | 6.3565 | 6.8118 | 6.8514 | 5.7362 | 5.7012 | 4.9323 | 4.9147 | 4.6851 | 5.5331 | 6.0364 | 6.1216 | 5.3398 | 4.3744
Program Specific1-in-10Size: Over 200kWSouth of Lugo2025June Monthly Peak | Program Specific | 1-in-10 | Size: Over 200kW | South of Lugo | 2025 | June Monthly Peak | 6 | 116.7155 | 112.0361 | 108.4072 | 109.0517 | 117.2521 | 136.4563 | 160.0448 | 182.045 | 198.6781 | 214.4522 | 226.6994 | 227.748 | 222.8339 | 224.5115 | 221.9665 | 215.2291 | 204.9838 | 194.1057 | 175.8439 | 168.008 | 162.0651 | 150.3863 | 136.4867 | 126.6811 | -0.70031 | -0.035617 | -0.080624 | -0.84636 | -2.558 | -1.8692 | -1.3849 | -0.65295 | -0.65317 | 0.51767 | 1.0954 | 1.6186 | 3.211 | 3.7776 | 8.4851 | 7.5879 | 7.2992 | 6.5177 | 4.2482 | 3.3249 | 2.6023 | 2.1797 | 1.0325 | 0.45394 | 65.9139 | 65.3461 | 64.8665 | 64.4618 | 62.9965 | 62.2165 | 62.4016 | 64.1555 | 67.1093 | 71.5149 | 76.4837 | 80.465 | 82.3387 | 82.7381 | 83.7313 | 83.9113 | 85.135 | 84.7419 | 84.6162 | 83.0119 | 78.6975 | 74.6132 | 71.7498 | 69.9445 | 4.7055 | 4.4648 | 4.8231 | 5.741 | 5.3221 | 5.6556 | 4.9307 | 5.3261 | 6.6885 | 7.6448 | 7.5226 | 6.3087 | 6.6786 | 6.7164 | 5.6488 | 5.6834 | 4.9465 | 4.9448 | 4.7097 | 5.5713 | 6.086 | 6.2091 | 5.4361 | 4.4749
Program Specific1-in-10Size: Over 200kWSouth of Lugo2025July Monthly Peak | Program Specific | 1-in-10 | Size: Over 200kW | South of Lugo | 2025 | July Monthly Peak | 7 | 119.7668 | 114.7618 | 110.9914 | 112.1733 | 120.7338 | 142.3122 | 167.6048 | 189.4805 | 206.2333 | 219.4927 | 230.3902 | 231.3091 | 227.3948 | 229.2284 | 226.5431 | 220.0593 | 210.923 | 199.3358 | 180.2911 | 171.0259 | 164.7353 | 153.0731 | 139.2828 | 130.0233 | -0.80688 | -0.075228 | -0.21468 | -0.65863 | -2.3072 | -2.1779 | -1.7458 | -1.3224 | -0.67707 | 0.51624 | 1.1014 | 0.84692 | 2.2503 | 2.9687 | 7.4502 | 6.6307 | 6.4736 | 5.7046 | 3.4209 | 2.1415 | 1.9661 | 1.9419 | 0.8971 | 0.49934 | 69.5227 | 68.8481 | 68.5796 | 68.3695 | 68.0296 | 67.7407 | 67.3374 | 67.5119 | 70.3661 | 74.4181 | 78.0894 | 79.7244 | 80.6369 | 82.4556 | 84.5919 | 85.5894 | 87.7569 | 86.52 | 84.35 | 81.7631 | 78.48 | 75.8206 | 74.0007 | 72.6403 | 4.7726 | 4.5205 | 4.8809 | 5.837 | 5.4167 | 5.83 | 5.1039 | 5.4795 | 6.8625 | 7.734 | 7.5566 | 6.3332 | 6.7364 | 6.7781 | 5.6985 | 5.7437 | 5.0309 | 5.0192 | 4.7729 | 5.6057 | 6.1147 | 6.2469 | 5.4832 | 4.5398
Program Specific1-in-10Size: Over 200kWSouth of Lugo2025August Monthly Peak | Program Specific | 1-in-10 | Size: Over 200kW | South of Lugo | 2025 | August Monthly Peak | 8 | 124.6701 | 119.9128 | 115.8633 | 117.1679 | 125.0173 | 149.2641 | 176.1237 | 196.7245 | 214.566 | 229.4083 | 241.6176 | 243.6375 | 239.3559 | 241.3099 | 238.827 | 231.3567 | 221.674 | 209.6077 | 188.7622 | 180.7371 | 172.264 | 160.6268 | 145.8252 | 135.5078 | -0.90778 | -0.1085 | -0.32597 | -0.52446 | -2.1392 | -2.4613 | -2.0639 | -1.8658 | -0.70371 | 0.52906 | 1.1458 | 0.2721 | 1.5707 | 2.4346 | 6.9122 | 6.0957 | 5.9986 | 5.2309 | 2.8589 | 1.2928 | 1.5315 | 1.8232 | 0.81823 | 0.54612 | 70.6686 | 70.2346 | 70.0455 | 69.7337 | 69.3366 | 69.1939 | 69.0975 | 69.3374 | 71.5878 | 75.27 | 78.6488 | 82.3287 | 85.1725 | 86.9494 | 87.2912 | 88.1875 | 88.8175 | 88.9906 | 88.2575 | 84.7362 | 79.3669 | 75.8407 | 73.6155 | 72.1512 | 4.9712 | 4.7264 | 5.0983 | 6.1008 | 5.6124 | 6.1187 | 5.3667 | 5.6926 | 7.1443 | 8.0884 | 7.9298 | 6.6749 | 7.0952 | 7.1399 | 6.0113 | 6.0423 | 5.2907 | 5.2812 | 5.0003 | 5.9277 | 6.3982 | 6.5593 | 5.7444 | 4.7343
Program Specific1-in-10Size: Over 200kWSouth of Lugo2025September Monthly Peak | Program Specific | 1-in-10 | Size: Over 200kW | South of Lugo | 2025 | September Monthly Peak | 9 | 122.8644 | 118.4863 | 114.9253 | 116.489 | 123.9156 | 149.573 | 179.1286 | 201.8098 | 225.2061 | 243.5357 | 257.2662 | 259.6061 | 256.5191 | 258.2248 | 252.7818 | 242.7228 | 229.9794 | 216.4118 | 194.5975 | 188.4822 | 176.299 | 162.1794 | 146.1278 | 135.0223 | -1.0382 | -0.17065 | -0.5403 | -0.17236 | -1.5884 | -2.8473 | -2.5999 | -2.9998 | -0.73699 | 0.53772 | 1.199 | -1.1286 | -0.15298 | 1.0185 | 5.1752 | 4.4231 | 4.4301 | 3.6986 | 1.3474 | -0.82452 | 0.41486 | 1.3757 | 0.55954 | 0.5992 | 74.3382 | 73.1777 | 72.597 | 72.3549 | 71.5518 | 71.0447 | 70.8303 | 71.2166 | 73.4731 | 77.4969 | 81.8981 | 87.55 | 91.9956 | 95.3688 | 95.9325 | 95.5094 | 94.9963 | 93.6512 | 92.4231 | 89.9744 | 86.2625 | 80.9213 | 77.635 | 75.62 | 5.0349 | 4.7996 | 5.1972 | 6.2335 | 5.7171 | 6.3013 | 5.6095 | 6.0016 | 7.7064 | 8.8245 | 8.6774 | 7.3095 | 7.8147 | 7.8521 | 6.5389 | 6.5149 | 5.641 | 5.6038 | 5.2978 | 6.3531 | 6.7295 | 6.8062 | 5.9158 | 4.848
Program Specific1-in-10Size: Over 200kWSouth of Lugo2025October Monthly Peak | Program Specific | 1-in-10 | Size: Over 200kW | South of Lugo | 2025 | October Monthly Peak | 10 | 117.0358 | 114.1165 | 110.0031 | 111.0214 | 117.9948 | 138.5586 | 166.2549 | 186.3626 | 204.8972 | 224.0647 | 239.0902 | 243.712 | 242.9449 | 244.9051 | 241.046 | 229.3679 | 217.0354 | 202.4944 | 188.2424 | 178.0542 | 166.9431 | 153.8666 | 138.5016 | 127.0116 | -0.82998 | -0.093338 | -0.27577 | -0.55095 | -2.1012 | -2.2275 | -1.8728 | -1.6048 | -0.67224 | 0.52031 | 1.137 | 0.48838 | 1.8766 | 2.7152 | 7.3079 | 6.3459 | 6.1478 | 5.3119 | 3.1023 | 1.6068 | 1.6614 | 1.8181 | 0.8172 | 0.50347 | 71.8954 | 71.4141 | 70.5804 | 69.7394 | 68.5994 | 68.3667 | 68.5321 | 68.7561 | 69.7404 | 72.4167 | 76.5937 | 81.6181 | 85.0488 | 86.5887 | 87.0906 | 87.3094 | 86.3394 | 83.5694 | 80.0429 | 77.5896 | 75.4874 | 74.0638 | 72.8235 | 71.8091 | 4.6615 | 4.4929 | 4.8351 | 5.7743 | 5.2912 | 5.6735 | 5.0603 | 5.3867 | 6.8147 | 7.8912 | 7.8381 | 6.6695 | 7.1936 | 7.2381 | 6.0603 | 5.9837 | 5.1742 | 5.0963 | 4.981 | 5.8332 | 6.1936 | 6.2762 | 5.4498 | 4.4325
Program Specific1-in-10Size: Over 200kWSouth of Lugo2025November Monthly Peak | Program Specific | 1-in-10 | Size: Over 200kW | South of Lugo | 2025 | November Monthly Peak | 11 | 108.2587 | 104.1374 | 100.515 | 101.9687 | 108.1701 | 124.9243 | 148.09 | 166.741 | 182.7497 | 198.3713 | 209.4793 | 212.6486 | 210.8847 | 211.8765 | 206.9098 | 196.1594 | 187.4062 | 182.2323 | 168.4738 | 159.9456 | 151.5476 | 139.2547 | 125.5359 | 115.6671 | -0.56673 | 0.0033945 | 0.049476 | -0.99142 | -2.6639 | -1.503 | -1.0104 | -0.010803 | -0.60166 | 0.49161 | 1.0234 | 2.272 | 4.0271 | 4.4173 | 9.0568 | 7.959 | 7.63 | 7.0573 | 4.9769 | 4.3724 | 3.082 | 2.2798 | 1.0961 | 0.38361 | 64.5657 | 62.8766 | 62.1772 | 60.5854 | 59.4328 | 58.7374 | 58.1706 | 59.471 | 62.1961 | 67.1412 | 72.7061 | 76.7751 | 78.8172 | 80.4731 | 81.2821 | 80.8011 | 79.2744 | 77.1472 | 75.1576 | 72.6707 | 70.8571 | 69.3156 | 67.4851 | 66.3637 | 4.4807 | 4.2605 | 4.5909 | 5.511 | 5.0405 | 5.3154 | 4.6838 | 5.0082 | 6.316 | 7.2598 | 7.1362 | 6.0472 | 6.4887 | 6.5071 | 5.4057 | 5.3176 | 4.6427 | 4.7659 | 4.6324 | 5.4451 | 5.8425 | 5.9025 | 5.133 | 4.1946
Program Specific1-in-10Size: Over 200kWSouth of Lugo2025December Monthly Peak | Program Specific | 1-in-10 | Size: Over 200kW | South of Lugo | 2025 | December Monthly Peak | 12 | 97.3938 | 94.9409 | 91.5137 | 91.7511 | 95.3358 | 109.5767 | 133.6105 | 148.5233 | 158.984 | 166.43 | 164.7723 | 162.9851 | 158.0054 | 157.0832 | 154.328 | 148.4353 | 146.1891 | 148.9142 | 143.9154 | 139.9057 | 132.7157 | 124.0684 | 113.0749 | 103.7356 | -0.50985 | 0.0030947 | 0.045046 | -0.89208 | -2.3478 | -1.3184 | -0.91161 | -0.0096226 | -0.52342 | 0.41245 | 0.80502 | 1.7414 | 3.0173 | 3.275 | 6.7552 | 6.0226 | 5.9519 | 5.767 | 4.2514 | 3.8246 | 2.699 | 2.0312 | 0.98726 | 0.34404 | 47.0285 | 46.4337 | 45.5578 | 44.848 | 44.2946 | 43.0241 | 43.9849 | 44.6623 | 45.9627 | 47.679 | 49.9704 | 51.7899 | 53.0535 | 52.5976 | 52.486 | 52.2267 | 51.9264 | 50.7543 | 49.4474 | 48.6657 | 47.6387 | 47.0682 | 46.369 | 45.9851 | 4.031 | 3.8842 | 4.1798 | 4.9588 | 4.4424 | 4.6624 | 4.2259 | 4.461 | 5.4947 | 6.0908 | 5.6132 | 4.6349 | 4.8616 | 4.8243 | 4.032 | 4.0239 | 3.6216 | 3.8945 | 3.9571 | 4.7628 | 5.1165 | 5.2588 | 4.6234 | 3.7619
Program Specific1-in-10Size: Over 200kWSouth of Lugo2025Typical Event Day | Program Specific | 1-in-10 | Size: Over 200kW | South of Lugo | 2025 | Typical Event Day | 8 | 124.4331 | 119.6712 | 115.6071 | 116.8522 | 124.6605 | 148.8144 | 175.5473 | 195.9722 | 213.4121 | 227.8977 | 239.8749 | 241.8651 | 237.5911 | 239.5426 | 237.1724 | 229.8242 | 220.2694 | 208.3621 | 187.8123 | 179.9731 | 171.6602 | 160.1293 | 145.3111 | 135.054 | -0.88562 | -0.099281 | -0.29458 | -0.57224 | -2.2082 | -2.4007 | -1.9882 | -1.7106 | -0.70014 | 0.52873 | 1.1403 | 0.45579 | 1.7981 | 2.6236 | 7.1465 | 6.3177 | 6.2019 | 5.43 | 3.0615 | 1.5788 | 1.6838 | 1.882 | 0.85172 | 0.53656 | 70.1108 | 69.4016 | 69.0222 | 68.73 | 67.9786 | 67.549 | 67.4167 | 68.0553 | 70.6341 | 74.675 | 78.78 | 82.517 | 85.0359 | 86.878 | 87.8867 | 88.2994 | 89.1764 | 88.4759 | 87.4117 | 84.8714 | 80.7017 | 76.799 | 74.2503 | 72.589 | 4.9566 | 4.712 | 5.0819 | 6.0781 | 5.5906 | 6.094 | 5.3436 | 5.665 | 7.0986 | 8.0269 | 7.8646 | 6.6196 | 7.0357 | 7.0803 | 5.9635 | 5.9962 | 5.2518 | 5.2445 | 4.9701 | 5.8966 | 6.3692 | 6.5323 | 5.7183 | 4.7136
Program Specific1-in-10Size: Over 200kWSouth of Lugo2026January Monthly Peak | Program Specific | 1-in-10 | Size: Over 200kW | South of Lugo | 2026 | January Monthly Peak | 1 | 96.5097 | 94.3088 | 91.7761 | 91.4462 | 96.4022 | 110.8356 | 135.5438 | 150.845 | 160.1931 | 166.6061 | 165.2887 | 164.1348 | 159.1613 | 159.3004 | 155.8409 | 149.689 | 144.5654 | 146.9385 | 142.0615 | 138.5795 | 130.8983 | 123.3669 | 113.4721 | 104.7099 | -0.50522 | 0.0030741 | 0.045175 | -0.88911 | -2.3741 | -1.3335 | -0.9248 | -0.0097731 | -0.5274 | 0.41289 | 0.80755 | 1.7537 | 3.0394 | 3.3212 | 6.8214 | 6.0735 | 5.8858 | 5.6905 | 4.1967 | 3.7884 | 2.662 | 2.0197 | 0.99073 | 0.34727 | 45.7671 | 45.9498 | 45.2623 | 44.5779 | 44.4359 | 44.1863 | 43.1384 | 42.8828 | 43.8254 | 46.5904 | 48.5993 | 50.5928 | 52.659 | 53.7219 | 54.6396 | 54.8501 | 54.4749 | 53.5548 | 51.9724 | 51.0205 | 50.0489 | 49.7577 | 49.5876 | 48.5424 | 3.9944 | 3.8584 | 4.1918 | 4.9423 | 4.4921 | 4.716 | 4.287 | 4.5308 | 5.5365 | 6.0973 | 5.6308 | 4.6676 | 4.8972 | 4.8924 | 4.0715 | 4.0579 | 3.5814 | 3.8428 | 3.9061 | 4.7177 | 5.0464 | 5.2291 | 4.6397 | 3.7972
Program Specific1-in-10Size: Over 200kWSouth of Lugo2026February Monthly Peak | Program Specific | 1-in-10 | Size: Over 200kW | South of Lugo | 2026 | February Monthly Peak | 2 | 101.401 | 98.527 | 94.9227 | 95.4876 | 100.4839 | 116.4746 | 140.2426 | 155.5828 | 166.6554 | 174.9517 | 178.6151 | 181.7948 | 179.86 | 181.1747 | 178.603 | 171.011 | 163.5545 | 160.4645 | 153.6107 | 147.3132 | 139.2022 | 129.0261 | 117.5972 | 109.645 | -0.53083 | 0.0032116 | 0.046723 | -0.92841 | -2.4746 | -1.4014 | -0.95686 | -0.01008 | -0.54867 | 0.43357 | 0.87266 | 1.9423 | 3.4347 | 3.7773 | 7.8178 | 6.9386 | 6.6589 | 6.2143 | 4.5379 | 4.0271 | 2.8309 | 2.1124 | 1.0267 | 0.36364 | 51.6499 | 50.9771 | 50.2113 | 49.1497 | 48.4813 | 48.2047 | 47.3456 | 47.1969 | 48.6892 | 52.3786 | 56.2606 | 60.0494 | 61.9166 | 63.2438 | 63.9422 | 64.0426 | 63.1459 | 62.127 | 60.0535 | 58.0588 | 56.6031 | 55.3785 | 54.4082 | 53.0131 | 4.1969 | 4.031 | 4.3355 | 5.1607 | 4.6823 | 4.9559 | 4.4356 | 4.6731 | 5.7598 | 6.4027 | 6.0848 | 5.1698 | 5.5341 | 5.5642 | 4.6662 | 4.6359 | 4.0518 | 4.1966 | 4.2237 | 5.015 | 5.3666 | 5.469 | 4.8084 | 3.9762
Program Specific1-in-10Size: Over 200kWSouth of Lugo2026March Monthly Peak | Program Specific | 1-in-10 | Size: Over 200kW | South of Lugo | 2026 | March Monthly Peak | 3 | 108.891 | 104.0861 | 99.7699 | 100.0169 | 106.1692 | 124.5206 | 149.8905 | 167.9231 | 182.3018 | 195.8711 | 205.9085 | 211.3004 | 210.6553 | 213.1143 | 211.1164 | 202.2705 | 192.5538 | 183.2789 | 169.8208 | 163.8252 | 154.014 | 142.2535 | 127.752 | 117.9602 | -0.57004 | 0.0033928 | 0.049109 | -0.97245 | -2.6146 | -1.4982 | -1.0227 | -0.01088 | -0.60019 | 0.48541 | 1.006 | 2.2576 | 4.0227 | 4.4431 | 9.2409 | 8.207 | 7.8395 | 7.0978 | 5.0167 | 4.4785 | 3.1321 | 2.3289 | 1.1154 | 0.39121 | 61.1496 | 59.5092 | 58.8344 | 58.6243 | 57.7321 | 55.8474 | 55.3099 | 55.9993 | 59.1446 | 64.0534 | 69.2101 | 73.8724 | 77.1448 | 78.4762 | 78.7461 | 79.1016 | 78.1001 | 76.6707 | 75.0169 | 72.4663 | 69.697 | 66.4905 | 63.5611 | 61.4583 | 4.5069 | 4.2584 | 4.5569 | 5.4055 | 4.9472 | 5.2983 | 4.7408 | 5.0437 | 6.3006 | 7.1683 | 7.0145 | 6.0088 | 6.4816 | 6.5451 | 5.5156 | 5.4833 | 4.7702 | 4.7932 | 4.6694 | 5.5771 | 5.9376 | 6.0296 | 5.2236 | 4.2777
Program Specific1-in-10Size: Over 200kWSouth of Lugo2026April Monthly Peak | Program Specific | 1-in-10 | Size: Over 200kW | South of Lugo | 2026 | April Monthly Peak | 4 | 114.1251 | 109.8238 | 105.782 | 106.1213 | 113.6529 | 132.3596 | 157.9425 | 177.8523 | 197.1128 | 214.3535 | 228.2508 | 233.7557 | 232.7227 | 235.0389 | 231.4518 | 222.3084 | 210.9477 | 197.9518 | 179.4392 | 172.8409 | 163.9774 | 151.1061 | 136.8224 | 126.1824 | -0.75389 | -0.065385 | -0.18217 | -0.65882 | -2.2267 | -1.9878 | -1.5956 | -1.1338 | -0.64729 | 0.50652 | 1.0932 | 0.99937 | 2.4901 | 3.2062 | 7.8318 | 6.9014 | 6.6591 | 5.8399 | 3.5705 | 2.388 | 2.0774 | 1.9656 | 0.90864 | 0.47881 | 70.8161 | 69.7236 | 68.1326 | 66.495 | 65.094 | 64.2257 | 63.7688 | 63.8636 | 66.5494 | 72.1305 | 77.2163 | 82.3925 | 85.7063 | 87.2219 | 86.2612 | 86.0588 | 86.1119 | 85.9806 | 84.5475 | 80.3969 | 75.4854 | 71.1383 | 68.7461 | 67.5417 | 4.5525 | 4.3305 | 4.6566 | 5.5278 | 5.1042 | 5.4279 | 4.8146 | 5.1486 | 6.5658 | 7.5607 | 7.4942 | 6.4068 | 6.9014 | 6.9571 | 5.828 | 5.8084 | 5.0367 | 4.9895 | 4.7553 | 5.671 | 6.0929 | 6.173 | 5.3919 | 4.4102
Program Specific1-in-10Size: Over 200kWSouth of Lugo2026May Monthly Peak | Program Specific | 1-in-10 | Size: Over 200kW | South of Lugo | 2026 | May Monthly Peak | 5 | 112.7649 | 108.2421 | 104.6579 | 105.2979 | 113.0772 | 132.3296 | 156.8542 | 179.2567 | 197.7462 | 213.8436 | 227.3238 | 231.3263 | 229.1141 | 230.8748 | 227.2225 | 217.647 | 206.0458 | 194.4819 | 176.3374 | 168.2046 | 162.043 | 149.4639 | 135.1535 | 124.8354 | -0.7215 | -0.05415 | -0.14514 | -0.70975 | -2.3016 | -1.9275 | -1.5067 | -0.97144 | -0.64962 | 0.50904 | 1.0921 | 1.2135 | 2.7428 | 3.4014 | 8.0305 | 7.0708 | 6.7898 | 6.0093 | 3.7663 | 2.6684 | 2.2411 | 2.0204 | 0.94033 | 0.46466 | 67.7699 | 66.9498 | 65.276 | 64.3511 | 63.8485 | 63.1603 | 63.3927 | 63.5656 | 66.8552 | 72.7819 | 77.9381 | 81.7813 | 83.8646 | 84.9372 | 86.7787 | 87.9206 | 88.2644 | 87.3138 | 85.9225 | 83.3448 | 80.0627 | 76.0643 | 72.9861 | 70.9091 | 4.5098 | 4.2791 | 4.619 | 5.499 | 5.0914 | 5.4406 | 4.7937 | 5.2026 | 6.6038 | 7.5621 | 7.4829 | 6.3565 | 6.8118 | 6.8514 | 5.7362 | 5.7012 | 4.9323 | 4.9147 | 4.6851 | 5.5331 | 6.0364 | 6.1216 | 5.3398 | 4.3744
Program Specific1-in-10Size: Over 200kWSouth of Lugo2026June Monthly Peak | Program Specific | 1-in-10 | Size: Over 200kW | South of Lugo | 2026 | June Monthly Peak | 6 | 116.7155 | 112.0361 | 108.4072 | 109.0517 | 117.2521 | 136.4562 | 160.0448 | 182.045 | 198.6781 | 214.4522 | 226.6994 | 227.748 | 222.8339 | 224.5115 | 221.9665 | 215.2291 | 204.9838 | 194.1057 | 175.8439 | 168.008 | 162.0651 | 150.3863 | 136.4868 | 126.6811 | -0.70031 | -0.035617 | -0.080624 | -0.84636 | -2.558 | -1.8692 | -1.3849 | -0.65295 | -0.65317 | 0.51767 | 1.0954 | 1.6186 | 3.211 | 3.7776 | 8.4851 | 7.5879 | 7.2992 | 6.5177 | 4.2482 | 3.3249 | 2.6023 | 2.1797 | 1.0325 | 0.45394 | 65.9139 | 65.3461 | 64.8665 | 64.4618 | 62.9965 | 62.2165 | 62.4016 | 64.1555 | 67.1093 | 71.5149 | 76.4837 | 80.465 | 82.3387 | 82.7381 | 83.7313 | 83.9112 | 85.135 | 84.7419 | 84.6163 | 83.0119 | 78.6975 | 74.6132 | 71.7497 | 69.9445 | 4.7055 | 4.4648 | 4.8231 | 5.741 | 5.322 | 5.6556 | 4.9307 | 5.3261 | 6.6885 | 7.6448 | 7.5226 | 6.3087 | 6.6786 | 6.7164 | 5.6488 | 5.6834 | 4.9465 | 4.9448 | 4.7097 | 5.5713 | 6.086 | 6.2091 | 5.4361 | 4.4749
Program Specific1-in-10Size: Over 200kWSouth of Lugo2026July Monthly Peak | Program Specific | 1-in-10 | Size: Over 200kW | South of Lugo | 2026 | July Monthly Peak | 7 | 119.7668 | 114.7618 | 110.9914 | 112.1733 | 120.7338 | 142.3122 | 167.6048 | 189.4805 | 206.2333 | 219.4927 | 230.3902 | 231.3091 | 227.3948 | 229.2284 | 226.5431 | 220.0593 | 210.923 | 199.3358 | 180.2912 | 171.0259 | 164.7353 | 153.0731 | 139.2828 | 130.0233 | -0.80688 | -0.075228 | -0.21468 | -0.65863 | -2.3072 | -2.1779 | -1.7458 | -1.3224 | -0.67707 | 0.51624 | 1.1014 | 0.84692 | 2.2503 | 2.9687 | 7.4502 | 6.6307 | 6.4736 | 5.7046 | 3.4209 | 2.1415 | 1.9661 | 1.9419 | 0.8971 | 0.49934 | 69.5227 | 68.8481 | 68.5796 | 68.3695 | 68.0296 | 67.7407 | 67.3374 | 67.5119 | 70.3661 | 74.4181 | 78.0894 | 79.7244 | 80.6369 | 82.4556 | 84.5919 | 85.5894 | 87.7569 | 86.52 | 84.35 | 81.7631 | 78.48 | 75.8206 | 74.0008 | 72.6402 | 4.7726 | 4.5205 | 4.8809 | 5.837 | 5.4167 | 5.83 | 5.1039 | 5.4795 | 6.8625 | 7.734 | 7.5566 | 6.3332 | 6.7364 | 6.7781 | 5.6985 | 5.7437 | 5.0309 | 5.0192 | 4.7729 | 5.6057 | 6.1147 | 6.2469 | 5.4832 | 4.5398
Program Specific1-in-10Size: Over 200kWSouth of Lugo2026August Monthly Peak | Program Specific | 1-in-10 | Size: Over 200kW | South of Lugo | 2026 | August Monthly Peak | 8 | 124.6701 | 119.9128 | 115.8634 | 117.1679 | 125.0173 | 149.2641 | 176.1237 | 196.7245 | 214.566 | 229.4083 | 241.6176 | 243.6375 | 239.3559 | 241.3099 | 238.827 | 231.3567 | 221.6741 | 209.6077 | 188.7622 | 180.7371 | 172.264 | 160.6268 | 145.8252 | 135.5078 | -0.90778 | -0.1085 | -0.32597 | -0.52446 | -2.1392 | -2.4613 | -2.0639 | -1.8658 | -0.70371 | 0.52906 | 1.1458 | 0.2721 | 1.5707 | 2.4346 | 6.9122 | 6.0957 | 5.9986 | 5.2309 | 2.8589 | 1.2928 | 1.5315 | 1.8232 | 0.81823 | 0.54612 | 70.6686 | 70.2346 | 70.0455 | 69.7337 | 69.3366 | 69.1939 | 69.0975 | 69.3374 | 71.5878 | 75.27 | 78.6487 | 82.3287 | 85.1725 | 86.9494 | 87.2912 | 88.1875 | 88.8175 | 88.9906 | 88.2575 | 84.7362 | 79.3669 | 75.8407 | 73.6155 | 72.1512 | 4.9712 | 4.7264 | 5.0983 | 6.1008 | 5.6124 | 6.1187 | 5.3667 | 5.6926 | 7.1443 | 8.0884 | 7.9298 | 6.6749 | 7.0952 | 7.1399 | 6.0113 | 6.0423 | 5.2907 | 5.2812 | 5.0003 | 5.9277 | 6.3982 | 6.5593 | 5.7444 | 4.7343
Program Specific1-in-10Size: Over 200kWSouth of Lugo2026September Monthly Peak | Program Specific | 1-in-10 | Size: Over 200kW | South of Lugo | 2026 | September Monthly Peak | 9 | 122.8644 | 118.4863 | 114.9253 | 116.489 | 123.9156 | 149.573 | 179.1286 | 201.8098 | 225.206 | 243.5357 | 257.2662 | 259.6061 | 256.5191 | 258.2248 | 252.7818 | 242.7228 | 229.9794 | 216.4118 | 194.5975 | 188.4822 | 176.299 | 162.1794 | 146.1278 | 135.0223 | -1.0382 | -0.17065 | -0.5403 | -0.17236 | -1.5884 | -2.8473 | -2.5999 | -2.9998 | -0.73699 | 0.53772 | 1.199 | -1.1286 | -0.15298 | 1.0185 | 5.1752 | 4.4231 | 4.4301 | 3.6986 | 1.3474 | -0.82452 | 0.41486 | 1.3757 | 0.55954 | 0.5992 | 74.3382 | 73.1777 | 72.597 | 72.3549 | 71.5518 | 71.0447 | 70.8303 | 71.2166 | 73.4731 | 77.4969 | 81.8981 | 87.55 | 91.9956 | 95.3687 | 95.9325 | 95.5094 | 94.9963 | 93.6513 | 92.4231 | 89.9744 | 86.2625 | 80.9213 | 77.635 | 75.62 | 5.0349 | 4.7996 | 5.1972 | 6.2335 | 5.7171 | 6.3013 | 5.6095 | 6.0016 | 7.7064 | 8.8245 | 8.6774 | 7.3095 | 7.8147 | 7.8521 | 6.5389 | 6.5149 | 5.641 | 5.6038 | 5.2978 | 6.3531 | 6.7295 | 6.8062 | 5.9158 | 4.848
Program Specific1-in-10Size: Over 200kWSouth of Lugo2026October Monthly Peak | Program Specific | 1-in-10 | Size: Over 200kW | South of Lugo | 2026 | October Monthly Peak | 10 | 117.0358 | 114.1165 | 110.0031 | 111.0214 | 117.9948 | 138.5586 | 166.2549 | 186.3626 | 204.8972 | 224.0647 | 239.0902 | 243.712 | 242.9449 | 244.9051 | 241.0459 | 229.3678 | 217.0354 | 202.4944 | 188.2424 | 178.0542 | 166.9431 | 153.8666 | 138.5016 | 127.0116 | -0.82998 | -0.093338 | -0.27577 | -0.55095 | -2.1012 | -2.2275 | -1.8728 | -1.6048 | -0.67224 | 0.52031 | 1.137 | 0.48838 | 1.8766 | 2.7152 | 7.3079 | 6.3459 | 6.1478 | 5.3119 | 3.1023 | 1.6068 | 1.6614 | 1.8181 | 0.8172 | 0.50347 | 71.8954 | 71.4141 | 70.5804 | 69.7394 | 68.5994 | 68.3667 | 68.5321 | 68.7561 | 69.7404 | 72.4167 | 76.5937 | 81.6181 | 85.0487 | 86.5887 | 87.0906 | 87.3094 | 86.3394 | 83.5694 | 80.0429 | 77.5896 | 75.4874 | 74.0638 | 72.8235 | 71.8091 | 4.6615 | 4.4929 | 4.8351 | 5.7743 | 5.2912 | 5.6735 | 5.0603 | 5.3867 | 6.8147 | 7.8912 | 7.8381 | 6.6695 | 7.1936 | 7.2381 | 6.0603 | 5.9837 | 5.1742 | 5.0963 | 4.981 | 5.8332 | 6.1936 | 6.2762 | 5.4498 | 4.4325
Program Specific1-in-10Size: Over 200kWSouth of Lugo2026November Monthly Peak | Program Specific | 1-in-10 | Size: Over 200kW | South of Lugo | 2026 | November Monthly Peak | 11 | 108.2587 | 104.1375 | 100.515 | 101.9687 | 108.1701 | 124.9243 | 148.09 | 166.741 | 182.7497 | 198.3713 | 209.4794 | 212.6486 | 210.8847 | 211.8765 | 206.9098 | 196.1594 | 187.4062 | 182.2323 | 168.4738 | 159.9456 | 151.5476 | 139.2547 | 125.5358 | 115.6671 | -0.56673 | 0.0033945 | 0.049476 | -0.99142 | -2.6639 | -1.503 | -1.0104 | -0.010803 | -0.60166 | 0.49161 | 1.0234 | 2.272 | 4.0271 | 4.4173 | 9.0568 | 7.959 | 7.63 | 7.0573 | 4.9769 | 4.3724 | 3.082 | 2.2798 | 1.0961 | 0.38361 | 64.5658 | 62.8766 | 62.1772 | 60.5854 | 59.4328 | 58.7374 | 58.1706 | 59.471 | 62.1961 | 67.1412 | 72.7061 | 76.7751 | 78.8172 | 80.4731 | 81.2821 | 80.8011 | 79.2744 | 77.1472 | 75.1576 | 72.6707 | 70.8571 | 69.3156 | 67.4851 | 66.3637 | 4.4807 | 4.2605 | 4.5909 | 5.511 | 5.0405 | 5.3154 | 4.6838 | 5.0082 | 6.316 | 7.2598 | 7.1362 | 6.0472 | 6.4887 | 6.5071 | 5.4057 | 5.3176 | 4.6427 | 4.7659 | 4.6324 | 5.4451 | 5.8425 | 5.9025 | 5.133 | 4.1946
Program Specific1-in-10Size: Over 200kWSouth of Lugo2026December Monthly Peak | Program Specific | 1-in-10 | Size: Over 200kW | South of Lugo | 2026 | December Monthly Peak | 12 | 97.3938 | 94.9409 | 91.5137 | 91.7511 | 95.3358 | 109.5767 | 133.6105 | 148.5233 | 158.984 | 166.43 | 164.7723 | 162.9851 | 158.0054 | 157.0833 | 154.328 | 148.4353 | 146.1891 | 148.9142 | 143.9154 | 139.9057 | 132.7157 | 124.0684 | 113.0749 | 103.7356 | -0.50985 | 0.0030947 | 0.045046 | -0.89208 | -2.3478 | -1.3184 | -0.91161 | -0.0096226 | -0.52342 | 0.41245 | 0.80502 | 1.7414 | 3.0173 | 3.275 | 6.7552 | 6.0226 | 5.9519 | 5.767 | 4.2514 | 3.8246 | 2.699 | 2.0312 | 0.98726 | 0.34404 | 47.0285 | 46.4337 | 45.5578 | 44.848 | 44.2946 | 43.0241 | 43.9849 | 44.6623 | 45.9628 | 47.679 | 49.9704 | 51.7899 | 53.0535 | 52.5976 | 52.486 | 52.2267 | 51.9264 | 50.7543 | 49.4474 | 48.6657 | 47.6387 | 47.0682 | 46.369 | 45.9851 | 4.031 | 3.8842 | 4.1798 | 4.9588 | 4.4424 | 4.6624 | 4.2259 | 4.461 | 5.4947 | 6.0908 | 5.6132 | 4.6349 | 4.8616 | 4.8243 | 4.032 | 4.0239 | 3.6216 | 3.8945 | 3.9571 | 4.7628 | 5.1165 | 5.2588 | 4.6234 | 3.7619
Program Specific1-in-10Size: Over 200kWSouth of Lugo2026Typical Event Day | Program Specific | 1-in-10 | Size: Over 200kW | South of Lugo | 2026 | Typical Event Day | 8 | 124.4331 | 119.6712 | 115.6071 | 116.8522 | 124.6605 | 148.8144 | 175.5473 | 195.9722 | 213.4121 | 227.8977 | 239.8749 | 241.8651 | 237.5911 | 239.5426 | 237.1724 | 229.8242 | 220.2694 | 208.3621 | 187.8123 | 179.9731 | 171.6602 | 160.1293 | 145.3111 | 135.054 | -0.88562 | -0.099281 | -0.29458 | -0.57224 | -2.2082 | -2.4007 | -1.9882 | -1.7106 | -0.70014 | 0.52873 | 1.1403 | 0.45579 | 1.7981 | 2.6236 | 7.1465 | 6.3177 | 6.2019 | 5.43 | 3.0615 | 1.5788 | 1.6838 | 1.882 | 0.85172 | 0.53656 | 70.1108 | 69.4016 | 69.0222 | 68.73 | 67.9786 | 67.549 | 67.4167 | 68.0553 | 70.6341 | 74.675 | 78.78 | 82.517 | 85.0359 | 86.878 | 87.8867 | 88.2994 | 89.1764 | 88.4759 | 87.4117 | 84.8714 | 80.7017 | 76.799 | 74.2503 | 72.589 | 4.9566 | 4.712 | 5.0819 | 6.0781 | 5.5906 | 6.094 | 5.3436 | 5.665 | 7.0986 | 8.0269 | 7.8646 | 6.6196 | 7.0357 | 7.0803 | 5.9635 | 5.9962 | 5.2518 | 5.2445 | 4.9701 | 5.8966 | 6.3692 | 6.5323 | 5.7183 | 4.7136
Program Specific1-in-2Size: Over 200kWSouth of Lugo2015January Monthly Peak | Program Specific | 1-in-2 | Size: Over 200kW | South of Lugo | 2015 | January Monthly Peak | 1 | 97.386 | 94.9761 | 92.3581 | 92.0515 | 97.3265 | 112.1918 | 136.6794 | 152.0517 | 161.5005 | 168.4776 | 168.9823 | 168.9128 | 164.7566 | 165.198 | 161.7325 | 155.0975 | 149.3077 | 150.7159 | 144.4126 | 140.2056 | 132.6105 | 124.6891 | 114.0782 | 105.2877 | -0.50981 | 0.0030958 | 0.045461 | -0.895 | -2.3968 | -1.3498 | -0.93254 | -0.0098512 | -0.5317 | 0.41753 | 0.82559 | 1.8047 | 3.1462 | 3.4442 | 7.0793 | 6.293 | 6.0788 | 5.8368 | 4.2661 | 3.8328 | 2.6969 | 2.0414 | 0.99602 | 0.34919 | 48.2571 | 47.2561 | 46.0388 | 45.5447 | 45.365 | 45.7023 | 45.448 | 45.6186 | 46.5448 | 48.6425 | 52.4297 | 55.3131 | 56.9851 | 58.2517 | 58.6507 | 58.7574 | 58.625 | 57.04 | 55.5201 | 54.0457 | 53.2113 | 52.0369 | 51.0729 | 49.6362 | 4.0307 | 3.8857 | 4.2184 | 4.975 | 4.5352 | 4.7737 | 4.3229 | 4.567 | 5.5816 | 6.1657 | 5.7566 | 4.8034 | 5.0694 | 5.0735 | 4.2254 | 4.2045 | 3.6988 | 3.9416 | 3.9708 | 4.773 | 5.1124 | 5.2851 | 4.6645 | 3.8182
Program Specific1-in-2Size: Over 200kWSouth of Lugo2015February Monthly Peak | Program Specific | 1-in-2 | Size: Over 200kW | South of Lugo | 2015 | February Monthly Peak | 2 | 100.8649 | 98.0911 | 94.5218 | 95.0485 | 99.87 | 115.6073 | 139.4258 | 154.6516 | 165.4931 | 173.3518 | 176.0184 | 178.6541 | 176.3228 | 177.4884 | 174.9706 | 167.6704 | 160.5977 | 158.052 | 152.03 | 146.1715 | 138.0909 | 128.1537 | 117.0678 | 109.1568 | -0.52802 | 0.0031974 | 0.046526 | -0.92414 | -2.4595 | -1.3909 | -0.95128 | -0.01002 | -0.54485 | 0.42961 | 0.85997 | 1.9088 | 3.3671 | 3.7004 | 7.6588 | 6.8031 | 6.5385 | 6.1209 | 4.4912 | 3.9959 | 2.8083 | 2.0981 | 1.0221 | 0.36202 | 51.5801 | 51.2908 | 51.0151 | 50.7492 | 50.4263 | 50.0006 | 49.7455 | 49.7201 | 50.4744 | 52.5863 | 54.3533 | 56.0894 | 56.6731 | 56.7465 | 56.7179 | 55.6321 | 55.5324 | 55.2548 | 53.8643 | 52.8989 | 52.0733 | 51.8532 | 50.6041 | 49.1464 | 4.1747 | 4.0131 | 4.3172 | 5.137 | 4.6537 | 4.919 | 4.4098 | 4.6451 | 5.7196 | 6.3441 | 5.9963 | 5.0805 | 5.4252 | 5.451 | 4.5713 | 4.5453 | 3.9785 | 4.1335 | 4.1802 | 4.9761 | 5.3237 | 5.432 | 4.7867 | 3.9585
Program Specific1-in-2Size: Over 200kWSouth of Lugo2015March Monthly Peak | Program Specific | 1-in-2 | Size: Over 200kW | South of Lugo | 2015 | March Monthly Peak | 3 | 104.3869 | 100.1425 | 95.9473 | 95.6281 | 100.52 | 116.8528 | 141.7899 | 158.1403 | 168.8562 | 177.8105 | 180.6721 | 182.7051 | 179.7799 | 181.3503 | 180.3171 | 173.8831 | 167.1507 | 161.9796 | 155.0968 | 152.742 | 144.0299 | 134.2806 | 121.6937 | 112.4901 | -0.54646 | 0.0032642 | 0.047228 | -0.92977 | -2.4755 | -1.4059 | -0.96741 | -0.010246 | -0.55592 | 0.44066 | 0.88271 | 1.9521 | 3.4331 | 3.7809 | 7.8928 | 7.0552 | 6.8053 | 6.273 | 4.5818 | 4.1755 | 2.9291 | 2.1984 | 1.0625 | 0.37307 | 51.7793 | 50.5458 | 49.2185 | 48.6657 | 48.4079 | 47.8269 | 47.6394 | 48.0757 | 50.5868 | 52.7016 | 55.0276 | 57.2016 | 58.0999 | 59.1236 | 59.1543 | 59.8265 | 59.4334 | 58.1963 | 56.5906 | 54.8978 | 54.1611 | 53.2276 | 52.1777 | 51.0805 | 4.3205 | 4.0971 | 4.3823 | 5.1683 | 4.684 | 4.972 | 4.4846 | 4.7499 | 5.8359 | 6.5073 | 6.1548 | 5.1957 | 5.5316 | 5.5696 | 4.711 | 4.7138 | 4.1409 | 4.2362 | 4.2646 | 5.1998 | 5.5527 | 5.6917 | 4.9759 | 4.0794
Program Specific1-in-2Size: Over 200kWSouth of Lugo2015April Monthly Peak | Program Specific | 1-in-2 | Size: Over 200kW | South of Lugo | 2015 | April Monthly Peak | 4 | 110.4648 | 106.2857 | 102.1362 | 101.7256 | 108.4791 | 125.6763 | 149.891 | 167.5789 | 181.8216 | 194.1988 | 203.6861 | 207.8987 | 206.2598 | 208.2855 | 206.0885 | 198.859 | 189.6378 | 179.421 | 165.7609 | 162.0658 | 155.096 | 143.8635 | 129.9892 | 120.1147 | -0.57828 | 0.0034645 | 0.050274 | -0.98906 | -2.6715 | -1.5121 | -1.0227 | -0.010857 | -0.59861 | 0.48127 | 0.99515 | 2.2212 | 3.9388 | 4.3425 | 9.0208 | 8.0685 | 7.7208 | 6.9484 | 4.8968 | 4.4304 | 3.1541 | 2.3553 | 1.1349 | 0.39836 | 62.0216 | 61.5627 | 60.792 | 59.6741 | 58.844 | 58.051 | 57.5628 | 57.7686 | 59.4381 | 62.7784 | 65.7757 | 69.0286 | 71.6382 | 73.6379 | 74.2912 | 74.1973 | 74.4516 | 73.5097 | 72.6029 | 70.6896 | 67.1717 | 65.5142 | 63.9008 | 61.7803 | 4.572 | 4.3484 | 4.665 | 5.4979 | 5.0549 | 5.3474 | 4.7408 | 5.0334 | 6.284 | 7.1071 | 6.9388 | 5.9121 | 6.3464 | 6.3968 | 5.3843 | 5.3908 | 4.698 | 4.6923 | 4.5578 | 5.5172 | 5.9793 | 6.0979 | 5.315 | 4.3559
Program Specific1-in-2Size: Over 200kWSouth of Lugo2015May Monthly Peak | Program Specific | 1-in-2 | Size: Over 200kW | South of Lugo | 2015 | May Monthly Peak | 5 | 108.8857 | 104.5268 | 100.8496 | 100.7246 | 107.6541 | 125.2932 | 148.4724 | 168.608 | 181.9897 | 193.0474 | 201.7076 | 204.1927 | 201.2101 | 202.6185 | 200.377 | 192.8347 | 183.5303 | 174.9689 | 162.0174 | 156.967 | 152.7095 | 141.8669 | 128.1082 | 118.5718 | -0.57001 | 0.0034071 | 0.049641 | -0.97933 | -2.6511 | -1.5075 | -1.013 | -0.010924 | -0.59916 | 0.47842 | 0.98548 | 2.1816 | 3.8424 | 4.2243 | 8.7708 | 7.8241 | 7.4722 | 6.776 | 4.7862 | 4.291 | 3.1056 | 2.3226 | 1.1185 | 0.39324 | 59.0627 | 59.1477 | 59.1541 | 58.5289 | 57.992 | 58.0056 | 58.3308 | 58.9475 | 59.7166 | 61.5097 | 64.5488 | 67.5142 | 70.1001 | 71.0603 | 70.7938 | 71.6764 | 71.8108 | 70.6849 | 68.7442 | 66.037 | 63.1117 | 60.7754 | 60.2656 | 59.9074 | 4.5067 | 4.2764 | 4.6062 | 5.4438 | 5.0164 | 5.3311 | 4.6959 | 5.0643 | 6.2898 | 7.0649 | 6.8714 | 5.8067 | 6.191 | 6.2227 | 5.235 | 5.2275 | 4.5467 | 4.5759 | 4.4549 | 5.3437 | 5.8873 | 6.0132 | 5.2381 | 4.2999
Program Specific1-in-2Size: Over 200kWSouth of Lugo2015June Monthly Peak | Program Specific | 1-in-2 | Size: Over 200kW | South of Lugo | 2015 | June Monthly Peak | 6 | 115.1442 | 110.5097 | 106.8299 | 107.1459 | 115.0179 | 133.577 | 156.5551 | 177.5821 | 192.0149 | 205.6759 | 216.0621 | 216.5886 | 211.4426 | 213.0053 | 211.0708 | 205.154 | 195.8206 | 186.123 | 169.9332 | 163.3423 | 158.2351 | 147.2599 | 133.5101 | 124.0395 | -0.60277 | 0.0036022 | 0.052585 | -1.0418 | -2.8325 | -1.6071 | -1.0682 | -0.011505 | -0.63216 | 0.50971 | 1.0556 | 2.3141 | 4.0378 | 4.4409 | 9.2389 | 8.3239 | 7.9725 | 7.208 | 5.02 | 4.4653 | 3.218 | 2.4109 | 1.1657 | 0.41138 | 62.728 | 62.6395 | 62.1966 | 61.5739 | 61.3758 | 60.8948 | 60.4487 | 60.9883 | 63.0666 | 67.5658 | 71.8597 | 75.5484 | 76.1207 | 76.0524 | 77.5097 | 77.6793 | 79.1175 | 79.2388 | 79.1225 | 75.4981 | 71.1836 | 67.4153 | 65.8187 | 64.6027 | 4.7657 | 4.5212 | 4.8794 | 5.7908 | 5.3596 | 5.6836 | 4.9516 | 5.3338 | 6.6362 | 7.5271 | 7.3604 | 6.1592 | 6.5058 | 6.5417 | 5.5144 | 5.5615 | 4.8511 | 4.8676 | 4.6725 | 5.5607 | 6.1003 | 6.2418 | 5.459 | 4.4982
Program Specific1-in-2Size: Over 200kWSouth of Lugo2015July Monthly Peak | Program Specific | 1-in-2 | Size: Over 200kW | South of Lugo | 2015 | July Monthly Peak | 7 | 119.4288 | 114.4224 | 110.6341 | 111.7358 | 120.2338 | 141.6778 | 166.8053 | 188.4431 | 204.6547 | 217.4224 | 227.967 | 228.8216 | 224.899 | 226.7222 | 224.1884 | 217.8796 | 208.9299 | 197.578 | 178.9627 | 169.9634 | 163.8859 | 152.3752 | 138.5789 | 129.4011 | -0.77613 | -0.062507 | -0.17138 | -0.72437 | -2.4029 | -2.0946 | -1.6423 | -1.1083 | -0.67219 | 0.51573 | 1.0936 | 1.0929 | 2.554 | 3.2205 | 7.7601 | 6.9262 | 6.7448 | 5.9714 | 3.6959 | 2.5279 | 2.1745 | 2.0222 | 0.94294 | 0.48619 | 69.5962 | 68.8608 | 68.5528 | 68.4381 | 68.0143 | 67.1614 | 67.0851 | 68.0314 | 70.7341 | 73.3983 | 76.0196 | 79.4256 | 80.9244 | 81.3919 | 82.2106 | 82.4131 | 83.145 | 83.3831 | 83.7975 | 82.2812 | 79.0713 | 74.8733 | 72.3861 | 71.5011 | 4.7697 | 4.5172 | 4.876 | 5.8272 | 5.4062 | 5.8169 | 5.0908 | 5.4616 | 6.8251 | 7.678 | 7.4937 | 6.2789 | 6.6773 | 6.7189 | 5.6518 | 5.6994 | 4.9944 | 4.986 | 4.7483 | 5.5832 | 6.0967 | 6.2322 | 5.4676 | 4.5281
Program Specific1-in-2Size: Over 200kWSouth of Lugo2015August Monthly Peak | Program Specific | 1-in-2 | Size: Over 200kW | South of Lugo | 2015 | August Monthly Peak | 8 | 124.1355 | 119.3692 | 115.2875 | 116.4592 | 124.2148 | 148.2516 | 174.8297 | 195.0372 | 211.9816 | 226.0241 | 237.7036 | 239.6504 | 235.3806 | 237.327 | 235.0959 | 227.9013 | 218.5082 | 206.803 | 186.6267 | 179.0212 | 170.9051 | 159.5076 | 144.6736 | 134.4911 | -0.85775 | -0.08769 | -0.25515 | -0.63224 | -2.295 | -2.3246 | -1.8933 | -1.5162 | -0.69572 | 0.52832 | 1.1335 | 0.684 | 2.0803 | 2.8581 | 7.4373 | 6.5934 | 6.4547 | 5.678 | 3.3144 | 1.9367 | 1.8746 | 1.9559 | 0.89373 | 0.52459 | 70.2711 | 68.8192 | 68.2746 | 68.5935 | 68.5447 | 67.7027 | 67.486 | 67.4838 | 69.3112 | 73.5675 | 77.9981 | 82.4969 | 84.8881 | 85.5381 | 85.7981 | 85.8087 | 87.2431 | 88.4294 | 87.59 | 82.5681 | 76.8792 | 74.1733 | 72.8661 | 71.6173 | 4.9435 | 4.6989 | 5.0665 | 6.0561 | 5.5692 | 6.0694 | 5.3204 | 5.6365 | 7.0492 | 7.9589 | 7.7913 | 6.5572 | 6.9684 | 7.013 | 5.9098 | 5.9444 | 5.2084 | 5.2038 | 4.9374 | 5.8639 | 6.3395 | 6.5052 | 5.6917 | 4.6927
Program Specific1-in-2Size: Over 200kWSouth of Lugo2015September Monthly Peak | Program Specific | 1-in-2 | Size: Over 200kW | South of Lugo | 2015 | September Monthly Peak | 9 | 120.8289 | 116.3828 | 112.6779 | 113.7062 | 120.8007 | 145.672 | 174.0519 | 195.1487 | 214.9217 | 230.0925 | 241.9507 | 244.1587 | 241.2435 | 242.9637 | 238.5411 | 229.5277 | 217.8574 | 205.6085 | 186.2921 | 181.7686 | 171.0468 | 157.8403 | 141.5485 | 130.986 | -0.85349 | -0.093695 | -0.27736 | -0.57246 | -2.1636 | -2.333 | -1.9489 | -1.6552 | -0.70516 | 0.53485 | 1.1511 | 0.5213 | 1.9049 | 2.7295 | 7.2804 | 6.3951 | 6.2119 | 5.4324 | 3.1069 | 1.6907 | 1.729 | 1.8759 | 0.84124 | 0.51795 | 70.1272 | 69.4421 | 68.9259 | 68.5419 | 67.9782 | 67.6254 | 67.3909 | 67.3399 | 69.0684 | 73.1212 | 77.1831 | 82.0113 | 85.9031 | 87.7188 | 88.4081 | 88.8825 | 89.2944 | 87.9937 | 87.29 | 84.9575 | 81.175 | 77.9473 | 76.0504 | 75.1719 | 4.8122 | 4.5818 | 4.9522 | 5.9134 | 5.4166 | 5.9643 | 5.2971 | 5.6402 | 7.1475 | 8.1028 | 7.9312 | 6.6811 | 7.1426 | 7.1802 | 5.9969 | 5.9873 | 5.1933 | 5.1742 | 4.929 | 5.9544 | 6.3453 | 6.4378 | 5.5692 | 4.5708
Program Specific1-in-2Size: Over 200kWSouth of Lugo2015October Monthly Peak | Program Specific | 1-in-2 | Size: Over 200kW | South of Lugo | 2015 | October Monthly Peak | 10 | 114.4115 | 111.5139 | 107.2825 | 107.7058 | 114.1701 | 133.6776 | 160.1917 | 178.5371 | 193.07 | 208.5303 | 220.6755 | 224.6556 | 223.701 | 225.5383 | 222.7958 | 212.4807 | 201.6256 | 188.9671 | 178.0967 | 169.9788 | 160.4236 | 148.523 | 133.2245 | 122.3402 | -0.59894 | 0.0036349 | 0.052807 | -1.0472 | -2.8116 | -1.6084 | -1.093 | -0.011567 | -0.63564 | 0.51679 | 1.0781 | 2.4003 | 4.2719 | 4.7022 | 9.7521 | 8.6212 | 8.2089 | 7.3181 | 5.2612 | 4.6467 | 3.2625 | 2.4316 | 1.1632 | 0.40574 | 64.2317 | 63.9378 | 63.7186 | 62.4885 | 61.8845 | 61.2489 | 60.6774 | 60.7531 | 61.6092 | 64.6975 | 68.7845 | 74.3456 | 80.4075 | 83.595 | 82.4506 | 81.9206 | 82.2594 | 81.2925 | 78.4805 | 74.2435 | 71.8934 | 70.3001 | 68.6211 | 66.9726 | 4.7354 | 4.5623 | 4.9 | 5.8211 | 5.3201 | 5.6879 | 5.0666 | 5.3625 | 6.6727 | 7.6316 | 7.5176 | 6.3886 | 6.883 | 6.9267 | 5.8208 | 5.7601 | 4.9949 | 4.942 | 4.897 | 5.7866 | 6.1847 | 6.2954 | 5.4473 | 4.4366
Program Specific1-in-2Size: Over 200kWSouth of Lugo2015November Monthly Peak | Program Specific | 1-in-2 | Size: Over 200kW | South of Lugo | 2015 | November Monthly Peak | 11 | 106.1829 | 102.1972 | 98.5546 | 99.6406 | 105.3518 | 121.2239 | 143.8157 | 161.3764 | 174.945 | 188.0296 | 196.3542 | 198.5051 | 196.1498 | 196.8911 | 192.5923 | 182.9365 | 175.4534 | 171.966 | 161.0569 | 154.1862 | 146.6634 | 135.299 | 122.0401 | 112.5483 | -0.55586 | 0.0033312 | 0.048511 | -0.96879 | -2.5944 | -1.4585 | -0.98123 | -0.010455 | -0.57597 | 0.46598 | 0.95932 | 2.1209 | 3.7457 | 4.1049 | 8.4301 | 7.4225 | 7.1433 | 6.6597 | 4.7578 | 4.215 | 2.9826 | 2.2151 | 1.0655 | 0.37327 | 59.415 | 58.4442 | 57.6654 | 56.8749 | 55.6888 | 54.5605 | 54.2099 | 54.7634 | 57.0803 | 60.0291 | 64.6271 | 68.9604 | 72.1861 | 74.0539 | 75.4382 | 74.7963 | 72.523 | 69.6592 | 67.3537 | 66.3248 | 65.2132 | 65.0301 | 64.4504 | 64.7662 | 4.3948 | 4.1811 | 4.5014 | 5.3852 | 4.9092 | 5.158 | 4.5486 | 4.8471 | 6.0463 | 6.8813 | 6.6891 | 5.645 | 6.0353 | 6.0469 | 5.0317 | 4.9592 | 4.3466 | 4.4974 | 4.4284 | 5.249 | 5.6542 | 5.7348 | 4.99 | 4.0815
Program Specific1-in-2Size: Over 200kWSouth of Lugo2015December Monthly Peak | Program Specific | 1-in-2 | Size: Over 200kW | South of Lugo | 2015 | December Monthly Peak | 12 | 99.5223 | 96.6139 | 93.0118 | 93.351 | 97.6722 | 112.9419 | 136.5989 | 151.8178 | 162.8421 | 171.8325 | 174.3789 | 175.0014 | 171.8124 | 171.5569 | 168.6925 | 161.6335 | 157.8136 | 158.2815 | 149.8943 | 144.1322 | 136.9951 | 127.3997 | 114.8458 | 105.3928 | -0.52099 | 0.0031492 | 0.045783 | -0.90763 | -2.4053 | -1.3589 | -0.93199 | -0.0098361 | -0.53612 | 0.42584 | 0.85196 | 1.8698 | 3.281 | 3.5767 | 7.384 | 6.5581 | 6.4251 | 6.1298 | 4.4281 | 3.9402 | 2.786 | 2.0858 | 1.0027 | 0.34954 | 52.4224 | 51.1454 | 50.2189 | 49.4252 | 48.9363 | 47.8959 | 48.1868 | 48.4109 | 48.9121 | 52.5144 | 57.0121 | 59.9924 | 61.6777 | 62.9196 | 63.4085 | 63.7418 | 62.9693 | 60.7707 | 58.7144 | 57.0608 | 55.2968 | 53.1511 | 51.2054 | 49.8831 | 4.1191 | 3.9527 | 4.2482 | 5.0453 | 4.5513 | 4.8056 | 4.3204 | 4.56 | 5.628 | 6.2885 | 5.9404 | 4.9766 | 5.2865 | 5.2688 | 4.4073 | 4.3817 | 3.9096 | 4.1395 | 4.1215 | 4.9067 | 5.2815 | 5.4 | 4.6959 | 3.822
Program Specific1-in-2Size: Over 200kWSouth of Lugo2015Typical Event Day | Program Specific | 1-in-2 | Size: Over 200kW | South of Lugo | 2015 | Typical Event Day | 8 | 123.3138 | 118.544 | 114.4189 | 115.3954 | 122.9992 | 146.7093 | 172.8856 | 192.5149 | 208.143 | 220.9902 | 231.8119 | 233.6024 | 229.3126 | 231.2338 | 229.3711 | 222.6019 | 213.6625 | 202.5295 | 183.3968 | 176.4378 | 168.84 | 157.8108 | 142.962 | 132.9781 | -0.78059 | -0.055605 | -0.14609 | -0.79797 | -2.5344 | -2.1152 | -1.6325 | -0.98292 | -0.68386 | 0.52732 | 1.1148 | 1.2998 | 2.8409 | 3.4895 | 8.2197 | 7.3372 | 7.1379 | 6.3508 | 4.0049 | 2.9175 | 2.3994 | 2.1596 | 1.0095 | 0.49181 | 68.1806 | 67.4404 | 66.9875 | 66.7868 | 66.4783 | 65.8461 | 65.6027 | 65.9608 | 68.0451 | 71.9132 | 75.7651 | 79.8705 | 81.9591 | 82.6753 | 83.4816 | 83.6959 | 84.7 | 84.7612 | 84.45 | 81.3262 | 77.0773 | 73.6023 | 71.7803 | 70.7233 | 4.9371 | 4.6914 | 5.0552 | 6.0329 | 5.5442 | 6.0384 | 5.2894 | 5.5934 | 6.9586 | 7.8233 | 7.6389 | 6.426 | 6.8251 | 6.8695 | 5.7967 | 5.8373 | 5.1202 | 5.1236 | 4.8779 | 5.8102 | 6.2965 | 6.4705 | 5.6545 | 4.6648
Program Specific1-in-2Size: Over 200kWSouth of Lugo2016January Monthly Peak | Program Specific | 1-in-2 | Size: Over 200kW | South of Lugo | 2016 | January Monthly Peak | 1 | 97.386 | 94.9761 | 92.3581 | 92.0515 | 97.3265 | 112.1918 | 136.6794 | 152.0517 | 161.5005 | 168.4776 | 168.9823 | 168.9128 | 164.7566 | 165.198 | 161.7325 | 155.0975 | 149.3077 | 150.7159 | 144.4126 | 140.2056 | 132.6105 | 124.6891 | 114.0782 | 105.2877 | -0.50981 | 0.0030958 | 0.045461 | -0.895 | -2.3968 | -1.3498 | -0.93254 | -0.0098512 | -0.5317 | 0.41753 | 0.82559 | 1.8047 | 3.1462 | 3.4442 | 7.0793 | 6.293 | 6.0788 | 5.8368 | 4.2661 | 3.8328 | 2.6969 | 2.0414 | 0.99602 | 0.34919 | 48.2571 | 47.2561 | 46.0388 | 45.5447 | 45.365 | 45.7023 | 45.448 | 45.6186 | 46.5448 | 48.6425 | 52.4297 | 55.3131 | 56.9851 | 58.2517 | 58.6507 | 58.7574 | 58.625 | 57.04 | 55.5201 | 54.0457 | 53.2113 | 52.0369 | 51.0729 | 49.6362 | 4.0307 | 3.8857 | 4.2184 | 4.975 | 4.5352 | 4.7737 | 4.3229 | 4.567 | 5.5816 | 6.1657 | 5.7566 | 4.8034 | 5.0694 | 5.0735 | 4.2254 | 4.2045 | 3.6988 | 3.9416 | 3.9708 | 4.773 | 5.1124 | 5.2851 | 4.6645 | 3.8182
Program Specific1-in-2Size: Over 200kWSouth of Lugo2016February Monthly Peak | Program Specific | 1-in-2 | Size: Over 200kW | South of Lugo | 2016 | February Monthly Peak | 2 | 100.8649 | 98.0911 | 94.5218 | 95.0485 | 99.87 | 115.6073 | 139.4258 | 154.6516 | 165.4931 | 173.3518 | 176.0184 | 178.6541 | 176.3228 | 177.4884 | 174.9706 | 167.6704 | 160.5977 | 158.052 | 152.03 | 146.1715 | 138.0909 | 128.1537 | 117.0678 | 109.1568 | -0.52802 | 0.0031974 | 0.046526 | -0.92414 | -2.4595 | -1.3909 | -0.95128 | -0.01002 | -0.54485 | 0.42961 | 0.85997 | 1.9088 | 3.3671 | 3.7004 | 7.6588 | 6.8031 | 6.5385 | 6.1209 | 4.4912 | 3.9959 | 2.8083 | 2.0981 | 1.0221 | 0.36202 | 51.5801 | 51.2908 | 51.0151 | 50.7492 | 50.4263 | 50.0006 | 49.7455 | 49.7201 | 50.4744 | 52.5863 | 54.3533 | 56.0894 | 56.6731 | 56.7465 | 56.7179 | 55.6321 | 55.5324 | 55.2548 | 53.8643 | 52.8989 | 52.0733 | 51.8532 | 50.6041 | 49.1464 | 4.1747 | 4.0131 | 4.3172 | 5.137 | 4.6537 | 4.919 | 4.4098 | 4.6451 | 5.7196 | 6.3441 | 5.9963 | 5.0805 | 5.4252 | 5.451 | 4.5713 | 4.5453 | 3.9785 | 4.1335 | 4.1802 | 4.9761 | 5.3237 | 5.432 | 4.7867 | 3.9585
Program Specific1-in-2Size: Over 200kWSouth of Lugo2016March Monthly Peak | Program Specific | 1-in-2 | Size: Over 200kW | South of Lugo | 2016 | March Monthly Peak | 3 | 104.3869 | 100.1425 | 95.9473 | 95.6281 | 100.52 | 116.8528 | 141.7899 | 158.1403 | 168.8562 | 177.8105 | 180.6721 | 182.7051 | 179.7799 | 181.3503 | 180.3171 | 173.8831 | 167.1507 | 161.9796 | 155.0968 | 152.742 | 144.0299 | 134.2806 | 121.6937 | 112.4901 | -0.54646 | 0.0032642 | 0.047228 | -0.92977 | -2.4755 | -1.4059 | -0.96741 | -0.010246 | -0.55592 | 0.44066 | 0.88271 | 1.9521 | 3.4331 | 3.7809 | 7.8928 | 7.0552 | 6.8053 | 6.273 | 4.5818 | 4.1755 | 2.9291 | 2.1984 | 1.0625 | 0.37307 | 51.7793 | 50.5458 | 49.2185 | 48.6657 | 48.4079 | 47.8269 | 47.6394 | 48.0757 | 50.5868 | 52.7016 | 55.0276 | 57.2016 | 58.0999 | 59.1236 | 59.1543 | 59.8265 | 59.4334 | 58.1963 | 56.5906 | 54.8978 | 54.1611 | 53.2276 | 52.1777 | 51.0805 | 4.3205 | 4.0971 | 4.3823 | 5.1683 | 4.684 | 4.972 | 4.4846 | 4.7499 | 5.8359 | 6.5073 | 6.1548 | 5.1957 | 5.5316 | 5.5696 | 4.711 | 4.7138 | 4.1409 | 4.2362 | 4.2646 | 5.1998 | 5.5527 | 5.6917 | 4.9759 | 4.0794
Program Specific1-in-2Size: Over 200kWSouth of Lugo2016April Monthly Peak | Program Specific | 1-in-2 | Size: Over 200kW | South of Lugo | 2016 | April Monthly Peak | 4 | 110.4648 | 106.2857 | 102.1362 | 101.7256 | 108.4791 | 125.6763 | 149.891 | 167.5789 | 181.8216 | 194.1988 | 203.6861 | 207.8987 | 206.2598 | 208.2855 | 206.0885 | 198.859 | 189.6378 | 179.421 | 165.7609 | 162.0658 | 155.096 | 143.8635 | 129.9892 | 120.1147 | -0.57828 | 0.0034645 | 0.050274 | -0.98906 | -2.6715 | -1.5121 | -1.0227 | -0.010857 | -0.59861 | 0.48127 | 0.99515 | 2.2212 | 3.9388 | 4.3425 | 9.0208 | 8.0685 | 7.7208 | 6.9484 | 4.8968 | 4.4304 | 3.1541 | 2.3553 | 1.1349 | 0.39836 | 62.0216 | 61.5627 | 60.792 | 59.6741 | 58.844 | 58.051 | 57.5628 | 57.7686 | 59.4381 | 62.7784 | 65.7757 | 69.0286 | 71.6382 | 73.6379 | 74.2912 | 74.1973 | 74.4516 | 73.5097 | 72.6029 | 70.6896 | 67.1717 | 65.5142 | 63.9008 | 61.7803 | 4.572 | 4.3484 | 4.665 | 5.4979 | 5.0549 | 5.3474 | 4.7408 | 5.0334 | 6.284 | 7.1071 | 6.9388 | 5.9121 | 6.3464 | 6.3968 | 5.3843 | 5.3908 | 4.698 | 4.6923 | 4.5578 | 5.5172 | 5.9793 | 6.0979 | 5.315 | 4.3559
Program Specific1-in-2Size: Over 200kWSouth of Lugo2016May Monthly Peak | Program Specific | 1-in-2 | Size: Over 200kW | South of Lugo | 2016 | May Monthly Peak | 5 | 108.8857 | 104.5268 | 100.8496 | 100.7246 | 107.6541 | 125.2932 | 148.4724 | 168.608 | 181.9897 | 193.0474 | 201.7076 | 204.1927 | 201.2101 | 202.6185 | 200.377 | 192.8347 | 183.5303 | 174.9689 | 162.0174 | 156.967 | 152.7095 | 141.8669 | 128.1082 | 118.5718 | -0.57001 | 0.0034071 | 0.049641 | -0.97933 | -2.6511 | -1.5075 | -1.013 | -0.010924 | -0.59916 | 0.47842 | 0.98548 | 2.1816 | 3.8424 | 4.2243 | 8.7708 | 7.8241 | 7.4722 | 6.776 | 4.7862 | 4.291 | 3.1056 | 2.3226 | 1.1185 | 0.39324 | 59.0627 | 59.1477 | 59.1541 | 58.5289 | 57.992 | 58.0056 | 58.3308 | 58.9475 | 59.7166 | 61.5097 | 64.5488 | 67.5142 | 70.1001 | 71.0603 | 70.7938 | 71.6764 | 71.8108 | 70.6849 | 68.7442 | 66.037 | 63.1117 | 60.7754 | 60.2656 | 59.9074 | 4.5067 | 4.2764 | 4.6062 | 5.4438 | 5.0164 | 5.3311 | 4.6959 | 5.0643 | 6.2898 | 7.0649 | 6.8714 | 5.8067 | 6.191 | 6.2227 | 5.235 | 5.2275 | 4.5467 | 4.5759 | 4.4549 | 5.3437 | 5.8873 | 6.0132 | 5.2381 | 4.2999
Program Specific1-in-2Size: Over 200kWSouth of Lugo2016June Monthly Peak | Program Specific | 1-in-2 | Size: Over 200kW | South of Lugo | 2016 | June Monthly Peak | 6 | 115.1442 | 110.5097 | 106.8299 | 107.1459 | 115.0179 | 133.577 | 156.5551 | 177.5821 | 192.0149 | 205.6759 | 216.0621 | 216.5886 | 211.4426 | 213.0053 | 211.0708 | 205.154 | 195.8206 | 186.123 | 169.9332 | 163.3423 | 158.2351 | 147.2599 | 133.5101 | 124.0395 | -0.60277 | 0.0036022 | 0.052585 | -1.0418 | -2.8325 | -1.6071 | -1.0682 | -0.011505 | -0.63216 | 0.50971 | 1.0556 | 2.3141 | 4.0378 | 4.4409 | 9.2389 | 8.3239 | 7.9725 | 7.208 | 5.02 | 4.4653 | 3.218 | 2.4109 | 1.1657 | 0.41138 | 62.728 | 62.6395 | 62.1966 | 61.5739 | 61.3758 | 60.8948 | 60.4487 | 60.9883 | 63.0666 | 67.5658 | 71.8597 | 75.5484 | 76.1207 | 76.0524 | 77.5097 | 77.6793 | 79.1175 | 79.2388 | 79.1225 | 75.4981 | 71.1836 | 67.4153 | 65.8187 | 64.6027 | 4.7657 | 4.5212 | 4.8794 | 5.7908 | 5.3596 | 5.6836 | 4.9516 | 5.3338 | 6.6362 | 7.5271 | 7.3604 | 6.1592 | 6.5058 | 6.5417 | 5.5144 | 5.5615 | 4.8511 | 4.8676 | 4.6725 | 5.5607 | 6.1003 | 6.2418 | 5.459 | 4.4982
Program Specific1-in-2Size: Over 200kWSouth of Lugo2016July Monthly Peak | Program Specific | 1-in-2 | Size: Over 200kW | South of Lugo | 2016 | July Monthly Peak | 7 | 119.4288 | 114.4224 | 110.6341 | 111.7358 | 120.2338 | 141.6778 | 166.8053 | 188.4431 | 204.6547 | 217.4224 | 227.967 | 228.8216 | 224.899 | 226.7222 | 224.1884 | 217.8796 | 208.9299 | 197.578 | 178.9627 | 169.9634 | 163.8859 | 152.3752 | 138.5789 | 129.4011 | -0.77613 | -0.062507 | -0.17138 | -0.72437 | -2.4029 | -2.0946 | -1.6423 | -1.1083 | -0.67219 | 0.51573 | 1.0936 | 1.0929 | 2.554 | 3.2205 | 7.7601 | 6.9262 | 6.7448 | 5.9714 | 3.6959 | 2.5279 | 2.1745 | 2.0222 | 0.94294 | 0.48619 | 69.5962 | 68.8608 | 68.5528 | 68.4381 | 68.0143 | 67.1614 | 67.0851 | 68.0314 | 70.7341 | 73.3983 | 76.0196 | 79.4256 | 80.9244 | 81.3919 | 82.2106 | 82.4131 | 83.145 | 83.3831 | 83.7975 | 82.2812 | 79.0713 | 74.8733 | 72.3861 | 71.5011 | 4.7697 | 4.5172 | 4.876 | 5.8272 | 5.4062 | 5.8169 | 5.0908 | 5.4616 | 6.8251 | 7.678 | 7.4937 | 6.2789 | 6.6773 | 6.7189 | 5.6518 | 5.6994 | 4.9944 | 4.986 | 4.7483 | 5.5832 | 6.0967 | 6.2322 | 5.4676 | 4.5281
Program Specific1-in-2Size: Over 200kWSouth of Lugo2016August Monthly Peak | Program Specific | 1-in-2 | Size: Over 200kW | South of Lugo | 2016 | August Monthly Peak | 8 | 124.1355 | 119.3692 | 115.2875 | 116.4592 | 124.2148 | 148.2516 | 174.8297 | 195.0372 | 211.9816 | 226.0241 | 237.7036 | 239.6504 | 235.3806 | 237.327 | 235.0959 | 227.9013 | 218.5082 | 206.803 | 186.6267 | 179.0212 | 170.9051 | 159.5076 | 144.6736 | 134.4911 | -0.85775 | -0.08769 | -0.25515 | -0.63224 | -2.295 | -2.3246 | -1.8933 | -1.5162 | -0.69572 | 0.52832 | 1.1335 | 0.684 | 2.0803 | 2.8581 | 7.4373 | 6.5934 | 6.4547 | 5.678 | 3.3144 | 1.9367 | 1.8746 | 1.9559 | 0.89373 | 0.52459 | 70.2711 | 68.8192 | 68.2746 | 68.5935 | 68.5447 | 67.7027 | 67.486 | 67.4838 | 69.3112 | 73.5675 | 77.9981 | 82.4969 | 84.8881 | 85.5381 | 85.7981 | 85.8087 | 87.2431 | 88.4294 | 87.59 | 82.5681 | 76.8792 | 74.1733 | 72.8661 | 71.6173 | 4.9435 | 4.6989 | 5.0665 | 6.0561 | 5.5692 | 6.0694 | 5.3204 | 5.6365 | 7.0492 | 7.9589 | 7.7913 | 6.5572 | 6.9684 | 7.013 | 5.9098 | 5.9444 | 5.2084 | 5.2038 | 4.9374 | 5.8639 | 6.3395 | 6.5052 | 5.6917 | 4.6927
Program Specific1-in-2Size: Over 200kWSouth of Lugo2016September Monthly Peak | Program Specific | 1-in-2 | Size: Over 200kW | South of Lugo | 2016 | September Monthly Peak | 9 | 120.8289 | 116.3828 | 112.6779 | 113.7062 | 120.8007 | 145.672 | 174.0519 | 195.1487 | 214.9217 | 230.0925 | 241.9507 | 244.1587 | 241.2435 | 242.9637 | 238.5411 | 229.5277 | 217.8574 | 205.6085 | 186.2921 | 181.7686 | 171.0468 | 157.8403 | 141.5485 | 130.986 | -0.85349 | -0.093695 | -0.27736 | -0.57246 | -2.1636 | -2.333 | -1.9489 | -1.6552 | -0.70516 | 0.53485 | 1.1511 | 0.5213 | 1.9049 | 2.7295 | 7.2804 | 6.3951 | 6.2119 | 5.4324 | 3.1069 | 1.6907 | 1.729 | 1.8759 | 0.84124 | 0.51795 | 70.1272 | 69.4421 | 68.9259 | 68.5419 | 67.9782 | 67.6254 | 67.3909 | 67.3399 | 69.0684 | 73.1212 | 77.1831 | 82.0113 | 85.9031 | 87.7188 | 88.4081 | 88.8825 | 89.2944 | 87.9937 | 87.29 | 84.9575 | 81.175 | 77.9473 | 76.0504 | 75.1719 | 4.8122 | 4.5818 | 4.9522 | 5.9134 | 5.4166 | 5.9643 | 5.2971 | 5.6402 | 7.1475 | 8.1028 | 7.9312 | 6.6811 | 7.1426 | 7.1802 | 5.9969 | 5.9873 | 5.1933 | 5.1742 | 4.929 | 5.9544 | 6.3453 | 6.4378 | 5.5692 | 4.5708
Program Specific1-in-2Size: Over 200kWSouth of Lugo2016October Monthly Peak | Program Specific | 1-in-2 | Size: Over 200kW | South of Lugo | 2016 | October Monthly Peak | 10 | 114.4115 | 111.5139 | 107.2825 | 107.7058 | 114.1701 | 133.6776 | 160.1917 | 178.5371 | 193.07 | 208.5303 | 220.6755 | 224.6556 | 223.701 | 225.5383 | 222.7958 | 212.4807 | 201.6256 | 188.9671 | 178.0967 | 169.9788 | 160.4236 | 148.523 | 133.2245 | 122.3402 | -0.59894 | 0.0036349 | 0.052807 | -1.0472 | -2.8116 | -1.6084 | -1.093 | -0.011567 | -0.63564 | 0.51679 | 1.0781 | 2.4003 | 4.2719 | 4.7022 | 9.7521 | 8.6212 | 8.2089 | 7.3181 | 5.2612 | 4.6467 | 3.2625 | 2.4316 | 1.1632 | 0.40574 | 64.2317 | 63.9378 | 63.7186 | 62.4885 | 61.8845 | 61.2489 | 60.6774 | 60.7531 | 61.6092 | 64.6975 | 68.7845 | 74.3456 | 80.4075 | 83.595 | 82.4506 | 81.9206 | 82.2594 | 81.2925 | 78.4805 | 74.2435 | 71.8934 | 70.3001 | 68.6211 | 66.9726 | 4.7354 | 4.5623 | 4.9 | 5.8211 | 5.3201 | 5.6879 | 5.0666 | 5.3625 | 6.6727 | 7.6316 | 7.5176 | 6.3886 | 6.883 | 6.9267 | 5.8208 | 5.7601 | 4.9949 | 4.942 | 4.897 | 5.7866 | 6.1847 | 6.2954 | 5.4473 | 4.4366
Program Specific1-in-2Size: Over 200kWSouth of Lugo2016November Monthly Peak | Program Specific | 1-in-2 | Size: Over 200kW | South of Lugo | 2016 | November Monthly Peak | 11 | 106.1829 | 102.1972 | 98.5546 | 99.6406 | 105.3518 | 121.2239 | 143.8157 | 161.3764 | 174.945 | 188.0296 | 196.3542 | 198.5051 | 196.1498 | 196.8911 | 192.5923 | 182.9365 | 175.4534 | 171.966 | 161.0569 | 154.1862 | 146.6634 | 135.299 | 122.0401 | 112.5483 | -0.55586 | 0.0033312 | 0.048511 | -0.96879 | -2.5944 | -1.4585 | -0.98123 | -0.010455 | -0.57597 | 0.46598 | 0.95932 | 2.1209 | 3.7457 | 4.1049 | 8.4301 | 7.4225 | 7.1433 | 6.6597 | 4.7578 | 4.215 | 2.9826 | 2.2151 | 1.0655 | 0.37327 | 59.415 | 58.4442 | 57.6654 | 56.8749 | 55.6888 | 54.5605 | 54.2099 | 54.7634 | 57.0803 | 60.0291 | 64.6271 | 68.9604 | 72.1861 | 74.0539 | 75.4382 | 74.7963 | 72.523 | 69.6592 | 67.3537 | 66.3248 | 65.2132 | 65.0301 | 64.4504 | 64.7662 | 4.3948 | 4.1811 | 4.5014 | 5.3852 | 4.9092 | 5.158 | 4.5486 | 4.8471 | 6.0463 | 6.8813 | 6.6891 | 5.645 | 6.0353 | 6.0469 | 5.0317 | 4.9592 | 4.3466 | 4.4974 | 4.4284 | 5.249 | 5.6542 | 5.7348 | 4.99 | 4.0815
Program Specific1-in-2Size: Over 200kWSouth of Lugo2016December Monthly Peak | Program Specific | 1-in-2 | Size: Over 200kW | South of Lugo | 2016 | December Monthly Peak | 12 | 99.5223 | 96.6139 | 93.0118 | 93.351 | 97.6722 | 112.9419 | 136.5989 | 151.8178 | 162.8421 | 171.8325 | 174.3789 | 175.0014 | 171.8124 | 171.5569 | 168.6925 | 161.6335 | 157.8136 | 158.2815 | 149.8943 | 144.1322 | 136.9951 | 127.3997 | 114.8458 | 105.3928 | -0.52099 | 0.0031492 | 0.045783 | -0.90763 | -2.4053 | -1.3589 | -0.93199 | -0.0098361 | -0.53612 | 0.42584 | 0.85196 | 1.8698 | 3.281 | 3.5767 | 7.384 | 6.5581 | 6.4251 | 6.1298 | 4.4281 | 3.9402 | 2.786 | 2.0858 | 1.0027 | 0.34954 | 52.4224 | 51.1454 | 50.2189 | 49.4252 | 48.9363 | 47.8959 | 48.1868 | 48.4109 | 48.9121 | 52.5144 | 57.0121 | 59.9924 | 61.6777 | 62.9196 | 63.4085 | 63.7418 | 62.9693 | 60.7707 | 58.7144 | 57.0608 | 55.2968 | 53.1511 | 51.2054 | 49.8831 | 4.1191 | 3.9527 | 4.2482 | 5.0453 | 4.5513 | 4.8056 | 4.3204 | 4.56 | 5.628 | 6.2885 | 5.9404 | 4.9766 | 5.2865 | 5.2688 | 4.4073 | 4.3817 | 3.9096 | 4.1395 | 4.1215 | 4.9067 | 5.2815 | 5.4 | 4.6959 | 3.822
Program Specific1-in-2Size: Over 200kWSouth of Lugo2016Typical Event Day | Program Specific | 1-in-2 | Size: Over 200kW | South of Lugo | 2016 | Typical Event Day | 8 | 123.3138 | 118.544 | 114.4189 | 115.3954 | 122.9992 | 146.7093 | 172.8856 | 192.5149 | 208.143 | 220.9902 | 231.8119 | 233.6024 | 229.3126 | 231.2338 | 229.3711 | 222.6019 | 213.6625 | 202.5295 | 183.3968 | 176.4378 | 168.84 | 157.8108 | 142.962 | 132.9781 | -0.78059 | -0.055605 | -0.14609 | -0.79797 | -2.5344 | -2.1152 | -1.6325 | -0.98292 | -0.68386 | 0.52732 | 1.1148 | 1.2998 | 2.8409 | 3.4895 | 8.2197 | 7.3372 | 7.1379 | 6.3508 | 4.0049 | 2.9175 | 2.3994 | 2.1596 | 1.0095 | 0.49181 | 68.1806 | 67.4404 | 66.9875 | 66.7868 | 66.4783 | 65.8461 | 65.6027 | 65.9608 | 68.0451 | 71.9132 | 75.7651 | 79.8705 | 81.9591 | 82.6753 | 83.4816 | 83.6959 | 84.7 | 84.7612 | 84.45 | 81.3262 | 77.0773 | 73.6023 | 71.7803 | 70.7233 | 4.9371 | 4.6914 | 5.0552 | 6.0329 | 5.5442 | 6.0384 | 5.2894 | 5.5934 | 6.9586 | 7.8233 | 7.6389 | 6.426 | 6.8251 | 6.8695 | 5.7967 | 5.8373 | 5.1202 | 5.1236 | 4.8779 | 5.8102 | 6.2965 | 6.4705 | 5.6545 | 4.6648
Program Specific1-in-2Size: Over 200kWSouth of Lugo2017January Monthly Peak | Program Specific | 1-in-2 | Size: Over 200kW | South of Lugo | 2017 | January Monthly Peak | 1 | 97.386 | 94.9761 | 92.3581 | 92.0515 | 97.3265 | 112.1918 | 136.6794 | 152.0517 | 161.5005 | 168.4776 | 168.9823 | 168.9128 | 164.7566 | 165.198 | 161.7325 | 155.0975 | 149.3077 | 150.7159 | 144.4126 | 140.2055 | 132.6105 | 124.6891 | 114.0782 | 105.2877 | -0.50981 | 0.0030958 | 0.045461 | -0.895 | -2.3968 | -1.3498 | -0.93254 | -0.0098512 | -0.5317 | 0.41753 | 0.82559 | 1.8047 | 3.1462 | 3.4442 | 7.0793 | 6.293 | 6.0788 | 5.8368 | 4.2661 | 3.8328 | 2.6969 | 2.0414 | 0.99602 | 0.34919 | 48.2571 | 47.2561 | 46.0388 | 45.5447 | 45.365 | 45.7023 | 45.448 | 45.6186 | 46.5448 | 48.6425 | 52.4297 | 55.3131 | 56.9851 | 58.2517 | 58.6508 | 58.7574 | 58.625 | 57.04 | 55.5201 | 54.0457 | 53.2112 | 52.0369 | 51.0729 | 49.6362 | 4.0307 | 3.8857 | 4.2184 | 4.975 | 4.5352 | 4.7737 | 4.3229 | 4.567 | 5.5816 | 6.1657 | 5.7566 | 4.8034 | 5.0694 | 5.0735 | 4.2254 | 4.2045 | 3.6988 | 3.9416 | 3.9708 | 4.773 | 5.1124 | 5.2851 | 4.6645 | 3.8182
Program Specific1-in-2Size: Over 200kWSouth of Lugo2017February Monthly Peak | Program Specific | 1-in-2 | Size: Over 200kW | South of Lugo | 2017 | February Monthly Peak | 2 | 100.8649 | 98.0911 | 94.5218 | 95.0485 | 99.87 | 115.6073 | 139.4258 | 154.6516 | 165.4931 | 173.3518 | 176.0184 | 178.6541 | 176.3228 | 177.4884 | 174.9706 | 167.6704 | 160.5977 | 158.052 | 152.03 | 146.1715 | 138.0909 | 128.1537 | 117.0678 | 109.1568 | -0.52802 | 0.0031974 | 0.046526 | -0.92414 | -2.4595 | -1.3909 | -0.95128 | -0.01002 | -0.54485 | 0.42961 | 0.85997 | 1.9088 | 3.3671 | 3.7004 | 7.6588 | 6.8031 | 6.5385 | 6.1209 | 4.4912 | 3.9959 | 2.8083 | 2.0981 | 1.0221 | 0.36202 | 51.5801 | 51.2908 | 51.0151 | 50.7492 | 50.4263 | 50.0006 | 49.7455 | 49.7201 | 50.4744 | 52.5863 | 54.3533 | 56.0894 | 56.6731 | 56.7465 | 56.7179 | 55.6321 | 55.5324 | 55.2548 | 53.8643 | 52.8989 | 52.0733 | 51.8533 | 50.6041 | 49.1464 | 4.1747 | 4.0131 | 4.3172 | 5.137 | 4.6537 | 4.919 | 4.4098 | 4.6451 | 5.7196 | 6.3441 | 5.9963 | 5.0805 | 5.4252 | 5.451 | 4.5713 | 4.5453 | 3.9785 | 4.1335 | 4.1802 | 4.9761 | 5.3237 | 5.432 | 4.7867 | 3.9585
Program Specific1-in-2Size: Over 200kWSouth of Lugo2017March Monthly Peak | Program Specific | 1-in-2 | Size: Over 200kW | South of Lugo | 2017 | March Monthly Peak | 3 | 104.3869 | 100.1425 | 95.9473 | 95.6281 | 100.52 | 116.8528 | 141.7899 | 158.1403 | 168.8562 | 177.8105 | 180.6721 | 182.7051 | 179.7799 | 181.3503 | 180.3171 | 173.8831 | 167.1507 | 161.9796 | 155.0968 | 152.742 | 144.0299 | 134.2806 | 121.6937 | 112.4901 | -0.54646 | 0.0032642 | 0.047228 | -0.92977 | -2.4755 | -1.4059 | -0.96741 | -0.010246 | -0.55592 | 0.44066 | 0.88271 | 1.9521 | 3.4331 | 3.7809 | 7.8928 | 7.0552 | 6.8053 | 6.273 | 4.5818 | 4.1755 | 2.9291 | 2.1984 | 1.0625 | 0.37307 | 51.7793 | 50.5458 | 49.2185 | 48.6657 | 48.4079 | 47.8269 | 47.6394 | 48.0757 | 50.5867 | 52.7016 | 55.0276 | 57.2016 | 58.0999 | 59.1236 | 59.1543 | 59.8265 | 59.4334 | 58.1963 | 56.5906 | 54.8978 | 54.1611 | 53.2276 | 52.1777 | 51.0805 | 4.3205 | 4.0971 | 4.3823 | 5.1683 | 4.684 | 4.972 | 4.4846 | 4.7499 | 5.8359 | 6.5073 | 6.1548 | 5.1957 | 5.5316 | 5.5696 | 4.711 | 4.7138 | 4.1409 | 4.2362 | 4.2646 | 5.1998 | 5.5527 | 5.6917 | 4.9759 | 4.0794
Program Specific1-in-2Size: Over 200kWSouth of Lugo2017April Monthly Peak | Program Specific | 1-in-2 | Size: Over 200kW | South of Lugo | 2017 | April Monthly Peak | 4 | 110.4648 | 106.2857 | 102.1362 | 101.7256 | 108.4791 | 125.6763 | 149.891 | 167.5789 | 181.8216 | 194.1988 | 203.6861 | 207.8987 | 206.2598 | 208.2855 | 206.0885 | 198.859 | 189.6378 | 179.421 | 165.7609 | 162.0658 | 155.096 | 143.8635 | 129.9892 | 120.1147 | -0.57828 | 0.0034645 | 0.050274 | -0.98906 | -2.6715 | -1.5121 | -1.0227 | -0.010857 | -0.59861 | 0.48127 | 0.99515 | 2.2212 | 3.9388 | 4.3425 | 9.0208 | 8.0685 | 7.7208 | 6.9484 | 4.8968 | 4.4304 | 3.1541 | 2.3553 | 1.1349 | 0.39836 | 62.0216 | 61.5627 | 60.792 | 59.6741 | 58.844 | 58.051 | 57.5628 | 57.7686 | 59.4381 | 62.7784 | 65.7757 | 69.0286 | 71.6383 | 73.6379 | 74.2913 | 74.1973 | 74.4516 | 73.5098 | 72.6029 | 70.6896 | 67.1717 | 65.5142 | 63.9007 | 61.7803 | 4.572 | 4.3484 | 4.665 | 5.4979 | 5.0549 | 5.3474 | 4.7408 | 5.0334 | 6.284 | 7.1071 | 6.9388 | 5.9121 | 6.3464 | 6.3968 | 5.3843 | 5.3908 | 4.698 | 4.6923 | 4.5578 | 5.5172 | 5.9793 | 6.0979 | 5.315 | 4.3559
Program Specific1-in-2Size: Over 200kWSouth of Lugo2017May Monthly Peak | Program Specific | 1-in-2 | Size: Over 200kW | South of Lugo | 2017 | May Monthly Peak | 5 | 108.8857 | 104.5268 | 100.8496 | 100.7246 | 107.6541 | 125.2932 | 148.4724 | 168.608 | 181.9897 | 193.0474 | 201.7076 | 204.1927 | 201.2101 | 202.6185 | 200.377 | 192.8347 | 183.5303 | 174.9689 | 162.0174 | 156.967 | 152.7095 | 141.8669 | 128.1082 | 118.5718 | -0.57001 | 0.0034071 | 0.049641 | -0.97933 | -2.6511 | -1.5075 | -1.013 | -0.010924 | -0.59916 | 0.47842 | 0.98548 | 2.1816 | 3.8424 | 4.2243 | 8.7708 | 7.8241 | 7.4722 | 6.776 | 4.7862 | 4.291 | 3.1056 | 2.3226 | 1.1185 | 0.39324 | 59.0627 | 59.1477 | 59.1541 | 58.5289 | 57.992 | 58.0056 | 58.3307 | 58.9475 | 59.7166 | 61.5097 | 64.5488 | 67.5142 | 70.1001 | 71.0603 | 70.7938 | 71.6764 | 71.8108 | 70.6849 | 68.7442 | 66.037 | 63.1117 | 60.7754 | 60.2656 | 59.9074 | 4.5067 | 4.2764 | 4.6062 | 5.4438 | 5.0164 | 5.3311 | 4.6959 | 5.0643 | 6.2898 | 7.0649 | 6.8714 | 5.8067 | 6.191 | 6.2227 | 5.235 | 5.2275 | 4.5467 | 4.5759 | 4.4549 | 5.3437 | 5.8873 | 6.0132 | 5.2381 | 4.2999
Program Specific1-in-2Size: Over 200kWSouth of Lugo2017June Monthly Peak | Program Specific | 1-in-2 | Size: Over 200kW | South of Lugo | 2017 | June Monthly Peak | 6 | 115.1442 | 110.5097 | 106.8299 | 107.1459 | 115.0179 | 133.577 | 156.5551 | 177.5821 | 192.0149 | 205.6759 | 216.0621 | 216.5886 | 211.4426 | 213.0053 | 211.0708 | 205.154 | 195.8206 | 186.123 | 169.9332 | 163.3423 | 158.2351 | 147.2599 | 133.5101 | 124.0395 | -0.60277 | 0.0036022 | 0.052585 | -1.0418 | -2.8325 | -1.6071 | -1.0682 | -0.011505 | -0.63216 | 0.50971 | 1.0556 | 2.3141 | 4.0378 | 4.4409 | 9.2389 | 8.3239 | 7.9725 | 7.208 | 5.02 | 4.4653 | 3.218 | 2.4109 | 1.1657 | 0.41138 | 62.728 | 62.6395 | 62.1966 | 61.5739 | 61.3757 | 60.8948 | 60.4487 | 60.9883 | 63.0666 | 67.5658 | 71.8598 | 75.5484 | 76.1207 | 76.0524 | 77.5097 | 77.6793 | 79.1175 | 79.2388 | 79.1225 | 75.4981 | 71.1836 | 67.4153 | 65.8187 | 64.6027 | 4.7657 | 4.5212 | 4.8794 | 5.7908 | 5.3596 | 5.6836 | 4.9516 | 5.3338 | 6.6362 | 7.5271 | 7.3604 | 6.1592 | 6.5058 | 6.5417 | 5.5144 | 5.5615 | 4.8511 | 4.8676 | 4.6725 | 5.5607 | 6.1003 | 6.2418 | 5.459 | 4.4982
Program Specific1-in-2Size: Over 200kWSouth of Lugo2017July Monthly Peak | Program Specific | 1-in-2 | Size: Over 200kW | South of Lugo | 2017 | July Monthly Peak | 7 | 119.4288 | 114.4224 | 110.6341 | 111.7358 | 120.2338 | 141.6778 | 166.8053 | 188.4431 | 204.6547 | 217.4224 | 227.967 | 228.8216 | 224.899 | 226.7222 | 224.1884 | 217.8796 | 208.9299 | 197.578 | 178.9627 | 169.9634 | 163.8859 | 152.3752 | 138.5789 | 129.4011 | -0.77613 | -0.062507 | -0.17138 | -0.72437 | -2.4029 | -2.0946 | -1.6423 | -1.1083 | -0.67219 | 0.51573 | 1.0936 | 1.0929 | 2.554 | 3.2205 | 7.7601 | 6.9262 | 6.7448 | 5.9714 | 3.6959 | 2.5279 | 2.1745 | 2.0222 | 0.94294 | 0.48619 | 69.5962 | 68.8608 | 68.5527 | 68.4381 | 68.0143 | 67.1614 | 67.0851 | 68.0314 | 70.7341 | 73.3983 | 76.0196 | 79.4256 | 80.9244 | 81.3919 | 82.2106 | 82.4131 | 83.145 | 83.3831 | 83.7975 | 82.2812 | 79.0713 | 74.8733 | 72.3861 | 71.5011 | 4.7697 | 4.5172 | 4.876 | 5.8272 | 5.4062 | 5.8169 | 5.0908 | 5.4616 | 6.8251 | 7.678 | 7.4937 | 6.2789 | 6.6773 | 6.7189 | 5.6518 | 5.6994 | 4.9944 | 4.986 | 4.7483 | 5.5832 | 6.0967 | 6.2322 | 5.4676 | 4.5281
Program Specific1-in-2Size: Over 200kWSouth of Lugo2017August Monthly Peak | Program Specific | 1-in-2 | Size: Over 200kW | South of Lugo | 2017 | August Monthly Peak | 8 | 124.1355 | 119.3692 | 115.2875 | 116.4592 | 124.2148 | 148.2516 | 174.8297 | 195.0372 | 211.9816 | 226.0241 | 237.7036 | 239.6504 | 235.3806 | 237.327 | 235.0958 | 227.9013 | 218.5082 | 206.803 | 186.6267 | 179.0211 | 170.9051 | 159.5076 | 144.6736 | 134.4911 | -0.85775 | -0.08769 | -0.25515 | -0.63224 | -2.295 | -2.3246 | -1.8933 | -1.5162 | -0.69572 | 0.52832 | 1.1335 | 0.684 | 2.0803 | 2.8581 | 7.4373 | 6.5934 | 6.4547 | 5.678 | 3.3144 | 1.9367 | 1.8746 | 1.9559 | 0.89373 | 0.52459 | 70.2711 | 68.8192 | 68.2746 | 68.5935 | 68.5447 | 67.7027 | 67.486 | 67.4838 | 69.3112 | 73.5675 | 77.9981 | 82.4969 | 84.8881 | 85.5381 | 85.7981 | 85.8087 | 87.2431 | 88.4294 | 87.59 | 82.5681 | 76.8792 | 74.1733 | 72.8661 | 71.6173 | 4.9435 | 4.6989 | 5.0665 | 6.0561 | 5.5692 | 6.0694 | 5.3204 | 5.6365 | 7.0492 | 7.9589 | 7.7913 | 6.5572 | 6.9684 | 7.013 | 5.9098 | 5.9444 | 5.2084 | 5.2038 | 4.9374 | 5.8639 | 6.3395 | 6.5052 | 5.6917 | 4.6927
Program Specific1-in-2Size: Over 200kWSouth of Lugo2017September Monthly Peak | Program Specific | 1-in-2 | Size: Over 200kW | South of Lugo | 2017 | September Monthly Peak | 9 | 120.8289 | 116.3828 | 112.6779 | 113.7062 | 120.8007 | 145.672 | 174.0519 | 195.1487 | 214.9217 | 230.0925 | 241.9507 | 244.1587 | 241.2435 | 242.9637 | 238.5411 | 229.5277 | 217.8574 | 205.6085 | 186.2921 | 181.7686 | 171.0468 | 157.8403 | 141.5485 | 130.9861 | -0.85349 | -0.093695 | -0.27736 | -0.57246 | -2.1636 | -2.333 | -1.9489 | -1.6552 | -0.70516 | 0.53485 | 1.1511 | 0.5213 | 1.9049 | 2.7295 | 7.2804 | 6.3951 | 6.2119 | 5.4324 | 3.1069 | 1.6907 | 1.729 | 1.8759 | 0.84124 | 0.51795 | 70.1272 | 69.4421 | 68.9259 | 68.5419 | 67.9782 | 67.6254 | 67.3909 | 67.3399 | 69.0684 | 73.1213 | 77.1831 | 82.0113 | 85.9031 | 87.7188 | 88.4081 | 88.8825 | 89.2944 | 87.9937 | 87.29 | 84.9575 | 81.175 | 77.9473 | 76.0504 | 75.1719 | 4.8122 | 4.5818 | 4.9522 | 5.9134 | 5.4166 | 5.9643 | 5.2971 | 5.6402 | 7.1475 | 8.1028 | 7.9312 | 6.6811 | 7.1426 | 7.1802 | 5.9969 | 5.9873 | 5.1933 | 5.1742 | 4.929 | 5.9544 | 6.3453 | 6.4378 | 5.5692 | 4.5708
Program Specific1-in-2Size: Over 200kWSouth of Lugo2017October Monthly Peak | Program Specific | 1-in-2 | Size: Over 200kW | South of Lugo | 2017 | October Monthly Peak | 10 | 114.4115 | 111.5139 | 107.2825 | 107.7058 | 114.1701 | 133.6776 | 160.1917 | 178.5371 | 193.07 | 208.5303 | 220.6755 | 224.6556 | 223.701 | 225.5383 | 222.7958 | 212.4807 | 201.6256 | 188.9671 | 178.0967 | 169.9788 | 160.4237 | 148.523 | 133.2245 | 122.3402 | -0.59894 | 0.0036349 | 0.052807 | -1.0472 | -2.8116 | -1.6084 | -1.093 | -0.011567 | -0.63564 | 0.51679 | 1.0781 | 2.4003 | 4.2719 | 4.7022 | 9.7521 | 8.6212 | 8.2089 | 7.3181 | 5.2612 | 4.6467 | 3.2625 | 2.4316 | 1.1632 | 0.40574 | 64.2318 | 63.9378 | 63.7186 | 62.4885 | 61.8845 | 61.2489 | 60.6774 | 60.7531 | 61.6092 | 64.6975 | 68.7845 | 74.3456 | 80.4075 | 83.595 | 82.4506 | 81.9206 | 82.2594 | 81.2925 | 78.4805 | 74.2435 | 71.8934 | 70.3001 | 68.6211 | 66.9726 | 4.7354 | 4.5623 | 4.9 | 5.8211 | 5.3201 | 5.6879 | 5.0666 | 5.3625 | 6.6727 | 7.6316 | 7.5176 | 6.3886 | 6.883 | 6.9267 | 5.8208 | 5.7601 | 4.9949 | 4.942 | 4.897 | 5.7866 | 6.1847 | 6.2954 | 5.4473 | 4.4366
Program Specific1-in-2Size: Over 200kWSouth of Lugo2017November Monthly Peak | Program Specific | 1-in-2 | Size: Over 200kW | South of Lugo | 2017 | November Monthly Peak | 11 | 106.1829 | 102.1972 | 98.5546 | 99.6406 | 105.3518 | 121.2239 | 143.8157 | 161.3764 | 174.945 | 188.0296 | 196.3542 | 198.5051 | 196.1498 | 196.8911 | 192.5923 | 182.9365 | 175.4534 | 171.966 | 161.0569 | 154.1862 | 146.6634 | 135.299 | 122.0401 | 112.5483 | -0.55586 | 0.0033312 | 0.048511 | -0.96879 | -2.5944 | -1.4585 | -0.98123 | -0.010455 | -0.57597 | 0.46598 | 0.95932 | 2.1209 | 3.7457 | 4.1049 | 8.4301 | 7.4225 | 7.1433 | 6.6597 | 4.7578 | 4.215 | 2.9826 | 2.2151 | 1.0655 | 0.37327 | 59.415 | 58.4442 | 57.6654 | 56.8749 | 55.6888 | 54.5605 | 54.2099 | 54.7634 | 57.0802 | 60.0291 | 64.6271 | 68.9604 | 72.1861 | 74.0539 | 75.4382 | 74.7962 | 72.523 | 69.6592 | 67.3538 | 66.3248 | 65.2132 | 65.0301 | 64.4504 | 64.7662 | 4.3948 | 4.1811 | 4.5014 | 5.3852 | 4.9092 | 5.158 | 4.5486 | 4.8471 | 6.0463 | 6.8813 | 6.6891 | 5.645 | 6.0353 | 6.0469 | 5.0317 | 4.9592 | 4.3466 | 4.4974 | 4.4284 | 5.249 | 5.6542 | 5.7348 | 4.99 | 4.0815
Program Specific1-in-2Size: Over 200kWSouth of Lugo2017December Monthly Peak | Program Specific | 1-in-2 | Size: Over 200kW | South of Lugo | 2017 | December Monthly Peak | 12 | 99.5223 | 96.6139 | 93.0118 | 93.351 | 97.6722 | 112.9419 | 136.5989 | 151.8178 | 162.8421 | 171.8325 | 174.3789 | 175.0014 | 171.8124 | 171.5569 | 168.6925 | 161.6335 | 157.8136 | 158.2815 | 149.8943 | 144.1322 | 136.9951 | 127.3997 | 114.8458 | 105.3928 | -0.52099 | 0.0031492 | 0.045783 | -0.90763 | -2.4053 | -1.3589 | -0.93199 | -0.0098361 | -0.53612 | 0.42584 | 0.85196 | 1.8698 | 3.281 | 3.5767 | 7.384 | 6.5581 | 6.4251 | 6.1298 | 4.4281 | 3.9402 | 2.786 | 2.0858 | 1.0027 | 0.34954 | 52.4224 | 51.1454 | 50.2189 | 49.4252 | 48.9363 | 47.8959 | 48.1868 | 48.4109 | 48.9121 | 52.5144 | 57.0121 | 59.9924 | 61.6777 | 62.9196 | 63.4085 | 63.7418 | 62.9693 | 60.7708 | 58.7144 | 57.0608 | 55.2968 | 53.1511 | 51.2054 | 49.8831 | 4.1191 | 3.9527 | 4.2482 | 5.0453 | 4.5513 | 4.8056 | 4.3204 | 4.56 | 5.628 | 6.2885 | 5.9404 | 4.9766 | 5.2865 | 5.2688 | 4.4073 | 4.3817 | 3.9096 | 4.1395 | 4.1215 | 4.9067 | 5.2815 | 5.4 | 4.6959 | 3.822
Program Specific1-in-2Size: Over 200kWSouth of Lugo2017Typical Event Day | Program Specific | 1-in-2 | Size: Over 200kW | South of Lugo | 2017 | Typical Event Day | 8 | 123.3138 | 118.544 | 114.4189 | 115.3954 | 122.9992 | 146.7093 | 172.8856 | 192.5149 | 208.143 | 220.9902 | 231.8119 | 233.6024 | 229.3126 | 231.2338 | 229.3711 | 222.6019 | 213.6625 | 202.5295 | 183.3968 | 176.4378 | 168.84 | 157.8108 | 142.962 | 132.9781 | -0.78059 | -0.055605 | -0.14609 | -0.79797 | -2.5344 | -2.1152 | -1.6325 | -0.98292 | -0.68386 | 0.52732 | 1.1148 | 1.2998 | 2.8409 | 3.4895 | 8.2197 | 7.3372 | 7.1379 | 6.3508 | 4.0049 | 2.9175 | 2.3994 | 2.1596 | 1.0095 | 0.49181 | 68.1806 | 67.4404 | 66.9875 | 66.7868 | 66.4783 | 65.8461 | 65.6027 | 65.9608 | 68.0451 | 71.9132 | 75.7651 | 79.8705 | 81.9591 | 82.6753 | 83.4816 | 83.6959 | 84.7 | 84.7612 | 84.45 | 81.3263 | 77.0773 | 73.6023 | 71.7803 | 70.7233 | 4.9371 | 4.6914 | 5.0552 | 6.0329 | 5.5442 | 6.0384 | 5.2894 | 5.5934 | 6.9586 | 7.8233 | 7.6389 | 6.426 | 6.8251 | 6.8695 | 5.7967 | 5.8373 | 5.1202 | 5.1236 | 4.8779 | 5.8102 | 6.2965 | 6.4705 | 5.6545 | 4.6648
Program Specific1-in-2Size: Over 200kWSouth of Lugo2018January Monthly Peak | Program Specific | 1-in-2 | Size: Over 200kW | South of Lugo | 2018 | January Monthly Peak | 1 | 97.386 | 94.9761 | 92.3581 | 92.0515 | 97.3265 | 112.1918 | 136.6794 | 152.0517 | 161.5005 | 168.4776 | 168.9823 | 168.9128 | 164.7566 | 165.198 | 161.7325 | 155.0975 | 149.3077 | 150.7159 | 144.4126 | 140.2056 | 132.6105 | 124.6891 | 114.0782 | 105.2877 | -0.50981 | 0.0030958 | 0.045461 | -0.895 | -2.3968 | -1.3498 | -0.93254 | -0.0098512 | -0.5317 | 0.41753 | 0.82559 | 1.8047 | 3.1462 | 3.4442 | 7.0793 | 6.2929 | 6.0788 | 5.8368 | 4.2661 | 3.8328 | 2.6969 | 2.0414 | 0.99602 | 0.34919 | 48.2571 | 47.2561 | 46.0388 | 45.5447 | 45.365 | 45.7023 | 45.448 | 45.6186 | 46.5448 | 48.6425 | 52.4297 | 55.3131 | 56.9851 | 58.2518 | 58.6508 | 58.7574 | 58.625 | 57.04 | 55.5201 | 54.0458 | 53.2112 | 52.0369 | 51.0729 | 49.6363 | 4.0307 | 3.8857 | 4.2184 | 4.975 | 4.5352 | 4.7737 | 4.3229 | 4.567 | 5.5816 | 6.1657 | 5.7566 | 4.8034 | 5.0694 | 5.0735 | 4.2254 | 4.2045 | 3.6988 | 3.9416 | 3.9708 | 4.773 | 5.1124 | 5.2851 | 4.6645 | 3.8182
Program Specific1-in-2Size: Over 200kWSouth of Lugo2018February Monthly Peak | Program Specific | 1-in-2 | Size: Over 200kW | South of Lugo | 2018 | February Monthly Peak | 2 | 100.8649 | 98.0911 | 94.5218 | 95.0485 | 99.87 | 115.6073 | 139.4258 | 154.6516 | 165.4931 | 173.3518 | 176.0184 | 178.6541 | 176.3228 | 177.4884 | 174.9706 | 167.6704 | 160.5977 | 158.052 | 152.03 | 146.1715 | 138.0909 | 128.1537 | 117.0678 | 109.1568 | -0.52802 | 0.0031974 | 0.046526 | -0.92414 | -2.4595 | -1.3909 | -0.95128 | -0.01002 | -0.54485 | 0.42961 | 0.85997 | 1.9088 | 3.3671 | 3.7004 | 7.6588 | 6.8031 | 6.5385 | 6.1209 | 4.4912 | 3.9959 | 2.8083 | 2.0981 | 1.0221 | 0.36202 | 51.5801 | 51.2908 | 51.0151 | 50.7493 | 50.4263 | 50.0006 | 49.7455 | 49.7201 | 50.4744 | 52.5863 | 54.3533 | 56.0894 | 56.6731 | 56.7465 | 56.7179 | 55.6321 | 55.5324 | 55.2548 | 53.8643 | 52.8989 | 52.0733 | 51.8533 | 50.6041 | 49.1464 | 4.1747 | 4.0131 | 4.3172 | 5.137 | 4.6537 | 4.919 | 4.4098 | 4.6451 | 5.7196 | 6.3441 | 5.9963 | 5.0805 | 5.4252 | 5.451 | 4.5713 | 4.5453 | 3.9785 | 4.1335 | 4.1802 | 4.9761 | 5.3237 | 5.432 | 4.7867 | 3.9585
Program Specific1-in-2Size: Over 200kWSouth of Lugo2018March Monthly Peak | Program Specific | 1-in-2 | Size: Over 200kW | South of Lugo | 2018 | March Monthly Peak | 3 | 104.3869 | 100.1425 | 95.9473 | 95.6281 | 100.52 | 116.8528 | 141.7899 | 158.1403 | 168.8562 | 177.8105 | 180.6721 | 182.7051 | 179.7799 | 181.3503 | 180.3171 | 173.8831 | 167.1507 | 161.9796 | 155.0968 | 152.742 | 144.0299 | 134.2806 | 121.6937 | 112.4901 | -0.54646 | 0.0032642 | 0.047228 | -0.92977 | -2.4755 | -1.4059 | -0.96741 | -0.010246 | -0.55592 | 0.44066 | 0.88271 | 1.9521 | 3.4331 | 3.7809 | 7.8928 | 7.0552 | 6.8053 | 6.273 | 4.5818 | 4.1755 | 2.9291 | 2.1984 | 1.0625 | 0.37307 | 51.7793 | 50.5458 | 49.2185 | 48.6657 | 48.4079 | 47.8269 | 47.6394 | 48.0757 | 50.5867 | 52.7016 | 55.0276 | 57.2016 | 58.0999 | 59.1236 | 59.1543 | 59.8265 | 59.4334 | 58.1963 | 56.5906 | 54.8978 | 54.1611 | 53.2276 | 52.1777 | 51.0805 | 4.3205 | 4.0971 | 4.3823 | 5.1683 | 4.684 | 4.972 | 4.4846 | 4.7499 | 5.8359 | 6.5073 | 6.1548 | 5.1957 | 5.5316 | 5.5696 | 4.711 | 4.7138 | 4.1409 | 4.2362 | 4.2646 | 5.1998 | 5.5527 | 5.6917 | 4.9759 | 4.0794
Program Specific1-in-2Size: Over 200kWSouth of Lugo2018April Monthly Peak | Program Specific | 1-in-2 | Size: Over 200kW | South of Lugo | 2018 | April Monthly Peak | 4 | 110.4648 | 106.2857 | 102.1362 | 101.7256 | 108.4791 | 125.6763 | 149.891 | 167.5789 | 181.8216 | 194.1988 | 203.6861 | 207.8987 | 206.2598 | 208.2855 | 206.0884 | 198.859 | 189.6378 | 179.421 | 165.7609 | 162.0658 | 155.096 | 143.8635 | 129.9892 | 120.1147 | -0.57828 | 0.0034645 | 0.050274 | -0.98906 | -2.6715 | -1.5121 | -1.0227 | -0.010857 | -0.59861 | 0.48127 | 0.99515 | 2.2212 | 3.9388 | 4.3425 | 9.0208 | 8.0685 | 7.7208 | 6.9484 | 4.8968 | 4.4304 | 3.1541 | 2.3553 | 1.1349 | 0.39836 | 62.0216 | 61.5627 | 60.792 | 59.6741 | 58.844 | 58.051 | 57.5628 | 57.7686 | 59.4381 | 62.7784 | 65.7757 | 69.0286 | 71.6382 | 73.6379 | 74.2913 | 74.1973 | 74.4516 | 73.5098 | 72.6029 | 70.6896 | 67.1717 | 65.5142 | 63.9008 | 61.7803 | 4.572 | 4.3484 | 4.665 | 5.4979 | 5.0549 | 5.3474 | 4.7408 | 5.0334 | 6.284 | 7.1071 | 6.9388 | 5.9121 | 6.3464 | 6.3968 | 5.3843 | 5.3908 | 4.698 | 4.6923 | 4.5578 | 5.5172 | 5.9793 | 6.0979 | 5.315 | 4.3559
Program Specific1-in-2Size: Over 200kWSouth of Lugo2018May Monthly Peak | Program Specific | 1-in-2 | Size: Over 200kW | South of Lugo | 2018 | May Monthly Peak | 5 | 108.8857 | 104.5268 | 100.8496 | 100.7246 | 107.6541 | 125.2932 | 148.4724 | 168.608 | 181.9897 | 193.0474 | 201.7076 | 204.1927 | 201.2101 | 202.6185 | 200.377 | 192.8347 | 183.5303 | 174.9689 | 162.0174 | 156.967 | 152.7095 | 141.8669 | 128.1082 | 118.5718 | -0.57001 | 0.0034071 | 0.049641 | -0.97933 | -2.6511 | -1.5075 | -1.013 | -0.010924 | -0.59916 | 0.47842 | 0.98548 | 2.1816 | 3.8424 | 4.2243 | 8.7708 | 7.8241 | 7.4722 | 6.776 | 4.7862 | 4.291 | 3.1056 | 2.3226 | 1.1185 | 0.39324 | 59.0627 | 59.1477 | 59.1541 | 58.5289 | 57.992 | 58.0056 | 58.3307 | 58.9475 | 59.7166 | 61.5097 | 64.5488 | 67.5142 | 70.1001 | 71.0603 | 70.7938 | 71.6764 | 71.8108 | 70.6849 | 68.7442 | 66.037 | 63.1118 | 60.7754 | 60.2656 | 59.9074 | 4.5067 | 4.2764 | 4.6062 | 5.4438 | 5.0164 | 5.3311 | 4.6959 | 5.0643 | 6.2898 | 7.0649 | 6.8714 | 5.8067 | 6.191 | 6.2227 | 5.235 | 5.2275 | 4.5467 | 4.5759 | 4.4549 | 5.3437 | 5.8873 | 6.0132 | 5.2381 | 4.2999
Program Specific1-in-2Size: Over 200kWSouth of Lugo2018June Monthly Peak | Program Specific | 1-in-2 | Size: Over 200kW | South of Lugo | 2018 | June Monthly Peak | 6 | 115.1442 | 110.5097 | 106.8299 | 107.1459 | 115.0179 | 133.577 | 156.5551 | 177.5821 | 192.0149 | 205.6759 | 216.0621 | 216.5886 | 211.4426 | 213.0053 | 211.0708 | 205.154 | 195.8206 | 186.123 | 169.9332 | 163.3423 | 158.235 | 147.2599 | 133.5101 | 124.0395 | -0.60277 | 0.0036022 | 0.052585 | -1.0418 | -2.8325 | -1.6071 | -1.0682 | -0.011505 | -0.63216 | 0.50971 | 1.0556 | 2.3141 | 4.0378 | 4.4409 | 9.2389 | 8.3239 | 7.9725 | 7.208 | 5.02 | 4.4653 | 3.218 | 2.4109 | 1.1657 | 0.41138 | 62.728 | 62.6395 | 62.1966 | 61.5739 | 61.3757 | 60.8948 | 60.4487 | 60.9883 | 63.0666 | 67.5658 | 71.8598 | 75.5484 | 76.1207 | 76.0524 | 77.5097 | 77.6793 | 79.1175 | 79.2388 | 79.1225 | 75.4981 | 71.1836 | 67.4153 | 65.8188 | 64.6027 | 4.7657 | 4.5212 | 4.8794 | 5.7908 | 5.3596 | 5.6836 | 4.9516 | 5.3338 | 6.6362 | 7.5271 | 7.3604 | 6.1592 | 6.5058 | 6.5417 | 5.5144 | 5.5615 | 4.8511 | 4.8676 | 4.6725 | 5.5607 | 6.1003 | 6.2418 | 5.459 | 4.4982
Program Specific1-in-2Size: Over 200kWSouth of Lugo2018July Monthly Peak | Program Specific | 1-in-2 | Size: Over 200kW | South of Lugo | 2018 | July Monthly Peak | 7 | 119.4288 | 114.4224 | 110.6341 | 111.7358 | 120.2338 | 141.6778 | 166.8053 | 188.4431 | 204.6547 | 217.4224 | 227.967 | 228.8216 | 224.899 | 226.7222 | 224.1884 | 217.8796 | 208.9299 | 197.578 | 178.9627 | 169.9634 | 163.8859 | 152.3752 | 138.5789 | 129.4011 | -0.77613 | -0.062507 | -0.17138 | -0.72437 | -2.4029 | -2.0946 | -1.6423 | -1.1083 | -0.67219 | 0.51573 | 1.0936 | 1.0929 | 2.554 | 3.2205 | 7.7601 | 6.9262 | 6.7448 | 5.9714 | 3.6959 | 2.5279 | 2.1745 | 2.0222 | 0.94294 | 0.48619 | 69.5963 | 68.8608 | 68.5527 | 68.4381 | 68.0143 | 67.1614 | 67.0851 | 68.0314 | 70.7341 | 73.3983 | 76.0196 | 79.4256 | 80.9244 | 81.3919 | 82.2106 | 82.4131 | 83.145 | 83.3831 | 83.7975 | 82.2812 | 79.0712 | 74.8733 | 72.3861 | 71.5011 | 4.7697 | 4.5172 | 4.876 | 5.8272 | 5.4062 | 5.8169 | 5.0908 | 5.4616 | 6.8251 | 7.678 | 7.4937 | 6.2789 | 6.6773 | 6.7189 | 5.6518 | 5.6994 | 4.9944 | 4.986 | 4.7483 | 5.5832 | 6.0967 | 6.2322 | 5.4676 | 4.5281
Program Specific1-in-2Size: Over 200kWSouth of Lugo2018August Monthly Peak | Program Specific | 1-in-2 | Size: Over 200kW | South of Lugo | 2018 | August Monthly Peak | 8 | 124.1355 | 119.3692 | 115.2875 | 116.4592 | 124.2148 | 148.2516 | 174.8297 | 195.0372 | 211.9816 | 226.0241 | 237.7036 | 239.6504 | 235.3807 | 237.327 | 235.0959 | 227.9013 | 218.5082 | 206.803 | 186.6267 | 179.0211 | 170.9051 | 159.5076 | 144.6736 | 134.4911 | -0.85775 | -0.08769 | -0.25515 | -0.63224 | -2.295 | -2.3246 | -1.8933 | -1.5162 | -0.69572 | 0.52832 | 1.1335 | 0.684 | 2.0803 | 2.8581 | 7.4373 | 6.5934 | 6.4547 | 5.678 | 3.3144 | 1.9367 | 1.8746 | 1.9559 | 0.89373 | 0.52459 | 70.2711 | 68.8193 | 68.2746 | 68.5935 | 68.5447 | 67.7027 | 67.486 | 67.4838 | 69.3112 | 73.5675 | 77.9981 | 82.4969 | 84.8881 | 85.5381 | 85.7981 | 85.8087 | 87.2431 | 88.4294 | 87.59 | 82.5681 | 76.8792 | 74.1733 | 72.8661 | 71.6173 | 4.9435 | 4.6989 | 5.0665 | 6.0561 | 5.5692 | 6.0694 | 5.3204 | 5.6365 | 7.0492 | 7.9589 | 7.7913 | 6.5572 | 6.9684 | 7.013 | 5.9098 | 5.9444 | 5.2084 | 5.2038 | 4.9374 | 5.8639 | 6.3395 | 6.5052 | 5.6917 | 4.6927
Program Specific1-in-2Size: Over 200kWSouth of Lugo2018September Monthly Peak | Program Specific | 1-in-2 | Size: Over 200kW | South of Lugo | 2018 | September Monthly Peak | 9 | 120.8289 | 116.3828 | 112.6779 | 113.7062 | 120.8007 | 145.672 | 174.0519 | 195.1487 | 214.9217 | 230.0925 | 241.9507 | 244.1587 | 241.2435 | 242.9638 | 238.5411 | 229.5276 | 217.8574 | 205.6085 | 186.2921 | 181.7686 | 171.0468 | 157.8403 | 141.5485 | 130.986 | -0.85349 | -0.093695 | -0.27736 | -0.57246 | -2.1636 | -2.333 | -1.9489 | -1.6552 | -0.70516 | 0.53485 | 1.1511 | 0.5213 | 1.9049 | 2.7295 | 7.2804 | 6.3951 | 6.2119 | 5.4324 | 3.1069 | 1.6907 | 1.729 | 1.8759 | 0.84124 | 0.51795 | 70.1272 | 69.4421 | 68.9259 | 68.5419 | 67.9783 | 67.6254 | 67.3909 | 67.3399 | 69.0684 | 73.1212 | 77.1831 | 82.0112 | 85.9031 | 87.7188 | 88.4081 | 88.8825 | 89.2944 | 87.9937 | 87.29 | 84.9575 | 81.175 | 77.9473 | 76.0504 | 75.1719 | 4.8122 | 4.5817 | 4.9522 | 5.9134 | 5.4166 | 5.9643 | 5.2971 | 5.6402 | 7.1475 | 8.1028 | 7.9312 | 6.6811 | 7.1426 | 7.1802 | 5.9969 | 5.9873 | 5.1933 | 5.1742 | 4.929 | 5.9544 | 6.3453 | 6.4378 | 5.5692 | 4.5708
Program Specific1-in-2Size: Over 200kWSouth of Lugo2018October Monthly Peak | Program Specific | 1-in-2 | Size: Over 200kW | South of Lugo | 2018 | October Monthly Peak | 10 | 114.4115 | 111.5139 | 107.2825 | 107.7058 | 114.1701 | 133.6776 | 160.1917 | 178.5371 | 193.07 | 208.5303 | 220.6755 | 224.6556 | 223.701 | 225.5383 | 222.7958 | 212.4807 | 201.6256 | 188.9671 | 178.0967 | 169.9788 | 160.4236 | 148.523 | 133.2245 | 122.3402 | -0.59894 | 0.0036349 | 0.052807 | -1.0472 | -2.8116 | -1.6084 | -1.093 | -0.011567 | -0.63564 | 0.51679 | 1.0781 | 2.4003 | 4.2719 | 4.7022 | 9.7521 | 8.6212 | 8.2089 | 7.3181 | 5.2612 | 4.6467 | 3.2625 | 2.4316 | 1.1632 | 0.40574 | 64.2317 | 63.9378 | 63.7186 | 62.4885 | 61.8845 | 61.2489 | 60.6774 | 60.7531 | 61.6092 | 64.6975 | 68.7845 | 74.3456 | 80.4075 | 83.595 | 82.4506 | 81.9206 | 82.2594 | 81.2925 | 78.4805 | 74.2435 | 71.8934 | 70.3001 | 68.6211 | 66.9726 | 4.7354 | 4.5623 | 4.9 | 5.8211 | 5.3201 | 5.6879 | 5.0666 | 5.3625 | 6.6727 | 7.6316 | 7.5176 | 6.3886 | 6.883 | 6.9267 | 5.8208 | 5.7601 | 4.9949 | 4.942 | 4.897 | 5.7866 | 6.1847 | 6.2954 | 5.4473 | 4.4366
Program Specific1-in-2Size: Over 200kWSouth of Lugo2018November Monthly Peak | Program Specific | 1-in-2 | Size: Over 200kW | South of Lugo | 2018 | November Monthly Peak | 11 | 106.1829 | 102.1972 | 98.5546 | 99.6406 | 105.3518 | 121.2239 | 143.8157 | 161.3764 | 174.945 | 188.0296 | 196.3542 | 198.5051 | 196.1498 | 196.8911 | 192.5923 | 182.9365 | 175.4534 | 171.966 | 161.0569 | 154.1862 | 146.6634 | 135.299 | 122.0401 | 112.5483 | -0.55586 | 0.0033312 | 0.048511 | -0.96879 | -2.5944 | -1.4585 | -0.98123 | -0.010455 | -0.57597 | 0.46598 | 0.95932 | 2.1209 | 3.7457 | 4.1049 | 8.4301 | 7.4225 | 7.1433 | 6.6597 | 4.7578 | 4.215 | 2.9826 | 2.2151 | 1.0655 | 0.37327 | 59.415 | 58.4442 | 57.6654 | 56.8749 | 55.6888 | 54.5605 | 54.2099 | 54.7634 | 57.0802 | 60.0291 | 64.6271 | 68.9604 | 72.1861 | 74.0539 | 75.4382 | 74.7962 | 72.523 | 69.6592 | 67.3537 | 66.3248 | 65.2132 | 65.0301 | 64.4504 | 64.7662 | 4.3948 | 4.1811 | 4.5014 | 5.3852 | 4.9092 | 5.158 | 4.5486 | 4.8471 | 6.0463 | 6.8813 | 6.6891 | 5.645 | 6.0353 | 6.0469 | 5.0317 | 4.9592 | 4.3466 | 4.4974 | 4.4284 | 5.249 | 5.6542 | 5.7348 | 4.99 | 4.0815
Program Specific1-in-2Size: Over 200kWSouth of Lugo2018December Monthly Peak | Program Specific | 1-in-2 | Size: Over 200kW | South of Lugo | 2018 | December Monthly Peak | 12 | 99.5223 | 96.6139 | 93.0118 | 93.351 | 97.6722 | 112.9419 | 136.5989 | 151.8178 | 162.8421 | 171.8325 | 174.3789 | 175.0014 | 171.8124 | 171.5569 | 168.6925 | 161.6335 | 157.8135 | 158.2815 | 149.8943 | 144.1322 | 136.9951 | 127.3997 | 114.8458 | 105.3928 | -0.52099 | 0.0031492 | 0.045783 | -0.90763 | -2.4053 | -1.3589 | -0.93199 | -0.0098361 | -0.53612 | 0.42584 | 0.85196 | 1.8698 | 3.281 | 3.5767 | 7.384 | 6.5581 | 6.4251 | 6.1298 | 4.4281 | 3.9402 | 2.786 | 2.0858 | 1.0027 | 0.34954 | 52.4224 | 51.1454 | 50.2189 | 49.4252 | 48.9362 | 47.8959 | 48.1868 | 48.4109 | 48.9121 | 52.5144 | 57.0121 | 59.9924 | 61.6777 | 62.9196 | 63.4085 | 63.7417 | 62.9693 | 60.7708 | 58.7144 | 57.0608 | 55.2967 | 53.1511 | 51.2054 | 49.8831 | 4.1191 | 3.9527 | 4.2482 | 5.0453 | 4.5513 | 4.8056 | 4.3204 | 4.56 | 5.628 | 6.2885 | 5.9404 | 4.9766 | 5.2865 | 5.2688 | 4.4073 | 4.3817 | 3.9096 | 4.1395 | 4.1215 | 4.9067 | 5.2815 | 5.4 | 4.6959 | 3.822
Program Specific1-in-2Size: Over 200kWSouth of Lugo2018Typical Event Day | Program Specific | 1-in-2 | Size: Over 200kW | South of Lugo | 2018 | Typical Event Day | 8 | 123.3138 | 118.544 | 114.4189 | 115.3954 | 122.9992 | 146.7093 | 172.8856 | 192.5149 | 208.1431 | 220.9902 | 231.8119 | 233.6024 | 229.3126 | 231.2338 | 229.3711 | 222.6019 | 213.6625 | 202.5295 | 183.3968 | 176.4378 | 168.84 | 157.8108 | 142.962 | 132.9781 | -0.78059 | -0.055605 | -0.14609 | -0.79797 | -2.5344 | -2.1152 | -1.6325 | -0.98292 | -0.68386 | 0.52732 | 1.1148 | 1.2998 | 2.8409 | 3.4895 | 8.2197 | 7.3372 | 7.1379 | 6.3508 | 4.0049 | 2.9175 | 2.3994 | 2.1596 | 1.0095 | 0.49181 | 68.1806 | 67.4404 | 66.9875 | 66.7868 | 66.4783 | 65.8461 | 65.6027 | 65.9608 | 68.0451 | 71.9132 | 75.7651 | 79.8705 | 81.9591 | 82.6753 | 83.4816 | 83.6959 | 84.7 | 84.7613 | 84.45 | 81.3263 | 77.0773 | 73.6023 | 71.7803 | 70.7232 | 4.9371 | 4.6914 | 5.0552 | 6.0329 | 5.5442 | 6.0384 | 5.2894 | 5.5934 | 6.9586 | 7.8233 | 7.6389 | 6.426 | 6.8251 | 6.8695 | 5.7967 | 5.8373 | 5.1202 | 5.1236 | 4.8779 | 5.8102 | 6.2965 | 6.4705 | 5.6545 | 4.6648
Program Specific1-in-2Size: Over 200kWSouth of Lugo2019January Monthly Peak | Program Specific | 1-in-2 | Size: Over 200kW | South of Lugo | 2019 | January Monthly Peak | 1 | 97.386 | 94.9761 | 92.3581 | 92.0515 | 97.3265 | 112.1918 | 136.6794 | 152.0517 | 161.5005 | 168.4775 | 168.9823 | 168.9128 | 164.7566 | 165.198 | 161.7325 | 155.0975 | 149.3077 | 150.7159 | 144.4125 | 140.2056 | 132.6105 | 124.6891 | 114.0782 | 105.2877 | -0.50981 | 0.0030958 | 0.045461 | -0.895 | -2.3968 | -1.3498 | -0.93254 | -0.0098512 | -0.5317 | 0.41753 | 0.82559 | 1.8047 | 3.1462 | 3.4442 | 7.0793 | 6.293 | 6.0788 | 5.8368 | 4.2661 | 3.8328 | 2.6969 | 2.0414 | 0.99602 | 0.34919 | 48.2571 | 47.2561 | 46.0388 | 45.5448 | 45.365 | 45.7023 | 45.448 | 45.6186 | 46.5448 | 48.6425 | 52.4297 | 55.3131 | 56.9851 | 58.2518 | 58.6507 | 58.7574 | 58.625 | 57.04 | 55.5201 | 54.0457 | 53.2112 | 52.0369 | 51.0729 | 49.6363 | 4.0307 | 3.8857 | 4.2184 | 4.975 | 4.5352 | 4.7737 | 4.3229 | 4.567 | 5.5816 | 6.1657 | 5.7566 | 4.8034 | 5.0694 | 5.0735 | 4.2254 | 4.2045 | 3.6988 | 3.9416 | 3.9708 | 4.773 | 5.1124 | 5.2851 | 4.6645 | 3.8182
Program Specific1-in-2Size: Over 200kWSouth of Lugo2019February Monthly Peak | Program Specific | 1-in-2 | Size: Over 200kW | South of Lugo | 2019 | February Monthly Peak | 2 | 100.8649 | 98.0911 | 94.5218 | 95.0485 | 99.87 | 115.6073 | 139.4258 | 154.6516 | 165.4931 | 173.3518 | 176.0184 | 178.6541 | 176.3228 | 177.4884 | 174.9706 | 167.6704 | 160.5977 | 158.052 | 152.03 | 146.1715 | 138.0909 | 128.1537 | 117.0678 | 109.1568 | -0.52802 | 0.0031974 | 0.046526 | -0.92414 | -2.4595 | -1.3909 | -0.95128 | -0.01002 | -0.54485 | 0.42961 | 0.85997 | 1.9088 | 3.3671 | 3.7004 | 7.6588 | 6.8031 | 6.5385 | 6.1209 | 4.4912 | 3.9959 | 2.8083 | 2.0981 | 1.0221 | 0.36202 | 51.5801 | 51.2908 | 51.0151 | 50.7492 | 50.4263 | 50.0006 | 49.7455 | 49.7201 | 50.4744 | 52.5863 | 54.3533 | 56.0894 | 56.6731 | 56.7465 | 56.7179 | 55.6321 | 55.5324 | 55.2548 | 53.8643 | 52.8989 | 52.0733 | 51.8533 | 50.6041 | 49.1464 | 4.1747 | 4.0131 | 4.3172 | 5.137 | 4.6537 | 4.919 | 4.4098 | 4.6451 | 5.7196 | 6.3441 | 5.9963 | 5.0805 | 5.4252 | 5.451 | 4.5713 | 4.5453 | 3.9785 | 4.1335 | 4.1802 | 4.9761 | 5.3237 | 5.432 | 4.7867 | 3.9585
Program Specific1-in-2Size: Over 200kWSouth of Lugo2019March Monthly Peak | Program Specific | 1-in-2 | Size: Over 200kW | South of Lugo | 2019 | March Monthly Peak | 3 | 104.3869 | 100.1425 | 95.9473 | 95.6281 | 100.52 | 116.8528 | 141.7899 | 158.1403 | 168.8562 | 177.8105 | 180.6721 | 182.7051 | 179.7799 | 181.3503 | 180.3171 | 173.8831 | 167.1507 | 161.9796 | 155.0968 | 152.742 | 144.0299 | 134.2806 | 121.6937 | 112.4901 | -0.54646 | 0.0032642 | 0.047228 | -0.92977 | -2.4755 | -1.4059 | -0.96741 | -0.010246 | -0.55592 | 0.44066 | 0.88271 | 1.9521 | 3.4331 | 3.7809 | 7.8928 | 7.0552 | 6.8053 | 6.273 | 4.5818 | 4.1755 | 2.9291 | 2.1984 | 1.0625 | 0.37307 | 51.7792 | 50.5458 | 49.2185 | 48.6657 | 48.4079 | 47.8269 | 47.6394 | 48.0757 | 50.5867 | 52.7016 | 55.0276 | 57.2016 | 58.0999 | 59.1236 | 59.1543 | 59.8265 | 59.4334 | 58.1963 | 56.5906 | 54.8978 | 54.1611 | 53.2276 | 52.1777 | 51.0805 | 4.3205 | 4.0971 | 4.3823 | 5.1683 | 4.684 | 4.972 | 4.4846 | 4.7499 | 5.8359 | 6.5073 | 6.1548 | 5.1957 | 5.5316 | 5.5696 | 4.711 | 4.7138 | 4.1409 | 4.2362 | 4.2646 | 5.1998 | 5.5527 | 5.6917 | 4.9759 | 4.0794
Program Specific1-in-2Size: Over 200kWSouth of Lugo2019April Monthly Peak | Program Specific | 1-in-2 | Size: Over 200kW | South of Lugo | 2019 | April Monthly Peak | 4 | 110.4648 | 106.2857 | 102.1362 | 101.7256 | 108.4791 | 125.6763 | 149.891 | 167.5789 | 181.8216 | 194.1988 | 203.686 | 207.8987 | 206.2598 | 208.2855 | 206.0885 | 198.859 | 189.6378 | 179.421 | 165.7609 | 162.0658 | 155.096 | 143.8635 | 129.9892 | 120.1147 | -0.57828 | 0.0034645 | 0.050274 | -0.98906 | -2.6715 | -1.5121 | -1.0227 | -0.010857 | -0.59861 | 0.48127 | 0.99515 | 2.2212 | 3.9388 | 4.3425 | 9.0208 | 8.0685 | 7.7208 | 6.9484 | 4.8968 | 4.4304 | 3.1541 | 2.3553 | 1.1349 | 0.39836 | 62.0216 | 61.5627 | 60.792 | 59.6741 | 58.844 | 58.051 | 57.5628 | 57.7686 | 59.4381 | 62.7784 | 65.7757 | 69.0286 | 71.6383 | 73.6379 | 74.2913 | 74.1973 | 74.4516 | 73.5097 | 72.6029 | 70.6896 | 67.1717 | 65.5142 | 63.9008 | 61.7802 | 4.572 | 4.3484 | 4.665 | 5.4979 | 5.0549 | 5.3474 | 4.7408 | 5.0334 | 6.284 | 7.1071 | 6.9388 | 5.9121 | 6.3464 | 6.3968 | 5.3843 | 5.3908 | 4.698 | 4.6923 | 4.5578 | 5.5172 | 5.9793 | 6.0979 | 5.315 | 4.3559
Program Specific1-in-2Size: Over 200kWSouth of Lugo2019May Monthly Peak | Program Specific | 1-in-2 | Size: Over 200kW | South of Lugo | 2019 | May Monthly Peak | 5 | 108.8857 | 104.5268 | 100.8496 | 100.7246 | 107.6541 | 125.2932 | 148.4724 | 168.608 | 181.9897 | 193.0474 | 201.7076 | 204.1927 | 201.2101 | 202.6185 | 200.377 | 192.8347 | 183.5303 | 174.9689 | 162.0174 | 156.967 | 152.7095 | 141.8669 | 128.1082 | 118.5718 | -0.57001 | 0.0034071 | 0.049641 | -0.97933 | -2.6511 | -1.5075 | -1.013 | -0.010924 | -0.59916 | 0.47842 | 0.98548 | 2.1816 | 3.8424 | 4.2243 | 8.7708 | 7.8241 | 7.4722 | 6.776 | 4.7862 | 4.291 | 3.1056 | 2.3226 | 1.1185 | 0.39324 | 59.0627 | 59.1477 | 59.1541 | 58.5289 | 57.992 | 58.0056 | 58.3307 | 58.9475 | 59.7166 | 61.5097 | 64.5488 | 67.5142 | 70.1001 | 71.0603 | 70.7938 | 71.6764 | 71.8108 | 70.6849 | 68.7442 | 66.037 | 63.1117 | 60.7754 | 60.2656 | 59.9074 | 4.5067 | 4.2764 | 4.6062 | 5.4438 | 5.0164 | 5.3311 | 4.6959 | 5.0643 | 6.2898 | 7.0649 | 6.8714 | 5.8067 | 6.191 | 6.2227 | 5.235 | 5.2275 | 4.5467 | 4.5759 | 4.4549 | 5.3437 | 5.8873 | 6.0132 | 5.2381 | 4.2999
Program Specific1-in-2Size: Over 200kWSouth of Lugo2019June Monthly Peak | Program Specific | 1-in-2 | Size: Over 200kW | South of Lugo | 2019 | June Monthly Peak | 6 | 115.1442 | 110.5097 | 106.8299 | 107.1459 | 115.0179 | 133.577 | 156.5551 | 177.5821 | 192.0149 | 205.6759 | 216.0621 | 216.5886 | 211.4426 | 213.0053 | 211.0708 | 205.154 | 195.8206 | 186.123 | 169.9331 | 163.3423 | 158.235 | 147.2599 | 133.5101 | 124.0395 | -0.60277 | 0.0036022 | 0.052585 | -1.0418 | -2.8325 | -1.6071 | -1.0682 | -0.011505 | -0.63216 | 0.50971 | 1.0556 | 2.3141 | 4.0378 | 4.4409 | 9.2389 | 8.3239 | 7.9725 | 7.208 | 5.02 | 4.4653 | 3.218 | 2.4109 | 1.1657 | 0.41138 | 62.728 | 62.6395 | 62.1966 | 61.5739 | 61.3757 | 60.8948 | 60.4487 | 60.9883 | 63.0666 | 67.5658 | 71.8598 | 75.5484 | 76.1207 | 76.0524 | 77.5097 | 77.6793 | 79.1175 | 79.2388 | 79.1225 | 75.4981 | 71.1836 | 67.4153 | 65.8188 | 64.6027 | 4.7657 | 4.5212 | 4.8794 | 5.7908 | 5.3596 | 5.6836 | 4.9516 | 5.3338 | 6.6362 | 7.5271 | 7.3604 | 6.1592 | 6.5058 | 6.5417 | 5.5144 | 5.5615 | 4.8511 | 4.8676 | 4.6725 | 5.5607 | 6.1003 | 6.2418 | 5.459 | 4.4982
Program Specific1-in-2Size: Over 200kWSouth of Lugo2019July Monthly Peak | Program Specific | 1-in-2 | Size: Over 200kW | South of Lugo | 2019 | July Monthly Peak | 7 | 119.4288 | 114.4224 | 110.6341 | 111.7358 | 120.2338 | 141.6778 | 166.8053 | 188.4431 | 204.6547 | 217.4224 | 227.967 | 228.8216 | 224.899 | 226.7222 | 224.1884 | 217.8796 | 208.9299 | 197.578 | 178.9627 | 169.9634 | 163.8859 | 152.3752 | 138.5789 | 129.4011 | -0.77613 | -0.062507 | -0.17138 | -0.72437 | -2.4029 | -2.0946 | -1.6423 | -1.1083 | -0.67219 | 0.51573 | 1.0936 | 1.0929 | 2.554 | 3.2205 | 7.7601 | 6.9262 | 6.7448 | 5.9714 | 3.6959 | 2.5279 | 2.1745 | 2.0222 | 0.94294 | 0.48619 | 69.5962 | 68.8608 | 68.5527 | 68.4381 | 68.0143 | 67.1614 | 67.0851 | 68.0314 | 70.7341 | 73.3983 | 76.0196 | 79.4256 | 80.9244 | 81.3919 | 82.2106 | 82.4131 | 83.145 | 83.3831 | 83.7975 | 82.2813 | 79.0712 | 74.8733 | 72.3861 | 71.5011 | 4.7697 | 4.5172 | 4.876 | 5.8272 | 5.4062 | 5.8169 | 5.0908 | 5.4616 | 6.8251 | 7.678 | 7.4937 | 6.2789 | 6.6773 | 6.7189 | 5.6518 | 5.6994 | 4.9944 | 4.986 | 4.7483 | 5.5832 | 6.0967 | 6.2322 | 5.4676 | 4.5281
Program Specific1-in-2Size: Over 200kWSouth of Lugo2019August Monthly Peak | Program Specific | 1-in-2 | Size: Over 200kW | South of Lugo | 2019 | August Monthly Peak | 8 | 124.1355 | 119.3692 | 115.2875 | 116.4592 | 124.2148 | 148.2516 | 174.8297 | 195.0372 | 211.9816 | 226.0241 | 237.7036 | 239.6504 | 235.3806 | 237.327 | 235.0959 | 227.9013 | 218.5082 | 206.803 | 186.6267 | 179.0211 | 170.9051 | 159.5077 | 144.6736 | 134.4911 | -0.85775 | -0.08769 | -0.25515 | -0.63224 | -2.295 | -2.3246 | -1.8933 | -1.5162 | -0.69572 | 0.52832 | 1.1335 | 0.684 | 2.0803 | 2.8581 | 7.4373 | 6.5934 | 6.4547 | 5.678 | 3.3144 | 1.9367 | 1.8746 | 1.9559 | 0.89373 | 0.52459 | 70.2711 | 68.8193 | 68.2746 | 68.5935 | 68.5448 | 67.7027 | 67.486 | 67.4838 | 69.3112 | 73.5675 | 77.9981 | 82.4969 | 84.8881 | 85.5381 | 85.7981 | 85.8087 | 87.2431 | 88.4294 | 87.59 | 82.5681 | 76.8792 | 74.1733 | 72.8661 | 71.6173 | 4.9435 | 4.6989 | 5.0665 | 6.0561 | 5.5692 | 6.0694 | 5.3204 | 5.6365 | 7.0492 | 7.9589 | 7.7913 | 6.5572 | 6.9684 | 7.013 | 5.9098 | 5.9444 | 5.2084 | 5.2038 | 4.9374 | 5.8639 | 6.3395 | 6.5052 | 5.6917 | 4.6927
Program Specific1-in-2Size: Over 200kWSouth of Lugo2019September Monthly Peak | Program Specific | 1-in-2 | Size: Over 200kW | South of Lugo | 2019 | September Monthly Peak | 9 | 120.8289 | 116.3828 | 112.6779 | 113.7062 | 120.8007 | 145.672 | 174.0519 | 195.1487 | 214.9217 | 230.0925 | 241.9507 | 244.1587 | 241.2435 | 242.9638 | 238.5411 | 229.5277 | 217.8574 | 205.6085 | 186.2921 | 181.7686 | 171.0468 | 157.8403 | 141.5485 | 130.9861 | -0.85349 | -0.093695 | -0.27736 | -0.57246 | -2.1636 | -2.333 | -1.9489 | -1.6552 | -0.70516 | 0.53485 | 1.1511 | 0.5213 | 1.9049 | 2.7295 | 7.2804 | 6.3951 | 6.2119 | 5.4324 | 3.1069 | 1.6907 | 1.729 | 1.8759 | 0.84124 | 0.51795 | 70.1272 | 69.4421 | 68.9259 | 68.5419 | 67.9782 | 67.6254 | 67.3909 | 67.3399 | 69.0684 | 73.1213 | 77.1831 | 82.0113 | 85.9031 | 87.7187 | 88.4081 | 88.8825 | 89.2944 | 87.9938 | 87.29 | 84.9575 | 81.175 | 77.9473 | 76.0504 | 75.1719 | 4.8122 | 4.5817 | 4.9522 | 5.9134 | 5.4166 | 5.9643 | 5.2971 | 5.6402 | 7.1475 | 8.1028 | 7.9312 | 6.6811 | 7.1426 | 7.1802 | 5.9969 | 5.9873 | 5.1933 | 5.1742 | 4.929 | 5.9544 | 6.3453 | 6.4378 | 5.5692 | 4.5708
Program Specific1-in-2Size: Over 200kWSouth of Lugo2019October Monthly Peak | Program Specific | 1-in-2 | Size: Over 200kW | South of Lugo | 2019 | October Monthly Peak | 10 | 114.4115 | 111.5139 | 107.2825 | 107.7058 | 114.1701 | 133.6776 | 160.1917 | 178.5371 | 193.07 | 208.5303 | 220.6755 | 224.6556 | 223.701 | 225.5383 | 222.7958 | 212.4807 | 201.6256 | 188.9671 | 178.0967 | 169.9788 | 160.4236 | 148.523 | 133.2245 | 122.3402 | -0.59894 | 0.0036349 | 0.052807 | -1.0472 | -2.8116 | -1.6084 | -1.093 | -0.011567 | -0.63564 | 0.51679 | 1.0781 | 2.4003 | 4.2719 | 4.7022 | 9.7521 | 8.6212 | 8.2089 | 7.3181 | 5.2612 | 4.6467 | 3.2625 | 2.4316 | 1.1632 | 0.40574 | 64.2317 | 63.9378 | 63.7186 | 62.4885 | 61.8845 | 61.2489 | 60.6774 | 60.7531 | 61.6092 | 64.6975 | 68.7845 | 74.3456 | 80.4075 | 83.595 | 82.4506 | 81.9206 | 82.2594 | 81.2925 | 78.4805 | 74.2435 | 71.8934 | 70.3001 | 68.6211 | 66.9726 | 4.7354 | 4.5623 | 4.9 | 5.8211 | 5.3201 | 5.6879 | 5.0666 | 5.3625 | 6.6727 | 7.6316 | 7.5176 | 6.3886 | 6.883 | 6.9267 | 5.8208 | 5.7601 | 4.9949 | 4.942 | 4.897 | 5.7866 | 6.1847 | 6.2954 | 5.4473 | 4.4366
Program Specific1-in-2Size: Over 200kWSouth of Lugo2019November Monthly Peak | Program Specific | 1-in-2 | Size: Over 200kW | South of Lugo | 2019 | November Monthly Peak | 11 | 106.1829 | 102.1972 | 98.5546 | 99.6406 | 105.3518 | 121.2239 | 143.8157 | 161.3764 | 174.945 | 188.0296 | 196.3542 | 198.5051 | 196.1498 | 196.8911 | 192.5923 | 182.9365 | 175.4534 | 171.966 | 161.0569 | 154.1862 | 146.6634 | 135.299 | 122.0401 | 112.5483 | -0.55586 | 0.0033312 | 0.048511 | -0.96879 | -2.5944 | -1.4585 | -0.98123 | -0.010455 | -0.57597 | 0.46598 | 0.95932 | 2.1209 | 3.7457 | 4.1049 | 8.4301 | 7.4225 | 7.1433 | 6.6597 | 4.7578 | 4.215 | 2.9826 | 2.2151 | 1.0655 | 0.37327 | 59.415 | 58.4442 | 57.6654 | 56.8749 | 55.6888 | 54.5605 | 54.2099 | 54.7634 | 57.0802 | 60.0291 | 64.6271 | 68.9604 | 72.1861 | 74.0539 | 75.4382 | 74.7962 | 72.523 | 69.6592 | 67.3537 | 66.3248 | 65.2132 | 65.0301 | 64.4504 | 64.7662 | 4.3948 | 4.1811 | 4.5014 | 5.3852 | 4.9092 | 5.158 | 4.5486 | 4.8471 | 6.0463 | 6.8813 | 6.6891 | 5.645 | 6.0353 | 6.0469 | 5.0317 | 4.9592 | 4.3466 | 4.4974 | 4.4284 | 5.249 | 5.6542 | 5.7348 | 4.99 | 4.0815
Program Specific1-in-2Size: Over 200kWSouth of Lugo2019December Monthly Peak | Program Specific | 1-in-2 | Size: Over 200kW | South of Lugo | 2019 | December Monthly Peak | 12 | 99.5223 | 96.6139 | 93.0118 | 93.351 | 97.6722 | 112.9419 | 136.5989 | 151.8178 | 162.8421 | 171.8325 | 174.3789 | 175.0014 | 171.8124 | 171.5569 | 168.6925 | 161.6335 | 157.8135 | 158.2815 | 149.8943 | 144.1322 | 136.9951 | 127.3997 | 114.8458 | 105.3928 | -0.52099 | 0.0031492 | 0.045783 | -0.90763 | -2.4053 | -1.3589 | -0.93199 | -0.0098361 | -0.53612 | 0.42584 | 0.85196 | 1.8698 | 3.281 | 3.5767 | 7.384 | 6.5581 | 6.4251 | 6.1298 | 4.4281 | 3.9402 | 2.786 | 2.0858 | 1.0027 | 0.34954 | 52.4224 | 51.1454 | 50.2189 | 49.4252 | 48.9362 | 47.8959 | 48.1868 | 48.4109 | 48.9121 | 52.5144 | 57.0121 | 59.9924 | 61.6777 | 62.9196 | 63.4085 | 63.7417 | 62.9693 | 60.7707 | 58.7144 | 57.0608 | 55.2967 | 53.1511 | 51.2054 | 49.8831 | 4.1191 | 3.9527 | 4.2482 | 5.0453 | 4.5513 | 4.8056 | 4.3204 | 4.56 | 5.628 | 6.2885 | 5.9404 | 4.9766 | 5.2865 | 5.2688 | 4.4073 | 4.3817 | 3.9096 | 4.1395 | 4.1215 | 4.9067 | 5.2815 | 5.4 | 4.6959 | 3.822
Program Specific1-in-2Size: Over 200kWSouth of Lugo2019Typical Event Day | Program Specific | 1-in-2 | Size: Over 200kW | South of Lugo | 2019 | Typical Event Day | 8 | 123.3138 | 118.544 | 114.4189 | 115.3954 | 122.9992 | 146.7093 | 172.8856 | 192.5149 | 208.143 | 220.9902 | 231.8119 | 233.6024 | 229.3126 | 231.2338 | 229.3711 | 222.6019 | 213.6625 | 202.5295 | 183.3968 | 176.4378 | 168.84 | 157.8108 | 142.962 | 132.9781 | -0.78059 | -0.055605 | -0.14609 | -0.79797 | -2.5344 | -2.1152 | -1.6325 | -0.98292 | -0.68386 | 0.52732 | 1.1148 | 1.2998 | 2.8409 | 3.4895 | 8.2197 | 7.3372 | 7.1379 | 6.3508 | 4.0049 | 2.9175 | 2.3994 | 2.1596 | 1.0095 | 0.49181 | 68.1806 | 67.4404 | 66.9875 | 66.7868 | 66.4783 | 65.8461 | 65.6027 | 65.9608 | 68.0451 | 71.9132 | 75.7651 | 79.8705 | 81.9591 | 82.6753 | 83.4816 | 83.6959 | 84.7 | 84.7612 | 84.45 | 81.3263 | 77.0773 | 73.6023 | 71.7803 | 70.7233 | 4.9371 | 4.6914 | 5.0552 | 6.0329 | 5.5442 | 6.0384 | 5.2894 | 5.5934 | 6.9586 | 7.8233 | 7.6389 | 6.426 | 6.8251 | 6.8695 | 5.7967 | 5.8373 | 5.1202 | 5.1236 | 4.8779 | 5.8102 | 6.2965 | 6.4705 | 5.6545 | 4.6648
Program Specific1-in-2Size: Over 200kWSouth of Lugo2020January Monthly Peak | Program Specific | 1-in-2 | Size: Over 200kW | South of Lugo | 2020 | January Monthly Peak | 1 | 97.386 | 94.9761 | 92.3581 | 92.0515 | 97.3265 | 112.1918 | 136.6794 | 152.0517 | 161.5005 | 168.4775 | 168.9823 | 168.9128 | 164.7566 | 165.198 | 161.7325 | 155.0975 | 149.3077 | 150.7159 | 144.4126 | 140.2055 | 132.6105 | 124.6891 | 114.0782 | 105.2877 | -0.50981 | 0.0030958 | 0.045461 | -0.895 | -2.3968 | -1.3498 | -0.93254 | -0.0098512 | -0.5317 | 0.41753 | 0.82559 | 1.8047 | 3.1462 | 3.4442 | 7.0793 | 6.293 | 6.0788 | 5.8368 | 4.2661 | 3.8328 | 2.6969 | 2.0414 | 0.99602 | 0.34919 | 48.2571 | 47.2561 | 46.0388 | 45.5447 | 45.365 | 45.7023 | 45.448 | 45.6186 | 46.5448 | 48.6425 | 52.4297 | 55.3131 | 56.9851 | 58.2517 | 58.6508 | 58.7574 | 58.625 | 57.04 | 55.5201 | 54.0458 | 53.2112 | 52.0369 | 51.0729 | 49.6362 | 4.0307 | 3.8857 | 4.2184 | 4.975 | 4.5352 | 4.7737 | 4.3229 | 4.567 | 5.5816 | 6.1657 | 5.7566 | 4.8034 | 5.0694 | 5.0735 | 4.2254 | 4.2045 | 3.6988 | 3.9416 | 3.9708 | 4.773 | 5.1124 | 5.2851 | 4.6645 | 3.8182
Program Specific1-in-2Size: Over 200kWSouth of Lugo2020February Monthly Peak | Program Specific | 1-in-2 | Size: Over 200kW | South of Lugo | 2020 | February Monthly Peak | 2 | 100.8649 | 98.0911 | 94.5218 | 95.0485 | 99.87 | 115.6073 | 139.4258 | 154.6516 | 165.4931 | 173.3518 | 176.0184 | 178.6541 | 176.3228 | 177.4884 | 174.9706 | 167.6704 | 160.5977 | 158.052 | 152.03 | 146.1715 | 138.0909 | 128.1537 | 117.0678 | 109.1568 | -0.52802 | 0.0031974 | 0.046526 | -0.92414 | -2.4595 | -1.3909 | -0.95128 | -0.01002 | -0.54485 | 0.42961 | 0.85997 | 1.9088 | 3.3671 | 3.7004 | 7.6588 | 6.8031 | 6.5385 | 6.1209 | 4.4912 | 3.9959 | 2.8083 | 2.0981 | 1.0221 | 0.36202 | 51.5801 | 51.2908 | 51.0151 | 50.7492 | 50.4263 | 50.0006 | 49.7455 | 49.7201 | 50.4744 | 52.5863 | 54.3533 | 56.0894 | 56.6731 | 56.7465 | 56.7179 | 55.6321 | 55.5324 | 55.2548 | 53.8643 | 52.8989 | 52.0733 | 51.8533 | 50.6041 | 49.1464 | 4.1747 | 4.0131 | 4.3172 | 5.137 | 4.6537 | 4.919 | 4.4098 | 4.6451 | 5.7196 | 6.3441 | 5.9963 | 5.0805 | 5.4252 | 5.451 | 4.5713 | 4.5453 | 3.9785 | 4.1335 | 4.1802 | 4.9761 | 5.3237 | 5.432 | 4.7867 | 3.9585
Program Specific1-in-2Size: Over 200kWSouth of Lugo2020March Monthly Peak | Program Specific | 1-in-2 | Size: Over 200kW | South of Lugo | 2020 | March Monthly Peak | 3 | 104.3869 | 100.1425 | 95.9473 | 95.6281 | 100.52 | 116.8528 | 141.7899 | 158.1403 | 168.8562 | 177.8105 | 180.6721 | 182.7051 | 179.7799 | 181.3503 | 180.3171 | 173.8831 | 167.1507 | 161.9796 | 155.0968 | 152.742 | 144.0299 | 134.2806 | 121.6937 | 112.4901 | -0.54646 | 0.0032642 | 0.047228 | -0.92977 | -2.4755 | -1.4059 | -0.96741 | -0.010246 | -0.55592 | 0.44066 | 0.88271 | 1.9521 | 3.4331 | 3.7809 | 7.8928 | 7.0552 | 6.8053 | 6.273 | 4.5818 | 4.1755 | 2.9291 | 2.1984 | 1.0625 | 0.37307 | 51.7792 | 50.5458 | 49.2185 | 48.6657 | 48.4079 | 47.8269 | 47.6394 | 48.0757 | 50.5868 | 52.7016 | 55.0276 | 57.2016 | 58.0999 | 59.1236 | 59.1543 | 59.8265 | 59.4334 | 58.1963 | 56.5906 | 54.8978 | 54.1611 | 53.2276 | 52.1777 | 51.0805 | 4.3205 | 4.0971 | 4.3823 | 5.1683 | 4.684 | 4.972 | 4.4846 | 4.7499 | 5.8359 | 6.5073 | 6.1548 | 5.1957 | 5.5316 | 5.5696 | 4.711 | 4.7138 | 4.1409 | 4.2362 | 4.2646 | 5.1998 | 5.5527 | 5.6917 | 4.9759 | 4.0794
Program Specific1-in-2Size: Over 200kWSouth of Lugo2020April Monthly Peak | Program Specific | 1-in-2 | Size: Over 200kW | South of Lugo | 2020 | April Monthly Peak | 4 | 110.4648 | 106.2857 | 102.1362 | 101.7256 | 108.4791 | 125.6763 | 149.891 | 167.5789 | 181.8216 | 194.1988 | 203.6861 | 207.8987 | 206.2598 | 208.2855 | 206.0885 | 198.859 | 189.6378 | 179.421 | 165.7609 | 162.0658 | 155.096 | 143.8635 | 129.9892 | 120.1147 | -0.57828 | 0.0034645 | 0.050274 | -0.98906 | -2.6715 | -1.5121 | -1.0227 | -0.010857 | -0.59861 | 0.48127 | 0.99515 | 2.2212 | 3.9388 | 4.3425 | 9.0208 | 8.0685 | 7.7208 | 6.9484 | 4.8968 | 4.4304 | 3.1541 | 2.3553 | 1.1349 | 0.39836 | 62.0216 | 61.5627 | 60.792 | 59.6741 | 58.844 | 58.051 | 57.5628 | 57.7686 | 59.4381 | 62.7784 | 65.7757 | 69.0286 | 71.6382 | 73.6379 | 74.2913 | 74.1973 | 74.4516 | 73.5098 | 72.6029 | 70.6896 | 67.1717 | 65.5143 | 63.9008 | 61.7803 | 4.572 | 4.3484 | 4.665 | 5.4979 | 5.0549 | 5.3474 | 4.7408 | 5.0334 | 6.284 | 7.1071 | 6.9388 | 5.9121 | 6.3464 | 6.3968 | 5.3843 | 5.3908 | 4.698 | 4.6923 | 4.5578 | 5.5172 | 5.9793 | 6.0979 | 5.315 | 4.3559
Program Specific1-in-2Size: Over 200kWSouth of Lugo2020May Monthly Peak | Program Specific | 1-in-2 | Size: Over 200kW | South of Lugo | 2020 | May Monthly Peak | 5 | 108.8857 | 104.5268 | 100.8496 | 100.7246 | 107.6541 | 125.2932 | 148.4724 | 168.608 | 181.9897 | 193.0474 | 201.7076 | 204.1927 | 201.2101 | 202.6185 | 200.377 | 192.8346 | 183.5303 | 174.9689 | 162.0174 | 156.967 | 152.7095 | 141.8669 | 128.1082 | 118.5718 | -0.57001 | 0.0034071 | 0.049641 | -0.97933 | -2.6511 | -1.5075 | -1.013 | -0.010924 | -0.59916 | 0.47842 | 0.98548 | 2.1816 | 3.8424 | 4.2243 | 8.7708 | 7.8241 | 7.4722 | 6.776 | 4.7862 | 4.291 | 3.1056 | 2.3226 | 1.1185 | 0.39324 | 59.0627 | 59.1477 | 59.1541 | 58.5289 | 57.992 | 58.0056 | 58.3307 | 58.9475 | 59.7166 | 61.5097 | 64.5488 | 67.5142 | 70.1001 | 71.0603 | 70.7938 | 71.6764 | 71.8108 | 70.6849 | 68.7442 | 66.037 | 63.1117 | 60.7754 | 60.2656 | 59.9074 | 4.5067 | 4.2764 | 4.6062 | 5.4438 | 5.0164 | 5.3311 | 4.6959 | 5.0643 | 6.2898 | 7.0649 | 6.8714 | 5.8067 | 6.191 | 6.2227 | 5.235 | 5.2275 | 4.5467 | 4.5759 | 4.4549 | 5.3437 | 5.8873 | 6.0132 | 5.2381 | 4.2999
Program Specific1-in-2Size: Over 200kWSouth of Lugo2020June Monthly Peak | Program Specific | 1-in-2 | Size: Over 200kW | South of Lugo | 2020 | June Monthly Peak | 6 | 115.1442 | 110.5097 | 106.8299 | 107.1459 | 115.0179 | 133.577 | 156.5551 | 177.5821 | 192.0149 | 205.6759 | 216.0621 | 216.5886 | 211.4426 | 213.0053 | 211.0708 | 205.154 | 195.8206 | 186.123 | 169.9332 | 163.3422 | 158.235 | 147.2599 | 133.5101 | 124.0395 | -0.60277 | 0.0036022 | 0.052585 | -1.0418 | -2.8325 | -1.6071 | -1.0682 | -0.011505 | -0.63216 | 0.50971 | 1.0556 | 2.3141 | 4.0378 | 4.4409 | 9.2389 | 8.3239 | 7.9725 | 7.208 | 5.02 | 4.4653 | 3.218 | 2.4109 | 1.1657 | 0.41138 | 62.728 | 62.6395 | 62.1966 | 61.5739 | 61.3758 | 60.8948 | 60.4487 | 60.9882 | 63.0666 | 67.5658 | 71.8598 | 75.5484 | 76.1207 | 76.0524 | 77.5097 | 77.6793 | 79.1175 | 79.2388 | 79.1225 | 75.4981 | 71.1836 | 67.4153 | 65.8187 | 64.6027 | 4.7657 | 4.5212 | 4.8794 | 5.7908 | 5.3596 | 5.6836 | 4.9516 | 5.3338 | 6.6362 | 7.5271 | 7.3604 | 6.1592 | 6.5058 | 6.5417 | 5.5144 | 5.5615 | 4.8511 | 4.8676 | 4.6725 | 5.5607 | 6.1003 | 6.2418 | 5.459 | 4.4982
Program Specific1-in-2Size: Over 200kWSouth of Lugo2020July Monthly Peak | Program Specific | 1-in-2 | Size: Over 200kW | South of Lugo | 2020 | July Monthly Peak | 7 | 119.4288 | 114.4224 | 110.6341 | 111.7358 | 120.2338 | 141.6778 | 166.8053 | 188.4431 | 204.6547 | 217.4224 | 227.967 | 228.8216 | 224.899 | 226.7222 | 224.1884 | 217.8796 | 208.9299 | 197.578 | 178.9627 | 169.9634 | 163.8859 | 152.3752 | 138.5789 | 129.4011 | -0.77613 | -0.062507 | -0.17138 | -0.72437 | -2.4029 | -2.0946 | -1.6423 | -1.1083 | -0.67219 | 0.51573 | 1.0936 | 1.0929 | 2.554 | 3.2205 | 7.7601 | 6.9262 | 6.7448 | 5.9714 | 3.6959 | 2.5279 | 2.1745 | 2.0222 | 0.94294 | 0.48619 | 69.5962 | 68.8608 | 68.5527 | 68.4381 | 68.0143 | 67.1614 | 67.0851 | 68.0314 | 70.7341 | 73.3983 | 76.0196 | 79.4256 | 80.9244 | 81.3919 | 82.2106 | 82.4131 | 83.145 | 83.3831 | 83.7975 | 82.2812 | 79.0713 | 74.8733 | 72.3861 | 71.5011 | 4.7697 | 4.5172 | 4.876 | 5.8272 | 5.4062 | 5.8169 | 5.0908 | 5.4616 | 6.8251 | 7.678 | 7.4937 | 6.2789 | 6.6773 | 6.7189 | 5.6518 | 5.6994 | 4.9944 | 4.986 | 4.7483 | 5.5832 | 6.0967 | 6.2322 | 5.4676 | 4.5281
Program Specific1-in-2Size: Over 200kWSouth of Lugo2020August Monthly Peak | Program Specific | 1-in-2 | Size: Over 200kW | South of Lugo | 2020 | August Monthly Peak | 8 | 124.1355 | 119.3692 | 115.2875 | 116.4592 | 124.2148 | 148.2516 | 174.8297 | 195.0372 | 211.9816 | 226.0241 | 237.7036 | 239.6504 | 235.3806 | 237.327 | 235.0959 | 227.9013 | 218.5082 | 206.803 | 186.6267 | 179.0211 | 170.9051 | 159.5076 | 144.6736 | 134.4911 | -0.85775 | -0.08769 | -0.25515 | -0.63224 | -2.295 | -2.3246 | -1.8933 | -1.5162 | -0.69572 | 0.52832 | 1.1335 | 0.684 | 2.0803 | 2.8581 | 7.4373 | 6.5934 | 6.4547 | 5.678 | 3.3144 | 1.9367 | 1.8746 | 1.9559 | 0.89373 | 0.52459 | 70.2711 | 68.8192 | 68.2746 | 68.5935 | 68.5447 | 67.7027 | 67.486 | 67.4838 | 69.3112 | 73.5675 | 77.9981 | 82.4969 | 84.8881 | 85.5381 | 85.7981 | 85.8087 | 87.2431 | 88.4294 | 87.59 | 82.5681 | 76.8792 | 74.1733 | 72.8661 | 71.6173 | 4.9435 | 4.6989 | 5.0665 | 6.0561 | 5.5692 | 6.0694 | 5.3204 | 5.6365 | 7.0492 | 7.9589 | 7.7913 | 6.5572 | 6.9684 | 7.013 | 5.9098 | 5.9444 | 5.2084 | 5.2038 | 4.9374 | 5.8639 | 6.3395 | 6.5052 | 5.6917 | 4.6927
Program Specific1-in-2Size: Over 200kWSouth of Lugo2020September Monthly Peak | Program Specific | 1-in-2 | Size: Over 200kW | South of Lugo | 2020 | September Monthly Peak | 9 | 120.8289 | 116.3828 | 112.6779 | 113.7062 | 120.8007 | 145.672 | 174.0519 | 195.1487 | 214.9217 | 230.0926 | 241.9507 | 244.1587 | 241.2435 | 242.9638 | 238.5411 | 229.5277 | 217.8574 | 205.6085 | 186.2921 | 181.7686 | 171.0468 | 157.8403 | 141.5485 | 130.9861 | -0.85349 | -0.093695 | -0.27736 | -0.57246 | -2.1636 | -2.333 | -1.9489 | -1.6552 | -0.70516 | 0.53485 | 1.1511 | 0.5213 | 1.9049 | 2.7295 | 7.2804 | 6.3951 | 6.2119 | 5.4324 | 3.1069 | 1.6907 | 1.729 | 1.8759 | 0.84124 | 0.51795 | 70.1272 | 69.4421 | 68.9259 | 68.5419 | 67.9782 | 67.6254 | 67.3909 | 67.3399 | 69.0684 | 73.1213 | 77.1831 | 82.0113 | 85.9031 | 87.7187 | 88.4081 | 88.8825 | 89.2944 | 87.9938 | 87.29 | 84.9575 | 81.175 | 77.9473 | 76.0504 | 75.1719 | 4.8122 | 4.5817 | 4.9522 | 5.9134 | 5.4166 | 5.9643 | 5.2971 | 5.6402 | 7.1475 | 8.1028 | 7.9312 | 6.6811 | 7.1426 | 7.1802 | 5.9969 | 5.9873 | 5.1933 | 5.1742 | 4.929 | 5.9544 | 6.3453 | 6.4378 | 5.5692 | 4.5708
Program Specific1-in-2Size: Over 200kWSouth of Lugo2020October Monthly Peak | Program Specific | 1-in-2 | Size: Over 200kW | South of Lugo | 2020 | October Monthly Peak | 10 | 114.4115 | 111.5139 | 107.2825 | 107.7058 | 114.1701 | 133.6776 | 160.1917 | 178.5371 | 193.07 | 208.5303 | 220.6755 | 224.6556 | 223.701 | 225.5383 | 222.7958 | 212.4807 | 201.6256 | 188.9671 | 178.0967 | 169.9788 | 160.4236 | 148.523 | 133.2245 | 122.3402 | -0.59894 | 0.0036349 | 0.052807 | -1.0472 | -2.8116 | -1.6084 | -1.093 | -0.011567 | -0.63564 | 0.51679 | 1.0781 | 2.4003 | 4.2719 | 4.7022 | 9.7521 | 8.6212 | 8.2089 | 7.3181 | 5.2612 | 4.6467 | 3.2625 | 2.4316 | 1.1632 | 0.40574 | 64.2317 | 63.9378 | 63.7186 | 62.4885 | 61.8845 | 61.2489 | 60.6774 | 60.7531 | 61.6092 | 64.6975 | 68.7845 | 74.3456 | 80.4075 | 83.595 | 82.4506 | 81.9206 | 82.2594 | 81.2925 | 78.4805 | 74.2435 | 71.8934 | 70.3001 | 68.6211 | 66.9726 | 4.7354 | 4.5623 | 4.9 | 5.8211 | 5.3201 | 5.6879 | 5.0666 | 5.3625 | 6.6727 | 7.6316 | 7.5176 | 6.3886 | 6.883 | 6.9267 | 5.8208 | 5.7601 | 4.9949 | 4.942 | 4.897 | 5.7866 | 6.1847 | 6.2954 | 5.4473 | 4.4366
Program Specific1-in-2Size: Over 200kWSouth of Lugo2020November Monthly Peak | Program Specific | 1-in-2 | Size: Over 200kW | South of Lugo | 2020 | November Monthly Peak | 11 | 106.1829 | 102.1972 | 98.5546 | 99.6406 | 105.3518 | 121.2239 | 143.8157 | 161.3764 | 174.945 | 188.0296 | 196.3542 | 198.5051 | 196.1498 | 196.8911 | 192.5923 | 182.9365 | 175.4534 | 171.966 | 161.0569 | 154.1862 | 146.6634 | 135.299 | 122.0401 | 112.5483 | -0.55586 | 0.0033312 | 0.048511 | -0.96879 | -2.5944 | -1.4585 | -0.98123 | -0.010455 | -0.57597 | 0.46598 | 0.95932 | 2.1209 | 3.7457 | 4.1049 | 8.4301 | 7.4225 | 7.1433 | 6.6597 | 4.7578 | 4.215 | 2.9826 | 2.2151 | 1.0655 | 0.37327 | 59.415 | 58.4442 | 57.6654 | 56.8749 | 55.6888 | 54.5605 | 54.2099 | 54.7634 | 57.0803 | 60.0291 | 64.6271 | 68.9604 | 72.1861 | 74.0539 | 75.4382 | 74.7963 | 72.523 | 69.6592 | 67.3538 | 66.3248 | 65.2132 | 65.0301 | 64.4504 | 64.7662 | 4.3948 | 4.1811 | 4.5014 | 5.3852 | 4.9092 | 5.158 | 4.5486 | 4.8471 | 6.0463 | 6.8813 | 6.6891 | 5.645 | 6.0353 | 6.0469 | 5.0317 | 4.9592 | 4.3466 | 4.4974 | 4.4284 | 5.249 | 5.6542 | 5.7348 | 4.99 | 4.0815
Program Specific1-in-2Size: Over 200kWSouth of Lugo2020December Monthly Peak | Program Specific | 1-in-2 | Size: Over 200kW | South of Lugo | 2020 | December Monthly Peak | 12 | 99.5223 | 96.6139 | 93.0118 | 93.351 | 97.6722 | 112.9419 | 136.5989 | 151.8178 | 162.8421 | 171.8325 | 174.3789 | 175.0014 | 171.8124 | 171.5569 | 168.6925 | 161.6335 | 157.8136 | 158.2815 | 149.8943 | 144.1323 | 136.9951 | 127.3997 | 114.8458 | 105.3928 | -0.52099 | 0.0031492 | 0.045783 | -0.90763 | -2.4053 | -1.3589 | -0.93199 | -0.0098361 | -0.53612 | 0.42584 | 0.85196 | 1.8698 | 3.281 | 3.5767 | 7.384 | 6.5581 | 6.4251 | 6.1298 | 4.4281 | 3.9402 | 2.786 | 2.0858 | 1.0027 | 0.34954 | 52.4224 | 51.1454 | 50.2189 | 49.4252 | 48.9363 | 47.8959 | 48.1868 | 48.4109 | 48.9121 | 52.5144 | 57.0121 | 59.9924 | 61.6777 | 62.9196 | 63.4085 | 63.7418 | 62.9693 | 60.7707 | 58.7144 | 57.0608 | 55.2968 | 53.1511 | 51.2054 | 49.8831 | 4.1191 | 3.9527 | 4.2482 | 5.0453 | 4.5513 | 4.8056 | 4.3204 | 4.56 | 5.628 | 6.2885 | 5.9404 | 4.9766 | 5.2865 | 5.2688 | 4.4073 | 4.3817 | 3.9096 | 4.1395 | 4.1215 | 4.9067 | 5.2815 | 5.4 | 4.6959 | 3.822
Program Specific1-in-2Size: Over 200kWSouth of Lugo2020Typical Event Day | Program Specific | 1-in-2 | Size: Over 200kW | South of Lugo | 2020 | Typical Event Day | 8 | 123.3138 | 118.544 | 114.4189 | 115.3954 | 122.9992 | 146.7093 | 172.8856 | 192.5149 | 208.1431 | 220.9902 | 231.8119 | 233.6024 | 229.3126 | 231.2338 | 229.3711 | 222.6019 | 213.6625 | 202.5295 | 183.3968 | 176.4378 | 168.84 | 157.8108 | 142.962 | 132.9781 | -0.78059 | -0.055605 | -0.14609 | -0.79797 | -2.5344 | -2.1152 | -1.6325 | -0.98292 | -0.68386 | 0.52732 | 1.1148 | 1.2998 | 2.8409 | 3.4895 | 8.2197 | 7.3372 | 7.1379 | 6.3508 | 4.0049 | 2.9175 | 2.3994 | 2.1596 | 1.0095 | 0.49181 | 68.1806 | 67.4404 | 66.9875 | 66.7868 | 66.4783 | 65.8461 | 65.6027 | 65.9608 | 68.0451 | 71.9132 | 75.7651 | 79.8705 | 81.9591 | 82.6753 | 83.4816 | 83.6959 | 84.7 | 84.7612 | 84.45 | 81.3262 | 77.0773 | 73.6023 | 71.7803 | 70.7232 | 4.9371 | 4.6914 | 5.0552 | 6.0329 | 5.5442 | 6.0384 | 5.2894 | 5.5934 | 6.9586 | 7.8233 | 7.6389 | 6.426 | 6.8251 | 6.8695 | 5.7967 | 5.8373 | 5.1202 | 5.1236 | 4.8779 | 5.8102 | 6.2965 | 6.4705 | 5.6545 | 4.6648
Program Specific1-in-2Size: Over 200kWSouth of Lugo2021January Monthly Peak | Program Specific | 1-in-2 | Size: Over 200kW | South of Lugo | 2021 | January Monthly Peak | 1 | 97.386 | 94.9761 | 92.3581 | 92.0515 | 97.3265 | 112.1918 | 136.6794 | 152.0517 | 161.5005 | 168.4775 | 168.9823 | 168.9128 | 164.7566 | 165.198 | 161.7325 | 155.0975 | 149.3077 | 150.7159 | 144.4125 | 140.2056 | 132.6105 | 124.6891 | 114.0782 | 105.2877 | -0.50981 | 0.0030958 | 0.045461 | -0.895 | -2.3968 | -1.3498 | -0.93254 | -0.0098512 | -0.5317 | 0.41753 | 0.82559 | 1.8047 | 3.1462 | 3.4442 | 7.0793 | 6.293 | 6.0788 | 5.8368 | 4.2661 | 3.8328 | 2.6969 | 2.0414 | 0.99602 | 0.34919 | 48.2571 | 47.2561 | 46.0388 | 45.5448 | 45.365 | 45.7023 | 45.448 | 45.6186 | 46.5448 | 48.6425 | 52.4297 | 55.3131 | 56.9851 | 58.2518 | 58.6507 | 58.7574 | 58.625 | 57.04 | 55.5201 | 54.0458 | 53.2112 | 52.0369 | 51.0729 | 49.6362 | 4.0307 | 3.8857 | 4.2184 | 4.975 | 4.5352 | 4.7737 | 4.3229 | 4.567 | 5.5816 | 6.1657 | 5.7566 | 4.8034 | 5.0694 | 5.0735 | 4.2254 | 4.2045 | 3.6988 | 3.9416 | 3.9708 | 4.773 | 5.1124 | 5.2851 | 4.6645 | 3.8182
Program Specific1-in-2Size: Over 200kWSouth of Lugo2021February Monthly Peak | Program Specific | 1-in-2 | Size: Over 200kW | South of Lugo | 2021 | February Monthly Peak | 2 | 100.8649 | 98.0911 | 94.5218 | 95.0485 | 99.87 | 115.6073 | 139.4258 | 154.6516 | 165.4931 | 173.3518 | 176.0184 | 178.6541 | 176.3228 | 177.4884 | 174.9706 | 167.6704 | 160.5977 | 158.052 | 152.03 | 146.1715 | 138.0909 | 128.1537 | 117.0678 | 109.1568 | -0.52802 | 0.0031974 | 0.046526 | -0.92414 | -2.4595 | -1.3909 | -0.95128 | -0.01002 | -0.54485 | 0.42961 | 0.85997 | 1.9088 | 3.3671 | 3.7004 | 7.6588 | 6.8031 | 6.5385 | 6.1209 | 4.4912 | 3.9959 | 2.8083 | 2.0981 | 1.0221 | 0.36202 | 51.5801 | 51.2908 | 51.0151 | 50.7492 | 50.4263 | 50.0006 | 49.7455 | 49.7201 | 50.4744 | 52.5863 | 54.3533 | 56.0894 | 56.6731 | 56.7465 | 56.7179 | 55.6321 | 55.5324 | 55.2548 | 53.8643 | 52.8989 | 52.0733 | 51.8533 | 50.6041 | 49.1464 | 4.1747 | 4.0131 | 4.3172 | 5.137 | 4.6537 | 4.919 | 4.4098 | 4.6451 | 5.7196 | 6.3441 | 5.9963 | 5.0805 | 5.4252 | 5.451 | 4.5713 | 4.5453 | 3.9785 | 4.1335 | 4.1802 | 4.9761 | 5.3237 | 5.432 | 4.7867 | 3.9585
Program Specific1-in-2Size: Over 200kWSouth of Lugo2021March Monthly Peak | Program Specific | 1-in-2 | Size: Over 200kW | South of Lugo | 2021 | March Monthly Peak | 3 | 104.3869 | 100.1425 | 95.9473 | 95.6281 | 100.52 | 116.8528 | 141.7899 | 158.1403 | 168.8562 | 177.8106 | 180.6721 | 182.7051 | 179.7799 | 181.3503 | 180.3171 | 173.8831 | 167.1507 | 161.9796 | 155.0968 | 152.742 | 144.0299 | 134.2806 | 121.6937 | 112.4901 | -0.54646 | 0.0032642 | 0.047228 | -0.92977 | -2.4755 | -1.4059 | -0.96741 | -0.010246 | -0.55592 | 0.44066 | 0.88271 | 1.9521 | 3.4331 | 3.7809 | 7.8928 | 7.0552 | 6.8053 | 6.273 | 4.5818 | 4.1755 | 2.9291 | 2.1984 | 1.0625 | 0.37307 | 51.7792 | 50.5458 | 49.2185 | 48.6657 | 48.4079 | 47.8269 | 47.6394 | 48.0757 | 50.5868 | 52.7016 | 55.0276 | 57.2016 | 58.0999 | 59.1236 | 59.1543 | 59.8265 | 59.4334 | 58.1963 | 56.5906 | 54.8978 | 54.1611 | 53.2276 | 52.1777 | 51.0805 | 4.3205 | 4.0971 | 4.3823 | 5.1683 | 4.684 | 4.972 | 4.4846 | 4.7499 | 5.8359 | 6.5073 | 6.1548 | 5.1957 | 5.5316 | 5.5696 | 4.711 | 4.7138 | 4.1409 | 4.2362 | 4.2646 | 5.1998 | 5.5527 | 5.6917 | 4.9759 | 4.0794
Program Specific1-in-2Size: Over 200kWSouth of Lugo2021April Monthly Peak | Program Specific | 1-in-2 | Size: Over 200kW | South of Lugo | 2021 | April Monthly Peak | 4 | 110.4648 | 106.2857 | 102.1362 | 101.7256 | 108.4791 | 125.6763 | 149.891 | 167.5789 | 181.8216 | 194.1988 | 203.6861 | 207.8987 | 206.2598 | 208.2855 | 206.0885 | 198.859 | 189.6378 | 179.421 | 165.7609 | 162.0658 | 155.096 | 143.8635 | 129.9892 | 120.1147 | -0.57828 | 0.0034645 | 0.050274 | -0.98906 | -2.6715 | -1.5121 | -1.0227 | -0.010857 | -0.59861 | 0.48127 | 0.99515 | 2.2212 | 3.9388 | 4.3425 | 9.0208 | 8.0685 | 7.7208 | 6.9484 | 4.8968 | 4.4304 | 3.1541 | 2.3553 | 1.1349 | 0.39836 | 62.0216 | 61.5627 | 60.792 | 59.6741 | 58.844 | 58.051 | 57.5628 | 57.7686 | 59.4381 | 62.7784 | 65.7757 | 69.0286 | 71.6382 | 73.6379 | 74.2913 | 74.1973 | 74.4516 | 73.5097 | 72.6029 | 70.6896 | 67.1717 | 65.5143 | 63.9008 | 61.7803 | 4.572 | 4.3484 | 4.665 | 5.4979 | 5.0549 | 5.3474 | 4.7408 | 5.0334 | 6.284 | 7.1071 | 6.9388 | 5.9121 | 6.3464 | 6.3968 | 5.3843 | 5.3908 | 4.698 | 4.6923 | 4.5578 | 5.5172 | 5.9793 | 6.0979 | 5.315 | 4.3559
Program Specific1-in-2Size: Over 200kWSouth of Lugo2021May Monthly Peak | Program Specific | 1-in-2 | Size: Over 200kW | South of Lugo | 2021 | May Monthly Peak | 5 | 108.8857 | 104.5268 | 100.8496 | 100.7246 | 107.6541 | 125.2932 | 148.4724 | 168.608 | 181.9897 | 193.0474 | 201.7076 | 204.1927 | 201.2101 | 202.6185 | 200.377 | 192.8347 | 183.5303 | 174.9689 | 162.0174 | 156.967 | 152.7095 | 141.8669 | 128.1082 | 118.5718 | -0.57001 | 0.0034071 | 0.049641 | -0.97933 | -2.6511 | -1.5075 | -1.013 | -0.010924 | -0.59916 | 0.47842 | 0.98548 | 2.1816 | 3.8424 | 4.2243 | 8.7708 | 7.8241 | 7.4722 | 6.776 | 4.7862 | 4.291 | 3.1056 | 2.3226 | 1.1185 | 0.39324 | 59.0627 | 59.1477 | 59.1541 | 58.5289 | 57.992 | 58.0056 | 58.3307 | 58.9475 | 59.7166 | 61.5097 | 64.5488 | 67.5142 | 70.1001 | 71.0603 | 70.7938 | 71.6764 | 71.8108 | 70.6849 | 68.7442 | 66.037 | 63.1117 | 60.7754 | 60.2656 | 59.9074 | 4.5067 | 4.2764 | 4.6062 | 5.4438 | 5.0164 | 5.3311 | 4.6959 | 5.0643 | 6.2898 | 7.0649 | 6.8714 | 5.8067 | 6.191 | 6.2227 | 5.235 | 5.2275 | 4.5467 | 4.5759 | 4.4549 | 5.3437 | 5.8873 | 6.0132 | 5.2381 | 4.2999
Program Specific1-in-2Size: Over 200kWSouth of Lugo2021June Monthly Peak | Program Specific | 1-in-2 | Size: Over 200kW | South of Lugo | 2021 | June Monthly Peak | 6 | 115.1442 | 110.5097 | 106.8299 | 107.1459 | 115.0179 | 133.577 | 156.5551 | 177.5821 | 192.0149 | 205.6759 | 216.0621 | 216.5886 | 211.4426 | 213.0053 | 211.0708 | 205.154 | 195.8206 | 186.123 | 169.9332 | 163.3423 | 158.2351 | 147.2599 | 133.5101 | 124.0395 | -0.60277 | 0.0036022 | 0.052585 | -1.0418 | -2.8325 | -1.6071 | -1.0682 | -0.011505 | -0.63216 | 0.50971 | 1.0556 | 2.3141 | 4.0378 | 4.4409 | 9.2389 | 8.3239 | 7.9725 | 7.208 | 5.02 | 4.4653 | 3.218 | 2.4109 | 1.1657 | 0.41138 | 62.728 | 62.6395 | 62.1966 | 61.5739 | 61.3758 | 60.8948 | 60.4487 | 60.9882 | 63.0666 | 67.5658 | 71.8598 | 75.5484 | 76.1207 | 76.0524 | 77.5097 | 77.6793 | 79.1175 | 79.2388 | 79.1225 | 75.4981 | 71.1836 | 67.4153 | 65.8188 | 64.6027 | 4.7657 | 4.5212 | 4.8794 | 5.7908 | 5.3596 | 5.6836 | 4.9516 | 5.3338 | 6.6362 | 7.5271 | 7.3604 | 6.1592 | 6.5058 | 6.5417 | 5.5144 | 5.5615 | 4.8511 | 4.8676 | 4.6725 | 5.5607 | 6.1003 | 6.2418 | 5.459 | 4.4982
Program Specific1-in-2Size: Over 200kWSouth of Lugo2021July Monthly Peak | Program Specific | 1-in-2 | Size: Over 200kW | South of Lugo | 2021 | July Monthly Peak | 7 | 119.4288 | 114.4224 | 110.6341 | 111.7358 | 120.2338 | 141.6778 | 166.8053 | 188.4432 | 204.6547 | 217.4224 | 227.967 | 228.8216 | 224.8989 | 226.7222 | 224.1884 | 217.8796 | 208.9299 | 197.578 | 178.9627 | 169.9634 | 163.8859 | 152.3752 | 138.5789 | 129.4011 | -0.77613 | -0.062507 | -0.17138 | -0.72437 | -2.4029 | -2.0946 | -1.6423 | -1.1083 | -0.67219 | 0.51573 | 1.0936 | 1.0929 | 2.554 | 3.2205 | 7.7601 | 6.9262 | 6.7448 | 5.9714 | 3.6959 | 2.5279 | 2.1745 | 2.0222 | 0.94294 | 0.48619 | 69.5963 | 68.8608 | 68.5528 | 68.4381 | 68.0143 | 67.1614 | 67.0851 | 68.0314 | 70.7341 | 73.3983 | 76.0196 | 79.4256 | 80.9244 | 81.3919 | 82.2106 | 82.4131 | 83.145 | 83.3831 | 83.7975 | 82.2813 | 79.0713 | 74.8733 | 72.3861 | 71.5011 | 4.7697 | 4.5172 | 4.876 | 5.8272 | 5.4062 | 5.8169 | 5.0908 | 5.4616 | 6.8251 | 7.678 | 7.4937 | 6.2789 | 6.6773 | 6.7189 | 5.6518 | 5.6994 | 4.9944 | 4.986 | 4.7483 | 5.5832 | 6.0967 | 6.2322 | 5.4676 | 4.5281
Program Specific1-in-2Size: Over 200kWSouth of Lugo2021August Monthly Peak | Program Specific | 1-in-2 | Size: Over 200kW | South of Lugo | 2021 | August Monthly Peak | 8 | 124.1355 | 119.3692 | 115.2875 | 116.4592 | 124.2148 | 148.2516 | 174.8297 | 195.0372 | 211.9816 | 226.0241 | 237.7036 | 239.6504 | 235.3806 | 237.327 | 235.0958 | 227.9013 | 218.5082 | 206.803 | 186.6267 | 179.0211 | 170.9051 | 159.5077 | 144.6736 | 134.4911 | -0.85775 | -0.08769 | -0.25515 | -0.63224 | -2.295 | -2.3246 | -1.8933 | -1.5162 | -0.69572 | 0.52832 | 1.1335 | 0.684 | 2.0803 | 2.8581 | 7.4373 | 6.5934 | 6.4547 | 5.678 | 3.3144 | 1.9367 | 1.8746 | 1.9559 | 0.89373 | 0.52459 | 70.2711 | 68.8192 | 68.2746 | 68.5935 | 68.5448 | 67.7027 | 67.486 | 67.4838 | 69.3112 | 73.5675 | 77.9981 | 82.4969 | 84.8881 | 85.5381 | 85.7981 | 85.8088 | 87.2431 | 88.4294 | 87.59 | 82.5681 | 76.8792 | 74.1733 | 72.8661 | 71.6173 | 4.9435 | 4.6989 | 5.0665 | 6.0561 | 5.5692 | 6.0694 | 5.3204 | 5.6365 | 7.0492 | 7.9589 | 7.7913 | 6.5572 | 6.9684 | 7.013 | 5.9098 | 5.9444 | 5.2084 | 5.2038 | 4.9374 | 5.8639 | 6.3395 | 6.5052 | 5.6917 | 4.6927
Program Specific1-in-2Size: Over 200kWSouth of Lugo2021September Monthly Peak | Program Specific | 1-in-2 | Size: Over 200kW | South of Lugo | 2021 | September Monthly Peak | 9 | 120.8289 | 116.3828 | 112.6779 | 113.7062 | 120.8007 | 145.672 | 174.0519 | 195.1487 | 214.9217 | 230.0926 | 241.9507 | 244.1587 | 241.2435 | 242.9637 | 238.5411 | 229.5276 | 217.8574 | 205.6085 | 186.2921 | 181.7686 | 171.0468 | 157.8403 | 141.5485 | 130.9861 | -0.85349 | -0.093695 | -0.27736 | -0.57246 | -2.1636 | -2.333 | -1.9489 | -1.6552 | -0.70516 | 0.53486 | 1.1511 | 0.5213 | 1.9049 | 2.7295 | 7.2804 | 6.3951 | 6.2119 | 5.4324 | 3.1069 | 1.6907 | 1.729 | 1.8759 | 0.84124 | 0.51795 | 70.1272 | 69.4421 | 68.9259 | 68.5419 | 67.9782 | 67.6254 | 67.3909 | 67.3399 | 69.0684 | 73.1213 | 77.1831 | 82.0112 | 85.9031 | 87.7187 | 88.4081 | 88.8825 | 89.2944 | 87.9937 | 87.29 | 84.9575 | 81.175 | 77.9473 | 76.0504 | 75.1719 | 4.8122 | 4.5817 | 4.9522 | 5.9134 | 5.4166 | 5.9643 | 5.2971 | 5.6402 | 7.1475 | 8.1028 | 7.9312 | 6.6811 | 7.1426 | 7.1802 | 5.9969 | 5.9873 | 5.1933 | 5.1742 | 4.929 | 5.9544 | 6.3453 | 6.4378 | 5.5692 | 4.5708
Program Specific1-in-2Size: Over 200kWSouth of Lugo2021October Monthly Peak | Program Specific | 1-in-2 | Size: Over 200kW | South of Lugo | 2021 | October Monthly Peak | 10 | 114.4115 | 111.5139 | 107.2825 | 107.7058 | 114.1701 | 133.6776 | 160.1917 | 178.5371 | 193.07 | 208.5303 | 220.6755 | 224.6556 | 223.701 | 225.5383 | 222.7958 | 212.4807 | 201.6256 | 188.9671 | 178.0967 | 169.9788 | 160.4236 | 148.523 | 133.2245 | 122.3402 | -0.59894 | 0.0036349 | 0.052807 | -1.0472 | -2.8116 | -1.6084 | -1.093 | -0.011567 | -0.63564 | 0.51679 | 1.0781 | 2.4003 | 4.2719 | 4.7022 | 9.7521 | 8.6212 | 8.2089 | 7.3181 | 5.2612 | 4.6467 | 3.2625 | 2.4316 | 1.1632 | 0.40574 | 64.2318 | 63.9378 | 63.7186 | 62.4885 | 61.8845 | 61.2489 | 60.6774 | 60.7531 | 61.6092 | 64.6975 | 68.7845 | 74.3456 | 80.4075 | 83.595 | 82.4506 | 81.9206 | 82.2594 | 81.2925 | 78.4805 | 74.2435 | 71.8934 | 70.3001 | 68.6211 | 66.9726 | 4.7354 | 4.5623 | 4.9 | 5.8211 | 5.3201 | 5.6879 | 5.0666 | 5.3625 | 6.6727 | 7.6316 | 7.5176 | 6.3886 | 6.883 | 6.9267 | 5.8208 | 5.7601 | 4.9949 | 4.942 | 4.897 | 5.7866 | 6.1847 | 6.2954 | 5.4473 | 4.4366
Program Specific1-in-2Size: Over 200kWSouth of Lugo2021November Monthly Peak | Program Specific | 1-in-2 | Size: Over 200kW | South of Lugo | 2021 | November Monthly Peak | 11 | 106.1829 | 102.1972 | 98.5546 | 99.6406 | 105.3518 | 121.2239 | 143.8157 | 161.3764 | 174.945 | 188.0296 | 196.3542 | 198.5051 | 196.1498 | 196.8911 | 192.5923 | 182.9365 | 175.4534 | 171.966 | 161.0569 | 154.1862 | 146.6634 | 135.299 | 122.0401 | 112.5483 | -0.55586 | 0.0033312 | 0.048511 | -0.96879 | -2.5944 | -1.4585 | -0.98123 | -0.010455 | -0.57597 | 0.46598 | 0.95932 | 2.1209 | 3.7457 | 4.1049 | 8.4301 | 7.4225 | 7.1433 | 6.6597 | 4.7578 | 4.215 | 2.9826 | 2.2151 | 1.0655 | 0.37327 | 59.415 | 58.4442 | 57.6654 | 56.8749 | 55.6888 | 54.5605 | 54.2099 | 54.7634 | 57.0803 | 60.0291 | 64.6271 | 68.9604 | 72.1861 | 74.0539 | 75.4382 | 74.7962 | 72.523 | 69.6592 | 67.3538 | 66.3247 | 65.2132 | 65.0301 | 64.4504 | 64.7662 | 4.3948 | 4.1811 | 4.5014 | 5.3852 | 4.9092 | 5.158 | 4.5486 | 4.8471 | 6.0463 | 6.8813 | 6.6891 | 5.645 | 6.0353 | 6.0469 | 5.0317 | 4.9592 | 4.3466 | 4.4974 | 4.4284 | 5.249 | 5.6542 | 5.7348 | 4.99 | 4.0815
Program Specific1-in-2Size: Over 200kWSouth of Lugo2021December Monthly Peak | Program Specific | 1-in-2 | Size: Over 200kW | South of Lugo | 2021 | December Monthly Peak | 12 | 99.5223 | 96.6139 | 93.0118 | 93.351 | 97.6722 | 112.9419 | 136.5989 | 151.8178 | 162.8421 | 171.8325 | 174.3789 | 175.0014 | 171.8124 | 171.5569 | 168.6925 | 161.6335 | 157.8135 | 158.2815 | 149.8943 | 144.1322 | 136.9951 | 127.3997 | 114.8458 | 105.3928 | -0.52099 | 0.0031492 | 0.045783 | -0.90763 | -2.4053 | -1.3589 | -0.93199 | -0.0098361 | -0.53612 | 0.42584 | 0.85196 | 1.8698 | 3.281 | 3.5767 | 7.384 | 6.5581 | 6.4251 | 6.1298 | 4.4281 | 3.9402 | 2.786 | 2.0858 | 1.0027 | 0.34954 | 52.4224 | 51.1454 | 50.2189 | 49.4252 | 48.9362 | 47.8959 | 48.1868 | 48.4109 | 48.9121 | 52.5144 | 57.0121 | 59.9924 | 61.6777 | 62.9196 | 63.4085 | 63.7417 | 62.9693 | 60.7707 | 58.7144 | 57.0608 | 55.2968 | 53.1511 | 51.2054 | 49.8831 | 4.1191 | 3.9527 | 4.2482 | 5.0453 | 4.5513 | 4.8056 | 4.3204 | 4.56 | 5.628 | 6.2885 | 5.9404 | 4.9766 | 5.2865 | 5.2688 | 4.4073 | 4.3817 | 3.9096 | 4.1395 | 4.1215 | 4.9067 | 5.2815 | 5.4 | 4.6959 | 3.822
Program Specific1-in-2Size: Over 200kWSouth of Lugo2021Typical Event Day | Program Specific | 1-in-2 | Size: Over 200kW | South of Lugo | 2021 | Typical Event Day | 8 | 123.3138 | 118.544 | 114.4189 | 115.3954 | 122.9992 | 146.7093 | 172.8856 | 192.5149 | 208.1431 | 220.9902 | 231.8119 | 233.6024 | 229.3126 | 231.2338 | 229.3711 | 222.6019 | 213.6625 | 202.5295 | 183.3968 | 176.4378 | 168.84 | 157.8108 | 142.962 | 132.9781 | -0.78059 | -0.055605 | -0.14609 | -0.79797 | -2.5344 | -2.1152 | -1.6325 | -0.98292 | -0.68386 | 0.52732 | 1.1148 | 1.2998 | 2.8409 | 3.4895 | 8.2197 | 7.3372 | 7.1379 | 6.3508 | 4.0049 | 2.9175 | 2.3994 | 2.1596 | 1.0095 | 0.49181 | 68.1806 | 67.4404 | 66.9875 | 66.7868 | 66.4783 | 65.8461 | 65.6027 | 65.9608 | 68.0451 | 71.9132 | 75.7651 | 79.8705 | 81.9591 | 82.6753 | 83.4816 | 83.6959 | 84.7 | 84.7612 | 84.45 | 81.3263 | 77.0773 | 73.6023 | 71.7803 | 70.7233 | 4.9371 | 4.6914 | 5.0552 | 6.0329 | 5.5442 | 6.0384 | 5.2894 | 5.5934 | 6.9586 | 7.8233 | 7.6389 | 6.426 | 6.8251 | 6.8695 | 5.7967 | 5.8373 | 5.1202 | 5.1236 | 4.8779 | 5.8102 | 6.2965 | 6.4705 | 5.6545 | 4.6648
Program Specific1-in-2Size: Over 200kWSouth of Lugo2022January Monthly Peak | Program Specific | 1-in-2 | Size: Over 200kW | South of Lugo | 2022 | January Monthly Peak | 1 | 97.386 | 94.9761 | 92.3581 | 92.0515 | 97.3265 | 112.1918 | 136.6794 | 152.0517 | 161.5005 | 168.4776 | 168.9823 | 168.9128 | 164.7566 | 165.198 | 161.7325 | 155.0975 | 149.3077 | 150.7159 | 144.4125 | 140.2056 | 132.6105 | 124.6891 | 114.0782 | 105.2877 | -0.50981 | 0.0030958 | 0.045461 | -0.895 | -2.3968 | -1.3498 | -0.93254 | -0.0098512 | -0.5317 | 0.41753 | 0.82559 | 1.8047 | 3.1462 | 3.4442 | 7.0793 | 6.293 | 6.0788 | 5.8368 | 4.2661 | 3.8328 | 2.6969 | 2.0414 | 0.99602 | 0.34919 | 48.2571 | 47.2561 | 46.0388 | 45.5448 | 45.365 | 45.7023 | 45.448 | 45.6186 | 46.5448 | 48.6425 | 52.4297 | 55.3131 | 56.9851 | 58.2518 | 58.6507 | 58.7574 | 58.625 | 57.04 | 55.5201 | 54.0457 | 53.2112 | 52.0369 | 51.0729 | 49.6362 | 4.0307 | 3.8857 | 4.2184 | 4.975 | 4.5352 | 4.7737 | 4.3229 | 4.567 | 5.5816 | 6.1657 | 5.7566 | 4.8034 | 5.0694 | 5.0735 | 4.2254 | 4.2045 | 3.6988 | 3.9416 | 3.9708 | 4.773 | 5.1124 | 5.2851 | 4.6645 | 3.8182
Program Specific1-in-2Size: Over 200kWSouth of Lugo2022February Monthly Peak | Program Specific | 1-in-2 | Size: Over 200kW | South of Lugo | 2022 | February Monthly Peak | 2 | 100.8649 | 98.0911 | 94.5218 | 95.0485 | 99.87 | 115.6073 | 139.4258 | 154.6516 | 165.4931 | 173.3518 | 176.0184 | 178.6541 | 176.3228 | 177.4884 | 174.9706 | 167.6704 | 160.5977 | 158.052 | 152.03 | 146.1715 | 138.0909 | 128.1537 | 117.0678 | 109.1568 | -0.52802 | 0.0031974 | 0.046526 | -0.92414 | -2.4595 | -1.3909 | -0.95128 | -0.01002 | -0.54485 | 0.42961 | 0.85997 | 1.9088 | 3.3671 | 3.7004 | 7.6588 | 6.8031 | 6.5385 | 6.1209 | 4.4912 | 3.9959 | 2.8083 | 2.0981 | 1.0221 | 0.36202 | 51.5801 | 51.2908 | 51.0151 | 50.7492 | 50.4263 | 50.0006 | 49.7455 | 49.7201 | 50.4744 | 52.5863 | 54.3533 | 56.0894 | 56.6731 | 56.7465 | 56.7179 | 55.6321 | 55.5324 | 55.2548 | 53.8643 | 52.8989 | 52.0733 | 51.8533 | 50.6041 | 49.1464 | 4.1747 | 4.0131 | 4.3172 | 5.137 | 4.6537 | 4.919 | 4.4098 | 4.6451 | 5.7196 | 6.3441 | 5.9963 | 5.0805 | 5.4252 | 5.451 | 4.5713 | 4.5453 | 3.9785 | 4.1335 | 4.1802 | 4.9761 | 5.3237 | 5.432 | 4.7867 | 3.9585
Program Specific1-in-2Size: Over 200kWSouth of Lugo2022March Monthly Peak | Program Specific | 1-in-2 | Size: Over 200kW | South of Lugo | 2022 | March Monthly Peak | 3 | 104.3869 | 100.1425 | 95.9473 | 95.6281 | 100.52 | 116.8528 | 141.7899 | 158.1403 | 168.8562 | 177.8106 | 180.6721 | 182.7051 | 179.7799 | 181.3503 | 180.3171 | 173.8831 | 167.1507 | 161.9796 | 155.0968 | 152.742 | 144.0299 | 134.2806 | 121.6937 | 112.4901 | -0.54646 | 0.0032642 | 0.047228 | -0.92977 | -2.4755 | -1.4059 | -0.96741 | -0.010246 | -0.55592 | 0.44066 | 0.88271 | 1.9521 | 3.4331 | 3.7809 | 7.8928 | 7.0552 | 6.8053 | 6.273 | 4.5818 | 4.1755 | 2.9291 | 2.1984 | 1.0625 | 0.37307 | 51.7792 | 50.5458 | 49.2185 | 48.6657 | 48.4079 | 47.8269 | 47.6394 | 48.0757 | 50.5868 | 52.7016 | 55.0276 | 57.2016 | 58.0999 | 59.1236 | 59.1543 | 59.8265 | 59.4334 | 58.1963 | 56.5906 | 54.8978 | 54.1611 | 53.2276 | 52.1777 | 51.0805 | 4.3205 | 4.0971 | 4.3823 | 5.1683 | 4.684 | 4.972 | 4.4846 | 4.7499 | 5.8359 | 6.5073 | 6.1548 | 5.1957 | 5.5316 | 5.5696 | 4.711 | 4.7138 | 4.1409 | 4.2362 | 4.2646 | 5.1998 | 5.5527 | 5.6917 | 4.9759 | 4.0794
Program Specific1-in-2Size: Over 200kWSouth of Lugo2022April Monthly Peak | Program Specific | 1-in-2 | Size: Over 200kW | South of Lugo | 2022 | April Monthly Peak | 4 | 110.4648 | 106.2857 | 102.1362 | 101.7256 | 108.4791 | 125.6763 | 149.891 | 167.5789 | 181.8216 | 194.1988 | 203.686 | 207.8987 | 206.2598 | 208.2855 | 206.0885 | 198.859 | 189.6378 | 179.421 | 165.7609 | 162.0658 | 155.096 | 143.8635 | 129.9892 | 120.1147 | -0.57828 | 0.0034645 | 0.050274 | -0.98906 | -2.6715 | -1.5121 | -1.0227 | -0.010857 | -0.59861 | 0.48127 | 0.99515 | 2.2212 | 3.9388 | 4.3425 | 9.0208 | 8.0685 | 7.7208 | 6.9484 | 4.8968 | 4.4304 | 3.1541 | 2.3553 | 1.1349 | 0.39836 | 62.0216 | 61.5627 | 60.792 | 59.6741 | 58.844 | 58.051 | 57.5628 | 57.7686 | 59.4381 | 62.7784 | 65.7757 | 69.0286 | 71.6383 | 73.6379 | 74.2912 | 74.1973 | 74.4516 | 73.5097 | 72.6029 | 70.6896 | 67.1717 | 65.5142 | 63.9007 | 61.7802 | 4.572 | 4.3484 | 4.665 | 5.4979 | 5.0549 | 5.3474 | 4.7408 | 5.0334 | 6.284 | 7.1071 | 6.9388 | 5.9121 | 6.3464 | 6.3968 | 5.3843 | 5.3908 | 4.698 | 4.6923 | 4.5578 | 5.5172 | 5.9793 | 6.0979 | 5.315 | 4.3559
Program Specific1-in-2Size: Over 200kWSouth of Lugo2022May Monthly Peak | Program Specific | 1-in-2 | Size: Over 200kW | South of Lugo | 2022 | May Monthly Peak | 5 | 108.8857 | 104.5268 | 100.8496 | 100.7246 | 107.6541 | 125.2932 | 148.4724 | 168.608 | 181.9897 | 193.0474 | 201.7076 | 204.1927 | 201.2101 | 202.6185 | 200.377 | 192.8347 | 183.5303 | 174.9689 | 162.0174 | 156.967 | 152.7095 | 141.8669 | 128.1082 | 118.5718 | -0.57001 | 0.0034071 | 0.049641 | -0.97933 | -2.6511 | -1.5075 | -1.013 | -0.010924 | -0.59916 | 0.47842 | 0.98548 | 2.1816 | 3.8424 | 4.2243 | 8.7708 | 7.8241 | 7.4722 | 6.776 | 4.7862 | 4.291 | 3.1056 | 2.3226 | 1.1185 | 0.39324 | 59.0627 | 59.1477 | 59.1541 | 58.5289 | 57.992 | 58.0056 | 58.3308 | 58.9475 | 59.7166 | 61.5097 | 64.5488 | 67.5143 | 70.1001 | 71.0603 | 70.7938 | 71.6764 | 71.8108 | 70.6849 | 68.7442 | 66.037 | 63.1118 | 60.7754 | 60.2656 | 59.9074 | 4.5067 | 4.2764 | 4.6062 | 5.4438 | 5.0164 | 5.3311 | 4.6959 | 5.0643 | 6.2898 | 7.0649 | 6.8714 | 5.8067 | 6.191 | 6.2227 | 5.235 | 5.2275 | 4.5467 | 4.5759 | 4.4549 | 5.3437 | 5.8873 | 6.0132 | 5.2381 | 4.2999
Program Specific1-in-2Size: Over 200kWSouth of Lugo2022June Monthly Peak | Program Specific | 1-in-2 | Size: Over 200kW | South of Lugo | 2022 | June Monthly Peak | 6 | 115.1442 | 110.5097 | 106.8299 | 107.1459 | 115.0179 | 133.577 | 156.5551 | 177.5821 | 192.0149 | 205.6759 | 216.0621 | 216.5886 | 211.4426 | 213.0053 | 211.0708 | 205.154 | 195.8206 | 186.123 | 169.9332 | 163.3423 | 158.235 | 147.2599 | 133.5101 | 124.0395 | -0.60277 | 0.0036022 | 0.052585 | -1.0418 | -2.8325 | -1.6071 | -1.0682 | -0.011505 | -0.63216 | 0.50971 | 1.0556 | 2.3141 | 4.0378 | 4.4409 | 9.2389 | 8.3239 | 7.9725 | 7.208 | 5.02 | 4.4653 | 3.218 | 2.4109 | 1.1657 | 0.41138 | 62.728 | 62.6395 | 62.1966 | 61.5739 | 61.3757 | 60.8948 | 60.4487 | 60.9882 | 63.0666 | 67.5658 | 71.8597 | 75.5484 | 76.1207 | 76.0524 | 77.5097 | 77.6793 | 79.1175 | 79.2388 | 79.1225 | 75.4981 | 71.1836 | 67.4153 | 65.8188 | 64.6027 | 4.7657 | 4.5212 | 4.8794 | 5.7908 | 5.3596 | 5.6836 | 4.9516 | 5.3338 | 6.6362 | 7.5271 | 7.3604 | 6.1592 | 6.5058 | 6.5417 | 5.5144 | 5.5615 | 4.8511 | 4.8676 | 4.6725 | 5.5607 | 6.1003 | 6.2418 | 5.459 | 4.4982
Program Specific1-in-2Size: Over 200kWSouth of Lugo2022July Monthly Peak | Program Specific | 1-in-2 | Size: Over 200kW | South of Lugo | 2022 | July Monthly Peak | 7 | 119.4288 | 114.4224 | 110.6341 | 111.7358 | 120.2338 | 141.6778 | 166.8053 | 188.4431 | 204.6547 | 217.4224 | 227.967 | 228.8216 | 224.8989 | 226.7222 | 224.1884 | 217.8796 | 208.9299 | 197.578 | 178.9627 | 169.9634 | 163.8859 | 152.3752 | 138.5789 | 129.4011 | -0.77613 | -0.062507 | -0.17138 | -0.72437 | -2.4029 | -2.0946 | -1.6423 | -1.1083 | -0.67219 | 0.51573 | 1.0936 | 1.0929 | 2.554 | 3.2205 | 7.7601 | 6.9262 | 6.7448 | 5.9714 | 3.6959 | 2.5279 | 2.1745 | 2.0222 | 0.94294 | 0.48619 | 69.5963 | 68.8608 | 68.5527 | 68.4381 | 68.0143 | 67.1614 | 67.0851 | 68.0314 | 70.7341 | 73.3983 | 76.0196 | 79.4256 | 80.9244 | 81.3919 | 82.2106 | 82.4131 | 83.145 | 83.3831 | 83.7975 | 82.2812 | 79.0713 | 74.8733 | 72.3861 | 71.5011 | 4.7697 | 4.5172 | 4.876 | 5.8272 | 5.4062 | 5.8169 | 5.0908 | 5.4616 | 6.8251 | 7.678 | 7.4937 | 6.2789 | 6.6773 | 6.7189 | 5.6518 | 5.6994 | 4.9944 | 4.986 | 4.7483 | 5.5832 | 6.0967 | 6.2322 | 5.4676 | 4.5281
Program Specific1-in-2Size: Over 200kWSouth of Lugo2022August Monthly Peak | Program Specific | 1-in-2 | Size: Over 200kW | South of Lugo | 2022 | August Monthly Peak | 8 | 124.1355 | 119.3692 | 115.2875 | 116.4592 | 124.2148 | 148.2516 | 174.8297 | 195.0372 | 211.9816 | 226.0241 | 237.7036 | 239.6504 | 235.3806 | 237.327 | 235.0959 | 227.9013 | 218.5082 | 206.803 | 186.6267 | 179.0211 | 170.9051 | 159.5076 | 144.6736 | 134.4911 | -0.85775 | -0.08769 | -0.25515 | -0.63224 | -2.295 | -2.3246 | -1.8933 | -1.5162 | -0.69572 | 0.52832 | 1.1335 | 0.684 | 2.0803 | 2.8581 | 7.4373 | 6.5934 | 6.4547 | 5.678 | 3.3144 | 1.9367 | 1.8746 | 1.9559 | 0.89373 | 0.52459 | 70.2711 | 68.8192 | 68.2746 | 68.5935 | 68.5448 | 67.7027 | 67.486 | 67.4838 | 69.3112 | 73.5675 | 77.9981 | 82.4969 | 84.8881 | 85.5381 | 85.7981 | 85.8088 | 87.2431 | 88.4294 | 87.59 | 82.5681 | 76.8792 | 74.1733 | 72.8661 | 71.6173 | 4.9435 | 4.6989 | 5.0665 | 6.0561 | 5.5692 | 6.0694 | 5.3204 | 5.6365 | 7.0492 | 7.9589 | 7.7913 | 6.5572 | 6.9684 | 7.013 | 5.9098 | 5.9444 | 5.2084 | 5.2038 | 4.9374 | 5.8639 | 6.3395 | 6.5052 | 5.6917 | 4.6927
Program Specific1-in-2Size: Over 200kWSouth of Lugo2022September Monthly Peak | Program Specific | 1-in-2 | Size: Over 200kW | South of Lugo | 2022 | September Monthly Peak | 9 | 120.8289 | 116.3828 | 112.6779 | 113.7062 | 120.8007 | 145.672 | 174.0519 | 195.1487 | 214.9217 | 230.0925 | 241.9507 | 244.1587 | 241.2435 | 242.9637 | 238.5411 | 229.5276 | 217.8574 | 205.6085 | 186.2921 | 181.7686 | 171.0468 | 157.8403 | 141.5485 | 130.9861 | -0.85349 | -0.093695 | -0.27736 | -0.57246 | -2.1636 | -2.333 | -1.9489 | -1.6552 | -0.70516 | 0.53485 | 1.1511 | 0.5213 | 1.9049 | 2.7295 | 7.2804 | 6.3951 | 6.2119 | 5.4324 | 3.1069 | 1.6907 | 1.729 | 1.8759 | 0.84124 | 0.51795 | 70.1272 | 69.4421 | 68.9259 | 68.5419 | 67.9782 | 67.6254 | 67.3909 | 67.3399 | 69.0684 | 73.1213 | 77.1831 | 82.0113 | 85.9031 | 87.7188 | 88.4081 | 88.8825 | 89.2944 | 87.9937 | 87.29 | 84.9575 | 81.175 | 77.9473 | 76.0504 | 75.1719 | 4.8122 | 4.5818 | 4.9522 | 5.9134 | 5.4166 | 5.9643 | 5.2971 | 5.6402 | 7.1475 | 8.1028 | 7.9312 | 6.6811 | 7.1426 | 7.1802 | 5.9969 | 5.9873 | 5.1933 | 5.1742 | 4.929 | 5.9544 | 6.3453 | 6.4378 | 5.5692 | 4.5708
Program Specific1-in-2Size: Over 200kWSouth of Lugo2022October Monthly Peak | Program Specific | 1-in-2 | Size: Over 200kW | South of Lugo | 2022 | October Monthly Peak | 10 | 114.4115 | 111.5139 | 107.2825 | 107.7058 | 114.1701 | 133.6776 | 160.1917 | 178.5371 | 193.07 | 208.5303 | 220.6755 | 224.6556 | 223.701 | 225.5383 | 222.7958 | 212.4807 | 201.6256 | 188.9671 | 178.0967 | 169.9788 | 160.4236 | 148.523 | 133.2245 | 122.3402 | -0.59894 | 0.0036349 | 0.052807 | -1.0472 | -2.8116 | -1.6084 | -1.093 | -0.011567 | -0.63564 | 0.51679 | 1.0781 | 2.4003 | 4.2719 | 4.7022 | 9.7521 | 8.6212 | 8.2089 | 7.3181 | 5.2612 | 4.6467 | 3.2625 | 2.4316 | 1.1632 | 0.40574 | 64.2317 | 63.9378 | 63.7186 | 62.4885 | 61.8845 | 61.2489 | 60.6774 | 60.7531 | 61.6092 | 64.6975 | 68.7845 | 74.3456 | 80.4075 | 83.595 | 82.4506 | 81.9206 | 82.2594 | 81.2925 | 78.4805 | 74.2435 | 71.8934 | 70.3001 | 68.6211 | 66.9726 | 4.7354 | 4.5623 | 4.9 | 5.8211 | 5.3201 | 5.6879 | 5.0666 | 5.3625 | 6.6727 | 7.6316 | 7.5176 | 6.3886 | 6.883 | 6.9267 | 5.8208 | 5.7601 | 4.9949 | 4.942 | 4.897 | 5.7866 | 6.1847 | 6.2954 | 5.4473 | 4.4366
Program Specific1-in-2Size: Over 200kWSouth of Lugo2022November Monthly Peak | Program Specific | 1-in-2 | Size: Over 200kW | South of Lugo | 2022 | November Monthly Peak | 11 | 106.1829 | 102.1972 | 98.5546 | 99.6406 | 105.3518 | 121.2239 | 143.8157 | 161.3764 | 174.945 | 188.0296 | 196.3542 | 198.5051 | 196.1498 | 196.8911 | 192.5923 | 182.9365 | 175.4534 | 171.966 | 161.0569 | 154.1862 | 146.6634 | 135.299 | 122.0401 | 112.5483 | -0.55586 | 0.0033312 | 0.048511 | -0.96879 | -2.5944 | -1.4585 | -0.98123 | -0.010455 | -0.57597 | 0.46598 | 0.95932 | 2.1209 | 3.7457 | 4.1049 | 8.4301 | 7.4225 | 7.1433 | 6.6597 | 4.7578 | 4.215 | 2.9826 | 2.2151 | 1.0655 | 0.37327 | 59.415 | 58.4442 | 57.6654 | 56.8749 | 55.6888 | 54.5605 | 54.2099 | 54.7634 | 57.0803 | 60.0291 | 64.6271 | 68.9604 | 72.1861 | 74.0539 | 75.4382 | 74.7963 | 72.523 | 69.6592 | 67.3537 | 66.3248 | 65.2132 | 65.0301 | 64.4504 | 64.7662 | 4.3948 | 4.1811 | 4.5014 | 5.3852 | 4.9092 | 5.158 | 4.5486 | 4.8471 | 6.0463 | 6.8813 | 6.6891 | 5.645 | 6.0353 | 6.0469 | 5.0317 | 4.9592 | 4.3466 | 4.4974 | 4.4284 | 5.249 | 5.6542 | 5.7348 | 4.99 | 4.0815
Program Specific1-in-2Size: Over 200kWSouth of Lugo2022December Monthly Peak | Program Specific | 1-in-2 | Size: Over 200kW | South of Lugo | 2022 | December Monthly Peak | 12 | 99.5223 | 96.6139 | 93.0118 | 93.351 | 97.6722 | 112.9419 | 136.5989 | 151.8178 | 162.8421 | 171.8325 | 174.3789 | 175.0014 | 171.8124 | 171.5569 | 168.6925 | 161.6335 | 157.8136 | 158.2815 | 149.8943 | 144.1322 | 136.9951 | 127.3997 | 114.8458 | 105.3928 | -0.52099 | 0.0031492 | 0.045783 | -0.90763 | -2.4053 | -1.3589 | -0.93199 | -0.0098361 | -0.53612 | 0.42584 | 0.85196 | 1.8698 | 3.281 | 3.5767 | 7.384 | 6.5581 | 6.4251 | 6.1298 | 4.4281 | 3.9402 | 2.786 | 2.0858 | 1.0027 | 0.34954 | 52.4224 | 51.1454 | 50.2189 | 49.4252 | 48.9363 | 47.8959 | 48.1868 | 48.4109 | 48.9121 | 52.5144 | 57.0121 | 59.9924 | 61.6777 | 62.9196 | 63.4085 | 63.7418 | 62.9693 | 60.7707 | 58.7144 | 57.0608 | 55.2968 | 53.1511 | 51.2054 | 49.8831 | 4.1191 | 3.9527 | 4.2482 | 5.0453 | 4.5513 | 4.8056 | 4.3204 | 4.56 | 5.628 | 6.2885 | 5.9404 | 4.9766 | 5.2865 | 5.2688 | 4.4073 | 4.3817 | 3.9096 | 4.1395 | 4.1215 | 4.9067 | 5.2815 | 5.4 | 4.6959 | 3.822
Program Specific1-in-2Size: Over 200kWSouth of Lugo2022Typical Event Day | Program Specific | 1-in-2 | Size: Over 200kW | South of Lugo | 2022 | Typical Event Day | 8 | 123.3138 | 118.544 | 114.4189 | 115.3954 | 122.9992 | 146.7093 | 172.8856 | 192.5149 | 208.143 | 220.9902 | 231.8119 | 233.6024 | 229.3126 | 231.2338 | 229.3712 | 222.6019 | 213.6625 | 202.5295 | 183.3968 | 176.4378 | 168.84 | 157.8108 | 142.962 | 132.9781 | -0.78059 | -0.055605 | -0.14609 | -0.79797 | -2.5344 | -2.1152 | -1.6325 | -0.98292 | -0.68386 | 0.52732 | 1.1148 | 1.2998 | 2.8409 | 3.4895 | 8.2197 | 7.3372 | 7.1379 | 6.3508 | 4.0049 | 2.9175 | 2.3994 | 2.1596 | 1.0095 | 0.49181 | 68.1806 | 67.4404 | 66.9875 | 66.7868 | 66.4783 | 65.8461 | 65.6027 | 65.9608 | 68.0451 | 71.9132 | 75.7651 | 79.8705 | 81.9591 | 82.6753 | 83.4816 | 83.6959 | 84.7 | 84.7613 | 84.45 | 81.3263 | 77.0773 | 73.6023 | 71.7803 | 70.7232 | 4.9371 | 4.6914 | 5.0552 | 6.0329 | 5.5442 | 6.0384 | 5.2894 | 5.5934 | 6.9586 | 7.8233 | 7.6389 | 6.426 | 6.8251 | 6.8695 | 5.7967 | 5.8373 | 5.1202 | 5.1236 | 4.8779 | 5.8102 | 6.2965 | 6.4705 | 5.6545 | 4.6648
Program Specific1-in-2Size: Over 200kWSouth of Lugo2023January Monthly Peak | Program Specific | 1-in-2 | Size: Over 200kW | South of Lugo | 2023 | January Monthly Peak | 1 | 97.386 | 94.9761 | 92.3581 | 92.0515 | 97.3265 | 112.1918 | 136.6794 | 152.0517 | 161.5005 | 168.4776 | 168.9823 | 168.9128 | 164.7566 | 165.198 | 161.7325 | 155.0975 | 149.3077 | 150.7159 | 144.4125 | 140.2056 | 132.6105 | 124.6891 | 114.0782 | 105.2877 | -0.50981 | 0.0030958 | 0.045461 | -0.895 | -2.3968 | -1.3498 | -0.93254 | -0.0098512 | -0.5317 | 0.41753 | 0.82559 | 1.8047 | 3.1462 | 3.4442 | 7.0793 | 6.293 | 6.0788 | 5.8368 | 4.2661 | 3.8328 | 2.6969 | 2.0414 | 0.99602 | 0.34919 | 48.2571 | 47.2561 | 46.0388 | 45.5448 | 45.365 | 45.7023 | 45.448 | 45.6186 | 46.5448 | 48.6425 | 52.4297 | 55.3131 | 56.9851 | 58.2518 | 58.6507 | 58.7574 | 58.625 | 57.04 | 55.5201 | 54.0458 | 53.2113 | 52.0369 | 51.0729 | 49.6362 | 4.0307 | 3.8857 | 4.2184 | 4.975 | 4.5352 | 4.7737 | 4.3229 | 4.567 | 5.5816 | 6.1657 | 5.7566 | 4.8034 | 5.0694 | 5.0735 | 4.2254 | 4.2045 | 3.6988 | 3.9416 | 3.9708 | 4.773 | 5.1124 | 5.2851 | 4.6645 | 3.8182
Program Specific1-in-2Size: Over 200kWSouth of Lugo2023February Monthly Peak | Program Specific | 1-in-2 | Size: Over 200kW | South of Lugo | 2023 | February Monthly Peak | 2 | 100.8649 | 98.0911 | 94.5218 | 95.0485 | 99.87 | 115.6073 | 139.4258 | 154.6516 | 165.4931 | 173.3518 | 176.0184 | 178.6541 | 176.3228 | 177.4884 | 174.9706 | 167.6704 | 160.5977 | 158.052 | 152.03 | 146.1715 | 138.0909 | 128.1537 | 117.0678 | 109.1568 | -0.52802 | 0.0031974 | 0.046526 | -0.92414 | -2.4595 | -1.3909 | -0.95128 | -0.01002 | -0.54485 | 0.42961 | 0.85997 | 1.9088 | 3.3671 | 3.7004 | 7.6588 | 6.8031 | 6.5385 | 6.1209 | 4.4912 | 3.9959 | 2.8083 | 2.0981 | 1.0221 | 0.36202 | 51.5801 | 51.2908 | 51.0151 | 50.7492 | 50.4263 | 50.0006 | 49.7455 | 49.7201 | 50.4744 | 52.5863 | 54.3533 | 56.0894 | 56.6731 | 56.7465 | 56.7179 | 55.6321 | 55.5324 | 55.2548 | 53.8643 | 52.8989 | 52.0733 | 51.8533 | 50.6041 | 49.1464 | 4.1747 | 4.0131 | 4.3172 | 5.137 | 4.6537 | 4.919 | 4.4098 | 4.6451 | 5.7196 | 6.3441 | 5.9963 | 5.0805 | 5.4252 | 5.451 | 4.5713 | 4.5453 | 3.9785 | 4.1335 | 4.1802 | 4.9761 | 5.3237 | 5.432 | 4.7867 | 3.9585
Program Specific1-in-2Size: Over 200kWSouth of Lugo2023March Monthly Peak | Program Specific | 1-in-2 | Size: Over 200kW | South of Lugo | 2023 | March Monthly Peak | 3 | 104.3869 | 100.1425 | 95.9473 | 95.6281 | 100.52 | 116.8528 | 141.7899 | 158.1403 | 168.8562 | 177.8105 | 180.6721 | 182.7051 | 179.7799 | 181.3503 | 180.3171 | 173.8831 | 167.1507 | 161.9796 | 155.0968 | 152.742 | 144.0299 | 134.2806 | 121.6937 | 112.4901 | -0.54646 | 0.0032642 | 0.047228 | -0.92977 | -2.4755 | -1.4059 | -0.96741 | -0.010246 | -0.55592 | 0.44066 | 0.88271 | 1.9521 | 3.4331 | 3.7809 | 7.8928 | 7.0552 | 6.8053 | 6.273 | 4.5818 | 4.1755 | 2.9291 | 2.1984 | 1.0625 | 0.37307 | 51.7793 | 50.5458 | 49.2185 | 48.6657 | 48.4079 | 47.8269 | 47.6394 | 48.0757 | 50.5867 | 52.7016 | 55.0276 | 57.2016 | 58.0999 | 59.1236 | 59.1543 | 59.8265 | 59.4334 | 58.1963 | 56.5906 | 54.8978 | 54.1611 | 53.2276 | 52.1777 | 51.0805 | 4.3205 | 4.0971 | 4.3823 | 5.1683 | 4.684 | 4.972 | 4.4846 | 4.7499 | 5.8359 | 6.5073 | 6.1548 | 5.1957 | 5.5316 | 5.5696 | 4.711 | 4.7138 | 4.1409 | 4.2362 | 4.2646 | 5.1998 | 5.5527 | 5.6917 | 4.9759 | 4.0794
Program Specific1-in-2Size: Over 200kWSouth of Lugo2023April Monthly Peak | Program Specific | 1-in-2 | Size: Over 200kW | South of Lugo | 2023 | April Monthly Peak | 4 | 110.4648 | 106.2857 | 102.1362 | 101.7256 | 108.4791 | 125.6763 | 149.891 | 167.5789 | 181.8216 | 194.1988 | 203.6861 | 207.8987 | 206.2598 | 208.2855 | 206.0885 | 198.859 | 189.6378 | 179.421 | 165.7609 | 162.0658 | 155.096 | 143.8635 | 129.9892 | 120.1147 | -0.57828 | 0.0034645 | 0.050274 | -0.98906 | -2.6715 | -1.5121 | -1.0227 | -0.010857 | -0.59861 | 0.48127 | 0.99515 | 2.2212 | 3.9388 | 4.3425 | 9.0208 | 8.0685 | 7.7208 | 6.9484 | 4.8968 | 4.4304 | 3.1541 | 2.3553 | 1.1349 | 0.39836 | 62.0216 | 61.5627 | 60.792 | 59.6741 | 58.844 | 58.051 | 57.5628 | 57.7686 | 59.4381 | 62.7784 | 65.7757 | 69.0286 | 71.6383 | 73.6379 | 74.2913 | 74.1973 | 74.4516 | 73.5097 | 72.6029 | 70.6896 | 67.1717 | 65.5142 | 63.9008 | 61.7802 | 4.572 | 4.3484 | 4.665 | 5.4979 | 5.0549 | 5.3474 | 4.7408 | 5.0334 | 6.284 | 7.1071 | 6.9388 | 5.9121 | 6.3464 | 6.3968 | 5.3843 | 5.3908 | 4.698 | 4.6923 | 4.5578 | 5.5172 | 5.9793 | 6.0979 | 5.315 | 4.3559
Program Specific1-in-2Size: Over 200kWSouth of Lugo2023May Monthly Peak | Program Specific | 1-in-2 | Size: Over 200kW | South of Lugo | 2023 | May Monthly Peak | 5 | 108.8857 | 104.5268 | 100.8496 | 100.7246 | 107.6541 | 125.2932 | 148.4724 | 168.608 | 181.9897 | 193.0474 | 201.7076 | 204.1927 | 201.2101 | 202.6185 | 200.377 | 192.8347 | 183.5303 | 174.9689 | 162.0174 | 156.967 | 152.7095 | 141.8669 | 128.1082 | 118.5718 | -0.57001 | 0.0034071 | 0.049641 | -0.97933 | -2.6511 | -1.5075 | -1.013 | -0.010924 | -0.59916 | 0.47842 | 0.98548 | 2.1816 | 3.8424 | 4.2243 | 8.7708 | 7.8241 | 7.4722 | 6.776 | 4.7862 | 4.291 | 3.1056 | 2.3226 | 1.1185 | 0.39324 | 59.0627 | 59.1477 | 59.1541 | 58.5289 | 57.992 | 58.0056 | 58.3307 | 58.9475 | 59.7166 | 61.5097 | 64.5488 | 67.5142 | 70.1001 | 71.0603 | 70.7938 | 71.6764 | 71.8108 | 70.6849 | 68.7442 | 66.037 | 63.1117 | 60.7754 | 60.2656 | 59.9074 | 4.5067 | 4.2764 | 4.6062 | 5.4438 | 5.0164 | 5.3311 | 4.6959 | 5.0643 | 6.2898 | 7.0649 | 6.8714 | 5.8067 | 6.191 | 6.2227 | 5.235 | 5.2275 | 4.5467 | 4.5759 | 4.4549 | 5.3437 | 5.8873 | 6.0132 | 5.2381 | 4.2999
Program Specific1-in-2Size: Over 200kWSouth of Lugo2023June Monthly Peak | Program Specific | 1-in-2 | Size: Over 200kW | South of Lugo | 2023 | June Monthly Peak | 6 | 115.1442 | 110.5097 | 106.8299 | 107.1459 | 115.0179 | 133.577 | 156.5551 | 177.5821 | 192.0149 | 205.6759 | 216.0621 | 216.5886 | 211.4426 | 213.0053 | 211.0708 | 205.154 | 195.8206 | 186.123 | 169.9331 | 163.3422 | 158.235 | 147.2599 | 133.51 | 124.0395 | -0.60277 | 0.0036022 | 0.052585 | -1.0418 | -2.8325 | -1.6071 | -1.0682 | -0.011505 | -0.63216 | 0.50971 | 1.0556 | 2.3141 | 4.0378 | 4.4409 | 9.2389 | 8.3239 | 7.9725 | 7.208 | 5.02 | 4.4653 | 3.218 | 2.4109 | 1.1657 | 0.41138 | 62.728 | 62.6395 | 62.1966 | 61.5739 | 61.3757 | 60.8948 | 60.4487 | 60.9883 | 63.0666 | 67.5658 | 71.8598 | 75.5484 | 76.1207 | 76.0524 | 77.5097 | 77.6793 | 79.1175 | 79.2387 | 79.1225 | 75.4981 | 71.1836 | 67.4153 | 65.8187 | 64.6027 | 4.7657 | 4.5212 | 4.8794 | 5.7908 | 5.3596 | 5.6836 | 4.9516 | 5.3338 | 6.6362 | 7.5271 | 7.3604 | 6.1592 | 6.5058 | 6.5417 | 5.5144 | 5.5615 | 4.8511 | 4.8676 | 4.6725 | 5.5607 | 6.1003 | 6.2418 | 5.459 | 4.4982
Program Specific1-in-2Size: Over 200kWSouth of Lugo2023July Monthly Peak | Program Specific | 1-in-2 | Size: Over 200kW | South of Lugo | 2023 | July Monthly Peak | 7 | 119.4288 | 114.4224 | 110.6341 | 111.7358 | 120.2338 | 141.6778 | 166.8053 | 188.4431 | 204.6547 | 217.4224 | 227.967 | 228.8216 | 224.899 | 226.7222 | 224.1884 | 217.8796 | 208.9299 | 197.578 | 178.9627 | 169.9634 | 163.8859 | 152.3752 | 138.5789 | 129.4011 | -0.77613 | -0.062507 | -0.17138 | -0.72437 | -2.4029 | -2.0946 | -1.6423 | -1.1083 | -0.67219 | 0.51573 | 1.0936 | 1.0929 | 2.554 | 3.2205 | 7.7601 | 6.9262 | 6.7448 | 5.9714 | 3.6959 | 2.5279 | 2.1745 | 2.0222 | 0.94294 | 0.48619 | 69.5962 | 68.8608 | 68.5528 | 68.4381 | 68.0143 | 67.1614 | 67.0851 | 68.0314 | 70.7341 | 73.3983 | 76.0196 | 79.4256 | 80.9244 | 81.3919 | 82.2106 | 82.4131 | 83.145 | 83.3831 | 83.7975 | 82.2812 | 79.0713 | 74.8733 | 72.3861 | 71.5011 | 4.7697 | 4.5172 | 4.876 | 5.8272 | 5.4062 | 5.8169 | 5.0908 | 5.4616 | 6.8251 | 7.678 | 7.4937 | 6.2789 | 6.6773 | 6.7189 | 5.6518 | 5.6994 | 4.9944 | 4.986 | 4.7483 | 5.5832 | 6.0967 | 6.2322 | 5.4676 | 4.5281
Program Specific1-in-2Size: Over 200kWSouth of Lugo2023August Monthly Peak | Program Specific | 1-in-2 | Size: Over 200kW | South of Lugo | 2023 | August Monthly Peak | 8 | 124.1355 | 119.3692 | 115.2875 | 116.4592 | 124.2148 | 148.2516 | 174.8297 | 195.0372 | 211.9816 | 226.0241 | 237.7036 | 239.6504 | 235.3806 | 237.327 | 235.0958 | 227.9012 | 218.5082 | 206.803 | 186.6267 | 179.0211 | 170.9051 | 159.5076 | 144.6736 | 134.4911 | -0.85775 | -0.08769 | -0.25515 | -0.63224 | -2.295 | -2.3246 | -1.8933 | -1.5162 | -0.69572 | 0.52832 | 1.1335 | 0.684 | 2.0803 | 2.8581 | 7.4373 | 6.5934 | 6.4547 | 5.678 | 3.3144 | 1.9367 | 1.8746 | 1.9559 | 0.89373 | 0.52459 | 70.2711 | 68.8193 | 68.2746 | 68.5935 | 68.5447 | 67.7027 | 67.486 | 67.4838 | 69.3112 | 73.5675 | 77.9981 | 82.4969 | 84.8881 | 85.5381 | 85.7981 | 85.8087 | 87.2431 | 88.4294 | 87.59 | 82.5681 | 76.8792 | 74.1733 | 72.8661 | 71.6173 | 4.9435 | 4.6989 | 5.0665 | 6.0561 | 5.5692 | 6.0694 | 5.3204 | 5.6365 | 7.0492 | 7.9589 | 7.7913 | 6.5572 | 6.9684 | 7.013 | 5.9098 | 5.9444 | 5.2084 | 5.2038 | 4.9374 | 5.8639 | 6.3395 | 6.5052 | 5.6917 | 4.6927
Program Specific1-in-2Size: Over 200kWSouth of Lugo2023September Monthly Peak | Program Specific | 1-in-2 | Size: Over 200kW | South of Lugo | 2023 | September Monthly Peak | 9 | 120.8289 | 116.3828 | 112.6779 | 113.7062 | 120.8007 | 145.672 | 174.0519 | 195.1487 | 214.9217 | 230.0926 | 241.9507 | 244.1587 | 241.2435 | 242.9638 | 238.5411 | 229.5277 | 217.8574 | 205.6085 | 186.2921 | 181.7686 | 171.0468 | 157.8403 | 141.5485 | 130.9861 | -0.85349 | -0.093695 | -0.27736 | -0.57246 | -2.1636 | -2.333 | -1.9489 | -1.6552 | -0.70516 | 0.53486 | 1.1511 | 0.5213 | 1.9049 | 2.7295 | 7.2804 | 6.3951 | 6.2119 | 5.4324 | 3.1069 | 1.6907 | 1.729 | 1.8759 | 0.84124 | 0.51795 | 70.1272 | 69.4421 | 68.9259 | 68.5419 | 67.9782 | 67.6254 | 67.3909 | 67.3399 | 69.0684 | 73.1213 | 77.1831 | 82.0113 | 85.9031 | 87.7187 | 88.4081 | 88.8825 | 89.2944 | 87.9938 | 87.29 | 84.9575 | 81.175 | 77.9473 | 76.0504 | 75.1719 | 4.8122 | 4.5817 | 4.9522 | 5.9134 | 5.4166 | 5.9643 | 5.2971 | 5.6402 | 7.1475 | 8.1028 | 7.9312 | 6.6811 | 7.1426 | 7.1802 | 5.9969 | 5.9873 | 5.1933 | 5.1742 | 4.929 | 5.9544 | 6.3453 | 6.4378 | 5.5692 | 4.5708
Program Specific1-in-2Size: Over 200kWSouth of Lugo2023October Monthly Peak | Program Specific | 1-in-2 | Size: Over 200kW | South of Lugo | 2023 | October Monthly Peak | 10 | 114.4115 | 111.5139 | 107.2825 | 107.7058 | 114.1701 | 133.6776 | 160.1917 | 178.5371 | 193.07 | 208.5303 | 220.6755 | 224.6556 | 223.701 | 225.5383 | 222.7958 | 212.4807 | 201.6256 | 188.9671 | 178.0967 | 169.9788 | 160.4236 | 148.523 | 133.2245 | 122.3402 | -0.59894 | 0.0036349 | 0.052807 | -1.0472 | -2.8116 | -1.6084 | -1.093 | -0.011567 | -0.63564 | 0.51679 | 1.0781 | 2.4003 | 4.2719 | 4.7022 | 9.7521 | 8.6212 | 8.2089 | 7.3181 | 5.2612 | 4.6467 | 3.2625 | 2.4316 | 1.1632 | 0.40574 | 64.2317 | 63.9378 | 63.7186 | 62.4885 | 61.8845 | 61.2489 | 60.6774 | 60.7531 | 61.6092 | 64.6975 | 68.7845 | 74.3456 | 80.4075 | 83.595 | 82.4506 | 81.9206 | 82.2594 | 81.2925 | 78.4805 | 74.2435 | 71.8934 | 70.3001 | 68.6211 | 66.9726 | 4.7354 | 4.5623 | 4.9 | 5.8211 | 5.3201 | 5.6879 | 5.0666 | 5.3625 | 6.6727 | 7.6316 | 7.5176 | 6.3886 | 6.883 | 6.9267 | 5.8208 | 5.7601 | 4.9949 | 4.942 | 4.897 | 5.7866 | 6.1847 | 6.2954 | 5.4473 | 4.4366
Program Specific1-in-2Size: Over 200kWSouth of Lugo2023November Monthly Peak | Program Specific | 1-in-2 | Size: Over 200kW | South of Lugo | 2023 | November Monthly Peak | 11 | 106.1829 | 102.1972 | 98.5546 | 99.6406 | 105.3518 | 121.2239 | 143.8157 | 161.3764 | 174.945 | 188.0296 | 196.3542 | 198.5051 | 196.1498 | 196.8911 | 192.5923 | 182.9365 | 175.4534 | 171.966 | 161.057 | 154.1862 | 146.6634 | 135.299 | 122.0401 | 112.5483 | -0.55586 | 0.0033312 | 0.048511 | -0.96879 | -2.5944 | -1.4585 | -0.98123 | -0.010455 | -0.57597 | 0.46598 | 0.95932 | 2.1209 | 3.7457 | 4.1049 | 8.4301 | 7.4225 | 7.1433 | 6.6597 | 4.7578 | 4.215 | 2.9826 | 2.2151 | 1.0655 | 0.37327 | 59.415 | 58.4442 | 57.6654 | 56.8749 | 55.6888 | 54.5605 | 54.2099 | 54.7634 | 57.0803 | 60.0291 | 64.6271 | 68.9604 | 72.1861 | 74.0539 | 75.4382 | 74.7963 | 72.523 | 69.6592 | 67.3538 | 66.3247 | 65.2132 | 65.0301 | 64.4504 | 64.7662 | 4.3948 | 4.1811 | 4.5014 | 5.3852 | 4.9092 | 5.158 | 4.5486 | 4.8471 | 6.0463 | 6.8813 | 6.6891 | 5.645 | 6.0353 | 6.0469 | 5.0317 | 4.9592 | 4.3466 | 4.4974 | 4.4284 | 5.249 | 5.6542 | 5.7348 | 4.99 | 4.0815
Program Specific1-in-2Size: Over 200kWSouth of Lugo2023December Monthly Peak | Program Specific | 1-in-2 | Size: Over 200kW | South of Lugo | 2023 | December Monthly Peak | 12 | 99.5223 | 96.6139 | 93.0118 | 93.351 | 97.6722 | 112.9419 | 136.5989 | 151.8178 | 162.8421 | 171.8325 | 174.3789 | 175.0014 | 171.8124 | 171.5569 | 168.6925 | 161.6335 | 157.8136 | 158.2815 | 149.8943 | 144.1323 | 136.9951 | 127.3997 | 114.8458 | 105.3928 | -0.52099 | 0.0031492 | 0.045783 | -0.90763 | -2.4053 | -1.3589 | -0.93199 | -0.0098361 | -0.53612 | 0.42584 | 0.85196 | 1.8698 | 3.281 | 3.5767 | 7.384 | 6.5581 | 6.4251 | 6.1298 | 4.4281 | 3.9402 | 2.786 | 2.0858 | 1.0027 | 0.34954 | 52.4224 | 51.1454 | 50.2189 | 49.4252 | 48.9363 | 47.8959 | 48.1868 | 48.4109 | 48.9121 | 52.5144 | 57.0121 | 59.9924 | 61.6777 | 62.9196 | 63.4085 | 63.7417 | 62.9693 | 60.7708 | 58.7144 | 57.0608 | 55.2967 | 53.1511 | 51.2054 | 49.8831 | 4.1191 | 3.9527 | 4.2482 | 5.0453 | 4.5513 | 4.8056 | 4.3204 | 4.56 | 5.628 | 6.2885 | 5.9404 | 4.9766 | 5.2865 | 5.2688 | 4.4073 | 4.3817 | 3.9096 | 4.1395 | 4.1215 | 4.9067 | 5.2815 | 5.4 | 4.6959 | 3.822
Program Specific1-in-2Size: Over 200kWSouth of Lugo2023Typical Event Day | Program Specific | 1-in-2 | Size: Over 200kW | South of Lugo | 2023 | Typical Event Day | 8 | 123.3138 | 118.544 | 114.4189 | 115.3954 | 122.9992 | 146.7093 | 172.8856 | 192.5149 | 208.1431 | 220.9902 | 231.8119 | 233.6024 | 229.3126 | 231.2338 | 229.3711 | 222.6019 | 213.6625 | 202.5295 | 183.3968 | 176.4378 | 168.84 | 157.8108 | 142.962 | 132.9781 | -0.78059 | -0.055605 | -0.14609 | -0.79797 | -2.5344 | -2.1152 | -1.6325 | -0.98292 | -0.68386 | 0.52732 | 1.1148 | 1.2998 | 2.8409 | 3.4895 | 8.2197 | 7.3372 | 7.1379 | 6.3508 | 4.0049 | 2.9175 | 2.3994 | 2.1596 | 1.0095 | 0.49181 | 68.1806 | 67.4404 | 66.9875 | 66.7868 | 66.4783 | 65.8461 | 65.6027 | 65.9608 | 68.0451 | 71.9132 | 75.7651 | 79.8705 | 81.9591 | 82.6753 | 83.4816 | 83.6959 | 84.7 | 84.7613 | 84.45 | 81.3263 | 77.0773 | 73.6023 | 71.7803 | 70.7232 | 4.9371 | 4.6914 | 5.0552 | 6.0329 | 5.5442 | 6.0384 | 5.2894 | 5.5934 | 6.9586 | 7.8233 | 7.6389 | 6.426 | 6.8251 | 6.8695 | 5.7967 | 5.8373 | 5.1202 | 5.1236 | 4.8779 | 5.8102 | 6.2965 | 6.4705 | 5.6545 | 4.6648
Program Specific1-in-2Size: Over 200kWSouth of Lugo2024January Monthly Peak | Program Specific | 1-in-2 | Size: Over 200kW | South of Lugo | 2024 | January Monthly Peak | 1 | 97.386 | 94.9761 | 92.3581 | 92.0515 | 97.3265 | 112.1918 | 136.6794 | 152.0517 | 161.5005 | 168.4775 | 168.9823 | 168.9128 | 164.7566 | 165.198 | 161.7325 | 155.0975 | 149.3077 | 150.7159 | 144.4125 | 140.2056 | 132.6105 | 124.6891 | 114.0782 | 105.2877 | -0.50981 | 0.0030958 | 0.045461 | -0.895 | -2.3968 | -1.3498 | -0.93254 | -0.0098512 | -0.5317 | 0.41753 | 0.82559 | 1.8047 | 3.1462 | 3.4442 | 7.0793 | 6.293 | 6.0788 | 5.8368 | 4.2661 | 3.8328 | 2.6969 | 2.0414 | 0.99602 | 0.34919 | 48.2571 | 47.2561 | 46.0388 | 45.5448 | 45.365 | 45.7023 | 45.448 | 45.6186 | 46.5448 | 48.6425 | 52.4297 | 55.3131 | 56.9851 | 58.2518 | 58.6507 | 58.7574 | 58.625 | 57.04 | 55.5201 | 54.0458 | 53.2112 | 52.0369 | 51.0729 | 49.6363 | 4.0307 | 3.8857 | 4.2184 | 4.975 | 4.5352 | 4.7737 | 4.3229 | 4.567 | 5.5816 | 6.1657 | 5.7566 | 4.8034 | 5.0694 | 5.0735 | 4.2254 | 4.2045 | 3.6988 | 3.9416 | 3.9708 | 4.773 | 5.1124 | 5.2851 | 4.6645 | 3.8182
Program Specific1-in-2Size: Over 200kWSouth of Lugo2024February Monthly Peak | Program Specific | 1-in-2 | Size: Over 200kW | South of Lugo | 2024 | February Monthly Peak | 2 | 100.8649 | 98.0911 | 94.5218 | 95.0485 | 99.87 | 115.6073 | 139.4258 | 154.6516 | 165.4931 | 173.3518 | 176.0184 | 178.6541 | 176.3228 | 177.4884 | 174.9706 | 167.6704 | 160.5977 | 158.052 | 152.03 | 146.1715 | 138.0909 | 128.1537 | 117.0678 | 109.1568 | -0.52802 | 0.0031974 | 0.046526 | -0.92414 | -2.4595 | -1.3909 | -0.95128 | -0.01002 | -0.54485 | 0.42961 | 0.85997 | 1.9088 | 3.3671 | 3.7004 | 7.6588 | 6.8031 | 6.5385 | 6.1209 | 4.4912 | 3.9959 | 2.8083 | 2.0981 | 1.0221 | 0.36202 | 51.5801 | 51.2908 | 51.0151 | 50.7492 | 50.4263 | 50.0006 | 49.7455 | 49.7201 | 50.4744 | 52.5863 | 54.3533 | 56.0894 | 56.6731 | 56.7465 | 56.7179 | 55.6321 | 55.5324 | 55.2548 | 53.8643 | 52.8989 | 52.0733 | 51.8532 | 50.6041 | 49.1464 | 4.1747 | 4.0131 | 4.3172 | 5.137 | 4.6537 | 4.919 | 4.4098 | 4.6451 | 5.7196 | 6.3441 | 5.9963 | 5.0805 | 5.4252 | 5.451 | 4.5713 | 4.5453 | 3.9785 | 4.1335 | 4.1802 | 4.9761 | 5.3237 | 5.432 | 4.7867 | 3.9585
Program Specific1-in-2Size: Over 200kWSouth of Lugo2024March Monthly Peak | Program Specific | 1-in-2 | Size: Over 200kW | South of Lugo | 2024 | March Monthly Peak | 3 | 104.3869 | 100.1425 | 95.9473 | 95.6281 | 100.52 | 116.8528 | 141.7899 | 158.1403 | 168.8562 | 177.8106 | 180.6721 | 182.7051 | 179.7799 | 181.3503 | 180.3171 | 173.8831 | 167.1507 | 161.9796 | 155.0968 | 152.742 | 144.0299 | 134.2806 | 121.6937 | 112.4901 | -0.54646 | 0.0032642 | 0.047228 | -0.92977 | -2.4755 | -1.4059 | -0.96741 | -0.010246 | -0.55592 | 0.44066 | 0.88271 | 1.9521 | 3.4331 | 3.7809 | 7.8928 | 7.0552 | 6.8053 | 6.273 | 4.5818 | 4.1755 | 2.9291 | 2.1984 | 1.0625 | 0.37307 | 51.7792 | 50.5458 | 49.2185 | 48.6657 | 48.4079 | 47.8269 | 47.6394 | 48.0757 | 50.5867 | 52.7016 | 55.0276 | 57.2016 | 58.0999 | 59.1236 | 59.1543 | 59.8265 | 59.4334 | 58.1963 | 56.5906 | 54.8978 | 54.1611 | 53.2276 | 52.1777 | 51.0805 | 4.3205 | 4.0971 | 4.3823 | 5.1683 | 4.684 | 4.972 | 4.4846 | 4.7499 | 5.8359 | 6.5073 | 6.1548 | 5.1957 | 5.5316 | 5.5696 | 4.711 | 4.7138 | 4.1409 | 4.2362 | 4.2646 | 5.1998 | 5.5527 | 5.6917 | 4.9759 | 4.0794
Program Specific1-in-2Size: Over 200kWSouth of Lugo2024April Monthly Peak | Program Specific | 1-in-2 | Size: Over 200kW | South of Lugo | 2024 | April Monthly Peak | 4 | 110.4648 | 106.2857 | 102.1362 | 101.7256 | 108.4791 | 125.6763 | 149.891 | 167.5789 | 181.8216 | 194.1988 | 203.686 | 207.8987 | 206.2598 | 208.2855 | 206.0885 | 198.859 | 189.6378 | 179.421 | 165.7609 | 162.0658 | 155.096 | 143.8635 | 129.9892 | 120.1147 | -0.57828 | 0.0034645 | 0.050274 | -0.98906 | -2.6715 | -1.5121 | -1.0227 | -0.010857 | -0.59861 | 0.48127 | 0.99515 | 2.2212 | 3.9388 | 4.3425 | 9.0208 | 8.0685 | 7.7208 | 6.9484 | 4.8968 | 4.4304 | 3.1541 | 2.3553 | 1.1349 | 0.39836 | 62.0216 | 61.5627 | 60.792 | 59.6741 | 58.844 | 58.051 | 57.5628 | 57.7686 | 59.4381 | 62.7784 | 65.7757 | 69.0286 | 71.6383 | 73.6379 | 74.2913 | 74.1973 | 74.4516 | 73.5098 | 72.6029 | 70.6896 | 67.1717 | 65.5142 | 63.9007 | 61.7803 | 4.572 | 4.3484 | 4.665 | 5.4979 | 5.0549 | 5.3474 | 4.7408 | 5.0334 | 6.284 | 7.1071 | 6.9388 | 5.9121 | 6.3464 | 6.3968 | 5.3843 | 5.3908 | 4.698 | 4.6923 | 4.5578 | 5.5172 | 5.9793 | 6.0979 | 5.315 | 4.3559
Program Specific1-in-2Size: Over 200kWSouth of Lugo2024May Monthly Peak | Program Specific | 1-in-2 | Size: Over 200kW | South of Lugo | 2024 | May Monthly Peak | 5 | 108.8857 | 104.5268 | 100.8496 | 100.7246 | 107.6541 | 125.2932 | 148.4724 | 168.608 | 181.9897 | 193.0474 | 201.7076 | 204.1927 | 201.2101 | 202.6185 | 200.377 | 192.8347 | 183.5303 | 174.9689 | 162.0174 | 156.967 | 152.7095 | 141.8669 | 128.1082 | 118.5718 | -0.57001 | 0.0034071 | 0.049641 | -0.97933 | -2.6511 | -1.5075 | -1.013 | -0.010924 | -0.59916 | 0.47842 | 0.98548 | 2.1816 | 3.8424 | 4.2243 | 8.7708 | 7.8241 | 7.4722 | 6.776 | 4.7862 | 4.291 | 3.1056 | 2.3226 | 1.1185 | 0.39324 | 59.0627 | 59.1477 | 59.1541 | 58.5289 | 57.992 | 58.0056 | 58.3308 | 58.9475 | 59.7166 | 61.5097 | 64.5488 | 67.5143 | 70.1001 | 71.0603 | 70.7938 | 71.6764 | 71.8108 | 70.6849 | 68.7442 | 66.037 | 63.1117 | 60.7754 | 60.2656 | 59.9074 | 4.5067 | 4.2764 | 4.6062 | 5.4438 | 5.0164 | 5.3311 | 4.6959 | 5.0643 | 6.2898 | 7.0649 | 6.8714 | 5.8067 | 6.191 | 6.2227 | 5.235 | 5.2275 | 4.5467 | 4.5759 | 4.4549 | 5.3437 | 5.8873 | 6.0132 | 5.2381 | 4.2999
Program Specific1-in-2Size: Over 200kWSouth of Lugo2024June Monthly Peak | Program Specific | 1-in-2 | Size: Over 200kW | South of Lugo | 2024 | June Monthly Peak | 6 | 115.1442 | 110.5097 | 106.8299 | 107.1459 | 115.0179 | 133.577 | 156.5551 | 177.5821 | 192.0149 | 205.6759 | 216.0621 | 216.5886 | 211.4426 | 213.0053 | 211.0708 | 205.154 | 195.8206 | 186.123 | 169.9332 | 163.3423 | 158.235 | 147.2599 | 133.5101 | 124.0395 | -0.60277 | 0.0036022 | 0.052585 | -1.0418 | -2.8325 | -1.6071 | -1.0682 | -0.011505 | -0.63216 | 0.50971 | 1.0556 | 2.3141 | 4.0378 | 4.4409 | 9.2389 | 8.3239 | 7.9725 | 7.208 | 5.02 | 4.4653 | 3.218 | 2.4109 | 1.1657 | 0.41138 | 62.728 | 62.6395 | 62.1966 | 61.5739 | 61.3757 | 60.8948 | 60.4487 | 60.9882 | 63.0666 | 67.5658 | 71.8597 | 75.5484 | 76.1207 | 76.0524 | 77.5097 | 77.6793 | 79.1175 | 79.2387 | 79.1225 | 75.4981 | 71.1836 | 67.4153 | 65.8188 | 64.6027 | 4.7657 | 4.5212 | 4.8794 | 5.7908 | 5.3596 | 5.6836 | 4.9516 | 5.3338 | 6.6362 | 7.5271 | 7.3604 | 6.1592 | 6.5058 | 6.5417 | 5.5144 | 5.5615 | 4.8511 | 4.8676 | 4.6725 | 5.5607 | 6.1003 | 6.2418 | 5.459 | 4.4982
Program Specific1-in-2Size: Over 200kWSouth of Lugo2024July Monthly Peak | Program Specific | 1-in-2 | Size: Over 200kW | South of Lugo | 2024 | July Monthly Peak | 7 | 119.4288 | 114.4224 | 110.6341 | 111.7358 | 120.2338 | 141.6778 | 166.8053 | 188.4431 | 204.6547 | 217.4224 | 227.967 | 228.8216 | 224.899 | 226.7222 | 224.1884 | 217.8795 | 208.9298 | 197.578 | 178.9627 | 169.9634 | 163.8859 | 152.3752 | 138.5789 | 129.4011 | -0.77613 | -0.062507 | -0.17138 | -0.72437 | -2.4029 | -2.0946 | -1.6423 | -1.1083 | -0.67219 | 0.51573 | 1.0936 | 1.0929 | 2.554 | 3.2205 | 7.7601 | 6.9262 | 6.7448 | 5.9714 | 3.6959 | 2.5279 | 2.1745 | 2.0222 | 0.94294 | 0.48619 | 69.5962 | 68.8608 | 68.5527 | 68.4381 | 68.0143 | 67.1614 | 67.0851 | 68.0314 | 70.7341 | 73.3983 | 76.0196 | 79.4256 | 80.9244 | 81.3919 | 82.2106 | 82.4131 | 83.145 | 83.3831 | 83.7975 | 82.2812 | 79.0713 | 74.8733 | 72.3861 | 71.5011 | 4.7697 | 4.5172 | 4.876 | 5.8272 | 5.4062 | 5.8169 | 5.0908 | 5.4616 | 6.8251 | 7.678 | 7.4937 | 6.2789 | 6.6773 | 6.7189 | 5.6518 | 5.6994 | 4.9944 | 4.986 | 4.7483 | 5.5832 | 6.0967 | 6.2322 | 5.4676 | 4.5281
Program Specific1-in-2Size: Over 200kWSouth of Lugo2024August Monthly Peak | Program Specific | 1-in-2 | Size: Over 200kW | South of Lugo | 2024 | August Monthly Peak | 8 | 124.1355 | 119.3692 | 115.2875 | 116.4592 | 124.2148 | 148.2516 | 174.8297 | 195.0372 | 211.9816 | 226.0241 | 237.7036 | 239.6504 | 235.3806 | 237.327 | 235.0959 | 227.9013 | 218.5082 | 206.803 | 186.6267 | 179.0211 | 170.9051 | 159.5077 | 144.6736 | 134.4911 | -0.85775 | -0.08769 | -0.25515 | -0.63224 | -2.295 | -2.3246 | -1.8933 | -1.5162 | -0.69572 | 0.52832 | 1.1335 | 0.684 | 2.0803 | 2.8581 | 7.4373 | 6.5934 | 6.4547 | 5.678 | 3.3144 | 1.9367 | 1.8746 | 1.9559 | 0.89373 | 0.52459 | 70.2711 | 68.8192 | 68.2746 | 68.5935 | 68.5448 | 67.7027 | 67.486 | 67.4838 | 69.3112 | 73.5675 | 77.9981 | 82.4969 | 84.8881 | 85.5381 | 85.7981 | 85.8087 | 87.2431 | 88.4294 | 87.59 | 82.5681 | 76.8792 | 74.1733 | 72.8661 | 71.6173 | 4.9435 | 4.6989 | 5.0665 | 6.0561 | 5.5692 | 6.0694 | 5.3204 | 5.6365 | 7.0492 | 7.9589 | 7.7913 | 6.5572 | 6.9684 | 7.013 | 5.9098 | 5.9444 | 5.2084 | 5.2038 | 4.9374 | 5.8639 | 6.3395 | 6.5052 | 5.6917 | 4.6927
Program Specific1-in-2Size: Over 200kWSouth of Lugo2024September Monthly Peak | Program Specific | 1-in-2 | Size: Over 200kW | South of Lugo | 2024 | September Monthly Peak | 9 | 120.8289 | 116.3828 | 112.6779 | 113.7062 | 120.8007 | 145.672 | 174.0519 | 195.1487 | 214.9217 | 230.0925 | 241.9507 | 244.1587 | 241.2435 | 242.9638 | 238.5411 | 229.5277 | 217.8574 | 205.6085 | 186.2921 | 181.7686 | 171.0468 | 157.8403 | 141.5485 | 130.9861 | -0.85349 | -0.093695 | -0.27736 | -0.57246 | -2.1636 | -2.333 | -1.9489 | -1.6552 | -0.70516 | 0.53485 | 1.1511 | 0.5213 | 1.9049 | 2.7295 | 7.2804 | 6.3951 | 6.2119 | 5.4324 | 3.1069 | 1.6907 | 1.729 | 1.8759 | 0.84124 | 0.51795 | 70.1272 | 69.4421 | 68.9259 | 68.5419 | 67.9782 | 67.6254 | 67.3909 | 67.3399 | 69.0684 | 73.1212 | 77.1831 | 82.0113 | 85.9031 | 87.7187 | 88.4081 | 88.8825 | 89.2944 | 87.9938 | 87.29 | 84.9575 | 81.175 | 77.9473 | 76.0504 | 75.1719 | 4.8122 | 4.5817 | 4.9522 | 5.9134 | 5.4166 | 5.9643 | 5.2971 | 5.6402 | 7.1475 | 8.1028 | 7.9312 | 6.6811 | 7.1426 | 7.1802 | 5.9969 | 5.9873 | 5.1933 | 5.1742 | 4.929 | 5.9544 | 6.3453 | 6.4378 | 5.5692 | 4.5708
Program Specific1-in-2Size: Over 200kWSouth of Lugo2024October Monthly Peak | Program Specific | 1-in-2 | Size: Over 200kW | South of Lugo | 2024 | October Monthly Peak | 10 | 114.4115 | 111.5139 | 107.2825 | 107.7058 | 114.1701 | 133.6776 | 160.1917 | 178.5371 | 193.07 | 208.5303 | 220.6755 | 224.6556 | 223.701 | 225.5383 | 222.7958 | 212.4807 | 201.6256 | 188.9671 | 178.0967 | 169.9788 | 160.4236 | 148.523 | 133.2245 | 122.3402 | -0.59894 | 0.0036349 | 0.052807 | -1.0472 | -2.8116 | -1.6084 | -1.093 | -0.011567 | -0.63564 | 0.51679 | 1.0781 | 2.4003 | 4.2719 | 4.7022 | 9.7521 | 8.6212 | 8.2089 | 7.3181 | 5.2612 | 4.6467 | 3.2625 | 2.4316 | 1.1632 | 0.40574 | 64.2318 | 63.9378 | 63.7186 | 62.4885 | 61.8845 | 61.2489 | 60.6774 | 60.7531 | 61.6092 | 64.6975 | 68.7845 | 74.3456 | 80.4075 | 83.595 | 82.4506 | 81.9206 | 82.2594 | 81.2925 | 78.4805 | 74.2435 | 71.8934 | 70.3001 | 68.6211 | 66.9726 | 4.7354 | 4.5623 | 4.9 | 5.8211 | 5.3201 | 5.6879 | 5.0666 | 5.3625 | 6.6727 | 7.6316 | 7.5176 | 6.3886 | 6.883 | 6.9267 | 5.8208 | 5.7601 | 4.9949 | 4.942 | 4.897 | 5.7866 | 6.1847 | 6.2954 | 5.4473 | 4.4366
Program Specific1-in-2Size: Over 200kWSouth of Lugo2024November Monthly Peak | Program Specific | 1-in-2 | Size: Over 200kW | South of Lugo | 2024 | November Monthly Peak | 11 | 106.1829 | 102.1972 | 98.5546 | 99.6406 | 105.3518 | 121.2239 | 143.8157 | 161.3764 | 174.945 | 188.0296 | 196.3542 | 198.5051 | 196.1498 | 196.8911 | 192.5923 | 182.9365 | 175.4534 | 171.966 | 161.0569 | 154.1862 | 146.6634 | 135.299 | 122.0401 | 112.5483 | -0.55586 | 0.0033312 | 0.048511 | -0.96879 | -2.5945 | -1.4585 | -0.98123 | -0.010455 | -0.57597 | 0.46598 | 0.95932 | 2.1209 | 3.7457 | 4.1049 | 8.4301 | 7.4225 | 7.1433 | 6.6597 | 4.7578 | 4.215 | 2.9826 | 2.2151 | 1.0655 | 0.37327 | 59.415 | 58.4442 | 57.6654 | 56.8749 | 55.6888 | 54.5605 | 54.2099 | 54.7634 | 57.0803 | 60.0291 | 64.6271 | 68.9604 | 72.1861 | 74.0539 | 75.4382 | 74.7962 | 72.523 | 69.6592 | 67.3538 | 66.3248 | 65.2132 | 65.0301 | 64.4504 | 64.7662 | 4.3948 | 4.1811 | 4.5014 | 5.3852 | 4.9092 | 5.158 | 4.5486 | 4.8471 | 6.0463 | 6.8813 | 6.6891 | 5.645 | 6.0353 | 6.0469 | 5.0317 | 4.9592 | 4.3466 | 4.4974 | 4.4284 | 5.249 | 5.6542 | 5.7348 | 4.99 | 4.0815
Program Specific1-in-2Size: Over 200kWSouth of Lugo2024December Monthly Peak | Program Specific | 1-in-2 | Size: Over 200kW | South of Lugo | 2024 | December Monthly Peak | 12 | 99.5223 | 96.6139 | 93.0118 | 93.351 | 97.6722 | 112.9419 | 136.5989 | 151.8178 | 162.8421 | 171.8325 | 174.3789 | 175.0014 | 171.8124 | 171.5569 | 168.6925 | 161.6335 | 157.8136 | 158.2815 | 149.8943 | 144.1322 | 136.9951 | 127.3997 | 114.8458 | 105.3928 | -0.52099 | 0.0031492 | 0.045783 | -0.90763 | -2.4053 | -1.3589 | -0.93199 | -0.0098361 | -0.53612 | 0.42584 | 0.85196 | 1.8698 | 3.281 | 3.5767 | 7.384 | 6.5581 | 6.4251 | 6.1298 | 4.4281 | 3.9402 | 2.786 | 2.0858 | 1.0027 | 0.34954 | 52.4224 | 51.1454 | 50.2189 | 49.4252 | 48.9362 | 47.8959 | 48.1868 | 48.4109 | 48.9121 | 52.5144 | 57.0121 | 59.9924 | 61.6777 | 62.9196 | 63.4085 | 63.7417 | 62.9693 | 60.7708 | 58.7144 | 57.0608 | 55.2968 | 53.1511 | 51.2054 | 49.8831 | 4.1191 | 3.9527 | 4.2482 | 5.0453 | 4.5513 | 4.8056 | 4.3204 | 4.56 | 5.628 | 6.2885 | 5.9404 | 4.9766 | 5.2865 | 5.2688 | 4.4073 | 4.3817 | 3.9096 | 4.1395 | 4.1215 | 4.9067 | 5.2815 | 5.4 | 4.6959 | 3.822
Program Specific1-in-2Size: Over 200kWSouth of Lugo2024Typical Event Day | Program Specific | 1-in-2 | Size: Over 200kW | South of Lugo | 2024 | Typical Event Day | 8 | 123.3138 | 118.544 | 114.4189 | 115.3954 | 122.9992 | 146.7093 | 172.8856 | 192.5149 | 208.143 | 220.9902 | 231.8119 | 233.6024 | 229.3126 | 231.2338 | 229.3711 | 222.6019 | 213.6625 | 202.5295 | 183.3968 | 176.4378 | 168.84 | 157.8108 | 142.962 | 132.9781 | -0.78059 | -0.055605 | -0.14609 | -0.79797 | -2.5344 | -2.1152 | -1.6325 | -0.98292 | -0.68386 | 0.52732 | 1.1148 | 1.2998 | 2.8409 | 3.4895 | 8.2197 | 7.3372 | 7.1379 | 6.3508 | 4.0049 | 2.9175 | 2.3994 | 2.1596 | 1.0095 | 0.49181 | 68.1806 | 67.4404 | 66.9875 | 66.7868 | 66.4783 | 65.8461 | 65.6027 | 65.9608 | 68.0451 | 71.9132 | 75.7651 | 79.8705 | 81.9591 | 82.6753 | 83.4816 | 83.6959 | 84.7 | 84.7612 | 84.45 | 81.3263 | 77.0773 | 73.6023 | 71.7803 | 70.7233 | 4.9371 | 4.6914 | 5.0552 | 6.0329 | 5.5442 | 6.0384 | 5.2894 | 5.5934 | 6.9586 | 7.8233 | 7.6389 | 6.426 | 6.8251 | 6.8695 | 5.7967 | 5.8373 | 5.1202 | 5.1236 | 4.8779 | 5.8102 | 6.2965 | 6.4705 | 5.6545 | 4.6648
Program Specific1-in-2Size: Over 200kWSouth of Lugo2025January Monthly Peak | Program Specific | 1-in-2 | Size: Over 200kW | South of Lugo | 2025 | January Monthly Peak | 1 | 97.386 | 94.9761 | 92.3581 | 92.0515 | 97.3265 | 112.1918 | 136.6794 | 152.0517 | 161.5005 | 168.4776 | 168.9823 | 168.9128 | 164.7566 | 165.198 | 161.7325 | 155.0975 | 149.3077 | 150.7159 | 144.4126 | 140.2055 | 132.6105 | 124.6891 | 114.0782 | 105.2877 | -0.50981 | 0.0030958 | 0.045461 | -0.895 | -2.3968 | -1.3498 | -0.93254 | -0.0098512 | -0.5317 | 0.41753 | 0.82559 | 1.8047 | 3.1462 | 3.4442 | 7.0793 | 6.293 | 6.0788 | 5.8368 | 4.2661 | 3.8328 | 2.6969 | 2.0414 | 0.99602 | 0.34919 | 48.2571 | 47.2561 | 46.0388 | 45.5447 | 45.365 | 45.7023 | 45.448 | 45.6186 | 46.5448 | 48.6425 | 52.4297 | 55.3131 | 56.9851 | 58.2517 | 58.6508 | 58.7574 | 58.625 | 57.04 | 55.5201 | 54.0458 | 53.2112 | 52.0369 | 51.0729 | 49.6362 | 4.0307 | 3.8857 | 4.2184 | 4.975 | 4.5352 | 4.7737 | 4.3229 | 4.567 | 5.5816 | 6.1657 | 5.7566 | 4.8034 | 5.0694 | 5.0735 | 4.2254 | 4.2045 | 3.6988 | 3.9416 | 3.9708 | 4.773 | 5.1124 | 5.2851 | 4.6645 | 3.8182
Program Specific1-in-2Size: Over 200kWSouth of Lugo2025February Monthly Peak | Program Specific | 1-in-2 | Size: Over 200kW | South of Lugo | 2025 | February Monthly Peak | 2 | 100.8649 | 98.0911 | 94.5218 | 95.0485 | 99.87 | 115.6073 | 139.4258 | 154.6516 | 165.4931 | 173.3518 | 176.0184 | 178.6541 | 176.3228 | 177.4884 | 174.9706 | 167.6704 | 160.5977 | 158.052 | 152.03 | 146.1715 | 138.0909 | 128.1537 | 117.0678 | 109.1568 | -0.52802 | 0.0031974 | 0.046526 | -0.92414 | -2.4595 | -1.3909 | -0.95128 | -0.01002 | -0.54485 | 0.42961 | 0.85997 | 1.9088 | 3.3671 | 3.7004 | 7.6588 | 6.8031 | 6.5385 | 6.1209 | 4.4912 | 3.9959 | 2.8083 | 2.0981 | 1.0221 | 0.36202 | 51.5801 | 51.2908 | 51.0151 | 50.7492 | 50.4263 | 50.0006 | 49.7455 | 49.7201 | 50.4744 | 52.5863 | 54.3533 | 56.0894 | 56.6731 | 56.7465 | 56.7179 | 55.6321 | 55.5324 | 55.2548 | 53.8643 | 52.8989 | 52.0733 | 51.8533 | 50.6041 | 49.1464 | 4.1747 | 4.0131 | 4.3172 | 5.137 | 4.6537 | 4.919 | 4.4098 | 4.6451 | 5.7196 | 6.3441 | 5.9963 | 5.0805 | 5.4252 | 5.451 | 4.5713 | 4.5453 | 3.9785 | 4.1335 | 4.1802 | 4.9761 | 5.3237 | 5.432 | 4.7867 | 3.9585
Program Specific1-in-2Size: Over 200kWSouth of Lugo2025March Monthly Peak | Program Specific | 1-in-2 | Size: Over 200kW | South of Lugo | 2025 | March Monthly Peak | 3 | 104.3869 | 100.1425 | 95.9473 | 95.6281 | 100.52 | 116.8528 | 141.7899 | 158.1403 | 168.8562 | 177.8105 | 180.6721 | 182.7051 | 179.7799 | 181.3503 | 180.3171 | 173.8831 | 167.1507 | 161.9796 | 155.0968 | 152.742 | 144.0299 | 134.2806 | 121.6937 | 112.4901 | -0.54646 | 0.0032642 | 0.047228 | -0.92977 | -2.4755 | -1.4059 | -0.96741 | -0.010246 | -0.55592 | 0.44066 | 0.88271 | 1.9521 | 3.4331 | 3.7809 | 7.8928 | 7.0552 | 6.8053 | 6.273 | 4.5818 | 4.1755 | 2.9291 | 2.1984 | 1.0625 | 0.37307 | 51.7793 | 50.5458 | 49.2185 | 48.6657 | 48.4079 | 47.8269 | 47.6394 | 48.0757 | 50.5867 | 52.7016 | 55.0276 | 57.2016 | 58.0999 | 59.1236 | 59.1543 | 59.8265 | 59.4334 | 58.1963 | 56.5906 | 54.8978 | 54.1611 | 53.2276 | 52.1777 | 51.0805 | 4.3205 | 4.0971 | 4.3823 | 5.1683 | 4.684 | 4.972 | 4.4846 | 4.7499 | 5.8359 | 6.5073 | 6.1548 | 5.1957 | 5.5316 | 5.5696 | 4.711 | 4.7138 | 4.1409 | 4.2362 | 4.2646 | 5.1998 | 5.5527 | 5.6917 | 4.9759 | 4.0794
Program Specific1-in-2Size: Over 200kWSouth of Lugo2025April Monthly Peak | Program Specific | 1-in-2 | Size: Over 200kW | South of Lugo | 2025 | April Monthly Peak | 4 | 110.4648 | 106.2857 | 102.1362 | 101.7256 | 108.4791 | 125.6763 | 149.891 | 167.5789 | 181.8216 | 194.1988 | 203.6861 | 207.8987 | 206.2598 | 208.2855 | 206.0885 | 198.859 | 189.6378 | 179.421 | 165.7609 | 162.0658 | 155.096 | 143.8635 | 129.9892 | 120.1147 | -0.57828 | 0.0034645 | 0.050274 | -0.98906 | -2.6715 | -1.5121 | -1.0227 | -0.010857 | -0.59861 | 0.48127 | 0.99515 | 2.2212 | 3.9388 | 4.3425 | 9.0208 | 8.0685 | 7.7208 | 6.9484 | 4.8968 | 4.4304 | 3.1541 | 2.3553 | 1.1349 | 0.39836 | 62.0216 | 61.5627 | 60.792 | 59.6741 | 58.844 | 58.051 | 57.5628 | 57.7686 | 59.4381 | 62.7784 | 65.7757 | 69.0286 | 71.6383 | 73.6379 | 74.2912 | 74.1973 | 74.4516 | 73.5097 | 72.6029 | 70.6896 | 67.1717 | 65.5143 | 63.9007 | 61.7803 | 4.572 | 4.3484 | 4.665 | 5.4979 | 5.0549 | 5.3474 | 4.7408 | 5.0334 | 6.284 | 7.1071 | 6.9388 | 5.9121 | 6.3464 | 6.3968 | 5.3843 | 5.3908 | 4.698 | 4.6923 | 4.5578 | 5.5172 | 5.9793 | 6.0979 | 5.315 | 4.3559
Program Specific1-in-2Size: Over 200kWSouth of Lugo2025May Monthly Peak | Program Specific | 1-in-2 | Size: Over 200kW | South of Lugo | 2025 | May Monthly Peak | 5 | 108.8857 | 104.5268 | 100.8496 | 100.7246 | 107.6541 | 125.2932 | 148.4724 | 168.608 | 181.9897 | 193.0474 | 201.7076 | 204.1927 | 201.2101 | 202.6185 | 200.377 | 192.8347 | 183.5303 | 174.9689 | 162.0174 | 156.967 | 152.7095 | 141.8669 | 128.1082 | 118.5718 | -0.57001 | 0.0034071 | 0.049641 | -0.97933 | -2.6511 | -1.5075 | -1.013 | -0.010924 | -0.59916 | 0.47842 | 0.98548 | 2.1816 | 3.8424 | 4.2243 | 8.7708 | 7.8241 | 7.4722 | 6.776 | 4.7862 | 4.291 | 3.1056 | 2.3226 | 1.1185 | 0.39324 | 59.0627 | 59.1477 | 59.1541 | 58.5289 | 57.992 | 58.0056 | 58.3308 | 58.9475 | 59.7166 | 61.5097 | 64.5488 | 67.5143 | 70.1001 | 71.0603 | 70.7938 | 71.6764 | 71.8108 | 70.6849 | 68.7442 | 66.037 | 63.1118 | 60.7754 | 60.2656 | 59.9074 | 4.5067 | 4.2764 | 4.6062 | 5.4438 | 5.0164 | 5.3311 | 4.6959 | 5.0643 | 6.2898 | 7.0649 | 6.8714 | 5.8067 | 6.191 | 6.2227 | 5.235 | 5.2275 | 4.5467 | 4.5759 | 4.4549 | 5.3437 | 5.8873 | 6.0132 | 5.2381 | 4.2999
Program Specific1-in-2Size: Over 200kWSouth of Lugo2025June Monthly Peak | Program Specific | 1-in-2 | Size: Over 200kW | South of Lugo | 2025 | June Monthly Peak | 6 | 115.1442 | 110.5097 | 106.8299 | 107.1459 | 115.0179 | 133.577 | 156.5551 | 177.5821 | 192.0149 | 205.6759 | 216.0621 | 216.5886 | 211.4426 | 213.0053 | 211.0708 | 205.154 | 195.8206 | 186.123 | 169.9332 | 163.3423 | 158.2351 | 147.2599 | 133.5101 | 124.0395 | -0.60277 | 0.0036022 | 0.052585 | -1.0418 | -2.8325 | -1.6071 | -1.0682 | -0.011505 | -0.63216 | 0.50971 | 1.0556 | 2.3141 | 4.0378 | 4.4409 | 9.2389 | 8.3239 | 7.9725 | 7.208 | 5.02 | 4.4653 | 3.218 | 2.4109 | 1.1657 | 0.41138 | 62.728 | 62.6395 | 62.1966 | 61.5739 | 61.3757 | 60.8948 | 60.4487 | 60.9882 | 63.0666 | 67.5658 | 71.8598 | 75.5484 | 76.1207 | 76.0524 | 77.5097 | 77.6793 | 79.1175 | 79.2387 | 79.1225 | 75.4981 | 71.1836 | 67.4153 | 65.8187 | 64.6027 | 4.7657 | 4.5212 | 4.8794 | 5.7908 | 5.3596 | 5.6836 | 4.9516 | 5.3338 | 6.6362 | 7.5271 | 7.3604 | 6.1592 | 6.5058 | 6.5417 | 5.5144 | 5.5615 | 4.8511 | 4.8676 | 4.6725 | 5.5607 | 6.1003 | 6.2418 | 5.459 | 4.4982
Program Specific1-in-2Size: Over 200kWSouth of Lugo2025July Monthly Peak | Program Specific | 1-in-2 | Size: Over 200kW | South of Lugo | 2025 | July Monthly Peak | 7 | 119.4288 | 114.4223 | 110.6341 | 111.7358 | 120.2338 | 141.6778 | 166.8053 | 188.4431 | 204.6547 | 217.4224 | 227.967 | 228.8216 | 224.8989 | 226.7222 | 224.1884 | 217.8796 | 208.9299 | 197.578 | 178.9627 | 169.9634 | 163.8859 | 152.3753 | 138.5789 | 129.4011 | -0.77613 | -0.062507 | -0.17138 | -0.72437 | -2.4029 | -2.0946 | -1.6423 | -1.1083 | -0.67219 | 0.51573 | 1.0936 | 1.0929 | 2.554 | 3.2205 | 7.7601 | 6.9262 | 6.7448 | 5.9714 | 3.6959 | 2.5279 | 2.1745 | 2.0222 | 0.94294 | 0.48619 | 69.5962 | 68.8608 | 68.5528 | 68.4381 | 68.0143 | 67.1614 | 67.0851 | 68.0314 | 70.7341 | 73.3983 | 76.0196 | 79.4256 | 80.9244 | 81.3919 | 82.2106 | 82.4131 | 83.145 | 83.3831 | 83.7975 | 82.2812 | 79.0712 | 74.8733 | 72.3861 | 71.5011 | 4.7697 | 4.5172 | 4.876 | 5.8272 | 5.4062 | 5.8169 | 5.0908 | 5.4616 | 6.8251 | 7.678 | 7.4937 | 6.2789 | 6.6773 | 6.7189 | 5.6518 | 5.6994 | 4.9944 | 4.986 | 4.7483 | 5.5832 | 6.0967 | 6.2322 | 5.4676 | 4.5281
Program Specific1-in-2Size: Over 200kWSouth of Lugo2025August Monthly Peak | Program Specific | 1-in-2 | Size: Over 200kW | South of Lugo | 2025 | August Monthly Peak | 8 | 124.1355 | 119.3692 | 115.2875 | 116.4592 | 124.2148 | 148.2516 | 174.8297 | 195.0372 | 211.9816 | 226.0241 | 237.7036 | 239.6504 | 235.3806 | 237.327 | 235.0959 | 227.9013 | 218.5082 | 206.803 | 186.6267 | 179.0211 | 170.9051 | 159.5076 | 144.6736 | 134.4911 | -0.85775 | -0.08769 | -0.25515 | -0.63224 | -2.295 | -2.3246 | -1.8933 | -1.5162 | -0.69572 | 0.52832 | 1.1335 | 0.684 | 2.0803 | 2.8581 | 7.4373 | 6.5934 | 6.4547 | 5.678 | 3.3144 | 1.9367 | 1.8746 | 1.9559 | 0.89373 | 0.52459 | 70.2711 | 68.8193 | 68.2746 | 68.5935 | 68.5448 | 67.7027 | 67.486 | 67.4838 | 69.3112 | 73.5675 | 77.9981 | 82.4969 | 84.8881 | 85.5381 | 85.7981 | 85.8088 | 87.2431 | 88.4294 | 87.59 | 82.5681 | 76.8792 | 74.1733 | 72.8661 | 71.6173 | 4.9435 | 4.6989 | 5.0665 | 6.0561 | 5.5692 | 6.0694 | 5.3204 | 5.6365 | 7.0492 | 7.9589 | 7.7913 | 6.5572 | 6.9684 | 7.013 | 5.9098 | 5.9444 | 5.2084 | 5.2038 | 4.9374 | 5.8639 | 6.3395 | 6.5052 | 5.6917 | 4.6927
Program Specific1-in-2Size: Over 200kWSouth of Lugo2025September Monthly Peak | Program Specific | 1-in-2 | Size: Over 200kW | South of Lugo | 2025 | September Monthly Peak | 9 | 120.8289 | 116.3828 | 112.6779 | 113.7062 | 120.8007 | 145.672 | 174.0519 | 195.1487 | 214.9217 | 230.0925 | 241.9507 | 244.1587 | 241.2435 | 242.9638 | 238.5411 | 229.5276 | 217.8574 | 205.6085 | 186.2921 | 181.7686 | 171.0468 | 157.8403 | 141.5485 | 130.9861 | -0.85349 | -0.093695 | -0.27736 | -0.57246 | -2.1636 | -2.333 | -1.9489 | -1.6552 | -0.70516 | 0.53485 | 1.1511 | 0.5213 | 1.9049 | 2.7295 | 7.2804 | 6.3951 | 6.2119 | 5.4324 | 3.1069 | 1.6907 | 1.729 | 1.8759 | 0.84124 | 0.51795 | 70.1272 | 69.4421 | 68.9259 | 68.5419 | 67.9783 | 67.6254 | 67.3909 | 67.3399 | 69.0684 | 73.1212 | 77.1831 | 82.0113 | 85.9031 | 87.7188 | 88.4081 | 88.8825 | 89.2944 | 87.9938 | 87.29 | 84.9575 | 81.175 | 77.9473 | 76.0504 | 75.1719 | 4.8122 | 4.5817 | 4.9522 | 5.9134 | 5.4166 | 5.9643 | 5.2971 | 5.6402 | 7.1475 | 8.1028 | 7.9312 | 6.6811 | 7.1426 | 7.1802 | 5.9969 | 5.9873 | 5.1933 | 5.1742 | 4.929 | 5.9544 | 6.3453 | 6.4378 | 5.5692 | 4.5708
Program Specific1-in-2Size: Over 200kWSouth of Lugo2025October Monthly Peak | Program Specific | 1-in-2 | Size: Over 200kW | South of Lugo | 2025 | October Monthly Peak | 10 | 114.4115 | 111.5139 | 107.2825 | 107.7058 | 114.1701 | 133.6776 | 160.1917 | 178.5371 | 193.07 | 208.5303 | 220.6755 | 224.6556 | 223.701 | 225.5383 | 222.7958 | 212.4807 | 201.6256 | 188.9671 | 178.0967 | 169.9788 | 160.4236 | 148.523 | 133.2245 | 122.3402 | -0.59894 | 0.0036349 | 0.052807 | -1.0472 | -2.8116 | -1.6084 | -1.093 | -0.011567 | -0.63564 | 0.51679 | 1.0781 | 2.4003 | 4.2719 | 4.7022 | 9.7521 | 8.6212 | 8.2089 | 7.3181 | 5.2612 | 4.6467 | 3.2625 | 2.4316 | 1.1632 | 0.40574 | 64.2317 | 63.9378 | 63.7186 | 62.4885 | 61.8845 | 61.2489 | 60.6774 | 60.7531 | 61.6092 | 64.6975 | 68.7845 | 74.3456 | 80.4075 | 83.595 | 82.4506 | 81.9206 | 82.2594 | 81.2925 | 78.4805 | 74.2435 | 71.8934 | 70.3001 | 68.6211 | 66.9726 | 4.7354 | 4.5623 | 4.9 | 5.8211 | 5.3201 | 5.6879 | 5.0666 | 5.3625 | 6.6727 | 7.6316 | 7.5176 | 6.3886 | 6.883 | 6.9267 | 5.8208 | 5.7601 | 4.9949 | 4.942 | 4.897 | 5.7866 | 6.1847 | 6.2954 | 5.4473 | 4.4366
Program Specific1-in-2Size: Over 200kWSouth of Lugo2025November Monthly Peak | Program Specific | 1-in-2 | Size: Over 200kW | South of Lugo | 2025 | November Monthly Peak | 11 | 106.1829 | 102.1972 | 98.5546 | 99.6406 | 105.3518 | 121.2239 | 143.8157 | 161.3764 | 174.945 | 188.0296 | 196.3542 | 198.5051 | 196.1498 | 196.8911 | 192.5923 | 182.9365 | 175.4534 | 171.966 | 161.0569 | 154.1862 | 146.6634 | 135.299 | 122.0401 | 112.5483 | -0.55586 | 0.0033312 | 0.048511 | -0.96879 | -2.5944 | -1.4585 | -0.98123 | -0.010455 | -0.57597 | 0.46598 | 0.95932 | 2.1209 | 3.7457 | 4.1049 | 8.4301 | 7.4225 | 7.1433 | 6.6597 | 4.7578 | 4.215 | 2.9826 | 2.2151 | 1.0655 | 0.37327 | 59.415 | 58.4442 | 57.6654 | 56.8749 | 55.6888 | 54.5605 | 54.2099 | 54.7634 | 57.0803 | 60.0291 | 64.6271 | 68.9604 | 72.1861 | 74.0539 | 75.4382 | 74.7962 | 72.523 | 69.6592 | 67.3538 | 66.3248 | 65.2132 | 65.0301 | 64.4504 | 64.7662 | 4.3948 | 4.1811 | 4.5014 | 5.3852 | 4.9092 | 5.158 | 4.5486 | 4.8471 | 6.0463 | 6.8813 | 6.6891 | 5.645 | 6.0353 | 6.0469 | 5.0317 | 4.9592 | 4.3466 | 4.4974 | 4.4284 | 5.249 | 5.6542 | 5.7348 | 4.99 | 4.0815
Program Specific1-in-2Size: Over 200kWSouth of Lugo2025December Monthly Peak | Program Specific | 1-in-2 | Size: Over 200kW | South of Lugo | 2025 | December Monthly Peak | 12 | 99.5223 | 96.6139 | 93.0118 | 93.351 | 97.6722 | 112.9419 | 136.5989 | 151.8178 | 162.8421 | 171.8325 | 174.3789 | 175.0014 | 171.8124 | 171.5569 | 168.6925 | 161.6335 | 157.8135 | 158.2815 | 149.8943 | 144.1323 | 136.995 | 127.3997 | 114.8458 | 105.3928 | -0.52099 | 0.0031492 | 0.045783 | -0.90763 | -2.4053 | -1.3589 | -0.93199 | -0.0098361 | -0.53612 | 0.42584 | 0.85196 | 1.8698 | 3.281 | 3.5767 | 7.384 | 6.5581 | 6.4251 | 6.1298 | 4.4281 | 3.9402 | 2.786 | 2.0858 | 1.0027 | 0.34954 | 52.4224 | 51.1454 | 50.2189 | 49.4252 | 48.9362 | 47.8959 | 48.1868 | 48.4109 | 48.9121 | 52.5144 | 57.0121 | 59.9924 | 61.6777 | 62.9196 | 63.4085 | 63.7418 | 62.9693 | 60.7708 | 58.7144 | 57.0608 | 55.2967 | 53.1511 | 51.2054 | 49.8831 | 4.1191 | 3.9527 | 4.2482 | 5.0453 | 4.5513 | 4.8056 | 4.3204 | 4.56 | 5.628 | 6.2885 | 5.9404 | 4.9766 | 5.2865 | 5.2688 | 4.4073 | 4.3817 | 3.9096 | 4.1395 | 4.1215 | 4.9067 | 5.2815 | 5.4 | 4.6959 | 3.822
Program Specific1-in-2Size: Over 200kWSouth of Lugo2025Typical Event Day | Program Specific | 1-in-2 | Size: Over 200kW | South of Lugo | 2025 | Typical Event Day | 8 | 123.3138 | 118.544 | 114.4189 | 115.3954 | 122.9992 | 146.7093 | 172.8856 | 192.5149 | 208.143 | 220.9902 | 231.8119 | 233.6024 | 229.3126 | 231.2338 | 229.3711 | 222.6019 | 213.6625 | 202.5295 | 183.3968 | 176.4378 | 168.84 | 157.8108 | 142.962 | 132.9781 | -0.78059 | -0.055605 | -0.14609 | -0.79797 | -2.5344 | -2.1152 | -1.6325 | -0.98292 | -0.68386 | 0.52732 | 1.1148 | 1.2998 | 2.8409 | 3.4895 | 8.2197 | 7.3372 | 7.1379 | 6.3508 | 4.0049 | 2.9175 | 2.3994 | 2.1596 | 1.0095 | 0.49181 | 68.1806 | 67.4404 | 66.9875 | 66.7868 | 66.4783 | 65.8461 | 65.6027 | 65.9608 | 68.0451 | 71.9132 | 75.7651 | 79.8705 | 81.9591 | 82.6753 | 83.4816 | 83.6959 | 84.7 | 84.7613 | 84.45 | 81.3262 | 77.0773 | 73.6023 | 71.7803 | 70.7233 | 4.9371 | 4.6914 | 5.0552 | 6.0329 | 5.5442 | 6.0384 | 5.2894 | 5.5934 | 6.9586 | 7.8233 | 7.6389 | 6.426 | 6.8251 | 6.8695 | 5.7967 | 5.8373 | 5.1202 | 5.1236 | 4.8779 | 5.8102 | 6.2965 | 6.4705 | 5.6545 | 4.6648
Program Specific1-in-2Size: Over 200kWSouth of Lugo2026January Monthly Peak | Program Specific | 1-in-2 | Size: Over 200kW | South of Lugo | 2026 | January Monthly Peak | 1 | 97.386 | 94.9761 | 92.3581 | 92.0515 | 97.3265 | 112.1918 | 136.6794 | 152.0517 | 161.5005 | 168.4775 | 168.9823 | 168.9128 | 164.7566 | 165.198 | 161.7325 | 155.0975 | 149.3077 | 150.7159 | 144.4126 | 140.2056 | 132.6105 | 124.6891 | 114.0782 | 105.2877 | -0.50981 | 0.0030958 | 0.045461 | -0.895 | -2.3968 | -1.3498 | -0.93254 | -0.0098512 | -0.5317 | 0.41753 | 0.82559 | 1.8047 | 3.1462 | 3.4442 | 7.0793 | 6.293 | 6.0788 | 5.8368 | 4.2661 | 3.8328 | 2.6969 | 2.0414 | 0.99602 | 0.34919 | 48.2571 | 47.2561 | 46.0388 | 45.5447 | 45.365 | 45.7023 | 45.448 | 45.6186 | 46.5448 | 48.6425 | 52.4297 | 55.3131 | 56.9851 | 58.2517 | 58.6508 | 58.7574 | 58.625 | 57.04 | 55.5201 | 54.0458 | 53.2112 | 52.0369 | 51.0729 | 49.6362 | 4.0307 | 3.8857 | 4.2184 | 4.975 | 4.5352 | 4.7737 | 4.3229 | 4.567 | 5.5816 | 6.1657 | 5.7566 | 4.8034 | 5.0694 | 5.0735 | 4.2254 | 4.2045 | 3.6988 | 3.9416 | 3.9708 | 4.773 | 5.1124 | 5.2851 | 4.6645 | 3.8182
Program Specific1-in-2Size: Over 200kWSouth of Lugo2026February Monthly Peak | Program Specific | 1-in-2 | Size: Over 200kW | South of Lugo | 2026 | February Monthly Peak | 2 | 100.8649 | 98.0911 | 94.5218 | 95.0485 | 99.87 | 115.6073 | 139.4258 | 154.6516 | 165.4931 | 173.3518 | 176.0184 | 178.6541 | 176.3228 | 177.4884 | 174.9706 | 167.6704 | 160.5977 | 158.052 | 152.03 | 146.1715 | 138.0909 | 128.1537 | 117.0678 | 109.1568 | -0.52802 | 0.0031974 | 0.046526 | -0.92414 | -2.4595 | -1.3909 | -0.95128 | -0.01002 | -0.54485 | 0.42961 | 0.85997 | 1.9088 | 3.3671 | 3.7004 | 7.6588 | 6.8031 | 6.5385 | 6.1209 | 4.4912 | 3.9959 | 2.8083 | 2.0981 | 1.0221 | 0.36202 | 51.5801 | 51.2908 | 51.0151 | 50.7493 | 50.4263 | 50.0006 | 49.7455 | 49.7201 | 50.4744 | 52.5863 | 54.3533 | 56.0894 | 56.6731 | 56.7465 | 56.7179 | 55.6321 | 55.5324 | 55.2548 | 53.8643 | 52.8989 | 52.0733 | 51.8533 | 50.6041 | 49.1464 | 4.1747 | 4.0131 | 4.3172 | 5.137 | 4.6537 | 4.919 | 4.4098 | 4.6451 | 5.7196 | 6.3441 | 5.9963 | 5.0805 | 5.4252 | 5.451 | 4.5713 | 4.5453 | 3.9785 | 4.1335 | 4.1802 | 4.9761 | 5.3237 | 5.432 | 4.7867 | 3.9585
Program Specific1-in-2Size: Over 200kWSouth of Lugo2026March Monthly Peak | Program Specific | 1-in-2 | Size: Over 200kW | South of Lugo | 2026 | March Monthly Peak | 3 | 104.3869 | 100.1425 | 95.9473 | 95.6281 | 100.52 | 116.8528 | 141.7899 | 158.1403 | 168.8562 | 177.8105 | 180.6721 | 182.7051 | 179.7799 | 181.3503 | 180.3171 | 173.8831 | 167.1507 | 161.9796 | 155.0968 | 152.742 | 144.0299 | 134.2806 | 121.6937 | 112.4901 | -0.54646 | 0.0032642 | 0.047228 | -0.92977 | -2.4755 | -1.4059 | -0.96741 | -0.010246 | -0.55592 | 0.44066 | 0.88271 | 1.9521 | 3.4331 | 3.7809 | 7.8928 | 7.0552 | 6.8053 | 6.273 | 4.5818 | 4.1755 | 2.9291 | 2.1984 | 1.0625 | 0.37307 | 51.7792 | 50.5458 | 49.2185 | 48.6657 | 48.4079 | 47.8269 | 47.6394 | 48.0757 | 50.5868 | 52.7016 | 55.0276 | 57.2016 | 58.0999 | 59.1236 | 59.1543 | 59.8265 | 59.4334 | 58.1963 | 56.5906 | 54.8978 | 54.1611 | 53.2276 | 52.1777 | 51.0805 | 4.3205 | 4.0971 | 4.3823 | 5.1683 | 4.684 | 4.972 | 4.4846 | 4.7499 | 5.8359 | 6.5073 | 6.1548 | 5.1957 | 5.5316 | 5.5696 | 4.711 | 4.7138 | 4.1409 | 4.2362 | 4.2646 | 5.1998 | 5.5527 | 5.6917 | 4.9759 | 4.0794
Program Specific1-in-2Size: Over 200kWSouth of Lugo2026April Monthly Peak | Program Specific | 1-in-2 | Size: Over 200kW | South of Lugo | 2026 | April Monthly Peak | 4 | 110.4648 | 106.2857 | 102.1362 | 101.7256 | 108.4791 | 125.6763 | 149.891 | 167.5789 | 181.8216 | 194.1988 | 203.6861 | 207.8987 | 206.2598 | 208.2855 | 206.0885 | 198.859 | 189.6378 | 179.421 | 165.7609 | 162.0658 | 155.096 | 143.8635 | 129.9892 | 120.1147 | -0.57828 | 0.0034645 | 0.050274 | -0.98906 | -2.6715 | -1.5121 | -1.0227 | -0.010857 | -0.59861 | 0.48127 | 0.99515 | 2.2212 | 3.9388 | 4.3425 | 9.0208 | 8.0685 | 7.7208 | 6.9484 | 4.8968 | 4.4304 | 3.1541 | 2.3553 | 1.1349 | 0.39836 | 62.0216 | 61.5627 | 60.792 | 59.6741 | 58.844 | 58.051 | 57.5628 | 57.7686 | 59.4381 | 62.7784 | 65.7757 | 69.0286 | 71.6383 | 73.6379 | 74.2913 | 74.1973 | 74.4516 | 73.5098 | 72.6029 | 70.6896 | 67.1717 | 65.5143 | 63.9007 | 61.7803 | 4.572 | 4.3484 | 4.665 | 5.4979 | 5.0549 | 5.3474 | 4.7408 | 5.0334 | 6.284 | 7.1071 | 6.9388 | 5.9121 | 6.3464 | 6.3968 | 5.3843 | 5.3908 | 4.698 | 4.6923 | 4.5578 | 5.5172 | 5.9793 | 6.0979 | 5.315 | 4.3559
Program Specific1-in-2Size: Over 200kWSouth of Lugo2026May Monthly Peak | Program Specific | 1-in-2 | Size: Over 200kW | South of Lugo | 2026 | May Monthly Peak | 5 | 108.8857 | 104.5268 | 100.8496 | 100.7246 | 107.6541 | 125.2932 | 148.4724 | 168.608 | 181.9897 | 193.0474 | 201.7076 | 204.1927 | 201.2101 | 202.6185 | 200.377 | 192.8347 | 183.5303 | 174.9689 | 162.0174 | 156.967 | 152.7095 | 141.8669 | 128.1082 | 118.5718 | -0.57001 | 0.0034071 | 0.049641 | -0.97933 | -2.6511 | -1.5075 | -1.013 | -0.010924 | -0.59916 | 0.47842 | 0.98548 | 2.1816 | 3.8424 | 4.2243 | 8.7708 | 7.8241 | 7.4722 | 6.776 | 4.7862 | 4.291 | 3.1056 | 2.3226 | 1.1185 | 0.39324 | 59.0627 | 59.1477 | 59.1541 | 58.5289 | 57.992 | 58.0056 | 58.3307 | 58.9475 | 59.7166 | 61.5097 | 64.5488 | 67.5143 | 70.1001 | 71.0603 | 70.7938 | 71.6764 | 71.8108 | 70.6849 | 68.7442 | 66.037 | 63.1117 | 60.7754 | 60.2656 | 59.9074 | 4.5067 | 4.2764 | 4.6062 | 5.4438 | 5.0164 | 5.3311 | 4.6959 | 5.0643 | 6.2898 | 7.0649 | 6.8714 | 5.8067 | 6.191 | 6.2227 | 5.235 | 5.2275 | 4.5467 | 4.5759 | 4.4549 | 5.3437 | 5.8873 | 6.0132 | 5.2381 | 4.2999
Program Specific1-in-2Size: Over 200kWSouth of Lugo2026June Monthly Peak | Program Specific | 1-in-2 | Size: Over 200kW | South of Lugo | 2026 | June Monthly Peak | 6 | 115.1442 | 110.5097 | 106.8299 | 107.1459 | 115.0179 | 133.577 | 156.5551 | 177.5821 | 192.0149 | 205.6759 | 216.0621 | 216.5886 | 211.4426 | 213.0053 | 211.0708 | 205.154 | 195.8206 | 186.123 | 169.9331 | 163.3423 | 158.235 | 147.2599 | 133.5101 | 124.0395 | -0.60277 | 0.0036022 | 0.052585 | -1.0418 | -2.8325 | -1.6071 | -1.0682 | -0.011505 | -0.63216 | 0.50971 | 1.0556 | 2.3141 | 4.0378 | 4.4409 | 9.2389 | 8.3239 | 7.9725 | 7.208 | 5.02 | 4.4653 | 3.218 | 2.4109 | 1.1657 | 0.41138 | 62.728 | 62.6395 | 62.1966 | 61.5739 | 61.3757 | 60.8948 | 60.4487 | 60.9883 | 63.0666 | 67.5658 | 71.8598 | 75.5484 | 76.1207 | 76.0524 | 77.5097 | 77.6793 | 79.1175 | 79.2388 | 79.1225 | 75.4981 | 71.1836 | 67.4153 | 65.8188 | 64.6027 | 4.7657 | 4.5212 | 4.8794 | 5.7908 | 5.3596 | 5.6836 | 4.9516 | 5.3338 | 6.6362 | 7.5271 | 7.3604 | 6.1592 | 6.5058 | 6.5417 | 5.5144 | 5.5615 | 4.8511 | 4.8676 | 4.6725 | 5.5607 | 6.1003 | 6.2418 | 5.459 | 4.4982
Program Specific1-in-2Size: Over 200kWSouth of Lugo2026July Monthly Peak | Program Specific | 1-in-2 | Size: Over 200kW | South of Lugo | 2026 | July Monthly Peak | 7 | 119.4288 | 114.4224 | 110.6341 | 111.7358 | 120.2338 | 141.6778 | 166.8053 | 188.4431 | 204.6547 | 217.4224 | 227.967 | 228.8216 | 224.899 | 226.7222 | 224.1884 | 217.8796 | 208.9299 | 197.578 | 178.9627 | 169.9634 | 163.8859 | 152.3752 | 138.5789 | 129.4011 | -0.77613 | -0.062507 | -0.17138 | -0.72437 | -2.4029 | -2.0946 | -1.6423 | -1.1083 | -0.67219 | 0.51573 | 1.0936 | 1.0929 | 2.554 | 3.2205 | 7.7601 | 6.9262 | 6.7448 | 5.9714 | 3.6959 | 2.5279 | 2.1745 | 2.0222 | 0.94294 | 0.48619 | 69.5963 | 68.8608 | 68.5527 | 68.4381 | 68.0143 | 67.1614 | 67.0851 | 68.0314 | 70.7341 | 73.3983 | 76.0196 | 79.4256 | 80.9244 | 81.3919 | 82.2106 | 82.4131 | 83.145 | 83.3831 | 83.7975 | 82.2812 | 79.0713 | 74.8733 | 72.3861 | 71.5011 | 4.7697 | 4.5172 | 4.876 | 5.8272 | 5.4062 | 5.8169 | 5.0908 | 5.4616 | 6.8251 | 7.678 | 7.4937 | 6.2789 | 6.6773 | 6.7189 | 5.6518 | 5.6994 | 4.9944 | 4.986 | 4.7483 | 5.5832 | 6.0967 | 6.2322 | 5.4676 | 4.5281
Program Specific1-in-2Size: Over 200kWSouth of Lugo2026August Monthly Peak | Program Specific | 1-in-2 | Size: Over 200kW | South of Lugo | 2026 | August Monthly Peak | 8 | 124.1355 | 119.3692 | 115.2875 | 116.4592 | 124.2148 | 148.2516 | 174.8297 | 195.0372 | 211.9816 | 226.0241 | 237.7036 | 239.6504 | 235.3806 | 237.327 | 235.0959 | 227.9013 | 218.5082 | 206.803 | 186.6267 | 179.0211 | 170.9051 | 159.5076 | 144.6736 | 134.4911 | -0.85775 | -0.08769 | -0.25515 | -0.63224 | -2.295 | -2.3246 | -1.8933 | -1.5162 | -0.69572 | 0.52832 | 1.1335 | 0.684 | 2.0803 | 2.8581 | 7.4373 | 6.5934 | 6.4547 | 5.678 | 3.3144 | 1.9367 | 1.8746 | 1.9559 | 0.89373 | 0.52459 | 70.2711 | 68.8192 | 68.2746 | 68.5935 | 68.5447 | 67.7027 | 67.486 | 67.4838 | 69.3112 | 73.5675 | 77.9981 | 82.4969 | 84.8881 | 85.5381 | 85.7981 | 85.8087 | 87.2431 | 88.4294 | 87.59 | 82.5681 | 76.8792 | 74.1733 | 72.8661 | 71.6173 | 4.9435 | 4.6989 | 5.0665 | 6.0561 | 5.5692 | 6.0694 | 5.3204 | 5.6365 | 7.0492 | 7.9589 | 7.7913 | 6.5572 | 6.9684 | 7.013 | 5.9098 | 5.9444 | 5.2084 | 5.2038 | 4.9374 | 5.8639 | 6.3395 | 6.5052 | 5.6917 | 4.6927
Program Specific1-in-2Size: Over 200kWSouth of Lugo2026September Monthly Peak | Program Specific | 1-in-2 | Size: Over 200kW | South of Lugo | 2026 | September Monthly Peak | 9 | 120.8289 | 116.3828 | 112.6779 | 113.7062 | 120.8007 | 145.672 | 174.0519 | 195.1487 | 214.9217 | 230.0925 | 241.9507 | 244.1587 | 241.2435 | 242.9637 | 238.5411 | 229.5277 | 217.8574 | 205.6085 | 186.2921 | 181.7686 | 171.0468 | 157.8403 | 141.5485 | 130.9861 | -0.85349 | -0.093695 | -0.27736 | -0.57246 | -2.1636 | -2.333 | -1.9489 | -1.6552 | -0.70516 | 0.53485 | 1.1511 | 0.5213 | 1.9049 | 2.7295 | 7.2804 | 6.3951 | 6.2119 | 5.4324 | 3.1069 | 1.6907 | 1.729 | 1.8759 | 0.84124 | 0.51795 | 70.1272 | 69.4421 | 68.9259 | 68.5419 | 67.9782 | 67.6254 | 67.3909 | 67.3399 | 69.0684 | 73.1213 | 77.1831 | 82.0112 | 85.9031 | 87.7188 | 88.4081 | 88.8825 | 89.2944 | 87.9937 | 87.29 | 84.9575 | 81.175 | 77.9473 | 76.0504 | 75.1719 | 4.8122 | 4.5818 | 4.9522 | 5.9134 | 5.4166 | 5.9643 | 5.2971 | 5.6402 | 7.1475 | 8.1028 | 7.9312 | 6.6811 | 7.1426 | 7.1802 | 5.9969 | 5.9873 | 5.1933 | 5.1742 | 4.929 | 5.9544 | 6.3453 | 6.4378 | 5.5692 | 4.5708
Program Specific1-in-2Size: Over 200kWSouth of Lugo2026October Monthly Peak | Program Specific | 1-in-2 | Size: Over 200kW | South of Lugo | 2026 | October Monthly Peak | 10 | 114.4115 | 111.5139 | 107.2825 | 107.7058 | 114.1701 | 133.6776 | 160.1917 | 178.5371 | 193.07 | 208.5303 | 220.6755 | 224.6556 | 223.701 | 225.5383 | 222.7958 | 212.4807 | 201.6256 | 188.9671 | 178.0967 | 169.9788 | 160.4236 | 148.523 | 133.2245 | 122.3402 | -0.59894 | 0.0036349 | 0.052807 | -1.0472 | -2.8116 | -1.6084 | -1.093 | -0.011567 | -0.63564 | 0.51679 | 1.0781 | 2.4003 | 4.2719 | 4.7022 | 9.7521 | 8.6212 | 8.2089 | 7.3181 | 5.2612 | 4.6467 | 3.2625 | 2.4316 | 1.1632 | 0.40574 | 64.2317 | 63.9378 | 63.7186 | 62.4885 | 61.8845 | 61.2489 | 60.6774 | 60.7531 | 61.6092 | 64.6975 | 68.7845 | 74.3456 | 80.4075 | 83.595 | 82.4506 | 81.9206 | 82.2594 | 81.2925 | 78.4805 | 74.2435 | 71.8934 | 70.3001 | 68.6211 | 66.9726 | 4.7354 | 4.5623 | 4.9 | 5.8211 | 5.3201 | 5.6879 | 5.0666 | 5.3625 | 6.6727 | 7.6316 | 7.5176 | 6.3886 | 6.883 | 6.9267 | 5.8208 | 5.7601 | 4.9949 | 4.942 | 4.897 | 5.7866 | 6.1847 | 6.2954 | 5.4473 | 4.4366
Program Specific1-in-2Size: Over 200kWSouth of Lugo2026November Monthly Peak | Program Specific | 1-in-2 | Size: Over 200kW | South of Lugo | 2026 | November Monthly Peak | 11 | 106.1829 | 102.1972 | 98.5546 | 99.6406 | 105.3518 | 121.2239 | 143.8157 | 161.3764 | 174.945 | 188.0296 | 196.3542 | 198.5051 | 196.1498 | 196.8911 | 192.5923 | 182.9365 | 175.4534 | 171.966 | 161.0569 | 154.1862 | 146.6634 | 135.299 | 122.0401 | 112.5483 | -0.55586 | 0.0033312 | 0.048511 | -0.96879 | -2.5944 | -1.4585 | -0.98123 | -0.010455 | -0.57597 | 0.46598 | 0.95932 | 2.1209 | 3.7457 | 4.1049 | 8.4301 | 7.4225 | 7.1433 | 6.6597 | 4.7578 | 4.215 | 2.9826 | 2.2151 | 1.0655 | 0.37327 | 59.415 | 58.4442 | 57.6654 | 56.8749 | 55.6888 | 54.5605 | 54.2099 | 54.7634 | 57.0803 | 60.0291 | 64.6271 | 68.9604 | 72.1861 | 74.0539 | 75.4382 | 74.7962 | 72.523 | 69.6592 | 67.3537 | 66.3248 | 65.2132 | 65.0301 | 64.4504 | 64.7662 | 4.3948 | 4.1811 | 4.5014 | 5.3852 | 4.9092 | 5.158 | 4.5486 | 4.8471 | 6.0463 | 6.8813 | 6.6891 | 5.645 | 6.0353 | 6.0469 | 5.0317 | 4.9592 | 4.3466 | 4.4974 | 4.4284 | 5.249 | 5.6542 | 5.7348 | 4.99 | 4.0815
Program Specific1-in-2Size: Over 200kWSouth of Lugo2026December Monthly Peak | Program Specific | 1-in-2 | Size: Over 200kW | South of Lugo | 2026 | December Monthly Peak | 12 | 99.5223 | 96.6139 | 93.0118 | 93.351 | 97.6722 | 112.9419 | 136.5989 | 151.8178 | 162.8421 | 171.8325 | 174.3789 | 175.0014 | 171.8124 | 171.5569 | 168.6925 | 161.6335 | 157.8136 | 158.2815 | 149.8943 | 144.1323 | 136.9951 | 127.3997 | 114.8458 | 105.3928 | -0.52099 | 0.0031492 | 0.045783 | -0.90763 | -2.4053 | -1.3589 | -0.93199 | -0.0098361 | -0.53612 | 0.42584 | 0.85196 | 1.8698 | 3.281 | 3.5767 | 7.384 | 6.5581 | 6.4251 | 6.1298 | 4.4281 | 3.9402 | 2.786 | 2.0858 | 1.0027 | 0.34954 | 52.4224 | 51.1454 | 50.2189 | 49.4252 | 48.9363 | 47.8959 | 48.1868 | 48.4109 | 48.9121 | 52.5144 | 57.0121 | 59.9924 | 61.6777 | 62.9196 | 63.4085 | 63.7418 | 62.9693 | 60.7707 | 58.7144 | 57.0608 | 55.2968 | 53.1511 | 51.2054 | 49.8831 | 4.1191 | 3.9527 | 4.2482 | 5.0453 | 4.5513 | 4.8056 | 4.3204 | 4.56 | 5.628 | 6.2885 | 5.9404 | 4.9766 | 5.2865 | 5.2688 | 4.4073 | 4.3817 | 3.9096 | 4.1395 | 4.1215 | 4.9067 | 5.2815 | 5.4 | 4.6959 | 3.822
Program Specific1-in-2Size: Over 200kWSouth of Lugo2026Typical Event Day | Program Specific | 1-in-2 | Size: Over 200kW | South of Lugo | 2026 | Typical Event Day | 8 | 123.3138 | 118.544 | 114.4189 | 115.3954 | 122.9992 | 146.7093 | 172.8856 | 192.5149 | 208.1431 | 220.9902 | 231.8119 | 233.6024 | 229.3126 | 231.2338 | 229.3711 | 222.6019 | 213.6625 | 202.5295 | 183.3968 | 176.4378 | 168.84 | 157.8108 | 142.962 | 132.9781 | -0.78059 | -0.055605 | -0.14609 | -0.79797 | -2.5344 | -2.1152 | -1.6325 | -0.98292 | -0.68386 | 0.52732 | 1.1148 | 1.2998 | 2.8409 | 3.4895 | 8.2197 | 7.3372 | 7.1379 | 6.3508 | 4.0049 | 2.9175 | 2.3994 | 2.1596 | 1.0095 | 0.49181 | 68.1806 | 67.4404 | 66.9875 | 66.7868 | 66.4783 | 65.8461 | 65.6027 | 65.9608 | 68.0451 | 71.9132 | 75.7651 | 79.8705 | 81.9591 | 82.6753 | 83.4816 | 83.6959 | 84.7 | 84.7613 | 84.45 | 81.3262 | 77.0773 | 73.6023 | 71.7803 | 70.7232 | 4.9371 | 4.6914 | 5.0552 | 6.0329 | 5.5442 | 6.0384 | 5.2894 | 5.5934 | 6.9586 | 7.8233 | 7.6389 | 6.426 | 6.8251 | 6.8695 | 5.7967 | 5.8373 | 5.1202 | 5.1236 | 4.8779 | 5.8102 | 6.2965 | 6.4705 | 5.6545 | 4.6648
Program Specific1-in-10Size: Over 200kWOther2015January Monthly Peak | Program Specific | 1-in-10 | Size: Over 200kW | Other | 2015 | January Monthly Peak | 1 | 124.128 | 120.5811 | 117.6638 | 118.1831 | 127.1767 | 149.2699 | 178.993 | 196.9628 | 206.7776 | 206.3382 | 206.5049 | 201.4508 | 192.841 | 191.7501 | 183.0379 | 174.6413 | 167.7536 | 166.2119 | 164.1853 | 157.9085 | 152.3381 | 147.1013 | 138.1401 | 132.151 | -0.72402 | -1.4149 | -0.88395 | -0.25613 | -0.16175 | -2.2094 | -0.9471 | -0.84286 | -0.71612 | -0.28425 | -0.14094 | 0.10082 | 0.13818 | 1.2665 | 7.9382 | 7.7649 | 6.1776 | 5.4267 | 0.11119 | -2.0197 | -2.4815 | -2.522 | -2.186 | -2.2542 | 41.7396 | 41.3924 | 40.7267 | 40.0555 | 39.5955 | 39.0295 | 38.5282 | 38.1029 | 38.5992 | 41.6252 | 44.7596 | 47.3976 | 49.1028 | 50.2745 | 51.1563 | 51.5149 | 51.2436 | 50.1841 | 48.3127 | 46.9622 | 45.7753 | 45.1536 | 44.4119 | 43.7264 | 2.8653 | 2.5406 | 2.8002 | 3.3543 | 4.3955 | 3.5442 | 3.4896 | 3.6753 | 3.9765 | 3.7222 | 3.5447 | 3.8484 | 3.8727 | 4.1826 | 4.4889 | 4.4328 | 4.4005 | 3.9501 | 3.3913 | 3.3554 | 2.9949 | 3.007 | 3.1551 | 3.0942
Program Specific1-in-10Size: Over 200kWOther2015February Monthly Peak | Program Specific | 1-in-10 | Size: Over 200kW | Other | 2015 | February Monthly Peak | 2 | 125.9159 | 122.5321 | 118.9523 | 119.217 | 126.9649 | 147.7156 | 176.3218 | 191.8324 | 200.6998 | 202.0345 | 205.6246 | 205.139 | 200.7525 | 203.0644 | 197.1586 | 186.4334 | 176.4949 | 171.2415 | 168.585 | 161.6371 | 155.9545 | 149.6817 | 140.1324 | 133.7003 | -0.73445 | -1.4378 | -0.89363 | -0.25837 | -0.16148 | -2.1864 | -0.93297 | -0.8209 | -0.69507 | -0.27832 | -0.14034 | 0.10266 | 0.14385 | 1.3412 | 8.5506 | 8.2892 | 6.4995 | 5.591 | 0.11417 | -2.0674 | -2.5405 | -2.5663 | -2.2176 | -2.2806 | 48.6985 | 48.2324 | 47.7572 | 47.2187 | 46.9484 | 46.4664 | 45.9003 | 45.9418 | 47.4113 | 50.8439 | 54.4624 | 57.4573 | 59.3174 | 60.2989 | 60.8403 | 61.0639 | 60.3123 | 59.3559 | 57.4099 | 55.3059 | 53.8232 | 52.5478 | 51.6519 | 50.393 | 2.9065 | 2.5817 | 2.8309 | 3.3836 | 4.3882 | 3.5073 | 3.4375 | 3.5796 | 3.8596 | 3.6446 | 3.5296 | 3.9189 | 4.0315 | 4.4294 | 4.8352 | 4.7321 | 4.6298 | 4.0696 | 3.4822 | 3.4347 | 3.066 | 3.0598 | 3.2006 | 3.1305
Program Specific1-in-10Size: Over 200kWOther2015March Monthly Peak | Program Specific | 1-in-10 | Size: Over 200kW | Other | 2015 | March Monthly Peak | 3 | 131.1522 | 127.6666 | 123.8491 | 123.066 | 129.9823 | 149.5425 | 178.7011 | 195.0441 | 203.3823 | 207.7327 | 215.4604 | 218.5138 | 217.5213 | 221.0196 | 216.1539 | 205.0337 | 192.4071 | 181.6101 | 176.0917 | 172.581 | 166.7938 | 158.6219 | 148.4606 | 141.423 | -0.76499 | -1.4981 | -0.93042 | -0.26672 | -0.16532 | -2.2135 | -0.94556 | -0.83465 | -0.70436 | -0.28617 | -0.14705 | 0.10935 | 0.15586 | 1.4598 | 9.3744 | 9.1162 | 7.0854 | 5.9295 | 0.11925 | -2.2074 | -2.717 | -2.7195 | -2.3494 | -2.4124 | 59.7919 | 58.6776 | 57.9738 | 57.2386 | 56.409 | 55.5281 | 54.7577 | 55.2841 | 58.7043 | 63.6626 | 68.8751 | 73.0034 | 75.7609 | 77.3619 | 78.1023 | 78.5526 | 77.9871 | 76.3027 | 73.5067 | 69.9896 | 66.8474 | 64.2355 | 62.2079 | 60.605 | 3.0274 | 2.6899 | 2.9474 | 3.4929 | 4.4925 | 3.5507 | 3.4839 | 3.6395 | 3.9112 | 3.7474 | 3.6984 | 4.1744 | 4.3683 | 4.821 | 5.3011 | 5.2043 | 5.0472 | 4.3161 | 3.6373 | 3.6672 | 3.2791 | 3.2425 | 3.3908 | 3.3113
Program Specific1-in-10Size: Over 200kWOther2015April Monthly Peak | Program Specific | 1-in-10 | Size: Over 200kW | Other | 2015 | April Monthly Peak | 4 | 135.255 | 131.543 | 127.7472 | 126.9422 | 134.5422 | 154.7847 | 181.194 | 200.5151 | 213.4797 | 221.6611 | 231.8093 | 234.9949 | 234.7979 | 237.9066 | 232.3605 | 220.0274 | 205.6498 | 191.2776 | 181.1143 | 178.3151 | 174.2215 | 165.5791 | 154.7818 | 147.7176 | -0.7531 | -1.0666 | -0.68961 | -0.42481 | -0.42869 | -1.5226 | -0.88237 | -1.275 | -0.95422 | -0.66477 | -1.0347 | -0.50333 | -0.26202 | 1.9132 | 10.0639 | 10.1686 | 8.4616 | 7.1234 | 1.6176 | -0.84865 | -1.4871 | -1.8682 | -2.0822 | -2.2786 | 69.4145 | 68.2991 | 66.8827 | 66.0582 | 65.1604 | 64.1178 | 63.4733 | 63.5078 | 66.6179 | 72.0741 | 77.3108 | 82.2921 | 85.5069 | 87.5139 | 88.5178 | 88.8738 | 88.4979 | 87.3991 | 85.3489 | 81.6086 | 77.1285 | 73.5847 | 71.1319 | 69.2612 | 2.9248 | 2.5964 | 2.8481 | 3.3752 | 4.3563 | 3.443 | 3.3093 | 3.5052 | 3.846 | 3.746 | 3.7277 | 4.2056 | 4.4173 | 4.8615 | 5.3385 | 5.232 | 5.0537 | 4.2586 | 3.5046 | 3.5496 | 3.2087 | 3.1709 | 3.3118 | 3.2402
Program Specific1-in-10Size: Over 200kWOther2015May Monthly Peak | Program Specific | 1-in-10 | Size: Over 200kW | Other | 2015 | May Monthly Peak | 5 | 134.9993 | 131.5971 | 128.2884 | 127.5569 | 135.705 | 156.3107 | 182.003 | 204.4658 | 218.7229 | 228.523 | 238.7103 | 241.6146 | 240.2094 | 242.5889 | 236.5949 | 223.3105 | 208.4571 | 192.7634 | 181.7086 | 176.6924 | 173.946 | 165.7399 | 155.4663 | 148.4866 | -0.74478 | -0.97501 | -0.64019 | -0.45589 | -0.48253 | -1.3879 | -0.87151 | -1.3822 | -1.0201 | -0.75685 | -1.2397 | -0.64071 | -0.353 | 2.0181 | 10.2447 | 10.3958 | 8.7509 | 7.3495 | 1.9124 | -0.56709 | -1.2245 | -1.6825 | -2.0202 | -2.2436 | 69.9182 | 68.6339 | 67.5305 | 66.4657 | 65.6135 | 64.7861 | 64.7122 | 64.9419 | 67.9875 | 73.5303 | 79.2065 | 83.4509 | 86.6797 | 88.7329 | 90.0818 | 90.4555 | 89.7685 | 88.9094 | 87.0935 | 84.5066 | 81.0826 | 77.2564 | 74.6217 | 72.2843 | 2.9089 | 2.5882 | 2.85 | 3.3795 | 4.3783 | 3.4645 | 3.3122 | 3.5616 | 3.9264 | 3.8482 | 3.825 | 4.3087 | 4.503 | 4.9396 | 5.4164 | 5.2911 | 5.1045 | 4.2764 | 3.5036 | 3.5048 | 3.1923 | 3.1627 | 3.3146 | 3.2454
Program Specific1-in-10Size: Over 200kWOther2015June Monthly Peak | Program Specific | 1-in-10 | Size: Over 200kW | Other | 2015 | June Monthly Peak | 6 | 140.3043 | 136.5049 | 133.1414 | 132.1919 | 140.1484 | 159.8467 | 184.4884 | 205.4458 | 218.3422 | 226.2868 | 236.0151 | 237.7965 | 233.1642 | 234.5203 | 228.2218 | 218.1157 | 205.7041 | 191.9993 | 184.0857 | 178.1676 | 176.7922 | 169.1535 | 158.1126 | 151.4057 | -0.77172 | -0.98044 | -0.64682 | -0.4822 | -0.51509 | -1.3697 | -0.87855 | -1.4155 | -1.0321 | -0.77237 | -1.2814 | -0.66985 | -0.36934 | 1.972 | 9.8813 | 10.1779 | 8.6909 | 7.3755 | 2.0323 | -0.48241 | -1.1589 | -1.6552 | -2.0312 | -2.2723 | 70.6003 | 69.3655 | 68.3878 | 67.3684 | 66.3717 | 65.3768 | 64.9893 | 66.1848 | 69.7442 | 74.5297 | 79.3474 | 83.375 | 85.9103 | 88.0108 | 89.182 | 89.5804 | 90.1215 | 89.2249 | 88.0128 | 86.0072 | 82.5891 | 78.6701 | 76.1983 | 74.188 | 3.0218 | 2.6835 | 2.9564 | 3.5007 | 4.5195 | 3.5413 | 3.3559 | 3.577 | 3.9178 | 3.8088 | 3.78 | 4.2386 | 4.3689 | 4.773 | 5.2223 | 5.1657 | 5.0347 | 4.2575 | 3.5478 | 3.5324 | 3.243 | 3.2263 | 3.3694 | 3.3077
Program Specific1-in-10Size: Over 200kWOther2015July Monthly Peak | Program Specific | 1-in-10 | Size: Over 200kW | Other | 2015 | July Monthly Peak | 7 | 142.4658 | 139.1095 | 136.3279 | 135.1183 | 143.6713 | 164.4037 | 190.0287 | 209.6547 | 221.1784 | 229.0235 | 237.7942 | 238.5203 | 233.3647 | 235.4596 | 229.3839 | 219.6828 | 207.7372 | 195.0184 | 186.179 | 181.2301 | 180.4204 | 172.5434 | 161.0346 | 153.5258 | -0.76898 | -0.80349 | -0.55049 | -0.55468 | -0.63474 | -1.0921 | -0.87386 | -1.6137 | -1.1319 | -0.92577 | -1.6399 | -0.91638 | -0.53555 | 2.1111 | 9.9265 | 10.4004 | 9.1249 | 7.8388 | 2.6516 | 0.073911 | -0.63994 | -1.296 | -1.9205 | -2.2069 | 73.0929 | 72.2864 | 71.431 | 70.7391 | 70.1582 | 69.5359 | 69.128 | 69.4986 | 72.2856 | 76.6306 | 81.207 | 84.4567 | 86.5238 | 88.243 | 89.6193 | 90.0996 | 90.4517 | 89.6007 | 87.7986 | 85.5978 | 82.5229 | 79.8129 | 77.9454 | 76.6509 | 3.0827 | 2.7475 | 3.0413 | 3.5949 | 4.6548 | 3.6592 | 3.4728 | 3.6673 | 3.9872 | 3.8729 | 3.8263 | 4.2714 | 4.3931 | 4.8145 | 5.2734 | 5.2271 | 5.1083 | 4.3446 | 3.6049 | 3.6099 | 3.325 | 3.3063 | 3.4477 | 3.3697
Program Specific1-in-10Size: Over 200kWOther2015August Monthly Peak | Program Specific | 1-in-10 | Size: Over 200kW | Other | 2015 | August Monthly Peak | 8 | 146.0515 | 142.3454 | 138.7497 | 138.4058 | 147.4082 | 169.2793 | 197.7156 | 219.6063 | 233.8647 | 243.0172 | 252.9276 | 254.9852 | 250.5623 | 253.1083 | 246.0842 | 233.3808 | 217.6263 | 201.8238 | 192.1736 | 187.434 | 184.6131 | 176.1421 | 164.9059 | 157.641 | -0.77883 | -0.69542 | -0.48822 | -0.60827 | -0.72056 | -0.91811 | -0.88874 | -1.8024 | -1.2546 | -1.0791 | -1.9791 | -1.1451 | -0.68779 | 2.3587 | 10.6457 | 11.1494 | 9.7903 | 8.34 | 3.1266 | 0.44616 | -0.30322 | -1.0695 | -1.8706 | -2.2028 | 74.573 | 73.8634 | 72.9388 | 72.2004 | 71.5406 | 70.9906 | 70.5582 | 70.5668 | 72.8832 | 77.2603 | 81.4406 | 85.3664 | 88.4426 | 90.7546 | 91.9702 | 91.9376 | 91.4894 | 90.3773 | 89.4055 | 87.1578 | 83.3616 | 80.3419 | 78.2899 | 76.4488 | 3.1906 | 2.8383 | 3.125 | 3.7176 | 4.8216 | 3.8038 | 3.6479 | 3.8782 | 4.2563 | 4.1488 | 4.1088 | 4.61 | 4.762 | 5.225 | 5.7116 | 5.6062 | 5.4027 | 4.5393 | 3.7566 | 3.7693 | 3.4349 | 3.4076 | 3.5644 | 3.4932
Program Specific1-in-10Size: Over 200kWOther2015September Monthly Peak | Program Specific | 1-in-10 | Size: Over 200kW | Other | 2015 | September Monthly Peak | 9 | 145.8322 | 142.9809 | 139.9075 | 139.8184 | 149.8852 | 171.9488 | 202.9183 | 227.0239 | 247.4113 | 260.4674 | 271.5906 | 273.569 | 267.5768 | 270.106 | 262.2531 | 246.7195 | 228.1017 | 209.9504 | 199.0513 | 195.3972 | 188.6738 | 180.1678 | 166.6491 | 159.0116 | -0.76013 | -0.46328 | -0.35806 | -0.68929 | -0.86288 | -0.54521 | -0.87331 | -2.0775 | -1.4403 | -1.3483 | -2.5912 | -1.5566 | -0.957 | 2.6932 | 11.3384 | 11.983 | 10.7087 | 9.1133 | 3.9841 | 1.1772 | 0.354 | -0.61462 | -1.711 | -2.1041 | 76.8603 | 75.7975 | 74.7414 | 74.2244 | 73.305 | 72.4978 | 72.1339 | 72.0694 | 74.2041 | 78.8227 | 83.7858 | 88.3732 | 92.1965 | 95.0585 | 96.0549 | 96.2352 | 95.6301 | 94.118 | 92.3743 | 89.6083 | 85.526 | 82.3424 | 80.1529 | 78.4577 | 3.2825 | 2.9376 | 3.2468 | 3.8696 | 5.0515 | 3.9811 | 3.8576 | 4.1309 | 4.6396 | 4.5818 | 4.546 | 5.0961 | 5.2398 | 5.7452 | 6.2717 | 6.1066 | 5.8347 | 4.8655 | 4.0092 | 4.0487 | 3.617 | 3.5913 | 3.7115 | 3.6305
Program Specific1-in-10Size: Over 200kWOther2015October Monthly Peak | Program Specific | 1-in-10 | Size: Over 200kW | Other | 2015 | October Monthly Peak | 10 | 141.6561 | 137.8116 | 134.2856 | 133.3873 | 141.7305 | 162.9042 | 193.2071 | 212.884 | 228.1743 | 239.7065 | 250.7883 | 255.4573 | 253.9927 | 256.7836 | 250.4051 | 236.3054 | 218.5315 | 202.3395 | 194.7886 | 187.8289 | 180.787 | 172.0612 | 160.1161 | 152.6029 | -0.77497 | -0.93406 | -0.6207 | -0.50411 | -0.55119 | -1.3056 | -0.91098 | -1.5162 | -1.1042 | -0.86156 | -1.4675 | -0.79494 | -0.45428 | 2.2004 | 10.8402 | 11.0729 | 9.3382 | 7.8764 | 2.33 | -0.34022 | -1.0286 | -1.5711 | -2.0145 | -2.2625 | 72.7151 | 72.0227 | 71.241 | 70.0798 | 69.0855 | 68.2031 | 68.0606 | 67.8115 | 68.6491 | 72.5491 | 77.2594 | 82.0746 | 85.9665 | 88.1747 | 88.907 | 88.6825 | 87.5917 | 85.9912 | 83.282 | 79.8085 | 76.9105 | 75.1435 | 73.7243 | 72.4724 | 3.051 | 2.7092 | 2.9819 | 3.5324 | 4.5706 | 3.609 | 3.5145 | 3.7065 | 4.0942 | 4.0347 | 4.0167 | 4.5535 | 4.7593 | 5.2262 | 5.73 | 5.5965 | 5.3488 | 4.4868 | 3.7541 | 3.724 | 3.3163 | 3.2818 | 3.4122 | 3.3339
Program Specific1-in-10Size: Over 200kWOther2015November Monthly Peak | Program Specific | 1-in-10 | Size: Over 200kW | Other | 2015 | November Monthly Peak | 11 | 131.504 | 128.2435 | 124.1635 | 123.0915 | 131.2421 | 152.1288 | 178.1849 | 194.9803 | 205.3967 | 210.9917 | 218.3547 | 221.0164 | 219.408 | 221.8445 | 215.4699 | 203.7323 | 192.4702 | 185.0594 | 176.6228 | 168.9871 | 162.7089 | 155.1917 | 145.9762 | 140.1004 | -0.76705 | -1.5049 | -0.93278 | -0.26677 | -0.16692 | -2.2517 | -0.94283 | -0.83437 | -0.71133 | -0.29066 | -0.14903 | 0.11061 | 0.15721 | 1.4653 | 9.3447 | 9.0583 | 7.0877 | 6.0421 | 0.11961 | -2.1614 | -2.6505 | -2.6607 | -2.31 | -2.3898 | 63.4534 | 62.0892 | 61.1662 | 60.1393 | 59.5146 | 58.887 | 58.2337 | 58.3677 | 60.3467 | 64.6438 | 69.9316 | 74.0099 | 76.7637 | 78.2901 | 79.3397 | 79.4697 | 78.0982 | 75.7217 | 73.1105 | 70.1889 | 67.9746 | 66.4702 | 64.9177 | 64.0364 | 3.0355 | 2.702 | 2.9549 | 3.4936 | 4.536 | 3.6121 | 3.4738 | 3.6384 | 3.95 | 3.8062 | 3.7481 | 4.2222 | 4.4062 | 4.839 | 5.2843 | 5.1712 | 5.0489 | 4.398 | 3.6482 | 3.5908 | 3.1988 | 3.1724 | 3.334 | 3.2803
Program Specific1-in-10Size: Over 200kWOther2015December Monthly Peak | Program Specific | 1-in-10 | Size: Over 200kW | Other | 2015 | December Monthly Peak | 12 | 124.8118 | 121.0282 | 117.9231 | 117.143 | 125.3771 | 146.4699 | 174.0805 | 190.4148 | 199.6884 | 200.8594 | 201.6942 | 197.9401 | 191.3677 | 190.5371 | 182.6751 | 174.4858 | 169.1404 | 166.3117 | 163.2659 | 157.5885 | 152.4694 | 147.3693 | 138.0706 | 131.6244 | -0.72801 | -1.4202 | -0.8859 | -0.25388 | -0.15946 | -2.168 | -0.92111 | -0.81484 | -0.69157 | -0.2767 | -0.13766 | 0.099059 | 0.13712 | 1.2585 | 7.9225 | 7.758 | 6.2286 | 5.43 | 0.11056 | -2.0156 | -2.4837 | -2.5266 | -2.1849 | -2.2452 | 44.9645 | 44.2732 | 43.6489 | 42.9826 | 42.5113 | 41.7673 | 41.783 | 41.7944 | 42.3814 | 44.6232 | 47.4098 | 49.6854 | 51.1698 | 51.5664 | 51.8198 | 51.897 | 51.3291 | 49.9078 | 48.3425 | 47.377 | 46.5014 | 45.602 | 45.0527 | 44.66 | 2.8811 | 2.55 | 2.8064 | 3.3248 | 4.3333 | 3.4778 | 3.3938 | 3.5532 | 3.8402 | 3.6234 | 3.4621 | 3.7814 | 3.8431 | 4.1561 | 4.48 | 4.4289 | 4.4369 | 3.9525 | 3.3723 | 3.3486 | 2.9975 | 3.0125 | 3.1535 | 3.0819
Program Specific1-in-10Size: Over 200kWOther2015Typical Event Day | Program Specific | 1-in-10 | Size: Over 200kW | Other | 2015 | Typical Event Day | 8 | 145.698 | 142.0029 | 138.3367 | 137.977 | 146.9383 | 168.7391 | 197.0936 | 218.7013 | 232.5693 | 241.3711 | 251.0915 | 253.1275 | 248.753 | 251.3401 | 244.4378 | 231.8655 | 216.2492 | 200.6519 | 191.2055 | 186.5348 | 183.7936 | 175.3796 | 164.242 | 157.0216 | -0.78105 | -0.7485 | -0.51787 | -0.58908 | -0.68835 | -1.0043 | -0.89478 | -1.7466 | -1.2228 | -1.0302 | -1.8638 | -1.0657 | -0.63435 | 2.3038 | 10.576 | 11.0338 | 9.629 | 8.1936 | 2.943 | 0.28472 | -0.45342 | -1.1741 | -1.9045 | -2.2214 | 73.7816 | 72.8282 | 71.8747 | 71.1331 | 70.3439 | 69.6003 | 69.2024 | 69.5799 | 72.2793 | 76.8108 | 81.4452 | 85.3928 | 88.2683 | 90.5167 | 91.7066 | 91.9632 | 91.9232 | 90.8302 | 89.3978 | 87.0928 | 83.4999 | 80.2918 | 78.1466 | 76.4363 | 3.1678 | 2.8181 | 3.101 | 3.6886 | 4.7835 | 3.7738 | 3.6193 | 3.8439 | 4.2127 | 4.1013 | 4.0597 | 4.5548 | 4.7053 | 5.164 | 5.6465 | 5.5435 | 5.3431 | 4.4916 | 3.72 | 3.7335 | 3.4035 | 3.3768 | 3.5333 | 3.463
Program Specific1-in-10Size: Over 200kWOther2016January Monthly Peak | Program Specific | 1-in-10 | Size: Over 200kW | Other | 2016 | January Monthly Peak | 1 | 124.128 | 120.5811 | 117.6638 | 118.1831 | 127.1767 | 149.2699 | 178.993 | 196.9628 | 206.7776 | 206.3382 | 206.5049 | 201.4508 | 192.841 | 191.7501 | 183.0379 | 174.6413 | 167.7536 | 166.2119 | 164.1853 | 157.9085 | 152.3381 | 147.1013 | 138.1401 | 132.151 | -0.72402 | -1.4149 | -0.88395 | -0.25613 | -0.16175 | -2.2094 | -0.9471 | -0.84286 | -0.71612 | -0.28425 | -0.14094 | 0.10082 | 0.13818 | 1.2665 | 7.9382 | 7.7649 | 6.1776 | 5.4267 | 0.11119 | -2.0197 | -2.4815 | -2.522 | -2.186 | -2.2542 | 41.7396 | 41.3924 | 40.7267 | 40.0555 | 39.5955 | 39.0295 | 38.5282 | 38.1029 | 38.5992 | 41.6252 | 44.7596 | 47.3976 | 49.1028 | 50.2745 | 51.1563 | 51.5149 | 51.2436 | 50.1841 | 48.3127 | 46.9622 | 45.7753 | 45.1536 | 44.4119 | 43.7264 | 2.8653 | 2.5406 | 2.8002 | 3.3543 | 4.3955 | 3.5442 | 3.4896 | 3.6753 | 3.9765 | 3.7222 | 3.5447 | 3.8484 | 3.8727 | 4.1826 | 4.4889 | 4.4328 | 4.4005 | 3.9501 | 3.3913 | 3.3554 | 2.9949 | 3.007 | 3.1551 | 3.0942
Program Specific1-in-10Size: Over 200kWOther2016February Monthly Peak | Program Specific | 1-in-10 | Size: Over 200kW | Other | 2016 | February Monthly Peak | 2 | 125.9159 | 122.5321 | 118.9523 | 119.217 | 126.9649 | 147.7156 | 176.3218 | 191.8324 | 200.6998 | 202.0345 | 205.6246 | 205.139 | 200.7525 | 203.0644 | 197.1586 | 186.4334 | 176.4949 | 171.2415 | 168.585 | 161.6371 | 155.9545 | 149.6817 | 140.1324 | 133.7003 | -0.73445 | -1.4378 | -0.89363 | -0.25837 | -0.16148 | -2.1864 | -0.93297 | -0.8209 | -0.69507 | -0.27832 | -0.14034 | 0.10266 | 0.14385 | 1.3412 | 8.5506 | 8.2892 | 6.4995 | 5.591 | 0.11417 | -2.0674 | -2.5405 | -2.5663 | -2.2176 | -2.2806 | 48.6985 | 48.2324 | 47.7572 | 47.2187 | 46.9484 | 46.4664 | 45.9003 | 45.9418 | 47.4113 | 50.8439 | 54.4624 | 57.4573 | 59.3174 | 60.2989 | 60.8403 | 61.0639 | 60.3123 | 59.3559 | 57.4099 | 55.3059 | 53.8232 | 52.5478 | 51.6519 | 50.393 | 2.9065 | 2.5817 | 2.8309 | 3.3836 | 4.3882 | 3.5073 | 3.4375 | 3.5796 | 3.8596 | 3.6446 | 3.5296 | 3.9189 | 4.0315 | 4.4294 | 4.8352 | 4.7321 | 4.6298 | 4.0696 | 3.4822 | 3.4347 | 3.066 | 3.0598 | 3.2006 | 3.1305
Program Specific1-in-10Size: Over 200kWOther2016March Monthly Peak | Program Specific | 1-in-10 | Size: Over 200kW | Other | 2016 | March Monthly Peak | 3 | 131.1522 | 127.6666 | 123.8491 | 123.066 | 129.9823 | 149.5425 | 178.7011 | 195.0441 | 203.3823 | 207.7327 | 215.4604 | 218.5138 | 217.5213 | 221.0196 | 216.1539 | 205.0337 | 192.4071 | 181.6101 | 176.0917 | 172.581 | 166.7938 | 158.6219 | 148.4606 | 141.423 | -0.76499 | -1.4981 | -0.93042 | -0.26672 | -0.16532 | -2.2135 | -0.94556 | -0.83465 | -0.70436 | -0.28617 | -0.14705 | 0.10935 | 0.15586 | 1.4598 | 9.3744 | 9.1162 | 7.0854 | 5.9295 | 0.11925 | -2.2074 | -2.717 | -2.7195 | -2.3494 | -2.4124 | 59.7919 | 58.6776 | 57.9738 | 57.2386 | 56.409 | 55.5281 | 54.7577 | 55.2841 | 58.7043 | 63.6626 | 68.8751 | 73.0034 | 75.7609 | 77.3619 | 78.1023 | 78.5526 | 77.9871 | 76.3027 | 73.5067 | 69.9896 | 66.8474 | 64.2355 | 62.2079 | 60.605 | 3.0274 | 2.6899 | 2.9474 | 3.4929 | 4.4925 | 3.5507 | 3.4839 | 3.6395 | 3.9112 | 3.7474 | 3.6984 | 4.1744 | 4.3683 | 4.821 | 5.3011 | 5.2043 | 5.0472 | 4.3161 | 3.6373 | 3.6672 | 3.2791 | 3.2425 | 3.3908 | 3.3113
Program Specific1-in-10Size: Over 200kWOther2016April Monthly Peak | Program Specific | 1-in-10 | Size: Over 200kW | Other | 2016 | April Monthly Peak | 4 | 135.255 | 131.543 | 127.7472 | 126.9422 | 134.5422 | 154.7847 | 181.194 | 200.5151 | 213.4797 | 221.6611 | 231.8093 | 234.9949 | 234.7979 | 237.9066 | 232.3605 | 220.0274 | 205.6498 | 191.2776 | 181.1143 | 178.3151 | 174.2215 | 165.5791 | 154.7818 | 147.7176 | -0.7531 | -1.0666 | -0.68961 | -0.42481 | -0.42869 | -1.5226 | -0.88237 | -1.275 | -0.95422 | -0.66477 | -1.0347 | -0.50333 | -0.26202 | 1.9132 | 10.0639 | 10.1686 | 8.4616 | 7.1234 | 1.6176 | -0.84865 | -1.4871 | -1.8682 | -2.0822 | -2.2786 | 69.4145 | 68.2991 | 66.8827 | 66.0582 | 65.1604 | 64.1178 | 63.4733 | 63.5078 | 66.6179 | 72.0741 | 77.3108 | 82.2921 | 85.5069 | 87.5139 | 88.5178 | 88.8738 | 88.4979 | 87.3991 | 85.3489 | 81.6086 | 77.1285 | 73.5847 | 71.1319 | 69.2612 | 2.9248 | 2.5964 | 2.8481 | 3.3752 | 4.3563 | 3.443 | 3.3093 | 3.5052 | 3.846 | 3.746 | 3.7277 | 4.2056 | 4.4173 | 4.8615 | 5.3385 | 5.232 | 5.0537 | 4.2586 | 3.5046 | 3.5496 | 3.2087 | 3.1709 | 3.3118 | 3.2402
Program Specific1-in-10Size: Over 200kWOther2016May Monthly Peak | Program Specific | 1-in-10 | Size: Over 200kW | Other | 2016 | May Monthly Peak | 5 | 134.9993 | 131.5971 | 128.2884 | 127.5569 | 135.705 | 156.3107 | 182.003 | 204.4658 | 218.7229 | 228.523 | 238.7103 | 241.6146 | 240.2094 | 242.5889 | 236.5949 | 223.3105 | 208.4571 | 192.7634 | 181.7086 | 176.6924 | 173.946 | 165.7399 | 155.4663 | 148.4866 | -0.74478 | -0.97501 | -0.64019 | -0.45589 | -0.48253 | -1.3879 | -0.87151 | -1.3822 | -1.0201 | -0.75685 | -1.2397 | -0.64071 | -0.353 | 2.0181 | 10.2447 | 10.3958 | 8.7509 | 7.3495 | 1.9124 | -0.56709 | -1.2245 | -1.6825 | -2.0202 | -2.2436 | 69.9182 | 68.6339 | 67.5305 | 66.4657 | 65.6135 | 64.7861 | 64.7122 | 64.9419 | 67.9875 | 73.5303 | 79.2065 | 83.4509 | 86.6797 | 88.7329 | 90.0818 | 90.4555 | 89.7685 | 88.9094 | 87.0935 | 84.5066 | 81.0826 | 77.2564 | 74.6217 | 72.2843 | 2.9089 | 2.5882 | 2.85 | 3.3795 | 4.3783 | 3.4645 | 3.3122 | 3.5616 | 3.9264 | 3.8482 | 3.825 | 4.3087 | 4.503 | 4.9396 | 5.4164 | 5.2911 | 5.1045 | 4.2764 | 3.5036 | 3.5048 | 3.1923 | 3.1627 | 3.3146 | 3.2454
Program Specific1-in-10Size: Over 200kWOther2016June Monthly Peak | Program Specific | 1-in-10 | Size: Over 200kW | Other | 2016 | June Monthly Peak | 6 | 140.3043 | 136.5049 | 133.1414 | 132.1919 | 140.1484 | 159.8467 | 184.4884 | 205.4458 | 218.3422 | 226.2868 | 236.0151 | 237.7965 | 233.1642 | 234.5203 | 228.2218 | 218.1157 | 205.7041 | 191.9993 | 184.0857 | 178.1676 | 176.7922 | 169.1535 | 158.1126 | 151.4057 | -0.77172 | -0.98044 | -0.64682 | -0.4822 | -0.51509 | -1.3697 | -0.87855 | -1.4155 | -1.0321 | -0.77237 | -1.2814 | -0.66985 | -0.36934 | 1.972 | 9.8813 | 10.1779 | 8.6909 | 7.3755 | 2.0323 | -0.48241 | -1.1589 | -1.6552 | -2.0312 | -2.2723 | 70.6003 | 69.3655 | 68.3878 | 67.3684 | 66.3717 | 65.3768 | 64.9893 | 66.1848 | 69.7442 | 74.5297 | 79.3474 | 83.375 | 85.9103 | 88.0108 | 89.182 | 89.5804 | 90.1215 | 89.2249 | 88.0128 | 86.0072 | 82.5891 | 78.6701 | 76.1983 | 74.188 | 3.0218 | 2.6835 | 2.9564 | 3.5007 | 4.5195 | 3.5413 | 3.3559 | 3.577 | 3.9178 | 3.8088 | 3.78 | 4.2386 | 4.3689 | 4.773 | 5.2223 | 5.1657 | 5.0347 | 4.2575 | 3.5478 | 3.5324 | 3.243 | 3.2263 | 3.3694 | 3.3077
Program Specific1-in-10Size: Over 200kWOther2016July Monthly Peak | Program Specific | 1-in-10 | Size: Over 200kW | Other | 2016 | July Monthly Peak | 7 | 142.4658 | 139.1095 | 136.3279 | 135.1183 | 143.6713 | 164.4037 | 190.0287 | 209.6547 | 221.1784 | 229.0235 | 237.7942 | 238.5203 | 233.3647 | 235.4596 | 229.3839 | 219.6828 | 207.7372 | 195.0184 | 186.179 | 181.2301 | 180.4204 | 172.5434 | 161.0346 | 153.5258 | -0.76898 | -0.80349 | -0.55049 | -0.55468 | -0.63474 | -1.0921 | -0.87386 | -1.6137 | -1.1319 | -0.92577 | -1.6399 | -0.91638 | -0.53555 | 2.1111 | 9.9265 | 10.4004 | 9.1249 | 7.8388 | 2.6516 | 0.073911 | -0.63994 | -1.296 | -1.9205 | -2.2069 | 73.0929 | 72.2864 | 71.431 | 70.7391 | 70.1582 | 69.5359 | 69.128 | 69.4986 | 72.2856 | 76.6306 | 81.207 | 84.4567 | 86.5238 | 88.243 | 89.6193 | 90.0996 | 90.4517 | 89.6007 | 87.7986 | 85.5978 | 82.5229 | 79.8129 | 77.9454 | 76.6509 | 3.0827 | 2.7475 | 3.0413 | 3.5949 | 4.6548 | 3.6592 | 3.4728 | 3.6673 | 3.9872 | 3.8729 | 3.8263 | 4.2714 | 4.3931 | 4.8145 | 5.2734 | 5.2271 | 5.1083 | 4.3446 | 3.6049 | 3.6099 | 3.325 | 3.3063 | 3.4477 | 3.3697
Program Specific1-in-10Size: Over 200kWOther2016August Monthly Peak | Program Specific | 1-in-10 | Size: Over 200kW | Other | 2016 | August Monthly Peak | 8 | 146.0515 | 142.3454 | 138.7497 | 138.4058 | 147.4082 | 169.2793 | 197.7156 | 219.6063 | 233.8647 | 243.0172 | 252.9276 | 254.9852 | 250.5623 | 253.1083 | 246.0842 | 233.3808 | 217.6263 | 201.8238 | 192.1736 | 187.434 | 184.6131 | 176.1421 | 164.9059 | 157.641 | -0.77883 | -0.69542 | -0.48822 | -0.60827 | -0.72056 | -0.91811 | -0.88874 | -1.8024 | -1.2546 | -1.0791 | -1.9791 | -1.1451 | -0.68779 | 2.3587 | 10.6457 | 11.1494 | 9.7903 | 8.34 | 3.1266 | 0.44616 | -0.30322 | -1.0695 | -1.8706 | -2.2028 | 74.573 | 73.8634 | 72.9388 | 72.2004 | 71.5406 | 70.9906 | 70.5582 | 70.5668 | 72.8832 | 77.2603 | 81.4406 | 85.3664 | 88.4426 | 90.7546 | 91.9702 | 91.9376 | 91.4894 | 90.3773 | 89.4055 | 87.1578 | 83.3616 | 80.3419 | 78.2899 | 76.4488 | 3.1906 | 2.8383 | 3.125 | 3.7176 | 4.8216 | 3.8038 | 3.6479 | 3.8782 | 4.2563 | 4.1488 | 4.1088 | 4.61 | 4.762 | 5.225 | 5.7116 | 5.6062 | 5.4027 | 4.5393 | 3.7566 | 3.7693 | 3.4349 | 3.4076 | 3.5644 | 3.4932
Program Specific1-in-10Size: Over 200kWOther2016September Monthly Peak | Program Specific | 1-in-10 | Size: Over 200kW | Other | 2016 | September Monthly Peak | 9 | 145.8322 | 142.9809 | 139.9075 | 139.8184 | 149.8852 | 171.9488 | 202.9183 | 227.0239 | 247.4113 | 260.4674 | 271.5906 | 273.569 | 267.5768 | 270.106 | 262.2531 | 246.7195 | 228.1017 | 209.9504 | 199.0513 | 195.3972 | 188.6738 | 180.1678 | 166.6491 | 159.0116 | -0.76013 | -0.46328 | -0.35806 | -0.68929 | -0.86288 | -0.54521 | -0.87331 | -2.0775 | -1.4403 | -1.3483 | -2.5912 | -1.5566 | -0.957 | 2.6932 | 11.3384 | 11.983 | 10.7087 | 9.1133 | 3.9841 | 1.1772 | 0.354 | -0.61462 | -1.711 | -2.1041 | 76.8603 | 75.7975 | 74.7414 | 74.2244 | 73.305 | 72.4978 | 72.1339 | 72.0694 | 74.2041 | 78.8227 | 83.7858 | 88.3732 | 92.1965 | 95.0585 | 96.0549 | 96.2352 | 95.6301 | 94.118 | 92.3743 | 89.6083 | 85.526 | 82.3424 | 80.1529 | 78.4577 | 3.2825 | 2.9376 | 3.2468 | 3.8696 | 5.0515 | 3.9811 | 3.8576 | 4.1309 | 4.6396 | 4.5818 | 4.546 | 5.0961 | 5.2398 | 5.7452 | 6.2717 | 6.1066 | 5.8347 | 4.8655 | 4.0092 | 4.0487 | 3.617 | 3.5913 | 3.7115 | 3.6305
Program Specific1-in-10Size: Over 200kWOther2016October Monthly Peak | Program Specific | 1-in-10 | Size: Over 200kW | Other | 2016 | October Monthly Peak | 10 | 141.6561 | 137.8116 | 134.2856 | 133.3873 | 141.7305 | 162.9042 | 193.2071 | 212.884 | 228.1743 | 239.7065 | 250.7883 | 255.4573 | 253.9927 | 256.7836 | 250.4051 | 236.3054 | 218.5315 | 202.3395 | 194.7886 | 187.8289 | 180.787 | 172.0612 | 160.1161 | 152.6029 | -0.77497 | -0.93406 | -0.6207 | -0.50411 | -0.55119 | -1.3056 | -0.91098 | -1.5162 | -1.1042 | -0.86156 | -1.4675 | -0.79494 | -0.45428 | 2.2004 | 10.8402 | 11.0729 | 9.3382 | 7.8764 | 2.33 | -0.34022 | -1.0286 | -1.5711 | -2.0145 | -2.2625 | 72.7151 | 72.0227 | 71.241 | 70.0798 | 69.0855 | 68.2031 | 68.0606 | 67.8115 | 68.6491 | 72.5491 | 77.2594 | 82.0746 | 85.9665 | 88.1747 | 88.907 | 88.6825 | 87.5917 | 85.9912 | 83.282 | 79.8085 | 76.9105 | 75.1435 | 73.7243 | 72.4724 | 3.051 | 2.7092 | 2.9819 | 3.5324 | 4.5706 | 3.609 | 3.5145 | 3.7065 | 4.0942 | 4.0347 | 4.0167 | 4.5535 | 4.7593 | 5.2262 | 5.73 | 5.5965 | 5.3488 | 4.4868 | 3.7541 | 3.724 | 3.3163 | 3.2818 | 3.4122 | 3.3339
Program Specific1-in-10Size: Over 200kWOther2016November Monthly Peak | Program Specific | 1-in-10 | Size: Over 200kW | Other | 2016 | November Monthly Peak | 11 | 131.504 | 128.2435 | 124.1635 | 123.0915 | 131.2421 | 152.1288 | 178.1849 | 194.9803 | 205.3967 | 210.9917 | 218.3547 | 221.0164 | 219.408 | 221.8445 | 215.4699 | 203.7323 | 192.4702 | 185.0594 | 176.6228 | 168.9871 | 162.7089 | 155.1917 | 145.9762 | 140.1004 | -0.76705 | -1.5049 | -0.93278 | -0.26677 | -0.16692 | -2.2517 | -0.94283 | -0.83437 | -0.71133 | -0.29066 | -0.14903 | 0.11061 | 0.15721 | 1.4653 | 9.3447 | 9.0583 | 7.0877 | 6.0421 | 0.11961 | -2.1614 | -2.6505 | -2.6607 | -2.31 | -2.3898 | 63.4534 | 62.0892 | 61.1662 | 60.1393 | 59.5146 | 58.887 | 58.2337 | 58.3677 | 60.3467 | 64.6438 | 69.9316 | 74.0099 | 76.7637 | 78.2901 | 79.3397 | 79.4697 | 78.0982 | 75.7217 | 73.1105 | 70.1889 | 67.9746 | 66.4702 | 64.9177 | 64.0364 | 3.0355 | 2.702 | 2.9549 | 3.4936 | 4.536 | 3.6121 | 3.4738 | 3.6384 | 3.95 | 3.8062 | 3.7481 | 4.2222 | 4.4062 | 4.839 | 5.2843 | 5.1712 | 5.0489 | 4.398 | 3.6482 | 3.5908 | 3.1988 | 3.1724 | 3.334 | 3.2803
Program Specific1-in-10Size: Over 200kWOther2016December Monthly Peak | Program Specific | 1-in-10 | Size: Over 200kW | Other | 2016 | December Monthly Peak | 12 | 124.8118 | 121.0282 | 117.9231 | 117.143 | 125.3771 | 146.4699 | 174.0805 | 190.4148 | 199.6884 | 200.8594 | 201.6942 | 197.9401 | 191.3677 | 190.5371 | 182.6751 | 174.4858 | 169.1404 | 166.3117 | 163.2659 | 157.5885 | 152.4694 | 147.3693 | 138.0706 | 131.6244 | -0.72801 | -1.4202 | -0.8859 | -0.25388 | -0.15946 | -2.168 | -0.92111 | -0.81484 | -0.69157 | -0.2767 | -0.13766 | 0.099059 | 0.13712 | 1.2585 | 7.9225 | 7.758 | 6.2286 | 5.43 | 0.11056 | -2.0156 | -2.4837 | -2.5266 | -2.1849 | -2.2452 | 44.9645 | 44.2732 | 43.6489 | 42.9826 | 42.5113 | 41.7673 | 41.783 | 41.7944 | 42.3814 | 44.6232 | 47.4098 | 49.6854 | 51.1698 | 51.5664 | 51.8198 | 51.897 | 51.3291 | 49.9078 | 48.3425 | 47.377 | 46.5014 | 45.602 | 45.0527 | 44.66 | 2.8811 | 2.55 | 2.8064 | 3.3248 | 4.3333 | 3.4778 | 3.3938 | 3.5532 | 3.8402 | 3.6234 | 3.4621 | 3.7814 | 3.8431 | 4.1561 | 4.48 | 4.4289 | 4.4369 | 3.9525 | 3.3723 | 3.3486 | 2.9975 | 3.0125 | 3.1535 | 3.0819
Program Specific1-in-10Size: Over 200kWOther2016Typical Event Day | Program Specific | 1-in-10 | Size: Over 200kW | Other | 2016 | Typical Event Day | 8 | 145.698 | 142.0029 | 138.3367 | 137.977 | 146.9383 | 168.7391 | 197.0936 | 218.7013 | 232.5693 | 241.3711 | 251.0915 | 253.1275 | 248.753 | 251.3401 | 244.4378 | 231.8655 | 216.2492 | 200.6519 | 191.2055 | 186.5348 | 183.7936 | 175.3796 | 164.242 | 157.0216 | -0.78105 | -0.7485 | -0.51787 | -0.58908 | -0.68835 | -1.0043 | -0.89478 | -1.7466 | -1.2228 | -1.0302 | -1.8638 | -1.0657 | -0.63435 | 2.3038 | 10.576 | 11.0338 | 9.629 | 8.1936 | 2.943 | 0.28472 | -0.45342 | -1.1741 | -1.9045 | -2.2214 | 73.7816 | 72.8282 | 71.8747 | 71.1331 | 70.3439 | 69.6003 | 69.2024 | 69.5799 | 72.2793 | 76.8108 | 81.4452 | 85.3928 | 88.2683 | 90.5167 | 91.7066 | 91.9632 | 91.9232 | 90.8302 | 89.3978 | 87.0928 | 83.4999 | 80.2918 | 78.1466 | 76.4363 | 3.1678 | 2.8181 | 3.101 | 3.6886 | 4.7835 | 3.7738 | 3.6193 | 3.8439 | 4.2127 | 4.1013 | 4.0597 | 4.5548 | 4.7053 | 5.164 | 5.6465 | 5.5435 | 5.3431 | 4.4916 | 3.72 | 3.7335 | 3.4035 | 3.3768 | 3.5333 | 3.463
Program Specific1-in-10Size: Over 200kWOther2017January Monthly Peak | Program Specific | 1-in-10 | Size: Over 200kW | Other | 2017 | January Monthly Peak | 1 | 124.128 | 120.5811 | 117.6638 | 118.1831 | 127.1767 | 149.2699 | 178.993 | 196.9628 | 206.7776 | 206.3382 | 206.5049 | 201.4508 | 192.841 | 191.7501 | 183.0379 | 174.6413 | 167.7536 | 166.2119 | 164.1853 | 157.9085 | 152.3381 | 147.1013 | 138.1401 | 132.151 | -0.72402 | -1.4149 | -0.88395 | -0.25613 | -0.16175 | -2.2094 | -0.9471 | -0.84286 | -0.71612 | -0.28425 | -0.14094 | 0.10082 | 0.13818 | 1.2665 | 7.9382 | 7.7649 | 6.1776 | 5.4267 | 0.11119 | -2.0197 | -2.4815 | -2.522 | -2.186 | -2.2542 | 41.7396 | 41.3924 | 40.7267 | 40.0555 | 39.5955 | 39.0295 | 38.5282 | 38.1029 | 38.5992 | 41.6252 | 44.7596 | 47.3976 | 49.1028 | 50.2745 | 51.1563 | 51.5149 | 51.2436 | 50.1841 | 48.3127 | 46.9622 | 45.7753 | 45.1536 | 44.4119 | 43.7264 | 2.8653 | 2.5406 | 2.8002 | 3.3543 | 4.3955 | 3.5442 | 3.4896 | 3.6753 | 3.9765 | 3.7222 | 3.5447 | 3.8484 | 3.8727 | 4.1826 | 4.4889 | 4.4328 | 4.4005 | 3.9501 | 3.3913 | 3.3554 | 2.9949 | 3.007 | 3.1551 | 3.0942
Program Specific1-in-10Size: Over 200kWOther2017February Monthly Peak | Program Specific | 1-in-10 | Size: Over 200kW | Other | 2017 | February Monthly Peak | 2 | 125.9159 | 122.5321 | 118.9523 | 119.217 | 126.9649 | 147.7156 | 176.3218 | 191.8324 | 200.6998 | 202.0345 | 205.6246 | 205.139 | 200.7525 | 203.0644 | 197.1586 | 186.4334 | 176.4949 | 171.2415 | 168.585 | 161.6371 | 155.9545 | 149.6817 | 140.1324 | 133.7003 | -0.73445 | -1.4378 | -0.89363 | -0.25837 | -0.16148 | -2.1864 | -0.93297 | -0.8209 | -0.69507 | -0.27832 | -0.14034 | 0.10266 | 0.14385 | 1.3412 | 8.5506 | 8.2892 | 6.4995 | 5.591 | 0.11417 | -2.0674 | -2.5405 | -2.5663 | -2.2176 | -2.2806 | 48.6985 | 48.2324 | 47.7572 | 47.2187 | 46.9484 | 46.4664 | 45.9003 | 45.9418 | 47.4113 | 50.8439 | 54.4624 | 57.4573 | 59.3174 | 60.2989 | 60.8403 | 61.0639 | 60.3123 | 59.3559 | 57.4099 | 55.3059 | 53.8232 | 52.5478 | 51.6519 | 50.393 | 2.9065 | 2.5817 | 2.8309 | 3.3836 | 4.3882 | 3.5073 | 3.4375 | 3.5796 | 3.8596 | 3.6446 | 3.5296 | 3.9189 | 4.0315 | 4.4294 | 4.8352 | 4.7321 | 4.6298 | 4.0696 | 3.4822 | 3.4347 | 3.066 | 3.0598 | 3.2006 | 3.1305
Program Specific1-in-10Size: Over 200kWOther2017March Monthly Peak | Program Specific | 1-in-10 | Size: Over 200kW | Other | 2017 | March Monthly Peak | 3 | 131.1522 | 127.6666 | 123.8491 | 123.066 | 129.9823 | 149.5425 | 178.7011 | 195.0441 | 203.3823 | 207.7327 | 215.4604 | 218.5138 | 217.5213 | 221.0196 | 216.1539 | 205.0337 | 192.4071 | 181.6101 | 176.0917 | 172.581 | 166.7938 | 158.6219 | 148.4606 | 141.423 | -0.76499 | -1.4981 | -0.93042 | -0.26672 | -0.16532 | -2.2135 | -0.94556 | -0.83465 | -0.70436 | -0.28617 | -0.14705 | 0.10935 | 0.15586 | 1.4598 | 9.3744 | 9.1162 | 7.0854 | 5.9295 | 0.11925 | -2.2074 | -2.717 | -2.7195 | -2.3494 | -2.4124 | 59.7919 | 58.6776 | 57.9738 | 57.2386 | 56.409 | 55.5281 | 54.7577 | 55.2841 | 58.7043 | 63.6626 | 68.8751 | 73.0034 | 75.7609 | 77.3619 | 78.1023 | 78.5526 | 77.9871 | 76.3027 | 73.5067 | 69.9896 | 66.8474 | 64.2355 | 62.2079 | 60.605 | 3.0274 | 2.6899 | 2.9474 | 3.4929 | 4.4925 | 3.5507 | 3.4839 | 3.6395 | 3.9112 | 3.7474 | 3.6984 | 4.1744 | 4.3683 | 4.821 | 5.3011 | 5.2043 | 5.0472 | 4.3161 | 3.6373 | 3.6672 | 3.2791 | 3.2425 | 3.3908 | 3.3113
Program Specific1-in-10Size: Over 200kWOther2017April Monthly Peak | Program Specific | 1-in-10 | Size: Over 200kW | Other | 2017 | April Monthly Peak | 4 | 135.255 | 131.543 | 127.7472 | 126.9422 | 134.5422 | 154.7847 | 181.194 | 200.5151 | 213.4797 | 221.6611 | 231.8093 | 234.9949 | 234.7979 | 237.9066 | 232.3605 | 220.0274 | 205.6498 | 191.2776 | 181.1143 | 178.3151 | 174.2215 | 165.5791 | 154.7818 | 147.7176 | -0.7531 | -1.0666 | -0.68961 | -0.42481 | -0.42869 | -1.5226 | -0.88237 | -1.275 | -0.95422 | -0.66477 | -1.0347 | -0.50333 | -0.26202 | 1.9132 | 10.0639 | 10.1686 | 8.4616 | 7.1234 | 1.6176 | -0.84865 | -1.4871 | -1.8682 | -2.0822 | -2.2786 | 69.4145 | 68.2991 | 66.8827 | 66.0582 | 65.1604 | 64.1178 | 63.4733 | 63.5078 | 66.6179 | 72.0741 | 77.3108 | 82.2921 | 85.5069 | 87.5139 | 88.5178 | 88.8738 | 88.4979 | 87.3991 | 85.3489 | 81.6086 | 77.1285 | 73.5847 | 71.1319 | 69.2612 | 2.9248 | 2.5964 | 2.8481 | 3.3752 | 4.3563 | 3.443 | 3.3093 | 3.5052 | 3.846 | 3.746 | 3.7277 | 4.2056 | 4.4173 | 4.8615 | 5.3385 | 5.232 | 5.0537 | 4.2586 | 3.5046 | 3.5496 | 3.2087 | 3.1709 | 3.3118 | 3.2402
Program Specific1-in-10Size: Over 200kWOther2017May Monthly Peak | Program Specific | 1-in-10 | Size: Over 200kW | Other | 2017 | May Monthly Peak | 5 | 134.9993 | 131.5971 | 128.2884 | 127.5569 | 135.705 | 156.3107 | 182.003 | 204.4658 | 218.7229 | 228.523 | 238.7103 | 241.6146 | 240.2094 | 242.5888 | 236.5949 | 223.3105 | 208.4571 | 192.7634 | 181.7086 | 176.6924 | 173.946 | 165.7399 | 155.4663 | 148.4866 | -0.74478 | -0.97501 | -0.6402 | -0.45589 | -0.48253 | -1.3879 | -0.87151 | -1.3822 | -1.0201 | -0.75685 | -1.2397 | -0.64071 | -0.353 | 2.0181 | 10.2447 | 10.3958 | 8.7509 | 7.3495 | 1.9124 | -0.56709 | -1.2245 | -1.6825 | -2.0202 | -2.2436 | 69.9182 | 68.6339 | 67.5305 | 66.4657 | 65.6135 | 64.7861 | 64.7122 | 64.9419 | 67.9875 | 73.5303 | 79.2065 | 83.4509 | 86.6797 | 88.7329 | 90.0817 | 90.4555 | 89.7685 | 88.9094 | 87.0935 | 84.5066 | 81.0826 | 77.2564 | 74.6217 | 72.2843 | 2.9089 | 2.5882 | 2.85 | 3.3795 | 4.3783 | 3.4645 | 3.3122 | 3.5616 | 3.9264 | 3.8482 | 3.825 | 4.3087 | 4.503 | 4.9396 | 5.4164 | 5.2911 | 5.1045 | 4.2764 | 3.5036 | 3.5048 | 3.1923 | 3.1627 | 3.3146 | 3.2454
Program Specific1-in-10Size: Over 200kWOther2017June Monthly Peak | Program Specific | 1-in-10 | Size: Over 200kW | Other | 2017 | June Monthly Peak | 6 | 140.3043 | 136.5049 | 133.1414 | 132.1919 | 140.1484 | 159.8467 | 184.4884 | 205.4458 | 218.3422 | 226.2868 | 236.0151 | 237.7965 | 233.1642 | 234.5203 | 228.2218 | 218.1157 | 205.7041 | 191.9994 | 184.0856 | 178.1676 | 176.7922 | 169.1535 | 158.1126 | 151.4057 | -0.77172 | -0.98044 | -0.64682 | -0.4822 | -0.51509 | -1.3697 | -0.87855 | -1.4155 | -1.0321 | -0.77237 | -1.2814 | -0.66985 | -0.36934 | 1.972 | 9.8813 | 10.1779 | 8.6909 | 7.3755 | 2.0323 | -0.48241 | -1.1589 | -1.6552 | -2.0312 | -2.2723 | 70.6003 | 69.3655 | 68.3878 | 67.3684 | 66.3717 | 65.3768 | 64.9893 | 66.1848 | 69.7442 | 74.5297 | 79.3474 | 83.375 | 85.9103 | 88.0108 | 89.182 | 89.5804 | 90.1215 | 89.2249 | 88.0128 | 86.0072 | 82.5891 | 78.67 | 76.1983 | 74.188 | 3.0218 | 2.6835 | 2.9565 | 3.5007 | 4.5195 | 3.5413 | 3.3559 | 3.577 | 3.9178 | 3.8088 | 3.78 | 4.2386 | 4.3689 | 4.773 | 5.2223 | 5.1657 | 5.0347 | 4.2575 | 3.5478 | 3.5324 | 3.243 | 3.2263 | 3.3694 | 3.3077
Program Specific1-in-10Size: Over 200kWOther2017July Monthly Peak | Program Specific | 1-in-10 | Size: Over 200kW | Other | 2017 | July Monthly Peak | 7 | 142.4658 | 139.1095 | 136.3279 | 135.1183 | 143.6713 | 164.4038 | 190.0287 | 209.6547 | 221.1784 | 229.0235 | 237.7942 | 238.5203 | 233.3647 | 235.4596 | 229.3839 | 219.6828 | 207.7372 | 195.0184 | 186.1789 | 181.2301 | 180.4204 | 172.5433 | 161.0346 | 153.5258 | -0.76898 | -0.80349 | -0.55049 | -0.55468 | -0.63474 | -1.0921 | -0.87386 | -1.6137 | -1.1319 | -0.92577 | -1.6399 | -0.91638 | -0.53555 | 2.1111 | 9.9265 | 10.4004 | 9.1249 | 7.8388 | 2.6516 | 0.073911 | -0.63994 | -1.296 | -1.9205 | -2.2069 | 73.0929 | 72.2864 | 71.431 | 70.7391 | 70.1582 | 69.5359 | 69.128 | 69.4986 | 72.2856 | 76.6306 | 81.207 | 84.4567 | 86.5238 | 88.243 | 89.6193 | 90.0996 | 90.4517 | 89.6007 | 87.7986 | 85.5978 | 82.5229 | 79.8129 | 77.9454 | 76.6509 | 3.0827 | 2.7475 | 3.0413 | 3.5949 | 4.6548 | 3.6592 | 3.4728 | 3.6673 | 3.9872 | 3.8729 | 3.8263 | 4.2714 | 4.3931 | 4.8145 | 5.2734 | 5.2271 | 5.1083 | 4.3446 | 3.6049 | 3.6099 | 3.325 | 3.3063 | 3.4477 | 3.3697
Program Specific1-in-10Size: Over 200kWOther2017August Monthly Peak | Program Specific | 1-in-10 | Size: Over 200kW | Other | 2017 | August Monthly Peak | 8 | 146.0515 | 142.3454 | 138.7497 | 138.4058 | 147.4082 | 169.2793 | 197.7156 | 219.6063 | 233.8647 | 243.0172 | 252.9277 | 254.9852 | 250.5623 | 253.1083 | 246.0842 | 233.3808 | 217.6263 | 201.8238 | 192.1736 | 187.434 | 184.6131 | 176.1421 | 164.9059 | 157.641 | -0.77883 | -0.69542 | -0.48822 | -0.60827 | -0.72056 | -0.91811 | -0.88874 | -1.8024 | -1.2546 | -1.0791 | -1.9791 | -1.1451 | -0.68779 | 2.3587 | 10.6457 | 11.1494 | 9.7903 | 8.34 | 3.1266 | 0.44616 | -0.30322 | -1.0695 | -1.8706 | -2.2028 | 74.573 | 73.8634 | 72.9388 | 72.2004 | 71.5406 | 70.9906 | 70.5582 | 70.5668 | 72.8832 | 77.2603 | 81.4406 | 85.3664 | 88.4426 | 90.7546 | 91.9702 | 91.9376 | 91.4894 | 90.3773 | 89.4055 | 87.1578 | 83.3616 | 80.3419 | 78.2899 | 76.4488 | 3.1906 | 2.8383 | 3.125 | 3.7176 | 4.8216 | 3.8038 | 3.6479 | 3.8782 | 4.2563 | 4.1488 | 4.1088 | 4.61 | 4.762 | 5.225 | 5.7116 | 5.6062 | 5.4027 | 4.5393 | 3.7566 | 3.7693 | 3.4349 | 3.4076 | 3.5644 | 3.4932
Program Specific1-in-10Size: Over 200kWOther2017September Monthly Peak | Program Specific | 1-in-10 | Size: Over 200kW | Other | 2017 | September Monthly Peak | 9 | 145.8322 | 142.9809 | 139.9075 | 139.8184 | 149.8852 | 171.9487 | 202.9183 | 227.0239 | 247.4113 | 260.4674 | 271.5906 | 273.569 | 267.5768 | 270.106 | 262.2531 | 246.7195 | 228.1017 | 209.9504 | 199.0513 | 195.3972 | 188.6738 | 180.1678 | 166.6491 | 159.0116 | -0.76013 | -0.46328 | -0.35806 | -0.68929 | -0.86288 | -0.54521 | -0.87331 | -2.0775 | -1.4403 | -1.3483 | -2.5912 | -1.5566 | -0.957 | 2.6932 | 11.3384 | 11.983 | 10.7087 | 9.1133 | 3.9841 | 1.1772 | 0.354 | -0.61462 | -1.711 | -2.1041 | 76.8603 | 75.7975 | 74.7414 | 74.2244 | 73.305 | 72.4978 | 72.1339 | 72.0693 | 74.2041 | 78.8227 | 83.7858 | 88.3732 | 92.1965 | 95.0585 | 96.0549 | 96.2352 | 95.6301 | 94.118 | 92.3743 | 89.6083 | 85.526 | 82.3424 | 80.1529 | 78.4577 | 3.2825 | 2.9376 | 3.2468 | 3.8696 | 5.0515 | 3.9811 | 3.8576 | 4.1309 | 4.6396 | 4.5818 | 4.546 | 5.0961 | 5.2398 | 5.7452 | 6.2717 | 6.1066 | 5.8347 | 4.8655 | 4.0092 | 4.0487 | 3.617 | 3.5913 | 3.7115 | 3.6305
Program Specific1-in-10Size: Over 200kWOther2017October Monthly Peak | Program Specific | 1-in-10 | Size: Over 200kW | Other | 2017 | October Monthly Peak | 10 | 141.6561 | 137.8116 | 134.2855 | 133.3873 | 141.7305 | 162.9042 | 193.2071 | 212.884 | 228.1743 | 239.7065 | 250.7883 | 255.4573 | 253.9927 | 256.7836 | 250.4051 | 236.3054 | 218.5315 | 202.3395 | 194.7885 | 187.8289 | 180.787 | 172.0612 | 160.1161 | 152.6029 | -0.77497 | -0.93406 | -0.6207 | -0.50411 | -0.55119 | -1.3056 | -0.91098 | -1.5162 | -1.1042 | -0.86156 | -1.4675 | -0.79494 | -0.45428 | 2.2004 | 10.8402 | 11.0729 | 9.3382 | 7.8764 | 2.33 | -0.34022 | -1.0286 | -1.5711 | -2.0145 | -2.2625 | 72.7151 | 72.0227 | 71.241 | 70.0798 | 69.0855 | 68.2031 | 68.0606 | 67.8115 | 68.6491 | 72.5491 | 77.2594 | 82.0746 | 85.9665 | 88.1747 | 88.907 | 88.6825 | 87.5917 | 85.9912 | 83.282 | 79.8085 | 76.9105 | 75.1435 | 73.7243 | 72.4724 | 3.051 | 2.7092 | 2.9819 | 3.5324 | 4.5706 | 3.609 | 3.5145 | 3.7065 | 4.0942 | 4.0347 | 4.0167 | 4.5535 | 4.7593 | 5.2262 | 5.73 | 5.5965 | 5.3488 | 4.4868 | 3.7541 | 3.724 | 3.3163 | 3.2818 | 3.4122 | 3.3339
Program Specific1-in-10Size: Over 200kWOther2017November Monthly Peak | Program Specific | 1-in-10 | Size: Over 200kW | Other | 2017 | November Monthly Peak | 11 | 131.504 | 128.2435 | 124.1635 | 123.0915 | 131.2421 | 152.1288 | 178.1849 | 194.9803 | 205.3967 | 210.9917 | 218.3547 | 221.0164 | 219.408 | 221.8445 | 215.4699 | 203.7323 | 192.4702 | 185.0594 | 176.6228 | 168.9871 | 162.7089 | 155.1917 | 145.9761 | 140.1005 | -0.76705 | -1.5049 | -0.93278 | -0.26677 | -0.16692 | -2.2517 | -0.94283 | -0.83437 | -0.71133 | -0.29066 | -0.14903 | 0.11061 | 0.15721 | 1.4653 | 9.3447 | 9.0583 | 7.0877 | 6.0421 | 0.11961 | -2.1614 | -2.6505 | -2.6607 | -2.31 | -2.3898 | 63.4534 | 62.0892 | 61.1662 | 60.1393 | 59.5146 | 58.887 | 58.2337 | 58.3677 | 60.3467 | 64.6438 | 69.9316 | 74.0099 | 76.7637 | 78.2901 | 79.3397 | 79.4697 | 78.0982 | 75.7217 | 73.1105 | 70.1889 | 67.9746 | 66.4702 | 64.9177 | 64.0364 | 3.0355 | 2.702 | 2.9549 | 3.4936 | 4.536 | 3.6121 | 3.4738 | 3.6384 | 3.95 | 3.8062 | 3.7481 | 4.2222 | 4.4062 | 4.839 | 5.2843 | 5.1712 | 5.0489 | 4.398 | 3.6482 | 3.5908 | 3.1988 | 3.1724 | 3.334 | 3.2803
Program Specific1-in-10Size: Over 200kWOther2017December Monthly Peak | Program Specific | 1-in-10 | Size: Over 200kW | Other | 2017 | December Monthly Peak | 12 | 124.8118 | 121.0282 | 117.9231 | 117.143 | 125.3771 | 146.4699 | 174.0805 | 190.4148 | 199.6884 | 200.8594 | 201.6942 | 197.9401 | 191.3677 | 190.5371 | 182.6751 | 174.4858 | 169.1404 | 166.3117 | 163.2659 | 157.5885 | 152.4694 | 147.3693 | 138.0707 | 131.6244 | -0.72801 | -1.4202 | -0.8859 | -0.25388 | -0.15946 | -2.168 | -0.92111 | -0.81483 | -0.69157 | -0.2767 | -0.13766 | 0.099059 | 0.13712 | 1.2585 | 7.9225 | 7.758 | 6.2286 | 5.43 | 0.11056 | -2.0156 | -2.4837 | -2.5266 | -2.1849 | -2.2452 | 44.9645 | 44.2732 | 43.6489 | 42.9826 | 42.5113 | 41.7673 | 41.783 | 41.7944 | 42.3814 | 44.6232 | 47.4098 | 49.6854 | 51.1698 | 51.5664 | 51.8198 | 51.897 | 51.3291 | 49.9078 | 48.3425 | 47.377 | 46.5014 | 45.602 | 45.0527 | 44.66 | 2.8811 | 2.55 | 2.8064 | 3.3248 | 4.3333 | 3.4778 | 3.3938 | 3.5532 | 3.8402 | 3.6234 | 3.4621 | 3.7814 | 3.8431 | 4.1561 | 4.48 | 4.4289 | 4.4369 | 3.9525 | 3.3723 | 3.3486 | 2.9975 | 3.0125 | 3.1535 | 3.0819
Program Specific1-in-10Size: Over 200kWOther2017Typical Event Day | Program Specific | 1-in-10 | Size: Over 200kW | Other | 2017 | Typical Event Day | 8 | 145.698 | 142.0029 | 138.3367 | 137.977 | 146.9383 | 168.7391 | 197.0936 | 218.7013 | 232.5693 | 241.3711 | 251.0915 | 253.1275 | 248.753 | 251.3401 | 244.4378 | 231.8655 | 216.2492 | 200.652 | 191.2055 | 186.5348 | 183.7936 | 175.3796 | 164.242 | 157.0216 | -0.78105 | -0.7485 | -0.51787 | -0.58908 | -0.68835 | -1.0043 | -0.89478 | -1.7466 | -1.2228 | -1.0302 | -1.8638 | -1.0657 | -0.63435 | 2.3038 | 10.576 | 11.0338 | 9.629 | 8.1936 | 2.943 | 0.28472 | -0.45342 | -1.1741 | -1.9045 | -2.2214 | 73.7816 | 72.8282 | 71.8747 | 71.1331 | 70.3439 | 69.6003 | 69.2024 | 69.5799 | 72.2793 | 76.8108 | 81.4452 | 85.3928 | 88.2683 | 90.5167 | 91.7066 | 91.9632 | 91.9232 | 90.8302 | 89.3978 | 87.0928 | 83.4999 | 80.2918 | 78.1466 | 76.4363 | 3.1678 | 2.8181 | 3.101 | 3.6886 | 4.7835 | 3.7738 | 3.6193 | 3.8439 | 4.2127 | 4.1013 | 4.0597 | 4.5548 | 4.7053 | 5.164 | 5.6465 | 5.5435 | 5.3431 | 4.4916 | 3.72 | 3.7335 | 3.4035 | 3.3768 | 3.5333 | 3.463
Program Specific1-in-10Size: Over 200kWOther2018January Monthly Peak | Program Specific | 1-in-10 | Size: Over 200kW | Other | 2018 | January Monthly Peak | 1 | 124.128 | 120.5811 | 117.6638 | 118.1831 | 127.1767 | 149.2699 | 178.993 | 196.9628 | 206.7775 | 206.3382 | 206.505 | 201.4508 | 192.841 | 191.7501 | 183.0379 | 174.6413 | 167.7536 | 166.2119 | 164.1853 | 157.9085 | 152.3381 | 147.1013 | 138.1401 | 132.151 | -0.72402 | -1.4149 | -0.88395 | -0.25613 | -0.16175 | -2.2094 | -0.9471 | -0.84286 | -0.71612 | -0.28425 | -0.14094 | 0.10082 | 0.13818 | 1.2665 | 7.9382 | 7.7649 | 6.1776 | 5.4267 | 0.11119 | -2.0197 | -2.4815 | -2.522 | -2.186 | -2.2542 | 41.7396 | 41.3924 | 40.7267 | 40.0555 | 39.5955 | 39.0295 | 38.5282 | 38.1029 | 38.5992 | 41.6252 | 44.7596 | 47.3976 | 49.1028 | 50.2745 | 51.1563 | 51.5149 | 51.2436 | 50.1841 | 48.3127 | 46.9622 | 45.7753 | 45.1536 | 44.4119 | 43.7264 | 2.8653 | 2.5406 | 2.8002 | 3.3543 | 4.3955 | 3.5442 | 3.4896 | 3.6753 | 3.9765 | 3.7222 | 3.5447 | 3.8484 | 3.8727 | 4.1826 | 4.4889 | 4.4328 | 4.4005 | 3.9501 | 3.3913 | 3.3554 | 2.9949 | 3.007 | 3.1551 | 3.0942
Program Specific1-in-10Size: Over 200kWOther2018February Monthly Peak | Program Specific | 1-in-10 | Size: Over 200kW | Other | 2018 | February Monthly Peak | 2 | 125.9159 | 122.5321 | 118.9523 | 119.217 | 126.965 | 147.7156 | 176.3218 | 191.8324 | 200.6998 | 202.0345 | 205.6246 | 205.139 | 200.7525 | 203.0644 | 197.1586 | 186.4335 | 176.4949 | 171.2415 | 168.585 | 161.6371 | 155.9545 | 149.6817 | 140.1324 | 133.7003 | -0.73445 | -1.4378 | -0.89363 | -0.25837 | -0.16148 | -2.1864 | -0.93297 | -0.8209 | -0.69507 | -0.27832 | -0.14034 | 0.10266 | 0.14385 | 1.3412 | 8.5506 | 8.2892 | 6.4995 | 5.591 | 0.11417 | -2.0674 | -2.5405 | -2.5663 | -2.2176 | -2.2806 | 48.6985 | 48.2324 | 47.7572 | 47.2187 | 46.9484 | 46.4664 | 45.9003 | 45.9418 | 47.4113 | 50.8439 | 54.4624 | 57.4573 | 59.3174 | 60.2989 | 60.8403 | 61.0639 | 60.3123 | 59.3559 | 57.4099 | 55.3059 | 53.8232 | 52.5478 | 51.6519 | 50.393 | 2.9065 | 2.5817 | 2.8309 | 3.3836 | 4.3882 | 3.5073 | 3.4375 | 3.5796 | 3.8596 | 3.6446 | 3.5296 | 3.9189 | 4.0315 | 4.4294 | 4.8352 | 4.7321 | 4.6298 | 4.0696 | 3.4822 | 3.4347 | 3.066 | 3.0598 | 3.2006 | 3.1305
Program Specific1-in-10Size: Over 200kWOther2018March Monthly Peak | Program Specific | 1-in-10 | Size: Over 200kW | Other | 2018 | March Monthly Peak | 3 | 131.1522 | 127.6666 | 123.8491 | 123.066 | 129.9823 | 149.5425 | 178.7011 | 195.0441 | 203.3823 | 207.7327 | 215.4604 | 218.5138 | 217.5213 | 221.0196 | 216.1539 | 205.0337 | 192.4071 | 181.6101 | 176.0917 | 172.581 | 166.7938 | 158.6219 | 148.4606 | 141.423 | -0.76499 | -1.4981 | -0.93042 | -0.26672 | -0.16532 | -2.2135 | -0.94556 | -0.83465 | -0.70436 | -0.28617 | -0.14705 | 0.10935 | 0.15586 | 1.4598 | 9.3744 | 9.1162 | 7.0854 | 5.9295 | 0.11925 | -2.2074 | -2.717 | -2.7195 | -2.3494 | -2.4124 | 59.7919 | 58.6776 | 57.9738 | 57.2386 | 56.409 | 55.5281 | 54.7577 | 55.2841 | 58.7043 | 63.6626 | 68.8751 | 73.0034 | 75.7609 | 77.3619 | 78.1023 | 78.5526 | 77.9871 | 76.3027 | 73.5067 | 69.9896 | 66.8474 | 64.2355 | 62.2079 | 60.605 | 3.0274 | 2.6899 | 2.9474 | 3.4929 | 4.4925 | 3.5507 | 3.4839 | 3.6395 | 3.9112 | 3.7474 | 3.6984 | 4.1744 | 4.3683 | 4.821 | 5.3011 | 5.2043 | 5.0472 | 4.3161 | 3.6373 | 3.6672 | 3.2791 | 3.2425 | 3.3908 | 3.3113
Program Specific1-in-10Size: Over 200kWOther2018April Monthly Peak | Program Specific | 1-in-10 | Size: Over 200kW | Other | 2018 | April Monthly Peak | 4 | 135.255 | 131.543 | 127.7472 | 126.9422 | 134.5422 | 154.7847 | 181.1939 | 200.5152 | 213.4797 | 221.6611 | 231.8093 | 234.9949 | 234.7979 | 237.9067 | 232.3605 | 220.0274 | 205.6498 | 191.2776 | 181.1143 | 178.3151 | 174.2215 | 165.5791 | 154.7818 | 147.7176 | -0.7531 | -1.0666 | -0.68961 | -0.42481 | -0.42869 | -1.5226 | -0.88237 | -1.275 | -0.95422 | -0.66477 | -1.0347 | -0.50333 | -0.26202 | 1.9132 | 10.0639 | 10.1686 | 8.4616 | 7.1234 | 1.6176 | -0.84865 | -1.4871 | -1.8682 | -2.0822 | -2.2786 | 69.4145 | 68.2991 | 66.8827 | 66.0582 | 65.1604 | 64.1178 | 63.4733 | 63.5078 | 66.6179 | 72.0741 | 77.3108 | 82.2921 | 85.5069 | 87.5139 | 88.5178 | 88.8738 | 88.4979 | 87.3991 | 85.3489 | 81.6086 | 77.1285 | 73.5847 | 71.1318 | 69.2612 | 2.9248 | 2.5964 | 2.8481 | 3.3752 | 4.3563 | 3.443 | 3.3093 | 3.5052 | 3.846 | 3.746 | 3.7277 | 4.2056 | 4.4173 | 4.8615 | 5.3385 | 5.232 | 5.0537 | 4.2586 | 3.5046 | 3.5496 | 3.2087 | 3.1709 | 3.3118 | 3.2402
Program Specific1-in-10Size: Over 200kWOther2018May Monthly Peak | Program Specific | 1-in-10 | Size: Over 200kW | Other | 2018 | May Monthly Peak | 5 | 134.9993 | 131.5971 | 128.2884 | 127.5569 | 135.705 | 156.3107 | 182.003 | 204.4658 | 218.7229 | 228.5229 | 238.7103 | 241.6146 | 240.2094 | 242.5889 | 236.5949 | 223.3105 | 208.4571 | 192.7634 | 181.7086 | 176.6924 | 173.946 | 165.7399 | 155.4663 | 148.4866 | -0.74478 | -0.97501 | -0.64019 | -0.45589 | -0.48253 | -1.3879 | -0.87151 | -1.3822 | -1.0201 | -0.75685 | -1.2397 | -0.64071 | -0.353 | 2.0181 | 10.2447 | 10.3958 | 8.7509 | 7.3495 | 1.9124 | -0.56709 | -1.2245 | -1.6825 | -2.0202 | -2.2436 | 69.9182 | 68.6339 | 67.5305 | 66.4657 | 65.6135 | 64.7861 | 64.7122 | 64.9419 | 67.9875 | 73.5303 | 79.2065 | 83.4509 | 86.6797 | 88.7329 | 90.0817 | 90.4555 | 89.7685 | 88.9094 | 87.0935 | 84.5066 | 81.0826 | 77.2564 | 74.6217 | 72.2843 | 2.9089 | 2.5882 | 2.85 | 3.3795 | 4.3783 | 3.4645 | 3.3122 | 3.5616 | 3.9264 | 3.8482 | 3.825 | 4.3087 | 4.503 | 4.9396 | 5.4164 | 5.2911 | 5.1045 | 4.2764 | 3.5036 | 3.5048 | 3.1923 | 3.1627 | 3.3146 | 3.2454
Program Specific1-in-10Size: Over 200kWOther2018June Monthly Peak | Program Specific | 1-in-10 | Size: Over 200kW | Other | 2018 | June Monthly Peak | 6 | 140.3043 | 136.5049 | 133.1414 | 132.1919 | 140.1484 | 159.8467 | 184.4884 | 205.4458 | 218.3422 | 226.2868 | 236.0151 | 237.7965 | 233.1643 | 234.5203 | 228.2218 | 218.1157 | 205.7041 | 191.9993 | 184.0856 | 178.1676 | 176.7922 | 169.1535 | 158.1126 | 151.4057 | -0.77172 | -0.98044 | -0.64682 | -0.4822 | -0.51509 | -1.3697 | -0.87855 | -1.4155 | -1.0321 | -0.77237 | -1.2814 | -0.66985 | -0.36934 | 1.972 | 9.8813 | 10.1779 | 8.6909 | 7.3755 | 2.0323 | -0.48241 | -1.1589 | -1.6552 | -2.0312 | -2.2723 | 70.6003 | 69.3655 | 68.3878 | 67.3684 | 66.3717 | 65.3768 | 64.9893 | 66.1848 | 69.7442 | 74.5297 | 79.3474 | 83.375 | 85.9103 | 88.0108 | 89.182 | 89.5804 | 90.1215 | 89.2249 | 88.0128 | 86.0072 | 82.5891 | 78.6701 | 76.1983 | 74.188 | 3.0218 | 2.6835 | 2.9565 | 3.5007 | 4.5195 | 3.5413 | 3.3559 | 3.577 | 3.9178 | 3.8088 | 3.78 | 4.2386 | 4.3689 | 4.773 | 5.2223 | 5.1657 | 5.0347 | 4.2575 | 3.5478 | 3.5324 | 3.243 | 3.2263 | 3.3694 | 3.3077
Program Specific1-in-10Size: Over 200kWOther2018July Monthly Peak | Program Specific | 1-in-10 | Size: Over 200kW | Other | 2018 | July Monthly Peak | 7 | 142.4658 | 139.1095 | 136.3279 | 135.1183 | 143.6713 | 164.4037 | 190.0287 | 209.6547 | 221.1784 | 229.0235 | 237.7942 | 238.5203 | 233.3647 | 235.4596 | 229.3839 | 219.6828 | 207.7372 | 195.0184 | 186.1789 | 181.2301 | 180.4204 | 172.5434 | 161.0346 | 153.5258 | -0.76898 | -0.80349 | -0.55049 | -0.55468 | -0.63474 | -1.0921 | -0.87386 | -1.6137 | -1.1319 | -0.92577 | -1.6399 | -0.91638 | -0.53555 | 2.1111 | 9.9265 | 10.4004 | 9.1249 | 7.8388 | 2.6516 | 0.073911 | -0.63994 | -1.296 | -1.9205 | -2.2069 | 73.0929 | 72.2864 | 71.431 | 70.7391 | 70.1582 | 69.5359 | 69.128 | 69.4986 | 72.2856 | 76.6306 | 81.207 | 84.4568 | 86.5238 | 88.243 | 89.6193 | 90.0996 | 90.4517 | 89.6007 | 87.7986 | 85.5978 | 82.5229 | 79.8129 | 77.9455 | 76.6509 | 3.0827 | 2.7475 | 3.0413 | 3.5949 | 4.6548 | 3.6592 | 3.4728 | 3.6673 | 3.9872 | 3.8729 | 3.8263 | 4.2714 | 4.3931 | 4.8145 | 5.2734 | 5.2271 | 5.1083 | 4.3446 | 3.6049 | 3.6099 | 3.325 | 3.3063 | 3.4477 | 3.3697
Program Specific1-in-10Size: Over 200kWOther2018August Monthly Peak | Program Specific | 1-in-10 | Size: Over 200kW | Other | 2018 | August Monthly Peak | 8 | 146.0515 | 142.3454 | 138.7497 | 138.4058 | 147.4082 | 169.2793 | 197.7156 | 219.6063 | 233.8647 | 243.0172 | 252.9276 | 254.9852 | 250.5623 | 253.1083 | 246.0842 | 233.3808 | 217.6263 | 201.8238 | 192.1736 | 187.434 | 184.6131 | 176.1421 | 164.9059 | 157.641 | -0.77883 | -0.69542 | -0.48822 | -0.60827 | -0.72056 | -0.91811 | -0.88874 | -1.8024 | -1.2546 | -1.0791 | -1.9791 | -1.1451 | -0.68779 | 2.3587 | 10.6457 | 11.1494 | 9.7903 | 8.34 | 3.1266 | 0.44616 | -0.30322 | -1.0695 | -1.8706 | -2.2028 | 74.573 | 73.8634 | 72.9388 | 72.2004 | 71.5406 | 70.9906 | 70.5582 | 70.5668 | 72.8832 | 77.2603 | 81.4406 | 85.3664 | 88.4426 | 90.7546 | 91.9702 | 91.9376 | 91.4894 | 90.3773 | 89.4055 | 87.1578 | 83.3616 | 80.3419 | 78.2899 | 76.4488 | 3.1906 | 2.8383 | 3.125 | 3.7176 | 4.8216 | 3.8038 | 3.6479 | 3.8782 | 4.2563 | 4.1488 | 4.1088 | 4.61 | 4.762 | 5.225 | 5.7116 | 5.6062 | 5.4027 | 4.5393 | 3.7566 | 3.7693 | 3.4349 | 3.4076 | 3.5644 | 3.4932
Program Specific1-in-10Size: Over 200kWOther2018September Monthly Peak | Program Specific | 1-in-10 | Size: Over 200kW | Other | 2018 | September Monthly Peak | 9 | 145.8322 | 142.9809 | 139.9075 | 139.8184 | 149.8852 | 171.9487 | 202.9183 | 227.0239 | 247.4113 | 260.4674 | 271.5905 | 273.569 | 267.5768 | 270.1059 | 262.2531 | 246.7195 | 228.1017 | 209.9504 | 199.0513 | 195.3972 | 188.6738 | 180.1678 | 166.6491 | 159.0116 | -0.76013 | -0.46328 | -0.35806 | -0.68929 | -0.86288 | -0.54521 | -0.87331 | -2.0775 | -1.4403 | -1.3483 | -2.5912 | -1.5566 | -0.957 | 2.6932 | 11.3384 | 11.983 | 10.7087 | 9.1133 | 3.9841 | 1.1772 | 0.354 | -0.61462 | -1.711 | -2.1041 | 76.8603 | 75.7975 | 74.7414 | 74.2244 | 73.305 | 72.4978 | 72.1339 | 72.0693 | 74.2041 | 78.8227 | 83.7858 | 88.3732 | 92.1965 | 95.0585 | 96.0549 | 96.2352 | 95.6301 | 94.118 | 92.3743 | 89.6083 | 85.526 | 82.3424 | 80.1529 | 78.4577 | 3.2825 | 2.9376 | 3.2468 | 3.8696 | 5.0515 | 3.9811 | 3.8576 | 4.1309 | 4.6396 | 4.5818 | 4.546 | 5.0961 | 5.2398 | 5.7452 | 6.2717 | 6.1066 | 5.8347 | 4.8655 | 4.0092 | 4.0487 | 3.617 | 3.5913 | 3.7115 | 3.6305
Program Specific1-in-10Size: Over 200kWOther2018October Monthly Peak | Program Specific | 1-in-10 | Size: Over 200kW | Other | 2018 | October Monthly Peak | 10 | 141.656 | 137.8116 | 134.2855 | 133.3873 | 141.7305 | 162.9042 | 193.2071 | 212.884 | 228.1743 | 239.7065 | 250.7882 | 255.4573 | 253.9927 | 256.7836 | 250.4051 | 236.3054 | 218.5315 | 202.3395 | 194.7885 | 187.8289 | 180.787 | 172.0612 | 160.1161 | 152.6029 | -0.77497 | -0.93406 | -0.6207 | -0.50411 | -0.55119 | -1.3056 | -0.91098 | -1.5162 | -1.1042 | -0.86156 | -1.4675 | -0.79494 | -0.45428 | 2.2004 | 10.8402 | 11.0729 | 9.3382 | 7.8764 | 2.33 | -0.34022 | -1.0286 | -1.5711 | -2.0145 | -2.2625 | 72.7151 | 72.0227 | 71.241 | 70.0798 | 69.0855 | 68.2031 | 68.0606 | 67.8115 | 68.6491 | 72.5491 | 77.2594 | 82.0746 | 85.9665 | 88.1747 | 88.9069 | 88.6825 | 87.5917 | 85.9912 | 83.282 | 79.8085 | 76.9105 | 75.1435 | 73.7243 | 72.4724 | 3.051 | 2.7092 | 2.9819 | 3.5324 | 4.5706 | 3.609 | 3.5145 | 3.7065 | 4.0942 | 4.0347 | 4.0167 | 4.5535 | 4.7593 | 5.2262 | 5.73 | 5.5965 | 5.3488 | 4.4868 | 3.7541 | 3.724 | 3.3163 | 3.2818 | 3.4122 | 3.3339
Program Specific1-in-10Size: Over 200kWOther2018November Monthly Peak | Program Specific | 1-in-10 | Size: Over 200kW | Other | 2018 | November Monthly Peak | 11 | 131.504 | 128.2435 | 124.1635 | 123.0915 | 131.2421 | 152.1288 | 178.185 | 194.9803 | 205.3967 | 210.9917 | 218.3548 | 221.0164 | 219.408 | 221.8445 | 215.4699 | 203.7323 | 192.4702 | 185.0594 | 176.6228 | 168.9871 | 162.7089 | 155.1917 | 145.9761 | 140.1004 | -0.76705 | -1.5049 | -0.93278 | -0.26677 | -0.16692 | -2.2518 | -0.94283 | -0.83437 | -0.71133 | -0.29066 | -0.14903 | 0.11061 | 0.15721 | 1.4653 | 9.3447 | 9.0583 | 7.0877 | 6.0421 | 0.11961 | -2.1614 | -2.6505 | -2.6607 | -2.31 | -2.3898 | 63.4534 | 62.0892 | 61.1662 | 60.1393 | 59.5146 | 58.887 | 58.2337 | 58.3677 | 60.3467 | 64.6438 | 69.9316 | 74.0099 | 76.7637 | 78.2901 | 79.3397 | 79.4697 | 78.0982 | 75.7217 | 73.1105 | 70.1889 | 67.9746 | 66.4702 | 64.9177 | 64.0364 | 3.0355 | 2.702 | 2.9549 | 3.4936 | 4.536 | 3.6121 | 3.4738 | 3.6384 | 3.95 | 3.8062 | 3.7481 | 4.2222 | 4.4062 | 4.839 | 5.2843 | 5.1712 | 5.0489 | 4.398 | 3.6482 | 3.5908 | 3.1988 | 3.1724 | 3.334 | 3.2803
Program Specific1-in-10Size: Over 200kWOther2018December Monthly Peak | Program Specific | 1-in-10 | Size: Over 200kW | Other | 2018 | December Monthly Peak | 12 | 124.8118 | 121.0282 | 117.9231 | 117.143 | 125.3771 | 146.4699 | 174.0805 | 190.4148 | 199.6884 | 200.8594 | 201.6942 | 197.9401 | 191.3677 | 190.5371 | 182.675 | 174.4858 | 169.1404 | 166.3117 | 163.2659 | 157.5885 | 152.4694 | 147.3693 | 138.0706 | 131.6244 | -0.72801 | -1.4202 | -0.8859 | -0.25388 | -0.15946 | -2.168 | -0.92111 | -0.81483 | -0.69157 | -0.2767 | -0.13766 | 0.099059 | 0.13712 | 1.2585 | 7.9225 | 7.758 | 6.2286 | 5.43 | 0.11056 | -2.0156 | -2.4837 | -2.5266 | -2.1849 | -2.2452 | 44.9645 | 44.2732 | 43.6489 | 42.9826 | 42.5113 | 41.7673 | 41.783 | 41.7944 | 42.3814 | 44.6232 | 47.4098 | 49.6854 | 51.1698 | 51.5664 | 51.8198 | 51.897 | 51.3291 | 49.9078 | 48.3425 | 47.377 | 46.5014 | 45.602 | 45.0527 | 44.66 | 2.8811 | 2.55 | 2.8064 | 3.3248 | 4.3333 | 3.4778 | 3.3938 | 3.5532 | 3.8402 | 3.6234 | 3.4621 | 3.7814 | 3.8431 | 4.1561 | 4.48 | 4.4289 | 4.4369 | 3.9525 | 3.3723 | 3.3486 | 2.9975 | 3.0125 | 3.1535 | 3.0819
Program Specific1-in-10Size: Over 200kWOther2018Typical Event Day | Program Specific | 1-in-10 | Size: Over 200kW | Other | 2018 | Typical Event Day | 8 | 145.698 | 142.0029 | 138.3367 | 137.977 | 146.9383 | 168.7391 | 197.0936 | 218.7013 | 232.5693 | 241.3711 | 251.0915 | 253.1275 | 248.753 | 251.3401 | 244.4378 | 231.8655 | 216.2492 | 200.6519 | 191.2055 | 186.5348 | 183.7936 | 175.3796 | 164.242 | 157.0216 | -0.78105 | -0.7485 | -0.51787 | -0.58908 | -0.68835 | -1.0043 | -0.89478 | -1.7466 | -1.2228 | -1.0302 | -1.8638 | -1.0657 | -0.63435 | 2.3038 | 10.576 | 11.0338 | 9.629 | 8.1936 | 2.943 | 0.28472 | -0.45342 | -1.1741 | -1.9045 | -2.2214 | 73.7816 | 72.8282 | 71.8747 | 71.1331 | 70.3439 | 69.6003 | 69.2024 | 69.5799 | 72.2793 | 76.8108 | 81.4452 | 85.3928 | 88.2683 | 90.5167 | 91.7066 | 91.9632 | 91.9232 | 90.8302 | 89.3978 | 87.0928 | 83.4999 | 80.2918 | 78.1466 | 76.4363 | 3.1678 | 2.8181 | 3.101 | 3.6886 | 4.7835 | 3.7738 | 3.6193 | 3.8439 | 4.2127 | 4.1013 | 4.0597 | 4.5548 | 4.7053 | 5.164 | 5.6465 | 5.5435 | 5.3431 | 4.4916 | 3.72 | 3.7335 | 3.4035 | 3.3768 | 3.5333 | 3.463
Program Specific1-in-10Size: Over 200kWOther2019January Monthly Peak | Program Specific | 1-in-10 | Size: Over 200kW | Other | 2019 | January Monthly Peak | 1 | 124.128 | 120.5811 | 117.6638 | 118.1831 | 127.1767 | 149.2698 | 178.993 | 196.9628 | 206.7775 | 206.3382 | 206.5049 | 201.4508 | 192.841 | 191.7501 | 183.0379 | 174.6413 | 167.7536 | 166.2119 | 164.1853 | 157.9085 | 152.3381 | 147.1013 | 138.1401 | 132.151 | -0.72402 | -1.4149 | -0.88395 | -0.25613 | -0.16175 | -2.2094 | -0.9471 | -0.84286 | -0.71612 | -0.28425 | -0.14094 | 0.10082 | 0.13818 | 1.2665 | 7.9382 | 7.7649 | 6.1776 | 5.4267 | 0.11119 | -2.0197 | -2.4815 | -2.522 | -2.186 | -2.2542 | 41.7396 | 41.3924 | 40.7267 | 40.0555 | 39.5955 | 39.0295 | 38.5282 | 38.1029 | 38.5992 | 41.6252 | 44.7596 | 47.3976 | 49.1028 | 50.2745 | 51.1563 | 51.5149 | 51.2436 | 50.1841 | 48.3127 | 46.9622 | 45.7753 | 45.1536 | 44.4119 | 43.7264 | 2.8653 | 2.5406 | 2.8002 | 3.3543 | 4.3955 | 3.5442 | 3.4896 | 3.6753 | 3.9765 | 3.7222 | 3.5447 | 3.8484 | 3.8727 | 4.1826 | 4.4889 | 4.4328 | 4.4005 | 3.9501 | 3.3913 | 3.3554 | 2.9949 | 3.007 | 3.1551 | 3.0942
Program Specific1-in-10Size: Over 200kWOther2019February Monthly Peak | Program Specific | 1-in-10 | Size: Over 200kW | Other | 2019 | February Monthly Peak | 2 | 125.9159 | 122.5321 | 118.9523 | 119.217 | 126.965 | 147.7156 | 176.3218 | 191.8324 | 200.6998 | 202.0345 | 205.6246 | 205.139 | 200.7525 | 203.0644 | 197.1586 | 186.4335 | 176.4949 | 171.2415 | 168.585 | 161.6371 | 155.9545 | 149.6817 | 140.1324 | 133.7003 | -0.73445 | -1.4378 | -0.89363 | -0.25837 | -0.16148 | -2.1864 | -0.93297 | -0.8209 | -0.69507 | -0.27832 | -0.14034 | 0.10266 | 0.14385 | 1.3412 | 8.5506 | 8.2892 | 6.4995 | 5.591 | 0.11417 | -2.0674 | -2.5405 | -2.5663 | -2.2176 | -2.2806 | 48.6985 | 48.2324 | 47.7572 | 47.2187 | 46.9484 | 46.4664 | 45.9003 | 45.9418 | 47.4113 | 50.8439 | 54.4624 | 57.4573 | 59.3174 | 60.2989 | 60.8403 | 61.0639 | 60.3123 | 59.3559 | 57.4099 | 55.3059 | 53.8232 | 52.5478 | 51.6519 | 50.393 | 2.9065 | 2.5817 | 2.8309 | 3.3836 | 4.3882 | 3.5073 | 3.4375 | 3.5796 | 3.8596 | 3.6446 | 3.5296 | 3.9189 | 4.0315 | 4.4294 | 4.8352 | 4.7321 | 4.6298 | 4.0696 | 3.4822 | 3.4347 | 3.066 | 3.0598 | 3.2006 | 3.1305
Program Specific1-in-10Size: Over 200kWOther2019March Monthly Peak | Program Specific | 1-in-10 | Size: Over 200kW | Other | 2019 | March Monthly Peak | 3 | 131.1522 | 127.6666 | 123.8491 | 123.066 | 129.9823 | 149.5425 | 178.7011 | 195.0441 | 203.3823 | 207.7327 | 215.4604 | 218.5138 | 217.5213 | 221.0196 | 216.1539 | 205.0337 | 192.4071 | 181.6101 | 176.0917 | 172.581 | 166.7938 | 158.6219 | 148.4606 | 141.423 | -0.76499 | -1.4981 | -0.93042 | -0.26672 | -0.16532 | -2.2135 | -0.94556 | -0.83465 | -0.70436 | -0.28617 | -0.14705 | 0.10935 | 0.15586 | 1.4598 | 9.3744 | 9.1162 | 7.0854 | 5.9295 | 0.11925 | -2.2074 | -2.717 | -2.7195 | -2.3494 | -2.4124 | 59.7919 | 58.6776 | 57.9738 | 57.2386 | 56.409 | 55.5281 | 54.7577 | 55.2841 | 58.7043 | 63.6626 | 68.8751 | 73.0034 | 75.7609 | 77.3619 | 78.1023 | 78.5526 | 77.9871 | 76.3027 | 73.5067 | 69.9896 | 66.8474 | 64.2355 | 62.2079 | 60.605 | 3.0274 | 2.6899 | 2.9474 | 3.4929 | 4.4925 | 3.5507 | 3.4839 | 3.6395 | 3.9112 | 3.7474 | 3.6984 | 4.1744 | 4.3683 | 4.821 | 5.3011 | 5.2043 | 5.0472 | 4.3161 | 3.6373 | 3.6672 | 3.2791 | 3.2425 | 3.3908 | 3.3113
Program Specific1-in-10Size: Over 200kWOther2019April Monthly Peak | Program Specific | 1-in-10 | Size: Over 200kW | Other | 2019 | April Monthly Peak | 4 | 135.255 | 131.543 | 127.7472 | 126.9422 | 134.5422 | 154.7847 | 181.194 | 200.5151 | 213.4797 | 221.6611 | 231.8093 | 234.9949 | 234.7979 | 237.9066 | 232.3605 | 220.0274 | 205.6498 | 191.2776 | 181.1143 | 178.3151 | 174.2215 | 165.5791 | 154.7818 | 147.7176 | -0.7531 | -1.0666 | -0.68961 | -0.42481 | -0.42869 | -1.5226 | -0.88237 | -1.275 | -0.95422 | -0.66477 | -1.0347 | -0.50333 | -0.26202 | 1.9132 | 10.0639 | 10.1686 | 8.4616 | 7.1234 | 1.6176 | -0.84865 | -1.4871 | -1.8682 | -2.0822 | -2.2786 | 69.4145 | 68.2991 | 66.8827 | 66.0582 | 65.1604 | 64.1178 | 63.4733 | 63.5078 | 66.6179 | 72.0741 | 77.3108 | 82.2921 | 85.5069 | 87.5139 | 88.5178 | 88.8738 | 88.4979 | 87.3991 | 85.349 | 81.6086 | 77.1285 | 73.5847 | 71.1318 | 69.2612 | 2.9248 | 2.5964 | 2.8481 | 3.3752 | 4.3563 | 3.443 | 3.3093 | 3.5052 | 3.846 | 3.746 | 3.7277 | 4.2056 | 4.4173 | 4.8615 | 5.3385 | 5.232 | 5.0537 | 4.2586 | 3.5046 | 3.5496 | 3.2087 | 3.1709 | 3.3118 | 3.2402
Program Specific1-in-10Size: Over 200kWOther2019May Monthly Peak | Program Specific | 1-in-10 | Size: Over 200kW | Other | 2019 | May Monthly Peak | 5 | 134.9993 | 131.5971 | 128.2884 | 127.5569 | 135.705 | 156.3107 | 182.003 | 204.4658 | 218.7229 | 228.5229 | 238.7103 | 241.6146 | 240.2094 | 242.5889 | 236.5949 | 223.3105 | 208.4571 | 192.7634 | 181.7086 | 176.6924 | 173.946 | 165.7399 | 155.4663 | 148.4866 | -0.74478 | -0.97501 | -0.64019 | -0.45589 | -0.48253 | -1.3879 | -0.87151 | -1.3822 | -1.0201 | -0.75685 | -1.2397 | -0.64071 | -0.353 | 2.0181 | 10.2447 | 10.3958 | 8.7509 | 7.3495 | 1.9124 | -0.56709 | -1.2245 | -1.6825 | -2.0202 | -2.2436 | 69.9182 | 68.6339 | 67.5305 | 66.4657 | 65.6135 | 64.7861 | 64.7122 | 64.9419 | 67.9875 | 73.5303 | 79.2065 | 83.4509 | 86.6797 | 88.7329 | 90.0818 | 90.4555 | 89.7685 | 88.9094 | 87.0935 | 84.5066 | 81.0826 | 77.2564 | 74.6217 | 72.2843 | 2.9089 | 2.5882 | 2.85 | 3.3795 | 4.3783 | 3.4645 | 3.3122 | 3.5616 | 3.9264 | 3.8482 | 3.825 | 4.3087 | 4.503 | 4.9396 | 5.4164 | 5.2911 | 5.1045 | 4.2764 | 3.5036 | 3.5048 | 3.1923 | 3.1627 | 3.3146 | 3.2454
Program Specific1-in-10Size: Over 200kWOther2019June Monthly Peak | Program Specific | 1-in-10 | Size: Over 200kW | Other | 2019 | June Monthly Peak | 6 | 140.3043 | 136.5049 | 133.1414 | 132.1919 | 140.1484 | 159.8467 | 184.4884 | 205.4458 | 218.3422 | 226.2868 | 236.0151 | 237.7965 | 233.1642 | 234.5203 | 228.2218 | 218.1157 | 205.7041 | 191.9994 | 184.0857 | 178.1677 | 176.7922 | 169.1535 | 158.1126 | 151.4057 | -0.77172 | -0.98044 | -0.64682 | -0.4822 | -0.51509 | -1.3697 | -0.87855 | -1.4155 | -1.0321 | -0.77237 | -1.2814 | -0.66985 | -0.36934 | 1.972 | 9.8813 | 10.1779 | 8.6909 | 7.3755 | 2.0323 | -0.48241 | -1.1589 | -1.6552 | -2.0312 | -2.2723 | 70.6003 | 69.3655 | 68.3878 | 67.3684 | 66.3717 | 65.3768 | 64.9893 | 66.1848 | 69.7442 | 74.5297 | 79.3474 | 83.375 | 85.9103 | 88.0108 | 89.182 | 89.5804 | 90.1215 | 89.2249 | 88.0128 | 86.0072 | 82.5891 | 78.67 | 76.1983 | 74.188 | 3.0218 | 2.6835 | 2.9564 | 3.5007 | 4.5195 | 3.5413 | 3.3559 | 3.577 | 3.9178 | 3.8088 | 3.78 | 4.2386 | 4.3689 | 4.773 | 5.2223 | 5.1657 | 5.0347 | 4.2575 | 3.5478 | 3.5324 | 3.243 | 3.2263 | 3.3694 | 3.3077
Program Specific1-in-10Size: Over 200kWOther2019July Monthly Peak | Program Specific | 1-in-10 | Size: Over 200kW | Other | 2019 | July Monthly Peak | 7 | 142.4658 | 139.1095 | 136.3279 | 135.1183 | 143.6713 | 164.4037 | 190.0287 | 209.6547 | 221.1784 | 229.0235 | 237.7942 | 238.5203 | 233.3647 | 235.4596 | 229.3839 | 219.6828 | 207.7372 | 195.0184 | 186.179 | 181.2301 | 180.4204 | 172.5434 | 161.0346 | 153.5258 | -0.76898 | -0.80349 | -0.55049 | -0.55468 | -0.63474 | -1.0921 | -0.87386 | -1.6137 | -1.1319 | -0.92577 | -1.6399 | -0.91638 | -0.53555 | 2.1111 | 9.9265 | 10.4004 | 9.1249 | 7.8388 | 2.6516 | 0.073911 | -0.63994 | -1.296 | -1.9205 | -2.2069 | 73.0929 | 72.2864 | 71.431 | 70.7391 | 70.1582 | 69.5359 | 69.128 | 69.4986 | 72.2856 | 76.6306 | 81.207 | 84.4567 | 86.5238 | 88.243 | 89.6193 | 90.0996 | 90.4517 | 89.6007 | 87.7986 | 85.5978 | 82.5229 | 79.8129 | 77.9454 | 76.6509 | 3.0827 | 2.7475 | 3.0413 | 3.5949 | 4.6548 | 3.6592 | 3.4728 | 3.6673 | 3.9872 | 3.8729 | 3.8263 | 4.2714 | 4.3931 | 4.8145 | 5.2734 | 5.2271 | 5.1083 | 4.3446 | 3.6049 | 3.6099 | 3.325 | 3.3063 | 3.4477 | 3.3697
Program Specific1-in-10Size: Over 200kWOther2019August Monthly Peak | Program Specific | 1-in-10 | Size: Over 200kW | Other | 2019 | August Monthly Peak | 8 | 146.0515 | 142.3454 | 138.7497 | 138.4058 | 147.4082 | 169.2793 | 197.7156 | 219.6063 | 233.8647 | 243.0172 | 252.9276 | 254.9852 | 250.5623 | 253.1083 | 246.0842 | 233.3808 | 217.6263 | 201.8238 | 192.1736 | 187.434 | 184.6131 | 176.1421 | 164.9059 | 157.641 | -0.77883 | -0.69542 | -0.48822 | -0.60827 | -0.72056 | -0.91811 | -0.88874 | -1.8024 | -1.2546 | -1.0791 | -1.9791 | -1.1451 | -0.68779 | 2.3587 | 10.6457 | 11.1494 | 9.7903 | 8.34 | 3.1266 | 0.44616 | -0.30322 | -1.0695 | -1.8706 | -2.2028 | 74.573 | 73.8634 | 72.9388 | 72.2004 | 71.5406 | 70.9906 | 70.5582 | 70.5668 | 72.8832 | 77.2603 | 81.4406 | 85.3664 | 88.4426 | 90.7546 | 91.9702 | 91.9376 | 91.4894 | 90.3773 | 89.4055 | 87.1578 | 83.3616 | 80.3419 | 78.2899 | 76.4488 | 3.1906 | 2.8383 | 3.125 | 3.7176 | 4.8216 | 3.8038 | 3.6479 | 3.8782 | 4.2563 | 4.1488 | 4.1088 | 4.61 | 4.762 | 5.225 | 5.7116 | 5.6062 | 5.4027 | 4.5393 | 3.7566 | 3.7693 | 3.4349 | 3.4076 | 3.5644 | 3.4932
Program Specific1-in-10Size: Over 200kWOther2019September Monthly Peak | Program Specific | 1-in-10 | Size: Over 200kW | Other | 2019 | September Monthly Peak | 9 | 145.8322 | 142.9809 | 139.9075 | 139.8184 | 149.8852 | 171.9487 | 202.9183 | 227.0239 | 247.4113 | 260.4674 | 271.5906 | 273.569 | 267.5768 | 270.106 | 262.2531 | 246.7195 | 228.1017 | 209.9504 | 199.0513 | 195.3972 | 188.6738 | 180.1678 | 166.6491 | 159.0116 | -0.76013 | -0.46328 | -0.35806 | -0.68929 | -0.86288 | -0.54521 | -0.87331 | -2.0775 | -1.4403 | -1.3483 | -2.5912 | -1.5566 | -0.957 | 2.6932 | 11.3384 | 11.983 | 10.7087 | 9.1133 | 3.9841 | 1.1772 | 0.354 | -0.61462 | -1.711 | -2.1041 | 76.8603 | 75.7975 | 74.7414 | 74.2244 | 73.305 | 72.4978 | 72.1339 | 72.0693 | 74.2041 | 78.8227 | 83.7858 | 88.3732 | 92.1965 | 95.0585 | 96.0549 | 96.2352 | 95.6301 | 94.118 | 92.3743 | 89.6083 | 85.526 | 82.3424 | 80.1529 | 78.4577 | 3.2825 | 2.9376 | 3.2468 | 3.8696 | 5.0515 | 3.9811 | 3.8576 | 4.1309 | 4.6396 | 4.5818 | 4.546 | 5.0961 | 5.2398 | 5.7452 | 6.2717 | 6.1066 | 5.8347 | 4.8655 | 4.0092 | 4.0487 | 3.617 | 3.5913 | 3.7115 | 3.6305
Program Specific1-in-10Size: Over 200kWOther2019October Monthly Peak | Program Specific | 1-in-10 | Size: Over 200kW | Other | 2019 | October Monthly Peak | 10 | 141.6561 | 137.8116 | 134.2856 | 133.3873 | 141.7305 | 162.9042 | 193.2071 | 212.884 | 228.1743 | 239.7065 | 250.7882 | 255.4573 | 253.9927 | 256.7836 | 250.4051 | 236.3054 | 218.5315 | 202.3395 | 194.7885 | 187.8289 | 180.787 | 172.0612 | 160.1161 | 152.6029 | -0.77497 | -0.93406 | -0.6207 | -0.50411 | -0.55119 | -1.3056 | -0.91098 | -1.5162 | -1.1042 | -0.86156 | -1.4675 | -0.79494 | -0.45428 | 2.2004 | 10.8402 | 11.0729 | 9.3382 | 7.8764 | 2.33 | -0.34022 | -1.0286 | -1.5711 | -2.0145 | -2.2625 | 72.7151 | 72.0227 | 71.241 | 70.0798 | 69.0855 | 68.2031 | 68.0606 | 67.8115 | 68.6491 | 72.5491 | 77.2594 | 82.0746 | 85.9665 | 88.1747 | 88.907 | 88.6825 | 87.5917 | 85.9912 | 83.282 | 79.8085 | 76.9105 | 75.1435 | 73.7243 | 72.4724 | 3.051 | 2.7092 | 2.9819 | 3.5324 | 4.5706 | 3.609 | 3.5145 | 3.7065 | 4.0942 | 4.0347 | 4.0167 | 4.5535 | 4.7593 | 5.2262 | 5.73 | 5.5965 | 5.3488 | 4.4868 | 3.7541 | 3.724 | 3.3163 | 3.2818 | 3.4122 | 3.3339
Program Specific1-in-10Size: Over 200kWOther2019November Monthly Peak | Program Specific | 1-in-10 | Size: Over 200kW | Other | 2019 | November Monthly Peak | 11 | 131.504 | 128.2435 | 124.1635 | 123.0915 | 131.2421 | 152.1288 | 178.185 | 194.9803 | 205.3967 | 210.9917 | 218.3548 | 221.0164 | 219.408 | 221.8445 | 215.4699 | 203.7323 | 192.4702 | 185.0594 | 176.6228 | 168.9871 | 162.7089 | 155.1917 | 145.9761 | 140.1005 | -0.76705 | -1.5049 | -0.93278 | -0.26677 | -0.16692 | -2.2517 | -0.94283 | -0.83437 | -0.71133 | -0.29066 | -0.14903 | 0.11061 | 0.15721 | 1.4653 | 9.3447 | 9.0583 | 7.0877 | 6.0421 | 0.11961 | -2.1614 | -2.6505 | -2.6607 | -2.31 | -2.3898 | 63.4534 | 62.0892 | 61.1662 | 60.1393 | 59.5146 | 58.887 | 58.2337 | 58.3677 | 60.3467 | 64.6438 | 69.9316 | 74.0099 | 76.7637 | 78.2901 | 79.3397 | 79.4697 | 78.0982 | 75.7217 | 73.1105 | 70.1889 | 67.9746 | 66.4702 | 64.9177 | 64.0364 | 3.0355 | 2.702 | 2.9549 | 3.4936 | 4.536 | 3.6121 | 3.4738 | 3.6384 | 3.95 | 3.8062 | 3.7481 | 4.2222 | 4.4062 | 4.839 | 5.2843 | 5.1712 | 5.0489 | 4.398 | 3.6482 | 3.5908 | 3.1988 | 3.1724 | 3.334 | 3.2803
Program Specific1-in-10Size: Over 200kWOther2019December Monthly Peak | Program Specific | 1-in-10 | Size: Over 200kW | Other | 2019 | December Monthly Peak | 12 | 124.8118 | 121.0282 | 117.9231 | 117.143 | 125.3771 | 146.4699 | 174.0805 | 190.4148 | 199.6884 | 200.8594 | 201.6942 | 197.9401 | 191.3677 | 190.5371 | 182.6751 | 174.4858 | 169.1404 | 166.3117 | 163.2659 | 157.5885 | 152.4694 | 147.3693 | 138.0706 | 131.6244 | -0.72801 | -1.4202 | -0.8859 | -0.25388 | -0.15946 | -2.168 | -0.92111 | -0.81484 | -0.69157 | -0.2767 | -0.13766 | 0.099059 | 0.13712 | 1.2585 | 7.9225 | 7.758 | 6.2286 | 5.43 | 0.11056 | -2.0156 | -2.4837 | -2.5266 | -2.1849 | -2.2452 | 44.9645 | 44.2732 | 43.6489 | 42.9826 | 42.5113 | 41.7673 | 41.783 | 41.7944 | 42.3814 | 44.6232 | 47.4098 | 49.6854 | 51.1698 | 51.5664 | 51.8198 | 51.897 | 51.3291 | 49.9078 | 48.3425 | 47.377 | 46.5014 | 45.602 | 45.0527 | 44.66 | 2.8811 | 2.55 | 2.8064 | 3.3248 | 4.3333 | 3.4778 | 3.3938 | 3.5532 | 3.8402 | 3.6234 | 3.4621 | 3.7814 | 3.8431 | 4.1561 | 4.48 | 4.4289 | 4.4369 | 3.9525 | 3.3723 | 3.3486 | 2.9975 | 3.0125 | 3.1535 | 3.0819
Program Specific1-in-10Size: Over 200kWOther2019Typical Event Day | Program Specific | 1-in-10 | Size: Over 200kW | Other | 2019 | Typical Event Day | 8 | 145.698 | 142.0029 | 138.3367 | 137.977 | 146.9383 | 168.7391 | 197.0936 | 218.7013 | 232.5693 | 241.3711 | 251.0915 | 253.1275 | 248.753 | 251.3401 | 244.4378 | 231.8655 | 216.2492 | 200.6519 | 191.2055 | 186.5348 | 183.7936 | 175.3796 | 164.242 | 157.0216 | -0.78105 | -0.7485 | -0.51787 | -0.58908 | -0.68835 | -1.0043 | -0.89478 | -1.7466 | -1.2228 | -1.0302 | -1.8638 | -1.0657 | -0.63435 | 2.3038 | 10.576 | 11.0338 | 9.629 | 8.1936 | 2.943 | 0.28472 | -0.45342 | -1.1741 | -1.9045 | -2.2214 | 73.7816 | 72.8282 | 71.8747 | 71.1331 | 70.3439 | 69.6003 | 69.2024 | 69.5799 | 72.2793 | 76.8108 | 81.4452 | 85.3928 | 88.2683 | 90.5167 | 91.7066 | 91.9632 | 91.9232 | 90.8302 | 89.3978 | 87.0928 | 83.4999 | 80.2918 | 78.1466 | 76.4363 | 3.1678 | 2.8181 | 3.101 | 3.6886 | 4.7835 | 3.7738 | 3.6193 | 3.8439 | 4.2127 | 4.1013 | 4.0597 | 4.5548 | 4.7053 | 5.164 | 5.6465 | 5.5435 | 5.3431 | 4.4916 | 3.72 | 3.7335 | 3.4035 | 3.3768 | 3.5333 | 3.463
Program Specific1-in-10Size: Over 200kWOther2020January Monthly Peak | Program Specific | 1-in-10 | Size: Over 200kW | Other | 2020 | January Monthly Peak | 1 | 124.128 | 120.5811 | 117.6639 | 118.1831 | 127.1767 | 149.2699 | 178.993 | 196.9628 | 206.7775 | 206.3382 | 206.5049 | 201.4508 | 192.841 | 191.7501 | 183.0379 | 174.6413 | 167.7536 | 166.2119 | 164.1853 | 157.9085 | 152.3381 | 147.1013 | 138.1401 | 132.151 | -0.72402 | -1.4149 | -0.88395 | -0.25613 | -0.16175 | -2.2094 | -0.9471 | -0.84286 | -0.71612 | -0.28425 | -0.14094 | 0.10082 | 0.13818 | 1.2665 | 7.9382 | 7.7649 | 6.1776 | 5.4267 | 0.11119 | -2.0197 | -2.4815 | -2.522 | -2.186 | -2.2542 | 41.7396 | 41.3924 | 40.7267 | 40.0555 | 39.5955 | 39.0295 | 38.5282 | 38.1029 | 38.5992 | 41.6252 | 44.7596 | 47.3976 | 49.1028 | 50.2745 | 51.1563 | 51.5149 | 51.2436 | 50.1841 | 48.3127 | 46.9622 | 45.7753 | 45.1536 | 44.4119 | 43.7264 | 2.8653 | 2.5406 | 2.8002 | 3.3543 | 4.3955 | 3.5442 | 3.4896 | 3.6753 | 3.9765 | 3.7222 | 3.5447 | 3.8484 | 3.8727 | 4.1826 | 4.4889 | 4.4328 | 4.4005 | 3.9501 | 3.3913 | 3.3554 | 2.9949 | 3.007 | 3.1551 | 3.0942
Program Specific1-in-10Size: Over 200kWOther2020February Monthly Peak | Program Specific | 1-in-10 | Size: Over 200kW | Other | 2020 | February Monthly Peak | 2 | 125.9159 | 122.5321 | 118.9523 | 119.217 | 126.9649 | 147.7156 | 176.3218 | 191.8324 | 200.6998 | 202.0345 | 205.6246 | 205.139 | 200.7525 | 203.0644 | 197.1586 | 186.4335 | 176.4949 | 171.2415 | 168.585 | 161.6371 | 155.9545 | 149.6817 | 140.1324 | 133.7003 | -0.73445 | -1.4378 | -0.89363 | -0.25837 | -0.16148 | -2.1864 | -0.93297 | -0.8209 | -0.69507 | -0.27832 | -0.14034 | 0.10266 | 0.14385 | 1.3412 | 8.5506 | 8.2892 | 6.4995 | 5.591 | 0.11417 | -2.0674 | -2.5405 | -2.5663 | -2.2176 | -2.2806 | 48.6985 | 48.2324 | 47.7572 | 47.2187 | 46.9484 | 46.4664 | 45.9003 | 45.9418 | 47.4113 | 50.8439 | 54.4624 | 57.4573 | 59.3174 | 60.2989 | 60.8403 | 61.0639 | 60.3123 | 59.3559 | 57.4099 | 55.3059 | 53.8232 | 52.5478 | 51.6519 | 50.393 | 2.9065 | 2.5817 | 2.8309 | 3.3836 | 4.3882 | 3.5073 | 3.4375 | 3.5796 | 3.8596 | 3.6446 | 3.5296 | 3.9189 | 4.0315 | 4.4294 | 4.8352 | 4.7321 | 4.6298 | 4.0696 | 3.4822 | 3.4347 | 3.066 | 3.0598 | 3.2006 | 3.1305
Program Specific1-in-10Size: Over 200kWOther2020March Monthly Peak | Program Specific | 1-in-10 | Size: Over 200kW | Other | 2020 | March Monthly Peak | 3 | 131.1522 | 127.6666 | 123.8491 | 123.066 | 129.9823 | 149.5425 | 178.7011 | 195.0441 | 203.3823 | 207.7327 | 215.4604 | 218.5138 | 217.5213 | 221.0196 | 216.1539 | 205.0337 | 192.4071 | 181.6101 | 176.0917 | 172.581 | 166.7938 | 158.6219 | 148.4606 | 141.423 | -0.76499 | -1.4981 | -0.93042 | -0.26672 | -0.16532 | -2.2135 | -0.94556 | -0.83465 | -0.70436 | -0.28617 | -0.14705 | 0.10935 | 0.15586 | 1.4598 | 9.3744 | 9.1162 | 7.0854 | 5.9295 | 0.11925 | -2.2074 | -2.717 | -2.7195 | -2.3494 | -2.4124 | 59.7919 | 58.6776 | 57.9738 | 57.2386 | 56.409 | 55.5281 | 54.7577 | 55.2841 | 58.7043 | 63.6626 | 68.875 | 73.0034 | 75.7609 | 77.3619 | 78.1023 | 78.5526 | 77.9871 | 76.3027 | 73.5067 | 69.9896 | 66.8474 | 64.2355 | 62.2079 | 60.605 | 3.0274 | 2.6899 | 2.9474 | 3.4929 | 4.4925 | 3.5507 | 3.4839 | 3.6395 | 3.9112 | 3.7474 | 3.6984 | 4.1744 | 4.3683 | 4.821 | 5.3011 | 5.2043 | 5.0472 | 4.3161 | 3.6373 | 3.6672 | 3.2791 | 3.2425 | 3.3908 | 3.3113
Program Specific1-in-10Size: Over 200kWOther2020April Monthly Peak | Program Specific | 1-in-10 | Size: Over 200kW | Other | 2020 | April Monthly Peak | 4 | 135.255 | 131.543 | 127.7472 | 126.9422 | 134.5422 | 154.7847 | 181.194 | 200.5151 | 213.4797 | 221.6611 | 231.8093 | 234.9949 | 234.7978 | 237.9066 | 232.3605 | 220.0274 | 205.6498 | 191.2776 | 181.1143 | 178.3151 | 174.2215 | 165.5791 | 154.7818 | 147.7176 | -0.7531 | -1.0666 | -0.68961 | -0.42481 | -0.42869 | -1.5226 | -0.88237 | -1.275 | -0.95422 | -0.66477 | -1.0347 | -0.50333 | -0.26202 | 1.9132 | 10.0639 | 10.1686 | 8.4616 | 7.1234 | 1.6176 | -0.84865 | -1.4871 | -1.8682 | -2.0822 | -2.2786 | 69.4145 | 68.2991 | 66.8827 | 66.0582 | 65.1604 | 64.1178 | 63.4733 | 63.5078 | 66.6179 | 72.0741 | 77.3108 | 82.2921 | 85.5069 | 87.5139 | 88.5178 | 88.8738 | 88.4979 | 87.3991 | 85.3489 | 81.6086 | 77.1285 | 73.5847 | 71.1318 | 69.2612 | 2.9248 | 2.5964 | 2.8481 | 3.3752 | 4.3563 | 3.443 | 3.3093 | 3.5052 | 3.846 | 3.746 | 3.7277 | 4.2056 | 4.4173 | 4.8615 | 5.3385 | 5.232 | 5.0537 | 4.2586 | 3.5046 | 3.5496 | 3.2087 | 3.1709 | 3.3118 | 3.2402
Program Specific1-in-10Size: Over 200kWOther2020May Monthly Peak | Program Specific | 1-in-10 | Size: Over 200kW | Other | 2020 | May Monthly Peak | 5 | 134.9993 | 131.5971 | 128.2884 | 127.5569 | 135.705 | 156.3107 | 182.003 | 204.4658 | 218.7229 | 228.5229 | 238.7103 | 241.6146 | 240.2094 | 242.5889 | 236.5949 | 223.3105 | 208.4571 | 192.7634 | 181.7086 | 176.6924 | 173.946 | 165.7399 | 155.4663 | 148.4866 | -0.74478 | -0.97501 | -0.64019 | -0.45589 | -0.48253 | -1.3879 | -0.87151 | -1.3822 | -1.0201 | -0.75685 | -1.2397 | -0.64071 | -0.353 | 2.0181 | 10.2447 | 10.3958 | 8.7509 | 7.3495 | 1.9124 | -0.56709 | -1.2245 | -1.6825 | -2.0202 | -2.2436 | 69.9182 | 68.6339 | 67.5305 | 66.4657 | 65.6135 | 64.7861 | 64.7122 | 64.9419 | 67.9875 | 73.5303 | 79.2065 | 83.4509 | 86.6797 | 88.7329 | 90.0817 | 90.4555 | 89.7685 | 88.9094 | 87.0935 | 84.5066 | 81.0826 | 77.2564 | 74.6217 | 72.2843 | 2.9089 | 2.5882 | 2.85 | 3.3795 | 4.3783 | 3.4645 | 3.3122 | 3.5616 | 3.9264 | 3.8482 | 3.825 | 4.3087 | 4.503 | 4.9396 | 5.4164 | 5.2911 | 5.1045 | 4.2764 | 3.5036 | 3.5048 | 3.1923 | 3.1627 | 3.3146 | 3.2454
Program Specific1-in-10Size: Over 200kWOther2020June Monthly Peak | Program Specific | 1-in-10 | Size: Over 200kW | Other | 2020 | June Monthly Peak | 6 | 140.3043 | 136.5049 | 133.1414 | 132.1919 | 140.1484 | 159.8467 | 184.4884 | 205.4458 | 218.3422 | 226.2868 | 236.0151 | 237.7965 | 233.1642 | 234.5203 | 228.2218 | 218.1157 | 205.7041 | 191.9993 | 184.0856 | 178.1677 | 176.7922 | 169.1535 | 158.1126 | 151.4057 | -0.77172 | -0.98044 | -0.64682 | -0.4822 | -0.51509 | -1.3697 | -0.87855 | -1.4155 | -1.0321 | -0.77237 | -1.2814 | -0.66985 | -0.36934 | 1.972 | 9.8813 | 10.1779 | 8.6909 | 7.3755 | 2.0323 | -0.48241 | -1.1589 | -1.6552 | -2.0312 | -2.2723 | 70.6003 | 69.3655 | 68.3878 | 67.3684 | 66.3717 | 65.3768 | 64.9893 | 66.1848 | 69.7442 | 74.5297 | 79.3474 | 83.375 | 85.9103 | 88.0108 | 89.182 | 89.5804 | 90.1215 | 89.2249 | 88.0128 | 86.0072 | 82.5891 | 78.67 | 76.1983 | 74.188 | 3.0218 | 2.6835 | 2.9565 | 3.5007 | 4.5195 | 3.5413 | 3.3559 | 3.577 | 3.9178 | 3.8088 | 3.78 | 4.2386 | 4.3689 | 4.773 | 5.2223 | 5.1657 | 5.0347 | 4.2575 | 3.5478 | 3.5324 | 3.243 | 3.2263 | 3.3694 | 3.3077
Program Specific1-in-10Size: Over 200kWOther2020July Monthly Peak | Program Specific | 1-in-10 | Size: Over 200kW | Other | 2020 | July Monthly Peak | 7 | 142.4658 | 139.1095 | 136.3279 | 135.1183 | 143.6713 | 164.4037 | 190.0287 | 209.6547 | 221.1784 | 229.0235 | 237.7942 | 238.5203 | 233.3647 | 235.4596 | 229.3839 | 219.6828 | 207.7372 | 195.0184 | 186.179 | 181.2301 | 180.4204 | 172.5434 | 161.0346 | 153.5259 | -0.76898 | -0.80349 | -0.55049 | -0.55468 | -0.63474 | -1.0921 | -0.87386 | -1.6137 | -1.1319 | -0.92577 | -1.6399 | -0.91638 | -0.53555 | 2.1111 | 9.9265 | 10.4004 | 9.1249 | 7.8388 | 2.6516 | 0.073911 | -0.63994 | -1.296 | -1.9205 | -2.2069 | 73.0929 | 72.2864 | 71.431 | 70.7391 | 70.1582 | 69.5359 | 69.128 | 69.4986 | 72.2856 | 76.6306 | 81.207 | 84.4568 | 86.5238 | 88.243 | 89.6193 | 90.0996 | 90.4517 | 89.6007 | 87.7986 | 85.5978 | 82.5229 | 79.8129 | 77.9455 | 76.6509 | 3.0827 | 2.7475 | 3.0413 | 3.5949 | 4.6548 | 3.6592 | 3.4728 | 3.6673 | 3.9872 | 3.8729 | 3.8263 | 4.2714 | 4.3931 | 4.8145 | 5.2734 | 5.2271 | 5.1083 | 4.3446 | 3.6049 | 3.6099 | 3.325 | 3.3063 | 3.4477 | 3.3697
Program Specific1-in-10Size: Over 200kWOther2020August Monthly Peak | Program Specific | 1-in-10 | Size: Over 200kW | Other | 2020 | August Monthly Peak | 8 | 146.0515 | 142.3454 | 138.7497 | 138.4058 | 147.4082 | 169.2793 | 197.7156 | 219.6063 | 233.8647 | 243.0172 | 252.9276 | 254.9852 | 250.5623 | 253.1083 | 246.0842 | 233.3808 | 217.6263 | 201.8238 | 192.1736 | 187.434 | 184.6131 | 176.1421 | 164.9059 | 157.641 | -0.77883 | -0.69542 | -0.48822 | -0.60827 | -0.72056 | -0.91811 | -0.88874 | -1.8024 | -1.2546 | -1.0791 | -1.9791 | -1.1451 | -0.68779 | 2.3587 | 10.6457 | 11.1494 | 9.7903 | 8.34 | 3.1266 | 0.44616 | -0.30322 | -1.0695 | -1.8706 | -2.2028 | 74.573 | 73.8634 | 72.9388 | 72.2004 | 71.5406 | 70.9906 | 70.5582 | 70.5668 | 72.8832 | 77.2603 | 81.4406 | 85.3664 | 88.4426 | 90.7546 | 91.9702 | 91.9376 | 91.4894 | 90.3773 | 89.4055 | 87.1578 | 83.3616 | 80.3419 | 78.2899 | 76.4488 | 3.1906 | 2.8383 | 3.125 | 3.7176 | 4.8216 | 3.8038 | 3.6479 | 3.8782 | 4.2563 | 4.1488 | 4.1088 | 4.61 | 4.762 | 5.225 | 5.7116 | 5.6062 | 5.4027 | 4.5393 | 3.7566 | 3.7693 | 3.4349 | 3.4076 | 3.5644 | 3.4932
Program Specific1-in-10Size: Over 200kWOther2020September Monthly Peak | Program Specific | 1-in-10 | Size: Over 200kW | Other | 2020 | September Monthly Peak | 9 | 145.8322 | 142.9809 | 139.9075 | 139.8184 | 149.8852 | 171.9487 | 202.9183 | 227.0239 | 247.4113 | 260.4674 | 271.5905 | 273.569 | 267.5768 | 270.106 | 262.2531 | 246.7195 | 228.1017 | 209.9504 | 199.0513 | 195.3972 | 188.6739 | 180.1678 | 166.6491 | 159.0116 | -0.76013 | -0.46328 | -0.35806 | -0.68929 | -0.86288 | -0.54521 | -0.87331 | -2.0775 | -1.4403 | -1.3483 | -2.5912 | -1.5566 | -0.957 | 2.6932 | 11.3384 | 11.983 | 10.7087 | 9.1133 | 3.9841 | 1.1772 | 0.354 | -0.61462 | -1.711 | -2.1041 | 76.8603 | 75.7975 | 74.7414 | 74.2244 | 73.305 | 72.4978 | 72.1339 | 72.0693 | 74.2041 | 78.8227 | 83.7858 | 88.3732 | 92.1965 | 95.0585 | 96.0549 | 96.2352 | 95.6301 | 94.118 | 92.3743 | 89.6083 | 85.526 | 82.3424 | 80.1529 | 78.4577 | 3.2825 | 2.9376 | 3.2468 | 3.8696 | 5.0515 | 3.9811 | 3.8576 | 4.1309 | 4.6396 | 4.5818 | 4.546 | 5.0961 | 5.2398 | 5.7452 | 6.2717 | 6.1066 | 5.8347 | 4.8655 | 4.0092 | 4.0487 | 3.617 | 3.5913 | 3.7115 | 3.6305
Program Specific1-in-10Size: Over 200kWOther2020October Monthly Peak | Program Specific | 1-in-10 | Size: Over 200kW | Other | 2020 | October Monthly Peak | 10 | 141.656 | 137.8116 | 134.2856 | 133.3873 | 141.7305 | 162.9042 | 193.2071 | 212.884 | 228.1743 | 239.7065 | 250.7882 | 255.4573 | 253.9927 | 256.7836 | 250.4051 | 236.3054 | 218.5315 | 202.3395 | 194.7885 | 187.8289 | 180.787 | 172.0612 | 160.1161 | 152.6029 | -0.77497 | -0.93406 | -0.6207 | -0.50411 | -0.55119 | -1.3056 | -0.91098 | -1.5162 | -1.1042 | -0.86156 | -1.4675 | -0.79494 | -0.45428 | 2.2004 | 10.8402 | 11.0729 | 9.3382 | 7.8764 | 2.33 | -0.34022 | -1.0286 | -1.5711 | -2.0145 | -2.2625 | 72.7151 | 72.0227 | 71.241 | 70.0798 | 69.0855 | 68.2031 | 68.0606 | 67.8115 | 68.6491 | 72.5491 | 77.2594 | 82.0746 | 85.9665 | 88.1747 | 88.9069 | 88.6825 | 87.5917 | 85.9912 | 83.282 | 79.8085 | 76.9105 | 75.1435 | 73.7243 | 72.4724 | 3.051 | 2.7092 | 2.9819 | 3.5324 | 4.5706 | 3.609 | 3.5145 | 3.7065 | 4.0942 | 4.0347 | 4.0167 | 4.5535 | 4.7593 | 5.2262 | 5.73 | 5.5965 | 5.3488 | 4.4868 | 3.7541 | 3.724 | 3.3163 | 3.2818 | 3.4122 | 3.3339
Program Specific1-in-10Size: Over 200kWOther2020November Monthly Peak | Program Specific | 1-in-10 | Size: Over 200kW | Other | 2020 | November Monthly Peak | 11 | 131.504 | 128.2435 | 124.1635 | 123.0915 | 131.2421 | 152.1287 | 178.1849 | 194.9803 | 205.3967 | 210.9917 | 218.3547 | 221.0164 | 219.408 | 221.8445 | 215.4699 | 203.7323 | 192.4702 | 185.0594 | 176.6228 | 168.9871 | 162.7089 | 155.1917 | 145.9762 | 140.1004 | -0.76705 | -1.5049 | -0.93278 | -0.26677 | -0.16692 | -2.2517 | -0.94283 | -0.83437 | -0.71133 | -0.29066 | -0.14903 | 0.11061 | 0.15721 | 1.4653 | 9.3447 | 9.0583 | 7.0877 | 6.0421 | 0.11961 | -2.1614 | -2.6505 | -2.6607 | -2.31 | -2.3898 | 63.4534 | 62.0892 | 61.1662 | 60.1393 | 59.5146 | 58.887 | 58.2337 | 58.3677 | 60.3467 | 64.6438 | 69.9316 | 74.0099 | 76.7637 | 78.2901 | 79.3397 | 79.4697 | 78.0982 | 75.7217 | 73.1105 | 70.1889 | 67.9746 | 66.4702 | 64.9177 | 64.0364 | 3.0355 | 2.702 | 2.9549 | 3.4936 | 4.536 | 3.6121 | 3.4738 | 3.6384 | 3.95 | 3.8062 | 3.7481 | 4.2222 | 4.4062 | 4.839 | 5.2843 | 5.1712 | 5.0489 | 4.398 | 3.6482 | 3.5908 | 3.1988 | 3.1724 | 3.334 | 3.2803
Program Specific1-in-10Size: Over 200kWOther2020December Monthly Peak | Program Specific | 1-in-10 | Size: Over 200kW | Other | 2020 | December Monthly Peak | 12 | 124.8118 | 121.0282 | 117.9231 | 117.143 | 125.3771 | 146.4699 | 174.0805 | 190.4148 | 199.6884 | 200.8594 | 201.6942 | 197.9401 | 191.3677 | 190.5371 | 182.6751 | 174.4858 | 169.1404 | 166.3117 | 163.2659 | 157.5885 | 152.4694 | 147.3693 | 138.0706 | 131.6244 | -0.72801 | -1.4202 | -0.8859 | -0.25388 | -0.15946 | -2.168 | -0.92111 | -0.81483 | -0.69156 | -0.2767 | -0.13766 | 0.099059 | 0.13712 | 1.2585 | 7.9225 | 7.758 | 6.2286 | 5.43 | 0.11056 | -2.0156 | -2.4837 | -2.5266 | -2.1849 | -2.2452 | 44.9645 | 44.2732 | 43.6489 | 42.9826 | 42.5113 | 41.7673 | 41.783 | 41.7944 | 42.3814 | 44.6232 | 47.4098 | 49.6854 | 51.1698 | 51.5664 | 51.8198 | 51.897 | 51.3291 | 49.9078 | 48.3425 | 47.377 | 46.5014 | 45.602 | 45.0527 | 44.66 | 2.8811 | 2.55 | 2.8064 | 3.3248 | 4.3333 | 3.4778 | 3.3938 | 3.5532 | 3.8402 | 3.6234 | 3.4621 | 3.7814 | 3.8431 | 4.1561 | 4.48 | 4.4289 | 4.4369 | 3.9525 | 3.3723 | 3.3486 | 2.9975 | 3.0125 | 3.1535 | 3.0819
Program Specific1-in-10Size: Over 200kWOther2020Typical Event Day | Program Specific | 1-in-10 | Size: Over 200kW | Other | 2020 | Typical Event Day | 8 | 145.698 | 142.0029 | 138.3367 | 137.977 | 146.9383 | 168.7391 | 197.0936 | 218.7013 | 232.5693 | 241.3711 | 251.0915 | 253.1275 | 248.753 | 251.3401 | 244.4378 | 231.8655 | 216.2492 | 200.6519 | 191.2055 | 186.5348 | 183.7936 | 175.3796 | 164.242 | 157.0216 | -0.78105 | -0.7485 | -0.51787 | -0.58908 | -0.68835 | -1.0043 | -0.89478 | -1.7466 | -1.2228 | -1.0302 | -1.8638 | -1.0657 | -0.63435 | 2.3038 | 10.576 | 11.0338 | 9.629 | 8.1936 | 2.943 | 0.28472 | -0.45342 | -1.1741 | -1.9045 | -2.2214 | 73.7816 | 72.8282 | 71.8747 | 71.1331 | 70.3439 | 69.6003 | 69.2024 | 69.5799 | 72.2793 | 76.8108 | 81.4452 | 85.3928 | 88.2683 | 90.5167 | 91.7066 | 91.9632 | 91.9232 | 90.8302 | 89.3978 | 87.0928 | 83.4999 | 80.2918 | 78.1466 | 76.4363 | 3.1678 | 2.8181 | 3.101 | 3.6886 | 4.7835 | 3.7738 | 3.6193 | 3.8439 | 4.2127 | 4.1013 | 4.0597 | 4.5548 | 4.7053 | 5.164 | 5.6465 | 5.5435 | 5.3431 | 4.4916 | 3.72 | 3.7335 | 3.4035 | 3.3768 | 3.5333 | 3.463
Program Specific1-in-10Size: Over 200kWOther2021January Monthly Peak | Program Specific | 1-in-10 | Size: Over 200kW | Other | 2021 | January Monthly Peak | 1 | 124.128 | 120.5811 | 117.6639 | 118.1831 | 127.1767 | 149.2698 | 178.993 | 196.9628 | 206.7775 | 206.3382 | 206.505 | 201.4508 | 192.841 | 191.7501 | 183.0379 | 174.6413 | 167.7536 | 166.2119 | 164.1853 | 157.9085 | 152.3381 | 147.1013 | 138.1401 | 132.151 | -0.72402 | -1.4149 | -0.88395 | -0.25613 | -0.16175 | -2.2094 | -0.9471 | -0.84286 | -0.71612 | -0.28425 | -0.14094 | 0.10082 | 0.13818 | 1.2665 | 7.9382 | 7.7649 | 6.1776 | 5.4267 | 0.11119 | -2.0197 | -2.4815 | -2.522 | -2.186 | -2.2542 | 41.7396 | 41.3924 | 40.7267 | 40.0555 | 39.5955 | 39.0295 | 38.5282 | 38.1029 | 38.5992 | 41.6252 | 44.7596 | 47.3976 | 49.1028 | 50.2745 | 51.1563 | 51.5149 | 51.2436 | 50.1841 | 48.3127 | 46.9622 | 45.7753 | 45.1536 | 44.4119 | 43.7264 | 2.8653 | 2.5406 | 2.8002 | 3.3543 | 4.3955 | 3.5442 | 3.4896 | 3.6753 | 3.9765 | 3.7222 | 3.5447 | 3.8484 | 3.8727 | 4.1826 | 4.4889 | 4.4328 | 4.4005 | 3.9501 | 3.3913 | 3.3554 | 2.9949 | 3.007 | 3.1551 | 3.0942
Program Specific1-in-10Size: Over 200kWOther2021February Monthly Peak | Program Specific | 1-in-10 | Size: Over 200kW | Other | 2021 | February Monthly Peak | 2 | 125.9159 | 122.5321 | 118.9523 | 119.217 | 126.965 | 147.7156 | 176.3218 | 191.8324 | 200.6998 | 202.0345 | 205.6246 | 205.139 | 200.7525 | 203.0644 | 197.1586 | 186.4334 | 176.4949 | 171.2415 | 168.585 | 161.6371 | 155.9545 | 149.6817 | 140.1324 | 133.7003 | -0.73445 | -1.4378 | -0.89363 | -0.25837 | -0.16148 | -2.1864 | -0.93297 | -0.8209 | -0.69507 | -0.27832 | -0.14034 | 0.10266 | 0.14385 | 1.3412 | 8.5506 | 8.2892 | 6.4995 | 5.591 | 0.11417 | -2.0674 | -2.5405 | -2.5663 | -2.2176 | -2.2806 | 48.6985 | 48.2324 | 47.7572 | 47.2187 | 46.9484 | 46.4664 | 45.9003 | 45.9418 | 47.4113 | 50.8439 | 54.4624 | 57.4573 | 59.3174 | 60.2989 | 60.8403 | 61.0639 | 60.3123 | 59.3559 | 57.4099 | 55.3059 | 53.8232 | 52.5478 | 51.6519 | 50.393 | 2.9065 | 2.5817 | 2.8309 | 3.3836 | 4.3882 | 3.5073 | 3.4375 | 3.5796 | 3.8596 | 3.6446 | 3.5296 | 3.9189 | 4.0315 | 4.4294 | 4.8352 | 4.7321 | 4.6298 | 4.0696 | 3.4822 | 3.4347 | 3.066 | 3.0598 | 3.2006 | 3.1305
Program Specific1-in-10Size: Over 200kWOther2021March Monthly Peak | Program Specific | 1-in-10 | Size: Over 200kW | Other | 2021 | March Monthly Peak | 3 | 131.1522 | 127.6666 | 123.8491 | 123.066 | 129.9823 | 149.5425 | 178.7011 | 195.0441 | 203.3823 | 207.7327 | 215.4604 | 218.5138 | 217.5213 | 221.0196 | 216.1539 | 205.0337 | 192.4071 | 181.6101 | 176.0917 | 172.581 | 166.7938 | 158.6219 | 148.4606 | 141.423 | -0.76499 | -1.4981 | -0.93042 | -0.26672 | -0.16532 | -2.2135 | -0.94556 | -0.83465 | -0.70436 | -0.28617 | -0.14705 | 0.10935 | 0.15586 | 1.4598 | 9.3744 | 9.1162 | 7.0854 | 5.9295 | 0.11925 | -2.2074 | -2.717 | -2.7195 | -2.3494 | -2.4124 | 59.7919 | 58.6776 | 57.9738 | 57.2386 | 56.409 | 55.5281 | 54.7577 | 55.2841 | 58.7043 | 63.6626 | 68.875 | 73.0034 | 75.7609 | 77.3619 | 78.1023 | 78.5526 | 77.9871 | 76.3027 | 73.5067 | 69.9896 | 66.8474 | 64.2355 | 62.2079 | 60.605 | 3.0274 | 2.6899 | 2.9474 | 3.4929 | 4.4925 | 3.5507 | 3.4839 | 3.6395 | 3.9112 | 3.7474 | 3.6984 | 4.1744 | 4.3683 | 4.821 | 5.3011 | 5.2043 | 5.0472 | 4.3161 | 3.6373 | 3.6672 | 3.2791 | 3.2425 | 3.3908 | 3.3113
Program Specific1-in-10Size: Over 200kWOther2021April Monthly Peak | Program Specific | 1-in-10 | Size: Over 200kW | Other | 2021 | April Monthly Peak | 4 | 135.255 | 131.543 | 127.7472 | 126.9422 | 134.5422 | 154.7847 | 181.1939 | 200.5152 | 213.4797 | 221.6611 | 231.8093 | 234.9949 | 234.7978 | 237.9066 | 232.3605 | 220.0274 | 205.6498 | 191.2776 | 181.1143 | 178.3151 | 174.2215 | 165.5791 | 154.7818 | 147.7176 | -0.7531 | -1.0666 | -0.68961 | -0.42481 | -0.42869 | -1.5226 | -0.88237 | -1.275 | -0.95422 | -0.66477 | -1.0347 | -0.50333 | -0.26202 | 1.9132 | 10.0639 | 10.1686 | 8.4616 | 7.1234 | 1.6176 | -0.84865 | -1.4871 | -1.8682 | -2.0822 | -2.2786 | 69.4145 | 68.2991 | 66.8827 | 66.0582 | 65.1604 | 64.1178 | 63.4733 | 63.5078 | 66.6179 | 72.0741 | 77.3108 | 82.2921 | 85.5069 | 87.5139 | 88.5178 | 88.8738 | 88.4979 | 87.3991 | 85.349 | 81.6086 | 77.1285 | 73.5847 | 71.1319 | 69.2612 | 2.9248 | 2.5964 | 2.8481 | 3.3752 | 4.3563 | 3.443 | 3.3093 | 3.5052 | 3.846 | 3.746 | 3.7277 | 4.2056 | 4.4173 | 4.8615 | 5.3385 | 5.232 | 5.0537 | 4.2586 | 3.5046 | 3.5496 | 3.2087 | 3.1709 | 3.3118 | 3.2402
Program Specific1-in-10Size: Over 200kWOther2021May Monthly Peak | Program Specific | 1-in-10 | Size: Over 200kW | Other | 2021 | May Monthly Peak | 5 | 134.9993 | 131.5971 | 128.2884 | 127.5569 | 135.705 | 156.3107 | 182.003 | 204.4658 | 218.7229 | 228.523 | 238.7103 | 241.6146 | 240.2094 | 242.5888 | 236.5949 | 223.3105 | 208.4571 | 192.7634 | 181.7086 | 176.6924 | 173.946 | 165.7399 | 155.4663 | 148.4866 | -0.74478 | -0.97501 | -0.64019 | -0.45589 | -0.48253 | -1.3879 | -0.87151 | -1.3822 | -1.0201 | -0.75685 | -1.2397 | -0.64071 | -0.353 | 2.0181 | 10.2447 | 10.3958 | 8.7509 | 7.3495 | 1.9124 | -0.56709 | -1.2245 | -1.6825 | -2.0202 | -2.2436 | 69.9182 | 68.6339 | 67.5305 | 66.4657 | 65.6135 | 64.7861 | 64.7122 | 64.9419 | 67.9875 | 73.5303 | 79.2065 | 83.4509 | 86.6797 | 88.7329 | 90.0817 | 90.4555 | 89.7685 | 88.9094 | 87.0935 | 84.5066 | 81.0826 | 77.2564 | 74.6217 | 72.2843 | 2.9089 | 2.5882 | 2.85 | 3.3795 | 4.3783 | 3.4645 | 3.3122 | 3.5616 | 3.9264 | 3.8482 | 3.825 | 4.3087 | 4.503 | 4.9396 | 5.4164 | 5.2911 | 5.1045 | 4.2764 | 3.5036 | 3.5048 | 3.1923 | 3.1627 | 3.3146 | 3.2454
Program Specific1-in-10Size: Over 200kWOther2021June Monthly Peak | Program Specific | 1-in-10 | Size: Over 200kW | Other | 2021 | June Monthly Peak | 6 | 140.3043 | 136.5049 | 133.1414 | 132.1919 | 140.1484 | 159.8467 | 184.4884 | 205.4458 | 218.3422 | 226.2868 | 236.0151 | 237.7965 | 233.1642 | 234.5203 | 228.2218 | 218.1157 | 205.7041 | 191.9993 | 184.0856 | 178.1676 | 176.7922 | 169.1535 | 158.1126 | 151.4057 | -0.77172 | -0.98044 | -0.64682 | -0.4822 | -0.51509 | -1.3697 | -0.87855 | -1.4155 | -1.0321 | -0.77237 | -1.2814 | -0.66985 | -0.36934 | 1.972 | 9.8813 | 10.1779 | 8.6909 | 7.3755 | 2.0323 | -0.48241 | -1.1589 | -1.6552 | -2.0312 | -2.2723 | 70.6003 | 69.3655 | 68.3878 | 67.3684 | 66.3717 | 65.3768 | 64.9893 | 66.1848 | 69.7442 | 74.5297 | 79.3474 | 83.375 | 85.9103 | 88.0108 | 89.182 | 89.5804 | 90.1215 | 89.2249 | 88.0128 | 86.0072 | 82.5891 | 78.67 | 76.1983 | 74.188 | 3.0218 | 2.6835 | 2.9565 | 3.5007 | 4.5195 | 3.5413 | 3.3559 | 3.577 | 3.9178 | 3.8088 | 3.78 | 4.2386 | 4.3689 | 4.773 | 5.2223 | 5.1657 | 5.0347 | 4.2575 | 3.5478 | 3.5324 | 3.243 | 3.2263 | 3.3694 | 3.3077
Program Specific1-in-10Size: Over 200kWOther2021July Monthly Peak | Program Specific | 1-in-10 | Size: Over 200kW | Other | 2021 | July Monthly Peak | 7 | 142.4658 | 139.1095 | 136.3279 | 135.1183 | 143.6713 | 164.4038 | 190.0287 | 209.6547 | 221.1784 | 229.0235 | 237.7942 | 238.5203 | 233.3647 | 235.4596 | 229.3839 | 219.6828 | 207.7372 | 195.0184 | 186.179 | 181.2301 | 180.4204 | 172.5433 | 161.0346 | 153.5258 | -0.76898 | -0.80349 | -0.55049 | -0.55468 | -0.63474 | -1.0921 | -0.87386 | -1.6137 | -1.1319 | -0.92577 | -1.6399 | -0.91638 | -0.53555 | 2.1111 | 9.9265 | 10.4004 | 9.1249 | 7.8388 | 2.6516 | 0.073911 | -0.63994 | -1.296 | -1.9205 | -2.2069 | 73.0929 | 72.2864 | 71.431 | 70.7391 | 70.1582 | 69.5359 | 69.128 | 69.4986 | 72.2856 | 76.6306 | 81.207 | 84.4567 | 86.5238 | 88.243 | 89.6193 | 90.0996 | 90.4517 | 89.6007 | 87.7986 | 85.5978 | 82.5229 | 79.8129 | 77.9455 | 76.6509 | 3.0827 | 2.7475 | 3.0413 | 3.5949 | 4.6548 | 3.6592 | 3.4728 | 3.6673 | 3.9872 | 3.8729 | 3.8263 | 4.2714 | 4.3931 | 4.8145 | 5.2734 | 5.2271 | 5.1083 | 4.3446 | 3.6049 | 3.6099 | 3.325 | 3.3063 | 3.4477 | 3.3697
Program Specific1-in-10Size: Over 200kWOther2021August Monthly Peak | Program Specific | 1-in-10 | Size: Over 200kW | Other | 2021 | August Monthly Peak | 8 | 146.0515 | 142.3454 | 138.7497 | 138.4058 | 147.4082 | 169.2793 | 197.7156 | 219.6063 | 233.8647 | 243.0172 | 252.9276 | 254.9852 | 250.5623 | 253.1083 | 246.0842 | 233.3808 | 217.6263 | 201.8238 | 192.1736 | 187.434 | 184.6131 | 176.1421 | 164.9059 | 157.641 | -0.77883 | -0.69542 | -0.48822 | -0.60827 | -0.72056 | -0.91811 | -0.88874 | -1.8024 | -1.2546 | -1.0791 | -1.9791 | -1.1451 | -0.68779 | 2.3587 | 10.6457 | 11.1494 | 9.7903 | 8.34 | 3.1266 | 0.44616 | -0.30322 | -1.0695 | -1.8706 | -2.2028 | 74.573 | 73.8634 | 72.9388 | 72.2004 | 71.5406 | 70.9906 | 70.5582 | 70.5668 | 72.8832 | 77.2603 | 81.4406 | 85.3664 | 88.4426 | 90.7546 | 91.9702 | 91.9376 | 91.4894 | 90.3773 | 89.4055 | 87.1578 | 83.3616 | 80.3419 | 78.2899 | 76.4488 | 3.1906 | 2.8383 | 3.125 | 3.7176 | 4.8216 | 3.8038 | 3.6479 | 3.8782 | 4.2563 | 4.1488 | 4.1088 | 4.61 | 4.762 | 5.225 | 5.7116 | 5.6062 | 5.4027 | 4.5393 | 3.7566 | 3.7693 | 3.4349 | 3.4076 | 3.5644 | 3.4932
Program Specific1-in-10Size: Over 200kWOther2021September Monthly Peak | Program Specific | 1-in-10 | Size: Over 200kW | Other | 2021 | September Monthly Peak | 9 | 145.8322 | 142.9809 | 139.9075 | 139.8184 | 149.8852 | 171.9488 | 202.9183 | 227.0239 | 247.4113 | 260.4674 | 271.5905 | 273.569 | 267.5768 | 270.106 | 262.2531 | 246.7195 | 228.1017 | 209.9504 | 199.0513 | 195.3972 | 188.6738 | 180.1678 | 166.6491 | 159.0116 | -0.76013 | -0.46328 | -0.35806 | -0.68929 | -0.86288 | -0.54521 | -0.87331 | -2.0775 | -1.4403 | -1.3483 | -2.5912 | -1.5566 | -0.957 | 2.6932 | 11.3384 | 11.983 | 10.7087 | 9.1133 | 3.9841 | 1.1772 | 0.354 | -0.61462 | -1.711 | -2.1041 | 76.8603 | 75.7975 | 74.7414 | 74.2244 | 73.305 | 72.4978 | 72.1339 | 72.0694 | 74.2041 | 78.8227 | 83.7858 | 88.3732 | 92.1965 | 95.0585 | 96.0549 | 96.2352 | 95.6301 | 94.118 | 92.3743 | 89.6083 | 85.526 | 82.3424 | 80.1529 | 78.4577 | 3.2825 | 2.9376 | 3.2468 | 3.8696 | 5.0515 | 3.9811 | 3.8576 | 4.1309 | 4.6396 | 4.5818 | 4.546 | 5.0961 | 5.2398 | 5.7452 | 6.2717 | 6.1066 | 5.8347 | 4.8655 | 4.0092 | 4.0487 | 3.617 | 3.5913 | 3.7115 | 3.6305
Program Specific1-in-10Size: Over 200kWOther2021October Monthly Peak | Program Specific | 1-in-10 | Size: Over 200kW | Other | 2021 | October Monthly Peak | 10 | 141.6561 | 137.8116 | 134.2856 | 133.3873 | 141.7305 | 162.9042 | 193.2071 | 212.884 | 228.1743 | 239.7065 | 250.7882 | 255.4573 | 253.9927 | 256.7836 | 250.4051 | 236.3054 | 218.5315 | 202.3395 | 194.7885 | 187.8289 | 180.787 | 172.0612 | 160.1161 | 152.6029 | -0.77497 | -0.93406 | -0.6207 | -0.50411 | -0.55119 | -1.3056 | -0.91098 | -1.5162 | -1.1042 | -0.86156 | -1.4675 | -0.79494 | -0.45428 | 2.2004 | 10.8402 | 11.0729 | 9.3382 | 7.8764 | 2.33 | -0.34022 | -1.0286 | -1.5711 | -2.0145 | -2.2625 | 72.7151 | 72.0227 | 71.241 | 70.0798 | 69.0855 | 68.2031 | 68.0606 | 67.8115 | 68.6491 | 72.5491 | 77.2594 | 82.0746 | 85.9665 | 88.1747 | 88.907 | 88.6825 | 87.5917 | 85.9912 | 83.282 | 79.8085 | 76.9105 | 75.1435 | 73.7243 | 72.4724 | 3.051 | 2.7092 | 2.9819 | 3.5324 | 4.5706 | 3.609 | 3.5145 | 3.7065 | 4.0942 | 4.0347 | 4.0167 | 4.5535 | 4.7593 | 5.2262 | 5.73 | 5.5965 | 5.3488 | 4.4868 | 3.7541 | 3.724 | 3.3163 | 3.2818 | 3.4122 | 3.3339
Program Specific1-in-10Size: Over 200kWOther2021November Monthly Peak | Program Specific | 1-in-10 | Size: Over 200kW | Other | 2021 | November Monthly Peak | 11 | 131.504 | 128.2435 | 124.1635 | 123.0915 | 131.2421 | 152.1288 | 178.185 | 194.9803 | 205.3967 | 210.9917 | 218.3548 | 221.0164 | 219.408 | 221.8445 | 215.4699 | 203.7323 | 192.4702 | 185.0594 | 176.6228 | 168.9871 | 162.7089 | 155.1917 | 145.9762 | 140.1004 | -0.76705 | -1.5049 | -0.93278 | -0.26677 | -0.16692 | -2.2518 | -0.94283 | -0.83437 | -0.71133 | -0.29066 | -0.14903 | 0.11061 | 0.15721 | 1.4653 | 9.3447 | 9.0583 | 7.0877 | 6.0421 | 0.11961 | -2.1614 | -2.6505 | -2.6607 | -2.31 | -2.3898 | 63.4534 | 62.0892 | 61.1662 | 60.1393 | 59.5146 | 58.887 | 58.2337 | 58.3677 | 60.3467 | 64.6438 | 69.9316 | 74.0099 | 76.7637 | 78.2901 | 79.3397 | 79.4697 | 78.0982 | 75.7217 | 73.1105 | 70.1889 | 67.9746 | 66.4702 | 64.9177 | 64.0364 | 3.0355 | 2.702 | 2.9549 | 3.4936 | 4.536 | 3.6121 | 3.4738 | 3.6384 | 3.95 | 3.8062 | 3.7481 | 4.2222 | 4.4062 | 4.839 | 5.2843 | 5.1712 | 5.0489 | 4.398 | 3.6482 | 3.5908 | 3.1988 | 3.1724 | 3.334 | 3.2803
Program Specific1-in-10Size: Over 200kWOther2021December Monthly Peak | Program Specific | 1-in-10 | Size: Over 200kW | Other | 2021 | December Monthly Peak | 12 | 124.8118 | 121.0282 | 117.9231 | 117.143 | 125.3771 | 146.4699 | 174.0805 | 190.4148 | 199.6884 | 200.8594 | 201.6942 | 197.9401 | 191.3677 | 190.5371 | 182.6751 | 174.4858 | 169.1404 | 166.3117 | 163.2659 | 157.5885 | 152.4694 | 147.3693 | 138.0706 | 131.6244 | -0.72801 | -1.4202 | -0.8859 | -0.25388 | -0.15946 | -2.168 | -0.92111 | -0.81483 | -0.69157 | -0.2767 | -0.13766 | 0.099059 | 0.13712 | 1.2585 | 7.9225 | 7.758 | 6.2286 | 5.43 | 0.11056 | -2.0156 | -2.4837 | -2.5266 | -2.1849 | -2.2452 | 44.9645 | 44.2732 | 43.6489 | 42.9826 | 42.5113 | 41.7673 | 41.783 | 41.7944 | 42.3814 | 44.6232 | 47.4098 | 49.6854 | 51.1698 | 51.5664 | 51.8198 | 51.897 | 51.3291 | 49.9078 | 48.3425 | 47.377 | 46.5014 | 45.602 | 45.0527 | 44.66 | 2.8811 | 2.55 | 2.8064 | 3.3248 | 4.3333 | 3.4778 | 3.3938 | 3.5532 | 3.8402 | 3.6234 | 3.4621 | 3.7814 | 3.8431 | 4.1561 | 4.48 | 4.4289 | 4.4369 | 3.9525 | 3.3723 | 3.3486 | 2.9975 | 3.0125 | 3.1535 | 3.0819
Program Specific1-in-10Size: Over 200kWOther2021Typical Event Day | Program Specific | 1-in-10 | Size: Over 200kW | Other | 2021 | Typical Event Day | 8 | 145.698 | 142.0029 | 138.3367 | 137.977 | 146.9383 | 168.7391 | 197.0936 | 218.7013 | 232.5693 | 241.3711 | 251.0915 | 253.1275 | 248.753 | 251.3401 | 244.4378 | 231.8655 | 216.2492 | 200.6519 | 191.2055 | 186.5348 | 183.7936 | 175.3796 | 164.242 | 157.0216 | -0.78105 | -0.7485 | -0.51787 | -0.58908 | -0.68835 | -1.0043 | -0.89478 | -1.7466 | -1.2228 | -1.0302 | -1.8638 | -1.0657 | -0.63435 | 2.3038 | 10.576 | 11.0338 | 9.629 | 8.1936 | 2.943 | 0.28472 | -0.45342 | -1.1741 | -1.9045 | -2.2214 | 73.7816 | 72.8282 | 71.8747 | 71.1331 | 70.3439 | 69.6003 | 69.2024 | 69.5799 | 72.2793 | 76.8108 | 81.4452 | 85.3928 | 88.2683 | 90.5167 | 91.7066 | 91.9632 | 91.9232 | 90.8302 | 89.3978 | 87.0928 | 83.4999 | 80.2918 | 78.1466 | 76.4363 | 3.1678 | 2.8181 | 3.101 | 3.6886 | 4.7835 | 3.7738 | 3.6193 | 3.8439 | 4.2127 | 4.1013 | 4.0597 | 4.5548 | 4.7053 | 5.164 | 5.6465 | 5.5435 | 5.3431 | 4.4916 | 3.72 | 3.7335 | 3.4035 | 3.3768 | 3.5333 | 3.463
Program Specific1-in-10Size: Over 200kWOther2022January Monthly Peak | Program Specific | 1-in-10 | Size: Over 200kW | Other | 2022 | January Monthly Peak | 1 | 124.128 | 120.5811 | 117.6639 | 118.1831 | 127.1767 | 149.2699 | 178.993 | 196.9628 | 206.7775 | 206.3382 | 206.5049 | 201.4508 | 192.841 | 191.7501 | 183.0379 | 174.6413 | 167.7536 | 166.2119 | 164.1853 | 157.9085 | 152.3381 | 147.1013 | 138.1401 | 132.151 | -0.72402 | -1.4149 | -0.88395 | -0.25613 | -0.16175 | -2.2094 | -0.9471 | -0.84286 | -0.71612 | -0.28425 | -0.14094 | 0.10082 | 0.13818 | 1.2665 | 7.9382 | 7.7649 | 6.1776 | 5.4267 | 0.11119 | -2.0197 | -2.4815 | -2.522 | -2.186 | -2.2542 | 41.7396 | 41.3924 | 40.7267 | 40.0555 | 39.5955 | 39.0295 | 38.5282 | 38.1029 | 38.5992 | 41.6252 | 44.7596 | 47.3976 | 49.1028 | 50.2745 | 51.1563 | 51.5149 | 51.2436 | 50.1841 | 48.3127 | 46.9622 | 45.7753 | 45.1536 | 44.4119 | 43.7264 | 2.8653 | 2.5406 | 2.8002 | 3.3543 | 4.3955 | 3.5442 | 3.4896 | 3.6753 | 3.9765 | 3.7222 | 3.5447 | 3.8484 | 3.8727 | 4.1826 | 4.4889 | 4.4328 | 4.4005 | 3.9501 | 3.3913 | 3.3554 | 2.9949 | 3.007 | 3.1551 | 3.0942
Program Specific1-in-10Size: Over 200kWOther2022February Monthly Peak | Program Specific | 1-in-10 | Size: Over 200kW | Other | 2022 | February Monthly Peak | 2 | 125.9159 | 122.5321 | 118.9523 | 119.217 | 126.965 | 147.7156 | 176.3218 | 191.8324 | 200.6998 | 202.0345 | 205.6246 | 205.139 | 200.7525 | 203.0644 | 197.1586 | 186.4335 | 176.4949 | 171.2415 | 168.585 | 161.6371 | 155.9545 | 149.6817 | 140.1324 | 133.7003 | -0.73445 | -1.4378 | -0.89363 | -0.25837 | -0.16148 | -2.1864 | -0.93297 | -0.8209 | -0.69507 | -0.27832 | -0.14034 | 0.10266 | 0.14385 | 1.3412 | 8.5506 | 8.2892 | 6.4995 | 5.591 | 0.11417 | -2.0674 | -2.5405 | -2.5663 | -2.2176 | -2.2806 | 48.6985 | 48.2324 | 47.7572 | 47.2187 | 46.9484 | 46.4664 | 45.9003 | 45.9418 | 47.4113 | 50.8439 | 54.4624 | 57.4573 | 59.3174 | 60.2989 | 60.8403 | 61.0639 | 60.3123 | 59.3559 | 57.4099 | 55.3059 | 53.8232 | 52.5478 | 51.6519 | 50.393 | 2.9065 | 2.5817 | 2.8309 | 3.3836 | 4.3882 | 3.5073 | 3.4375 | 3.5796 | 3.8596 | 3.6446 | 3.5296 | 3.9189 | 4.0315 | 4.4294 | 4.8352 | 4.7321 | 4.6298 | 4.0696 | 3.4822 | 3.4347 | 3.066 | 3.0598 | 3.2006 | 3.1305
Program Specific1-in-10Size: Over 200kWOther2022March Monthly Peak | Program Specific | 1-in-10 | Size: Over 200kW | Other | 2022 | March Monthly Peak | 3 | 131.1522 | 127.6666 | 123.8491 | 123.066 | 129.9823 | 149.5425 | 178.7011 | 195.0441 | 203.3823 | 207.7327 | 215.4604 | 218.5138 | 217.5213 | 221.0196 | 216.1539 | 205.0337 | 192.4071 | 181.6101 | 176.0917 | 172.581 | 166.7938 | 158.6219 | 148.4606 | 141.423 | -0.76499 | -1.4981 | -0.93042 | -0.26672 | -0.16532 | -2.2135 | -0.94556 | -0.83465 | -0.70436 | -0.28617 | -0.14705 | 0.10935 | 0.15586 | 1.4598 | 9.3744 | 9.1162 | 7.0854 | 5.9295 | 0.11925 | -2.2074 | -2.717 | -2.7195 | -2.3494 | -2.4124 | 59.7919 | 58.6776 | 57.9738 | 57.2386 | 56.409 | 55.5281 | 54.7577 | 55.2841 | 58.7043 | 63.6626 | 68.8751 | 73.0034 | 75.7609 | 77.3619 | 78.1023 | 78.5526 | 77.9871 | 76.3027 | 73.5067 | 69.9896 | 66.8474 | 64.2355 | 62.2079 | 60.605 | 3.0274 | 2.6899 | 2.9474 | 3.4929 | 4.4925 | 3.5507 | 3.4839 | 3.6395 | 3.9112 | 3.7474 | 3.6984 | 4.1744 | 4.3683 | 4.821 | 5.3011 | 5.2043 | 5.0472 | 4.3161 | 3.6373 | 3.6672 | 3.2791 | 3.2425 | 3.3908 | 3.3113
Program Specific1-in-10Size: Over 200kWOther2022April Monthly Peak | Program Specific | 1-in-10 | Size: Over 200kW | Other | 2022 | April Monthly Peak | 4 | 135.255 | 131.543 | 127.7472 | 126.9422 | 134.5422 | 154.7847 | 181.194 | 200.5151 | 213.4797 | 221.6611 | 231.8093 | 234.9949 | 234.7979 | 237.9066 | 232.3605 | 220.0274 | 205.6498 | 191.2776 | 181.1143 | 178.3151 | 174.2215 | 165.5791 | 154.7818 | 147.7176 | -0.7531 | -1.0666 | -0.68961 | -0.42481 | -0.42869 | -1.5226 | -0.88237 | -1.275 | -0.95422 | -0.66477 | -1.0347 | -0.50333 | -0.26202 | 1.9132 | 10.0639 | 10.1686 | 8.4616 | 7.1234 | 1.6176 | -0.84865 | -1.4871 | -1.8682 | -2.0822 | -2.2786 | 69.4145 | 68.2991 | 66.8827 | 66.0582 | 65.1604 | 64.1178 | 63.4733 | 63.5078 | 66.6179 | 72.0741 | 77.3108 | 82.2921 | 85.5069 | 87.5139 | 88.5178 | 88.8738 | 88.4979 | 87.3991 | 85.3489 | 81.6086 | 77.1285 | 73.5847 | 71.1318 | 69.2612 | 2.9248 | 2.5964 | 2.8481 | 3.3752 | 4.3563 | 3.443 | 3.3093 | 3.5052 | 3.846 | 3.746 | 3.7277 | 4.2056 | 4.4173 | 4.8615 | 5.3385 | 5.232 | 5.0537 | 4.2586 | 3.5046 | 3.5496 | 3.2087 | 3.1709 | 3.3118 | 3.2402
Program Specific1-in-10Size: Over 200kWOther2022May Monthly Peak | Program Specific | 1-in-10 | Size: Over 200kW | Other | 2022 | May Monthly Peak | 5 | 134.9993 | 131.5971 | 128.2884 | 127.5569 | 135.705 | 156.3107 | 182.003 | 204.4658 | 218.7229 | 228.523 | 238.7103 | 241.6146 | 240.2094 | 242.5889 | 236.5949 | 223.3105 | 208.4571 | 192.7634 | 181.7086 | 176.6924 | 173.946 | 165.7399 | 155.4663 | 148.4866 | -0.74478 | -0.97501 | -0.64019 | -0.45589 | -0.48253 | -1.3879 | -0.87151 | -1.3822 | -1.0201 | -0.75685 | -1.2397 | -0.64071 | -0.353 | 2.0181 | 10.2447 | 10.3958 | 8.7509 | 7.3495 | 1.9124 | -0.56709 | -1.2245 | -1.6825 | -2.0202 | -2.2436 | 69.9182 | 68.6339 | 67.5305 | 66.4657 | 65.6135 | 64.7861 | 64.7122 | 64.9419 | 67.9875 | 73.5303 | 79.2065 | 83.4509 | 86.6797 | 88.7329 | 90.0817 | 90.4555 | 89.7685 | 88.9094 | 87.0935 | 84.5066 | 81.0826 | 77.2564 | 74.6217 | 72.2843 | 2.9089 | 2.5882 | 2.85 | 3.3795 | 4.3783 | 3.4645 | 3.3122 | 3.5616 | 3.9264 | 3.8482 | 3.825 | 4.3087 | 4.503 | 4.9396 | 5.4164 | 5.2911 | 5.1045 | 4.2764 | 3.5036 | 3.5048 | 3.1923 | 3.1627 | 3.3146 | 3.2454
Program Specific1-in-10Size: Over 200kWOther2022June Monthly Peak | Program Specific | 1-in-10 | Size: Over 200kW | Other | 2022 | June Monthly Peak | 6 | 140.3043 | 136.5049 | 133.1415 | 132.1919 | 140.1484 | 159.8467 | 184.4884 | 205.4458 | 218.3422 | 226.2868 | 236.0151 | 237.7965 | 233.1643 | 234.5203 | 228.2218 | 218.1157 | 205.7041 | 191.9993 | 184.0857 | 178.1677 | 176.7922 | 169.1535 | 158.1126 | 151.4057 | -0.77172 | -0.98044 | -0.64682 | -0.4822 | -0.51509 | -1.3697 | -0.87855 | -1.4155 | -1.0321 | -0.77237 | -1.2814 | -0.66985 | -0.36934 | 1.972 | 9.8813 | 10.1779 | 8.6909 | 7.3755 | 2.0323 | -0.48241 | -1.1589 | -1.6552 | -2.0312 | -2.2723 | 70.6003 | 69.3655 | 68.3878 | 67.3684 | 66.3717 | 65.3768 | 64.9893 | 66.1848 | 69.7442 | 74.5297 | 79.3474 | 83.375 | 85.9103 | 88.0108 | 89.182 | 89.5804 | 90.1215 | 89.2249 | 88.0128 | 86.0072 | 82.5891 | 78.67 | 76.1983 | 74.188 | 3.0218 | 2.6835 | 2.9565 | 3.5007 | 4.5195 | 3.5413 | 3.3559 | 3.577 | 3.9178 | 3.8088 | 3.78 | 4.2386 | 4.3689 | 4.773 | 5.2223 | 5.1657 | 5.0347 | 4.2575 | 3.5478 | 3.5324 | 3.243 | 3.2263 | 3.3694 | 3.3077
Program Specific1-in-10Size: Over 200kWOther2022July Monthly Peak | Program Specific | 1-in-10 | Size: Over 200kW | Other | 2022 | July Monthly Peak | 7 | 142.4658 | 139.1095 | 136.3279 | 135.1183 | 143.6713 | 164.4037 | 190.0287 | 209.6547 | 221.1784 | 229.0235 | 237.7942 | 238.5203 | 233.3647 | 235.4596 | 229.3839 | 219.6828 | 207.7372 | 195.0184 | 186.1789 | 181.2301 | 180.4204 | 172.5434 | 161.0346 | 153.5258 | -0.76898 | -0.80349 | -0.55049 | -0.55468 | -0.63474 | -1.0921 | -0.87386 | -1.6137 | -1.1319 | -0.92577 | -1.6399 | -0.91638 | -0.53555 | 2.1111 | 9.9265 | 10.4004 | 9.1249 | 7.8388 | 2.6516 | 0.073911 | -0.63994 | -1.296 | -1.9205 | -2.2069 | 73.0929 | 72.2864 | 71.431 | 70.7391 | 70.1582 | 69.5359 | 69.128 | 69.4986 | 72.2856 | 76.6306 | 81.207 | 84.4567 | 86.5238 | 88.243 | 89.6193 | 90.0996 | 90.4517 | 89.6007 | 87.7986 | 85.5978 | 82.5229 | 79.8129 | 77.9455 | 76.6509 | 3.0827 | 2.7475 | 3.0413 | 3.5949 | 4.6548 | 3.6592 | 3.4728 | 3.6673 | 3.9872 | 3.8729 | 3.8263 | 4.2714 | 4.3931 | 4.8145 | 5.2734 | 5.2271 | 5.1083 | 4.3446 | 3.6049 | 3.6099 | 3.325 | 3.3063 | 3.4477 | 3.3697
Program Specific1-in-10Size: Over 200kWOther2022August Monthly Peak | Program Specific | 1-in-10 | Size: Over 200kW | Other | 2022 | August Monthly Peak | 8 | 146.0515 | 142.3454 | 138.7497 | 138.4058 | 147.4082 | 169.2793 | 197.7156 | 219.6063 | 233.8647 | 243.0172 | 252.9276 | 254.9852 | 250.5623 | 253.1083 | 246.0842 | 233.3808 | 217.6263 | 201.8238 | 192.1736 | 187.434 | 184.6131 | 176.1421 | 164.9059 | 157.641 | -0.77883 | -0.69542 | -0.48822 | -0.60827 | -0.72056 | -0.91811 | -0.88874 | -1.8024 | -1.2546 | -1.0791 | -1.9791 | -1.1451 | -0.68779 | 2.3587 | 10.6457 | 11.1494 | 9.7903 | 8.34 | 3.1266 | 0.44616 | -0.30322 | -1.0695 | -1.8706 | -2.2028 | 74.573 | 73.8634 | 72.9388 | 72.2004 | 71.5406 | 70.9906 | 70.5582 | 70.5668 | 72.8832 | 77.2603 | 81.4406 | 85.3664 | 88.4426 | 90.7546 | 91.9702 | 91.9376 | 91.4894 | 90.3773 | 89.4055 | 87.1578 | 83.3616 | 80.3419 | 78.2899 | 76.4488 | 3.1906 | 2.8383 | 3.125 | 3.7176 | 4.8216 | 3.8038 | 3.6479 | 3.8782 | 4.2563 | 4.1488 | 4.1088 | 4.61 | 4.762 | 5.225 | 5.7116 | 5.6062 | 5.4027 | 4.5393 | 3.7566 | 3.7693 | 3.4349 | 3.4076 | 3.5644 | 3.4932
Program Specific1-in-10Size: Over 200kWOther2022September Monthly Peak | Program Specific | 1-in-10 | Size: Over 200kW | Other | 2022 | September Monthly Peak | 9 | 145.8322 | 142.9809 | 139.9075 | 139.8184 | 149.8852 | 171.9487 | 202.9183 | 227.0239 | 247.4113 | 260.4674 | 271.5905 | 273.569 | 267.5768 | 270.106 | 262.2531 | 246.7196 | 228.1017 | 209.9504 | 199.0513 | 195.3972 | 188.6738 | 180.1678 | 166.6491 | 159.0116 | -0.76013 | -0.46328 | -0.35806 | -0.68929 | -0.86288 | -0.54521 | -0.87331 | -2.0775 | -1.4403 | -1.3483 | -2.5912 | -1.5566 | -0.957 | 2.6932 | 11.3384 | 11.983 | 10.7087 | 9.1133 | 3.9841 | 1.1772 | 0.354 | -0.61462 | -1.711 | -2.1041 | 76.8603 | 75.7975 | 74.7414 | 74.2244 | 73.305 | 72.4978 | 72.1339 | 72.0693 | 74.2041 | 78.8227 | 83.7858 | 88.3732 | 92.1965 | 95.0585 | 96.0549 | 96.2352 | 95.6301 | 94.118 | 92.3743 | 89.6083 | 85.526 | 82.3424 | 80.1529 | 78.4577 | 3.2825 | 2.9376 | 3.2468 | 3.8696 | 5.0515 | 3.9811 | 3.8576 | 4.1309 | 4.6396 | 4.5818 | 4.546 | 5.0961 | 5.2398 | 5.7452 | 6.2717 | 6.1066 | 5.8347 | 4.8655 | 4.0092 | 4.0487 | 3.617 | 3.5913 | 3.7115 | 3.6305
Program Specific1-in-10Size: Over 200kWOther2022October Monthly Peak | Program Specific | 1-in-10 | Size: Over 200kW | Other | 2022 | October Monthly Peak | 10 | 141.6561 | 137.8116 | 134.2856 | 133.3873 | 141.7305 | 162.9042 | 193.2071 | 212.884 | 228.1743 | 239.7065 | 250.7883 | 255.4573 | 253.9927 | 256.7836 | 250.4051 | 236.3054 | 218.5315 | 202.3395 | 194.7885 | 187.8289 | 180.787 | 172.0612 | 160.1161 | 152.6029 | -0.77497 | -0.93406 | -0.6207 | -0.50411 | -0.55119 | -1.3056 | -0.91098 | -1.5162 | -1.1042 | -0.86156 | -1.4675 | -0.79494 | -0.45428 | 2.2004 | 10.8402 | 11.0729 | 9.3382 | 7.8764 | 2.33 | -0.34022 | -1.0286 | -1.5711 | -2.0145 | -2.2625 | 72.7151 | 72.0227 | 71.241 | 70.0798 | 69.0855 | 68.2031 | 68.0606 | 67.8115 | 68.6491 | 72.5491 | 77.2594 | 82.0746 | 85.9665 | 88.1747 | 88.907 | 88.6825 | 87.5917 | 85.9912 | 83.282 | 79.8085 | 76.9105 | 75.1435 | 73.7243 | 72.4724 | 3.051 | 2.7092 | 2.9819 | 3.5324 | 4.5706 | 3.609 | 3.5145 | 3.7065 | 4.0942 | 4.0347 | 4.0167 | 4.5535 | 4.7593 | 5.2262 | 5.73 | 5.5965 | 5.3488 | 4.4868 | 3.7541 | 3.724 | 3.3163 | 3.2818 | 3.4122 | 3.3339
Program Specific1-in-10Size: Over 200kWOther2022November Monthly Peak | Program Specific | 1-in-10 | Size: Over 200kW | Other | 2022 | November Monthly Peak | 11 | 131.504 | 128.2435 | 124.1635 | 123.0915 | 131.2421 | 152.1287 | 178.185 | 194.9803 | 205.3967 | 210.9917 | 218.3548 | 221.0164 | 219.408 | 221.8445 | 215.4699 | 203.7323 | 192.4702 | 185.0594 | 176.6228 | 168.9871 | 162.7089 | 155.1916 | 145.9762 | 140.1004 | -0.76705 | -1.5049 | -0.93278 | -0.26677 | -0.16692 | -2.2517 | -0.94283 | -0.83437 | -0.71133 | -0.29066 | -0.14903 | 0.11061 | 0.15721 | 1.4653 | 9.3447 | 9.0583 | 7.0877 | 6.0421 | 0.11961 | -2.1614 | -2.6505 | -2.6607 | -2.31 | -2.3898 | 63.4534 | 62.0892 | 61.1662 | 60.1393 | 59.5146 | 58.887 | 58.2337 | 58.3677 | 60.3467 | 64.6438 | 69.9316 | 74.0099 | 76.7637 | 78.2901 | 79.3397 | 79.4697 | 78.0982 | 75.7217 | 73.1105 | 70.1889 | 67.9746 | 66.4702 | 64.9177 | 64.0364 | 3.0355 | 2.702 | 2.9549 | 3.4936 | 4.536 | 3.6121 | 3.4738 | 3.6384 | 3.95 | 3.8062 | 3.7481 | 4.2222 | 4.4062 | 4.839 | 5.2843 | 5.1712 | 5.0489 | 4.398 | 3.6482 | 3.5908 | 3.1988 | 3.1724 | 3.334 | 3.2803
Program Specific1-in-10Size: Over 200kWOther2022December Monthly Peak | Program Specific | 1-in-10 | Size: Over 200kW | Other | 2022 | December Monthly Peak | 12 | 124.8118 | 121.0282 | 117.9231 | 117.143 | 125.3771 | 146.4699 | 174.0805 | 190.4148 | 199.6884 | 200.8594 | 201.6942 | 197.9401 | 191.3677 | 190.5371 | 182.6751 | 174.4858 | 169.1404 | 166.3117 | 163.2659 | 157.5885 | 152.4694 | 147.3693 | 138.0707 | 131.6244 | -0.72801 | -1.4202 | -0.8859 | -0.25388 | -0.15946 | -2.168 | -0.92111 | -0.81484 | -0.69157 | -0.2767 | -0.13766 | 0.099059 | 0.13712 | 1.2585 | 7.9225 | 7.758 | 6.2286 | 5.43 | 0.11056 | -2.0156 | -2.4837 | -2.5266 | -2.1849 | -2.2452 | 44.9645 | 44.2732 | 43.6489 | 42.9826 | 42.5113 | 41.7673 | 41.783 | 41.7944 | 42.3814 | 44.6232 | 47.4098 | 49.6854 | 51.1698 | 51.5664 | 51.8198 | 51.897 | 51.3291 | 49.9078 | 48.3425 | 47.377 | 46.5014 | 45.602 | 45.0527 | 44.66 | 2.8811 | 2.55 | 2.8064 | 3.3248 | 4.3333 | 3.4778 | 3.3938 | 3.5532 | 3.8402 | 3.6234 | 3.4621 | 3.7814 | 3.8431 | 4.1561 | 4.48 | 4.4289 | 4.4369 | 3.9525 | 3.3723 | 3.3486 | 2.9975 | 3.0125 | 3.1535 | 3.0819
Program Specific1-in-10Size: Over 200kWOther2022Typical Event Day | Program Specific | 1-in-10 | Size: Over 200kW | Other | 2022 | Typical Event Day | 8 | 145.698 | 142.0029 | 138.3367 | 137.977 | 146.9383 | 168.7391 | 197.0936 | 218.7013 | 232.5693 | 241.3711 | 251.0915 | 253.1275 | 248.753 | 251.3401 | 244.4378 | 231.8655 | 216.2492 | 200.652 | 191.2055 | 186.5348 | 183.7936 | 175.3796 | 164.242 | 157.0216 | -0.78105 | -0.7485 | -0.51787 | -0.58908 | -0.68835 | -1.0043 | -0.89478 | -1.7466 | -1.2228 | -1.0302 | -1.8638 | -1.0657 | -0.63435 | 2.3038 | 10.576 | 11.0338 | 9.629 | 8.1936 | 2.943 | 0.28472 | -0.45342 | -1.1741 | -1.9045 | -2.2214 | 73.7816 | 72.8282 | 71.8747 | 71.1331 | 70.3439 | 69.6003 | 69.2024 | 69.5799 | 72.2793 | 76.8108 | 81.4452 | 85.3928 | 88.2683 | 90.5167 | 91.7066 | 91.9632 | 91.9232 | 90.8302 | 89.3978 | 87.0928 | 83.4999 | 80.2918 | 78.1466 | 76.4363 | 3.1678 | 2.8181 | 3.101 | 3.6886 | 4.7835 | 3.7738 | 3.6193 | 3.8439 | 4.2127 | 4.1013 | 4.0597 | 4.5548 | 4.7053 | 5.164 | 5.6465 | 5.5435 | 5.3431 | 4.4916 | 3.72 | 3.7335 | 3.4035 | 3.3768 | 3.5333 | 3.463
Program Specific1-in-10Size: Over 200kWOther2023January Monthly Peak | Program Specific | 1-in-10 | Size: Over 200kW | Other | 2023 | January Monthly Peak | 1 | 124.128 | 120.5811 | 117.6639 | 118.1831 | 127.1767 | 149.2699 | 178.993 | 196.9628 | 206.7775 | 206.3382 | 206.5049 | 201.4508 | 192.841 | 191.7501 | 183.0379 | 174.6413 | 167.7536 | 166.2119 | 164.1853 | 157.9085 | 152.3381 | 147.1013 | 138.1401 | 132.151 | -0.72402 | -1.4149 | -0.88395 | -0.25613 | -0.16175 | -2.2094 | -0.9471 | -0.84286 | -0.71612 | -0.28425 | -0.14094 | 0.10082 | 0.13818 | 1.2665 | 7.9382 | 7.7649 | 6.1776 | 5.4267 | 0.11119 | -2.0197 | -2.4815 | -2.522 | -2.186 | -2.2542 | 41.7396 | 41.3924 | 40.7267 | 40.0555 | 39.5955 | 39.0295 | 38.5282 | 38.1029 | 38.5992 | 41.6252 | 44.7596 | 47.3976 | 49.1028 | 50.2745 | 51.1563 | 51.5149 | 51.2436 | 50.1841 | 48.3127 | 46.9622 | 45.7753 | 45.1536 | 44.4119 | 43.7264 | 2.8653 | 2.5406 | 2.8002 | 3.3543 | 4.3955 | 3.5442 | 3.4896 | 3.6753 | 3.9765 | 3.7222 | 3.5447 | 3.8484 | 3.8727 | 4.1826 | 4.4889 | 4.4328 | 4.4005 | 3.9501 | 3.3913 | 3.3554 | 2.9949 | 3.007 | 3.1551 | 3.0942
Program Specific1-in-10Size: Over 200kWOther2023February Monthly Peak | Program Specific | 1-in-10 | Size: Over 200kW | Other | 2023 | February Monthly Peak | 2 | 125.9159 | 122.5321 | 118.9523 | 119.217 | 126.965 | 147.7156 | 176.3218 | 191.8324 | 200.6998 | 202.0345 | 205.6246 | 205.139 | 200.7525 | 203.0644 | 197.1586 | 186.4335 | 176.4949 | 171.2415 | 168.585 | 161.6371 | 155.9545 | 149.6817 | 140.1324 | 133.7003 | -0.73445 | -1.4378 | -0.89363 | -0.25837 | -0.16148 | -2.1864 | -0.93297 | -0.8209 | -0.69507 | -0.27832 | -0.14034 | 0.10266 | 0.14385 | 1.3412 | 8.5506 | 8.2892 | 6.4995 | 5.591 | 0.11417 | -2.0674 | -2.5405 | -2.5663 | -2.2176 | -2.2806 | 48.6985 | 48.2324 | 47.7572 | 47.2187 | 46.9484 | 46.4664 | 45.9003 | 45.9418 | 47.4113 | 50.8439 | 54.4624 | 57.4573 | 59.3174 | 60.2989 | 60.8403 | 61.0639 | 60.3123 | 59.3559 | 57.4099 | 55.3059 | 53.8232 | 52.5478 | 51.6519 | 50.393 | 2.9065 | 2.5817 | 2.8309 | 3.3836 | 4.3882 | 3.5073 | 3.4375 | 3.5796 | 3.8596 | 3.6446 | 3.5296 | 3.9189 | 4.0315 | 4.4294 | 4.8352 | 4.7321 | 4.6298 | 4.0696 | 3.4822 | 3.4347 | 3.066 | 3.0598 | 3.2006 | 3.1305
Program Specific1-in-10Size: Over 200kWOther2023March Monthly Peak | Program Specific | 1-in-10 | Size: Over 200kW | Other | 2023 | March Monthly Peak | 3 | 131.1522 | 127.6666 | 123.8491 | 123.066 | 129.9823 | 149.5425 | 178.7011 | 195.0441 | 203.3823 | 207.7327 | 215.4604 | 218.5138 | 217.5213 | 221.0196 | 216.1539 | 205.0337 | 192.4071 | 181.6101 | 176.0917 | 172.581 | 166.7938 | 158.6219 | 148.4606 | 141.423 | -0.76499 | -1.4981 | -0.93042 | -0.26672 | -0.16532 | -2.2135 | -0.94556 | -0.83465 | -0.70436 | -0.28617 | -0.14705 | 0.10935 | 0.15586 | 1.4598 | 9.3744 | 9.1162 | 7.0854 | 5.9295 | 0.11925 | -2.2074 | -2.717 | -2.7195 | -2.3494 | -2.4124 | 59.7919 | 58.6776 | 57.9738 | 57.2386 | 56.409 | 55.5281 | 54.7577 | 55.2841 | 58.7043 | 63.6626 | 68.875 | 73.0034 | 75.7609 | 77.3619 | 78.1023 | 78.5526 | 77.9871 | 76.3027 | 73.5067 | 69.9896 | 66.8474 | 64.2355 | 62.2079 | 60.605 | 3.0274 | 2.6899 | 2.9474 | 3.4929 | 4.4925 | 3.5507 | 3.4839 | 3.6395 | 3.9112 | 3.7474 | 3.6984 | 4.1744 | 4.3683 | 4.821 | 5.3011 | 5.2043 | 5.0472 | 4.3161 | 3.6373 | 3.6672 | 3.2791 | 3.2425 | 3.3908 | 3.3113
Program Specific1-in-10Size: Over 200kWOther2023April Monthly Peak | Program Specific | 1-in-10 | Size: Over 200kW | Other | 2023 | April Monthly Peak | 4 | 135.255 | 131.543 | 127.7472 | 126.9422 | 134.5422 | 154.7847 | 181.1939 | 200.5151 | 213.4797 | 221.6611 | 231.8093 | 234.9949 | 234.7979 | 237.9066 | 232.3605 | 220.0274 | 205.6498 | 191.2776 | 181.1142 | 178.3151 | 174.2215 | 165.5791 | 154.7818 | 147.7176 | -0.7531 | -1.0666 | -0.68961 | -0.42481 | -0.42869 | -1.5226 | -0.88237 | -1.275 | -0.95422 | -0.66477 | -1.0347 | -0.50333 | -0.26202 | 1.9132 | 10.0639 | 10.1686 | 8.4616 | 7.1234 | 1.6176 | -0.84865 | -1.4871 | -1.8682 | -2.0822 | -2.2786 | 69.4145 | 68.2991 | 66.8827 | 66.0582 | 65.1604 | 64.1178 | 63.4733 | 63.5078 | 66.6179 | 72.0741 | 77.3108 | 82.2921 | 85.5069 | 87.5139 | 88.5178 | 88.8738 | 88.4979 | 87.3991 | 85.3489 | 81.6086 | 77.1285 | 73.5847 | 71.1319 | 69.2612 | 2.9248 | 2.5964 | 2.8481 | 3.3752 | 4.3563 | 3.443 | 3.3093 | 3.5052 | 3.846 | 3.746 | 3.7277 | 4.2056 | 4.4173 | 4.8615 | 5.3385 | 5.232 | 5.0537 | 4.2586 | 3.5046 | 3.5496 | 3.2087 | 3.1709 | 3.3118 | 3.2402
Program Specific1-in-10Size: Over 200kWOther2023May Monthly Peak | Program Specific | 1-in-10 | Size: Over 200kW | Other | 2023 | May Monthly Peak | 5 | 134.9993 | 131.5971 | 128.2884 | 127.5569 | 135.705 | 156.3107 | 182.003 | 204.4658 | 218.7229 | 228.523 | 238.7103 | 241.6146 | 240.2094 | 242.5889 | 236.5949 | 223.3105 | 208.4571 | 192.7634 | 181.7086 | 176.6924 | 173.946 | 165.7399 | 155.4663 | 148.4866 | -0.74478 | -0.97501 | -0.64019 | -0.45589 | -0.48253 | -1.3879 | -0.87151 | -1.3822 | -1.0201 | -0.75685 | -1.2397 | -0.64071 | -0.353 | 2.0181 | 10.2447 | 10.3958 | 8.7509 | 7.3495 | 1.9124 | -0.56709 | -1.2245 | -1.6825 | -2.0202 | -2.2436 | 69.9182 | 68.6339 | 67.5305 | 66.4657 | 65.6135 | 64.7861 | 64.7122 | 64.9419 | 67.9875 | 73.5303 | 79.2065 | 83.4509 | 86.6797 | 88.7329 | 90.0817 | 90.4555 | 89.7685 | 88.9094 | 87.0935 | 84.5066 | 81.0826 | 77.2564 | 74.6217 | 72.2843 | 2.9089 | 2.5882 | 2.85 | 3.3795 | 4.3783 | 3.4645 | 3.3122 | 3.5616 | 3.9264 | 3.8482 | 3.825 | 4.3087 | 4.503 | 4.9396 | 5.4164 | 5.2911 | 5.1045 | 4.2764 | 3.5036 | 3.5048 | 3.1923 | 3.1627 | 3.3146 | 3.2454
Program Specific1-in-10Size: Over 200kWOther2023June Monthly Peak | Program Specific | 1-in-10 | Size: Over 200kW | Other | 2023 | June Monthly Peak | 6 | 140.3043 | 136.5049 | 133.1414 | 132.1919 | 140.1484 | 159.8467 | 184.4884 | 205.4458 | 218.3422 | 226.2868 | 236.0151 | 237.7965 | 233.1642 | 234.5203 | 228.2218 | 218.1157 | 205.7041 | 191.9993 | 184.0856 | 178.1676 | 176.7922 | 169.1535 | 158.1126 | 151.4057 | -0.77172 | -0.98044 | -0.64682 | -0.4822 | -0.51509 | -1.3697 | -0.87855 | -1.4155 | -1.0321 | -0.77237 | -1.2814 | -0.66985 | -0.36934 | 1.972 | 9.8813 | 10.1779 | 8.6909 | 7.3755 | 2.0323 | -0.48241 | -1.1589 | -1.6552 | -2.0312 | -2.2723 | 70.6003 | 69.3655 | 68.3878 | 67.3684 | 66.3717 | 65.3768 | 64.9893 | 66.1848 | 69.7442 | 74.5297 | 79.3474 | 83.375 | 85.9103 | 88.0108 | 89.182 | 89.5804 | 90.1215 | 89.2249 | 88.0128 | 86.0072 | 82.5891 | 78.67 | 76.1983 | 74.188 | 3.0218 | 2.6835 | 2.9565 | 3.5007 | 4.5195 | 3.5413 | 3.3559 | 3.577 | 3.9178 | 3.8088 | 3.78 | 4.2386 | 4.3689 | 4.773 | 5.2223 | 5.1657 | 5.0347 | 4.2575 | 3.5478 | 3.5324 | 3.243 | 3.2263 | 3.3694 | 3.3077
Program Specific1-in-10Size: Over 200kWOther2023July Monthly Peak | Program Specific | 1-in-10 | Size: Over 200kW | Other | 2023 | July Monthly Peak | 7 | 142.4658 | 139.1095 | 136.3279 | 135.1183 | 143.6713 | 164.4037 | 190.0287 | 209.6547 | 221.1784 | 229.0235 | 237.7942 | 238.5203 | 233.3647 | 235.4596 | 229.3839 | 219.6828 | 207.7372 | 195.0184 | 186.179 | 181.2301 | 180.4204 | 172.5433 | 161.0346 | 153.5259 | -0.76898 | -0.80349 | -0.55049 | -0.55468 | -0.63474 | -1.0921 | -0.87386 | -1.6137 | -1.1319 | -0.92577 | -1.6399 | -0.91638 | -0.53555 | 2.1111 | 9.9265 | 10.4004 | 9.1249 | 7.8388 | 2.6516 | 0.073911 | -0.63994 | -1.296 | -1.9205 | -2.2069 | 73.0929 | 72.2864 | 71.431 | 70.7391 | 70.1582 | 69.5359 | 69.128 | 69.4986 | 72.2856 | 76.6306 | 81.207 | 84.4567 | 86.5238 | 88.243 | 89.6193 | 90.0996 | 90.4517 | 89.6007 | 87.7986 | 85.5978 | 82.5229 | 79.8129 | 77.9454 | 76.6509 | 3.0827 | 2.7475 | 3.0413 | 3.5949 | 4.6548 | 3.6592 | 3.4728 | 3.6673 | 3.9872 | 3.8729 | 3.8263 | 4.2714 | 4.3931 | 4.8145 | 5.2734 | 5.2271 | 5.1083 | 4.3446 | 3.6049 | 3.6099 | 3.325 | 3.3063 | 3.4477 | 3.3697
Program Specific1-in-10Size: Over 200kWOther2023August Monthly Peak | Program Specific | 1-in-10 | Size: Over 200kW | Other | 2023 | August Monthly Peak | 8 | 146.0515 | 142.3454 | 138.7497 | 138.4058 | 147.4082 | 169.2793 | 197.7156 | 219.6063 | 233.8647 | 243.0172 | 252.9276 | 254.9852 | 250.5623 | 253.1083 | 246.0842 | 233.3808 | 217.6263 | 201.8238 | 192.1736 | 187.434 | 184.6131 | 176.1421 | 164.9059 | 157.641 | -0.77883 | -0.69542 | -0.48822 | -0.60827 | -0.72056 | -0.91811 | -0.88874 | -1.8024 | -1.2546 | -1.0791 | -1.9791 | -1.1451 | -0.68779 | 2.3587 | 10.6457 | 11.1494 | 9.7903 | 8.34 | 3.1266 | 0.44616 | -0.30322 | -1.0695 | -1.8706 | -2.2028 | 74.573 | 73.8634 | 72.9388 | 72.2004 | 71.5406 | 70.9906 | 70.5582 | 70.5668 | 72.8832 | 77.2603 | 81.4406 | 85.3664 | 88.4426 | 90.7546 | 91.9702 | 91.9376 | 91.4894 | 90.3773 | 89.4055 | 87.1578 | 83.3616 | 80.3419 | 78.2899 | 76.4488 | 3.1906 | 2.8383 | 3.125 | 3.7176 | 4.8216 | 3.8038 | 3.6479 | 3.8782 | 4.2563 | 4.1488 | 4.1088 | 4.61 | 4.762 | 5.225 | 5.7116 | 5.6062 | 5.4027 | 4.5393 | 3.7566 | 3.7693 | 3.4349 | 3.4076 | 3.5644 | 3.4932
Program Specific1-in-10Size: Over 200kWOther2023September Monthly Peak | Program Specific | 1-in-10 | Size: Over 200kW | Other | 2023 | September Monthly Peak | 9 | 145.8322 | 142.9809 | 139.9075 | 139.8184 | 149.8852 | 171.9487 | 202.9183 | 227.0239 | 247.4113 | 260.4674 | 271.5905 | 273.569 | 267.5768 | 270.106 | 262.2531 | 246.7195 | 228.1017 | 209.9504 | 199.0513 | 195.3972 | 188.6738 | 180.1678 | 166.6491 | 159.0116 | -0.76013 | -0.46328 | -0.35806 | -0.68929 | -0.86288 | -0.54521 | -0.87331 | -2.0775 | -1.4403 | -1.3483 | -2.5912 | -1.5566 | -0.957 | 2.6932 | 11.3384 | 11.983 | 10.7087 | 9.1133 | 3.9841 | 1.1772 | 0.354 | -0.61462 | -1.711 | -2.1041 | 76.8603 | 75.7975 | 74.7414 | 74.2244 | 73.305 | 72.4978 | 72.1339 | 72.0694 | 74.2041 | 78.8227 | 83.7858 | 88.3732 | 92.1965 | 95.0585 | 96.0549 | 96.2352 | 95.6301 | 94.118 | 92.3743 | 89.6083 | 85.526 | 82.3424 | 80.1529 | 78.4577 | 3.2825 | 2.9376 | 3.2468 | 3.8696 | 5.0515 | 3.9811 | 3.8576 | 4.1309 | 4.6396 | 4.5818 | 4.546 | 5.0961 | 5.2398 | 5.7452 | 6.2717 | 6.1066 | 5.8347 | 4.8655 | 4.0092 | 4.0487 | 3.617 | 3.5913 | 3.7115 | 3.6305
Program Specific1-in-10Size: Over 200kWOther2023October Monthly Peak | Program Specific | 1-in-10 | Size: Over 200kW | Other | 2023 | October Monthly Peak | 10 | 141.6561 | 137.8116 | 134.2856 | 133.3873 | 141.7305 | 162.9042 | 193.2071 | 212.884 | 228.1743 | 239.7065 | 250.7883 | 255.4573 | 253.9927 | 256.7836 | 250.4051 | 236.3054 | 218.5315 | 202.3395 | 194.7885 | 187.8289 | 180.787 | 172.0612 | 160.1161 | 152.6029 | -0.77497 | -0.93406 | -0.6207 | -0.50411 | -0.55119 | -1.3056 | -0.91098 | -1.5162 | -1.1042 | -0.86156 | -1.4675 | -0.79494 | -0.45428 | 2.2004 | 10.8402 | 11.0729 | 9.3382 | 7.8764 | 2.33 | -0.34022 | -1.0286 | -1.5711 | -2.0145 | -2.2625 | 72.7151 | 72.0227 | 71.241 | 70.0798 | 69.0855 | 68.2031 | 68.0606 | 67.8115 | 68.6491 | 72.5491 | 77.2594 | 82.0746 | 85.9665 | 88.1747 | 88.907 | 88.6825 | 87.5917 | 85.9912 | 83.282 | 79.8085 | 76.9105 | 75.1435 | 73.7243 | 72.4724 | 3.051 | 2.7092 | 2.9819 | 3.5324 | 4.5706 | 3.609 | 3.5145 | 3.7065 | 4.0942 | 4.0347 | 4.0167 | 4.5535 | 4.7593 | 5.2262 | 5.73 | 5.5965 | 5.3488 | 4.4868 | 3.7541 | 3.724 | 3.3163 | 3.2818 | 3.4122 | 3.3339
Program Specific1-in-10Size: Over 200kWOther2023November Monthly Peak | Program Specific | 1-in-10 | Size: Over 200kW | Other | 2023 | November Monthly Peak | 11 | 131.504 | 128.2435 | 124.1635 | 123.0915 | 131.2421 | 152.1288 | 178.185 | 194.9803 | 205.3967 | 210.9917 | 218.3548 | 221.0164 | 219.408 | 221.8445 | 215.4699 | 203.7323 | 192.4702 | 185.0594 | 176.6228 | 168.9871 | 162.7089 | 155.1917 | 145.9761 | 140.1004 | -0.76705 | -1.5049 | -0.93278 | -0.26677 | -0.16692 | -2.2518 | -0.94283 | -0.83437 | -0.71133 | -0.29066 | -0.14903 | 0.11061 | 0.15721 | 1.4653 | 9.3447 | 9.0583 | 7.0877 | 6.0421 | 0.11961 | -2.1614 | -2.6505 | -2.6607 | -2.31 | -2.3898 | 63.4534 | 62.0892 | 61.1662 | 60.1393 | 59.5146 | 58.887 | 58.2337 | 58.3677 | 60.3467 | 64.6438 | 69.9316 | 74.0099 | 76.7637 | 78.2901 | 79.3397 | 79.4697 | 78.0982 | 75.7217 | 73.1105 | 70.1889 | 67.9746 | 66.4702 | 64.9177 | 64.0364 | 3.0355 | 2.702 | 2.9549 | 3.4936 | 4.536 | 3.6121 | 3.4738 | 3.6384 | 3.95 | 3.8062 | 3.7481 | 4.2222 | 4.4062 | 4.839 | 5.2843 | 5.1712 | 5.0489 | 4.398 | 3.6482 | 3.5908 | 3.1988 | 3.1724 | 3.334 | 3.2803
Program Specific1-in-10Size: Over 200kWOther2023December Monthly Peak | Program Specific | 1-in-10 | Size: Over 200kW | Other | 2023 | December Monthly Peak | 12 | 124.8118 | 121.0282 | 117.9231 | 117.143 | 125.3771 | 146.4699 | 174.0805 | 190.4148 | 199.6884 | 200.8594 | 201.6942 | 197.9401 | 191.3677 | 190.5371 | 182.6751 | 174.4858 | 169.1404 | 166.3117 | 163.2658 | 157.5885 | 152.4694 | 147.3693 | 138.0707 | 131.6244 | -0.72801 | -1.4202 | -0.8859 | -0.25388 | -0.15946 | -2.168 | -0.92111 | -0.81483 | -0.69157 | -0.2767 | -0.13766 | 0.099059 | 0.13712 | 1.2585 | 7.9225 | 7.758 | 6.2286 | 5.43 | 0.11056 | -2.0156 | -2.4837 | -2.5266 | -2.1849 | -2.2452 | 44.9645 | 44.2732 | 43.6489 | 42.9826 | 42.5113 | 41.7673 | 41.783 | 41.7944 | 42.3814 | 44.6232 | 47.4098 | 49.6854 | 51.1698 | 51.5664 | 51.8198 | 51.897 | 51.3291 | 49.9078 | 48.3425 | 47.377 | 46.5014 | 45.602 | 45.0527 | 44.66 | 2.8811 | 2.55 | 2.8064 | 3.3248 | 4.3333 | 3.4778 | 3.3938 | 3.5532 | 3.8402 | 3.6234 | 3.4621 | 3.7814 | 3.8431 | 4.1561 | 4.48 | 4.4289 | 4.4369 | 3.9525 | 3.3723 | 3.3486 | 2.9975 | 3.0125 | 3.1535 | 3.0819
Program Specific1-in-10Size: Over 200kWOther2023Typical Event Day | Program Specific | 1-in-10 | Size: Over 200kW | Other | 2023 | Typical Event Day | 8 | 145.698 | 142.0029 | 138.3367 | 137.977 | 146.9383 | 168.7391 | 197.0936 | 218.7013 | 232.5693 | 241.3711 | 251.0915 | 253.1275 | 248.753 | 251.3401 | 244.4378 | 231.8655 | 216.2492 | 200.6519 | 191.2055 | 186.5348 | 183.7936 | 175.3796 | 164.242 | 157.0216 | -0.78105 | -0.7485 | -0.51787 | -0.58908 | -0.68835 | -1.0043 | -0.89478 | -1.7466 | -1.2228 | -1.0302 | -1.8638 | -1.0657 | -0.63435 | 2.3038 | 10.576 | 11.0338 | 9.629 | 8.1936 | 2.943 | 0.28472 | -0.45342 | -1.1741 | -1.9045 | -2.2214 | 73.7816 | 72.8282 | 71.8747 | 71.1331 | 70.3439 | 69.6003 | 69.2024 | 69.5799 | 72.2793 | 76.8108 | 81.4452 | 85.3928 | 88.2683 | 90.5167 | 91.7066 | 91.9632 | 91.9232 | 90.8302 | 89.3978 | 87.0928 | 83.4999 | 80.2918 | 78.1466 | 76.4363 | 3.1678 | 2.8181 | 3.101 | 3.6886 | 4.7835 | 3.7738 | 3.6193 | 3.8439 | 4.2127 | 4.1013 | 4.0597 | 4.5548 | 4.7053 | 5.164 | 5.6465 | 5.5435 | 5.3431 | 4.4916 | 3.72 | 3.7335 | 3.4035 | 3.3768 | 3.5333 | 3.463
Program Specific1-in-10Size: Over 200kWOther2024January Monthly Peak | Program Specific | 1-in-10 | Size: Over 200kW | Other | 2024 | January Monthly Peak | 1 | 124.128 | 120.5811 | 117.6639 | 118.1831 | 127.1767 | 149.2698 | 178.993 | 196.9628 | 206.7775 | 206.3382 | 206.5049 | 201.4508 | 192.841 | 191.7501 | 183.0379 | 174.6413 | 167.7536 | 166.2119 | 164.1853 | 157.9085 | 152.3381 | 147.1013 | 138.1401 | 132.151 | -0.72402 | -1.4149 | -0.88395 | -0.25613 | -0.16175 | -2.2094 | -0.9471 | -0.84286 | -0.71612 | -0.28425 | -0.14094 | 0.10082 | 0.13818 | 1.2665 | 7.9382 | 7.7649 | 6.1776 | 5.4267 | 0.11119 | -2.0197 | -2.4815 | -2.522 | -2.186 | -2.2542 | 41.7396 | 41.3924 | 40.7267 | 40.0555 | 39.5955 | 39.0295 | 38.5282 | 38.1029 | 38.5992 | 41.6252 | 44.7596 | 47.3976 | 49.1028 | 50.2745 | 51.1563 | 51.5149 | 51.2436 | 50.1841 | 48.3127 | 46.9622 | 45.7753 | 45.1536 | 44.4119 | 43.7264 | 2.8653 | 2.5406 | 2.8002 | 3.3543 | 4.3955 | 3.5442 | 3.4896 | 3.6753 | 3.9765 | 3.7222 | 3.5447 | 3.8484 | 3.8727 | 4.1826 | 4.4889 | 4.4328 | 4.4005 | 3.9501 | 3.3913 | 3.3554 | 2.9949 | 3.007 | 3.1551 | 3.0942
Program Specific1-in-10Size: Over 200kWOther2024February Monthly Peak | Program Specific | 1-in-10 | Size: Over 200kW | Other | 2024 | February Monthly Peak | 2 | 125.9159 | 122.5321 | 118.9523 | 119.217 | 126.965 | 147.7156 | 176.3218 | 191.8324 | 200.6998 | 202.0345 | 205.6246 | 205.139 | 200.7525 | 203.0644 | 197.1586 | 186.4335 | 176.4949 | 171.2415 | 168.585 | 161.6371 | 155.9545 | 149.6817 | 140.1324 | 133.7003 | -0.73445 | -1.4378 | -0.89363 | -0.25837 | -0.16148 | -2.1864 | -0.93297 | -0.8209 | -0.69507 | -0.27832 | -0.14034 | 0.10266 | 0.14385 | 1.3412 | 8.5506 | 8.2892 | 6.4995 | 5.591 | 0.11417 | -2.0674 | -2.5405 | -2.5663 | -2.2176 | -2.2806 | 48.6985 | 48.2324 | 47.7572 | 47.2187 | 46.9484 | 46.4664 | 45.9003 | 45.9418 | 47.4113 | 50.8439 | 54.4624 | 57.4573 | 59.3174 | 60.2989 | 60.8403 | 61.0639 | 60.3123 | 59.3559 | 57.4099 | 55.3059 | 53.8232 | 52.5478 | 51.6519 | 50.393 | 2.9065 | 2.5817 | 2.8309 | 3.3836 | 4.3882 | 3.5073 | 3.4375 | 3.5796 | 3.8596 | 3.6446 | 3.5296 | 3.9189 | 4.0315 | 4.4294 | 4.8352 | 4.7321 | 4.6298 | 4.0696 | 3.4822 | 3.4347 | 3.066 | 3.0598 | 3.2006 | 3.1305
Program Specific1-in-10Size: Over 200kWOther2024March Monthly Peak | Program Specific | 1-in-10 | Size: Over 200kW | Other | 2024 | March Monthly Peak | 3 | 131.1522 | 127.6666 | 123.8491 | 123.066 | 129.9823 | 149.5425 | 178.7011 | 195.0441 | 203.3823 | 207.7327 | 215.4604 | 218.5138 | 217.5213 | 221.0196 | 216.1539 | 205.0337 | 192.4071 | 181.6101 | 176.0917 | 172.581 | 166.7938 | 158.6219 | 148.4606 | 141.423 | -0.76499 | -1.4981 | -0.93042 | -0.26672 | -0.16532 | -2.2135 | -0.94556 | -0.83465 | -0.70436 | -0.28617 | -0.14705 | 0.10935 | 0.15586 | 1.4598 | 9.3744 | 9.1162 | 7.0854 | 5.9295 | 0.11925 | -2.2074 | -2.717 | -2.7195 | -2.3494 | -2.4124 | 59.7919 | 58.6776 | 57.9738 | 57.2386 | 56.409 | 55.5281 | 54.7577 | 55.2841 | 58.7043 | 63.6626 | 68.875 | 73.0034 | 75.7609 | 77.3619 | 78.1023 | 78.5526 | 77.9871 | 76.3027 | 73.5067 | 69.9896 | 66.8474 | 64.2355 | 62.2079 | 60.605 | 3.0274 | 2.6899 | 2.9474 | 3.4929 | 4.4925 | 3.5507 | 3.4839 | 3.6395 | 3.9112 | 3.7474 | 3.6984 | 4.1744 | 4.3683 | 4.821 | 5.3011 | 5.2043 | 5.0472 | 4.3161 | 3.6373 | 3.6672 | 3.2791 | 3.2425 | 3.3908 | 3.3113
Program Specific1-in-10Size: Over 200kWOther2024April Monthly Peak | Program Specific | 1-in-10 | Size: Over 200kW | Other | 2024 | April Monthly Peak | 4 | 135.255 | 131.543 | 127.7472 | 126.9422 | 134.5422 | 154.7847 | 181.1939 | 200.5152 | 213.4797 | 221.6611 | 231.8093 | 234.9949 | 234.7979 | 237.9066 | 232.3605 | 220.0274 | 205.6498 | 191.2776 | 181.1142 | 178.3151 | 174.2215 | 165.5791 | 154.7818 | 147.7176 | -0.7531 | -1.0666 | -0.68961 | -0.42481 | -0.42869 | -1.5226 | -0.88237 | -1.275 | -0.95422 | -0.66477 | -1.0347 | -0.50333 | -0.26202 | 1.9132 | 10.0639 | 10.1686 | 8.4616 | 7.1234 | 1.6176 | -0.84865 | -1.4871 | -1.8682 | -2.0822 | -2.2786 | 69.4145 | 68.2991 | 66.8827 | 66.0582 | 65.1604 | 64.1178 | 63.4733 | 63.5078 | 66.6179 | 72.0741 | 77.3108 | 82.2921 | 85.5069 | 87.5139 | 88.5178 | 88.8738 | 88.4979 | 87.3991 | 85.3489 | 81.6086 | 77.1285 | 73.5847 | 71.1318 | 69.2612 | 2.9248 | 2.5964 | 2.8481 | 3.3752 | 4.3563 | 3.443 | 3.3093 | 3.5052 | 3.846 | 3.746 | 3.7277 | 4.2056 | 4.4173 | 4.8615 | 5.3385 | 5.232 | 5.0537 | 4.2586 | 3.5046 | 3.5496 | 3.2087 | 3.1709 | 3.3118 | 3.2402
Program Specific1-in-10Size: Over 200kWOther2024May Monthly Peak | Program Specific | 1-in-10 | Size: Over 200kW | Other | 2024 | May Monthly Peak | 5 | 134.9993 | 131.5971 | 128.2884 | 127.5569 | 135.705 | 156.3107 | 182.003 | 204.4658 | 218.7229 | 228.523 | 238.7103 | 241.6146 | 240.2094 | 242.5889 | 236.5949 | 223.3105 | 208.4571 | 192.7634 | 181.7086 | 176.6924 | 173.946 | 165.7399 | 155.4663 | 148.4866 | -0.74478 | -0.97501 | -0.64019 | -0.45589 | -0.48253 | -1.3879 | -0.87151 | -1.3822 | -1.0201 | -0.75685 | -1.2397 | -0.64071 | -0.353 | 2.0181 | 10.2447 | 10.3958 | 8.7509 | 7.3495 | 1.9124 | -0.56709 | -1.2245 | -1.6825 | -2.0202 | -2.2436 | 69.9182 | 68.6339 | 67.5305 | 66.4657 | 65.6135 | 64.7861 | 64.7122 | 64.9419 | 67.9875 | 73.5303 | 79.2065 | 83.4509 | 86.6797 | 88.7329 | 90.0817 | 90.4555 | 89.7685 | 88.9094 | 87.0935 | 84.5066 | 81.0826 | 77.2564 | 74.6217 | 72.2843 | 2.9089 | 2.5882 | 2.85 | 3.3795 | 4.3783 | 3.4645 | 3.3122 | 3.5616 | 3.9264 | 3.8482 | 3.825 | 4.3087 | 4.503 | 4.9396 | 5.4164 | 5.2911 | 5.1045 | 4.2764 | 3.5036 | 3.5048 | 3.1923 | 3.1627 | 3.3146 | 3.2454
Program Specific1-in-10Size: Over 200kWOther2024June Monthly Peak | Program Specific | 1-in-10 | Size: Over 200kW | Other | 2024 | June Monthly Peak | 6 | 140.3043 | 136.5049 | 133.1415 | 132.1919 | 140.1484 | 159.8467 | 184.4884 | 205.4458 | 218.3422 | 226.2868 | 236.0151 | 237.7965 | 233.1642 | 234.5203 | 228.2218 | 218.1157 | 205.7041 | 191.9993 | 184.0857 | 178.1677 | 176.7922 | 169.1535 | 158.1126 | 151.4057 | -0.77172 | -0.98044 | -0.64682 | -0.4822 | -0.51509 | -1.3697 | -0.87855 | -1.4155 | -1.0321 | -0.77237 | -1.2814 | -0.66985 | -0.36934 | 1.972 | 9.8813 | 10.1779 | 8.6909 | 7.3755 | 2.0323 | -0.48241 | -1.1589 | -1.6552 | -2.0312 | -2.2723 | 70.6003 | 69.3655 | 68.3878 | 67.3684 | 66.3717 | 65.3768 | 64.9893 | 66.1848 | 69.7442 | 74.5297 | 79.3474 | 83.375 | 85.9103 | 88.0108 | 89.182 | 89.5804 | 90.1215 | 89.2249 | 88.0128 | 86.0072 | 82.5891 | 78.67 | 76.1983 | 74.188 | 3.0218 | 2.6835 | 2.9565 | 3.5007 | 4.5195 | 3.5413 | 3.3559 | 3.577 | 3.9178 | 3.8088 | 3.78 | 4.2386 | 4.3689 | 4.773 | 5.2223 | 5.1657 | 5.0347 | 4.2575 | 3.5478 | 3.5324 | 3.243 | 3.2263 | 3.3694 | 3.3077
Program Specific1-in-10Size: Over 200kWOther2024July Monthly Peak | Program Specific | 1-in-10 | Size: Over 200kW | Other | 2024 | July Monthly Peak | 7 | 142.4658 | 139.1095 | 136.3279 | 135.1183 | 143.6713 | 164.4038 | 190.0287 | 209.6547 | 221.1784 | 229.0235 | 237.7942 | 238.5203 | 233.3647 | 235.4596 | 229.3839 | 219.6828 | 207.7372 | 195.0184 | 186.1789 | 181.2301 | 180.4204 | 172.5433 | 161.0346 | 153.5258 | -0.76898 | -0.80349 | -0.55049 | -0.55468 | -0.63474 | -1.0921 | -0.87386 | -1.6137 | -1.1319 | -0.92577 | -1.6399 | -0.91638 | -0.53555 | 2.1111 | 9.9265 | 10.4004 | 9.1249 | 7.8388 | 2.6516 | 0.073911 | -0.63994 | -1.296 | -1.9205 | -2.2069 | 73.0929 | 72.2864 | 71.431 | 70.7391 | 70.1582 | 69.5359 | 69.128 | 69.4986 | 72.2856 | 76.6306 | 81.207 | 84.4568 | 86.5238 | 88.243 | 89.6193 | 90.0996 | 90.4517 | 89.6007 | 87.7986 | 85.5978 | 82.5229 | 79.8129 | 77.9455 | 76.6509 | 3.0827 | 2.7475 | 3.0413 | 3.5949 | 4.6548 | 3.6592 | 3.4728 | 3.6673 | 3.9872 | 3.8729 | 3.8263 | 4.2714 | 4.3931 | 4.8145 | 5.2734 | 5.2271 | 5.1083 | 4.3446 | 3.6049 | 3.6099 | 3.325 | 3.3063 | 3.4477 | 3.3697
Program Specific1-in-10Size: Over 200kWOther2024August Monthly Peak | Program Specific | 1-in-10 | Size: Over 200kW | Other | 2024 | August Monthly Peak | 8 | 146.0515 | 142.3454 | 138.7497 | 138.4058 | 147.4082 | 169.2793 | 197.7156 | 219.6063 | 233.8647 | 243.0172 | 252.9277 | 254.9852 | 250.5623 | 253.1083 | 246.0842 | 233.3808 | 217.6263 | 201.8238 | 192.1736 | 187.434 | 184.6131 | 176.1421 | 164.9059 | 157.641 | -0.77883 | -0.69542 | -0.48822 | -0.60827 | -0.72056 | -0.91811 | -0.88874 | -1.8024 | -1.2546 | -1.0791 | -1.9791 | -1.1451 | -0.68779 | 2.3587 | 10.6457 | 11.1494 | 9.7903 | 8.34 | 3.1266 | 0.44616 | -0.30322 | -1.0695 | -1.8706 | -2.2028 | 74.573 | 73.8634 | 72.9388 | 72.2004 | 71.5406 | 70.9906 | 70.5582 | 70.5668 | 72.8832 | 77.2603 | 81.4406 | 85.3664 | 88.4426 | 90.7546 | 91.9702 | 91.9376 | 91.4894 | 90.3773 | 89.4055 | 87.1578 | 83.3616 | 80.3419 | 78.2899 | 76.4488 | 3.1906 | 2.8383 | 3.125 | 3.7176 | 4.8216 | 3.8038 | 3.6479 | 3.8782 | 4.2563 | 4.1488 | 4.1088 | 4.61 | 4.762 | 5.225 | 5.7116 | 5.6062 | 5.4027 | 4.5393 | 3.7566 | 3.7693 | 3.4349 | 3.4076 | 3.5644 | 3.4932
Program Specific1-in-10Size: Over 200kWOther2024September Monthly Peak | Program Specific | 1-in-10 | Size: Over 200kW | Other | 2024 | September Monthly Peak | 9 | 145.8322 | 142.9809 | 139.9075 | 139.8184 | 149.8852 | 171.9487 | 202.9183 | 227.0239 | 247.4113 | 260.4674 | 271.5905 | 273.569 | 267.5768 | 270.106 | 262.2531 | 246.7196 | 228.1017 | 209.9504 | 199.0513 | 195.3972 | 188.6738 | 180.1678 | 166.6491 | 159.0116 | -0.76013 | -0.46328 | -0.35806 | -0.68929 | -0.86288 | -0.54521 | -0.87331 | -2.0775 | -1.4403 | -1.3483 | -2.5912 | -1.5566 | -0.957 | 2.6932 | 11.3384 | 11.983 | 10.7087 | 9.1133 | 3.9841 | 1.1772 | 0.354 | -0.61462 | -1.711 | -2.1041 | 76.8603 | 75.7975 | 74.7414 | 74.2244 | 73.305 | 72.4978 | 72.1339 | 72.0693 | 74.2041 | 78.8227 | 83.7858 | 88.3732 | 92.1965 | 95.0585 | 96.0549 | 96.2352 | 95.6301 | 94.118 | 92.3743 | 89.6083 | 85.526 | 82.3424 | 80.1529 | 78.4577 | 3.2825 | 2.9376 | 3.2468 | 3.8696 | 5.0515 | 3.9811 | 3.8576 | 4.1309 | 4.6396 | 4.5818 | 4.546 | 5.0961 | 5.2398 | 5.7452 | 6.2717 | 6.1066 | 5.8347 | 4.8655 | 4.0092 | 4.0487 | 3.617 | 3.5913 | 3.7115 | 3.6305
Program Specific1-in-10Size: Over 200kWOther2024October Monthly Peak | Program Specific | 1-in-10 | Size: Over 200kW | Other | 2024 | October Monthly Peak | 10 | 141.6561 | 137.8116 | 134.2856 | 133.3873 | 141.7305 | 162.9042 | 193.2071 | 212.884 | 228.1743 | 239.7065 | 250.7883 | 255.4573 | 253.9927 | 256.7836 | 250.4051 | 236.3054 | 218.5315 | 202.3395 | 194.7885 | 187.8289 | 180.787 | 172.0612 | 160.1161 | 152.6029 | -0.77497 | -0.93406 | -0.6207 | -0.50411 | -0.55119 | -1.3056 | -0.91098 | -1.5162 | -1.1042 | -0.86156 | -1.4675 | -0.79494 | -0.45428 | 2.2004 | 10.8402 | 11.0729 | 9.3382 | 7.8764 | 2.33 | -0.34022 | -1.0286 | -1.5711 | -2.0145 | -2.2625 | 72.7151 | 72.0227 | 71.241 | 70.0798 | 69.0855 | 68.2031 | 68.0606 | 67.8115 | 68.6491 | 72.5491 | 77.2594 | 82.0746 | 85.9665 | 88.1747 | 88.907 | 88.6825 | 87.5917 | 85.9912 | 83.282 | 79.8085 | 76.9105 | 75.1435 | 73.7243 | 72.4724 | 3.051 | 2.7092 | 2.9819 | 3.5324 | 4.5706 | 3.609 | 3.5145 | 3.7065 | 4.0942 | 4.0347 | 4.0167 | 4.5535 | 4.7593 | 5.2262 | 5.73 | 5.5965 | 5.3488 | 4.4868 | 3.7541 | 3.724 | 3.3163 | 3.2818 | 3.4122 | 3.3339
Program Specific1-in-10Size: Over 200kWOther2024November Monthly Peak | Program Specific | 1-in-10 | Size: Over 200kW | Other | 2024 | November Monthly Peak | 11 | 131.504 | 128.2435 | 124.1635 | 123.0915 | 131.2421 | 152.1288 | 178.185 | 194.9803 | 205.3967 | 210.9917 | 218.3548 | 221.0164 | 219.408 | 221.8445 | 215.4699 | 203.7323 | 192.4702 | 185.0594 | 176.6228 | 168.9871 | 162.7089 | 155.1917 | 145.9762 | 140.1005 | -0.76705 | -1.5049 | -0.93278 | -0.26677 | -0.16692 | -2.2517 | -0.94283 | -0.83437 | -0.71133 | -0.29066 | -0.14903 | 0.11061 | 0.15721 | 1.4653 | 9.3447 | 9.0583 | 7.0877 | 6.0421 | 0.11961 | -2.1614 | -2.6505 | -2.6607 | -2.31 | -2.3898 | 63.4534 | 62.0892 | 61.1662 | 60.1393 | 59.5146 | 58.887 | 58.2337 | 58.3677 | 60.3467 | 64.6438 | 69.9316 | 74.0099 | 76.7637 | 78.2901 | 79.3397 | 79.4697 | 78.0982 | 75.7217 | 73.1105 | 70.1889 | 67.9746 | 66.4702 | 64.9177 | 64.0364 | 3.0355 | 2.702 | 2.9549 | 3.4936 | 4.536 | 3.6121 | 3.4738 | 3.6384 | 3.95 | 3.8062 | 3.7481 | 4.2222 | 4.4062 | 4.839 | 5.2843 | 5.1712 | 5.0489 | 4.398 | 3.6482 | 3.5908 | 3.1988 | 3.1724 | 3.334 | 3.2803
Program Specific1-in-10Size: Over 200kWOther2024December Monthly Peak | Program Specific | 1-in-10 | Size: Over 200kW | Other | 2024 | December Monthly Peak | 12 | 124.8118 | 121.0282 | 117.9231 | 117.143 | 125.3771 | 146.4699 | 174.0805 | 190.4148 | 199.6884 | 200.8594 | 201.6942 | 197.9401 | 191.3677 | 190.5371 | 182.675 | 174.4858 | 169.1404 | 166.3117 | 163.2659 | 157.5885 | 152.4694 | 147.3693 | 138.0706 | 131.6244 | -0.72801 | -1.4202 | -0.8859 | -0.25388 | -0.15946 | -2.168 | -0.92111 | -0.81484 | -0.69157 | -0.2767 | -0.13766 | 0.099059 | 0.13712 | 1.2585 | 7.9225 | 7.758 | 6.2286 | 5.43 | 0.11056 | -2.0156 | -2.4837 | -2.5266 | -2.1849 | -2.2452 | 44.9645 | 44.2732 | 43.6489 | 42.9826 | 42.5113 | 41.7673 | 41.783 | 41.7944 | 42.3814 | 44.6232 | 47.4098 | 49.6854 | 51.1698 | 51.5664 | 51.8198 | 51.897 | 51.3291 | 49.9078 | 48.3425 | 47.377 | 46.5015 | 45.602 | 45.0527 | 44.66 | 2.8811 | 2.55 | 2.8064 | 3.3248 | 4.3333 | 3.4778 | 3.3938 | 3.5532 | 3.8402 | 3.6234 | 3.4621 | 3.7814 | 3.8431 | 4.1561 | 4.48 | 4.4289 | 4.4369 | 3.9525 | 3.3723 | 3.3486 | 2.9975 | 3.0125 | 3.1535 | 3.0819
Program Specific1-in-10Size: Over 200kWOther2024Typical Event Day | Program Specific | 1-in-10 | Size: Over 200kW | Other | 2024 | Typical Event Day | 8 | 145.698 | 142.0029 | 138.3367 | 137.977 | 146.9383 | 168.7391 | 197.0936 | 218.7013 | 232.5693 | 241.3711 | 251.0915 | 253.1275 | 248.753 | 251.3401 | 244.4378 | 231.8655 | 216.2492 | 200.6519 | 191.2055 | 186.5348 | 183.7936 | 175.3796 | 164.242 | 157.0216 | -0.78105 | -0.7485 | -0.51787 | -0.58908 | -0.68835 | -1.0043 | -0.89478 | -1.7466 | -1.2228 | -1.0302 | -1.8638 | -1.0657 | -0.63435 | 2.3038 | 10.576 | 11.0338 | 9.629 | 8.1936 | 2.943 | 0.28472 | -0.45342 | -1.1741 | -1.9045 | -2.2214 | 73.7816 | 72.8282 | 71.8747 | 71.1331 | 70.3439 | 69.6003 | 69.2024 | 69.5799 | 72.2793 | 76.8108 | 81.4452 | 85.3928 | 88.2683 | 90.5167 | 91.7066 | 91.9632 | 91.9232 | 90.8302 | 89.3978 | 87.0928 | 83.4999 | 80.2918 | 78.1466 | 76.4363 | 3.1678 | 2.8181 | 3.101 | 3.6886 | 4.7835 | 3.7738 | 3.6193 | 3.8439 | 4.2127 | 4.1013 | 4.0597 | 4.5548 | 4.7053 | 5.164 | 5.6465 | 5.5435 | 5.3431 | 4.4916 | 3.72 | 3.7335 | 3.4035 | 3.3768 | 3.5333 | 3.463
Program Specific1-in-10Size: Over 200kWOther2025January Monthly Peak | Program Specific | 1-in-10 | Size: Over 200kW | Other | 2025 | January Monthly Peak | 1 | 124.128 | 120.5811 | 117.6639 | 118.1831 | 127.1767 | 149.2699 | 178.993 | 196.9628 | 206.7775 | 206.3382 | 206.5049 | 201.4508 | 192.841 | 191.7501 | 183.0379 | 174.6413 | 167.7536 | 166.2119 | 164.1853 | 157.9085 | 152.3381 | 147.1013 | 138.1401 | 132.151 | -0.72402 | -1.4149 | -0.88395 | -0.25613 | -0.16175 | -2.2094 | -0.9471 | -0.84286 | -0.71612 | -0.28425 | -0.14094 | 0.10082 | 0.13818 | 1.2665 | 7.9382 | 7.7649 | 6.1776 | 5.4267 | 0.11119 | -2.0197 | -2.4815 | -2.522 | -2.186 | -2.2542 | 41.7396 | 41.3924 | 40.7267 | 40.0555 | 39.5955 | 39.0295 | 38.5282 | 38.1029 | 38.5992 | 41.6252 | 44.7596 | 47.3976 | 49.1028 | 50.2745 | 51.1563 | 51.5149 | 51.2436 | 50.1841 | 48.3127 | 46.9622 | 45.7753 | 45.1536 | 44.4119 | 43.7264 | 2.8653 | 2.5406 | 2.8002 | 3.3543 | 4.3955 | 3.5442 | 3.4896 | 3.6753 | 3.9765 | 3.7222 | 3.5447 | 3.8484 | 3.8727 | 4.1826 | 4.4889 | 4.4328 | 4.4005 | 3.9501 | 3.3913 | 3.3554 | 2.9949 | 3.007 | 3.1551 | 3.0942
Program Specific1-in-10Size: Over 200kWOther2025February Monthly Peak | Program Specific | 1-in-10 | Size: Over 200kW | Other | 2025 | February Monthly Peak | 2 | 125.9159 | 122.5321 | 118.9523 | 119.217 | 126.965 | 147.7156 | 176.3218 | 191.8324 | 200.6998 | 202.0345 | 205.6246 | 205.139 | 200.7525 | 203.0644 | 197.1586 | 186.4335 | 176.4949 | 171.2415 | 168.585 | 161.6371 | 155.9545 | 149.6817 | 140.1324 | 133.7003 | -0.73445 | -1.4378 | -0.89363 | -0.25837 | -0.16148 | -2.1864 | -0.93297 | -0.8209 | -0.69507 | -0.27832 | -0.14034 | 0.10266 | 0.14385 | 1.3412 | 8.5506 | 8.2892 | 6.4995 | 5.591 | 0.11417 | -2.0674 | -2.5405 | -2.5663 | -2.2176 | -2.2806 | 48.6985 | 48.2324 | 47.7572 | 47.2187 | 46.9484 | 46.4664 | 45.9003 | 45.9418 | 47.4113 | 50.8439 | 54.4624 | 57.4573 | 59.3174 | 60.2989 | 60.8403 | 61.0639 | 60.3123 | 59.3559 | 57.4099 | 55.3059 | 53.8232 | 52.5478 | 51.6519 | 50.393 | 2.9065 | 2.5817 | 2.8309 | 3.3836 | 4.3882 | 3.5073 | 3.4375 | 3.5796 | 3.8596 | 3.6446 | 3.5296 | 3.9189 | 4.0315 | 4.4294 | 4.8352 | 4.7321 | 4.6298 | 4.0696 | 3.4822 | 3.4347 | 3.066 | 3.0598 | 3.2006 | 3.1305
Program Specific1-in-10Size: Over 200kWOther2025March Monthly Peak | Program Specific | 1-in-10 | Size: Over 200kW | Other | 2025 | March Monthly Peak | 3 | 131.1522 | 127.6666 | 123.8491 | 123.066 | 129.9823 | 149.5425 | 178.7011 | 195.0441 | 203.3823 | 207.7327 | 215.4604 | 218.5138 | 217.5213 | 221.0196 | 216.1539 | 205.0337 | 192.4071 | 181.6101 | 176.0917 | 172.581 | 166.7938 | 158.6219 | 148.4606 | 141.423 | -0.76499 | -1.4981 | -0.93042 | -0.26672 | -0.16532 | -2.2135 | -0.94556 | -0.83465 | -0.70436 | -0.28617 | -0.14705 | 0.10935 | 0.15586 | 1.4598 | 9.3744 | 9.1162 | 7.0854 | 5.9295 | 0.11925 | -2.2074 | -2.717 | -2.7195 | -2.3494 | -2.4124 | 59.7919 | 58.6776 | 57.9738 | 57.2386 | 56.409 | 55.5281 | 54.7577 | 55.2841 | 58.7043 | 63.6626 | 68.8751 | 73.0034 | 75.7609 | 77.3619 | 78.1023 | 78.5526 | 77.9871 | 76.3027 | 73.5067 | 69.9896 | 66.8474 | 64.2355 | 62.2079 | 60.605 | 3.0274 | 2.6899 | 2.9474 | 3.4929 | 4.4925 | 3.5507 | 3.4839 | 3.6395 | 3.9112 | 3.7474 | 3.6984 | 4.1744 | 4.3683 | 4.821 | 5.3011 | 5.2043 | 5.0472 | 4.3161 | 3.6373 | 3.6672 | 3.2791 | 3.2425 | 3.3908 | 3.3113
Program Specific1-in-10Size: Over 200kWOther2025April Monthly Peak | Program Specific | 1-in-10 | Size: Over 200kW | Other | 2025 | April Monthly Peak | 4 | 135.255 | 131.543 | 127.7472 | 126.9422 | 134.5422 | 154.7847 | 181.1939 | 200.5152 | 213.4797 | 221.6611 | 231.8093 | 234.9949 | 234.7978 | 237.9067 | 232.3604 | 220.0274 | 205.6498 | 191.2776 | 181.1142 | 178.3151 | 174.2215 | 165.5791 | 154.7818 | 147.7176 | -0.7531 | -1.0666 | -0.68961 | -0.42481 | -0.42869 | -1.5226 | -0.88237 | -1.275 | -0.95422 | -0.66477 | -1.0347 | -0.50333 | -0.26202 | 1.9132 | 10.0639 | 10.1686 | 8.4616 | 7.1234 | 1.6176 | -0.84865 | -1.4871 | -1.8682 | -2.0822 | -2.2786 | 69.4145 | 68.2991 | 66.8827 | 66.0582 | 65.1604 | 64.1178 | 63.4733 | 63.5078 | 66.6179 | 72.0741 | 77.3108 | 82.2921 | 85.5069 | 87.5139 | 88.5178 | 88.8738 | 88.4979 | 87.3991 | 85.3489 | 81.6086 | 77.1285 | 73.5847 | 71.1318 | 69.2612 | 2.9248 | 2.5964 | 2.8481 | 3.3752 | 4.3563 | 3.443 | 3.3093 | 3.5052 | 3.846 | 3.746 | 3.7277 | 4.2056 | 4.4173 | 4.8615 | 5.3385 | 5.232 | 5.0537 | 4.2586 | 3.5046 | 3.5496 | 3.2087 | 3.1709 | 3.3118 | 3.2402
Program Specific1-in-10Size: Over 200kWOther2025May Monthly Peak | Program Specific | 1-in-10 | Size: Over 200kW | Other | 2025 | May Monthly Peak | 5 | 134.9993 | 131.5971 | 128.2884 | 127.5569 | 135.705 | 156.3107 | 182.003 | 204.4658 | 218.7229 | 228.5229 | 238.7103 | 241.6146 | 240.2094 | 242.5889 | 236.5949 | 223.3105 | 208.4571 | 192.7634 | 181.7086 | 176.6924 | 173.946 | 165.7399 | 155.4663 | 148.4866 | -0.74478 | -0.97501 | -0.64019 | -0.45589 | -0.48253 | -1.3879 | -0.87151 | -1.3822 | -1.0201 | -0.75685 | -1.2397 | -0.64071 | -0.353 | 2.0181 | 10.2447 | 10.3958 | 8.7509 | 7.3495 | 1.9124 | -0.56709 | -1.2245 | -1.6825 | -2.0202 | -2.2436 | 69.9182 | 68.6339 | 67.5305 | 66.4657 | 65.6135 | 64.7861 | 64.7122 | 64.9419 | 67.9875 | 73.5303 | 79.2065 | 83.4509 | 86.6797 | 88.7329 | 90.0817 | 90.4555 | 89.7685 | 88.9094 | 87.0935 | 84.5066 | 81.0826 | 77.2564 | 74.6217 | 72.2843 | 2.9089 | 2.5882 | 2.85 | 3.3795 | 4.3783 | 3.4645 | 3.3122 | 3.5616 | 3.9264 | 3.8482 | 3.825 | 4.3087 | 4.503 | 4.9396 | 5.4164 | 5.2911 | 5.1045 | 4.2764 | 3.5036 | 3.5048 | 3.1923 | 3.1627 | 3.3146 | 3.2454
Program Specific1-in-10Size: Over 200kWOther2025June Monthly Peak | Program Specific | 1-in-10 | Size: Over 200kW | Other | 2025 | June Monthly Peak | 6 | 140.3043 | 136.5049 | 133.1415 | 132.1919 | 140.1484 | 159.8467 | 184.4884 | 205.4458 | 218.3422 | 226.2868 | 236.0151 | 237.7965 | 233.1643 | 234.5203 | 228.2218 | 218.1157 | 205.7041 | 191.9993 | 184.0857 | 178.1677 | 176.7922 | 169.1535 | 158.1126 | 151.4057 | -0.77172 | -0.98044 | -0.64682 | -0.4822 | -0.51509 | -1.3697 | -0.87855 | -1.4155 | -1.0321 | -0.77237 | -1.2814 | -0.66985 | -0.36934 | 1.972 | 9.8813 | 10.1779 | 8.6909 | 7.3755 | 2.0323 | -0.48241 | -1.1589 | -1.6552 | -2.0312 | -2.2723 | 70.6003 | 69.3655 | 68.3878 | 67.3684 | 66.3717 | 65.3768 | 64.9893 | 66.1848 | 69.7442 | 74.5297 | 79.3474 | 83.375 | 85.9103 | 88.0108 | 89.182 | 89.5804 | 90.1215 | 89.2249 | 88.0128 | 86.0072 | 82.589 | 78.67 | 76.1983 | 74.188 | 3.0218 | 2.6835 | 2.9565 | 3.5007 | 4.5195 | 3.5413 | 3.3559 | 3.577 | 3.9178 | 3.8088 | 3.78 | 4.2386 | 4.3689 | 4.773 | 5.2223 | 5.1657 | 5.0347 | 4.2575 | 3.5478 | 3.5324 | 3.243 | 3.2263 | 3.3694 | 3.3077
Program Specific1-in-10Size: Over 200kWOther2025July Monthly Peak | Program Specific | 1-in-10 | Size: Over 200kW | Other | 2025 | July Monthly Peak | 7 | 142.4658 | 139.1095 | 136.3279 | 135.1183 | 143.6713 | 164.4037 | 190.0287 | 209.6547 | 221.1784 | 229.0235 | 237.7942 | 238.5203 | 233.3647 | 235.4596 | 229.3839 | 219.6828 | 207.7372 | 195.0184 | 186.179 | 181.2301 | 180.4204 | 172.5434 | 161.0346 | 153.5259 | -0.76898 | -0.80349 | -0.55049 | -0.55468 | -0.63474 | -1.0921 | -0.87386 | -1.6137 | -1.1319 | -0.92577 | -1.6399 | -0.91638 | -0.53555 | 2.1111 | 9.9265 | 10.4004 | 9.1249 | 7.8388 | 2.6516 | 0.073911 | -0.63994 | -1.296 | -1.9205 | -2.2069 | 73.0929 | 72.2864 | 71.431 | 70.7391 | 70.1582 | 69.5359 | 69.128 | 69.4986 | 72.2856 | 76.6306 | 81.207 | 84.4567 | 86.5238 | 88.243 | 89.6193 | 90.0996 | 90.4517 | 89.6007 | 87.7986 | 85.5978 | 82.5229 | 79.8129 | 77.9454 | 76.6509 | 3.0827 | 2.7475 | 3.0413 | 3.5949 | 4.6548 | 3.6592 | 3.4728 | 3.6673 | 3.9872 | 3.8729 | 3.8263 | 4.2714 | 4.3931 | 4.8145 | 5.2734 | 5.2271 | 5.1083 | 4.3446 | 3.6049 | 3.6099 | 3.325 | 3.3063 | 3.4477 | 3.3697
Program Specific1-in-10Size: Over 200kWOther2025August Monthly Peak | Program Specific | 1-in-10 | Size: Over 200kW | Other | 2025 | August Monthly Peak | 8 | 146.0515 | 142.3454 | 138.7497 | 138.4058 | 147.4082 | 169.2793 | 197.7156 | 219.6063 | 233.8647 | 243.0172 | 252.9276 | 254.9852 | 250.5623 | 253.1083 | 246.0842 | 233.3808 | 217.6263 | 201.8238 | 192.1736 | 187.434 | 184.6131 | 176.1421 | 164.9059 | 157.641 | -0.77883 | -0.69542 | -0.48822 | -0.60827 | -0.72056 | -0.91811 | -0.88874 | -1.8024 | -1.2546 | -1.0791 | -1.9791 | -1.1451 | -0.68779 | 2.3587 | 10.6457 | 11.1494 | 9.7903 | 8.34 | 3.1266 | 0.44616 | -0.30322 | -1.0695 | -1.8706 | -2.2028 | 74.573 | 73.8634 | 72.9388 | 72.2004 | 71.5406 | 70.9906 | 70.5582 | 70.5668 | 72.8832 | 77.2603 | 81.4406 | 85.3664 | 88.4426 | 90.7546 | 91.9702 | 91.9376 | 91.4894 | 90.3773 | 89.4055 | 87.1578 | 83.3616 | 80.3419 | 78.2899 | 76.4488 | 3.1906 | 2.8383 | 3.125 | 3.7176 | 4.8216 | 3.8038 | 3.6479 | 3.8782 | 4.2563 | 4.1488 | 4.1088 | 4.61 | 4.762 | 5.225 | 5.7116 | 5.6062 | 5.4027 | 4.5393 | 3.7566 | 3.7693 | 3.4349 | 3.4076 | 3.5644 | 3.4932
Program Specific1-in-10Size: Over 200kWOther2025September Monthly Peak | Program Specific | 1-in-10 | Size: Over 200kW | Other | 2025 | September Monthly Peak | 9 | 145.8322 | 142.9809 | 139.9075 | 139.8184 | 149.8852 | 171.9487 | 202.9183 | 227.0239 | 247.4113 | 260.4674 | 271.5906 | 273.569 | 267.5768 | 270.106 | 262.2531 | 246.7195 | 228.1017 | 209.9504 | 199.0513 | 195.3972 | 188.6738 | 180.1678 | 166.6491 | 159.0116 | -0.76013 | -0.46328 | -0.35806 | -0.68929 | -0.86288 | -0.54521 | -0.87331 | -2.0775 | -1.4403 | -1.3483 | -2.5912 | -1.5566 | -0.957 | 2.6932 | 11.3384 | 11.983 | 10.7087 | 9.1133 | 3.9841 | 1.1772 | 0.354 | -0.61462 | -1.711 | -2.1041 | 76.8603 | 75.7975 | 74.7414 | 74.2244 | 73.305 | 72.4978 | 72.1339 | 72.0693 | 74.2041 | 78.8227 | 83.7858 | 88.3732 | 92.1965 | 95.0585 | 96.0549 | 96.2352 | 95.6301 | 94.118 | 92.3743 | 89.6083 | 85.526 | 82.3424 | 80.1529 | 78.4577 | 3.2825 | 2.9376 | 3.2468 | 3.8696 | 5.0515 | 3.9811 | 3.8576 | 4.1309 | 4.6396 | 4.5818 | 4.546 | 5.0961 | 5.2398 | 5.7452 | 6.2717 | 6.1066 | 5.8347 | 4.8655 | 4.0092 | 4.0487 | 3.617 | 3.5913 | 3.7115 | 3.6305
Program Specific1-in-10Size: Over 200kWOther2025October Monthly Peak | Program Specific | 1-in-10 | Size: Over 200kW | Other | 2025 | October Monthly Peak | 10 | 141.6561 | 137.8116 | 134.2855 | 133.3873 | 141.7305 | 162.9042 | 193.2071 | 212.884 | 228.1743 | 239.7065 | 250.7883 | 255.4573 | 253.9927 | 256.7836 | 250.4051 | 236.3054 | 218.5315 | 202.3395 | 194.7886 | 187.8289 | 180.787 | 172.0612 | 160.1161 | 152.6029 | -0.77497 | -0.93406 | -0.6207 | -0.50411 | -0.55119 | -1.3056 | -0.91098 | -1.5162 | -1.1042 | -0.86156 | -1.4675 | -0.79494 | -0.45428 | 2.2004 | 10.8402 | 11.0729 | 9.3382 | 7.8764 | 2.33 | -0.34022 | -1.0286 | -1.5711 | -2.0145 | -2.2625 | 72.7151 | 72.0227 | 71.241 | 70.0798 | 69.0855 | 68.2031 | 68.0606 | 67.8115 | 68.6491 | 72.5491 | 77.2594 | 82.0746 | 85.9665 | 88.1747 | 88.907 | 88.6825 | 87.5917 | 85.9912 | 83.282 | 79.8085 | 76.9105 | 75.1435 | 73.7243 | 72.4724 | 3.051 | 2.7092 | 2.9819 | 3.5324 | 4.5706 | 3.609 | 3.5145 | 3.7065 | 4.0942 | 4.0347 | 4.0167 | 4.5535 | 4.7593 | 5.2262 | 5.73 | 5.5965 | 5.3488 | 4.4868 | 3.7541 | 3.724 | 3.3163 | 3.2818 | 3.4122 | 3.3339
Program Specific1-in-10Size: Over 200kWOther2025November Monthly Peak | Program Specific | 1-in-10 | Size: Over 200kW | Other | 2025 | November Monthly Peak | 11 | 131.504 | 128.2435 | 124.1635 | 123.0915 | 131.2421 | 152.1288 | 178.1849 | 194.9803 | 205.3967 | 210.9917 | 218.3548 | 221.0164 | 219.408 | 221.8445 | 215.4699 | 203.7323 | 192.4702 | 185.0594 | 176.6228 | 168.9871 | 162.7089 | 155.1917 | 145.9762 | 140.1004 | -0.76705 | -1.5049 | -0.93278 | -0.26677 | -0.16692 | -2.2517 | -0.94283 | -0.83437 | -0.71133 | -0.29066 | -0.14903 | 0.11061 | 0.15721 | 1.4653 | 9.3447 | 9.0583 | 7.0877 | 6.0421 | 0.11961 | -2.1614 | -2.6505 | -2.6607 | -2.31 | -2.3898 | 63.4534 | 62.0892 | 61.1662 | 60.1393 | 59.5146 | 58.887 | 58.2337 | 58.3677 | 60.3467 | 64.6438 | 69.9316 | 74.0099 | 76.7637 | 78.2901 | 79.3397 | 79.4697 | 78.0982 | 75.7217 | 73.1105 | 70.1889 | 67.9746 | 66.4702 | 64.9177 | 64.0364 | 3.0355 | 2.702 | 2.9549 | 3.4936 | 4.536 | 3.6121 | 3.4738 | 3.6384 | 3.95 | 3.8062 | 3.7481 | 4.2222 | 4.4062 | 4.839 | 5.2843 | 5.1712 | 5.0489 | 4.398 | 3.6482 | 3.5908 | 3.1988 | 3.1724 | 3.334 | 3.2803
Program Specific1-in-10Size: Over 200kWOther2025December Monthly Peak | Program Specific | 1-in-10 | Size: Over 200kW | Other | 2025 | December Monthly Peak | 12 | 124.8118 | 121.0282 | 117.9231 | 117.143 | 125.3771 | 146.4699 | 174.0805 | 190.4148 | 199.6884 | 200.8594 | 201.6942 | 197.9401 | 191.3677 | 190.5371 | 182.6751 | 174.4858 | 169.1404 | 166.3117 | 163.2659 | 157.5885 | 152.4694 | 147.3693 | 138.0706 | 131.6244 | -0.72801 | -1.4202 | -0.8859 | -0.25388 | -0.15946 | -2.168 | -0.92111 | -0.81484 | -0.69157 | -0.2767 | -0.13766 | 0.099059 | 0.13712 | 1.2585 | 7.9225 | 7.758 | 6.2286 | 5.43 | 0.11056 | -2.0156 | -2.4837 | -2.5266 | -2.1849 | -2.2452 | 44.9645 | 44.2732 | 43.6489 | 42.9826 | 42.5113 | 41.7673 | 41.783 | 41.7944 | 42.3814 | 44.6232 | 47.4098 | 49.6854 | 51.1698 | 51.5664 | 51.8198 | 51.897 | 51.3291 | 49.9078 | 48.3425 | 47.377 | 46.5014 | 45.602 | 45.0527 | 44.66 | 2.8811 | 2.55 | 2.8064 | 3.3248 | 4.3333 | 3.4778 | 3.3938 | 3.5532 | 3.8402 | 3.6234 | 3.4621 | 3.7814 | 3.8431 | 4.1561 | 4.48 | 4.4289 | 4.4369 | 3.9525 | 3.3723 | 3.3486 | 2.9975 | 3.0125 | 3.1535 | 3.0819
Program Specific1-in-10Size: Over 200kWOther2025Typical Event Day | Program Specific | 1-in-10 | Size: Over 200kW | Other | 2025 | Typical Event Day | 8 | 145.698 | 142.0029 | 138.3367 | 137.977 | 146.9383 | 168.7391 | 197.0936 | 218.7013 | 232.5693 | 241.3711 | 251.0915 | 253.1275 | 248.753 | 251.3401 | 244.4378 | 231.8655 | 216.2492 | 200.6519 | 191.2055 | 186.5348 | 183.7936 | 175.3796 | 164.242 | 157.0216 | -0.78105 | -0.7485 | -0.51787 | -0.58908 | -0.68835 | -1.0043 | -0.89478 | -1.7466 | -1.2228 | -1.0302 | -1.8638 | -1.0657 | -0.63435 | 2.3038 | 10.576 | 11.0338 | 9.629 | 8.1936 | 2.943 | 0.28472 | -0.45342 | -1.1741 | -1.9045 | -2.2214 | 73.7816 | 72.8282 | 71.8747 | 71.1331 | 70.3439 | 69.6003 | 69.2024 | 69.5799 | 72.2793 | 76.8108 | 81.4452 | 85.3928 | 88.2683 | 90.5167 | 91.7066 | 91.9632 | 91.9232 | 90.8302 | 89.3978 | 87.0928 | 83.4999 | 80.2918 | 78.1466 | 76.4363 | 3.1678 | 2.8181 | 3.101 | 3.6886 | 4.7835 | 3.7738 | 3.6193 | 3.8439 | 4.2127 | 4.1013 | 4.0597 | 4.5548 | 4.7053 | 5.164 | 5.6465 | 5.5435 | 5.3431 | 4.4916 | 3.72 | 3.7335 | 3.4035 | 3.3768 | 3.5333 | 3.463
Program Specific1-in-10Size: Over 200kWOther2026January Monthly Peak | Program Specific | 1-in-10 | Size: Over 200kW | Other | 2026 | January Monthly Peak | 1 | 124.128 | 120.5811 | 117.6638 | 118.1831 | 127.1767 | 149.2698 | 178.993 | 196.9628 | 206.7775 | 206.3382 | 206.5049 | 201.4508 | 192.841 | 191.7501 | 183.0379 | 174.6413 | 167.7536 | 166.2119 | 164.1853 | 157.9085 | 152.3381 | 147.1013 | 138.1401 | 132.151 | -0.72402 | -1.4149 | -0.88395 | -0.25613 | -0.16175 | -2.2094 | -0.9471 | -0.84286 | -0.71612 | -0.28425 | -0.14094 | 0.10082 | 0.13818 | 1.2665 | 7.9382 | 7.7649 | 6.1776 | 5.4267 | 0.11119 | -2.0197 | -2.4815 | -2.522 | -2.186 | -2.2542 | 41.7396 | 41.3924 | 40.7267 | 40.0555 | 39.5955 | 39.0295 | 38.5282 | 38.1029 | 38.5992 | 41.6252 | 44.7596 | 47.3976 | 49.1028 | 50.2745 | 51.1563 | 51.5149 | 51.2436 | 50.1841 | 48.3127 | 46.9622 | 45.7753 | 45.1536 | 44.4119 | 43.7264 | 2.8653 | 2.5406 | 2.8002 | 3.3543 | 4.3955 | 3.5442 | 3.4896 | 3.6753 | 3.9765 | 3.7222 | 3.5447 | 3.8484 | 3.8727 | 4.1826 | 4.4889 | 4.4328 | 4.4005 | 3.9501 | 3.3913 | 3.3554 | 2.9949 | 3.007 | 3.1551 | 3.0942
Program Specific1-in-10Size: Over 200kWOther2026February Monthly Peak | Program Specific | 1-in-10 | Size: Over 200kW | Other | 2026 | February Monthly Peak | 2 | 125.9159 | 122.5321 | 118.9523 | 119.217 | 126.9649 | 147.7156 | 176.3218 | 191.8324 | 200.6998 | 202.0345 | 205.6246 | 205.139 | 200.7525 | 203.0644 | 197.1586 | 186.4335 | 176.4949 | 171.2415 | 168.585 | 161.6371 | 155.9545 | 149.6817 | 140.1324 | 133.7003 | -0.73445 | -1.4378 | -0.89363 | -0.25837 | -0.16148 | -2.1864 | -0.93297 | -0.8209 | -0.69507 | -0.27832 | -0.14034 | 0.10266 | 0.14385 | 1.3412 | 8.5506 | 8.2892 | 6.4995 | 5.591 | 0.11417 | -2.0674 | -2.5405 | -2.5663 | -2.2176 | -2.2806 | 48.6985 | 48.2324 | 47.7572 | 47.2187 | 46.9484 | 46.4664 | 45.9003 | 45.9418 | 47.4113 | 50.8439 | 54.4624 | 57.4573 | 59.3174 | 60.2989 | 60.8403 | 61.0639 | 60.3123 | 59.3559 | 57.4099 | 55.3059 | 53.8232 | 52.5478 | 51.6519 | 50.393 | 2.9065 | 2.5817 | 2.8309 | 3.3836 | 4.3882 | 3.5073 | 3.4375 | 3.5796 | 3.8596 | 3.6446 | 3.5296 | 3.9189 | 4.0315 | 4.4294 | 4.8352 | 4.7321 | 4.6298 | 4.0696 | 3.4822 | 3.4347 | 3.066 | 3.0598 | 3.2006 | 3.1305
Program Specific1-in-10Size: Over 200kWOther2026March Monthly Peak | Program Specific | 1-in-10 | Size: Over 200kW | Other | 2026 | March Monthly Peak | 3 | 131.1522 | 127.6666 | 123.8491 | 123.066 | 129.9823 | 149.5425 | 178.7011 | 195.0441 | 203.3823 | 207.7327 | 215.4604 | 218.5138 | 217.5213 | 221.0196 | 216.1539 | 205.0337 | 192.4071 | 181.6101 | 176.0917 | 172.581 | 166.7938 | 158.6219 | 148.4606 | 141.423 | -0.76499 | -1.4981 | -0.93042 | -0.26672 | -0.16532 | -2.2135 | -0.94556 | -0.83465 | -0.70436 | -0.28617 | -0.14705 | 0.10935 | 0.15586 | 1.4598 | 9.3744 | 9.1162 | 7.0854 | 5.9295 | 0.11925 | -2.2074 | -2.717 | -2.7195 | -2.3494 | -2.4124 | 59.7919 | 58.6776 | 57.9738 | 57.2386 | 56.409 | 55.5281 | 54.7577 | 55.2841 | 58.7043 | 63.6626 | 68.8751 | 73.0034 | 75.7609 | 77.3619 | 78.1023 | 78.5526 | 77.9871 | 76.3027 | 73.5067 | 69.9896 | 66.8474 | 64.2355 | 62.2079 | 60.605 | 3.0274 | 2.6899 | 2.9474 | 3.4929 | 4.4925 | 3.5507 | 3.4839 | 3.6395 | 3.9112 | 3.7474 | 3.6984 | 4.1744 | 4.3683 | 4.821 | 5.3011 | 5.2043 | 5.0472 | 4.3161 | 3.6373 | 3.6672 | 3.2791 | 3.2425 | 3.3908 | 3.3113
Program Specific1-in-10Size: Over 200kWOther2026April Monthly Peak | Program Specific | 1-in-10 | Size: Over 200kW | Other | 2026 | April Monthly Peak | 4 | 135.255 | 131.543 | 127.7472 | 126.9422 | 134.5422 | 154.7847 | 181.194 | 200.5151 | 213.4797 | 221.6611 | 231.8093 | 234.9949 | 234.7979 | 237.9067 | 232.3604 | 220.0274 | 205.6498 | 191.2776 | 181.1143 | 178.3151 | 174.2215 | 165.5791 | 154.7818 | 147.7176 | -0.7531 | -1.0666 | -0.68961 | -0.42481 | -0.42869 | -1.5226 | -0.88237 | -1.275 | -0.95422 | -0.66477 | -1.0347 | -0.50333 | -0.26202 | 1.9132 | 10.0639 | 10.1686 | 8.4616 | 7.1234 | 1.6176 | -0.84865 | -1.4871 | -1.8682 | -2.0822 | -2.2786 | 69.4145 | 68.2991 | 66.8827 | 66.0582 | 65.1604 | 64.1178 | 63.4733 | 63.5078 | 66.6179 | 72.0741 | 77.3108 | 82.2921 | 85.5069 | 87.5139 | 88.5178 | 88.8738 | 88.4979 | 87.3991 | 85.3489 | 81.6086 | 77.1285 | 73.5847 | 71.1318 | 69.2612 | 2.9248 | 2.5964 | 2.8481 | 3.3752 | 4.3563 | 3.443 | 3.3093 | 3.5052 | 3.846 | 3.746 | 3.7277 | 4.2056 | 4.4173 | 4.8615 | 5.3385 | 5.232 | 5.0537 | 4.2586 | 3.5046 | 3.5496 | 3.2087 | 3.1709 | 3.3118 | 3.2402
Program Specific1-in-10Size: Over 200kWOther2026May Monthly Peak | Program Specific | 1-in-10 | Size: Over 200kW | Other | 2026 | May Monthly Peak | 5 | 134.9993 | 131.5971 | 128.2884 | 127.5569 | 135.705 | 156.3107 | 182.003 | 204.4658 | 218.7229 | 228.5229 | 238.7103 | 241.6146 | 240.2094 | 242.5889 | 236.5949 | 223.3105 | 208.4571 | 192.7634 | 181.7086 | 176.6924 | 173.946 | 165.7399 | 155.4663 | 148.4866 | -0.74478 | -0.97501 | -0.64019 | -0.45589 | -0.48253 | -1.3879 | -0.87151 | -1.3822 | -1.0201 | -0.75685 | -1.2397 | -0.64071 | -0.353 | 2.0181 | 10.2447 | 10.3958 | 8.7509 | 7.3495 | 1.9124 | -0.56709 | -1.2245 | -1.6825 | -2.0202 | -2.2436 | 69.9182 | 68.6339 | 67.5305 | 66.4657 | 65.6135 | 64.7861 | 64.7122 | 64.9419 | 67.9875 | 73.5303 | 79.2065 | 83.4509 | 86.6797 | 88.7329 | 90.0817 | 90.4555 | 89.7685 | 88.9094 | 87.0935 | 84.5066 | 81.0826 | 77.2564 | 74.6217 | 72.2843 | 2.9089 | 2.5882 | 2.85 | 3.3795 | 4.3783 | 3.4645 | 3.3122 | 3.5616 | 3.9264 | 3.8482 | 3.825 | 4.3087 | 4.503 | 4.9396 | 5.4164 | 5.2911 | 5.1045 | 4.2764 | 3.5036 | 3.5048 | 3.1923 | 3.1627 | 3.3146 | 3.2454
Program Specific1-in-10Size: Over 200kWOther2026June Monthly Peak | Program Specific | 1-in-10 | Size: Over 200kW | Other | 2026 | June Monthly Peak | 6 | 140.3043 | 136.5049 | 133.1415 | 132.1919 | 140.1484 | 159.8467 | 184.4884 | 205.4458 | 218.3422 | 226.2868 | 236.0151 | 237.7965 | 233.1643 | 234.5203 | 228.2218 | 218.1157 | 205.7041 | 191.9993 | 184.0856 | 178.1676 | 176.7922 | 169.1535 | 158.1126 | 151.4057 | -0.77172 | -0.98044 | -0.64682 | -0.4822 | -0.51509 | -1.3697 | -0.87855 | -1.4155 | -1.0321 | -0.77237 | -1.2814 | -0.66985 | -0.36934 | 1.972 | 9.8813 | 10.1779 | 8.6909 | 7.3755 | 2.0323 | -0.48241 | -1.1589 | -1.6552 | -2.0312 | -2.2723 | 70.6003 | 69.3655 | 68.3878 | 67.3684 | 66.3717 | 65.3768 | 64.9893 | 66.1848 | 69.7442 | 74.5297 | 79.3474 | 83.375 | 85.9103 | 88.0108 | 89.182 | 89.5804 | 90.1215 | 89.2249 | 88.0128 | 86.0072 | 82.5891 | 78.67 | 76.1983 | 74.188 | 3.0218 | 2.6835 | 2.9565 | 3.5007 | 4.5195 | 3.5413 | 3.3559 | 3.577 | 3.9178 | 3.8088 | 3.78 | 4.2386 | 4.3689 | 4.773 | 5.2223 | 5.1657 | 5.0347 | 4.2575 | 3.5478 | 3.5324 | 3.243 | 3.2263 | 3.3694 | 3.3077
Program Specific1-in-10Size: Over 200kWOther2026July Monthly Peak | Program Specific | 1-in-10 | Size: Over 200kW | Other | 2026 | July Monthly Peak | 7 | 142.4658 | 139.1095 | 136.3279 | 135.1183 | 143.6713 | 164.4037 | 190.0287 | 209.6547 | 221.1784 | 229.0235 | 237.7942 | 238.5203 | 233.3647 | 235.4596 | 229.3839 | 219.6828 | 207.7372 | 195.0184 | 186.1789 | 181.2301 | 180.4204 | 172.5434 | 161.0346 | 153.5258 | -0.76898 | -0.80349 | -0.55049 | -0.55468 | -0.63474 | -1.0921 | -0.87386 | -1.6137 | -1.1319 | -0.92577 | -1.6399 | -0.91638 | -0.53555 | 2.1111 | 9.9265 | 10.4004 | 9.1249 | 7.8388 | 2.6516 | 0.073911 | -0.63994 | -1.296 | -1.9205 | -2.2069 | 73.0929 | 72.2864 | 71.431 | 70.7391 | 70.1582 | 69.5359 | 69.128 | 69.4986 | 72.2856 | 76.6306 | 81.207 | 84.4567 | 86.5238 | 88.243 | 89.6193 | 90.0996 | 90.4517 | 89.6007 | 87.7986 | 85.5978 | 82.5229 | 79.8129 | 77.9454 | 76.6509 | 3.0827 | 2.7475 | 3.0413 | 3.5949 | 4.6548 | 3.6592 | 3.4728 | 3.6673 | 3.9872 | 3.8729 | 3.8263 | 4.2714 | 4.3931 | 4.8145 | 5.2734 | 5.2271 | 5.1083 | 4.3446 | 3.6049 | 3.6099 | 3.325 | 3.3063 | 3.4477 | 3.3697
Program Specific1-in-10Size: Over 200kWOther2026August Monthly Peak | Program Specific | 1-in-10 | Size: Over 200kW | Other | 2026 | August Monthly Peak | 8 | 146.0515 | 142.3454 | 138.7497 | 138.4058 | 147.4082 | 169.2793 | 197.7156 | 219.6063 | 233.8647 | 243.0172 | 252.9276 | 254.9852 | 250.5623 | 253.1083 | 246.0842 | 233.3808 | 217.6263 | 201.8238 | 192.1736 | 187.434 | 184.6131 | 176.1421 | 164.9059 | 157.641 | -0.77883 | -0.69542 | -0.48822 | -0.60827 | -0.72056 | -0.91811 | -0.88874 | -1.8024 | -1.2546 | -1.0791 | -1.9791 | -1.1451 | -0.68779 | 2.3587 | 10.6457 | 11.1494 | 9.7903 | 8.34 | 3.1266 | 0.44616 | -0.30322 | -1.0695 | -1.8706 | -2.2028 | 74.573 | 73.8634 | 72.9388 | 72.2004 | 71.5406 | 70.9906 | 70.5582 | 70.5668 | 72.8832 | 77.2603 | 81.4406 | 85.3664 | 88.4426 | 90.7546 | 91.9702 | 91.9376 | 91.4894 | 90.3773 | 89.4055 | 87.1578 | 83.3616 | 80.3419 | 78.2899 | 76.4488 | 3.1906 | 2.8383 | 3.125 | 3.7176 | 4.8216 | 3.8038 | 3.6479 | 3.8782 | 4.2563 | 4.1488 | 4.1088 | 4.61 | 4.762 | 5.225 | 5.7116 | 5.6062 | 5.4027 | 4.5393 | 3.7566 | 3.7693 | 3.4349 | 3.4076 | 3.5644 | 3.4932
Program Specific1-in-10Size: Over 200kWOther2026September Monthly Peak | Program Specific | 1-in-10 | Size: Over 200kW | Other | 2026 | September Monthly Peak | 9 | 145.8322 | 142.9809 | 139.9075 | 139.8184 | 149.8852 | 171.9487 | 202.9183 | 227.0239 | 247.4113 | 260.4674 | 271.5905 | 273.569 | 267.5768 | 270.106 | 262.253 | 246.7195 | 228.1017 | 209.9504 | 199.0513 | 195.3972 | 188.6738 | 180.1678 | 166.6491 | 159.0116 | -0.76013 | -0.46328 | -0.35806 | -0.68929 | -0.86288 | -0.54521 | -0.87331 | -2.0775 | -1.4403 | -1.3483 | -2.5912 | -1.5566 | -0.957 | 2.6932 | 11.3384 | 11.983 | 10.7087 | 9.1133 | 3.9841 | 1.1772 | 0.354 | -0.61462 | -1.711 | -2.1041 | 76.8603 | 75.7975 | 74.7414 | 74.2244 | 73.305 | 72.4978 | 72.1339 | 72.0693 | 74.2041 | 78.8227 | 83.7858 | 88.3732 | 92.1965 | 95.0585 | 96.0549 | 96.2352 | 95.6301 | 94.118 | 92.3743 | 89.6083 | 85.526 | 82.3424 | 80.1529 | 78.4577 | 3.2825 | 2.9376 | 3.2468 | 3.8696 | 5.0515 | 3.9811 | 3.8576 | 4.1309 | 4.6396 | 4.5818 | 4.546 | 5.0961 | 5.2398 | 5.7452 | 6.2717 | 6.1066 | 5.8347 | 4.8655 | 4.0092 | 4.0487 | 3.617 | 3.5913 | 3.7115 | 3.6305
Program Specific1-in-10Size: Over 200kWOther2026October Monthly Peak | Program Specific | 1-in-10 | Size: Over 200kW | Other | 2026 | October Monthly Peak | 10 | 141.6561 | 137.8116 | 134.2856 | 133.3873 | 141.7305 | 162.9042 | 193.2071 | 212.884 | 228.1743 | 239.7065 | 250.7882 | 255.4573 | 253.9927 | 256.7836 | 250.4051 | 236.3054 | 218.5315 | 202.3395 | 194.7885 | 187.8289 | 180.787 | 172.0612 | 160.1161 | 152.6029 | -0.77497 | -0.93406 | -0.6207 | -0.50411 | -0.55119 | -1.3056 | -0.91098 | -1.5162 | -1.1042 | -0.86156 | -1.4675 | -0.79494 | -0.45428 | 2.2004 | 10.8402 | 11.0729 | 9.3382 | 7.8764 | 2.33 | -0.34022 | -1.0286 | -1.5711 | -2.0145 | -2.2625 | 72.7151 | 72.0227 | 71.241 | 70.0798 | 69.0855 | 68.2031 | 68.0606 | 67.8115 | 68.6491 | 72.5491 | 77.2594 | 82.0746 | 85.9665 | 88.1747 | 88.9069 | 88.6825 | 87.5917 | 85.9912 | 83.282 | 79.8085 | 76.9105 | 75.1435 | 73.7243 | 72.4724 | 3.051 | 2.7092 | 2.9819 | 3.5324 | 4.5706 | 3.609 | 3.5145 | 3.7065 | 4.0942 | 4.0347 | 4.0167 | 4.5535 | 4.7593 | 5.2262 | 5.73 | 5.5965 | 5.3488 | 4.4868 | 3.7541 | 3.724 | 3.3163 | 3.2818 | 3.4122 | 3.3339
Program Specific1-in-10Size: Over 200kWOther2026November Monthly Peak | Program Specific | 1-in-10 | Size: Over 200kW | Other | 2026 | November Monthly Peak | 11 | 131.504 | 128.2435 | 124.1635 | 123.0915 | 131.2421 | 152.1288 | 178.185 | 194.9803 | 205.3967 | 210.9917 | 218.3547 | 221.0164 | 219.408 | 221.8445 | 215.4699 | 203.7323 | 192.4702 | 185.0594 | 176.6228 | 168.9871 | 162.7089 | 155.1916 | 145.9762 | 140.1004 | -0.76705 | -1.5049 | -0.93278 | -0.26677 | -0.16692 | -2.2517 | -0.94283 | -0.83437 | -0.71133 | -0.29066 | -0.14903 | 0.11061 | 0.15721 | 1.4653 | 9.3447 | 9.0583 | 7.0877 | 6.0421 | 0.11961 | -2.1614 | -2.6505 | -2.6607 | -2.31 | -2.3898 | 63.4534 | 62.0892 | 61.1662 | 60.1393 | 59.5146 | 58.887 | 58.2337 | 58.3677 | 60.3467 | 64.6438 | 69.9316 | 74.0099 | 76.7637 | 78.2901 | 79.3397 | 79.4697 | 78.0982 | 75.7217 | 73.1105 | 70.1889 | 67.9745 | 66.4702 | 64.9177 | 64.0364 | 3.0355 | 2.702 | 2.9549 | 3.4936 | 4.536 | 3.6121 | 3.4738 | 3.6384 | 3.95 | 3.8062 | 3.7481 | 4.2222 | 4.4062 | 4.839 | 5.2843 | 5.1712 | 5.0489 | 4.398 | 3.6482 | 3.5908 | 3.1988 | 3.1724 | 3.334 | 3.2803
Program Specific1-in-10Size: Over 200kWOther2026December Monthly Peak | Program Specific | 1-in-10 | Size: Over 200kW | Other | 2026 | December Monthly Peak | 12 | 124.8118 | 121.0282 | 117.9231 | 117.143 | 125.3771 | 146.4699 | 174.0805 | 190.4148 | 199.6884 | 200.8594 | 201.6942 | 197.9401 | 191.3677 | 190.5371 | 182.6751 | 174.4858 | 169.1404 | 166.3117 | 163.2659 | 157.5885 | 152.4694 | 147.3693 | 138.0706 | 131.6244 | -0.72801 | -1.4202 | -0.8859 | -0.25388 | -0.15946 | -2.168 | -0.92111 | -0.81484 | -0.69157 | -0.2767 | -0.13766 | 0.099059 | 0.13712 | 1.2585 | 7.9225 | 7.758 | 6.2286 | 5.43 | 0.11056 | -2.0156 | -2.4837 | -2.5266 | -2.1849 | -2.2452 | 44.9645 | 44.2732 | 43.6489 | 42.9826 | 42.5113 | 41.7673 | 41.783 | 41.7944 | 42.3814 | 44.6232 | 47.4098 | 49.6854 | 51.1698 | 51.5664 | 51.8198 | 51.897 | 51.3291 | 49.9078 | 48.3425 | 47.377 | 46.5014 | 45.602 | 45.0527 | 44.66 | 2.8811 | 2.55 | 2.8064 | 3.3248 | 4.3333 | 3.4778 | 3.3938 | 3.5532 | 3.8402 | 3.6234 | 3.4621 | 3.7814 | 3.8431 | 4.1561 | 4.48 | 4.4289 | 4.4369 | 3.9525 | 3.3723 | 3.3486 | 2.9975 | 3.0125 | 3.1535 | 3.0819
Program Specific1-in-10Size: Over 200kWOther2026Typical Event Day | Program Specific | 1-in-10 | Size: Over 200kW | Other | 2026 | Typical Event Day | 8 | 145.698 | 142.0029 | 138.3367 | 137.977 | 146.9383 | 168.7391 | 197.0936 | 218.7013 | 232.5693 | 241.3711 | 251.0915 | 253.1275 | 248.753 | 251.3401 | 244.4378 | 231.8655 | 216.2492 | 200.6519 | 191.2055 | 186.5348 | 183.7936 | 175.3796 | 164.242 | 157.0216 | -0.78105 | -0.7485 | -0.51787 | -0.58908 | -0.68835 | -1.0043 | -0.89478 | -1.7466 | -1.2228 | -1.0302 | -1.8638 | -1.0657 | -0.63435 | 2.3038 | 10.576 | 11.0338 | 9.629 | 8.1936 | 2.943 | 0.28472 | -0.45342 | -1.1741 | -1.9045 | -2.2214 | 73.7816 | 72.8282 | 71.8747 | 71.1331 | 70.3439 | 69.6003 | 69.2024 | 69.5799 | 72.2793 | 76.8108 | 81.4452 | 85.3928 | 88.2683 | 90.5167 | 91.7066 | 91.9632 | 91.9232 | 90.8302 | 89.3978 | 87.0928 | 83.4999 | 80.2918 | 78.1466 | 76.4363 | 3.1678 | 2.8181 | 3.101 | 3.6886 | 4.7835 | 3.7738 | 3.6193 | 3.8439 | 4.2127 | 4.1013 | 4.0597 | 4.5548 | 4.7053 | 5.164 | 5.6465 | 5.5435 | 5.3431 | 4.4916 | 3.72 | 3.7335 | 3.4035 | 3.3768 | 3.5333 | 3.463
Program Specific1-in-2Size: Over 200kWOther2015January Monthly Peak | Program Specific | 1-in-2 | Size: Over 200kW | Other | 2015 | January Monthly Peak | 1 | 124.0734 | 120.6398 | 117.0343 | 117.59 | 126.3212 | 147.8506 | 177.1526 | 193.8515 | 202.1664 | 201.922 | 203.1913 | 199.9733 | 193.2761 | 193.5268 | 186.0232 | 177.2364 | 169.4474 | 166.9146 | 163.6255 | 157.1174 | 151.7456 | 146.0728 | 137.4493 | 131.5574 | -0.7237 | -1.4156 | -0.87922 | -0.25485 | -0.16066 | -2.1884 | -0.93737 | -0.82954 | -0.70015 | -0.27816 | -0.13868 | 0.10008 | 0.13849 | 1.2782 | 8.0677 | 7.8802 | 6.2399 | 5.4497 | 0.11081 | -2.0096 | -2.4719 | -2.5044 | -2.1751 | -2.2441 | 45.8686 | 45.1842 | 44.5621 | 43.9061 | 43.5822 | 43.4784 | 43.4502 | 43.3152 | 43.7669 | 45.8391 | 49.021 | 51.8253 | 53.7104 | 55.0308 | 55.9881 | 56.5994 | 56.5047 | 55.0906 | 53.0415 | 51.5858 | 50.4173 | 49.4321 | 48.5793 | 47.6906 | 2.864 | 2.5418 | 2.7853 | 3.3375 | 4.3659 | 3.5105 | 3.4537 | 3.6173 | 3.8878 | 3.6426 | 3.4878 | 3.8202 | 3.8814 | 4.2214 | 4.5622 | 4.4987 | 4.4449 | 3.9668 | 3.3798 | 3.3386 | 2.9833 | 2.986 | 3.1393 | 3.0803
Program Specific1-in-2Size: Over 200kWOther2015February Monthly Peak | Program Specific | 1-in-2 | Size: Over 200kW | Other | 2015 | February Monthly Peak | 2 | 125.7865 | 122.3768 | 118.9528 | 119.2013 | 127.0029 | 147.8761 | 176.562 | 192.2982 | 201.4088 | 202.5482 | 205.765 | 204.778 | 199.8982 | 201.8668 | 195.6864 | 185.1194 | 175.479 | 170.5752 | 168.3405 | 161.4828 | 155.7794 | 149.6467 | 140.0471 | 133.6071 | -0.7337 | -1.436 | -0.89363 | -0.25834 | -0.16153 | -2.1888 | -0.93424 | -0.82289 | -0.69752 | -0.27903 | -0.14044 | 0.10248 | 0.14323 | 1.3333 | 8.4868 | 8.2307 | 6.462 | 5.5692 | 0.114 | -2.0654 | -2.5376 | -2.5657 | -2.2162 | -2.2791 | 49.7852 | 49.3769 | 49.0432 | 48.5931 | 48.1953 | 47.9584 | 47.7543 | 47.6044 | 48.1918 | 49.987 | 51.9781 | 53.8596 | 54.5441 | 54.7008 | 54.6987 | 54.1846 | 53.985 | 53.228 | 51.9458 | 50.9219 | 49.9767 | 49.2128 | 47.8158 | 46.7925 | 2.9036 | 2.5784 | 2.8309 | 3.3832 | 4.3895 | 3.5111 | 3.4422 | 3.5883 | 3.8733 | 3.6539 | 3.532 | 3.912 | 4.0144 | 4.4033 | 4.7991 | 4.6988 | 4.6032 | 4.0538 | 3.4772 | 3.4314 | 3.0626 | 3.0591 | 3.1986 | 3.1283
Program Specific1-in-2Size: Over 200kWOther2015March Monthly Peak | Program Specific | 1-in-2 | Size: Over 200kW | Other | 2015 | March Monthly Peak | 3 | 128.2247 | 124.6137 | 121.526 | 120.5369 | 127.6093 | 147.6597 | 176.9338 | 193.3139 | 201.2112 | 202.1742 | 206.1321 | 205.4379 | 201.1507 | 202.3982 | 196.2326 | 186.9948 | 177.3024 | 170.1906 | 168.8693 | 166.3995 | 160.9107 | 154.0731 | 144.1034 | 137.2595 | -0.74792 | -1.4623 | -0.91296 | -0.26124 | -0.1623 | -2.1856 | -0.93621 | -0.82724 | -0.69684 | -0.27851 | -0.14069 | 0.10281 | 0.14413 | 1.3368 | 8.5104 | 8.3141 | 6.5292 | 5.5566 | 0.11436 | -2.1283 | -2.6212 | -2.6416 | -2.2804 | -2.3414 | 49.3813 | 48.5798 | 47.9659 | 47.5544 | 47.1252 | 46.6856 | 46.3784 | 46.3266 | 48.1563 | 50.4399 | 52.7961 | 54.8152 | 56.072 | 57.0331 | 57.3474 | 57.7015 | 57.4309 | 56.6564 | 55.2236 | 53.3073 | 52.0715 | 50.969 | 50.1532 | 49.3088 | 2.9598 | 2.6255 | 2.8922 | 3.4211 | 4.4105 | 3.506 | 3.4494 | 3.6073 | 3.8695 | 3.6471 | 3.5383 | 3.9246 | 4.0395 | 4.4149 | 4.8125 | 4.7464 | 4.651 | 4.0447 | 3.4881 | 3.5359 | 3.1635 | 3.1495 | 3.2913 | 3.2138
Program Specific1-in-2Size: Over 200kWOther2015April Monthly Peak | Program Specific | 1-in-2 | Size: Over 200kW | Other | 2015 | April Monthly Peak | 4 | 131.6518 | 127.9963 | 123.8189 | 122.8337 | 130.1421 | 149.943 | 175.7226 | 192.7706 | 202.4721 | 206.955 | 214.6023 | 216.6513 | 215.9991 | 218.8607 | 213.963 | 203.1711 | 190.6614 | 178.8922 | 171.4497 | 169.4744 | 166.1001 | 158.2593 | 148.3072 | 141.6522 | -0.76791 | -1.502 | -0.93019 | -0.26621 | -0.16552 | -2.2194 | -0.9298 | -0.82492 | -0.70121 | -0.2851 | -0.14647 | 0.10842 | 0.15477 | 1.4456 | 9.2794 | 9.0334 | 7.0211 | 5.8408 | 0.11611 | -2.1676 | -2.7057 | -2.7133 | -2.3469 | -2.4163 | 62.1151 | 61.1553 | 59.9443 | 58.9726 | 58.2531 | 57.6823 | 57.151 | 57.2655 | 59.4669 | 63.2975 | 67.4627 | 71.4003 | 74.7486 | 77.1299 | 78.3388 | 78.8057 | 78.6636 | 78.5047 | 77.0667 | 74.4616 | 70.8405 | 68.1772 | 65.9997 | 64.0511 | 3.0389 | 2.6968 | 2.9467 | 3.4863 | 4.498 | 3.5602 | 3.4258 | 3.5971 | 3.8937 | 3.7333 | 3.6837 | 4.1388 | 4.3377 | 4.774 | 5.2474 | 5.157 | 5.0014 | 4.2515 | 3.5414 | 3.6012 | 3.2655 | 3.2351 | 3.3873 | 3.3167
Program Specific1-in-2Size: Over 200kWOther2015May Monthly Peak | Program Specific | 1-in-2 | Size: Over 200kW | Other | 2015 | May Monthly Peak | 5 | 131.2335 | 127.8997 | 124.1354 | 123.2188 | 131.0406 | 151.1384 | 176.1383 | 196.1223 | 206.8481 | 212.8039 | 220.4725 | 222.3435 | 220.6225 | 222.8558 | 217.6395 | 205.9312 | 192.9526 | 179.8934 | 171.5735 | 167.3981 | 165.419 | 158.0134 | 148.6501 | 142.1057 | -0.76547 | -1.5008 | -0.93257 | -0.26705 | -0.16667 | -2.2371 | -0.932 | -0.83926 | -0.71636 | -0.29316 | -0.15048 | 0.11127 | 0.15808 | 1.472 | 9.4388 | 9.1561 | 7.1055 | 5.8734 | 0.11619 | -2.1411 | -2.6946 | -2.7091 | -2.3524 | -2.424 | 62.55 | 61.9487 | 61.5008 | 60.9273 | 60.3671 | 59.9823 | 59.8042 | 60.22 | 61.7606 | 64.6265 | 68.1024 | 71.538 | 74.786 | 77.1969 | 78.1176 | 78.4637 | 78.5005 | 77.4785 | 75.5228 | 72.9049 | 69.3839 | 66.6297 | 64.8247 | 63.5998 | 3.0293 | 2.6948 | 2.9543 | 3.4972 | 4.5291 | 3.5886 | 3.4339 | 3.6597 | 3.9779 | 3.8389 | 3.7845 | 4.2476 | 4.4306 | 4.8611 | 5.3375 | 5.2271 | 5.0615 | 4.2753 | 3.5439 | 3.5571 | 3.2521 | 3.2301 | 3.3951 | 3.3273
Program Specific1-in-2Size: Over 200kWOther2015June Monthly Peak | Program Specific | 1-in-2 | Size: Over 200kW | Other | 2015 | June Monthly Peak | 6 | 138.186 | 134.4351 | 130.7541 | 129.7039 | 137.4538 | 156.8164 | 181.0317 | 200.4836 | 211.2634 | 217.0681 | 225.4819 | 226.8485 | 222.2109 | 223.6056 | 217.8522 | 208.5956 | 197.1551 | 184.8397 | 178.3474 | 172.8805 | 171.9534 | 164.7249 | 154.2252 | 147.7713 | -0.78807 | -1.3384 | -0.8467 | -0.35612 | -0.30389 | -1.9393 | -0.92046 | -1.0624 | -0.83596 | -0.47166 | -0.57206 | -0.18048 | -0.040501 | 1.6345 | 9.4419 | 9.4539 | 7.6781 | 6.4512 | 0.84284 | -1.5302 | -2.1471 | -2.3506 | -2.2611 | -2.4023 | 66.8906 | 65.9403 | 65.0865 | 64.1017 | 63.3672 | 62.7082 | 62.1105 | 62.6938 | 65.3315 | 69.5271 | 74.1888 | 78.2907 | 80.8065 | 82.3633 | 83.7187 | 84.1163 | 84.3574 | 83.6378 | 82.4916 | 79.982 | 76.5352 | 72.4936 | 70.2374 | 68.6972 | 3.0614 | 2.7184 | 2.9865 | 3.5331 | 4.5595 | 3.5735 | 3.3872 | 3.5904 | 3.8992 | 3.7581 | 3.7146 | 4.1591 | 4.2828 | 4.6811 | 5.1277 | 5.0815 | 4.9635 | 4.216 | 3.5355 | 3.5257 | 3.2445 | 3.2317 | 3.3806 | 3.3207
Program Specific1-in-2Size: Over 200kWOther2015July Monthly Peak | Program Specific | 1-in-2 | Size: Over 200kW | Other | 2015 | July Monthly Peak | 7 | 142.2526 | 138.9026 | 136.0806 | 134.8613 | 143.3904 | 164.0821 | 189.6591 | 209.1183 | 220.411 | 228.0439 | 236.6963 | 237.4035 | 232.2712 | 234.3865 | 228.3806 | 218.7598 | 206.9005 | 194.3088 | 185.5963 | 180.6898 | 179.9276 | 172.0863 | 160.636 | 153.1539 | -0.77034 | -0.83591 | -0.5687 | -0.54301 | -0.61517 | -1.1444 | -0.8775 | -1.5805 | -1.1131 | -0.89713 | -1.5726 | -0.87022 | -0.50463 | 2.079 | 9.884 | 10.3311 | 9.0285 | 7.7508 | 2.5411 | -0.023178 | -0.73132 | -1.3599 | -1.9412 | -2.2182 | 73.6321 | 72.5827 | 71.8068 | 71.1473 | 70.4736 | 69.8005 | 69.2961 | 69.8548 | 72.5282 | 76.1458 | 79.6338 | 82.9765 | 85.5758 | 87.2898 | 88.6299 | 89.1864 | 88.4706 | 87.4825 | 87.0017 | 85.8288 | 83.2554 | 79.5801 | 77.1421 | 75.2852 | 3.0728 | 2.7387 | 3.0306 | 3.5819 | 4.6377 | 3.6458 | 3.4601 | 3.6516 | 3.9665 | 3.8496 | 3.8021 | 4.2441 | 4.365 | 4.7844 | 5.2413 | 5.1962 | 5.0789 | 4.3214 | 3.5874 | 3.593 | 3.3102 | 3.2919 | 3.4333 | 3.3557
Program Specific1-in-2Size: Over 200kWOther2015August Monthly Peak | Program Specific | 1-in-2 | Size: Over 200kW | Other | 2015 | August Monthly Peak | 8 | 144.9211 | 141.2492 | 137.434 | 137.0392 | 145.9124 | 167.5635 | 195.742 | 216.7386 | 229.761 | 237.79 | 247.0829 | 249.0552 | 244.7704 | 247.4359 | 240.7907 | 228.5102 | 213.2056 | 198.0687 | 189.0813 | 184.5645 | 181.9966 | 173.7116 | 162.788 | 155.6648 | -0.78613 | -0.86793 | -0.58451 | -0.54614 | -0.61623 | -1.1977 | -0.90852 | -1.6223 | -1.1523 | -0.922 | -1.6089 | -0.88993 | -0.51611 | 2.1823 | 10.4215 | 10.7776 | 9.2715 | 7.869 | 2.5342 | -0.075468 | -0.78904 | -1.4084 | -1.9807 | -2.2635 | 73.1621 | 71.9081 | 70.7654 | 69.9153 | 69.1652 | 68.4593 | 68.0634 | 67.763 | 69.828 | 74.493 | 79.6665 | 84.2345 | 87.5084 | 89.2963 | 90.4842 | 90.6638 | 90.3266 | 89.5997 | 87.8903 | 84.9524 | 80.6633 | 77.5537 | 75.8059 | 74.5603 | 3.1281 | 2.7829 | 3.0585 | 3.637 | 4.7157 | 3.7204 | 3.5684 | 3.7819 | 4.1317 | 4.0112 | 3.966 | 4.449 | 4.5965 | 5.0469 | 5.522 | 5.4237 | 5.2298 | 4.4017 | 3.6521 | 3.6673 | 3.3458 | 3.3205 | 3.4767 | 3.4082
Program Specific1-in-2Size: Over 200kWOther2015September Monthly Peak | Program Specific | 1-in-2 | Size: Over 200kW | Other | 2015 | September Monthly Peak | 9 | 142.9753 | 140.2145 | 136.561 | 136.3449 | 146.0756 | 167.5624 | 197.8653 | 219.6655 | 236.8757 | 247.1016 | 256.7058 | 258.5371 | 252.9649 | 255.8455 | 248.9945 | 234.5146 | 216.9996 | 200.4928 | 191.2205 | 188.1204 | 182.0437 | 173.991 | 161.2745 | 153.9986 | -0.77732 | -0.88502 | -0.59411 | -0.53595 | -0.60402 | -1.2361 | -0.92222 | -1.6232 | -1.177 | -0.93962 | -1.6268 | -0.89231 | -0.51202 | 2.2396 | 10.7773 | 11.0418 | 9.3932 | 7.9228 | 2.4901 | -0.14659 | -0.85434 | -1.4577 | -1.9799 | -2.2508 | 72.1624 | 71.0393 | 70.2145 | 69.3566 | 68.5402 | 67.85 | 67.431 | 67.3116 | 69.5253 | 74.0188 | 79.0671 | 83.6644 | 87.7475 | 90.0816 | 91.2261 | 91.3092 | 90.7663 | 89.5549 | 88.1043 | 85.2324 | 81.6079 | 78.9723 | 77.1242 | 75.8024 | 3.0835 | 2.7602 | 3.0365 | 3.6156 | 4.7171 | 3.7172 | 3.6041 | 3.8297 | 4.2561 | 4.1648 | 4.117 | 4.6146 | 4.7464 | 5.2141 | 5.7054 | 5.5616 | 5.3184 | 4.4518 | 3.6903 | 3.7348 | 3.3439 | 3.3231 | 3.4415 | 3.3689
Program Specific1-in-2Size: Over 200kWOther2015October Monthly Peak | Program Specific | 1-in-2 | Size: Over 200kW | Other | 2015 | October Monthly Peak | 10 | 138.6242 | 134.8474 | 130.8783 | 129.8354 | 137.8871 | 158.5896 | 188.2892 | 205.8322 | 218.1175 | 226.5826 | 235.7641 | 239.8082 | 238.3039 | 241.1275 | 235.509 | 222.632 | 206.2636 | 192.0774 | 186.5827 | 180.2727 | 173.8696 | 165.7382 | 154.5622 | 147.4097 | -0.79909 | -1.4561 | -0.91175 | -0.32093 | -0.24356 | -2.144 | -0.97579 | -0.99137 | -0.8121 | -0.40703 | -0.39117 | -0.04366 | 0.057958 | 1.6821 | 10.2103 | 9.9994 | 7.8259 | 6.499 | 0.52416 | -1.9318 | -2.4841 | -2.5906 | -2.3512 | -2.4523 | 64.9887 | 64.1684 | 63.4201 | 62.6263 | 61.9418 | 61.3871 | 60.7531 | 60.5797 | 61.3742 | 64.8646 | 69.9555 | 75.8211 | 80.9566 | 84.1645 | 85.1492 | 85.7426 | 85.5949 | 84.535 | 81.6372 | 76.9734 | 73.5443 | 71.1092 | 69.2238 | 67.7596 | 3.1253 | 2.7749 | 3.0421 | 3.5991 | 4.6546 | 3.6777 | 3.5852 | 3.7513 | 4.0968 | 3.9921 | 3.9526 | 4.4744 | 4.6741 | 5.137 | 5.6411 | 5.5192 | 5.2846 | 4.4584 | 3.7641 | 3.7413 | 3.3386 | 3.309 | 3.4478 | 3.371
Program Specific1-in-2Size: Over 200kWOther2015November Monthly Peak | Program Specific | 1-in-2 | Size: Over 200kW | Other | 2015 | November Monthly Peak | 11 | 129.9964 | 126.7353 | 122.6425 | 121.4867 | 129.5708 | 150.3926 | 176.274 | 192.3843 | 201.7476 | 205.7411 | 211.8123 | 213.5996 | 211.3876 | 213.4311 | 207.0698 | 196.0661 | 185.7856 | 179.6857 | 172.668 | 165.4295 | 159.4119 | 152.3265 | 143.3947 | 137.6706 | -0.75825 | -1.4872 | -0.92135 | -0.26329 | -0.1648 | -2.2261 | -0.93272 | -0.82326 | -0.6987 | -0.28343 | -0.14456 | 0.1069 | 0.15147 | 1.4097 | 8.9804 | 8.7175 | 6.8416 | 5.8667 | 0.11693 | -2.1159 | -2.5968 | -2.6116 | -2.2692 | -2.3484 | 58.8977 | 57.9107 | 57.1495 | 56.297 | 55.3236 | 54.6052 | 54.4364 | 54.4096 | 56.52 | 60.2691 | 64.79 | 69.1968 | 71.9149 | 73.3579 | 74.3856 | 74.2467 | 72.5194 | 69.4837 | 66.415 | 64.5166 | 63.1558 | 62.1033 | 61.2029 | 60.3717 | 3.0007 | 2.6702 | 2.9187 | 3.448 | 4.4783 | 3.5709 | 3.4366 | 3.5899 | 3.8798 | 3.7114 | 3.6358 | 4.0805 | 4.2451 | 4.6555 | 5.0783 | 4.9766 | 4.8735 | 4.2703 | 3.5665 | 3.5152 | 3.134 | 3.1138 | 3.2751 | 3.2235
Program Specific1-in-2Size: Over 200kWOther2015December Monthly Peak | Program Specific | 1-in-2 | Size: Over 200kW | Other | 2015 | December Monthly Peak | 12 | 125.212 | 121.5725 | 117.5969 | 116.8892 | 124.8107 | 145.2074 | 172.3374 | 187.2704 | 194.9663 | 196.8839 | 199.5219 | 198.3729 | 194.4185 | 195.4149 | 189.0843 | 180.1706 | 173.3744 | 168.8782 | 163.7864 | 157.6915 | 152.7434 | 146.9549 | 137.9969 | 131.6271 | -0.73035 | -1.4266 | -0.88345 | -0.25333 | -0.15874 | -2.1493 | -0.91189 | -0.80138 | -0.67521 | -0.27122 | -0.13618 | 0.099275 | 0.13931 | 1.2907 | 8.2004 | 8.0107 | 6.3845 | 5.5138 | 0.11092 | -2.0169 | -2.4882 | -2.5195 | -2.1838 | -2.2453 | 50.8002 | 49.8414 | 49.3535 | 48.8721 | 48.2277 | 47.7467 | 47.4901 | 47.4122 | 47.9392 | 51.0503 | 54.7303 | 57.9394 | 59.7893 | 60.8398 | 61.6769 | 61.9902 | 61.3019 | 58.924 | 56.1212 | 54.1184 | 52.5793 | 50.7976 | 49.1559 | 47.8482 | 2.8903 | 2.5615 | 2.7987 | 3.3176 | 4.3137 | 3.4478 | 3.3598 | 3.4945 | 3.7494 | 3.5517 | 3.4249 | 3.7896 | 3.9043 | 4.2625 | 4.6372 | 4.5732 | 4.5479 | 4.0135 | 3.3831 | 3.3508 | 3.0029 | 3.004 | 3.1518 | 3.0819
Program Specific1-in-2Size: Over 200kWOther2015Typical Event Day | Program Specific | 1-in-2 | Size: Over 200kW | Other | 2015 | Typical Event Day | 8 | 144.1036 | 140.4545 | 136.4923 | 136.0601 | 144.8443 | 166.3459 | 194.3452 | 214.7166 | 226.8704 | 234.0825 | 242.9089 | 244.7873 | 240.5691 | 243.2975 | 236.9055 | 224.938 | 209.9751 | 195.3376 | 186.8521 | 182.5006 | 180.1125 | 171.9697 | 161.2666 | 154.2443 | -0.79183 | -0.9983 | -0.65715 | -0.49962 | -0.53807 | -1.4084 | -0.9238 | -1.4886 | -1.0771 | -0.80681 | -1.3378 | -0.70289 | -0.39017 | 2.053 | 10.257 | 10.5044 | 8.89 | 7.5222 | 2.0947 | -0.4639 | -1.1518 | -1.662 | -2.0638 | -2.3097 | 71.4618 | 70.3676 | 69.4683 | 68.6303 | 67.8866 | 67.2045 | 66.7253 | 66.9058 | 69.3032 | 73.5462 | 78.139 | 82.2915 | 85.4096 | 87.2578 | 88.5147 | 88.8189 | 88.4802 | 87.5687 | 86.372 | 83.9989 | 80.5155 | 77.1499 | 75.0774 | 73.5863 | 3.1034 | 2.7609 | 3.0306 | 3.6028 | 4.6706 | 3.685 | 3.5349 | 3.7381 | 4.0705 | 3.9397 | 3.8901 | 4.3629 | 4.5073 | 4.9513 | 5.4206 | 5.3268 | 5.1389 | 4.3311 | 3.6008 | 3.6181 | 3.3036 | 3.2798 | 3.4364 | 3.3694
Program Specific1-in-2Size: Over 200kWOther2016January Monthly Peak | Program Specific | 1-in-2 | Size: Over 200kW | Other | 2016 | January Monthly Peak | 1 | 124.0734 | 120.6398 | 117.0343 | 117.59 | 126.3212 | 147.8506 | 177.1526 | 193.8515 | 202.1664 | 201.922 | 203.1913 | 199.9733 | 193.2761 | 193.5268 | 186.0232 | 177.2364 | 169.4474 | 166.9146 | 163.6255 | 157.1174 | 151.7456 | 146.0728 | 137.4493 | 131.5574 | -0.7237 | -1.4156 | -0.87922 | -0.25485 | -0.16066 | -2.1884 | -0.93737 | -0.82954 | -0.70015 | -0.27816 | -0.13868 | 0.10008 | 0.13849 | 1.2782 | 8.0677 | 7.8802 | 6.2399 | 5.4497 | 0.11081 | -2.0096 | -2.4719 | -2.5044 | -2.1751 | -2.2441 | 45.8686 | 45.1842 | 44.5621 | 43.9061 | 43.5822 | 43.4784 | 43.4502 | 43.3152 | 43.7669 | 45.8391 | 49.021 | 51.8253 | 53.7104 | 55.0308 | 55.9881 | 56.5994 | 56.5047 | 55.0906 | 53.0415 | 51.5858 | 50.4173 | 49.4321 | 48.5793 | 47.6906 | 2.864 | 2.5418 | 2.7853 | 3.3375 | 4.3659 | 3.5105 | 3.4537 | 3.6173 | 3.8878 | 3.6426 | 3.4878 | 3.8202 | 3.8814 | 4.2214 | 4.5622 | 4.4987 | 4.4449 | 3.9668 | 3.3798 | 3.3386 | 2.9833 | 2.986 | 3.1393 | 3.0803
Program Specific1-in-2Size: Over 200kWOther2016February Monthly Peak | Program Specific | 1-in-2 | Size: Over 200kW | Other | 2016 | February Monthly Peak | 2 | 125.7865 | 122.3768 | 118.9528 | 119.2013 | 127.0029 | 147.8761 | 176.562 | 192.2982 | 201.4088 | 202.5482 | 205.765 | 204.778 | 199.8982 | 201.8668 | 195.6864 | 185.1194 | 175.479 | 170.5752 | 168.3405 | 161.4828 | 155.7794 | 149.6467 | 140.0471 | 133.6071 | -0.7337 | -1.436 | -0.89363 | -0.25834 | -0.16153 | -2.1888 | -0.93424 | -0.82289 | -0.69752 | -0.27903 | -0.14044 | 0.10248 | 0.14323 | 1.3333 | 8.4868 | 8.2307 | 6.462 | 5.5692 | 0.114 | -2.0654 | -2.5376 | -2.5657 | -2.2162 | -2.2791 | 49.7852 | 49.3769 | 49.0432 | 48.5931 | 48.1953 | 47.9584 | 47.7543 | 47.6044 | 48.1918 | 49.987 | 51.9781 | 53.8596 | 54.5441 | 54.7008 | 54.6987 | 54.1846 | 53.985 | 53.228 | 51.9458 | 50.9219 | 49.9767 | 49.2128 | 47.8158 | 46.7925 | 2.9036 | 2.5784 | 2.8309 | 3.3832 | 4.3895 | 3.5111 | 3.4422 | 3.5883 | 3.8733 | 3.6539 | 3.532 | 3.912 | 4.0144 | 4.4033 | 4.7991 | 4.6988 | 4.6032 | 4.0538 | 3.4772 | 3.4314 | 3.0626 | 3.0591 | 3.1986 | 3.1283
Program Specific1-in-2Size: Over 200kWOther2016March Monthly Peak | Program Specific | 1-in-2 | Size: Over 200kW | Other | 2016 | March Monthly Peak | 3 | 128.2247 | 124.6137 | 121.526 | 120.5369 | 127.6093 | 147.6597 | 176.9338 | 193.3139 | 201.2112 | 202.1742 | 206.1321 | 205.4379 | 201.1507 | 202.3982 | 196.2326 | 186.9948 | 177.3024 | 170.1906 | 168.8693 | 166.3995 | 160.9107 | 154.0731 | 144.1034 | 137.2595 | -0.74792 | -1.4623 | -0.91296 | -0.26124 | -0.1623 | -2.1856 | -0.93621 | -0.82724 | -0.69684 | -0.27851 | -0.14069 | 0.10281 | 0.14413 | 1.3368 | 8.5104 | 8.3141 | 6.5292 | 5.5566 | 0.11436 | -2.1283 | -2.6212 | -2.6416 | -2.2804 | -2.3414 | 49.3813 | 48.5798 | 47.9659 | 47.5544 | 47.1252 | 46.6856 | 46.3784 | 46.3266 | 48.1563 | 50.4399 | 52.7961 | 54.8152 | 56.072 | 57.0331 | 57.3474 | 57.7015 | 57.4309 | 56.6564 | 55.2236 | 53.3073 | 52.0715 | 50.969 | 50.1532 | 49.3088 | 2.9598 | 2.6255 | 2.8922 | 3.4211 | 4.4105 | 3.506 | 3.4494 | 3.6073 | 3.8695 | 3.6471 | 3.5383 | 3.9246 | 4.0395 | 4.4149 | 4.8125 | 4.7464 | 4.651 | 4.0447 | 3.4881 | 3.5359 | 3.1635 | 3.1495 | 3.2913 | 3.2138
Program Specific1-in-2Size: Over 200kWOther2016April Monthly Peak | Program Specific | 1-in-2 | Size: Over 200kW | Other | 2016 | April Monthly Peak | 4 | 131.6518 | 127.9963 | 123.8189 | 122.8337 | 130.1421 | 149.943 | 175.7226 | 192.7706 | 202.4721 | 206.955 | 214.6023 | 216.6513 | 215.9991 | 218.8607 | 213.963 | 203.1711 | 190.6614 | 178.8922 | 171.4497 | 169.4744 | 166.1001 | 158.2593 | 148.3072 | 141.6522 | -0.76791 | -1.502 | -0.93019 | -0.26621 | -0.16552 | -2.2194 | -0.9298 | -0.82492 | -0.70121 | -0.2851 | -0.14647 | 0.10842 | 0.15477 | 1.4456 | 9.2794 | 9.0334 | 7.0211 | 5.8408 | 0.11611 | -2.1676 | -2.7057 | -2.7133 | -2.3469 | -2.4163 | 62.1151 | 61.1553 | 59.9443 | 58.9726 | 58.2531 | 57.6823 | 57.151 | 57.2655 | 59.4669 | 63.2975 | 67.4627 | 71.4003 | 74.7486 | 77.1299 | 78.3388 | 78.8057 | 78.6636 | 78.5047 | 77.0667 | 74.4616 | 70.8405 | 68.1772 | 65.9997 | 64.0511 | 3.0389 | 2.6968 | 2.9467 | 3.4863 | 4.498 | 3.5602 | 3.4258 | 3.5971 | 3.8937 | 3.7333 | 3.6837 | 4.1388 | 4.3377 | 4.774 | 5.2474 | 5.157 | 5.0014 | 4.2515 | 3.5414 | 3.6012 | 3.2655 | 3.2351 | 3.3873 | 3.3167
Program Specific1-in-2Size: Over 200kWOther2016May Monthly Peak | Program Specific | 1-in-2 | Size: Over 200kW | Other | 2016 | May Monthly Peak | 5 | 131.2335 | 127.8997 | 124.1354 | 123.2188 | 131.0406 | 151.1384 | 176.1383 | 196.1223 | 206.8481 | 212.8039 | 220.4725 | 222.3435 | 220.6225 | 222.8558 | 217.6395 | 205.9312 | 192.9526 | 179.8934 | 171.5735 | 167.3981 | 165.419 | 158.0134 | 148.6501 | 142.1057 | -0.76547 | -1.5008 | -0.93257 | -0.26705 | -0.16667 | -2.2371 | -0.932 | -0.83926 | -0.71636 | -0.29316 | -0.15048 | 0.11127 | 0.15808 | 1.472 | 9.4388 | 9.1561 | 7.1055 | 5.8734 | 0.11619 | -2.1411 | -2.6946 | -2.7091 | -2.3524 | -2.424 | 62.55 | 61.9487 | 61.5008 | 60.9273 | 60.3671 | 59.9823 | 59.8042 | 60.22 | 61.7606 | 64.6265 | 68.1024 | 71.538 | 74.786 | 77.1969 | 78.1176 | 78.4637 | 78.5005 | 77.4785 | 75.5228 | 72.9049 | 69.3839 | 66.6297 | 64.8247 | 63.5998 | 3.0293 | 2.6948 | 2.9543 | 3.4972 | 4.5291 | 3.5886 | 3.4339 | 3.6597 | 3.9779 | 3.8389 | 3.7845 | 4.2476 | 4.4306 | 4.8611 | 5.3375 | 5.2271 | 5.0615 | 4.2753 | 3.5439 | 3.5571 | 3.2521 | 3.2301 | 3.3951 | 3.3273
Program Specific1-in-2Size: Over 200kWOther2016June Monthly Peak | Program Specific | 1-in-2 | Size: Over 200kW | Other | 2016 | June Monthly Peak | 6 | 138.186 | 134.4351 | 130.7541 | 129.7039 | 137.4538 | 156.8164 | 181.0317 | 200.4836 | 211.2634 | 217.0681 | 225.4819 | 226.8485 | 222.2109 | 223.6056 | 217.8522 | 208.5956 | 197.1551 | 184.8397 | 178.3474 | 172.8805 | 171.9534 | 164.7249 | 154.2252 | 147.7713 | -0.78807 | -1.3384 | -0.8467 | -0.35612 | -0.30389 | -1.9393 | -0.92046 | -1.0624 | -0.83596 | -0.47166 | -0.57206 | -0.18048 | -0.040501 | 1.6345 | 9.4419 | 9.4539 | 7.6781 | 6.4512 | 0.84284 | -1.5302 | -2.1471 | -2.3506 | -2.2611 | -2.4023 | 66.8906 | 65.9403 | 65.0865 | 64.1017 | 63.3672 | 62.7082 | 62.1105 | 62.6938 | 65.3315 | 69.5271 | 74.1888 | 78.2907 | 80.8065 | 82.3633 | 83.7187 | 84.1163 | 84.3574 | 83.6378 | 82.4916 | 79.982 | 76.5352 | 72.4936 | 70.2374 | 68.6972 | 3.0614 | 2.7184 | 2.9865 | 3.5331 | 4.5595 | 3.5735 | 3.3872 | 3.5904 | 3.8992 | 3.7581 | 3.7146 | 4.1591 | 4.2828 | 4.6811 | 5.1277 | 5.0815 | 4.9635 | 4.216 | 3.5355 | 3.5257 | 3.2445 | 3.2317 | 3.3806 | 3.3207
Program Specific1-in-2Size: Over 200kWOther2016July Monthly Peak | Program Specific | 1-in-2 | Size: Over 200kW | Other | 2016 | July Monthly Peak | 7 | 142.2526 | 138.9026 | 136.0806 | 134.8613 | 143.3904 | 164.0821 | 189.6591 | 209.1183 | 220.411 | 228.0439 | 236.6963 | 237.4035 | 232.2712 | 234.3865 | 228.3806 | 218.7598 | 206.9005 | 194.3088 | 185.5963 | 180.6898 | 179.9276 | 172.0863 | 160.636 | 153.1539 | -0.77034 | -0.83591 | -0.5687 | -0.54301 | -0.61517 | -1.1444 | -0.8775 | -1.5805 | -1.1131 | -0.89713 | -1.5726 | -0.87022 | -0.50463 | 2.079 | 9.884 | 10.3311 | 9.0285 | 7.7508 | 2.5411 | -0.023178 | -0.73132 | -1.3599 | -1.9412 | -2.2182 | 73.6321 | 72.5827 | 71.8068 | 71.1473 | 70.4736 | 69.8005 | 69.2961 | 69.8548 | 72.5282 | 76.1458 | 79.6338 | 82.9765 | 85.5758 | 87.2898 | 88.6299 | 89.1864 | 88.4706 | 87.4825 | 87.0017 | 85.8288 | 83.2554 | 79.5801 | 77.1421 | 75.2852 | 3.0728 | 2.7387 | 3.0306 | 3.5819 | 4.6377 | 3.6458 | 3.4601 | 3.6516 | 3.9665 | 3.8496 | 3.8021 | 4.2441 | 4.365 | 4.7844 | 5.2413 | 5.1962 | 5.0789 | 4.3214 | 3.5874 | 3.593 | 3.3102 | 3.2919 | 3.4333 | 3.3557
Program Specific1-in-2Size: Over 200kWOther2016August Monthly Peak | Program Specific | 1-in-2 | Size: Over 200kW | Other | 2016 | August Monthly Peak | 8 | 144.9211 | 141.2492 | 137.434 | 137.0392 | 145.9124 | 167.5635 | 195.742 | 216.7386 | 229.761 | 237.79 | 247.0829 | 249.0552 | 244.7704 | 247.4359 | 240.7907 | 228.5102 | 213.2056 | 198.0687 | 189.0813 | 184.5645 | 181.9966 | 173.7116 | 162.788 | 155.6648 | -0.78613 | -0.86793 | -0.58451 | -0.54614 | -0.61623 | -1.1977 | -0.90852 | -1.6223 | -1.1523 | -0.922 | -1.6089 | -0.88993 | -0.51611 | 2.1823 | 10.4215 | 10.7776 | 9.2715 | 7.869 | 2.5342 | -0.075468 | -0.78904 | -1.4084 | -1.9807 | -2.2635 | 73.1621 | 71.9081 | 70.7654 | 69.9153 | 69.1652 | 68.4593 | 68.0634 | 67.763 | 69.828 | 74.493 | 79.6665 | 84.2345 | 87.5084 | 89.2963 | 90.4842 | 90.6638 | 90.3266 | 89.5997 | 87.8903 | 84.9524 | 80.6633 | 77.5537 | 75.8059 | 74.5603 | 3.1281 | 2.7829 | 3.0585 | 3.637 | 4.7157 | 3.7204 | 3.5684 | 3.7819 | 4.1317 | 4.0112 | 3.966 | 4.449 | 4.5965 | 5.0469 | 5.522 | 5.4237 | 5.2298 | 4.4017 | 3.6521 | 3.6673 | 3.3458 | 3.3205 | 3.4767 | 3.4082
Program Specific1-in-2Size: Over 200kWOther2016September Monthly Peak | Program Specific | 1-in-2 | Size: Over 200kW | Other | 2016 | September Monthly Peak | 9 | 142.9753 | 140.2145 | 136.561 | 136.3449 | 146.0756 | 167.5624 | 197.8653 | 219.6655 | 236.8757 | 247.1016 | 256.7058 | 258.5371 | 252.9649 | 255.8455 | 248.9945 | 234.5146 | 216.9996 | 200.4928 | 191.2205 | 188.1204 | 182.0437 | 173.991 | 161.2745 | 153.9986 | -0.77732 | -0.88502 | -0.59411 | -0.53595 | -0.60402 | -1.2361 | -0.92222 | -1.6232 | -1.177 | -0.93962 | -1.6268 | -0.89231 | -0.51202 | 2.2396 | 10.7773 | 11.0418 | 9.3932 | 7.9228 | 2.4901 | -0.14659 | -0.85434 | -1.4577 | -1.9799 | -2.2508 | 72.1624 | 71.0393 | 70.2145 | 69.3566 | 68.5402 | 67.85 | 67.431 | 67.3116 | 69.5253 | 74.0188 | 79.0671 | 83.6644 | 87.7475 | 90.0816 | 91.2261 | 91.3092 | 90.7663 | 89.5549 | 88.1043 | 85.2324 | 81.6079 | 78.9723 | 77.1242 | 75.8024 | 3.0835 | 2.7602 | 3.0365 | 3.6156 | 4.7171 | 3.7172 | 3.6041 | 3.8297 | 4.2561 | 4.1648 | 4.117 | 4.6146 | 4.7464 | 5.2141 | 5.7054 | 5.5616 | 5.3184 | 4.4518 | 3.6903 | 3.7348 | 3.3439 | 3.3231 | 3.4415 | 3.3689
Program Specific1-in-2Size: Over 200kWOther2016October Monthly Peak | Program Specific | 1-in-2 | Size: Over 200kW | Other | 2016 | October Monthly Peak | 10 | 138.6242 | 134.8474 | 130.8783 | 129.8354 | 137.8871 | 158.5896 | 188.2892 | 205.8322 | 218.1175 | 226.5826 | 235.7641 | 239.8082 | 238.3039 | 241.1275 | 235.509 | 222.632 | 206.2636 | 192.0774 | 186.5827 | 180.2727 | 173.8696 | 165.7382 | 154.5622 | 147.4097 | -0.79909 | -1.4561 | -0.91175 | -0.32093 | -0.24356 | -2.144 | -0.97579 | -0.99137 | -0.8121 | -0.40703 | -0.39117 | -0.04366 | 0.057958 | 1.6821 | 10.2103 | 9.9994 | 7.8259 | 6.499 | 0.52416 | -1.9318 | -2.4841 | -2.5906 | -2.3512 | -2.4523 | 64.9887 | 64.1684 | 63.4201 | 62.6263 | 61.9418 | 61.3871 | 60.7531 | 60.5797 | 61.3742 | 64.8646 | 69.9555 | 75.8211 | 80.9566 | 84.1645 | 85.1492 | 85.7426 | 85.5949 | 84.535 | 81.6372 | 76.9734 | 73.5443 | 71.1092 | 69.2238 | 67.7596 | 3.1253 | 2.7749 | 3.0421 | 3.5991 | 4.6546 | 3.6777 | 3.5852 | 3.7513 | 4.0968 | 3.9921 | 3.9526 | 4.4744 | 4.6741 | 5.137 | 5.6411 | 5.5192 | 5.2846 | 4.4584 | 3.7641 | 3.7413 | 3.3386 | 3.309 | 3.4478 | 3.371
Program Specific1-in-2Size: Over 200kWOther2016November Monthly Peak | Program Specific | 1-in-2 | Size: Over 200kW | Other | 2016 | November Monthly Peak | 11 | 129.9964 | 126.7353 | 122.6425 | 121.4867 | 129.5708 | 150.3926 | 176.274 | 192.3843 | 201.7476 | 205.7411 | 211.8123 | 213.5996 | 211.3876 | 213.4311 | 207.0698 | 196.0661 | 185.7856 | 179.6857 | 172.668 | 165.4295 | 159.4119 | 152.3265 | 143.3947 | 137.6706 | -0.75825 | -1.4872 | -0.92135 | -0.26329 | -0.1648 | -2.2261 | -0.93272 | -0.82326 | -0.6987 | -0.28343 | -0.14456 | 0.1069 | 0.15147 | 1.4097 | 8.9804 | 8.7175 | 6.8416 | 5.8667 | 0.11693 | -2.1159 | -2.5968 | -2.6116 | -2.2692 | -2.3484 | 58.8977 | 57.9107 | 57.1495 | 56.297 | 55.3236 | 54.6052 | 54.4364 | 54.4096 | 56.52 | 60.2691 | 64.79 | 69.1968 | 71.9149 | 73.3579 | 74.3856 | 74.2467 | 72.5194 | 69.4837 | 66.415 | 64.5166 | 63.1558 | 62.1033 | 61.2029 | 60.3717 | 3.0007 | 2.6702 | 2.9187 | 3.448 | 4.4783 | 3.5709 | 3.4366 | 3.5899 | 3.8798 | 3.7114 | 3.6358 | 4.0805 | 4.2451 | 4.6555 | 5.0783 | 4.9766 | 4.8735 | 4.2703 | 3.5665 | 3.5152 | 3.134 | 3.1138 | 3.2751 | 3.2235
Program Specific1-in-2Size: Over 200kWOther2016December Monthly Peak | Program Specific | 1-in-2 | Size: Over 200kW | Other | 2016 | December Monthly Peak | 12 | 125.212 | 121.5725 | 117.5969 | 116.8892 | 124.8107 | 145.2074 | 172.3374 | 187.2704 | 194.9663 | 196.8839 | 199.5219 | 198.3729 | 194.4185 | 195.4149 | 189.0843 | 180.1706 | 173.3744 | 168.8782 | 163.7864 | 157.6915 | 152.7434 | 146.9549 | 137.9969 | 131.6271 | -0.73035 | -1.4266 | -0.88345 | -0.25333 | -0.15874 | -2.1493 | -0.91189 | -0.80138 | -0.67521 | -0.27122 | -0.13618 | 0.099275 | 0.13931 | 1.2907 | 8.2004 | 8.0107 | 6.3845 | 5.5138 | 0.11092 | -2.0169 | -2.4882 | -2.5195 | -2.1838 | -2.2453 | 50.8002 | 49.8414 | 49.3535 | 48.8721 | 48.2277 | 47.7467 | 47.4901 | 47.4122 | 47.9392 | 51.0503 | 54.7303 | 57.9394 | 59.7893 | 60.8398 | 61.6769 | 61.9902 | 61.3019 | 58.924 | 56.1212 | 54.1184 | 52.5793 | 50.7976 | 49.1559 | 47.8482 | 2.8903 | 2.5615 | 2.7987 | 3.3176 | 4.3137 | 3.4478 | 3.3598 | 3.4945 | 3.7494 | 3.5517 | 3.4249 | 3.7896 | 3.9043 | 4.2625 | 4.6372 | 4.5732 | 4.5479 | 4.0135 | 3.3831 | 3.3508 | 3.0029 | 3.004 | 3.1518 | 3.0819
Program Specific1-in-2Size: Over 200kWOther2016Typical Event Day | Program Specific | 1-in-2 | Size: Over 200kW | Other | 2016 | Typical Event Day | 8 | 144.1036 | 140.4545 | 136.4923 | 136.0601 | 144.8443 | 166.3459 | 194.3452 | 214.7166 | 226.8704 | 234.0825 | 242.9089 | 244.7873 | 240.5691 | 243.2975 | 236.9055 | 224.938 | 209.9751 | 195.3376 | 186.8521 | 182.5006 | 180.1125 | 171.9697 | 161.2666 | 154.2443 | -0.79183 | -0.9983 | -0.65715 | -0.49962 | -0.53807 | -1.4084 | -0.9238 | -1.4886 | -1.0771 | -0.80681 | -1.3378 | -0.70289 | -0.39017 | 2.053 | 10.257 | 10.5044 | 8.89 | 7.5222 | 2.0947 | -0.4639 | -1.1518 | -1.662 | -2.0638 | -2.3097 | 71.4618 | 70.3676 | 69.4683 | 68.6303 | 67.8866 | 67.2045 | 66.7253 | 66.9058 | 69.3032 | 73.5462 | 78.139 | 82.2915 | 85.4096 | 87.2578 | 88.5147 | 88.8189 | 88.4802 | 87.5687 | 86.372 | 83.9989 | 80.5155 | 77.1499 | 75.0774 | 73.5863 | 3.1034 | 2.7609 | 3.0306 | 3.6028 | 4.6706 | 3.685 | 3.5349 | 3.7381 | 4.0705 | 3.9397 | 3.8901 | 4.3629 | 4.5073 | 4.9513 | 5.4206 | 5.3268 | 5.1389 | 4.3311 | 3.6008 | 3.6181 | 3.3036 | 3.2798 | 3.4364 | 3.3694
Program Specific1-in-2Size: Over 200kWOther2017January Monthly Peak | Program Specific | 1-in-2 | Size: Over 200kW | Other | 2017 | January Monthly Peak | 1 | 124.0734 | 120.6398 | 117.0343 | 117.59 | 126.3212 | 147.8506 | 177.1526 | 193.8515 | 202.1664 | 201.922 | 203.1913 | 199.9733 | 193.2761 | 193.5268 | 186.0232 | 177.2364 | 169.4474 | 166.9146 | 163.6255 | 157.1174 | 151.7456 | 146.0728 | 137.4493 | 131.5574 | -0.7237 | -1.4156 | -0.87922 | -0.25485 | -0.16066 | -2.1884 | -0.93737 | -0.82954 | -0.70015 | -0.27816 | -0.13868 | 0.10008 | 0.13849 | 1.2782 | 8.0677 | 7.8802 | 6.2399 | 5.4497 | 0.11081 | -2.0096 | -2.4719 | -2.5044 | -2.1751 | -2.2441 | 45.8686 | 45.1842 | 44.5621 | 43.9061 | 43.5822 | 43.4785 | 43.4502 | 43.3152 | 43.7669 | 45.8391 | 49.021 | 51.8253 | 53.7104 | 55.0308 | 55.9881 | 56.5994 | 56.5047 | 55.0906 | 53.0415 | 51.5858 | 50.4173 | 49.4321 | 48.5793 | 47.6907 | 2.864 | 2.5418 | 2.7853 | 3.3375 | 4.3659 | 3.5105 | 3.4537 | 3.6173 | 3.8878 | 3.6426 | 3.4878 | 3.8202 | 3.8814 | 4.2214 | 4.5622 | 4.4987 | 4.4449 | 3.9668 | 3.3798 | 3.3386 | 2.9833 | 2.986 | 3.1393 | 3.0803
Program Specific1-in-2Size: Over 200kWOther2017February Monthly Peak | Program Specific | 1-in-2 | Size: Over 200kW | Other | 2017 | February Monthly Peak | 2 | 125.7865 | 122.3768 | 118.9528 | 119.2013 | 127.0029 | 147.8761 | 176.562 | 192.2982 | 201.4088 | 202.5482 | 205.765 | 204.778 | 199.8982 | 201.8668 | 195.6864 | 185.1194 | 175.479 | 170.5752 | 168.3405 | 161.4828 | 155.7794 | 149.6467 | 140.0471 | 133.6071 | -0.7337 | -1.436 | -0.89363 | -0.25834 | -0.16153 | -2.1888 | -0.93424 | -0.82289 | -0.69752 | -0.27903 | -0.14044 | 0.10248 | 0.14323 | 1.3333 | 8.4868 | 8.2307 | 6.462 | 5.5692 | 0.114 | -2.0654 | -2.5376 | -2.5657 | -2.2162 | -2.2791 | 49.7852 | 49.3769 | 49.0432 | 48.5931 | 48.1953 | 47.9584 | 47.7543 | 47.6044 | 48.1918 | 49.987 | 51.9781 | 53.8596 | 54.5441 | 54.7008 | 54.6987 | 54.1846 | 53.985 | 53.228 | 51.9458 | 50.9219 | 49.9767 | 49.2128 | 47.8158 | 46.7925 | 2.9035 | 2.5784 | 2.8309 | 3.3832 | 4.3895 | 3.5111 | 3.4422 | 3.5883 | 3.8733 | 3.6539 | 3.532 | 3.912 | 4.0144 | 4.4033 | 4.7991 | 4.6988 | 4.6032 | 4.0538 | 3.4772 | 3.4314 | 3.0626 | 3.0591 | 3.1986 | 3.1283
Program Specific1-in-2Size: Over 200kWOther2017March Monthly Peak | Program Specific | 1-in-2 | Size: Over 200kW | Other | 2017 | March Monthly Peak | 3 | 128.2247 | 124.6137 | 121.526 | 120.5369 | 127.6093 | 147.6597 | 176.9338 | 193.3139 | 201.2112 | 202.1742 | 206.132 | 205.438 | 201.1507 | 202.3982 | 196.2326 | 186.9948 | 177.3024 | 170.1906 | 168.8693 | 166.3995 | 160.9107 | 154.0731 | 144.1034 | 137.2595 | -0.74792 | -1.4623 | -0.91296 | -0.26124 | -0.1623 | -2.1856 | -0.93621 | -0.82724 | -0.69684 | -0.27851 | -0.14069 | 0.10281 | 0.14413 | 1.3368 | 8.5104 | 8.3141 | 6.5292 | 5.5566 | 0.11436 | -2.1283 | -2.6212 | -2.6416 | -2.2804 | -2.3414 | 49.3813 | 48.5798 | 47.9659 | 47.5543 | 47.1252 | 46.6856 | 46.3784 | 46.3266 | 48.1563 | 50.4399 | 52.7961 | 54.8152 | 56.072 | 57.0331 | 57.3474 | 57.7015 | 57.4309 | 56.6564 | 55.2236 | 53.3073 | 52.0715 | 50.969 | 50.1532 | 49.3088 | 2.9598 | 2.6255 | 2.8922 | 3.4211 | 4.4105 | 3.506 | 3.4494 | 3.6073 | 3.8695 | 3.6471 | 3.5383 | 3.9246 | 4.0395 | 4.4149 | 4.8125 | 4.7464 | 4.651 | 4.0447 | 3.4881 | 3.5359 | 3.1635 | 3.1495 | 3.2913 | 3.2138
Program Specific1-in-2Size: Over 200kWOther2017April Monthly Peak | Program Specific | 1-in-2 | Size: Over 200kW | Other | 2017 | April Monthly Peak | 4 | 131.6518 | 127.9963 | 123.8189 | 122.8337 | 130.1421 | 149.943 | 175.7226 | 192.7706 | 202.4721 | 206.955 | 214.6023 | 216.6513 | 215.9991 | 218.8607 | 213.963 | 203.1711 | 190.6614 | 178.8922 | 171.4497 | 169.4744 | 166.1001 | 158.2593 | 148.3072 | 141.6522 | -0.76791 | -1.502 | -0.93019 | -0.26621 | -0.16552 | -2.2194 | -0.9298 | -0.82492 | -0.70121 | -0.2851 | -0.14647 | 0.10842 | 0.15477 | 1.4456 | 9.2794 | 9.0334 | 7.0211 | 5.8408 | 0.11611 | -2.1676 | -2.7057 | -2.7133 | -2.3469 | -2.4163 | 62.1151 | 61.1553 | 59.9443 | 58.9726 | 58.2531 | 57.6823 | 57.151 | 57.2655 | 59.4669 | 63.2975 | 67.4627 | 71.4003 | 74.7487 | 77.1299 | 78.3388 | 78.8057 | 78.6636 | 78.5047 | 77.0667 | 74.4616 | 70.8405 | 68.1772 | 65.9997 | 64.0511 | 3.0389 | 2.6968 | 2.9467 | 3.4863 | 4.498 | 3.5602 | 3.4258 | 3.5971 | 3.8937 | 3.7333 | 3.6837 | 4.1388 | 4.3377 | 4.774 | 5.2474 | 5.157 | 5.0014 | 4.2515 | 3.5414 | 3.6012 | 3.2655 | 3.2351 | 3.3873 | 3.3167
Program Specific1-in-2Size: Over 200kWOther2017May Monthly Peak | Program Specific | 1-in-2 | Size: Over 200kW | Other | 2017 | May Monthly Peak | 5 | 131.2335 | 127.8997 | 124.1354 | 123.2188 | 131.0406 | 151.1384 | 176.1383 | 196.1223 | 206.8482 | 212.8039 | 220.4725 | 222.3435 | 220.6224 | 222.8558 | 217.6395 | 205.9312 | 192.9526 | 179.8934 | 171.5735 | 167.3981 | 165.419 | 158.0134 | 148.6501 | 142.1057 | -0.76547 | -1.5008 | -0.93257 | -0.26705 | -0.16667 | -2.2371 | -0.932 | -0.83926 | -0.71636 | -0.29316 | -0.15048 | 0.11127 | 0.15808 | 1.472 | 9.4388 | 9.1561 | 7.1055 | 5.8734 | 0.11619 | -2.1411 | -2.6946 | -2.7091 | -2.3524 | -2.424 | 62.55 | 61.9487 | 61.5008 | 60.9273 | 60.3671 | 59.9823 | 59.8042 | 60.22 | 61.7606 | 64.6265 | 68.1024 | 71.538 | 74.786 | 77.1969 | 78.1176 | 78.4637 | 78.5005 | 77.4785 | 75.5228 | 72.9049 | 69.3839 | 66.6297 | 64.8247 | 63.5998 | 3.0293 | 2.6948 | 2.9543 | 3.4972 | 4.5291 | 3.5886 | 3.4339 | 3.6597 | 3.9779 | 3.8389 | 3.7845 | 4.2476 | 4.4306 | 4.8611 | 5.3375 | 5.2271 | 5.0615 | 4.2753 | 3.5439 | 3.5571 | 3.2521 | 3.2301 | 3.3951 | 3.3273
Program Specific1-in-2Size: Over 200kWOther2017June Monthly Peak | Program Specific | 1-in-2 | Size: Over 200kW | Other | 2017 | June Monthly Peak | 6 | 138.186 | 134.4351 | 130.7541 | 129.7039 | 137.4538 | 156.8164 | 181.0317 | 200.4836 | 211.2634 | 217.0681 | 225.482 | 226.8485 | 222.2109 | 223.6056 | 217.8522 | 208.5956 | 197.1551 | 184.8397 | 178.3474 | 172.8805 | 171.9534 | 164.7249 | 154.2252 | 147.7713 | -0.78807 | -1.3384 | -0.8467 | -0.35612 | -0.30389 | -1.9393 | -0.92046 | -1.0624 | -0.83596 | -0.47166 | -0.57206 | -0.18048 | -0.040501 | 1.6345 | 9.4419 | 9.4539 | 7.6781 | 6.4512 | 0.84284 | -1.5302 | -2.1471 | -2.3506 | -2.2611 | -2.4023 | 66.8906 | 65.9403 | 65.0865 | 64.1017 | 63.3672 | 62.7082 | 62.1105 | 62.6938 | 65.3315 | 69.5271 | 74.1888 | 78.2907 | 80.8066 | 82.3633 | 83.7187 | 84.1163 | 84.3574 | 83.6378 | 82.4916 | 79.982 | 76.5352 | 72.4936 | 70.2374 | 68.6972 | 3.0614 | 2.7184 | 2.9865 | 3.5331 | 4.5595 | 3.5735 | 3.3872 | 3.5904 | 3.8992 | 3.7581 | 3.7146 | 4.1591 | 4.2828 | 4.6811 | 5.1277 | 5.0815 | 4.9635 | 4.216 | 3.5355 | 3.5257 | 3.2445 | 3.2317 | 3.3806 | 3.3207
Program Specific1-in-2Size: Over 200kWOther2017July Monthly Peak | Program Specific | 1-in-2 | Size: Over 200kW | Other | 2017 | July Monthly Peak | 7 | 142.2526 | 138.9026 | 136.0806 | 134.8613 | 143.3904 | 164.0821 | 189.6591 | 209.1183 | 220.411 | 228.0439 | 236.6963 | 237.4036 | 232.2712 | 234.3865 | 228.3806 | 218.7598 | 206.9005 | 194.3088 | 185.5963 | 180.6898 | 179.9276 | 172.0863 | 160.636 | 153.1539 | -0.77034 | -0.83591 | -0.5687 | -0.54301 | -0.61517 | -1.1444 | -0.8775 | -1.5805 | -1.1131 | -0.89713 | -1.5726 | -0.87022 | -0.50463 | 2.079 | 9.884 | 10.3311 | 9.0285 | 7.7508 | 2.5411 | -0.023178 | -0.73132 | -1.3599 | -1.9412 | -2.2182 | 73.6321 | 72.5827 | 71.8068 | 71.1473 | 70.4736 | 69.8005 | 69.2961 | 69.8548 | 72.5282 | 76.1458 | 79.6338 | 82.9765 | 85.5758 | 87.2898 | 88.6299 | 89.1864 | 88.4706 | 87.4825 | 87.0017 | 85.8288 | 83.2554 | 79.5801 | 77.1421 | 75.2852 | 3.0728 | 2.7387 | 3.0306 | 3.5819 | 4.6377 | 3.6458 | 3.4601 | 3.6516 | 3.9665 | 3.8496 | 3.8021 | 4.2441 | 4.365 | 4.7844 | 5.2413 | 5.1962 | 5.0789 | 4.3214 | 3.5874 | 3.593 | 3.3102 | 3.2919 | 3.4333 | 3.3557
Program Specific1-in-2Size: Over 200kWOther2017August Monthly Peak | Program Specific | 1-in-2 | Size: Over 200kW | Other | 2017 | August Monthly Peak | 8 | 144.9211 | 141.2492 | 137.434 | 137.0392 | 145.9124 | 167.5635 | 195.742 | 216.7386 | 229.761 | 237.7901 | 247.0829 | 249.0552 | 244.7704 | 247.4359 | 240.7907 | 228.5102 | 213.2056 | 198.0687 | 189.0813 | 184.5645 | 181.9966 | 173.7116 | 162.788 | 155.6648 | -0.78613 | -0.86793 | -0.58451 | -0.54614 | -0.61623 | -1.1977 | -0.90852 | -1.6223 | -1.1523 | -0.922 | -1.6089 | -0.88993 | -0.51611 | 2.1823 | 10.4215 | 10.7776 | 9.2715 | 7.869 | 2.5342 | -0.075468 | -0.78904 | -1.4084 | -1.9807 | -2.2635 | 73.1621 | 71.9081 | 70.7654 | 69.9153 | 69.1652 | 68.4593 | 68.0634 | 67.763 | 69.828 | 74.493 | 79.6665 | 84.2345 | 87.5084 | 89.2963 | 90.4842 | 90.6638 | 90.3266 | 89.5997 | 87.8903 | 84.9524 | 80.6633 | 77.5537 | 75.8059 | 74.5603 | 3.1281 | 2.7829 | 3.0585 | 3.637 | 4.7157 | 3.7204 | 3.5684 | 3.7819 | 4.1317 | 4.0112 | 3.966 | 4.449 | 4.5965 | 5.0469 | 5.522 | 5.4237 | 5.2298 | 4.4017 | 3.6521 | 3.6673 | 3.3458 | 3.3205 | 3.4767 | 3.4082
Program Specific1-in-2Size: Over 200kWOther2017September Monthly Peak | Program Specific | 1-in-2 | Size: Over 200kW | Other | 2017 | September Monthly Peak | 9 | 142.9753 | 140.2145 | 136.561 | 136.3449 | 146.0756 | 167.5624 | 197.8653 | 219.6655 | 236.8757 | 247.1016 | 256.7058 | 258.5371 | 252.9649 | 255.8455 | 248.9945 | 234.5145 | 216.9996 | 200.4928 | 191.2205 | 188.1204 | 182.0437 | 173.991 | 161.2745 | 153.9985 | -0.77732 | -0.88502 | -0.59411 | -0.53595 | -0.60402 | -1.2361 | -0.92222 | -1.6232 | -1.177 | -0.93962 | -1.6268 | -0.89231 | -0.51202 | 2.2396 | 10.7773 | 11.0418 | 9.3932 | 7.9228 | 2.4901 | -0.14659 | -0.85434 | -1.4577 | -1.9799 | -2.2508 | 72.1624 | 71.0393 | 70.2145 | 69.3566 | 68.5402 | 67.85 | 67.431 | 67.3115 | 69.5253 | 74.0188 | 79.0671 | 83.6644 | 87.7475 | 90.0817 | 91.2261 | 91.3092 | 90.7663 | 89.5549 | 88.1043 | 85.2324 | 81.6079 | 78.9723 | 77.1242 | 75.8024 | 3.0835 | 2.7602 | 3.0365 | 3.6156 | 4.7171 | 3.7172 | 3.6041 | 3.8297 | 4.2561 | 4.1648 | 4.117 | 4.6146 | 4.7464 | 5.2141 | 5.7054 | 5.5616 | 5.3184 | 4.4518 | 3.6903 | 3.7348 | 3.3439 | 3.3231 | 3.4415 | 3.3689
Program Specific1-in-2Size: Over 200kWOther2017October Monthly Peak | Program Specific | 1-in-2 | Size: Over 200kW | Other | 2017 | October Monthly Peak | 10 | 138.6242 | 134.8474 | 130.8783 | 129.8354 | 137.8871 | 158.5896 | 188.2892 | 205.8322 | 218.1175 | 226.5826 | 235.7641 | 239.8082 | 238.3039 | 241.1275 | 235.509 | 222.632 | 206.2636 | 192.0774 | 186.5827 | 180.2727 | 173.8696 | 165.7382 | 154.5622 | 147.4097 | -0.79909 | -1.4561 | -0.91175 | -0.32093 | -0.24356 | -2.144 | -0.97579 | -0.99137 | -0.8121 | -0.40703 | -0.39117 | -0.04366 | 0.057958 | 1.6821 | 10.2103 | 9.9994 | 7.8259 | 6.499 | 0.52416 | -1.9318 | -2.4841 | -2.5906 | -2.3512 | -2.4523 | 64.9887 | 64.1684 | 63.4201 | 62.6263 | 61.9418 | 61.3871 | 60.7531 | 60.5797 | 61.3742 | 64.8646 | 69.9555 | 75.8211 | 80.9566 | 84.1645 | 85.1492 | 85.7426 | 85.5949 | 84.535 | 81.6372 | 76.9734 | 73.5443 | 71.1092 | 69.2238 | 67.7596 | 3.1253 | 2.7749 | 3.0421 | 3.5991 | 4.6546 | 3.6777 | 3.5852 | 3.7513 | 4.0968 | 3.9921 | 3.9526 | 4.4744 | 4.6741 | 5.137 | 5.6411 | 5.5192 | 5.2846 | 4.4584 | 3.7641 | 3.7413 | 3.3386 | 3.309 | 3.4478 | 3.371
Program Specific1-in-2Size: Over 200kWOther2017November Monthly Peak | Program Specific | 1-in-2 | Size: Over 200kW | Other | 2017 | November Monthly Peak | 11 | 129.9964 | 126.7353 | 122.6425 | 121.4867 | 129.5708 | 150.3926 | 176.274 | 192.3843 | 201.7476 | 205.7411 | 211.8123 | 213.5996 | 211.3876 | 213.4311 | 207.0698 | 196.0661 | 185.7856 | 179.6857 | 172.668 | 165.4295 | 159.4119 | 152.3265 | 143.3947 | 137.6706 | -0.75825 | -1.4872 | -0.92135 | -0.26329 | -0.1648 | -2.2261 | -0.93272 | -0.82326 | -0.6987 | -0.28343 | -0.14456 | 0.1069 | 0.15147 | 1.4097 | 8.9804 | 8.7175 | 6.8416 | 5.8667 | 0.11693 | -2.1159 | -2.5968 | -2.6116 | -2.2692 | -2.3484 | 58.8977 | 57.9107 | 57.1495 | 56.297 | 55.3236 | 54.6052 | 54.4364 | 54.4096 | 56.52 | 60.2691 | 64.79 | 69.1968 | 71.9149 | 73.3579 | 74.3856 | 74.2467 | 72.5194 | 69.4837 | 66.415 | 64.5166 | 63.1558 | 62.1033 | 61.2029 | 60.3717 | 3.0007 | 2.6702 | 2.9187 | 3.448 | 4.4783 | 3.5709 | 3.4366 | 3.5899 | 3.8798 | 3.7114 | 3.6358 | 4.0805 | 4.2451 | 4.6555 | 5.0783 | 4.9766 | 4.8735 | 4.2703 | 3.5665 | 3.5152 | 3.134 | 3.1138 | 3.2751 | 3.2235
Program Specific1-in-2Size: Over 200kWOther2017December Monthly Peak | Program Specific | 1-in-2 | Size: Over 200kW | Other | 2017 | December Monthly Peak | 12 | 125.212 | 121.5725 | 117.5969 | 116.8892 | 124.8107 | 145.2074 | 172.3374 | 187.2704 | 194.9663 | 196.8839 | 199.5219 | 198.3729 | 194.4185 | 195.4149 | 189.0843 | 180.1706 | 173.3744 | 168.8782 | 163.7864 | 157.6915 | 152.7434 | 146.9549 | 137.9969 | 131.6271 | -0.73034 | -1.4266 | -0.88345 | -0.25333 | -0.15874 | -2.1493 | -0.91189 | -0.80138 | -0.67521 | -0.27122 | -0.13618 | 0.099275 | 0.13931 | 1.2907 | 8.2004 | 8.0107 | 6.3845 | 5.5138 | 0.11092 | -2.0169 | -2.4882 | -2.5195 | -2.1838 | -2.2453 | 50.8002 | 49.8414 | 49.3535 | 48.8721 | 48.2277 | 47.7467 | 47.4901 | 47.4122 | 47.9392 | 51.0503 | 54.7303 | 57.9394 | 59.7893 | 60.8398 | 61.6769 | 61.9902 | 61.3019 | 58.924 | 56.1212 | 54.1184 | 52.5793 | 50.7976 | 49.1559 | 47.8482 | 2.8903 | 2.5615 | 2.7987 | 3.3176 | 4.3137 | 3.4478 | 3.3598 | 3.4945 | 3.7494 | 3.5517 | 3.4249 | 3.7896 | 3.9043 | 4.2625 | 4.6372 | 4.5732 | 4.5479 | 4.0135 | 3.3831 | 3.3508 | 3.0029 | 3.004 | 3.1518 | 3.0819
Program Specific1-in-2Size: Over 200kWOther2017Typical Event Day | Program Specific | 1-in-2 | Size: Over 200kW | Other | 2017 | Typical Event Day | 8 | 144.1036 | 140.4545 | 136.4923 | 136.0601 | 144.8443 | 166.3459 | 194.3452 | 214.7166 | 226.8704 | 234.0826 | 242.9089 | 244.7873 | 240.5691 | 243.2975 | 236.9055 | 224.938 | 209.9751 | 195.3376 | 186.8521 | 182.5006 | 180.1125 | 171.9697 | 161.2666 | 154.2443 | -0.79183 | -0.9983 | -0.65715 | -0.49962 | -0.53807 | -1.4084 | -0.9238 | -1.4886 | -1.0771 | -0.80681 | -1.3378 | -0.70289 | -0.39017 | 2.053 | 10.257 | 10.5044 | 8.89 | 7.5222 | 2.0947 | -0.4639 | -1.1518 | -1.662 | -2.0638 | -2.3097 | 71.4618 | 70.3676 | 69.4683 | 68.6303 | 67.8866 | 67.2045 | 66.7253 | 66.9058 | 69.3032 | 73.5462 | 78.139 | 82.2915 | 85.4096 | 87.2578 | 88.5147 | 88.8189 | 88.4802 | 87.5687 | 86.372 | 83.9989 | 80.5155 | 77.1499 | 75.0774 | 73.5863 | 3.1034 | 2.7609 | 3.0306 | 3.6028 | 4.6706 | 3.685 | 3.5349 | 3.7381 | 4.0705 | 3.9397 | 3.8901 | 4.3629 | 4.5073 | 4.9513 | 5.4206 | 5.3268 | 5.1389 | 4.3311 | 3.6008 | 3.6181 | 3.3036 | 3.2798 | 3.4364 | 3.3694
Program Specific1-in-2Size: Over 200kWOther2018January Monthly Peak | Program Specific | 1-in-2 | Size: Over 200kW | Other | 2018 | January Monthly Peak | 1 | 124.0734 | 120.6398 | 117.0343 | 117.59 | 126.3212 | 147.8506 | 177.1526 | 193.8516 | 202.1664 | 201.922 | 203.1913 | 199.9733 | 193.2761 | 193.5268 | 186.0232 | 177.2364 | 169.4474 | 166.9146 | 163.6255 | 157.1174 | 151.7456 | 146.0728 | 137.4493 | 131.5574 | -0.7237 | -1.4156 | -0.87922 | -0.25485 | -0.16066 | -2.1884 | -0.93737 | -0.82954 | -0.70015 | -0.27816 | -0.13868 | 0.10008 | 0.13849 | 1.2782 | 8.0677 | 7.8802 | 6.2399 | 5.4497 | 0.11081 | -2.0096 | -2.4719 | -2.5044 | -2.1751 | -2.2441 | 45.8686 | 45.1842 | 44.5621 | 43.9061 | 43.5822 | 43.4784 | 43.4502 | 43.3152 | 43.7669 | 45.8391 | 49.021 | 51.8253 | 53.7104 | 55.0308 | 55.9881 | 56.5994 | 56.5047 | 55.0906 | 53.0415 | 51.5858 | 50.4173 | 49.4321 | 48.5793 | 47.6906 | 2.864 | 2.5418 | 2.7853 | 3.3375 | 4.3659 | 3.5105 | 3.4537 | 3.6173 | 3.8878 | 3.6426 | 3.4878 | 3.8202 | 3.8814 | 4.2214 | 4.5622 | 4.4987 | 4.4449 | 3.9668 | 3.3798 | 3.3386 | 2.9833 | 2.986 | 3.1393 | 3.0803
Program Specific1-in-2Size: Over 200kWOther2018February Monthly Peak | Program Specific | 1-in-2 | Size: Over 200kW | Other | 2018 | February Monthly Peak | 2 | 125.7865 | 122.3768 | 118.9528 | 119.2013 | 127.0029 | 147.8761 | 176.562 | 192.2982 | 201.4088 | 202.5482 | 205.765 | 204.778 | 199.8982 | 201.8668 | 195.6864 | 185.1194 | 175.479 | 170.5752 | 168.3405 | 161.4828 | 155.7794 | 149.6467 | 140.0471 | 133.6071 | -0.7337 | -1.436 | -0.89363 | -0.25834 | -0.16153 | -2.1888 | -0.93424 | -0.82289 | -0.69752 | -0.27903 | -0.14044 | 0.10248 | 0.14323 | 1.3333 | 8.4868 | 8.2307 | 6.462 | 5.5692 | 0.114 | -2.0654 | -2.5376 | -2.5657 | -2.2162 | -2.2791 | 49.7853 | 49.3769 | 49.0432 | 48.5931 | 48.1953 | 47.9584 | 47.7543 | 47.6044 | 48.1918 | 49.987 | 51.9781 | 53.8596 | 54.5441 | 54.7008 | 54.6987 | 54.1846 | 53.985 | 53.228 | 51.9458 | 50.9219 | 49.9767 | 49.2128 | 47.8158 | 46.7925 | 2.9035 | 2.5784 | 2.8309 | 3.3832 | 4.3895 | 3.5111 | 3.4422 | 3.5883 | 3.8733 | 3.6539 | 3.532 | 3.912 | 4.0144 | 4.4033 | 4.7991 | 4.6988 | 4.6032 | 4.0538 | 3.4772 | 3.4314 | 3.0626 | 3.0591 | 3.1986 | 3.1283
Program Specific1-in-2Size: Over 200kWOther2018March Monthly Peak | Program Specific | 1-in-2 | Size: Over 200kW | Other | 2018 | March Monthly Peak | 3 | 128.2247 | 124.6137 | 121.526 | 120.5369 | 127.6093 | 147.6597 | 176.9338 | 193.3139 | 201.2112 | 202.1742 | 206.1321 | 205.438 | 201.1507 | 202.3982 | 196.2326 | 186.9948 | 177.3024 | 170.1906 | 168.8693 | 166.3995 | 160.9107 | 154.0731 | 144.1034 | 137.2595 | -0.74792 | -1.4623 | -0.91296 | -0.26124 | -0.1623 | -2.1856 | -0.93621 | -0.82724 | -0.69684 | -0.27851 | -0.14069 | 0.10281 | 0.14413 | 1.3368 | 8.5104 | 8.3141 | 6.5292 | 5.5566 | 0.11436 | -2.1283 | -2.6212 | -2.6416 | -2.2804 | -2.3414 | 49.3813 | 48.5798 | 47.9659 | 47.5543 | 47.1252 | 46.6856 | 46.3784 | 46.3266 | 48.1563 | 50.4399 | 52.7961 | 54.8152 | 56.072 | 57.0331 | 57.3474 | 57.7015 | 57.4309 | 56.6564 | 55.2236 | 53.3073 | 52.0715 | 50.969 | 50.1532 | 49.3088 | 2.9598 | 2.6255 | 2.8922 | 3.4211 | 4.4105 | 3.506 | 3.4494 | 3.6073 | 3.8695 | 3.6471 | 3.5383 | 3.9246 | 4.0395 | 4.4149 | 4.8125 | 4.7464 | 4.651 | 4.0447 | 3.4881 | 3.5359 | 3.1635 | 3.1495 | 3.2913 | 3.2138
Program Specific1-in-2Size: Over 200kWOther2018April Monthly Peak | Program Specific | 1-in-2 | Size: Over 200kW | Other | 2018 | April Monthly Peak | 4 | 131.6518 | 127.9963 | 123.8189 | 122.8337 | 130.1421 | 149.943 | 175.7226 | 192.7706 | 202.4721 | 206.955 | 214.6023 | 216.6513 | 215.9991 | 218.8607 | 213.963 | 203.1711 | 190.6614 | 178.8922 | 171.4497 | 169.4744 | 166.1 | 158.2593 | 148.3072 | 141.6522 | -0.76791 | -1.502 | -0.93019 | -0.26621 | -0.16552 | -2.2194 | -0.9298 | -0.82492 | -0.70121 | -0.2851 | -0.14647 | 0.10842 | 0.15477 | 1.4456 | 9.2794 | 9.0334 | 7.0211 | 5.8408 | 0.11611 | -2.1676 | -2.7057 | -2.7133 | -2.3469 | -2.4163 | 62.1151 | 61.1553 | 59.9443 | 58.9726 | 58.2531 | 57.6823 | 57.151 | 57.2655 | 59.4669 | 63.2975 | 67.4627 | 71.4003 | 74.7486 | 77.13 | 78.3388 | 78.8057 | 78.6636 | 78.5047 | 77.0667 | 74.4616 | 70.8405 | 68.1772 | 65.9997 | 64.0511 | 3.0389 | 2.6968 | 2.9467 | 3.4863 | 4.498 | 3.5602 | 3.4258 | 3.5971 | 3.8937 | 3.7333 | 3.6837 | 4.1388 | 4.3377 | 4.774 | 5.2474 | 5.157 | 5.0014 | 4.2515 | 3.5414 | 3.6012 | 3.2655 | 3.2351 | 3.3873 | 3.3167
Program Specific1-in-2Size: Over 200kWOther2018May Monthly Peak | Program Specific | 1-in-2 | Size: Over 200kW | Other | 2018 | May Monthly Peak | 5 | 131.2335 | 127.8997 | 124.1354 | 123.2188 | 131.0406 | 151.1384 | 176.1383 | 196.1223 | 206.8481 | 212.8038 | 220.4725 | 222.3435 | 220.6224 | 222.8558 | 217.6395 | 205.9312 | 192.9526 | 179.8934 | 171.5735 | 167.3981 | 165.419 | 158.0134 | 148.6501 | 142.1057 | -0.76547 | -1.5008 | -0.93257 | -0.26705 | -0.16667 | -2.2371 | -0.932 | -0.83926 | -0.71636 | -0.29316 | -0.15048 | 0.11127 | 0.15808 | 1.472 | 9.4388 | 9.1561 | 7.1055 | 5.8734 | 0.11619 | -2.1411 | -2.6946 | -2.7091 | -2.3524 | -2.424 | 62.55 | 61.9487 | 61.5008 | 60.9273 | 60.3671 | 59.9823 | 59.8042 | 60.22 | 61.7606 | 64.6265 | 68.1024 | 71.538 | 74.786 | 77.1969 | 78.1176 | 78.4637 | 78.5005 | 77.4785 | 75.5228 | 72.9049 | 69.3839 | 66.6297 | 64.8247 | 63.5998 | 3.0293 | 2.6948 | 2.9543 | 3.4972 | 4.5291 | 3.5886 | 3.4339 | 3.6597 | 3.9779 | 3.8389 | 3.7845 | 4.2476 | 4.4306 | 4.8611 | 5.3375 | 5.2271 | 5.0615 | 4.2753 | 3.5439 | 3.5571 | 3.2521 | 3.2301 | 3.3951 | 3.3273
Program Specific1-in-2Size: Over 200kWOther2018June Monthly Peak | Program Specific | 1-in-2 | Size: Over 200kW | Other | 2018 | June Monthly Peak | 6 | 138.186 | 134.4351 | 130.7541 | 129.704 | 137.4538 | 156.8164 | 181.0317 | 200.4836 | 211.2634 | 217.0681 | 225.4819 | 226.8484 | 222.2109 | 223.6056 | 217.8522 | 208.5956 | 197.1551 | 184.8398 | 178.3474 | 172.8805 | 171.9534 | 164.7249 | 154.2252 | 147.7713 | -0.78807 | -1.3384 | -0.8467 | -0.35612 | -0.30389 | -1.9393 | -0.92046 | -1.0624 | -0.83596 | -0.47166 | -0.57206 | -0.18048 | -0.040501 | 1.6345 | 9.4419 | 9.4539 | 7.6781 | 6.4512 | 0.84284 | -1.5302 | -2.1471 | -2.3506 | -2.2611 | -2.4023 | 66.8906 | 65.9403 | 65.0865 | 64.1017 | 63.3672 | 62.7082 | 62.1105 | 62.6938 | 65.3315 | 69.5271 | 74.1888 | 78.2907 | 80.8066 | 82.3633 | 83.7187 | 84.1163 | 84.3574 | 83.6378 | 82.4916 | 79.982 | 76.5352 | 72.4936 | 70.2374 | 68.6972 | 3.0614 | 2.7184 | 2.9865 | 3.5331 | 4.5595 | 3.5735 | 3.3872 | 3.5904 | 3.8992 | 3.7581 | 3.7146 | 4.1591 | 4.2828 | 4.6811 | 5.1277 | 5.0815 | 4.9635 | 4.216 | 3.5355 | 3.5257 | 3.2445 | 3.2317 | 3.3806 | 3.3207
Program Specific1-in-2Size: Over 200kWOther2018July Monthly Peak | Program Specific | 1-in-2 | Size: Over 200kW | Other | 2018 | July Monthly Peak | 7 | 142.2526 | 138.9026 | 136.0806 | 134.8613 | 143.3904 | 164.0821 | 189.6591 | 209.1183 | 220.411 | 228.0439 | 236.6963 | 237.4035 | 232.2712 | 234.3865 | 228.3806 | 218.7598 | 206.9005 | 194.3088 | 185.5963 | 180.6898 | 179.9276 | 172.0863 | 160.636 | 153.1539 | -0.77034 | -0.83591 | -0.5687 | -0.54301 | -0.61517 | -1.1444 | -0.8775 | -1.5805 | -1.1131 | -0.89713 | -1.5726 | -0.87022 | -0.50463 | 2.079 | 9.884 | 10.3311 | 9.0285 | 7.7508 | 2.5411 | -0.023178 | -0.73132 | -1.3599 | -1.9412 | -2.2182 | 73.6321 | 72.5827 | 71.8068 | 71.1473 | 70.4736 | 69.8005 | 69.2961 | 69.8548 | 72.5282 | 76.1458 | 79.6338 | 82.9765 | 85.5758 | 87.2898 | 88.6299 | 89.1864 | 88.4706 | 87.4825 | 87.0017 | 85.8288 | 83.2554 | 79.5801 | 77.142 | 75.2852 | 3.0728 | 2.7387 | 3.0306 | 3.5819 | 4.6377 | 3.6458 | 3.4601 | 3.6516 | 3.9665 | 3.8496 | 3.8021 | 4.2441 | 4.365 | 4.7844 | 5.2413 | 5.1962 | 5.0789 | 4.3214 | 3.5874 | 3.593 | 3.3102 | 3.2919 | 3.4333 | 3.3557
Program Specific1-in-2Size: Over 200kWOther2018August Monthly Peak | Program Specific | 1-in-2 | Size: Over 200kW | Other | 2018 | August Monthly Peak | 8 | 144.9211 | 141.2492 | 137.434 | 137.0392 | 145.9124 | 167.5635 | 195.742 | 216.7385 | 229.761 | 237.7901 | 247.0829 | 249.0552 | 244.7704 | 247.4359 | 240.7907 | 228.5102 | 213.2056 | 198.0687 | 189.0813 | 184.5645 | 181.9966 | 173.7116 | 162.788 | 155.6648 | -0.78613 | -0.86793 | -0.58451 | -0.54614 | -0.61623 | -1.1977 | -0.90852 | -1.6223 | -1.1523 | -0.922 | -1.6089 | -0.88993 | -0.51611 | 2.1823 | 10.4215 | 10.7776 | 9.2715 | 7.869 | 2.5342 | -0.075468 | -0.78904 | -1.4084 | -1.9807 | -2.2635 | 73.1621 | 71.9081 | 70.7654 | 69.9153 | 69.1652 | 68.4593 | 68.0634 | 67.763 | 69.828 | 74.493 | 79.6665 | 84.2345 | 87.5084 | 89.2963 | 90.4842 | 90.6638 | 90.3266 | 89.5997 | 87.8903 | 84.9524 | 80.6633 | 77.5537 | 75.8059 | 74.5603 | 3.1281 | 2.7829 | 3.0585 | 3.637 | 4.7157 | 3.7204 | 3.5684 | 3.7819 | 4.1317 | 4.0112 | 3.966 | 4.449 | 4.5965 | 5.0469 | 5.522 | 5.4237 | 5.2298 | 4.4017 | 3.6521 | 3.6673 | 3.3458 | 3.3205 | 3.4767 | 3.4082
Program Specific1-in-2Size: Over 200kWOther2018September Monthly Peak | Program Specific | 1-in-2 | Size: Over 200kW | Other | 2018 | September Monthly Peak | 9 | 142.9753 | 140.2145 | 136.561 | 136.3449 | 146.0756 | 167.5624 | 197.8653 | 219.6655 | 236.8757 | 247.1016 | 256.7058 | 258.5371 | 252.9649 | 255.8455 | 248.9945 | 234.5145 | 216.9996 | 200.4928 | 191.2205 | 188.1204 | 182.0437 | 173.991 | 161.2745 | 153.9985 | -0.77732 | -0.88502 | -0.59411 | -0.53595 | -0.60402 | -1.2361 | -0.92222 | -1.6232 | -1.177 | -0.93962 | -1.6268 | -0.89231 | -0.51202 | 2.2396 | 10.7773 | 11.0418 | 9.3932 | 7.9228 | 2.4901 | -0.14659 | -0.85434 | -1.4577 | -1.9799 | -2.2508 | 72.1624 | 71.0393 | 70.2145 | 69.3566 | 68.5402 | 67.85 | 67.431 | 67.3115 | 69.5253 | 74.0188 | 79.0671 | 83.6644 | 87.7475 | 90.0817 | 91.2261 | 91.3092 | 90.7663 | 89.5549 | 88.1043 | 85.2324 | 81.6079 | 78.9723 | 77.1242 | 75.8024 | 3.0835 | 2.7602 | 3.0365 | 3.6156 | 4.7171 | 3.7172 | 3.6041 | 3.8297 | 4.2561 | 4.1648 | 4.117 | 4.6146 | 4.7464 | 5.2141 | 5.7054 | 5.5616 | 5.3184 | 4.4518 | 3.6903 | 3.7348 | 3.3439 | 3.3231 | 3.4415 | 3.3689
Program Specific1-in-2Size: Over 200kWOther2018October Monthly Peak | Program Specific | 1-in-2 | Size: Over 200kW | Other | 2018 | October Monthly Peak | 10 | 138.6242 | 134.8474 | 130.8783 | 129.8354 | 137.8871 | 158.5896 | 188.2892 | 205.8322 | 218.1175 | 226.5826 | 235.7641 | 239.8082 | 238.3039 | 241.1275 | 235.509 | 222.632 | 206.2636 | 192.0774 | 186.5827 | 180.2727 | 173.8696 | 165.7382 | 154.5622 | 147.4097 | -0.79909 | -1.4561 | -0.91175 | -0.32093 | -0.24356 | -2.144 | -0.97579 | -0.99137 | -0.8121 | -0.40703 | -0.39117 | -0.04366 | 0.057958 | 1.6821 | 10.2103 | 9.9994 | 7.8259 | 6.499 | 0.52416 | -1.9318 | -2.4841 | -2.5906 | -2.3512 | -2.4523 | 64.9887 | 64.1684 | 63.4201 | 62.6263 | 61.9418 | 61.3871 | 60.7531 | 60.5797 | 61.3742 | 64.8646 | 69.9555 | 75.8211 | 80.9566 | 84.1645 | 85.1492 | 85.7426 | 85.595 | 84.535 | 81.6372 | 76.9734 | 73.5443 | 71.1092 | 69.2238 | 67.7596 | 3.1253 | 2.7749 | 3.0421 | 3.5991 | 4.6546 | 3.6777 | 3.5852 | 3.7513 | 4.0968 | 3.9921 | 3.9526 | 4.4744 | 4.6741 | 5.137 | 5.6411 | 5.5192 | 5.2846 | 4.4584 | 3.7641 | 3.7413 | 3.3386 | 3.309 | 3.4478 | 3.371
Program Specific1-in-2Size: Over 200kWOther2018November Monthly Peak | Program Specific | 1-in-2 | Size: Over 200kW | Other | 2018 | November Monthly Peak | 11 | 129.9964 | 126.7353 | 122.6425 | 121.4867 | 129.5708 | 150.3926 | 176.274 | 192.3843 | 201.7476 | 205.741 | 211.8123 | 213.5996 | 211.3876 | 213.4311 | 207.0698 | 196.0661 | 185.7856 | 179.6857 | 172.668 | 165.4295 | 159.4119 | 152.3265 | 143.3947 | 137.6706 | -0.75825 | -1.4872 | -0.92135 | -0.26329 | -0.1648 | -2.2261 | -0.93272 | -0.82326 | -0.6987 | -0.28343 | -0.14456 | 0.1069 | 0.15147 | 1.4097 | 8.9804 | 8.7175 | 6.8416 | 5.8667 | 0.11693 | -2.1159 | -2.5968 | -2.6116 | -2.2692 | -2.3484 | 58.8977 | 57.9107 | 57.1495 | 56.297 | 55.3236 | 54.6052 | 54.4364 | 54.4096 | 56.52 | 60.2691 | 64.79 | 69.1968 | 71.9149 | 73.3579 | 74.3856 | 74.2467 | 72.5194 | 69.4837 | 66.415 | 64.5166 | 63.1558 | 62.1033 | 61.2029 | 60.3717 | 3.0007 | 2.6702 | 2.9187 | 3.448 | 4.4783 | 3.5709 | 3.4366 | 3.5899 | 3.8798 | 3.7114 | 3.6358 | 4.0805 | 4.2451 | 4.6555 | 5.0783 | 4.9766 | 4.8735 | 4.2703 | 3.5665 | 3.5152 | 3.134 | 3.1138 | 3.2751 | 3.2235
Program Specific1-in-2Size: Over 200kWOther2018December Monthly Peak | Program Specific | 1-in-2 | Size: Over 200kW | Other | 2018 | December Monthly Peak | 12 | 125.212 | 121.5725 | 117.5969 | 116.8892 | 124.8107 | 145.2074 | 172.3375 | 187.2704 | 194.9663 | 196.8839 | 199.5219 | 198.3729 | 194.4185 | 195.4149 | 189.0843 | 180.1706 | 173.3744 | 168.8782 | 163.7864 | 157.6915 | 152.7434 | 146.9549 | 137.9969 | 131.6271 | -0.73034 | -1.4266 | -0.88345 | -0.25333 | -0.15874 | -2.1493 | -0.91189 | -0.80138 | -0.67521 | -0.27122 | -0.13618 | 0.099275 | 0.13931 | 1.2907 | 8.2004 | 8.0107 | 6.3845 | 5.5138 | 0.11092 | -2.0169 | -2.4882 | -2.5195 | -2.1838 | -2.2453 | 50.8002 | 49.8414 | 49.3535 | 48.8721 | 48.2277 | 47.7467 | 47.4901 | 47.4122 | 47.9392 | 51.0503 | 54.7303 | 57.9394 | 59.7893 | 60.8398 | 61.6769 | 61.9902 | 61.3019 | 58.924 | 56.1212 | 54.1184 | 52.5793 | 50.7976 | 49.1559 | 47.8482 | 2.8903 | 2.5615 | 2.7987 | 3.3176 | 4.3137 | 3.4478 | 3.3598 | 3.4945 | 3.7494 | 3.5517 | 3.4249 | 3.7896 | 3.9043 | 4.2625 | 4.6372 | 4.5732 | 4.5479 | 4.0135 | 3.3831 | 3.3508 | 3.0029 | 3.004 | 3.1518 | 3.0819
Program Specific1-in-2Size: Over 200kWOther2018Typical Event Day | Program Specific | 1-in-2 | Size: Over 200kW | Other | 2018 | Typical Event Day | 8 | 144.1036 | 140.4545 | 136.4923 | 136.0601 | 144.8443 | 166.3459 | 194.3452 | 214.7166 | 226.8704 | 234.0826 | 242.9089 | 244.7873 | 240.5691 | 243.2975 | 236.9055 | 224.938 | 209.9751 | 195.3376 | 186.852 | 182.5006 | 180.1125 | 171.9697 | 161.2666 | 154.2443 | -0.79183 | -0.9983 | -0.65715 | -0.49962 | -0.53807 | -1.4084 | -0.9238 | -1.4886 | -1.0771 | -0.80681 | -1.3378 | -0.70289 | -0.39017 | 2.053 | 10.257 | 10.5044 | 8.89 | 7.5222 | 2.0947 | -0.4639 | -1.1518 | -1.662 | -2.0638 | -2.3097 | 71.4618 | 70.3676 | 69.4683 | 68.6303 | 67.8866 | 67.2045 | 66.7253 | 66.9058 | 69.3032 | 73.5462 | 78.139 | 82.2915 | 85.4096 | 87.2578 | 88.5147 | 88.8189 | 88.4802 | 87.5687 | 86.372 | 83.9989 | 80.5155 | 77.1499 | 75.0774 | 73.5863 | 3.1034 | 2.7609 | 3.0306 | 3.6028 | 4.6706 | 3.685 | 3.5349 | 3.7381 | 4.0705 | 3.9397 | 3.8901 | 4.3629 | 4.5073 | 4.9513 | 5.4206 | 5.3268 | 5.1389 | 4.3311 | 3.6008 | 3.6181 | 3.3036 | 3.2798 | 3.4364 | 3.3694
Program Specific1-in-2Size: Over 200kWOther2019January Monthly Peak | Program Specific | 1-in-2 | Size: Over 200kW | Other | 2019 | January Monthly Peak | 1 | 124.0734 | 120.6398 | 117.0343 | 117.59 | 126.3212 | 147.8506 | 177.1526 | 193.8515 | 202.1664 | 201.922 | 203.1913 | 199.9733 | 193.2761 | 193.5268 | 186.0232 | 177.2364 | 169.4474 | 166.9146 | 163.6255 | 157.1174 | 151.7456 | 146.0728 | 137.4493 | 131.5574 | -0.7237 | -1.4156 | -0.87922 | -0.25485 | -0.16066 | -2.1884 | -0.93737 | -0.82954 | -0.70015 | -0.27816 | -0.13868 | 0.10008 | 0.13849 | 1.2782 | 8.0677 | 7.8802 | 6.2399 | 5.4497 | 0.11081 | -2.0096 | -2.4719 | -2.5044 | -2.1751 | -2.2441 | 45.8686 | 45.1842 | 44.5621 | 43.9061 | 43.5822 | 43.4785 | 43.4502 | 43.3152 | 43.7669 | 45.8391 | 49.021 | 51.8253 | 53.7104 | 55.0308 | 55.9881 | 56.5994 | 56.5047 | 55.0906 | 53.0415 | 51.5858 | 50.4173 | 49.4321 | 48.5793 | 47.6906 | 2.864 | 2.5418 | 2.7853 | 3.3375 | 4.3659 | 3.5105 | 3.4537 | 3.6173 | 3.8878 | 3.6426 | 3.4878 | 3.8202 | 3.8814 | 4.2214 | 4.5622 | 4.4987 | 4.4449 | 3.9668 | 3.3798 | 3.3386 | 2.9833 | 2.986 | 3.1393 | 3.0803
Program Specific1-in-2Size: Over 200kWOther2019February Monthly Peak | Program Specific | 1-in-2 | Size: Over 200kW | Other | 2019 | February Monthly Peak | 2 | 125.7865 | 122.3768 | 118.9528 | 119.2013 | 127.0029 | 147.8761 | 176.562 | 192.2982 | 201.4088 | 202.5482 | 205.765 | 204.778 | 199.8982 | 201.8668 | 195.6864 | 185.1194 | 175.479 | 170.5752 | 168.3405 | 161.4828 | 155.7794 | 149.6467 | 140.0471 | 133.6071 | -0.7337 | -1.436 | -0.89363 | -0.25834 | -0.16153 | -2.1888 | -0.93424 | -0.82289 | -0.69752 | -0.27903 | -0.14044 | 0.10248 | 0.14323 | 1.3333 | 8.4868 | 8.2307 | 6.462 | 5.5692 | 0.114 | -2.0654 | -2.5376 | -2.5657 | -2.2162 | -2.2791 | 49.7852 | 49.3769 | 49.0432 | 48.5931 | 48.1953 | 47.9584 | 47.7543 | 47.6044 | 48.1918 | 49.987 | 51.9781 | 53.8596 | 54.5441 | 54.7008 | 54.6987 | 54.1846 | 53.985 | 53.228 | 51.9458 | 50.9219 | 49.9767 | 49.2128 | 47.8158 | 46.7925 | 2.9036 | 2.5784 | 2.8309 | 3.3832 | 4.3895 | 3.5111 | 3.4422 | 3.5883 | 3.8733 | 3.6539 | 3.532 | 3.912 | 4.0144 | 4.4033 | 4.7991 | 4.6988 | 4.6032 | 4.0538 | 3.4772 | 3.4314 | 3.0626 | 3.0591 | 3.1986 | 3.1283
Program Specific1-in-2Size: Over 200kWOther2019March Monthly Peak | Program Specific | 1-in-2 | Size: Over 200kW | Other | 2019 | March Monthly Peak | 3 | 128.2247 | 124.6137 | 121.526 | 120.5369 | 127.6093 | 147.6597 | 176.9338 | 193.3139 | 201.2112 | 202.1742 | 206.132 | 205.438 | 201.1507 | 202.3982 | 196.2326 | 186.9948 | 177.3024 | 170.1906 | 168.8693 | 166.3995 | 160.9107 | 154.0731 | 144.1034 | 137.2595 | -0.74792 | -1.4623 | -0.91296 | -0.26124 | -0.1623 | -2.1856 | -0.93621 | -0.82724 | -0.69684 | -0.27851 | -0.14069 | 0.10281 | 0.14413 | 1.3368 | 8.5104 | 8.3141 | 6.5292 | 5.5566 | 0.11436 | -2.1283 | -2.6212 | -2.6416 | -2.2804 | -2.3414 | 49.3813 | 48.5798 | 47.9659 | 47.5543 | 47.1252 | 46.6856 | 46.3784 | 46.3266 | 48.1563 | 50.4399 | 52.7961 | 54.8152 | 56.072 | 57.0331 | 57.3474 | 57.7015 | 57.4309 | 56.6564 | 55.2236 | 53.3073 | 52.0715 | 50.969 | 50.1532 | 49.3088 | 2.9598 | 2.6255 | 2.8922 | 3.4211 | 4.4105 | 3.506 | 3.4494 | 3.6073 | 3.8695 | 3.6471 | 3.5383 | 3.9246 | 4.0395 | 4.4149 | 4.8125 | 4.7464 | 4.651 | 4.0447 | 3.4881 | 3.5359 | 3.1635 | 3.1495 | 3.2913 | 3.2138
Program Specific1-in-2Size: Over 200kWOther2019April Monthly Peak | Program Specific | 1-in-2 | Size: Over 200kW | Other | 2019 | April Monthly Peak | 4 | 131.6518 | 127.9963 | 123.8189 | 122.8337 | 130.1421 | 149.943 | 175.7226 | 192.7706 | 202.4721 | 206.955 | 214.6023 | 216.6513 | 215.9991 | 218.8607 | 213.963 | 203.1711 | 190.6614 | 178.8922 | 171.4497 | 169.4744 | 166.1 | 158.2593 | 148.3072 | 141.6522 | -0.76791 | -1.502 | -0.93019 | -0.26621 | -0.16552 | -2.2194 | -0.9298 | -0.82492 | -0.70121 | -0.2851 | -0.14647 | 0.10842 | 0.15477 | 1.4456 | 9.2794 | 9.0334 | 7.0211 | 5.8408 | 0.11611 | -2.1676 | -2.7057 | -2.7133 | -2.3469 | -2.4163 | 62.1151 | 61.1553 | 59.9443 | 58.9726 | 58.2531 | 57.6823 | 57.151 | 57.2655 | 59.4669 | 63.2975 | 67.4627 | 71.4003 | 74.7486 | 77.1299 | 78.3388 | 78.8057 | 78.6636 | 78.5047 | 77.0667 | 74.4616 | 70.8405 | 68.1772 | 65.9997 | 64.0511 | 3.0389 | 2.6968 | 2.9467 | 3.4863 | 4.498 | 3.5602 | 3.4258 | 3.5971 | 3.8937 | 3.7333 | 3.6837 | 4.1388 | 4.3377 | 4.774 | 5.2474 | 5.157 | 5.0014 | 4.2515 | 3.5414 | 3.6012 | 3.2655 | 3.2351 | 3.3873 | 3.3167
Program Specific1-in-2Size: Over 200kWOther2019May Monthly Peak | Program Specific | 1-in-2 | Size: Over 200kW | Other | 2019 | May Monthly Peak | 5 | 131.2335 | 127.8997 | 124.1354 | 123.2188 | 131.0406 | 151.1384 | 176.1383 | 196.1223 | 206.8481 | 212.8039 | 220.4725 | 222.3435 | 220.6225 | 222.8558 | 217.6395 | 205.9312 | 192.9526 | 179.8934 | 171.5735 | 167.3981 | 165.419 | 158.0134 | 148.6501 | 142.1057 | -0.76547 | -1.5008 | -0.93257 | -0.26705 | -0.16667 | -2.2371 | -0.932 | -0.83926 | -0.71636 | -0.29316 | -0.15048 | 0.11127 | 0.15808 | 1.472 | 9.4388 | 9.1561 | 7.1055 | 5.8734 | 0.11619 | -2.1411 | -2.6946 | -2.7091 | -2.3524 | -2.424 | 62.55 | 61.9487 | 61.5008 | 60.9273 | 60.3671 | 59.9823 | 59.8042 | 60.22 | 61.7606 | 64.6265 | 68.1024 | 71.538 | 74.786 | 77.1969 | 78.1176 | 78.4637 | 78.5005 | 77.4785 | 75.5228 | 72.9049 | 69.3839 | 66.6297 | 64.8247 | 63.5998 | 3.0293 | 2.6948 | 2.9543 | 3.4972 | 4.5291 | 3.5886 | 3.4339 | 3.6597 | 3.9779 | 3.8389 | 3.7845 | 4.2476 | 4.4306 | 4.8611 | 5.3375 | 5.2271 | 5.0615 | 4.2753 | 3.5439 | 3.5571 | 3.2521 | 3.2301 | 3.3951 | 3.3273
Program Specific1-in-2Size: Over 200kWOther2019June Monthly Peak | Program Specific | 1-in-2 | Size: Over 200kW | Other | 2019 | June Monthly Peak | 6 | 138.186 | 134.4351 | 130.7541 | 129.7039 | 137.4538 | 156.8164 | 181.0317 | 200.4836 | 211.2634 | 217.068 | 225.4819 | 226.8484 | 222.2109 | 223.6056 | 217.8522 | 208.5956 | 197.1551 | 184.8397 | 178.3474 | 172.8805 | 171.9535 | 164.7249 | 154.2252 | 147.7713 | -0.78807 | -1.3384 | -0.8467 | -0.35612 | -0.30389 | -1.9393 | -0.92046 | -1.0624 | -0.83596 | -0.47166 | -0.57206 | -0.18048 | -0.040501 | 1.6345 | 9.4419 | 9.4539 | 7.6781 | 6.4512 | 0.84284 | -1.5302 | -2.1471 | -2.3506 | -2.2611 | -2.4023 | 66.8906 | 65.9403 | 65.0865 | 64.1017 | 63.3672 | 62.7082 | 62.1105 | 62.6938 | 65.3315 | 69.5271 | 74.1888 | 78.2907 | 80.8065 | 82.3633 | 83.7187 | 84.1163 | 84.3574 | 83.6378 | 82.4916 | 79.982 | 76.5352 | 72.4936 | 70.2374 | 68.6972 | 3.0614 | 2.7184 | 2.9865 | 3.5331 | 4.5595 | 3.5735 | 3.3872 | 3.5904 | 3.8992 | 3.7581 | 3.7146 | 4.1591 | 4.2828 | 4.6811 | 5.1277 | 5.0815 | 4.9635 | 4.216 | 3.5355 | 3.5257 | 3.2445 | 3.2317 | 3.3806 | 3.3207
Program Specific1-in-2Size: Over 200kWOther2019July Monthly Peak | Program Specific | 1-in-2 | Size: Over 200kW | Other | 2019 | July Monthly Peak | 7 | 142.2526 | 138.9026 | 136.0806 | 134.8613 | 143.3904 | 164.0821 | 189.6591 | 209.1183 | 220.411 | 228.0439 | 236.6963 | 237.4036 | 232.2712 | 234.3865 | 228.3806 | 218.7598 | 206.9005 | 194.3088 | 185.5963 | 180.6898 | 179.9276 | 172.0863 | 160.636 | 153.1539 | -0.77034 | -0.83591 | -0.5687 | -0.54301 | -0.61517 | -1.1444 | -0.8775 | -1.5805 | -1.1131 | -0.89713 | -1.5726 | -0.87022 | -0.50463 | 2.079 | 9.884 | 10.3311 | 9.0285 | 7.7508 | 2.5411 | -0.023178 | -0.73132 | -1.3599 | -1.9412 | -2.2182 | 73.6321 | 72.5827 | 71.8068 | 71.1473 | 70.4736 | 69.8005 | 69.2961 | 69.8548 | 72.5282 | 76.1458 | 79.6338 | 82.9765 | 85.5758 | 87.2898 | 88.6299 | 89.1864 | 88.4706 | 87.4825 | 87.0017 | 85.8288 | 83.2554 | 79.5801 | 77.142 | 75.2852 | 3.0728 | 2.7387 | 3.0306 | 3.5819 | 4.6377 | 3.6458 | 3.4601 | 3.6516 | 3.9665 | 3.8496 | 3.8021 | 4.2441 | 4.365 | 4.7844 | 5.2413 | 5.1962 | 5.0789 | 4.3214 | 3.5874 | 3.593 | 3.3102 | 3.2919 | 3.4333 | 3.3557
Program Specific1-in-2Size: Over 200kWOther2019August Monthly Peak | Program Specific | 1-in-2 | Size: Over 200kW | Other | 2019 | August Monthly Peak | 8 | 144.9211 | 141.2492 | 137.434 | 137.0392 | 145.9124 | 167.5635 | 195.742 | 216.7385 | 229.761 | 237.7901 | 247.0829 | 249.0552 | 244.7704 | 247.4359 | 240.7907 | 228.5102 | 213.2056 | 198.0687 | 189.0813 | 184.5645 | 181.9966 | 173.7116 | 162.788 | 155.6648 | -0.78613 | -0.86793 | -0.58451 | -0.54614 | -0.61623 | -1.1977 | -0.90852 | -1.6223 | -1.1523 | -0.922 | -1.6089 | -0.88993 | -0.51611 | 2.1823 | 10.4215 | 10.7776 | 9.2715 | 7.869 | 2.5342 | -0.075468 | -0.78904 | -1.4084 | -1.9807 | -2.2635 | 73.1621 | 71.9081 | 70.7654 | 69.9153 | 69.1652 | 68.4593 | 68.0634 | 67.763 | 69.828 | 74.493 | 79.6665 | 84.2345 | 87.5084 | 89.2963 | 90.4842 | 90.6638 | 90.3266 | 89.5997 | 87.8903 | 84.9524 | 80.6633 | 77.5537 | 75.8059 | 74.5603 | 3.1281 | 2.7829 | 3.0585 | 3.637 | 4.7157 | 3.7204 | 3.5684 | 3.7819 | 4.1317 | 4.0112 | 3.966 | 4.449 | 4.5965 | 5.0469 | 5.522 | 5.4237 | 5.2298 | 4.4017 | 3.6521 | 3.6673 | 3.3458 | 3.3205 | 3.4767 | 3.4082
Program Specific1-in-2Size: Over 200kWOther2019September Monthly Peak | Program Specific | 1-in-2 | Size: Over 200kW | Other | 2019 | September Monthly Peak | 9 | 142.9753 | 140.2145 | 136.561 | 136.3449 | 146.0756 | 167.5624 | 197.8653 | 219.6655 | 236.8756 | 247.1016 | 256.7058 | 258.5371 | 252.9649 | 255.8455 | 248.9945 | 234.5145 | 216.9996 | 200.4928 | 191.2205 | 188.1204 | 182.0437 | 173.991 | 161.2745 | 153.9985 | -0.77732 | -0.88502 | -0.59411 | -0.53595 | -0.60402 | -1.2361 | -0.92222 | -1.6232 | -1.177 | -0.93962 | -1.6268 | -0.89231 | -0.51202 | 2.2396 | 10.7773 | 11.0418 | 9.3932 | 7.9228 | 2.4901 | -0.14659 | -0.85434 | -1.4577 | -1.9799 | -2.2508 | 72.1624 | 71.0393 | 70.2145 | 69.3566 | 68.5402 | 67.85 | 67.431 | 67.3115 | 69.5253 | 74.0188 | 79.0671 | 83.6644 | 87.7475 | 90.0817 | 91.2261 | 91.3092 | 90.7663 | 89.5549 | 88.1043 | 85.2324 | 81.6079 | 78.9723 | 77.1242 | 75.8024 | 3.0835 | 2.7602 | 3.0365 | 3.6156 | 4.7171 | 3.7172 | 3.6041 | 3.8297 | 4.2561 | 4.1648 | 4.117 | 4.6146 | 4.7464 | 5.2141 | 5.7054 | 5.5616 | 5.3184 | 4.4518 | 3.6903 | 3.7348 | 3.3439 | 3.3231 | 3.4415 | 3.3689
Program Specific1-in-2Size: Over 200kWOther2019October Monthly Peak | Program Specific | 1-in-2 | Size: Over 200kW | Other | 2019 | October Monthly Peak | 10 | 138.6242 | 134.8474 | 130.8783 | 129.8354 | 137.8871 | 158.5896 | 188.2892 | 205.8322 | 218.1175 | 226.5826 | 235.7641 | 239.8082 | 238.3039 | 241.1275 | 235.509 | 222.632 | 206.2636 | 192.0774 | 186.5827 | 180.2727 | 173.8696 | 165.7382 | 154.5622 | 147.4097 | -0.79909 | -1.4561 | -0.91175 | -0.32093 | -0.24356 | -2.144 | -0.97579 | -0.99137 | -0.8121 | -0.40703 | -0.39117 | -0.04366 | 0.057958 | 1.6821 | 10.2103 | 9.9994 | 7.8259 | 6.499 | 0.52416 | -1.9318 | -2.4841 | -2.5906 | -2.3512 | -2.4523 | 64.9887 | 64.1684 | 63.4201 | 62.6263 | 61.9418 | 61.3871 | 60.7531 | 60.5797 | 61.3742 | 64.8646 | 69.9555 | 75.8211 | 80.9566 | 84.1645 | 85.1492 | 85.7426 | 85.595 | 84.535 | 81.6372 | 76.9734 | 73.5443 | 71.1092 | 69.2238 | 67.7596 | 3.1253 | 2.7749 | 3.0421 | 3.5991 | 4.6546 | 3.6777 | 3.5852 | 3.7513 | 4.0968 | 3.9921 | 3.9526 | 4.4744 | 4.6741 | 5.137 | 5.6411 | 5.5192 | 5.2846 | 4.4584 | 3.7641 | 3.7413 | 3.3386 | 3.309 | 3.4478 | 3.371
Program Specific1-in-2Size: Over 200kWOther2019November Monthly Peak | Program Specific | 1-in-2 | Size: Over 200kW | Other | 2019 | November Monthly Peak | 11 | 129.9964 | 126.7353 | 122.6425 | 121.4867 | 129.5708 | 150.3926 | 176.2739 | 192.3842 | 201.7476 | 205.7411 | 211.8123 | 213.5996 | 211.3876 | 213.4311 | 207.0698 | 196.0661 | 185.7856 | 179.6857 | 172.668 | 165.4295 | 159.4119 | 152.3265 | 143.3947 | 137.6706 | -0.75825 | -1.4872 | -0.92135 | -0.26329 | -0.1648 | -2.2261 | -0.93272 | -0.82326 | -0.6987 | -0.28343 | -0.14456 | 0.1069 | 0.15147 | 1.4097 | 8.9804 | 8.7175 | 6.8416 | 5.8667 | 0.11693 | -2.1159 | -2.5968 | -2.6116 | -2.2692 | -2.3484 | 58.8977 | 57.9107 | 57.1495 | 56.297 | 55.3236 | 54.6052 | 54.4364 | 54.4096 | 56.52 | 60.2691 | 64.79 | 69.1968 | 71.9149 | 73.3579 | 74.3856 | 74.2467 | 72.5194 | 69.4837 | 66.415 | 64.5166 | 63.1558 | 62.1033 | 61.2029 | 60.3717 | 3.0007 | 2.6702 | 2.9187 | 3.448 | 4.4783 | 3.5709 | 3.4366 | 3.5899 | 3.8798 | 3.7114 | 3.6358 | 4.0805 | 4.2451 | 4.6555 | 5.0783 | 4.9766 | 4.8735 | 4.2703 | 3.5665 | 3.5152 | 3.134 | 3.1138 | 3.2751 | 3.2235
Program Specific1-in-2Size: Over 200kWOther2019December Monthly Peak | Program Specific | 1-in-2 | Size: Over 200kW | Other | 2019 | December Monthly Peak | 12 | 125.212 | 121.5725 | 117.5969 | 116.8892 | 124.8107 | 145.2074 | 172.3374 | 187.2704 | 194.9663 | 196.8839 | 199.5219 | 198.3729 | 194.4185 | 195.4149 | 189.0843 | 180.1706 | 173.3744 | 168.8782 | 163.7864 | 157.6915 | 152.7434 | 146.9549 | 137.9969 | 131.6271 | -0.73034 | -1.4266 | -0.88345 | -0.25333 | -0.15874 | -2.1493 | -0.91189 | -0.80138 | -0.67521 | -0.27122 | -0.13618 | 0.099275 | 0.13931 | 1.2907 | 8.2004 | 8.0107 | 6.3845 | 5.5138 | 0.11092 | -2.0169 | -2.4882 | -2.5195 | -2.1838 | -2.2453 | 50.8002 | 49.8414 | 49.3535 | 48.8721 | 48.2277 | 47.7467 | 47.4901 | 47.4122 | 47.9392 | 51.0503 | 54.7303 | 57.9394 | 59.7893 | 60.8398 | 61.6769 | 61.9902 | 61.3019 | 58.924 | 56.1212 | 54.1184 | 52.5793 | 50.7976 | 49.1559 | 47.8482 | 2.8903 | 2.5615 | 2.7987 | 3.3176 | 4.3137 | 3.4478 | 3.3598 | 3.4945 | 3.7494 | 3.5517 | 3.4249 | 3.7896 | 3.9043 | 4.2625 | 4.6372 | 4.5732 | 4.5479 | 4.0135 | 3.3831 | 3.3508 | 3.0029 | 3.004 | 3.1518 | 3.0819
Program Specific1-in-2Size: Over 200kWOther2019Typical Event Day | Program Specific | 1-in-2 | Size: Over 200kW | Other | 2019 | Typical Event Day | 8 | 144.1036 | 140.4545 | 136.4923 | 136.0601 | 144.8443 | 166.3459 | 194.3452 | 214.7166 | 226.8704 | 234.0826 | 242.9089 | 244.7873 | 240.5691 | 243.2975 | 236.9055 | 224.938 | 209.9751 | 195.3376 | 186.852 | 182.5006 | 180.1125 | 171.9697 | 161.2666 | 154.2443 | -0.79183 | -0.9983 | -0.65715 | -0.49962 | -0.53807 | -1.4084 | -0.9238 | -1.4886 | -1.0771 | -0.80681 | -1.3378 | -0.70289 | -0.39017 | 2.053 | 10.257 | 10.5044 | 8.89 | 7.5222 | 2.0947 | -0.4639 | -1.1518 | -1.662 | -2.0638 | -2.3097 | 71.4618 | 70.3676 | 69.4683 | 68.6303 | 67.8866 | 67.2045 | 66.7253 | 66.9058 | 69.3032 | 73.5462 | 78.139 | 82.2915 | 85.4096 | 87.2578 | 88.5147 | 88.8189 | 88.4802 | 87.5687 | 86.372 | 83.9989 | 80.5155 | 77.1499 | 75.0774 | 73.5863 | 3.1034 | 2.7609 | 3.0306 | 3.6028 | 4.6706 | 3.685 | 3.5349 | 3.7381 | 4.0705 | 3.9397 | 3.8901 | 4.3629 | 4.5073 | 4.9513 | 5.4206 | 5.3268 | 5.1389 | 4.3311 | 3.6008 | 3.6181 | 3.3036 | 3.2798 | 3.4364 | 3.3694
Program Specific1-in-2Size: Over 200kWOther2020January Monthly Peak | Program Specific | 1-in-2 | Size: Over 200kW | Other | 2020 | January Monthly Peak | 1 | 124.0734 | 120.6398 | 117.0343 | 117.59 | 126.3212 | 147.8506 | 177.1526 | 193.8515 | 202.1664 | 201.922 | 203.1913 | 199.9733 | 193.2761 | 193.5268 | 186.0232 | 177.2364 | 169.4474 | 166.9146 | 163.6255 | 157.1174 | 151.7456 | 146.0728 | 137.4493 | 131.5574 | -0.7237 | -1.4156 | -0.87922 | -0.25485 | -0.16066 | -2.1884 | -0.93737 | -0.82954 | -0.70015 | -0.27816 | -0.13868 | 0.10008 | 0.13849 | 1.2782 | 8.0677 | 7.8802 | 6.2399 | 5.4497 | 0.11081 | -2.0096 | -2.4719 | -2.5044 | -2.1751 | -2.2441 | 45.8686 | 45.1842 | 44.5621 | 43.9061 | 43.5822 | 43.4785 | 43.4502 | 43.3152 | 43.7669 | 45.8391 | 49.021 | 51.8253 | 53.7104 | 55.0308 | 55.9881 | 56.5994 | 56.5047 | 55.0906 | 53.0415 | 51.5858 | 50.4173 | 49.4321 | 48.5793 | 47.6907 | 2.864 | 2.5418 | 2.7853 | 3.3375 | 4.3659 | 3.5105 | 3.4537 | 3.6173 | 3.8878 | 3.6426 | 3.4878 | 3.8202 | 3.8814 | 4.2214 | 4.5622 | 4.4987 | 4.4449 | 3.9668 | 3.3798 | 3.3386 | 2.9833 | 2.986 | 3.1393 | 3.0803
Program Specific1-in-2Size: Over 200kWOther2020February Monthly Peak | Program Specific | 1-in-2 | Size: Over 200kW | Other | 2020 | February Monthly Peak | 2 | 125.7865 | 122.3768 | 118.9528 | 119.2013 | 127.0029 | 147.8761 | 176.562 | 192.2982 | 201.4088 | 202.5482 | 205.765 | 204.778 | 199.8982 | 201.8668 | 195.6864 | 185.1194 | 175.479 | 170.5752 | 168.3405 | 161.4828 | 155.7794 | 149.6467 | 140.0471 | 133.6071 | -0.7337 | -1.436 | -0.89363 | -0.25834 | -0.16153 | -2.1888 | -0.93424 | -0.82289 | -0.69752 | -0.27903 | -0.14044 | 0.10248 | 0.14323 | 1.3333 | 8.4868 | 8.2307 | 6.462 | 5.5692 | 0.114 | -2.0654 | -2.5376 | -2.5657 | -2.2162 | -2.2791 | 49.7852 | 49.3769 | 49.0432 | 48.5931 | 48.1953 | 47.9584 | 47.7543 | 47.6044 | 48.1918 | 49.987 | 51.9781 | 53.8596 | 54.5441 | 54.7008 | 54.6987 | 54.1846 | 53.985 | 53.228 | 51.9458 | 50.9219 | 49.9767 | 49.2128 | 47.8158 | 46.7925 | 2.9036 | 2.5784 | 2.8309 | 3.3832 | 4.3895 | 3.5111 | 3.4422 | 3.5883 | 3.8733 | 3.6539 | 3.532 | 3.912 | 4.0144 | 4.4033 | 4.7991 | 4.6988 | 4.6032 | 4.0538 | 3.4772 | 3.4314 | 3.0626 | 3.0591 | 3.1986 | 3.1283
Program Specific1-in-2Size: Over 200kWOther2020March Monthly Peak | Program Specific | 1-in-2 | Size: Over 200kW | Other | 2020 | March Monthly Peak | 3 | 128.2247 | 124.6137 | 121.526 | 120.5369 | 127.6093 | 147.6597 | 176.9338 | 193.3139 | 201.2112 | 202.1742 | 206.1321 | 205.4379 | 201.1507 | 202.3982 | 196.2326 | 186.9948 | 177.3025 | 170.1906 | 168.8693 | 166.3995 | 160.9107 | 154.0731 | 144.1034 | 137.2595 | -0.74792 | -1.4623 | -0.91296 | -0.26124 | -0.1623 | -2.1856 | -0.93621 | -0.82724 | -0.69684 | -0.27851 | -0.14069 | 0.10281 | 0.14413 | 1.3368 | 8.5104 | 8.3141 | 6.5292 | 5.5566 | 0.11436 | -2.1283 | -2.6212 | -2.6416 | -2.2804 | -2.3414 | 49.3813 | 48.5798 | 47.9659 | 47.5544 | 47.1252 | 46.6856 | 46.3784 | 46.3266 | 48.1563 | 50.4399 | 52.7961 | 54.8152 | 56.072 | 57.0331 | 57.3474 | 57.7015 | 57.4309 | 56.6564 | 55.2236 | 53.3073 | 52.0715 | 50.969 | 50.1532 | 49.3088 | 2.9598 | 2.6255 | 2.8922 | 3.4211 | 4.4105 | 3.506 | 3.4494 | 3.6073 | 3.8695 | 3.6471 | 3.5383 | 3.9246 | 4.0395 | 4.4149 | 4.8125 | 4.7464 | 4.651 | 4.0447 | 3.4881 | 3.5359 | 3.1635 | 3.1495 | 3.2913 | 3.2138
Program Specific1-in-2Size: Over 200kWOther2020April Monthly Peak | Program Specific | 1-in-2 | Size: Over 200kW | Other | 2020 | April Monthly Peak | 4 | 131.6518 | 127.9963 | 123.8189 | 122.8337 | 130.1421 | 149.943 | 175.7226 | 192.7706 | 202.4721 | 206.955 | 214.6023 | 216.6513 | 215.9991 | 218.8607 | 213.963 | 203.1711 | 190.6614 | 178.8922 | 171.4497 | 169.4744 | 166.1 | 158.2593 | 148.3072 | 141.6522 | -0.76791 | -1.502 | -0.93019 | -0.26621 | -0.16552 | -2.2194 | -0.9298 | -0.82492 | -0.70121 | -0.2851 | -0.14647 | 0.10842 | 0.15477 | 1.4456 | 9.2794 | 9.0334 | 7.0211 | 5.8408 | 0.11611 | -2.1676 | -2.7057 | -2.7133 | -2.3469 | -2.4163 | 62.1151 | 61.1553 | 59.9443 | 58.9726 | 58.2531 | 57.6823 | 57.151 | 57.2655 | 59.4669 | 63.2975 | 67.4627 | 71.4003 | 74.7486 | 77.13 | 78.3388 | 78.8057 | 78.6636 | 78.5047 | 77.0667 | 74.4616 | 70.8405 | 68.1772 | 65.9997 | 64.0511 | 3.0389 | 2.6968 | 2.9467 | 3.4863 | 4.498 | 3.5602 | 3.4258 | 3.5971 | 3.8937 | 3.7333 | 3.6837 | 4.1388 | 4.3377 | 4.774 | 5.2474 | 5.157 | 5.0014 | 4.2515 | 3.5414 | 3.6012 | 3.2655 | 3.2351 | 3.3873 | 3.3167
Program Specific1-in-2Size: Over 200kWOther2020May Monthly Peak | Program Specific | 1-in-2 | Size: Over 200kW | Other | 2020 | May Monthly Peak | 5 | 131.2335 | 127.8997 | 124.1354 | 123.2188 | 131.0406 | 151.1384 | 176.1383 | 196.1223 | 206.8481 | 212.8038 | 220.4725 | 222.3435 | 220.6225 | 222.8558 | 217.6395 | 205.9312 | 192.9526 | 179.8934 | 171.5735 | 167.3981 | 165.419 | 158.0134 | 148.6501 | 142.1057 | -0.76547 | -1.5008 | -0.93257 | -0.26705 | -0.16667 | -2.2371 | -0.932 | -0.83926 | -0.71636 | -0.29316 | -0.15048 | 0.11127 | 0.15808 | 1.472 | 9.4388 | 9.1561 | 7.1055 | 5.8734 | 0.11619 | -2.1411 | -2.6946 | -2.7091 | -2.3524 | -2.424 | 62.55 | 61.9487 | 61.5008 | 60.9273 | 60.3671 | 59.9823 | 59.8042 | 60.22 | 61.7606 | 64.6265 | 68.1024 | 71.538 | 74.786 | 77.1969 | 78.1176 | 78.4637 | 78.5005 | 77.4785 | 75.5228 | 72.9049 | 69.3839 | 66.6297 | 64.8247 | 63.5998 | 3.0293 | 2.6948 | 2.9543 | 3.4972 | 4.5291 | 3.5886 | 3.4339 | 3.6597 | 3.9779 | 3.8389 | 3.7845 | 4.2476 | 4.4306 | 4.8611 | 5.3375 | 5.2271 | 5.0615 | 4.2753 | 3.5439 | 3.5571 | 3.2521 | 3.2301 | 3.3951 | 3.3273
Program Specific1-in-2Size: Over 200kWOther2020June Monthly Peak | Program Specific | 1-in-2 | Size: Over 200kW | Other | 2020 | June Monthly Peak | 6 | 138.186 | 134.4351 | 130.7541 | 129.704 | 137.4538 | 156.8164 | 181.0317 | 200.4836 | 211.2634 | 217.0681 | 225.4819 | 226.8485 | 222.2109 | 223.6056 | 217.8522 | 208.5956 | 197.1551 | 184.8397 | 178.3474 | 172.8805 | 171.9535 | 164.7249 | 154.2252 | 147.7713 | -0.78807 | -1.3384 | -0.8467 | -0.35612 | -0.30389 | -1.9393 | -0.92046 | -1.0624 | -0.83596 | -0.47166 | -0.57206 | -0.18048 | -0.040501 | 1.6345 | 9.4419 | 9.4539 | 7.6781 | 6.4512 | 0.84284 | -1.5302 | -2.1471 | -2.3506 | -2.2611 | -2.4023 | 66.8906 | 65.9403 | 65.0865 | 64.1017 | 63.3672 | 62.7082 | 62.1105 | 62.6938 | 65.3315 | 69.5271 | 74.1888 | 78.2907 | 80.8065 | 82.3633 | 83.7187 | 84.1163 | 84.3574 | 83.6378 | 82.4916 | 79.982 | 76.5352 | 72.4936 | 70.2374 | 68.6972 | 3.0614 | 2.7184 | 2.9865 | 3.5331 | 4.5595 | 3.5735 | 3.3872 | 3.5904 | 3.8992 | 3.7581 | 3.7146 | 4.1591 | 4.2828 | 4.6811 | 5.1277 | 5.0815 | 4.9635 | 4.216 | 3.5355 | 3.5257 | 3.2445 | 3.2317 | 3.3806 | 3.3207
Program Specific1-in-2Size: Over 200kWOther2020July Monthly Peak | Program Specific | 1-in-2 | Size: Over 200kW | Other | 2020 | July Monthly Peak | 7 | 142.2526 | 138.9026 | 136.0806 | 134.8613 | 143.3904 | 164.0821 | 189.6591 | 209.1183 | 220.411 | 228.0439 | 236.6963 | 237.4035 | 232.2712 | 234.3866 | 228.3806 | 218.7598 | 206.9005 | 194.3088 | 185.5963 | 180.6898 | 179.9276 | 172.0863 | 160.636 | 153.1539 | -0.77034 | -0.83591 | -0.5687 | -0.54301 | -0.61517 | -1.1444 | -0.8775 | -1.5805 | -1.1131 | -0.89713 | -1.5726 | -0.87022 | -0.50463 | 2.079 | 9.884 | 10.3311 | 9.0285 | 7.7508 | 2.5411 | -0.023178 | -0.73132 | -1.3599 | -1.9412 | -2.2182 | 73.6321 | 72.5827 | 71.8068 | 71.1473 | 70.4736 | 69.8005 | 69.2961 | 69.8548 | 72.5282 | 76.1458 | 79.6338 | 82.9765 | 85.5758 | 87.2898 | 88.6299 | 89.1864 | 88.4706 | 87.4825 | 87.0017 | 85.8288 | 83.2554 | 79.5801 | 77.142 | 75.2852 | 3.0728 | 2.7387 | 3.0306 | 3.5819 | 4.6377 | 3.6458 | 3.4601 | 3.6516 | 3.9665 | 3.8496 | 3.8021 | 4.2441 | 4.365 | 4.7844 | 5.2413 | 5.1962 | 5.0789 | 4.3214 | 3.5874 | 3.593 | 3.3102 | 3.2919 | 3.4333 | 3.3557
Program Specific1-in-2Size: Over 200kWOther2020August Monthly Peak | Program Specific | 1-in-2 | Size: Over 200kW | Other | 2020 | August Monthly Peak | 8 | 144.9211 | 141.2492 | 137.434 | 137.0392 | 145.9124 | 167.5635 | 195.742 | 216.7386 | 229.761 | 237.7901 | 247.0829 | 249.0552 | 244.7704 | 247.4359 | 240.7907 | 228.5102 | 213.2056 | 198.0687 | 189.0813 | 184.5645 | 181.9966 | 173.7116 | 162.788 | 155.6648 | -0.78613 | -0.86793 | -0.58451 | -0.54614 | -0.61623 | -1.1977 | -0.90852 | -1.6223 | -1.1523 | -0.922 | -1.6089 | -0.88993 | -0.51611 | 2.1823 | 10.4215 | 10.7776 | 9.2715 | 7.869 | 2.5342 | -0.075468 | -0.78904 | -1.4084 | -1.9807 | -2.2635 | 73.1621 | 71.9081 | 70.7653 | 69.9153 | 69.1652 | 68.4593 | 68.0634 | 67.763 | 69.828 | 74.493 | 79.6665 | 84.2345 | 87.5084 | 89.2963 | 90.4842 | 90.6638 | 90.3266 | 89.5997 | 87.8903 | 84.9524 | 80.6633 | 77.5537 | 75.8059 | 74.5603 | 3.1281 | 2.7829 | 3.0585 | 3.637 | 4.7157 | 3.7204 | 3.5684 | 3.7819 | 4.1317 | 4.0112 | 3.966 | 4.449 | 4.5965 | 5.0469 | 5.522 | 5.4237 | 5.2298 | 4.4017 | 3.6521 | 3.6673 | 3.3458 | 3.3205 | 3.4767 | 3.4082
Program Specific1-in-2Size: Over 200kWOther2020September Monthly Peak | Program Specific | 1-in-2 | Size: Over 200kW | Other | 2020 | September Monthly Peak | 9 | 142.9753 | 140.2145 | 136.561 | 136.3449 | 146.0756 | 167.5624 | 197.8653 | 219.6655 | 236.8756 | 247.1016 | 256.7058 | 258.5371 | 252.9649 | 255.8455 | 248.9945 | 234.5145 | 216.9996 | 200.4928 | 191.2205 | 188.1204 | 182.0437 | 173.991 | 161.2745 | 153.9986 | -0.77732 | -0.88502 | -0.59411 | -0.53595 | -0.60402 | -1.2361 | -0.92222 | -1.6232 | -1.177 | -0.93962 | -1.6268 | -0.89231 | -0.51202 | 2.2396 | 10.7773 | 11.0418 | 9.3932 | 7.9228 | 2.4901 | -0.14659 | -0.85434 | -1.4577 | -1.9799 | -2.2508 | 72.1624 | 71.0393 | 70.2145 | 69.3566 | 68.5402 | 67.85 | 67.431 | 67.3116 | 69.5253 | 74.0188 | 79.0671 | 83.6644 | 87.7475 | 90.0817 | 91.2261 | 91.3092 | 90.7663 | 89.5549 | 88.1043 | 85.2324 | 81.6079 | 78.9723 | 77.1242 | 75.8024 | 3.0835 | 2.7602 | 3.0365 | 3.6156 | 4.7171 | 3.7172 | 3.6041 | 3.8297 | 4.2561 | 4.1648 | 4.117 | 4.6146 | 4.7464 | 5.2141 | 5.7054 | 5.5616 | 5.3184 | 4.4518 | 3.6903 | 3.7348 | 3.3439 | 3.3231 | 3.4415 | 3.3689
Program Specific1-in-2Size: Over 200kWOther2020October Monthly Peak | Program Specific | 1-in-2 | Size: Over 200kW | Other | 2020 | October Monthly Peak | 10 | 138.6242 | 134.8474 | 130.8783 | 129.8354 | 137.8871 | 158.5896 | 188.2892 | 205.8322 | 218.1175 | 226.5826 | 235.7641 | 239.8082 | 238.3039 | 241.1275 | 235.509 | 222.632 | 206.2636 | 192.0774 | 186.5827 | 180.2727 | 173.8696 | 165.7382 | 154.5622 | 147.4097 | -0.79909 | -1.4561 | -0.91175 | -0.32093 | -0.24356 | -2.144 | -0.97579 | -0.99137 | -0.8121 | -0.40703 | -0.39117 | -0.04366 | 0.057958 | 1.6821 | 10.2103 | 9.9994 | 7.8259 | 6.499 | 0.52416 | -1.9318 | -2.4841 | -2.5906 | -2.3512 | -2.4523 | 64.9887 | 64.1684 | 63.4201 | 62.6263 | 61.9418 | 61.3871 | 60.7531 | 60.5797 | 61.3742 | 64.8646 | 69.9555 | 75.8211 | 80.9566 | 84.1645 | 85.1492 | 85.7426 | 85.595 | 84.535 | 81.6372 | 76.9734 | 73.5443 | 71.1092 | 69.2238 | 67.7596 | 3.1253 | 2.7749 | 3.0421 | 3.5991 | 4.6546 | 3.6777 | 3.5852 | 3.7513 | 4.0968 | 3.9921 | 3.9526 | 4.4744 | 4.6741 | 5.137 | 5.6411 | 5.5192 | 5.2846 | 4.4584 | 3.7641 | 3.7413 | 3.3386 | 3.309 | 3.4478 | 3.371
Program Specific1-in-2Size: Over 200kWOther2020November Monthly Peak | Program Specific | 1-in-2 | Size: Over 200kW | Other | 2020 | November Monthly Peak | 11 | 129.9964 | 126.7353 | 122.6425 | 121.4867 | 129.5708 | 150.3926 | 176.274 | 192.3842 | 201.7476 | 205.7411 | 211.8123 | 213.5996 | 211.3876 | 213.4311 | 207.0698 | 196.0661 | 185.7856 | 179.6857 | 172.668 | 165.4295 | 159.4119 | 152.3265 | 143.3947 | 137.6706 | -0.75825 | -1.4872 | -0.92135 | -0.26329 | -0.1648 | -2.2261 | -0.93272 | -0.82326 | -0.6987 | -0.28343 | -0.14456 | 0.1069 | 0.15147 | 1.4097 | 8.9804 | 8.7175 | 6.8416 | 5.8667 | 0.11693 | -2.1159 | -2.5968 | -2.6116 | -2.2692 | -2.3484 | 58.8977 | 57.9107 | 57.1495 | 56.297 | 55.3236 | 54.6052 | 54.4364 | 54.4096 | 56.52 | 60.2691 | 64.79 | 69.1968 | 71.9149 | 73.3579 | 74.3856 | 74.2467 | 72.5194 | 69.4837 | 66.415 | 64.5166 | 63.1558 | 62.1033 | 61.2029 | 60.3717 | 3.0007 | 2.6702 | 2.9187 | 3.448 | 4.4783 | 3.5709 | 3.4366 | 3.5899 | 3.8798 | 3.7114 | 3.6358 | 4.0805 | 4.2451 | 4.6555 | 5.0783 | 4.9766 | 4.8735 | 4.2703 | 3.5665 | 3.5152 | 3.134 | 3.1138 | 3.2751 | 3.2235
Program Specific1-in-2Size: Over 200kWOther2020December Monthly Peak | Program Specific | 1-in-2 | Size: Over 200kW | Other | 2020 | December Monthly Peak | 12 | 125.212 | 121.5725 | 117.5969 | 116.8892 | 124.8108 | 145.2074 | 172.3375 | 187.2704 | 194.9663 | 196.8839 | 199.5219 | 198.3729 | 194.4185 | 195.4149 | 189.0843 | 180.1706 | 173.3744 | 168.8782 | 163.7864 | 157.6915 | 152.7434 | 146.9549 | 137.9969 | 131.6271 | -0.73034 | -1.4266 | -0.88345 | -0.25333 | -0.15874 | -2.1493 | -0.91189 | -0.80138 | -0.67521 | -0.27122 | -0.13618 | 0.099275 | 0.13931 | 1.2907 | 8.2004 | 8.0107 | 6.3845 | 5.5138 | 0.11092 | -2.0169 | -2.4882 | -2.5195 | -2.1838 | -2.2453 | 50.8002 | 49.8414 | 49.3535 | 48.8721 | 48.2277 | 47.7467 | 47.4901 | 47.4122 | 47.9392 | 51.0503 | 54.7303 | 57.9394 | 59.7893 | 60.8398 | 61.6769 | 61.9902 | 61.3019 | 58.924 | 56.1212 | 54.1184 | 52.5793 | 50.7976 | 49.1559 | 47.8482 | 2.8903 | 2.5615 | 2.7987 | 3.3176 | 4.3137 | 3.4478 | 3.3598 | 3.4945 | 3.7494 | 3.5517 | 3.4249 | 3.7896 | 3.9043 | 4.2625 | 4.6372 | 4.5732 | 4.5479 | 4.0135 | 3.3831 | 3.3508 | 3.0029 | 3.004 | 3.1518 | 3.0819
Program Specific1-in-2Size: Over 200kWOther2020Typical Event Day | Program Specific | 1-in-2 | Size: Over 200kW | Other | 2020 | Typical Event Day | 8 | 144.1036 | 140.4545 | 136.4923 | 136.0601 | 144.8443 | 166.3459 | 194.3452 | 214.7166 | 226.8704 | 234.0825 | 242.9089 | 244.7873 | 240.5691 | 243.2975 | 236.9055 | 224.9381 | 209.9751 | 195.3376 | 186.852 | 182.5006 | 180.1125 | 171.9697 | 161.2666 | 154.2443 | -0.79183 | -0.9983 | -0.65715 | -0.49962 | -0.53807 | -1.4084 | -0.9238 | -1.4886 | -1.0771 | -0.80681 | -1.3378 | -0.70289 | -0.39017 | 2.053 | 10.257 | 10.5044 | 8.89 | 7.5222 | 2.0947 | -0.4639 | -1.1518 | -1.662 | -2.0638 | -2.3097 | 71.4618 | 70.3676 | 69.4683 | 68.6303 | 67.8866 | 67.2045 | 66.7253 | 66.9058 | 69.3032 | 73.5462 | 78.139 | 82.2915 | 85.4096 | 87.2578 | 88.5147 | 88.8189 | 88.4802 | 87.5687 | 86.372 | 83.9989 | 80.5155 | 77.1499 | 75.0774 | 73.5863 | 3.1034 | 2.7609 | 3.0306 | 3.6028 | 4.6706 | 3.685 | 3.5349 | 3.7381 | 4.0705 | 3.9397 | 3.8901 | 4.3629 | 4.5073 | 4.9513 | 5.4206 | 5.3268 | 5.1389 | 4.3311 | 3.6008 | 3.6181 | 3.3036 | 3.2798 | 3.4364 | 3.3694
Program Specific1-in-2Size: Over 200kWOther2021January Monthly Peak | Program Specific | 1-in-2 | Size: Over 200kW | Other | 2021 | January Monthly Peak | 1 | 124.0734 | 120.6398 | 117.0343 | 117.59 | 126.3212 | 147.8506 | 177.1526 | 193.8515 | 202.1664 | 201.922 | 203.1913 | 199.9733 | 193.2761 | 193.5268 | 186.0232 | 177.2364 | 169.4474 | 166.9146 | 163.6255 | 157.1174 | 151.7456 | 146.0728 | 137.4493 | 131.5574 | -0.7237 | -1.4156 | -0.87922 | -0.25485 | -0.16066 | -2.1884 | -0.93737 | -0.82954 | -0.70015 | -0.27816 | -0.13868 | 0.10008 | 0.13849 | 1.2782 | 8.0677 | 7.8802 | 6.2399 | 5.4497 | 0.11081 | -2.0096 | -2.4719 | -2.5044 | -2.1751 | -2.2441 | 45.8686 | 45.1842 | 44.5621 | 43.9061 | 43.5822 | 43.4785 | 43.4502 | 43.3152 | 43.7669 | 45.8391 | 49.021 | 51.8253 | 53.7104 | 55.0308 | 55.9881 | 56.5994 | 56.5047 | 55.0906 | 53.0415 | 51.5858 | 50.4173 | 49.4321 | 48.5793 | 47.6906 | 2.864 | 2.5418 | 2.7853 | 3.3375 | 4.3659 | 3.5105 | 3.4537 | 3.6173 | 3.8878 | 3.6426 | 3.4878 | 3.8202 | 3.8814 | 4.2214 | 4.5622 | 4.4987 | 4.4449 | 3.9668 | 3.3798 | 3.3386 | 2.9833 | 2.986 | 3.1393 | 3.0803
Program Specific1-in-2Size: Over 200kWOther2021February Monthly Peak | Program Specific | 1-in-2 | Size: Over 200kW | Other | 2021 | February Monthly Peak | 2 | 125.7865 | 122.3768 | 118.9528 | 119.2013 | 127.0029 | 147.8761 | 176.562 | 192.2982 | 201.4088 | 202.5482 | 205.765 | 204.778 | 199.8982 | 201.8668 | 195.6864 | 185.1194 | 175.479 | 170.5752 | 168.3405 | 161.4828 | 155.7794 | 149.6467 | 140.0471 | 133.6071 | -0.7337 | -1.436 | -0.89363 | -0.25834 | -0.16153 | -2.1888 | -0.93424 | -0.82289 | -0.69752 | -0.27903 | -0.14044 | 0.10248 | 0.14323 | 1.3333 | 8.4868 | 8.2307 | 6.462 | 5.5692 | 0.114 | -2.0654 | -2.5376 | -2.5657 | -2.2162 | -2.2791 | 49.7852 | 49.3769 | 49.0432 | 48.5931 | 48.1953 | 47.9584 | 47.7543 | 47.6044 | 48.1918 | 49.987 | 51.9781 | 53.8596 | 54.5441 | 54.7008 | 54.6987 | 54.1846 | 53.985 | 53.228 | 51.9458 | 50.9219 | 49.9767 | 49.2128 | 47.8158 | 46.7925 | 2.9036 | 2.5784 | 2.8309 | 3.3832 | 4.3895 | 3.5111 | 3.4422 | 3.5883 | 3.8733 | 3.6539 | 3.532 | 3.912 | 4.0144 | 4.4033 | 4.7991 | 4.6988 | 4.6032 | 4.0538 | 3.4772 | 3.4314 | 3.0626 | 3.0591 | 3.1986 | 3.1283
Program Specific1-in-2Size: Over 200kWOther2021March Monthly Peak | Program Specific | 1-in-2 | Size: Over 200kW | Other | 2021 | March Monthly Peak | 3 | 128.2247 | 124.6137 | 121.526 | 120.5369 | 127.6093 | 147.6597 | 176.9338 | 193.3139 | 201.2112 | 202.1742 | 206.1321 | 205.438 | 201.1507 | 202.3982 | 196.2326 | 186.9948 | 177.3024 | 170.1906 | 168.8693 | 166.3995 | 160.9107 | 154.0731 | 144.1034 | 137.2595 | -0.74792 | -1.4623 | -0.91296 | -0.26124 | -0.1623 | -2.1856 | -0.93621 | -0.82724 | -0.69684 | -0.27851 | -0.14069 | 0.10281 | 0.14413 | 1.3368 | 8.5104 | 8.3141 | 6.5292 | 5.5566 | 0.11436 | -2.1283 | -2.6212 | -2.6416 | -2.2804 | -2.3414 | 49.3813 | 48.5798 | 47.9659 | 47.5543 | 47.1252 | 46.6856 | 46.3784 | 46.3266 | 48.1563 | 50.4399 | 52.7961 | 54.8152 | 56.072 | 57.0331 | 57.3474 | 57.7015 | 57.4309 | 56.6564 | 55.2236 | 53.3073 | 52.0715 | 50.969 | 50.1532 | 49.3088 | 2.9598 | 2.6255 | 2.8922 | 3.4211 | 4.4105 | 3.506 | 3.4494 | 3.6073 | 3.8695 | 3.6471 | 3.5383 | 3.9246 | 4.0395 | 4.4149 | 4.8125 | 4.7464 | 4.651 | 4.0447 | 3.4881 | 3.5359 | 3.1635 | 3.1495 | 3.2913 | 3.2138
Program Specific1-in-2Size: Over 200kWOther2021April Monthly Peak | Program Specific | 1-in-2 | Size: Over 200kW | Other | 2021 | April Monthly Peak | 4 | 131.6518 | 127.9963 | 123.8189 | 122.8337 | 130.1421 | 149.943 | 175.7226 | 192.7706 | 202.4721 | 206.955 | 214.6023 | 216.6513 | 215.9991 | 218.8607 | 213.963 | 203.1711 | 190.6614 | 178.8922 | 171.4497 | 169.4744 | 166.1 | 158.2593 | 148.3072 | 141.6522 | -0.76791 | -1.502 | -0.93019 | -0.26621 | -0.16552 | -2.2194 | -0.9298 | -0.82492 | -0.70121 | -0.2851 | -0.14647 | 0.10842 | 0.15477 | 1.4456 | 9.2794 | 9.0334 | 7.0211 | 5.8408 | 0.11611 | -2.1676 | -2.7057 | -2.7133 | -2.3469 | -2.4163 | 62.1151 | 61.1553 | 59.9443 | 58.9726 | 58.2531 | 57.6823 | 57.151 | 57.2655 | 59.4669 | 63.2975 | 67.4627 | 71.4003 | 74.7487 | 77.1299 | 78.3388 | 78.8057 | 78.6636 | 78.5047 | 77.0667 | 74.4616 | 70.8405 | 68.1772 | 65.9997 | 64.0511 | 3.0389 | 2.6968 | 2.9467 | 3.4863 | 4.498 | 3.5602 | 3.4258 | 3.5971 | 3.8937 | 3.7333 | 3.6837 | 4.1388 | 4.3377 | 4.774 | 5.2474 | 5.157 | 5.0014 | 4.2515 | 3.5414 | 3.6012 | 3.2655 | 3.2351 | 3.3873 | 3.3167
Program Specific1-in-2Size: Over 200kWOther2021May Monthly Peak | Program Specific | 1-in-2 | Size: Over 200kW | Other | 2021 | May Monthly Peak | 5 | 131.2335 | 127.8997 | 124.1354 | 123.2188 | 131.0406 | 151.1384 | 176.1383 | 196.1223 | 206.8481 | 212.8038 | 220.4725 | 222.3435 | 220.6224 | 222.8558 | 217.6395 | 205.9313 | 192.9526 | 179.8934 | 171.5735 | 167.3981 | 165.419 | 158.0134 | 148.6501 | 142.1057 | -0.76547 | -1.5008 | -0.93257 | -0.26705 | -0.16667 | -2.2371 | -0.932 | -0.83926 | -0.71636 | -0.29316 | -0.15048 | 0.11127 | 0.15808 | 1.472 | 9.4388 | 9.1561 | 7.1055 | 5.8734 | 0.11619 | -2.1411 | -2.6946 | -2.7091 | -2.3524 | -2.424 | 62.55 | 61.9487 | 61.5008 | 60.9273 | 60.3671 | 59.9823 | 59.8042 | 60.22 | 61.7606 | 64.6265 | 68.1024 | 71.538 | 74.786 | 77.1969 | 78.1176 | 78.4637 | 78.5005 | 77.4785 | 75.5228 | 72.9049 | 69.3839 | 66.6297 | 64.8247 | 63.5998 | 3.0293 | 2.6948 | 2.9543 | 3.4972 | 4.5291 | 3.5886 | 3.4339 | 3.6597 | 3.9779 | 3.8389 | 3.7845 | 4.2476 | 4.4306 | 4.8611 | 5.3375 | 5.2271 | 5.0615 | 4.2753 | 3.5439 | 3.5571 | 3.2521 | 3.2301 | 3.3951 | 3.3273
Program Specific1-in-2Size: Over 200kWOther2021June Monthly Peak | Program Specific | 1-in-2 | Size: Over 200kW | Other | 2021 | June Monthly Peak | 6 | 138.186 | 134.4351 | 130.7541 | 129.7039 | 137.4538 | 156.8164 | 181.0317 | 200.4836 | 211.2634 | 217.0681 | 225.482 | 226.8485 | 222.2109 | 223.6056 | 217.8522 | 208.5956 | 197.1551 | 184.8398 | 178.3474 | 172.8805 | 171.9535 | 164.7249 | 154.2252 | 147.7713 | -0.78807 | -1.3384 | -0.8467 | -0.35612 | -0.30389 | -1.9393 | -0.92046 | -1.0624 | -0.83596 | -0.47166 | -0.57206 | -0.18048 | -0.040501 | 1.6345 | 9.4419 | 9.4539 | 7.6781 | 6.4512 | 0.84284 | -1.5302 | -2.1471 | -2.3506 | -2.2611 | -2.4023 | 66.8906 | 65.9403 | 65.0865 | 64.1017 | 63.3672 | 62.7082 | 62.1105 | 62.6938 | 65.3315 | 69.5271 | 74.1888 | 78.2907 | 80.8066 | 82.3633 | 83.7187 | 84.1163 | 84.3574 | 83.6378 | 82.4916 | 79.982 | 76.5352 | 72.4936 | 70.2374 | 68.6972 | 3.0614 | 2.7184 | 2.9865 | 3.5331 | 4.5595 | 3.5735 | 3.3872 | 3.5904 | 3.8992 | 3.7581 | 3.7146 | 4.1591 | 4.2828 | 4.6811 | 5.1277 | 5.0815 | 4.9635 | 4.216 | 3.5355 | 3.5257 | 3.2445 | 3.2317 | 3.3806 | 3.3207
Program Specific1-in-2Size: Over 200kWOther2021July Monthly Peak | Program Specific | 1-in-2 | Size: Over 200kW | Other | 2021 | July Monthly Peak | 7 | 142.2526 | 138.9026 | 136.0806 | 134.8613 | 143.3904 | 164.0821 | 189.6591 | 209.1183 | 220.411 | 228.0439 | 236.6963 | 237.4035 | 232.2712 | 234.3865 | 228.3806 | 218.7598 | 206.9005 | 194.3088 | 185.5963 | 180.6898 | 179.9276 | 172.0863 | 160.636 | 153.1539 | -0.77034 | -0.83591 | -0.5687 | -0.54301 | -0.61517 | -1.1444 | -0.8775 | -1.5805 | -1.1131 | -0.89713 | -1.5726 | -0.87022 | -0.50463 | 2.079 | 9.884 | 10.3311 | 9.0285 | 7.7508 | 2.5411 | -0.023178 | -0.73132 | -1.3599 | -1.9412 | -2.2182 | 73.6321 | 72.5827 | 71.8068 | 71.1473 | 70.4736 | 69.8005 | 69.2961 | 69.8548 | 72.5282 | 76.1458 | 79.6338 | 82.9765 | 85.5758 | 87.2898 | 88.6299 | 89.1864 | 88.4706 | 87.4825 | 87.0017 | 85.8288 | 83.2554 | 79.5801 | 77.142 | 75.2852 | 3.0728 | 2.7387 | 3.0306 | 3.5819 | 4.6377 | 3.6458 | 3.4601 | 3.6516 | 3.9665 | 3.8496 | 3.8021 | 4.2441 | 4.365 | 4.7844 | 5.2413 | 5.1962 | 5.0789 | 4.3214 | 3.5874 | 3.593 | 3.3102 | 3.2919 | 3.4333 | 3.3557
Program Specific1-in-2Size: Over 200kWOther2021August Monthly Peak | Program Specific | 1-in-2 | Size: Over 200kW | Other | 2021 | August Monthly Peak | 8 | 144.9211 | 141.2492 | 137.434 | 137.0392 | 145.9124 | 167.5635 | 195.742 | 216.7385 | 229.761 | 237.7901 | 247.0829 | 249.0552 | 244.7704 | 247.4359 | 240.7907 | 228.5102 | 213.2056 | 198.0687 | 189.0813 | 184.5644 | 181.9966 | 173.7116 | 162.788 | 155.6648 | -0.78613 | -0.86793 | -0.58451 | -0.54614 | -0.61623 | -1.1977 | -0.90852 | -1.6223 | -1.1523 | -0.922 | -1.6089 | -0.88993 | -0.51611 | 2.1823 | 10.4215 | 10.7776 | 9.2715 | 7.869 | 2.5342 | -0.075468 | -0.78904 | -1.4084 | -1.9807 | -2.2635 | 73.1621 | 71.9081 | 70.7653 | 69.9153 | 69.1652 | 68.4593 | 68.0634 | 67.763 | 69.828 | 74.493 | 79.6665 | 84.2345 | 87.5084 | 89.2963 | 90.4843 | 90.6638 | 90.3266 | 89.5997 | 87.8903 | 84.9524 | 80.6633 | 77.5537 | 75.8059 | 74.5603 | 3.1281 | 2.7829 | 3.0585 | 3.637 | 4.7157 | 3.7204 | 3.5684 | 3.7819 | 4.1317 | 4.0112 | 3.966 | 4.449 | 4.5965 | 5.0469 | 5.522 | 5.4237 | 5.2298 | 4.4017 | 3.6521 | 3.6673 | 3.3458 | 3.3205 | 3.4767 | 3.4082
Program Specific1-in-2Size: Over 200kWOther2021September Monthly Peak | Program Specific | 1-in-2 | Size: Over 200kW | Other | 2021 | September Monthly Peak | 9 | 142.9753 | 140.2145 | 136.561 | 136.3449 | 146.0756 | 167.5624 | 197.8653 | 219.6655 | 236.8757 | 247.1016 | 256.7058 | 258.5371 | 252.9649 | 255.8455 | 248.9945 | 234.5145 | 216.9996 | 200.4928 | 191.2205 | 188.1204 | 182.0437 | 173.991 | 161.2745 | 153.9986 | -0.77732 | -0.88502 | -0.59411 | -0.53595 | -0.60402 | -1.2361 | -0.92222 | -1.6232 | -1.177 | -0.93962 | -1.6268 | -0.89231 | -0.51202 | 2.2396 | 10.7773 | 11.0418 | 9.3932 | 7.9228 | 2.4901 | -0.14659 | -0.85434 | -1.4577 | -1.9799 | -2.2508 | 72.1624 | 71.0393 | 70.2145 | 69.3566 | 68.5402 | 67.85 | 67.431 | 67.3115 | 69.5253 | 74.0188 | 79.0671 | 83.6644 | 87.7475 | 90.0817 | 91.2261 | 91.3092 | 90.7663 | 89.5549 | 88.1043 | 85.2324 | 81.6079 | 78.9723 | 77.1242 | 75.8024 | 3.0835 | 2.7602 | 3.0365 | 3.6156 | 4.7171 | 3.7172 | 3.6041 | 3.8297 | 4.2561 | 4.1648 | 4.117 | 4.6146 | 4.7464 | 5.2141 | 5.7054 | 5.5616 | 5.3184 | 4.4518 | 3.6903 | 3.7348 | 3.3439 | 3.3231 | 3.4415 | 3.3689
Program Specific1-in-2Size: Over 200kWOther2021October Monthly Peak | Program Specific | 1-in-2 | Size: Over 200kW | Other | 2021 | October Monthly Peak | 10 | 138.6242 | 134.8474 | 130.8783 | 129.8354 | 137.8871 | 158.5896 | 188.2892 | 205.8322 | 218.1175 | 226.5827 | 235.7641 | 239.8082 | 238.3039 | 241.1275 | 235.509 | 222.632 | 206.2636 | 192.0774 | 186.5827 | 180.2727 | 173.8696 | 165.7382 | 154.5622 | 147.4097 | -0.79909 | -1.4561 | -0.91175 | -0.32093 | -0.24356 | -2.144 | -0.97579 | -0.99137 | -0.8121 | -0.40703 | -0.39117 | -0.04366 | 0.057958 | 1.6821 | 10.2103 | 9.9994 | 7.8259 | 6.499 | 0.52416 | -1.9318 | -2.4841 | -2.5906 | -2.3512 | -2.4523 | 64.9887 | 64.1684 | 63.4201 | 62.6263 | 61.9418 | 61.3871 | 60.7531 | 60.5797 | 61.3742 | 64.8646 | 69.9555 | 75.8211 | 80.9566 | 84.1645 | 85.1492 | 85.7426 | 85.595 | 84.535 | 81.6372 | 76.9734 | 73.5443 | 71.1092 | 69.2238 | 67.7596 | 3.1253 | 2.7749 | 3.0421 | 3.5991 | 4.6546 | 3.6777 | 3.5852 | 3.7513 | 4.0968 | 3.9921 | 3.9526 | 4.4744 | 4.6741 | 5.137 | 5.6411 | 5.5192 | 5.2846 | 4.4584 | 3.7641 | 3.7413 | 3.3386 | 3.309 | 3.4478 | 3.371
Program Specific1-in-2Size: Over 200kWOther2021November Monthly Peak | Program Specific | 1-in-2 | Size: Over 200kW | Other | 2021 | November Monthly Peak | 11 | 129.9964 | 126.7353 | 122.6425 | 121.4867 | 129.5708 | 150.3926 | 176.274 | 192.3843 | 201.7476 | 205.7411 | 211.8123 | 213.5996 | 211.3876 | 213.4311 | 207.0698 | 196.0661 | 185.7856 | 179.6857 | 172.668 | 165.4295 | 159.4119 | 152.3265 | 143.3947 | 137.6706 | -0.75825 | -1.4872 | -0.92135 | -0.26329 | -0.1648 | -2.2261 | -0.93272 | -0.82326 | -0.6987 | -0.28343 | -0.14456 | 0.1069 | 0.15147 | 1.4097 | 8.9804 | 8.7175 | 6.8416 | 5.8667 | 0.11693 | -2.1159 | -2.5968 | -2.6116 | -2.2692 | -2.3484 | 58.8977 | 57.9107 | 57.1495 | 56.297 | 55.3236 | 54.6052 | 54.4364 | 54.4096 | 56.52 | 60.2691 | 64.79 | 69.1968 | 71.9149 | 73.3579 | 74.3856 | 74.2467 | 72.5194 | 69.4837 | 66.415 | 64.5166 | 63.1558 | 62.1033 | 61.2029 | 60.3717 | 3.0007 | 2.6702 | 2.9187 | 3.448 | 4.4783 | 3.5709 | 3.4366 | 3.5899 | 3.8798 | 3.7114 | 3.6358 | 4.0805 | 4.2451 | 4.6555 | 5.0783 | 4.9766 | 4.8735 | 4.2703 | 3.5665 | 3.5152 | 3.134 | 3.1138 | 3.2751 | 3.2235
Program Specific1-in-2Size: Over 200kWOther2021December Monthly Peak | Program Specific | 1-in-2 | Size: Over 200kW | Other | 2021 | December Monthly Peak | 12 | 125.212 | 121.5725 | 117.5969 | 116.8892 | 124.8107 | 145.2074 | 172.3374 | 187.2704 | 194.9663 | 196.8839 | 199.5219 | 198.3729 | 194.4185 | 195.4149 | 189.0843 | 180.1706 | 173.3744 | 168.8782 | 163.7864 | 157.6915 | 152.7434 | 146.9549 | 137.9969 | 131.6271 | -0.73035 | -1.4266 | -0.88345 | -0.25333 | -0.15874 | -2.1493 | -0.91189 | -0.80138 | -0.67521 | -0.27122 | -0.13618 | 0.099275 | 0.13931 | 1.2907 | 8.2004 | 8.0107 | 6.3845 | 5.5138 | 0.11092 | -2.0169 | -2.4882 | -2.5195 | -2.1838 | -2.2453 | 50.8002 | 49.8414 | 49.3535 | 48.8721 | 48.2277 | 47.7467 | 47.4901 | 47.4122 | 47.9392 | 51.0503 | 54.7303 | 57.9394 | 59.7893 | 60.8398 | 61.6769 | 61.9902 | 61.3019 | 58.924 | 56.1212 | 54.1184 | 52.5793 | 50.7976 | 49.1559 | 47.8482 | 2.8903 | 2.5615 | 2.7987 | 3.3176 | 4.3137 | 3.4478 | 3.3598 | 3.4945 | 3.7494 | 3.5517 | 3.4249 | 3.7896 | 3.9043 | 4.2625 | 4.6372 | 4.5732 | 4.5479 | 4.0135 | 3.3831 | 3.3508 | 3.0029 | 3.004 | 3.1518 | 3.0819
Program Specific1-in-2Size: Over 200kWOther2021Typical Event Day | Program Specific | 1-in-2 | Size: Over 200kW | Other | 2021 | Typical Event Day | 8 | 144.1036 | 140.4545 | 136.4923 | 136.0601 | 144.8443 | 166.3459 | 194.3452 | 214.7166 | 226.8704 | 234.0825 | 242.9089 | 244.7873 | 240.5691 | 243.2975 | 236.9055 | 224.938 | 209.975 | 195.3376 | 186.8521 | 182.5006 | 180.1125 | 171.9697 | 161.2666 | 154.2443 | -0.79183 | -0.9983 | -0.65715 | -0.49962 | -0.53807 | -1.4084 | -0.9238 | -1.4886 | -1.0771 | -0.80681 | -1.3378 | -0.70289 | -0.39017 | 2.053 | 10.257 | 10.5044 | 8.89 | 7.5222 | 2.0947 | -0.4639 | -1.1518 | -1.662 | -2.0638 | -2.3097 | 71.4618 | 70.3676 | 69.4683 | 68.6303 | 67.8866 | 67.2045 | 66.7253 | 66.9058 | 69.3032 | 73.5462 | 78.139 | 82.2915 | 85.4096 | 87.2578 | 88.5147 | 88.8189 | 88.4802 | 87.5687 | 86.372 | 83.9989 | 80.5155 | 77.1499 | 75.0774 | 73.5863 | 3.1034 | 2.7609 | 3.0306 | 3.6028 | 4.6706 | 3.685 | 3.5349 | 3.7381 | 4.0705 | 3.9397 | 3.8901 | 4.3629 | 4.5073 | 4.9513 | 5.4206 | 5.3268 | 5.1389 | 4.3311 | 3.6008 | 3.6181 | 3.3036 | 3.2798 | 3.4364 | 3.3694
Program Specific1-in-2Size: Over 200kWOther2022January Monthly Peak | Program Specific | 1-in-2 | Size: Over 200kW | Other | 2022 | January Monthly Peak | 1 | 124.0734 | 120.6398 | 117.0343 | 117.59 | 126.3212 | 147.8506 | 177.1526 | 193.8516 | 202.1664 | 201.922 | 203.1913 | 199.9733 | 193.2761 | 193.5268 | 186.0232 | 177.2364 | 169.4474 | 166.9146 | 163.6255 | 157.1174 | 151.7456 | 146.0728 | 137.4493 | 131.5574 | -0.7237 | -1.4156 | -0.87922 | -0.25485 | -0.16066 | -2.1884 | -0.93737 | -0.82954 | -0.70015 | -0.27816 | -0.13868 | 0.10008 | 0.13849 | 1.2782 | 8.0677 | 7.8802 | 6.2399 | 5.4497 | 0.11081 | -2.0096 | -2.4719 | -2.5044 | -2.1751 | -2.2441 | 45.8686 | 45.1842 | 44.5621 | 43.9061 | 43.5822 | 43.4785 | 43.4502 | 43.3152 | 43.7669 | 45.8391 | 49.021 | 51.8253 | 53.7104 | 55.0308 | 55.9881 | 56.5994 | 56.5047 | 55.0906 | 53.0415 | 51.5858 | 50.4173 | 49.4321 | 48.5793 | 47.6906 | 2.864 | 2.5418 | 2.7853 | 3.3375 | 4.3659 | 3.5105 | 3.4537 | 3.6173 | 3.8878 | 3.6426 | 3.4878 | 3.8202 | 3.8814 | 4.2214 | 4.5622 | 4.4987 | 4.4449 | 3.9668 | 3.3798 | 3.3386 | 2.9833 | 2.986 | 3.1393 | 3.0803
Program Specific1-in-2Size: Over 200kWOther2022February Monthly Peak | Program Specific | 1-in-2 | Size: Over 200kW | Other | 2022 | February Monthly Peak | 2 | 125.7865 | 122.3768 | 118.9528 | 119.2013 | 127.0029 | 147.8761 | 176.562 | 192.2982 | 201.4088 | 202.5482 | 205.765 | 204.778 | 199.8982 | 201.8668 | 195.6864 | 185.1194 | 175.479 | 170.5752 | 168.3405 | 161.4828 | 155.7794 | 149.6467 | 140.0471 | 133.6071 | -0.7337 | -1.436 | -0.89363 | -0.25834 | -0.16153 | -2.1888 | -0.93424 | -0.82289 | -0.69752 | -0.27903 | -0.14044 | 0.10248 | 0.14323 | 1.3333 | 8.4868 | 8.2307 | 6.462 | 5.5692 | 0.114 | -2.0654 | -2.5376 | -2.5657 | -2.2162 | -2.2791 | 49.7853 | 49.3769 | 49.0432 | 48.5931 | 48.1953 | 47.9584 | 47.7543 | 47.6044 | 48.1918 | 49.987 | 51.9781 | 53.8596 | 54.5441 | 54.7008 | 54.6987 | 54.1846 | 53.985 | 53.228 | 51.9458 | 50.9219 | 49.9767 | 49.2128 | 47.8158 | 46.7925 | 2.9036 | 2.5784 | 2.8309 | 3.3832 | 4.3895 | 3.5111 | 3.4422 | 3.5883 | 3.8733 | 3.6539 | 3.532 | 3.912 | 4.0144 | 4.4033 | 4.7991 | 4.6988 | 4.6032 | 4.0538 | 3.4772 | 3.4314 | 3.0626 | 3.0591 | 3.1986 | 3.1283
Program Specific1-in-2Size: Over 200kWOther2022March Monthly Peak | Program Specific | 1-in-2 | Size: Over 200kW | Other | 2022 | March Monthly Peak | 3 | 128.2247 | 124.6137 | 121.526 | 120.5369 | 127.6093 | 147.6597 | 176.9338 | 193.3139 | 201.2112 | 202.1742 | 206.132 | 205.438 | 201.1507 | 202.3982 | 196.2326 | 186.9949 | 177.3025 | 170.1906 | 168.8693 | 166.3995 | 160.9107 | 154.0731 | 144.1034 | 137.2595 | -0.74792 | -1.4623 | -0.91296 | -0.26124 | -0.1623 | -2.1856 | -0.93621 | -0.82724 | -0.69684 | -0.27851 | -0.14069 | 0.10281 | 0.14413 | 1.3368 | 8.5104 | 8.3141 | 6.5292 | 5.5566 | 0.11436 | -2.1283 | -2.6212 | -2.6416 | -2.2804 | -2.3414 | 49.3813 | 48.5798 | 47.9659 | 47.5543 | 47.1252 | 46.6856 | 46.3784 | 46.3266 | 48.1563 | 50.4399 | 52.7961 | 54.8152 | 56.072 | 57.0331 | 57.3474 | 57.7015 | 57.4309 | 56.6564 | 55.2236 | 53.3073 | 52.0715 | 50.969 | 50.1532 | 49.3088 | 2.9598 | 2.6255 | 2.8922 | 3.4211 | 4.4105 | 3.506 | 3.4494 | 3.6073 | 3.8695 | 3.6471 | 3.5383 | 3.9246 | 4.0395 | 4.4149 | 4.8125 | 4.7464 | 4.651 | 4.0447 | 3.4881 | 3.5359 | 3.1635 | 3.1495 | 3.2913 | 3.2138
Program Specific1-in-2Size: Over 200kWOther2022April Monthly Peak | Program Specific | 1-in-2 | Size: Over 200kW | Other | 2022 | April Monthly Peak | 4 | 131.6518 | 127.9963 | 123.8189 | 122.8337 | 130.1421 | 149.943 | 175.7227 | 192.7707 | 202.4721 | 206.955 | 214.6023 | 216.6513 | 215.9991 | 218.8607 | 213.963 | 203.1711 | 190.6614 | 178.8922 | 171.4497 | 169.4744 | 166.1001 | 158.2593 | 148.3072 | 141.6522 | -0.76791 | -1.502 | -0.93019 | -0.26621 | -0.16552 | -2.2194 | -0.9298 | -0.82492 | -0.70121 | -0.2851 | -0.14647 | 0.10842 | 0.15477 | 1.4456 | 9.2794 | 9.0334 | 7.0211 | 5.8408 | 0.11611 | -2.1676 | -2.7057 | -2.7133 | -2.3469 | -2.4163 | 62.1151 | 61.1553 | 59.9443 | 58.9726 | 58.2531 | 57.6823 | 57.151 | 57.2655 | 59.4669 | 63.2975 | 67.4627 | 71.4003 | 74.7486 | 77.13 | 78.3388 | 78.8057 | 78.6636 | 78.5047 | 77.0667 | 74.4616 | 70.8405 | 68.1772 | 65.9997 | 64.0511 | 3.0389 | 2.6968 | 2.9467 | 3.4863 | 4.498 | 3.5602 | 3.4258 | 3.5971 | 3.8937 | 3.7333 | 3.6837 | 4.1388 | 4.3377 | 4.774 | 5.2474 | 5.157 | 5.0014 | 4.2515 | 3.5414 | 3.6012 | 3.2655 | 3.2351 | 3.3873 | 3.3167
Program Specific1-in-2Size: Over 200kWOther2022May Monthly Peak | Program Specific | 1-in-2 | Size: Over 200kW | Other | 2022 | May Monthly Peak | 5 | 131.2335 | 127.8997 | 124.1354 | 123.2188 | 131.0406 | 151.1384 | 176.1383 | 196.1223 | 206.8481 | 212.8039 | 220.4725 | 222.3435 | 220.6225 | 222.8558 | 217.6395 | 205.9312 | 192.9526 | 179.8934 | 171.5735 | 167.3981 | 165.419 | 158.0134 | 148.6501 | 142.1057 | -0.76547 | -1.5008 | -0.93257 | -0.26705 | -0.16667 | -2.2371 | -0.932 | -0.83926 | -0.71636 | -0.29316 | -0.15048 | 0.11127 | 0.15808 | 1.472 | 9.4388 | 9.1561 | 7.1055 | 5.8734 | 0.11619 | -2.1411 | -2.6946 | -2.7091 | -2.3524 | -2.424 | 62.55 | 61.9487 | 61.5008 | 60.9273 | 60.3671 | 59.9823 | 59.8042 | 60.22 | 61.7606 | 64.6265 | 68.1024 | 71.538 | 74.786 | 77.1969 | 78.1176 | 78.4637 | 78.5005 | 77.4785 | 75.5228 | 72.9049 | 69.3839 | 66.6297 | 64.8247 | 63.5998 | 3.0293 | 2.6948 | 2.9543 | 3.4972 | 4.5291 | 3.5886 | 3.4339 | 3.6597 | 3.9779 | 3.8389 | 3.7845 | 4.2476 | 4.4306 | 4.8611 | 5.3375 | 5.2271 | 5.0615 | 4.2753 | 3.5439 | 3.5571 | 3.2521 | 3.2301 | 3.3951 | 3.3273
Program Specific1-in-2Size: Over 200kWOther2022June Monthly Peak | Program Specific | 1-in-2 | Size: Over 200kW | Other | 2022 | June Monthly Peak | 6 | 138.186 | 134.4351 | 130.7541 | 129.7039 | 137.4538 | 156.8164 | 181.0317 | 200.4836 | 211.2634 | 217.068 | 225.4819 | 226.8484 | 222.2109 | 223.6056 | 217.8522 | 208.5956 | 197.1551 | 184.8398 | 178.3474 | 172.8805 | 171.9534 | 164.7249 | 154.2252 | 147.7713 | -0.78807 | -1.3384 | -0.8467 | -0.35612 | -0.30389 | -1.9393 | -0.92046 | -1.0624 | -0.83596 | -0.47166 | -0.57206 | -0.18048 | -0.040501 | 1.6345 | 9.4419 | 9.4539 | 7.6781 | 6.4512 | 0.84284 | -1.5302 | -2.1471 | -2.3506 | -2.2611 | -2.4023 | 66.8906 | 65.9403 | 65.0865 | 64.1017 | 63.3672 | 62.7082 | 62.1105 | 62.6938 | 65.3315 | 69.5271 | 74.1888 | 78.2907 | 80.8066 | 82.3633 | 83.7187 | 84.1163 | 84.3574 | 83.6378 | 82.4916 | 79.982 | 76.5352 | 72.4936 | 70.2374 | 68.6972 | 3.0614 | 2.7184 | 2.9865 | 3.5331 | 4.5595 | 3.5735 | 3.3872 | 3.5904 | 3.8992 | 3.7581 | 3.7146 | 4.1591 | 4.2828 | 4.6811 | 5.1277 | 5.0815 | 4.9635 | 4.216 | 3.5355 | 3.5257 | 3.2445 | 3.2317 | 3.3806 | 3.3207
Program Specific1-in-2Size: Over 200kWOther2022July Monthly Peak | Program Specific | 1-in-2 | Size: Over 200kW | Other | 2022 | July Monthly Peak | 7 | 142.2526 | 138.9026 | 136.0806 | 134.8613 | 143.3904 | 164.0821 | 189.6591 | 209.1183 | 220.411 | 228.0439 | 236.6963 | 237.4036 | 232.2712 | 234.3865 | 228.3806 | 218.7598 | 206.9005 | 194.3088 | 185.5963 | 180.6898 | 179.9276 | 172.0863 | 160.636 | 153.1539 | -0.77034 | -0.83591 | -0.5687 | -0.54301 | -0.61517 | -1.1444 | -0.8775 | -1.5805 | -1.1131 | -0.89713 | -1.5726 | -0.87022 | -0.50463 | 2.079 | 9.884 | 10.3311 | 9.0285 | 7.7508 | 2.5411 | -0.023178 | -0.73132 | -1.3599 | -1.9412 | -2.2182 | 73.6321 | 72.5827 | 71.8068 | 71.1473 | 70.4736 | 69.8005 | 69.2961 | 69.8548 | 72.5282 | 76.1458 | 79.6338 | 82.9765 | 85.5758 | 87.2898 | 88.6299 | 89.1864 | 88.4706 | 87.4825 | 87.0017 | 85.8288 | 83.2554 | 79.5801 | 77.1421 | 75.2852 | 3.0728 | 2.7387 | 3.0306 | 3.5819 | 4.6377 | 3.6458 | 3.4601 | 3.6516 | 3.9665 | 3.8496 | 3.8021 | 4.2441 | 4.365 | 4.7844 | 5.2413 | 5.1962 | 5.0789 | 4.3214 | 3.5874 | 3.593 | 3.3102 | 3.2919 | 3.4333 | 3.3557
Program Specific1-in-2Size: Over 200kWOther2022August Monthly Peak | Program Specific | 1-in-2 | Size: Over 200kW | Other | 2022 | August Monthly Peak | 8 | 144.9211 | 141.2492 | 137.434 | 137.0392 | 145.9124 | 167.5635 | 195.742 | 216.7386 | 229.761 | 237.79 | 247.0829 | 249.0552 | 244.7704 | 247.4359 | 240.7907 | 228.5102 | 213.2056 | 198.0687 | 189.0813 | 184.5645 | 181.9966 | 173.7116 | 162.788 | 155.6648 | -0.78613 | -0.86793 | -0.58451 | -0.54614 | -0.61623 | -1.1977 | -0.90852 | -1.6223 | -1.1523 | -0.922 | -1.6089 | -0.88993 | -0.51611 | 2.1823 | 10.4215 | 10.7776 | 9.2715 | 7.869 | 2.5342 | -0.075468 | -0.78904 | -1.4084 | -1.9807 | -2.2635 | 73.1621 | 71.9081 | 70.7653 | 69.9153 | 69.1652 | 68.4593 | 68.0634 | 67.763 | 69.828 | 74.493 | 79.6665 | 84.2345 | 87.5084 | 89.2963 | 90.4842 | 90.6638 | 90.3266 | 89.5997 | 87.8903 | 84.9524 | 80.6633 | 77.5537 | 75.8059 | 74.5603 | 3.1281 | 2.7829 | 3.0585 | 3.637 | 4.7157 | 3.7204 | 3.5684 | 3.7819 | 4.1317 | 4.0112 | 3.966 | 4.449 | 4.5965 | 5.0469 | 5.522 | 5.4237 | 5.2298 | 4.4017 | 3.6521 | 3.6673 | 3.3458 | 3.3205 | 3.4767 | 3.4082
Program Specific1-in-2Size: Over 200kWOther2022September Monthly Peak | Program Specific | 1-in-2 | Size: Over 200kW | Other | 2022 | September Monthly Peak | 9 | 142.9753 | 140.2145 | 136.561 | 136.3449 | 146.0756 | 167.5624 | 197.8653 | 219.6655 | 236.8757 | 247.1016 | 256.7058 | 258.5371 | 252.9649 | 255.8455 | 248.9945 | 234.5145 | 216.9996 | 200.4928 | 191.2205 | 188.1204 | 182.0437 | 173.991 | 161.2745 | 153.9985 | -0.77732 | -0.88502 | -0.59411 | -0.53595 | -0.60402 | -1.2361 | -0.92222 | -1.6232 | -1.177 | -0.93962 | -1.6268 | -0.89231 | -0.51202 | 2.2396 | 10.7773 | 11.0418 | 9.3932 | 7.9228 | 2.4901 | -0.14659 | -0.85434 | -1.4577 | -1.9799 | -2.2508 | 72.1624 | 71.0393 | 70.2145 | 69.3566 | 68.5402 | 67.85 | 67.431 | 67.3115 | 69.5253 | 74.0188 | 79.0671 | 83.6644 | 87.7475 | 90.0817 | 91.2261 | 91.3092 | 90.7663 | 89.5549 | 88.1043 | 85.2324 | 81.6079 | 78.9723 | 77.1242 | 75.8024 | 3.0835 | 2.7602 | 3.0365 | 3.6156 | 4.7171 | 3.7172 | 3.6041 | 3.8297 | 4.2561 | 4.1648 | 4.117 | 4.6146 | 4.7464 | 5.2141 | 5.7054 | 5.5616 | 5.3184 | 4.4518 | 3.6903 | 3.7348 | 3.3439 | 3.3231 | 3.4415 | 3.3689
Program Specific1-in-2Size: Over 200kWOther2022October Monthly Peak | Program Specific | 1-in-2 | Size: Over 200kW | Other | 2022 | October Monthly Peak | 10 | 138.6242 | 134.8474 | 130.8783 | 129.8354 | 137.8871 | 158.5896 | 188.2892 | 205.8322 | 218.1175 | 226.5826 | 235.7641 | 239.8082 | 238.3039 | 241.1275 | 235.509 | 222.632 | 206.2636 | 192.0774 | 186.5827 | 180.2727 | 173.8696 | 165.7382 | 154.5622 | 147.4097 | -0.79909 | -1.4561 | -0.91175 | -0.32093 | -0.24356 | -2.144 | -0.97579 | -0.99137 | -0.8121 | -0.40703 | -0.39117 | -0.04366 | 0.057958 | 1.6821 | 10.2103 | 9.9994 | 7.8259 | 6.499 | 0.52416 | -1.9318 | -2.4841 | -2.5906 | -2.3512 | -2.4523 | 64.9887 | 64.1684 | 63.4201 | 62.6263 | 61.9418 | 61.3871 | 60.7531 | 60.5797 | 61.3742 | 64.8646 | 69.9555 | 75.8211 | 80.9566 | 84.1645 | 85.1492 | 85.7426 | 85.5949 | 84.535 | 81.6372 | 76.9734 | 73.5443 | 71.1092 | 69.2238 | 67.7596 | 3.1253 | 2.7749 | 3.0421 | 3.5991 | 4.6546 | 3.6777 | 3.5852 | 3.7513 | 4.0968 | 3.9921 | 3.9526 | 4.4744 | 4.6741 | 5.137 | 5.6411 | 5.5192 | 5.2846 | 4.4584 | 3.7641 | 3.7413 | 3.3386 | 3.309 | 3.4478 | 3.371
Program Specific1-in-2Size: Over 200kWOther2022November Monthly Peak | Program Specific | 1-in-2 | Size: Over 200kW | Other | 2022 | November Monthly Peak | 11 | 129.9964 | 126.7353 | 122.6425 | 121.4867 | 129.5708 | 150.3926 | 176.274 | 192.3842 | 201.7476 | 205.7411 | 211.8123 | 213.5996 | 211.3876 | 213.4311 | 207.0698 | 196.0661 | 185.7856 | 179.6857 | 172.668 | 165.4295 | 159.4119 | 152.3265 | 143.3947 | 137.6706 | -0.75825 | -1.4872 | -0.92135 | -0.26329 | -0.1648 | -2.2261 | -0.93272 | -0.82326 | -0.6987 | -0.28343 | -0.14456 | 0.1069 | 0.15147 | 1.4097 | 8.9804 | 8.7175 | 6.8416 | 5.8667 | 0.11693 | -2.1159 | -2.5968 | -2.6116 | -2.2692 | -2.3484 | 58.8977 | 57.9107 | 57.1495 | 56.297 | 55.3236 | 54.6052 | 54.4364 | 54.4096 | 56.52 | 60.2691 | 64.79 | 69.1968 | 71.9149 | 73.3579 | 74.3856 | 74.2467 | 72.5194 | 69.4837 | 66.415 | 64.5166 | 63.1558 | 62.1033 | 61.2029 | 60.3717 | 3.0007 | 2.6702 | 2.9187 | 3.448 | 4.4783 | 3.5709 | 3.4366 | 3.5899 | 3.8798 | 3.7114 | 3.6358 | 4.0805 | 4.2451 | 4.6555 | 5.0783 | 4.9766 | 4.8735 | 4.2703 | 3.5665 | 3.5152 | 3.134 | 3.1138 | 3.2751 | 3.2235
Program Specific1-in-2Size: Over 200kWOther2022December Monthly Peak | Program Specific | 1-in-2 | Size: Over 200kW | Other | 2022 | December Monthly Peak | 12 | 125.212 | 121.5725 | 117.5969 | 116.8892 | 124.8107 | 145.2074 | 172.3375 | 187.2704 | 194.9663 | 196.8839 | 199.5219 | 198.3729 | 194.4185 | 195.4149 | 189.0843 | 180.1706 | 173.3744 | 168.8782 | 163.7864 | 157.6915 | 152.7434 | 146.9549 | 137.9969 | 131.6271 | -0.73034 | -1.4266 | -0.88345 | -0.25333 | -0.15874 | -2.1493 | -0.91189 | -0.80138 | -0.67521 | -0.27122 | -0.13618 | 0.099275 | 0.13931 | 1.2907 | 8.2004 | 8.0107 | 6.3845 | 5.5138 | 0.11092 | -2.0169 | -2.4882 | -2.5195 | -2.1838 | -2.2453 | 50.8001 | 49.8414 | 49.3535 | 48.8721 | 48.2277 | 47.7467 | 47.4901 | 47.4122 | 47.9392 | 51.0503 | 54.7303 | 57.9394 | 59.7893 | 60.8398 | 61.6769 | 61.9902 | 61.3019 | 58.924 | 56.1212 | 54.1184 | 52.5793 | 50.7976 | 49.1559 | 47.8482 | 2.8903 | 2.5615 | 2.7987 | 3.3176 | 4.3137 | 3.4478 | 3.3598 | 3.4945 | 3.7494 | 3.5517 | 3.4249 | 3.7896 | 3.9043 | 4.2625 | 4.6372 | 4.5732 | 4.5479 | 4.0135 | 3.3831 | 3.3508 | 3.0029 | 3.004 | 3.1518 | 3.0819
Program Specific1-in-2Size: Over 200kWOther2022Typical Event Day | Program Specific | 1-in-2 | Size: Over 200kW | Other | 2022 | Typical Event Day | 8 | 144.1036 | 140.4545 | 136.4923 | 136.0601 | 144.8443 | 166.3459 | 194.3452 | 214.7166 | 226.8704 | 234.0825 | 242.9089 | 244.7873 | 240.5691 | 243.2975 | 236.9055 | 224.938 | 209.975 | 195.3376 | 186.8521 | 182.5006 | 180.1125 | 171.9697 | 161.2666 | 154.2443 | -0.79183 | -0.9983 | -0.65715 | -0.49962 | -0.53807 | -1.4084 | -0.9238 | -1.4886 | -1.0771 | -0.80681 | -1.3378 | -0.70289 | -0.39017 | 2.053 | 10.257 | 10.5044 | 8.89 | 7.5222 | 2.0947 | -0.4639 | -1.1518 | -1.662 | -2.0638 | -2.3097 | 71.4618 | 70.3676 | 69.4683 | 68.6303 | 67.8866 | 67.2045 | 66.7253 | 66.9058 | 69.3032 | 73.5462 | 78.139 | 82.2915 | 85.4096 | 87.2578 | 88.5147 | 88.8189 | 88.4802 | 87.5687 | 86.372 | 83.9989 | 80.5155 | 77.1499 | 75.0774 | 73.5863 | 3.1034 | 2.7609 | 3.0306 | 3.6028 | 4.6706 | 3.685 | 3.5349 | 3.7381 | 4.0705 | 3.9397 | 3.8901 | 4.3629 | 4.5073 | 4.9513 | 5.4206 | 5.3268 | 5.1389 | 4.3311 | 3.6008 | 3.6181 | 3.3036 | 3.2798 | 3.4364 | 3.3694
Program Specific1-in-2Size: Over 200kWOther2023January Monthly Peak | Program Specific | 1-in-2 | Size: Over 200kW | Other | 2023 | January Monthly Peak | 1 | 124.0734 | 120.6398 | 117.0343 | 117.59 | 126.3212 | 147.8506 | 177.1526 | 193.8515 | 202.1664 | 201.922 | 203.1913 | 199.9733 | 193.2761 | 193.5268 | 186.0232 | 177.2364 | 169.4474 | 166.9146 | 163.6255 | 157.1174 | 151.7456 | 146.0728 | 137.4493 | 131.5574 | -0.7237 | -1.4156 | -0.87922 | -0.25485 | -0.16066 | -2.1884 | -0.93737 | -0.82954 | -0.70015 | -0.27816 | -0.13868 | 0.10008 | 0.13849 | 1.2782 | 8.0677 | 7.8802 | 6.2399 | 5.4497 | 0.11081 | -2.0096 | -2.4719 | -2.5044 | -2.1751 | -2.2441 | 45.8686 | 45.1842 | 44.5621 | 43.9061 | 43.5822 | 43.4785 | 43.4502 | 43.3152 | 43.7669 | 45.8391 | 49.021 | 51.8253 | 53.7104 | 55.0308 | 55.9881 | 56.5994 | 56.5047 | 55.0906 | 53.0415 | 51.5858 | 50.4173 | 49.4321 | 48.5793 | 47.6906 | 2.864 | 2.5418 | 2.7853 | 3.3375 | 4.3659 | 3.5105 | 3.4537 | 3.6173 | 3.8878 | 3.6426 | 3.4878 | 3.8202 | 3.8814 | 4.2214 | 4.5622 | 4.4987 | 4.4449 | 3.9668 | 3.3798 | 3.3386 | 2.9833 | 2.986 | 3.1393 | 3.0803
Program Specific1-in-2Size: Over 200kWOther2023February Monthly Peak | Program Specific | 1-in-2 | Size: Over 200kW | Other | 2023 | February Monthly Peak | 2 | 125.7865 | 122.3768 | 118.9528 | 119.2013 | 127.0029 | 147.8761 | 176.562 | 192.2982 | 201.4088 | 202.5482 | 205.765 | 204.778 | 199.8982 | 201.8668 | 195.6864 | 185.1194 | 175.479 | 170.5752 | 168.3405 | 161.4828 | 155.7794 | 149.6467 | 140.0471 | 133.6071 | -0.7337 | -1.436 | -0.89363 | -0.25834 | -0.16153 | -2.1888 | -0.93424 | -0.82289 | -0.69752 | -0.27903 | -0.14044 | 0.10248 | 0.14323 | 1.3333 | 8.4868 | 8.2307 | 6.462 | 5.5692 | 0.114 | -2.0654 | -2.5376 | -2.5657 | -2.2162 | -2.2791 | 49.7853 | 49.3769 | 49.0432 | 48.5931 | 48.1953 | 47.9584 | 47.7543 | 47.6044 | 48.1918 | 49.987 | 51.9781 | 53.8596 | 54.5441 | 54.7008 | 54.6987 | 54.1846 | 53.985 | 53.228 | 51.9458 | 50.9219 | 49.9767 | 49.2128 | 47.8158 | 46.7925 | 2.9036 | 2.5784 | 2.8309 | 3.3832 | 4.3895 | 3.5111 | 3.4422 | 3.5883 | 3.8733 | 3.6539 | 3.532 | 3.912 | 4.0144 | 4.4033 | 4.7991 | 4.6988 | 4.6032 | 4.0538 | 3.4772 | 3.4314 | 3.0626 | 3.0591 | 3.1986 | 3.1283
Program Specific1-in-2Size: Over 200kWOther2023March Monthly Peak | Program Specific | 1-in-2 | Size: Over 200kW | Other | 2023 | March Monthly Peak | 3 | 128.2247 | 124.6137 | 121.526 | 120.5369 | 127.6093 | 147.6597 | 176.9338 | 193.3139 | 201.2112 | 202.1742 | 206.132 | 205.438 | 201.1507 | 202.3982 | 196.2326 | 186.9948 | 177.3024 | 170.1906 | 168.8693 | 166.3995 | 160.9107 | 154.0731 | 144.1034 | 137.2595 | -0.74792 | -1.4623 | -0.91296 | -0.26124 | -0.1623 | -2.1856 | -0.93621 | -0.82724 | -0.69684 | -0.27851 | -0.14069 | 0.10281 | 0.14413 | 1.3368 | 8.5104 | 8.3141 | 6.5292 | 5.5566 | 0.11436 | -2.1283 | -2.6212 | -2.6416 | -2.2804 | -2.3414 | 49.3813 | 48.5798 | 47.9659 | 47.5543 | 47.1252 | 46.6856 | 46.3784 | 46.3266 | 48.1563 | 50.4399 | 52.7961 | 54.8152 | 56.072 | 57.0331 | 57.3474 | 57.7015 | 57.4309 | 56.6564 | 55.2236 | 53.3073 | 52.0715 | 50.969 | 50.1532 | 49.3088 | 2.9598 | 2.6255 | 2.8922 | 3.4211 | 4.4105 | 3.506 | 3.4494 | 3.6073 | 3.8695 | 3.6471 | 3.5383 | 3.9246 | 4.0395 | 4.4149 | 4.8125 | 4.7464 | 4.651 | 4.0447 | 3.4881 | 3.5359 | 3.1635 | 3.1495 | 3.2913 | 3.2138
Program Specific1-in-2Size: Over 200kWOther2023April Monthly Peak | Program Specific | 1-in-2 | Size: Over 200kW | Other | 2023 | April Monthly Peak | 4 | 131.6518 | 127.9963 | 123.8189 | 122.8337 | 130.1421 | 149.943 | 175.7226 | 192.7706 | 202.4721 | 206.955 | 214.6023 | 216.6513 | 215.9991 | 218.8607 | 213.963 | 203.1711 | 190.6614 | 178.8922 | 171.4497 | 169.4744 | 166.1 | 158.2593 | 148.3072 | 141.6522 | -0.76791 | -1.502 | -0.93019 | -0.26621 | -0.16552 | -2.2194 | -0.9298 | -0.82492 | -0.70121 | -0.2851 | -0.14647 | 0.10842 | 0.15477 | 1.4456 | 9.2794 | 9.0334 | 7.0211 | 5.8408 | 0.11611 | -2.1676 | -2.7057 | -2.7133 | -2.3469 | -2.4163 | 62.1151 | 61.1553 | 59.9443 | 58.9726 | 58.2531 | 57.6823 | 57.151 | 57.2655 | 59.4669 | 63.2975 | 67.4627 | 71.4003 | 74.7486 | 77.13 | 78.3388 | 78.8057 | 78.6636 | 78.5047 | 77.0667 | 74.4616 | 70.8405 | 68.1772 | 65.9997 | 64.0511 | 3.0389 | 2.6968 | 2.9467 | 3.4863 | 4.498 | 3.5602 | 3.4258 | 3.5971 | 3.8937 | 3.7333 | 3.6837 | 4.1388 | 4.3377 | 4.774 | 5.2474 | 5.157 | 5.0014 | 4.2515 | 3.5414 | 3.6012 | 3.2655 | 3.2351 | 3.3873 | 3.3167
Program Specific1-in-2Size: Over 200kWOther2023May Monthly Peak | Program Specific | 1-in-2 | Size: Over 200kW | Other | 2023 | May Monthly Peak | 5 | 131.2335 | 127.8997 | 124.1354 | 123.2188 | 131.0406 | 151.1384 | 176.1383 | 196.1223 | 206.8481 | 212.8038 | 220.4725 | 222.3435 | 220.6225 | 222.8558 | 217.6395 | 205.9312 | 192.9526 | 179.8934 | 171.5735 | 167.3981 | 165.419 | 158.0134 | 148.6501 | 142.1057 | -0.76547 | -1.5008 | -0.93257 | -0.26705 | -0.16667 | -2.2371 | -0.932 | -0.83926 | -0.71636 | -0.29316 | -0.15048 | 0.11127 | 0.15808 | 1.472 | 9.4388 | 9.1561 | 7.1055 | 5.8734 | 0.11619 | -2.1411 | -2.6946 | -2.7091 | -2.3524 | -2.424 | 62.55 | 61.9487 | 61.5008 | 60.9272 | 60.3671 | 59.9823 | 59.8042 | 60.22 | 61.7606 | 64.6265 | 68.1024 | 71.538 | 74.786 | 77.1969 | 78.1176 | 78.4637 | 78.5005 | 77.4785 | 75.5228 | 72.9049 | 69.3839 | 66.6297 | 64.8247 | 63.5998 | 3.0293 | 2.6948 | 2.9543 | 3.4972 | 4.5291 | 3.5886 | 3.4339 | 3.6597 | 3.9779 | 3.8389 | 3.7845 | 4.2476 | 4.4306 | 4.8611 | 5.3375 | 5.2271 | 5.0615 | 4.2753 | 3.5439 | 3.5571 | 3.2521 | 3.2301 | 3.3951 | 3.3273
Program Specific1-in-2Size: Over 200kWOther2023June Monthly Peak | Program Specific | 1-in-2 | Size: Over 200kW | Other | 2023 | June Monthly Peak | 6 | 138.186 | 134.4351 | 130.7541 | 129.7039 | 137.4538 | 156.8164 | 181.0317 | 200.4836 | 211.2634 | 217.0681 | 225.4819 | 226.8484 | 222.2109 | 223.6056 | 217.8522 | 208.5956 | 197.1551 | 184.8398 | 178.3474 | 172.8805 | 171.9534 | 164.7249 | 154.2252 | 147.7713 | -0.78807 | -1.3384 | -0.8467 | -0.35612 | -0.30389 | -1.9393 | -0.92046 | -1.0624 | -0.83596 | -0.47166 | -0.57206 | -0.18048 | -0.040501 | 1.6345 | 9.4419 | 9.4539 | 7.6781 | 6.4512 | 0.84284 | -1.5302 | -2.1471 | -2.3506 | -2.2611 | -2.4023 | 66.8906 | 65.9403 | 65.0865 | 64.1017 | 63.3672 | 62.7082 | 62.1105 | 62.6938 | 65.3315 | 69.5271 | 74.1888 | 78.2907 | 80.8066 | 82.3633 | 83.7187 | 84.1163 | 84.3574 | 83.6378 | 82.4916 | 79.982 | 76.5352 | 72.4936 | 70.2374 | 68.6972 | 3.0614 | 2.7184 | 2.9865 | 3.5331 | 4.5595 | 3.5735 | 3.3872 | 3.5904 | 3.8992 | 3.7581 | 3.7146 | 4.1591 | 4.2828 | 4.6811 | 5.1277 | 5.0815 | 4.9635 | 4.216 | 3.5355 | 3.5257 | 3.2445 | 3.2317 | 3.3806 | 3.3207
Program Specific1-in-2Size: Over 200kWOther2023July Monthly Peak | Program Specific | 1-in-2 | Size: Over 200kW | Other | 2023 | July Monthly Peak | 7 | 142.2526 | 138.9026 | 136.0806 | 134.8613 | 143.3904 | 164.0821 | 189.6591 | 209.1183 | 220.411 | 228.0439 | 236.6963 | 237.4035 | 232.2712 | 234.3865 | 228.3806 | 218.7598 | 206.9005 | 194.3088 | 185.5963 | 180.6898 | 179.9277 | 172.0863 | 160.636 | 153.1539 | -0.77034 | -0.83591 | -0.5687 | -0.54301 | -0.61517 | -1.1444 | -0.8775 | -1.5805 | -1.1131 | -0.89713 | -1.5726 | -0.87022 | -0.50463 | 2.079 | 9.884 | 10.3311 | 9.0285 | 7.7508 | 2.5411 | -0.023178 | -0.73132 | -1.3599 | -1.9412 | -2.2182 | 73.6321 | 72.5827 | 71.8068 | 71.1473 | 70.4736 | 69.8005 | 69.2961 | 69.8548 | 72.5282 | 76.1458 | 79.6338 | 82.9765 | 85.5758 | 87.2898 | 88.6299 | 89.1864 | 88.4706 | 87.4825 | 87.0017 | 85.8288 | 83.2554 | 79.5801 | 77.1421 | 75.2852 | 3.0728 | 2.7387 | 3.0306 | 3.5819 | 4.6377 | 3.6458 | 3.4601 | 3.6516 | 3.9665 | 3.8496 | 3.8021 | 4.2441 | 4.365 | 4.7844 | 5.2413 | 5.1962 | 5.0789 | 4.3214 | 3.5874 | 3.593 | 3.3102 | 3.2919 | 3.4333 | 3.3557
Program Specific1-in-2Size: Over 200kWOther2023August Monthly Peak | Program Specific | 1-in-2 | Size: Over 200kW | Other | 2023 | August Monthly Peak | 8 | 144.9211 | 141.2492 | 137.434 | 137.0392 | 145.9124 | 167.5635 | 195.742 | 216.7386 | 229.761 | 237.7901 | 247.0829 | 249.0552 | 244.7704 | 247.4359 | 240.7907 | 228.5102 | 213.2056 | 198.0687 | 189.0813 | 184.5645 | 181.9966 | 173.7116 | 162.788 | 155.6648 | -0.78613 | -0.86793 | -0.58451 | -0.54614 | -0.61623 | -1.1977 | -0.90852 | -1.6223 | -1.1523 | -0.922 | -1.6089 | -0.88993 | -0.51611 | 2.1823 | 10.4215 | 10.7776 | 9.2715 | 7.869 | 2.5342 | -0.075468 | -0.78904 | -1.4084 | -1.9807 | -2.2635 | 73.1621 | 71.9081 | 70.7654 | 69.9153 | 69.1652 | 68.4593 | 68.0634 | 67.763 | 69.828 | 74.493 | 79.6665 | 84.2345 | 87.5084 | 89.2963 | 90.4843 | 90.6638 | 90.3266 | 89.5997 | 87.8903 | 84.9524 | 80.6633 | 77.5537 | 75.8059 | 74.5603 | 3.1281 | 2.7829 | 3.0585 | 3.637 | 4.7157 | 3.7204 | 3.5684 | 3.7819 | 4.1317 | 4.0112 | 3.966 | 4.449 | 4.5965 | 5.0469 | 5.522 | 5.4237 | 5.2298 | 4.4017 | 3.6521 | 3.6673 | 3.3458 | 3.3205 | 3.4767 | 3.4082
Program Specific1-in-2Size: Over 200kWOther2023September Monthly Peak | Program Specific | 1-in-2 | Size: Over 200kW | Other | 2023 | September Monthly Peak | 9 | 142.9753 | 140.2145 | 136.561 | 136.3449 | 146.0756 | 167.5624 | 197.8653 | 219.6655 | 236.8756 | 247.1016 | 256.7058 | 258.5371 | 252.9649 | 255.8455 | 248.9945 | 234.5145 | 216.9996 | 200.4928 | 191.2205 | 188.1204 | 182.0437 | 173.991 | 161.2745 | 153.9985 | -0.77732 | -0.88502 | -0.59411 | -0.53595 | -0.60402 | -1.2361 | -0.92222 | -1.6232 | -1.177 | -0.93962 | -1.6268 | -0.89231 | -0.51202 | 2.2396 | 10.7773 | 11.0418 | 9.3932 | 7.9228 | 2.4901 | -0.14659 | -0.85434 | -1.4577 | -1.9799 | -2.2508 | 72.1624 | 71.0393 | 70.2145 | 69.3566 | 68.5402 | 67.85 | 67.431 | 67.3116 | 69.5253 | 74.0188 | 79.0671 | 83.6644 | 87.7475 | 90.0817 | 91.2261 | 91.3092 | 90.7663 | 89.5549 | 88.1043 | 85.2324 | 81.6079 | 78.9723 | 77.1242 | 75.8024 | 3.0835 | 2.7602 | 3.0365 | 3.6156 | 4.7171 | 3.7172 | 3.6041 | 3.8297 | 4.2561 | 4.1648 | 4.117 | 4.6146 | 4.7464 | 5.2141 | 5.7054 | 5.5616 | 5.3184 | 4.4518 | 3.6903 | 3.7348 | 3.3439 | 3.3231 | 3.4415 | 3.3689
Program Specific1-in-2Size: Over 200kWOther2023October Monthly Peak | Program Specific | 1-in-2 | Size: Over 200kW | Other | 2023 | October Monthly Peak | 10 | 138.6242 | 134.8474 | 130.8783 | 129.8354 | 137.8871 | 158.5896 | 188.2892 | 205.8322 | 218.1175 | 226.5826 | 235.7641 | 239.8082 | 238.3039 | 241.1275 | 235.509 | 222.632 | 206.2636 | 192.0774 | 186.5827 | 180.2727 | 173.8696 | 165.7382 | 154.5622 | 147.4097 | -0.79909 | -1.4561 | -0.91175 | -0.32093 | -0.24356 | -2.144 | -0.97579 | -0.99137 | -0.8121 | -0.40703 | -0.39117 | -0.04366 | 0.057958 | 1.6821 | 10.2103 | 9.9994 | 7.8259 | 6.499 | 0.52416 | -1.9318 | -2.4841 | -2.5906 | -2.3512 | -2.4523 | 64.9887 | 64.1684 | 63.4201 | 62.6263 | 61.9418 | 61.3871 | 60.7531 | 60.5797 | 61.3742 | 64.8646 | 69.9555 | 75.8211 | 80.9566 | 84.1645 | 85.1492 | 85.7426 | 85.5949 | 84.535 | 81.6372 | 76.9734 | 73.5443 | 71.1092 | 69.2238 | 67.7596 | 3.1253 | 2.7749 | 3.0421 | 3.5991 | 4.6546 | 3.6777 | 3.5852 | 3.7513 | 4.0968 | 3.9921 | 3.9526 | 4.4744 | 4.6741 | 5.137 | 5.6411 | 5.5192 | 5.2846 | 4.4584 | 3.7641 | 3.7413 | 3.3386 | 3.309 | 3.4478 | 3.371
Program Specific1-in-2Size: Over 200kWOther2023November Monthly Peak | Program Specific | 1-in-2 | Size: Over 200kW | Other | 2023 | November Monthly Peak | 11 | 129.9964 | 126.7353 | 122.6425 | 121.4867 | 129.5708 | 150.3926 | 176.2739 | 192.3843 | 201.7476 | 205.7411 | 211.8123 | 213.5996 | 211.3876 | 213.4311 | 207.0698 | 196.0661 | 185.7856 | 179.6857 | 172.668 | 165.4295 | 159.4119 | 152.3265 | 143.3947 | 137.6706 | -0.75825 | -1.4872 | -0.92135 | -0.26329 | -0.1648 | -2.2261 | -0.93272 | -0.82326 | -0.6987 | -0.28343 | -0.14456 | 0.1069 | 0.15147 | 1.4097 | 8.9804 | 8.7175 | 6.8416 | 5.8667 | 0.11693 | -2.1159 | -2.5968 | -2.6116 | -2.2692 | -2.3484 | 58.8977 | 57.9107 | 57.1495 | 56.297 | 55.3236 | 54.6052 | 54.4364 | 54.4096 | 56.52 | 60.2691 | 64.79 | 69.1968 | 71.9149 | 73.3579 | 74.3856 | 74.2467 | 72.5194 | 69.4837 | 66.415 | 64.5166 | 63.1558 | 62.1033 | 61.2029 | 60.3717 | 3.0007 | 2.6702 | 2.9187 | 3.448 | 4.4783 | 3.5709 | 3.4366 | 3.5899 | 3.8798 | 3.7114 | 3.6358 | 4.0805 | 4.2451 | 4.6555 | 5.0783 | 4.9766 | 4.8735 | 4.2703 | 3.5665 | 3.5152 | 3.134 | 3.1138 | 3.2751 | 3.2235
Program Specific1-in-2Size: Over 200kWOther2023December Monthly Peak | Program Specific | 1-in-2 | Size: Over 200kW | Other | 2023 | December Monthly Peak | 12 | 125.212 | 121.5725 | 117.5969 | 116.8892 | 124.8107 | 145.2074 | 172.3374 | 187.2704 | 194.9663 | 196.8839 | 199.5219 | 198.3729 | 194.4185 | 195.4149 | 189.0843 | 180.1706 | 173.3744 | 168.8782 | 163.7864 | 157.6915 | 152.7434 | 146.9549 | 137.9969 | 131.6271 | -0.73034 | -1.4266 | -0.88345 | -0.25333 | -0.15874 | -2.1493 | -0.91189 | -0.80138 | -0.67521 | -0.27122 | -0.13618 | 0.099275 | 0.13931 | 1.2907 | 8.2004 | 8.0107 | 6.3845 | 5.5138 | 0.11092 | -2.0169 | -2.4882 | -2.5195 | -2.1838 | -2.2453 | 50.8002 | 49.8414 | 49.3535 | 48.8721 | 48.2277 | 47.7467 | 47.4901 | 47.4122 | 47.9392 | 51.0503 | 54.7303 | 57.9394 | 59.7893 | 60.8398 | 61.6769 | 61.9902 | 61.3019 | 58.924 | 56.1212 | 54.1184 | 52.5793 | 50.7976 | 49.1559 | 47.8482 | 2.8903 | 2.5615 | 2.7987 | 3.3176 | 4.3137 | 3.4478 | 3.3598 | 3.4945 | 3.7494 | 3.5517 | 3.4249 | 3.7896 | 3.9043 | 4.2625 | 4.6372 | 4.5732 | 4.5479 | 4.0135 | 3.3831 | 3.3508 | 3.0029 | 3.004 | 3.1518 | 3.0819
Program Specific1-in-2Size: Over 200kWOther2023Typical Event Day | Program Specific | 1-in-2 | Size: Over 200kW | Other | 2023 | Typical Event Day | 8 | 144.1036 | 140.4545 | 136.4923 | 136.0601 | 144.8443 | 166.3459 | 194.3452 | 214.7166 | 226.8704 | 234.0826 | 242.9089 | 244.7873 | 240.5691 | 243.2975 | 236.9055 | 224.938 | 209.9751 | 195.3376 | 186.852 | 182.5006 | 180.1125 | 171.9697 | 161.2666 | 154.2443 | -0.79183 | -0.9983 | -0.65715 | -0.49962 | -0.53807 | -1.4084 | -0.9238 | -1.4886 | -1.0771 | -0.80681 | -1.3378 | -0.70289 | -0.39017 | 2.053 | 10.257 | 10.5044 | 8.89 | 7.5222 | 2.0947 | -0.4639 | -1.1518 | -1.662 | -2.0638 | -2.3097 | 71.4618 | 70.3676 | 69.4683 | 68.6303 | 67.8866 | 67.2045 | 66.7253 | 66.9058 | 69.3032 | 73.5462 | 78.139 | 82.2915 | 85.4096 | 87.2578 | 88.5147 | 88.8189 | 88.4802 | 87.5687 | 86.372 | 83.9989 | 80.5155 | 77.1499 | 75.0774 | 73.5863 | 3.1034 | 2.7609 | 3.0306 | 3.6028 | 4.6706 | 3.685 | 3.5349 | 3.7381 | 4.0705 | 3.9397 | 3.8901 | 4.3629 | 4.5073 | 4.9513 | 5.4206 | 5.3268 | 5.1389 | 4.3311 | 3.6008 | 3.6181 | 3.3036 | 3.2798 | 3.4364 | 3.3694
Program Specific1-in-2Size: Over 200kWOther2024January Monthly Peak | Program Specific | 1-in-2 | Size: Over 200kW | Other | 2024 | January Monthly Peak | 1 | 124.0734 | 120.6398 | 117.0343 | 117.59 | 126.3212 | 147.8506 | 177.1526 | 193.8515 | 202.1664 | 201.922 | 203.1913 | 199.9733 | 193.2761 | 193.5268 | 186.0232 | 177.2364 | 169.4474 | 166.9146 | 163.6255 | 157.1174 | 151.7456 | 146.0728 | 137.4493 | 131.5574 | -0.7237 | -1.4156 | -0.87922 | -0.25485 | -0.16066 | -2.1884 | -0.93737 | -0.82954 | -0.70015 | -0.27816 | -0.13868 | 0.10008 | 0.13849 | 1.2782 | 8.0677 | 7.8802 | 6.2399 | 5.4497 | 0.11081 | -2.0096 | -2.4719 | -2.5044 | -2.1751 | -2.2441 | 45.8686 | 45.1842 | 44.5621 | 43.9061 | 43.5822 | 43.4785 | 43.4502 | 43.3152 | 43.7669 | 45.8391 | 49.021 | 51.8253 | 53.7104 | 55.0308 | 55.9881 | 56.5994 | 56.5047 | 55.0906 | 53.0415 | 51.5858 | 50.4173 | 49.4321 | 48.5793 | 47.6906 | 2.864 | 2.5418 | 2.7853 | 3.3375 | 4.3659 | 3.5105 | 3.4537 | 3.6173 | 3.8878 | 3.6426 | 3.4878 | 3.8202 | 3.8814 | 4.2214 | 4.5622 | 4.4987 | 4.4449 | 3.9668 | 3.3798 | 3.3386 | 2.9833 | 2.986 | 3.1393 | 3.0803
Program Specific1-in-2Size: Over 200kWOther2024February Monthly Peak | Program Specific | 1-in-2 | Size: Over 200kW | Other | 2024 | February Monthly Peak | 2 | 125.7865 | 122.3768 | 118.9528 | 119.2013 | 127.0029 | 147.8761 | 176.562 | 192.2982 | 201.4088 | 202.5482 | 205.765 | 204.778 | 199.8982 | 201.8668 | 195.6864 | 185.1194 | 175.479 | 170.5752 | 168.3405 | 161.4828 | 155.7794 | 149.6467 | 140.0471 | 133.6071 | -0.7337 | -1.436 | -0.89363 | -0.25834 | -0.16153 | -2.1888 | -0.93424 | -0.82289 | -0.69752 | -0.27903 | -0.14044 | 0.10248 | 0.14323 | 1.3333 | 8.4868 | 8.2307 | 6.462 | 5.5692 | 0.114 | -2.0654 | -2.5376 | -2.5657 | -2.2162 | -2.2791 | 49.7853 | 49.3769 | 49.0432 | 48.5931 | 48.1953 | 47.9584 | 47.7543 | 47.6044 | 48.1918 | 49.987 | 51.9781 | 53.8596 | 54.5441 | 54.7008 | 54.6987 | 54.1846 | 53.985 | 53.228 | 51.9458 | 50.9219 | 49.9767 | 49.2128 | 47.8158 | 46.7925 | 2.9036 | 2.5784 | 2.8309 | 3.3832 | 4.3895 | 3.5111 | 3.4422 | 3.5883 | 3.8733 | 3.6539 | 3.532 | 3.912 | 4.0144 | 4.4033 | 4.7991 | 4.6988 | 4.6032 | 4.0538 | 3.4772 | 3.4314 | 3.0626 | 3.0591 | 3.1986 | 3.1283
Program Specific1-in-2Size: Over 200kWOther2024March Monthly Peak | Program Specific | 1-in-2 | Size: Over 200kW | Other | 2024 | March Monthly Peak | 3 | 128.2247 | 124.6137 | 121.526 | 120.5369 | 127.6093 | 147.6597 | 176.9338 | 193.3139 | 201.2112 | 202.1742 | 206.1321 | 205.438 | 201.1507 | 202.3982 | 196.2326 | 186.9948 | 177.3024 | 170.1906 | 168.8693 | 166.3995 | 160.9107 | 154.0731 | 144.1034 | 137.2595 | -0.74792 | -1.4623 | -0.91296 | -0.26124 | -0.1623 | -2.1856 | -0.93621 | -0.82724 | -0.69684 | -0.27851 | -0.14069 | 0.10281 | 0.14413 | 1.3368 | 8.5104 | 8.3141 | 6.5292 | 5.5566 | 0.11436 | -2.1283 | -2.6212 | -2.6416 | -2.2804 | -2.3414 | 49.3813 | 48.5798 | 47.9659 | 47.5543 | 47.1252 | 46.6856 | 46.3784 | 46.3266 | 48.1563 | 50.4399 | 52.7961 | 54.8152 | 56.072 | 57.0331 | 57.3474 | 57.7015 | 57.4309 | 56.6564 | 55.2236 | 53.3073 | 52.0715 | 50.969 | 50.1532 | 49.3088 | 2.9598 | 2.6255 | 2.8922 | 3.4211 | 4.4105 | 3.506 | 3.4494 | 3.6073 | 3.8695 | 3.6471 | 3.5383 | 3.9246 | 4.0395 | 4.4149 | 4.8125 | 4.7464 | 4.651 | 4.0447 | 3.4881 | 3.5359 | 3.1635 | 3.1495 | 3.2913 | 3.2138
Program Specific1-in-2Size: Over 200kWOther2024April Monthly Peak | Program Specific | 1-in-2 | Size: Over 200kW | Other | 2024 | April Monthly Peak | 4 | 131.6518 | 127.9963 | 123.8189 | 122.8337 | 130.1421 | 149.943 | 175.7226 | 192.7706 | 202.4721 | 206.955 | 214.6023 | 216.6513 | 215.9991 | 218.8607 | 213.963 | 203.1711 | 190.6614 | 178.8922 | 171.4497 | 169.4744 | 166.1001 | 158.2593 | 148.3072 | 141.6522 | -0.76791 | -1.502 | -0.93019 | -0.26621 | -0.16552 | -2.2194 | -0.9298 | -0.82492 | -0.70121 | -0.2851 | -0.14647 | 0.10842 | 0.15477 | 1.4456 | 9.2794 | 9.0334 | 7.0211 | 5.8408 | 0.11611 | -2.1676 | -2.7057 | -2.7133 | -2.3469 | -2.4163 | 62.1151 | 61.1553 | 59.9443 | 58.9726 | 58.2531 | 57.6823 | 57.151 | 57.2655 | 59.4669 | 63.2975 | 67.4627 | 71.4003 | 74.7487 | 77.13 | 78.3388 | 78.8057 | 78.6636 | 78.5047 | 77.0667 | 74.4616 | 70.8405 | 68.1772 | 65.9997 | 64.0511 | 3.0389 | 2.6968 | 2.9467 | 3.4863 | 4.498 | 3.5602 | 3.4258 | 3.5971 | 3.8937 | 3.7333 | 3.6837 | 4.1388 | 4.3377 | 4.774 | 5.2474 | 5.157 | 5.0014 | 4.2515 | 3.5414 | 3.6012 | 3.2655 | 3.2351 | 3.3873 | 3.3167
Program Specific1-in-2Size: Over 200kWOther2024May Monthly Peak | Program Specific | 1-in-2 | Size: Over 200kW | Other | 2024 | May Monthly Peak | 5 | 131.2335 | 127.8997 | 124.1354 | 123.2188 | 131.0406 | 151.1384 | 176.1383 | 196.1223 | 206.8482 | 212.8038 | 220.4725 | 222.3435 | 220.6224 | 222.8558 | 217.6395 | 205.9312 | 192.9526 | 179.8934 | 171.5735 | 167.3981 | 165.419 | 158.0134 | 148.6501 | 142.1057 | -0.76547 | -1.5008 | -0.93257 | -0.26705 | -0.16667 | -2.2371 | -0.932 | -0.83926 | -0.71636 | -0.29316 | -0.15048 | 0.11127 | 0.15808 | 1.472 | 9.4388 | 9.1561 | 7.1055 | 5.8734 | 0.11619 | -2.1411 | -2.6946 | -2.7091 | -2.3524 | -2.424 | 62.55 | 61.9487 | 61.5008 | 60.9273 | 60.3671 | 59.9823 | 59.8042 | 60.22 | 61.7606 | 64.6265 | 68.1024 | 71.538 | 74.786 | 77.1969 | 78.1176 | 78.4637 | 78.5005 | 77.4785 | 75.5228 | 72.9049 | 69.3839 | 66.6297 | 64.8247 | 63.5998 | 3.0293 | 2.6948 | 2.9543 | 3.4972 | 4.5291 | 3.5886 | 3.4339 | 3.6597 | 3.9779 | 3.8389 | 3.7845 | 4.2476 | 4.4306 | 4.8611 | 5.3375 | 5.2271 | 5.0615 | 4.2753 | 3.5439 | 3.5571 | 3.2521 | 3.2301 | 3.3951 | 3.3273
Program Specific1-in-2Size: Over 200kWOther2024June Monthly Peak | Program Specific | 1-in-2 | Size: Over 200kW | Other | 2024 | June Monthly Peak | 6 | 138.186 | 134.4351 | 130.7541 | 129.7039 | 137.4538 | 156.8164 | 181.0317 | 200.4836 | 211.2634 | 217.0681 | 225.4819 | 226.8484 | 222.2109 | 223.6056 | 217.8522 | 208.5956 | 197.1551 | 184.8398 | 178.3474 | 172.8805 | 171.9535 | 164.7249 | 154.2252 | 147.7713 | -0.78807 | -1.3384 | -0.8467 | -0.35612 | -0.30389 | -1.9393 | -0.92046 | -1.0624 | -0.83596 | -0.47166 | -0.57206 | -0.18048 | -0.040501 | 1.6345 | 9.4419 | 9.4539 | 7.6781 | 6.4512 | 0.84284 | -1.5302 | -2.1471 | -2.3506 | -2.2611 | -2.4023 | 66.8906 | 65.9403 | 65.0865 | 64.1017 | 63.3672 | 62.7082 | 62.1105 | 62.6938 | 65.3315 | 69.5271 | 74.1888 | 78.2907 | 80.8066 | 82.3633 | 83.7187 | 84.1163 | 84.3574 | 83.6378 | 82.4916 | 79.982 | 76.5352 | 72.4936 | 70.2374 | 68.6972 | 3.0614 | 2.7184 | 2.9865 | 3.5331 | 4.5595 | 3.5735 | 3.3872 | 3.5904 | 3.8992 | 3.7581 | 3.7146 | 4.1591 | 4.2828 | 4.6811 | 5.1277 | 5.0815 | 4.9635 | 4.216 | 3.5355 | 3.5257 | 3.2445 | 3.2317 | 3.3806 | 3.3207
Program Specific1-in-2Size: Over 200kWOther2024July Monthly Peak | Program Specific | 1-in-2 | Size: Over 200kW | Other | 2024 | July Monthly Peak | 7 | 142.2526 | 138.9026 | 136.0806 | 134.8613 | 143.3904 | 164.0821 | 189.6591 | 209.1183 | 220.411 | 228.0439 | 236.6963 | 237.4035 | 232.2712 | 234.3866 | 228.3806 | 218.7598 | 206.9005 | 194.3088 | 185.5963 | 180.6898 | 179.9276 | 172.0863 | 160.636 | 153.1539 | -0.77034 | -0.83591 | -0.5687 | -0.54301 | -0.61517 | -1.1444 | -0.8775 | -1.5805 | -1.1131 | -0.89713 | -1.5726 | -0.87022 | -0.50463 | 2.079 | 9.884 | 10.3311 | 9.0285 | 7.7508 | 2.5411 | -0.023178 | -0.73132 | -1.3599 | -1.9412 | -2.2182 | 73.6321 | 72.5827 | 71.8068 | 71.1473 | 70.4736 | 69.8005 | 69.2961 | 69.8548 | 72.5282 | 76.1458 | 79.6338 | 82.9765 | 85.5758 | 87.2898 | 88.6299 | 89.1864 | 88.4706 | 87.4825 | 87.0017 | 85.8288 | 83.2554 | 79.5801 | 77.142 | 75.2852 | 3.0728 | 2.7387 | 3.0306 | 3.5819 | 4.6377 | 3.6458 | 3.4601 | 3.6516 | 3.9665 | 3.8496 | 3.8021 | 4.2441 | 4.365 | 4.7844 | 5.2413 | 5.1962 | 5.0789 | 4.3214 | 3.5874 | 3.593 | 3.3102 | 3.2919 | 3.4333 | 3.3557
Program Specific1-in-2Size: Over 200kWOther2024August Monthly Peak | Program Specific | 1-in-2 | Size: Over 200kW | Other | 2024 | August Monthly Peak | 8 | 144.9211 | 141.2492 | 137.434 | 137.0392 | 145.9124 | 167.5635 | 195.742 | 216.7386 | 229.761 | 237.7901 | 247.0829 | 249.0552 | 244.7704 | 247.4359 | 240.7907 | 228.5102 | 213.2056 | 198.0687 | 189.0813 | 184.5645 | 181.9966 | 173.7116 | 162.788 | 155.6648 | -0.78613 | -0.86793 | -0.58451 | -0.54614 | -0.61623 | -1.1977 | -0.90852 | -1.6223 | -1.1523 | -0.922 | -1.6089 | -0.88993 | -0.51611 | 2.1823 | 10.4215 | 10.7776 | 9.2715 | 7.869 | 2.5342 | -0.075468 | -0.78904 | -1.4084 | -1.9807 | -2.2635 | 73.1621 | 71.9081 | 70.7654 | 69.9153 | 69.1652 | 68.4593 | 68.0634 | 67.763 | 69.828 | 74.493 | 79.6665 | 84.2345 | 87.5084 | 89.2963 | 90.4843 | 90.6638 | 90.3266 | 89.5997 | 87.8903 | 84.9524 | 80.6633 | 77.5537 | 75.8059 | 74.5603 | 3.1281 | 2.7829 | 3.0585 | 3.637 | 4.7157 | 3.7204 | 3.5684 | 3.7819 | 4.1317 | 4.0112 | 3.966 | 4.449 | 4.5965 | 5.0469 | 5.522 | 5.4237 | 5.2298 | 4.4017 | 3.6521 | 3.6673 | 3.3458 | 3.3205 | 3.4767 | 3.4082
Program Specific1-in-2Size: Over 200kWOther2024September Monthly Peak | Program Specific | 1-in-2 | Size: Over 200kW | Other | 2024 | September Monthly Peak | 9 | 142.9753 | 140.2145 | 136.561 | 136.3449 | 146.0756 | 167.5624 | 197.8653 | 219.6655 | 236.8757 | 247.1016 | 256.7058 | 258.5371 | 252.9649 | 255.8455 | 248.9945 | 234.5145 | 216.9996 | 200.4928 | 191.2205 | 188.1204 | 182.0437 | 173.991 | 161.2745 | 153.9985 | -0.77732 | -0.88502 | -0.59411 | -0.53595 | -0.60402 | -1.2361 | -0.92222 | -1.6232 | -1.177 | -0.93962 | -1.6268 | -0.89231 | -0.51202 | 2.2396 | 10.7773 | 11.0418 | 9.3932 | 7.9228 | 2.4901 | -0.14659 | -0.85434 | -1.4577 | -1.9799 | -2.2508 | 72.1624 | 71.0393 | 70.2145 | 69.3566 | 68.5402 | 67.85 | 67.431 | 67.3116 | 69.5253 | 74.0188 | 79.0671 | 83.6644 | 87.7475 | 90.0817 | 91.2261 | 91.3092 | 90.7663 | 89.5549 | 88.1043 | 85.2324 | 81.6079 | 78.9723 | 77.1242 | 75.8024 | 3.0835 | 2.7602 | 3.0365 | 3.6156 | 4.7171 | 3.7172 | 3.6041 | 3.8297 | 4.2561 | 4.1648 | 4.117 | 4.6146 | 4.7464 | 5.2141 | 5.7054 | 5.5616 | 5.3184 | 4.4518 | 3.6903 | 3.7348 | 3.3439 | 3.3231 | 3.4415 | 3.3689
Program Specific1-in-2Size: Over 200kWOther2024October Monthly Peak | Program Specific | 1-in-2 | Size: Over 200kW | Other | 2024 | October Monthly Peak | 10 | 138.6242 | 134.8474 | 130.8783 | 129.8354 | 137.8871 | 158.5896 | 188.2892 | 205.8322 | 218.1175 | 226.5826 | 235.7641 | 239.8082 | 238.3039 | 241.1275 | 235.509 | 222.632 | 206.2636 | 192.0774 | 186.5827 | 180.2727 | 173.8696 | 165.7382 | 154.5622 | 147.4097 | -0.79909 | -1.4561 | -0.91175 | -0.32093 | -0.24356 | -2.144 | -0.97579 | -0.99137 | -0.8121 | -0.40703 | -0.39117 | -0.04366 | 0.057958 | 1.6821 | 10.2103 | 9.9994 | 7.8259 | 6.499 | 0.52416 | -1.9318 | -2.4841 | -2.5906 | -2.3512 | -2.4523 | 64.9887 | 64.1684 | 63.4201 | 62.6263 | 61.9418 | 61.3871 | 60.7531 | 60.5797 | 61.3742 | 64.8646 | 69.9555 | 75.8211 | 80.9566 | 84.1645 | 85.1492 | 85.7426 | 85.5949 | 84.535 | 81.6372 | 76.9734 | 73.5443 | 71.1092 | 69.2238 | 67.7596 | 3.1253 | 2.7749 | 3.0421 | 3.5991 | 4.6546 | 3.6777 | 3.5852 | 3.7513 | 4.0968 | 3.9921 | 3.9526 | 4.4744 | 4.6741 | 5.137 | 5.6411 | 5.5192 | 5.2846 | 4.4584 | 3.7641 | 3.7413 | 3.3386 | 3.309 | 3.4478 | 3.371
Program Specific1-in-2Size: Over 200kWOther2024November Monthly Peak | Program Specific | 1-in-2 | Size: Over 200kW | Other | 2024 | November Monthly Peak | 11 | 129.9964 | 126.7353 | 122.6425 | 121.4867 | 129.5708 | 150.3926 | 176.274 | 192.3843 | 201.7476 | 205.7411 | 211.8123 | 213.5996 | 211.3876 | 213.4311 | 207.0698 | 196.0661 | 185.7856 | 179.6857 | 172.668 | 165.4295 | 159.4119 | 152.3265 | 143.3947 | 137.6706 | -0.75825 | -1.4872 | -0.92135 | -0.26329 | -0.1648 | -2.2261 | -0.93272 | -0.82326 | -0.6987 | -0.28343 | -0.14456 | 0.1069 | 0.15147 | 1.4097 | 8.9804 | 8.7175 | 6.8416 | 5.8667 | 0.11693 | -2.1159 | -2.5968 | -2.6116 | -2.2692 | -2.3484 | 58.8977 | 57.9107 | 57.1495 | 56.297 | 55.3236 | 54.6052 | 54.4364 | 54.4096 | 56.52 | 60.2691 | 64.79 | 69.1968 | 71.9149 | 73.3579 | 74.3856 | 74.2467 | 72.5194 | 69.4837 | 66.415 | 64.5166 | 63.1558 | 62.1033 | 61.2029 | 60.3717 | 3.0007 | 2.6702 | 2.9187 | 3.448 | 4.4783 | 3.5709 | 3.4366 | 3.5899 | 3.8798 | 3.7114 | 3.6358 | 4.0805 | 4.2451 | 4.6555 | 5.0783 | 4.9766 | 4.8735 | 4.2703 | 3.5665 | 3.5152 | 3.134 | 3.1138 | 3.2751 | 3.2235
Program Specific1-in-2Size: Over 200kWOther2024December Monthly Peak | Program Specific | 1-in-2 | Size: Over 200kW | Other | 2024 | December Monthly Peak | 12 | 125.212 | 121.5725 | 117.5969 | 116.8892 | 124.8107 | 145.2074 | 172.3374 | 187.2704 | 194.9663 | 196.8839 | 199.5219 | 198.3729 | 194.4185 | 195.4149 | 189.0843 | 180.1706 | 173.3744 | 168.8782 | 163.7864 | 157.6915 | 152.7434 | 146.9549 | 137.9969 | 131.6271 | -0.73034 | -1.4266 | -0.88345 | -0.25333 | -0.15874 | -2.1493 | -0.91189 | -0.80138 | -0.67521 | -0.27122 | -0.13618 | 0.099275 | 0.13931 | 1.2907 | 8.2004 | 8.0107 | 6.3845 | 5.5138 | 0.11092 | -2.0169 | -2.4882 | -2.5195 | -2.1838 | -2.2453 | 50.8002 | 49.8414 | 49.3535 | 48.8721 | 48.2277 | 47.7467 | 47.4901 | 47.4122 | 47.9392 | 51.0503 | 54.7303 | 57.9394 | 59.7893 | 60.8398 | 61.6769 | 61.9902 | 61.3019 | 58.924 | 56.1212 | 54.1184 | 52.5793 | 50.7976 | 49.1559 | 47.8482 | 2.8903 | 2.5615 | 2.7987 | 3.3176 | 4.3137 | 3.4478 | 3.3598 | 3.4945 | 3.7494 | 3.5517 | 3.4249 | 3.7896 | 3.9043 | 4.2625 | 4.6372 | 4.5732 | 4.5479 | 4.0135 | 3.3831 | 3.3508 | 3.0029 | 3.004 | 3.1518 | 3.0819
Program Specific1-in-2Size: Over 200kWOther2024Typical Event Day | Program Specific | 1-in-2 | Size: Over 200kW | Other | 2024 | Typical Event Day | 8 | 144.1036 | 140.4545 | 136.4923 | 136.0601 | 144.8443 | 166.3459 | 194.3452 | 214.7166 | 226.8704 | 234.0825 | 242.9089 | 244.7873 | 240.5691 | 243.2975 | 236.9055 | 224.938 | 209.975 | 195.3375 | 186.852 | 182.5006 | 180.1125 | 171.9697 | 161.2666 | 154.2443 | -0.79183 | -0.9983 | -0.65715 | -0.49962 | -0.53807 | -1.4084 | -0.9238 | -1.4886 | -1.0771 | -0.80681 | -1.3378 | -0.70289 | -0.39017 | 2.053 | 10.257 | 10.5044 | 8.89 | 7.5222 | 2.0947 | -0.4639 | -1.1518 | -1.662 | -2.0638 | -2.3097 | 71.4618 | 70.3676 | 69.4683 | 68.6303 | 67.8866 | 67.2045 | 66.7253 | 66.9058 | 69.3032 | 73.5462 | 78.139 | 82.2915 | 85.4096 | 87.2578 | 88.5147 | 88.8189 | 88.4802 | 87.5687 | 86.372 | 83.9989 | 80.5155 | 77.1499 | 75.0774 | 73.5863 | 3.1034 | 2.7609 | 3.0306 | 3.6028 | 4.6706 | 3.685 | 3.5349 | 3.7381 | 4.0705 | 3.9397 | 3.8901 | 4.3629 | 4.5073 | 4.9513 | 5.4206 | 5.3268 | 5.1389 | 4.3311 | 3.6008 | 3.6181 | 3.3036 | 3.2798 | 3.4364 | 3.3694
Program Specific1-in-2Size: Over 200kWOther2025January Monthly Peak | Program Specific | 1-in-2 | Size: Over 200kW | Other | 2025 | January Monthly Peak | 1 | 124.0734 | 120.6398 | 117.0343 | 117.59 | 126.3212 | 147.8506 | 177.1526 | 193.8516 | 202.1664 | 201.922 | 203.1913 | 199.9733 | 193.2761 | 193.5268 | 186.0232 | 177.2364 | 169.4474 | 166.9146 | 163.6255 | 157.1174 | 151.7456 | 146.0728 | 137.4493 | 131.5574 | -0.7237 | -1.4156 | -0.87922 | -0.25485 | -0.16066 | -2.1884 | -0.93737 | -0.82954 | -0.70015 | -0.27816 | -0.13868 | 0.10008 | 0.13849 | 1.2782 | 8.0677 | 7.8802 | 6.2399 | 5.4497 | 0.11081 | -2.0096 | -2.4719 | -2.5044 | -2.1751 | -2.2441 | 45.8686 | 45.1842 | 44.5621 | 43.9061 | 43.5822 | 43.4785 | 43.4502 | 43.3152 | 43.7669 | 45.8391 | 49.021 | 51.8253 | 53.7104 | 55.0308 | 55.9881 | 56.5994 | 56.5047 | 55.0906 | 53.0415 | 51.5858 | 50.4173 | 49.4321 | 48.5793 | 47.6906 | 2.864 | 2.5418 | 2.7853 | 3.3375 | 4.3659 | 3.5105 | 3.4537 | 3.6173 | 3.8878 | 3.6426 | 3.4878 | 3.8202 | 3.8814 | 4.2214 | 4.5622 | 4.4987 | 4.4449 | 3.9668 | 3.3798 | 3.3386 | 2.9833 | 2.986 | 3.1393 | 3.0803
Program Specific1-in-2Size: Over 200kWOther2025February Monthly Peak | Program Specific | 1-in-2 | Size: Over 200kW | Other | 2025 | February Monthly Peak | 2 | 125.7865 | 122.3768 | 118.9528 | 119.2013 | 127.0029 | 147.8761 | 176.562 | 192.2982 | 201.4088 | 202.5482 | 205.765 | 204.778 | 199.8982 | 201.8668 | 195.6864 | 185.1194 | 175.479 | 170.5752 | 168.3405 | 161.4828 | 155.7794 | 149.6467 | 140.0471 | 133.6071 | -0.7337 | -1.436 | -0.89363 | -0.25834 | -0.16153 | -2.1888 | -0.93424 | -0.82289 | -0.69752 | -0.27903 | -0.14044 | 0.10248 | 0.14323 | 1.3333 | 8.4868 | 8.2307 | 6.462 | 5.5692 | 0.114 | -2.0654 | -2.5376 | -2.5657 | -2.2162 | -2.2791 | 49.7853 | 49.3769 | 49.0432 | 48.5931 | 48.1953 | 47.9584 | 47.7543 | 47.6044 | 48.1918 | 49.987 | 51.9781 | 53.8596 | 54.5441 | 54.7008 | 54.6987 | 54.1846 | 53.985 | 53.228 | 51.9458 | 50.9219 | 49.9767 | 49.2128 | 47.8158 | 46.7925 | 2.9036 | 2.5784 | 2.8309 | 3.3832 | 4.3895 | 3.5111 | 3.4422 | 3.5883 | 3.8733 | 3.6539 | 3.532 | 3.912 | 4.0144 | 4.4033 | 4.7991 | 4.6988 | 4.6032 | 4.0538 | 3.4772 | 3.4314 | 3.0626 | 3.0591 | 3.1986 | 3.1283
Program Specific1-in-2Size: Over 200kWOther2025March Monthly Peak | Program Specific | 1-in-2 | Size: Over 200kW | Other | 2025 | March Monthly Peak | 3 | 128.2247 | 124.6137 | 121.526 | 120.5369 | 127.6093 | 147.6597 | 176.9338 | 193.3139 | 201.2112 | 202.1742 | 206.132 | 205.438 | 201.1507 | 202.3982 | 196.2326 | 186.9949 | 177.3024 | 170.1906 | 168.8693 | 166.3995 | 160.9107 | 154.0731 | 144.1034 | 137.2595 | -0.74792 | -1.4623 | -0.91296 | -0.26124 | -0.1623 | -2.1856 | -0.93621 | -0.82724 | -0.69684 | -0.27851 | -0.14069 | 0.10281 | 0.14413 | 1.3368 | 8.5104 | 8.3141 | 6.5292 | 5.5566 | 0.11436 | -2.1283 | -2.6212 | -2.6416 | -2.2804 | -2.3414 | 49.3813 | 48.5798 | 47.9659 | 47.5543 | 47.1252 | 46.6856 | 46.3784 | 46.3266 | 48.1563 | 50.4399 | 52.7961 | 54.8152 | 56.072 | 57.0331 | 57.3474 | 57.7015 | 57.4309 | 56.6564 | 55.2236 | 53.3073 | 52.0715 | 50.969 | 50.1532 | 49.3088 | 2.9598 | 2.6255 | 2.8922 | 3.4211 | 4.4105 | 3.506 | 3.4494 | 3.6073 | 3.8695 | 3.6471 | 3.5383 | 3.9246 | 4.0395 | 4.4149 | 4.8125 | 4.7464 | 4.651 | 4.0447 | 3.4881 | 3.5359 | 3.1635 | 3.1495 | 3.2913 | 3.2138
Program Specific1-in-2Size: Over 200kWOther2025April Monthly Peak | Program Specific | 1-in-2 | Size: Over 200kW | Other | 2025 | April Monthly Peak | 4 | 131.6518 | 127.9963 | 123.8189 | 122.8337 | 130.1421 | 149.943 | 175.7226 | 192.7706 | 202.4721 | 206.955 | 214.6023 | 216.6513 | 215.9991 | 218.8607 | 213.963 | 203.1711 | 190.6614 | 178.8922 | 171.4497 | 169.4744 | 166.1001 | 158.2593 | 148.3072 | 141.6522 | -0.76791 | -1.502 | -0.93019 | -0.26621 | -0.16552 | -2.2194 | -0.9298 | -0.82492 | -0.70121 | -0.2851 | -0.14647 | 0.10842 | 0.15477 | 1.4456 | 9.2794 | 9.0334 | 7.0211 | 5.8408 | 0.11611 | -2.1676 | -2.7057 | -2.7133 | -2.3469 | -2.4163 | 62.1151 | 61.1553 | 59.9443 | 58.9726 | 58.2531 | 57.6823 | 57.151 | 57.2655 | 59.4669 | 63.2975 | 67.4627 | 71.4003 | 74.7486 | 77.1299 | 78.3388 | 78.8057 | 78.6636 | 78.5047 | 77.0667 | 74.4616 | 70.8405 | 68.1772 | 65.9997 | 64.0511 | 3.0389 | 2.6968 | 2.9467 | 3.4863 | 4.498 | 3.5602 | 3.4258 | 3.5971 | 3.8937 | 3.7333 | 3.6837 | 4.1388 | 4.3377 | 4.774 | 5.2474 | 5.157 | 5.0014 | 4.2515 | 3.5414 | 3.6012 | 3.2655 | 3.2351 | 3.3873 | 3.3167
Program Specific1-in-2Size: Over 200kWOther2025May Monthly Peak | Program Specific | 1-in-2 | Size: Over 200kW | Other | 2025 | May Monthly Peak | 5 | 131.2335 | 127.8997 | 124.1354 | 123.2188 | 131.0406 | 151.1384 | 176.1383 | 196.1223 | 206.8482 | 212.8038 | 220.4725 | 222.3435 | 220.6225 | 222.8558 | 217.6395 | 205.9312 | 192.9526 | 179.8934 | 171.5735 | 167.3981 | 165.419 | 158.0134 | 148.6501 | 142.1057 | -0.76547 | -1.5008 | -0.93257 | -0.26705 | -0.16667 | -2.2371 | -0.932 | -0.83926 | -0.71636 | -0.29316 | -0.15048 | 0.11127 | 0.15808 | 1.472 | 9.4388 | 9.1561 | 7.1055 | 5.8734 | 0.11619 | -2.1411 | -2.6946 | -2.7091 | -2.3524 | -2.424 | 62.55 | 61.9487 | 61.5008 | 60.9273 | 60.3671 | 59.9823 | 59.8042 | 60.22 | 61.7606 | 64.6265 | 68.1024 | 71.538 | 74.786 | 77.1969 | 78.1176 | 78.4637 | 78.5005 | 77.4785 | 75.5228 | 72.9049 | 69.3839 | 66.6297 | 64.8247 | 63.5998 | 3.0293 | 2.6948 | 2.9543 | 3.4972 | 4.5291 | 3.5886 | 3.4339 | 3.6597 | 3.9779 | 3.8389 | 3.7845 | 4.2476 | 4.4306 | 4.8611 | 5.3375 | 5.2271 | 5.0615 | 4.2753 | 3.5439 | 3.5571 | 3.2521 | 3.2301 | 3.3951 | 3.3273
Program Specific1-in-2Size: Over 200kWOther2025June Monthly Peak | Program Specific | 1-in-2 | Size: Over 200kW | Other | 2025 | June Monthly Peak | 6 | 138.186 | 134.4351 | 130.7541 | 129.7039 | 137.4538 | 156.8164 | 181.0317 | 200.4836 | 211.2634 | 217.068 | 225.482 | 226.8484 | 222.2109 | 223.6056 | 217.8522 | 208.5956 | 197.1551 | 184.8398 | 178.3474 | 172.8805 | 171.9535 | 164.7249 | 154.2252 | 147.7713 | -0.78807 | -1.3384 | -0.8467 | -0.35612 | -0.30389 | -1.9393 | -0.92046 | -1.0624 | -0.83596 | -0.47166 | -0.57206 | -0.18048 | -0.040501 | 1.6345 | 9.4419 | 9.4539 | 7.6781 | 6.4512 | 0.84284 | -1.5302 | -2.1471 | -2.3506 | -2.2611 | -2.4023 | 66.8906 | 65.9403 | 65.0865 | 64.1017 | 63.3672 | 62.7082 | 62.1105 | 62.6938 | 65.3315 | 69.5271 | 74.1888 | 78.2907 | 80.8066 | 82.3633 | 83.7187 | 84.1163 | 84.3574 | 83.6378 | 82.4916 | 79.982 | 76.5352 | 72.4936 | 70.2374 | 68.6972 | 3.0614 | 2.7184 | 2.9865 | 3.5331 | 4.5595 | 3.5735 | 3.3872 | 3.5904 | 3.8992 | 3.7581 | 3.7146 | 4.1591 | 4.2828 | 4.6811 | 5.1277 | 5.0815 | 4.9635 | 4.216 | 3.5355 | 3.5257 | 3.2445 | 3.2317 | 3.3806 | 3.3207
Program Specific1-in-2Size: Over 200kWOther2025July Monthly Peak | Program Specific | 1-in-2 | Size: Over 200kW | Other | 2025 | July Monthly Peak | 7 | 142.2526 | 138.9026 | 136.0806 | 134.8613 | 143.3904 | 164.0821 | 189.6591 | 209.1183 | 220.411 | 228.0439 | 236.6963 | 237.4035 | 232.2712 | 234.3866 | 228.3806 | 218.7598 | 206.9005 | 194.3088 | 185.5963 | 180.6898 | 179.9276 | 172.0863 | 160.636 | 153.1539 | -0.77034 | -0.83591 | -0.5687 | -0.54301 | -0.61517 | -1.1444 | -0.8775 | -1.5805 | -1.1131 | -0.89713 | -1.5726 | -0.87022 | -0.50463 | 2.079 | 9.884 | 10.3311 | 9.0285 | 7.7508 | 2.5411 | -0.023178 | -0.73132 | -1.3599 | -1.9412 | -2.2182 | 73.6321 | 72.5827 | 71.8068 | 71.1473 | 70.4736 | 69.8005 | 69.2961 | 69.8548 | 72.5282 | 76.1458 | 79.6338 | 82.9765 | 85.5758 | 87.2898 | 88.6299 | 89.1864 | 88.4706 | 87.4825 | 87.0017 | 85.8288 | 83.2554 | 79.5801 | 77.142 | 75.2852 | 3.0728 | 2.7387 | 3.0306 | 3.5819 | 4.6377 | 3.6458 | 3.4601 | 3.6516 | 3.9665 | 3.8496 | 3.8021 | 4.2441 | 4.365 | 4.7844 | 5.2413 | 5.1962 | 5.0789 | 4.3214 | 3.5874 | 3.593 | 3.3102 | 3.2919 | 3.4333 | 3.3557
Program Specific1-in-2Size: Over 200kWOther2025August Monthly Peak | Program Specific | 1-in-2 | Size: Over 200kW | Other | 2025 | August Monthly Peak | 8 | 144.9211 | 141.2492 | 137.434 | 137.0392 | 145.9124 | 167.5635 | 195.742 | 216.7386 | 229.761 | 237.7901 | 247.0829 | 249.0552 | 244.7704 | 247.4359 | 240.7907 | 228.5102 | 213.2056 | 198.0687 | 189.0813 | 184.5644 | 181.9966 | 173.7116 | 162.788 | 155.6648 | -0.78613 | -0.86793 | -0.58451 | -0.54614 | -0.61623 | -1.1977 | -0.90852 | -1.6223 | -1.1523 | -0.922 | -1.6089 | -0.88993 | -0.51611 | 2.1823 | 10.4215 | 10.7776 | 9.2715 | 7.869 | 2.5342 | -0.075468 | -0.78904 | -1.4084 | -1.9807 | -2.2635 | 73.1621 | 71.9081 | 70.7653 | 69.9153 | 69.1652 | 68.4593 | 68.0634 | 67.763 | 69.828 | 74.493 | 79.6665 | 84.2345 | 87.5084 | 89.2963 | 90.4843 | 90.6638 | 90.3266 | 89.5997 | 87.8903 | 84.9524 | 80.6633 | 77.5537 | 75.8059 | 74.5603 | 3.1281 | 2.7829 | 3.0585 | 3.637 | 4.7157 | 3.7204 | 3.5684 | 3.7819 | 4.1317 | 4.0112 | 3.966 | 4.449 | 4.5965 | 5.0469 | 5.522 | 5.4237 | 5.2298 | 4.4017 | 3.6521 | 3.6673 | 3.3458 | 3.3205 | 3.4767 | 3.4082
Program Specific1-in-2Size: Over 200kWOther2025September Monthly Peak | Program Specific | 1-in-2 | Size: Over 200kW | Other | 2025 | September Monthly Peak | 9 | 142.9753 | 140.2145 | 136.561 | 136.3449 | 146.0756 | 167.5624 | 197.8653 | 219.6655 | 236.8757 | 247.1016 | 256.7058 | 258.5371 | 252.9649 | 255.8455 | 248.9945 | 234.5145 | 216.9996 | 200.4928 | 191.2205 | 188.1204 | 182.0437 | 173.991 | 161.2745 | 153.9986 | -0.77732 | -0.88502 | -0.59411 | -0.53595 | -0.60402 | -1.2361 | -0.92222 | -1.6232 | -1.177 | -0.93962 | -1.6268 | -0.89231 | -0.51202 | 2.2396 | 10.7773 | 11.0418 | 9.3932 | 7.9228 | 2.4901 | -0.14659 | -0.85434 | -1.4577 | -1.9799 | -2.2508 | 72.1624 | 71.0393 | 70.2145 | 69.3566 | 68.5402 | 67.85 | 67.431 | 67.3115 | 69.5253 | 74.0188 | 79.0671 | 83.6644 | 87.7475 | 90.0816 | 91.2261 | 91.3092 | 90.7663 | 89.5549 | 88.1043 | 85.2324 | 81.6079 | 78.9723 | 77.1242 | 75.8024 | 3.0835 | 2.7602 | 3.0365 | 3.6156 | 4.7171 | 3.7172 | 3.6041 | 3.8297 | 4.2561 | 4.1648 | 4.117 | 4.6146 | 4.7464 | 5.2141 | 5.7054 | 5.5616 | 5.3184 | 4.4518 | 3.6903 | 3.7348 | 3.3439 | 3.3231 | 3.4415 | 3.3689
Program Specific1-in-2Size: Over 200kWOther2025October Monthly Peak | Program Specific | 1-in-2 | Size: Over 200kW | Other | 2025 | October Monthly Peak | 10 | 138.6242 | 134.8474 | 130.8783 | 129.8354 | 137.8871 | 158.5896 | 188.2892 | 205.8322 | 218.1175 | 226.5826 | 235.764 | 239.8082 | 238.3039 | 241.1275 | 235.509 | 222.632 | 206.2636 | 192.0774 | 186.5827 | 180.2727 | 173.8696 | 165.7382 | 154.5622 | 147.4097 | -0.79909 | -1.4561 | -0.91175 | -0.32093 | -0.24356 | -2.144 | -0.97579 | -0.99137 | -0.8121 | -0.40703 | -0.39117 | -0.04366 | 0.057958 | 1.6821 | 10.2103 | 9.9994 | 7.8259 | 6.499 | 0.52416 | -1.9318 | -2.4841 | -2.5906 | -2.3512 | -2.4523 | 64.9887 | 64.1684 | 63.4201 | 62.6263 | 61.9418 | 61.3871 | 60.7531 | 60.5797 | 61.3742 | 64.8646 | 69.9555 | 75.8211 | 80.9566 | 84.1645 | 85.1492 | 85.7426 | 85.5949 | 84.535 | 81.6372 | 76.9734 | 73.5443 | 71.1092 | 69.2238 | 67.7596 | 3.1253 | 2.7749 | 3.0421 | 3.5991 | 4.6546 | 3.6777 | 3.5852 | 3.7513 | 4.0968 | 3.9921 | 3.9526 | 4.4744 | 4.6741 | 5.137 | 5.6411 | 5.5192 | 5.2846 | 4.4584 | 3.7641 | 3.7413 | 3.3386 | 3.309 | 3.4478 | 3.371
Program Specific1-in-2Size: Over 200kWOther2025November Monthly Peak | Program Specific | 1-in-2 | Size: Over 200kW | Other | 2025 | November Monthly Peak | 11 | 129.9964 | 126.7353 | 122.6425 | 121.4867 | 129.5708 | 150.3926 | 176.274 | 192.3842 | 201.7476 | 205.741 | 211.8123 | 213.5996 | 211.3876 | 213.4311 | 207.0698 | 196.0661 | 185.7856 | 179.6857 | 172.668 | 165.4295 | 159.4119 | 152.3265 | 143.3947 | 137.6706 | -0.75825 | -1.4872 | -0.92135 | -0.26329 | -0.1648 | -2.2261 | -0.93272 | -0.82326 | -0.6987 | -0.28343 | -0.14456 | 0.1069 | 0.15147 | 1.4097 | 8.9804 | 8.7175 | 6.8416 | 5.8667 | 0.11693 | -2.1159 | -2.5968 | -2.6116 | -2.2692 | -2.3484 | 58.8977 | 57.9107 | 57.1495 | 56.297 | 55.3236 | 54.6052 | 54.4364 | 54.4096 | 56.52 | 60.2691 | 64.79 | 69.1968 | 71.9149 | 73.3579 | 74.3856 | 74.2467 | 72.5194 | 69.4837 | 66.415 | 64.5166 | 63.1558 | 62.1033 | 61.2029 | 60.3717 | 3.0007 | 2.6702 | 2.9187 | 3.448 | 4.4783 | 3.5709 | 3.4366 | 3.5899 | 3.8798 | 3.7114 | 3.6358 | 4.0805 | 4.2451 | 4.6555 | 5.0783 | 4.9766 | 4.8735 | 4.2703 | 3.5665 | 3.5152 | 3.134 | 3.1138 | 3.2751 | 3.2235
Program Specific1-in-2Size: Over 200kWOther2025December Monthly Peak | Program Specific | 1-in-2 | Size: Over 200kW | Other | 2025 | December Monthly Peak | 12 | 125.212 | 121.5725 | 117.5969 | 116.8892 | 124.8107 | 145.2074 | 172.3375 | 187.2704 | 194.9663 | 196.8839 | 199.5219 | 198.3729 | 194.4185 | 195.4149 | 189.0843 | 180.1706 | 173.3744 | 168.8782 | 163.7864 | 157.6915 | 152.7434 | 146.9549 | 137.9969 | 131.6271 | -0.73034 | -1.4266 | -0.88345 | -0.25333 | -0.15874 | -2.1493 | -0.91189 | -0.80138 | -0.67521 | -0.27122 | -0.13618 | 0.099275 | 0.13931 | 1.2907 | 8.2004 | 8.0107 | 6.3845 | 5.5138 | 0.11092 | -2.0169 | -2.4882 | -2.5195 | -2.1838 | -2.2453 | 50.8002 | 49.8414 | 49.3535 | 48.8721 | 48.2277 | 47.7467 | 47.4901 | 47.4122 | 47.9392 | 51.0503 | 54.7303 | 57.9394 | 59.7893 | 60.8398 | 61.6769 | 61.9902 | 61.3019 | 58.924 | 56.1212 | 54.1184 | 52.5793 | 50.7976 | 49.1559 | 47.8482 | 2.8903 | 2.5615 | 2.7987 | 3.3176 | 4.3137 | 3.4478 | 3.3598 | 3.4945 | 3.7494 | 3.5517 | 3.4249 | 3.7896 | 3.9043 | 4.2625 | 4.6372 | 4.5732 | 4.5479 | 4.0135 | 3.3831 | 3.3508 | 3.0029 | 3.004 | 3.1518 | 3.0819
Program Specific1-in-2Size: Over 200kWOther2025Typical Event Day | Program Specific | 1-in-2 | Size: Over 200kW | Other | 2025 | Typical Event Day | 8 | 144.1036 | 140.4545 | 136.4923 | 136.0601 | 144.8443 | 166.3459 | 194.3452 | 214.7166 | 226.8704 | 234.0825 | 242.9089 | 244.7873 | 240.5691 | 243.2975 | 236.9055 | 224.938 | 209.9751 | 195.3376 | 186.8521 | 182.5006 | 180.1125 | 171.9697 | 161.2666 | 154.2443 | -0.79183 | -0.9983 | -0.65715 | -0.49962 | -0.53807 | -1.4084 | -0.9238 | -1.4886 | -1.0771 | -0.80681 | -1.3378 | -0.70289 | -0.39017 | 2.053 | 10.257 | 10.5044 | 8.89 | 7.5222 | 2.0947 | -0.4639 | -1.1518 | -1.662 | -2.0638 | -2.3097 | 71.4618 | 70.3676 | 69.4683 | 68.6303 | 67.8866 | 67.2045 | 66.7253 | 66.9058 | 69.3032 | 73.5462 | 78.139 | 82.2915 | 85.4096 | 87.2578 | 88.5147 | 88.8189 | 88.4802 | 87.5687 | 86.372 | 83.9989 | 80.5155 | 77.1499 | 75.0774 | 73.5863 | 3.1034 | 2.7609 | 3.0306 | 3.6028 | 4.6706 | 3.685 | 3.5349 | 3.7381 | 4.0705 | 3.9397 | 3.8901 | 4.3629 | 4.5073 | 4.9513 | 5.4206 | 5.3268 | 5.1389 | 4.3311 | 3.6008 | 3.6181 | 3.3036 | 3.2798 | 3.4364 | 3.3694
Program Specific1-in-2Size: Over 200kWOther2026January Monthly Peak | Program Specific | 1-in-2 | Size: Over 200kW | Other | 2026 | January Monthly Peak | 1 | 124.0734 | 120.6398 | 117.0343 | 117.59 | 126.3212 | 147.8506 | 177.1526 | 193.8515 | 202.1664 | 201.922 | 203.1913 | 199.9733 | 193.2761 | 193.5268 | 186.0232 | 177.2364 | 169.4474 | 166.9146 | 163.6255 | 157.1174 | 151.7456 | 146.0728 | 137.4493 | 131.5574 | -0.7237 | -1.4156 | -0.87922 | -0.25485 | -0.16066 | -2.1884 | -0.93737 | -0.82954 | -0.70015 | -0.27816 | -0.13868 | 0.10008 | 0.13849 | 1.2782 | 8.0677 | 7.8802 | 6.2399 | 5.4497 | 0.11081 | -2.0096 | -2.4719 | -2.5044 | -2.1751 | -2.2441 | 45.8686 | 45.1842 | 44.5621 | 43.9061 | 43.5822 | 43.4785 | 43.4502 | 43.3152 | 43.7669 | 45.8391 | 49.021 | 51.8253 | 53.7104 | 55.0308 | 55.9881 | 56.5994 | 56.5047 | 55.0906 | 53.0415 | 51.5858 | 50.4173 | 49.4321 | 48.5793 | 47.6906 | 2.864 | 2.5418 | 2.7853 | 3.3375 | 4.3659 | 3.5105 | 3.4537 | 3.6173 | 3.8878 | 3.6426 | 3.4878 | 3.8202 | 3.8814 | 4.2214 | 4.5622 | 4.4987 | 4.4449 | 3.9668 | 3.3798 | 3.3386 | 2.9833 | 2.986 | 3.1393 | 3.0803
Program Specific1-in-2Size: Over 200kWOther2026February Monthly Peak | Program Specific | 1-in-2 | Size: Over 200kW | Other | 2026 | February Monthly Peak | 2 | 125.7865 | 122.3768 | 118.9528 | 119.2013 | 127.0029 | 147.8761 | 176.562 | 192.2982 | 201.4088 | 202.5482 | 205.765 | 204.778 | 199.8982 | 201.8668 | 195.6864 | 185.1194 | 175.479 | 170.5752 | 168.3405 | 161.4828 | 155.7794 | 149.6467 | 140.0471 | 133.6071 | -0.7337 | -1.436 | -0.89363 | -0.25834 | -0.16153 | -2.1888 | -0.93424 | -0.82289 | -0.69752 | -0.27903 | -0.14044 | 0.10248 | 0.14323 | 1.3333 | 8.4868 | 8.2307 | 6.462 | 5.5692 | 0.114 | -2.0654 | -2.5376 | -2.5657 | -2.2162 | -2.2791 | 49.7852 | 49.3769 | 49.0432 | 48.5931 | 48.1953 | 47.9584 | 47.7543 | 47.6044 | 48.1918 | 49.987 | 51.9781 | 53.8596 | 54.5441 | 54.7008 | 54.6987 | 54.1846 | 53.985 | 53.228 | 51.9458 | 50.9219 | 49.9767 | 49.2128 | 47.8158 | 46.7925 | 2.9035 | 2.5784 | 2.8309 | 3.3832 | 4.3895 | 3.5111 | 3.4422 | 3.5883 | 3.8733 | 3.6539 | 3.532 | 3.912 | 4.0144 | 4.4033 | 4.7991 | 4.6988 | 4.6032 | 4.0538 | 3.4772 | 3.4314 | 3.0626 | 3.0591 | 3.1986 | 3.1283
Program Specific1-in-2Size: Over 200kWOther2026March Monthly Peak | Program Specific | 1-in-2 | Size: Over 200kW | Other | 2026 | March Monthly Peak | 3 | 128.2247 | 124.6137 | 121.526 | 120.5369 | 127.6093 | 147.6597 | 176.9338 | 193.3139 | 201.2112 | 202.1742 | 206.132 | 205.438 | 201.1507 | 202.3982 | 196.2326 | 186.9948 | 177.3024 | 170.1906 | 168.8693 | 166.3995 | 160.9107 | 154.0731 | 144.1034 | 137.2595 | -0.74792 | -1.4623 | -0.91296 | -0.26124 | -0.1623 | -2.1856 | -0.93621 | -0.82724 | -0.69684 | -0.27851 | -0.14069 | 0.10281 | 0.14413 | 1.3368 | 8.5104 | 8.3141 | 6.5292 | 5.5566 | 0.11436 | -2.1283 | -2.6212 | -2.6416 | -2.2804 | -2.3414 | 49.3813 | 48.5798 | 47.9659 | 47.5543 | 47.1252 | 46.6856 | 46.3784 | 46.3266 | 48.1563 | 50.4399 | 52.7961 | 54.8152 | 56.072 | 57.0331 | 57.3474 | 57.7015 | 57.4309 | 56.6564 | 55.2236 | 53.3073 | 52.0715 | 50.969 | 50.1532 | 49.3088 | 2.9598 | 2.6255 | 2.8922 | 3.4211 | 4.4105 | 3.506 | 3.4494 | 3.6073 | 3.8695 | 3.6471 | 3.5383 | 3.9246 | 4.0395 | 4.4149 | 4.8125 | 4.7464 | 4.651 | 4.0447 | 3.4881 | 3.5359 | 3.1635 | 3.1495 | 3.2913 | 3.2138
Program Specific1-in-2Size: Over 200kWOther2026April Monthly Peak | Program Specific | 1-in-2 | Size: Over 200kW | Other | 2026 | April Monthly Peak | 4 | 131.6518 | 127.9963 | 123.8189 | 122.8337 | 130.1421 | 149.943 | 175.7226 | 192.7706 | 202.4721 | 206.955 | 214.6023 | 216.6513 | 215.9991 | 218.8607 | 213.963 | 203.1711 | 190.6614 | 178.8922 | 171.4497 | 169.4744 | 166.1 | 158.2593 | 148.3072 | 141.6522 | -0.76791 | -1.502 | -0.93019 | -0.26621 | -0.16552 | -2.2194 | -0.9298 | -0.82492 | -0.70121 | -0.2851 | -0.14647 | 0.10842 | 0.15477 | 1.4456 | 9.2794 | 9.0334 | 7.0211 | 5.8408 | 0.11611 | -2.1676 | -2.7057 | -2.7133 | -2.3469 | -2.4163 | 62.1151 | 61.1553 | 59.9443 | 58.9726 | 58.2531 | 57.6823 | 57.151 | 57.2655 | 59.4669 | 63.2975 | 67.4627 | 71.4003 | 74.7487 | 77.1299 | 78.3388 | 78.8057 | 78.6636 | 78.5047 | 77.0667 | 74.4616 | 70.8405 | 68.1772 | 65.9997 | 64.0511 | 3.0389 | 2.6968 | 2.9467 | 3.4863 | 4.498 | 3.5602 | 3.4258 | 3.5971 | 3.8937 | 3.7333 | 3.6837 | 4.1388 | 4.3377 | 4.774 | 5.2474 | 5.157 | 5.0014 | 4.2515 | 3.5414 | 3.6012 | 3.2655 | 3.2351 | 3.3873 | 3.3167
Program Specific1-in-2Size: Over 200kWOther2026May Monthly Peak | Program Specific | 1-in-2 | Size: Over 200kW | Other | 2026 | May Monthly Peak | 5 | 131.2335 | 127.8997 | 124.1354 | 123.2188 | 131.0406 | 151.1384 | 176.1383 | 196.1223 | 206.8482 | 212.8038 | 220.4725 | 222.3435 | 220.6224 | 222.8558 | 217.6395 | 205.9312 | 192.9526 | 179.8934 | 171.5735 | 167.3981 | 165.419 | 158.0134 | 148.6501 | 142.1057 | -0.76547 | -1.5008 | -0.93257 | -0.26705 | -0.16667 | -2.2371 | -0.932 | -0.83926 | -0.71636 | -0.29316 | -0.15048 | 0.11127 | 0.15808 | 1.472 | 9.4388 | 9.1561 | 7.1055 | 5.8734 | 0.11619 | -2.1411 | -2.6946 | -2.7091 | -2.3524 | -2.424 | 62.55 | 61.9487 | 61.5008 | 60.9273 | 60.3671 | 59.9823 | 59.8042 | 60.22 | 61.7606 | 64.6265 | 68.1024 | 71.538 | 74.786 | 77.1969 | 78.1176 | 78.4637 | 78.5005 | 77.4785 | 75.5228 | 72.9049 | 69.3839 | 66.6297 | 64.8247 | 63.5998 | 3.0293 | 2.6948 | 2.9543 | 3.4972 | 4.5291 | 3.5886 | 3.4339 | 3.6597 | 3.9779 | 3.8389 | 3.7845 | 4.2476 | 4.4306 | 4.8611 | 5.3375 | 5.2271 | 5.0615 | 4.2753 | 3.5439 | 3.5571 | 3.2521 | 3.2301 | 3.3951 | 3.3273
Program Specific1-in-2Size: Over 200kWOther2026June Monthly Peak | Program Specific | 1-in-2 | Size: Over 200kW | Other | 2026 | June Monthly Peak | 6 | 138.186 | 134.4351 | 130.7541 | 129.704 | 137.4538 | 156.8164 | 181.0317 | 200.4836 | 211.2634 | 217.068 | 225.4819 | 226.8484 | 222.2109 | 223.6056 | 217.8522 | 208.5956 | 197.1551 | 184.8398 | 178.3474 | 172.8805 | 171.9534 | 164.7249 | 154.2252 | 147.7713 | -0.78807 | -1.3384 | -0.8467 | -0.35612 | -0.30389 | -1.9393 | -0.92046 | -1.0624 | -0.83596 | -0.47166 | -0.57206 | -0.18048 | -0.040501 | 1.6345 | 9.4419 | 9.4539 | 7.6781 | 6.4512 | 0.84284 | -1.5302 | -2.1471 | -2.3506 | -2.2611 | -2.4023 | 66.8906 | 65.9403 | 65.0865 | 64.1017 | 63.3672 | 62.7082 | 62.1105 | 62.6938 | 65.3315 | 69.5271 | 74.1888 | 78.2907 | 80.8066 | 82.3633 | 83.7187 | 84.1163 | 84.3574 | 83.6378 | 82.4916 | 79.982 | 76.5352 | 72.4936 | 70.2374 | 68.6972 | 3.0614 | 2.7184 | 2.9865 | 3.5331 | 4.5595 | 3.5735 | 3.3872 | 3.5904 | 3.8992 | 3.7581 | 3.7146 | 4.1591 | 4.2828 | 4.6811 | 5.1277 | 5.0815 | 4.9635 | 4.216 | 3.5355 | 3.5257 | 3.2445 | 3.2317 | 3.3806 | 3.3207
Program Specific1-in-2Size: Over 200kWOther2026July Monthly Peak | Program Specific | 1-in-2 | Size: Over 200kW | Other | 2026 | July Monthly Peak | 7 | 142.2526 | 138.9026 | 136.0806 | 134.8613 | 143.3904 | 164.0821 | 189.6591 | 209.1183 | 220.411 | 228.0439 | 236.6963 | 237.4035 | 232.2712 | 234.3865 | 228.3806 | 218.7598 | 206.9005 | 194.3088 | 185.5963 | 180.6898 | 179.9276 | 172.0863 | 160.636 | 153.1539 | -0.77034 | -0.83591 | -0.5687 | -0.54301 | -0.61517 | -1.1444 | -0.8775 | -1.5805 | -1.1131 | -0.89713 | -1.5726 | -0.87022 | -0.50463 | 2.079 | 9.884 | 10.3311 | 9.0285 | 7.7508 | 2.5411 | -0.023178 | -0.73132 | -1.3599 | -1.9412 | -2.2182 | 73.6321 | 72.5827 | 71.8068 | 71.1473 | 70.4736 | 69.8005 | 69.2961 | 69.8548 | 72.5282 | 76.1458 | 79.6338 | 82.9765 | 85.5758 | 87.2898 | 88.6299 | 89.1864 | 88.4706 | 87.4825 | 87.0017 | 85.8288 | 83.2554 | 79.5801 | 77.142 | 75.2852 | 3.0728 | 2.7387 | 3.0306 | 3.5819 | 4.6377 | 3.6458 | 3.4601 | 3.6516 | 3.9665 | 3.8496 | 3.8021 | 4.2441 | 4.365 | 4.7844 | 5.2413 | 5.1962 | 5.0789 | 4.3214 | 3.5874 | 3.593 | 3.3102 | 3.2919 | 3.4333 | 3.3557
Program Specific1-in-2Size: Over 200kWOther2026August Monthly Peak | Program Specific | 1-in-2 | Size: Over 200kW | Other | 2026 | August Monthly Peak | 8 | 144.9211 | 141.2492 | 137.434 | 137.0392 | 145.9124 | 167.5635 | 195.742 | 216.7386 | 229.761 | 237.7901 | 247.0829 | 249.0552 | 244.7704 | 247.4359 | 240.7907 | 228.5102 | 213.2056 | 198.0687 | 189.0813 | 184.5644 | 181.9966 | 173.7116 | 162.788 | 155.6648 | -0.78613 | -0.86793 | -0.58451 | -0.54614 | -0.61623 | -1.1977 | -0.90852 | -1.6223 | -1.1523 | -0.922 | -1.6089 | -0.88993 | -0.51611 | 2.1823 | 10.4215 | 10.7776 | 9.2715 | 7.869 | 2.5342 | -0.075468 | -0.78904 | -1.4084 | -1.9807 | -2.2635 | 73.1621 | 71.9081 | 70.7653 | 69.9153 | 69.1652 | 68.4593 | 68.0634 | 67.763 | 69.828 | 74.493 | 79.6665 | 84.2345 | 87.5084 | 89.2963 | 90.4843 | 90.6638 | 90.3266 | 89.5997 | 87.8903 | 84.9524 | 80.6633 | 77.5537 | 75.8059 | 74.5603 | 3.1281 | 2.7829 | 3.0585 | 3.637 | 4.7157 | 3.7204 | 3.5684 | 3.7819 | 4.1317 | 4.0112 | 3.966 | 4.449 | 4.5965 | 5.0469 | 5.522 | 5.4237 | 5.2298 | 4.4017 | 3.6521 | 3.6673 | 3.3458 | 3.3205 | 3.4767 | 3.4082
Program Specific1-in-2Size: Over 200kWOther2026September Monthly Peak | Program Specific | 1-in-2 | Size: Over 200kW | Other | 2026 | September Monthly Peak | 9 | 142.9753 | 140.2145 | 136.561 | 136.3449 | 146.0756 | 167.5624 | 197.8653 | 219.6655 | 236.8757 | 247.1016 | 256.7058 | 258.5371 | 252.9649 | 255.8455 | 248.9945 | 234.5145 | 216.9996 | 200.4928 | 191.2205 | 188.1204 | 182.0437 | 173.991 | 161.2745 | 153.9985 | -0.77732 | -0.88502 | -0.59411 | -0.53595 | -0.60402 | -1.2361 | -0.92222 | -1.6232 | -1.177 | -0.93962 | -1.6268 | -0.89231 | -0.51202 | 2.2396 | 10.7773 | 11.0418 | 9.3932 | 7.9228 | 2.4901 | -0.14659 | -0.85434 | -1.4577 | -1.9799 | -2.2508 | 72.1624 | 71.0393 | 70.2145 | 69.3566 | 68.5402 | 67.85 | 67.431 | 67.3115 | 69.5253 | 74.0188 | 79.0671 | 83.6644 | 87.7475 | 90.0817 | 91.2261 | 91.3092 | 90.7663 | 89.5549 | 88.1043 | 85.2324 | 81.6079 | 78.9723 | 77.1242 | 75.8024 | 3.0835 | 2.7602 | 3.0365 | 3.6156 | 4.7171 | 3.7172 | 3.6041 | 3.8297 | 4.2561 | 4.1648 | 4.117 | 4.6146 | 4.7464 | 5.2141 | 5.7054 | 5.5616 | 5.3184 | 4.4518 | 3.6903 | 3.7348 | 3.3439 | 3.3231 | 3.4415 | 3.3689
Program Specific1-in-2Size: Over 200kWOther2026October Monthly Peak | Program Specific | 1-in-2 | Size: Over 200kW | Other | 2026 | October Monthly Peak | 10 | 138.6242 | 134.8474 | 130.8783 | 129.8354 | 137.8871 | 158.5896 | 188.2892 | 205.8322 | 218.1175 | 226.5826 | 235.764 | 239.8082 | 238.3039 | 241.1275 | 235.509 | 222.632 | 206.2636 | 192.0774 | 186.5827 | 180.2727 | 173.8696 | 165.7382 | 154.5622 | 147.4097 | -0.79909 | -1.4561 | -0.91175 | -0.32093 | -0.24356 | -2.144 | -0.97579 | -0.99137 | -0.8121 | -0.40703 | -0.39117 | -0.04366 | 0.057958 | 1.6821 | 10.2103 | 9.9994 | 7.8259 | 6.499 | 0.52416 | -1.9318 | -2.4841 | -2.5906 | -2.3512 | -2.4523 | 64.9887 | 64.1684 | 63.4201 | 62.6263 | 61.9418 | 61.3871 | 60.7531 | 60.5797 | 61.3742 | 64.8646 | 69.9555 | 75.8211 | 80.9566 | 84.1645 | 85.1492 | 85.7426 | 85.595 | 84.535 | 81.6372 | 76.9734 | 73.5443 | 71.1092 | 69.2238 | 67.7596 | 3.1253 | 2.7749 | 3.0421 | 3.5991 | 4.6546 | 3.6777 | 3.5852 | 3.7513 | 4.0968 | 3.9921 | 3.9526 | 4.4744 | 4.6741 | 5.137 | 5.6411 | 5.5192 | 5.2846 | 4.4584 | 3.7641 | 3.7413 | 3.3386 | 3.309 | 3.4478 | 3.371
Program Specific1-in-2Size: Over 200kWOther2026November Monthly Peak | Program Specific | 1-in-2 | Size: Over 200kW | Other | 2026 | November Monthly Peak | 11 | 129.9964 | 126.7353 | 122.6425 | 121.4867 | 129.5708 | 150.3926 | 176.274 | 192.3842 | 201.7476 | 205.7411 | 211.8123 | 213.5996 | 211.3876 | 213.4311 | 207.0698 | 196.0661 | 185.7856 | 179.6857 | 172.668 | 165.4295 | 159.4119 | 152.3265 | 143.3947 | 137.6706 | -0.75825 | -1.4872 | -0.92135 | -0.26329 | -0.1648 | -2.2261 | -0.93272 | -0.82326 | -0.6987 | -0.28343 | -0.14456 | 0.1069 | 0.15147 | 1.4097 | 8.9804 | 8.7175 | 6.8416 | 5.8667 | 0.11693 | -2.1159 | -2.5968 | -2.6116 | -2.2692 | -2.3484 | 58.8977 | 57.9107 | 57.1495 | 56.297 | 55.3236 | 54.6052 | 54.4364 | 54.4096 | 56.52 | 60.2691 | 64.79 | 69.1968 | 71.9149 | 73.3579 | 74.3856 | 74.2467 | 72.5194 | 69.4837 | 66.415 | 64.5166 | 63.1558 | 62.1033 | 61.2029 | 60.3717 | 3.0007 | 2.6702 | 2.9187 | 3.448 | 4.4783 | 3.5709 | 3.4366 | 3.5899 | 3.8798 | 3.7114 | 3.6358 | 4.0805 | 4.2451 | 4.6555 | 5.0783 | 4.9766 | 4.8735 | 4.2703 | 3.5665 | 3.5152 | 3.134 | 3.1138 | 3.2751 | 3.2235
Program Specific1-in-2Size: Over 200kWOther2026December Monthly Peak | Program Specific | 1-in-2 | Size: Over 200kW | Other | 2026 | December Monthly Peak | 12 | 125.212 | 121.5725 | 117.5969 | 116.8892 | 124.8107 | 145.2074 | 172.3374 | 187.2704 | 194.9663 | 196.8839 | 199.5219 | 198.3729 | 194.4185 | 195.4149 | 189.0843 | 180.1706 | 173.3744 | 168.8782 | 163.7864 | 157.6915 | 152.7434 | 146.9549 | 137.9969 | 131.6271 | -0.73034 | -1.4266 | -0.88345 | -0.25333 | -0.15874 | -2.1493 | -0.91189 | -0.80138 | -0.67521 | -0.27122 | -0.13618 | 0.099275 | 0.13931 | 1.2907 | 8.2004 | 8.0107 | 6.3845 | 5.5138 | 0.11092 | -2.0169 | -2.4882 | -2.5195 | -2.1838 | -2.2453 | 50.8002 | 49.8414 | 49.3535 | 48.8721 | 48.2277 | 47.7467 | 47.4901 | 47.4122 | 47.9392 | 51.0503 | 54.7303 | 57.9394 | 59.7893 | 60.8398 | 61.6769 | 61.9902 | 61.3019 | 58.924 | 56.1212 | 54.1184 | 52.5793 | 50.7976 | 49.1559 | 47.8482 | 2.8903 | 2.5615 | 2.7987 | 3.3176 | 4.3137 | 3.4478 | 3.3598 | 3.4945 | 3.7494 | 3.5517 | 3.4249 | 3.7896 | 3.9043 | 4.2625 | 4.6372 | 4.5732 | 4.5479 | 4.0135 | 3.3831 | 3.3508 | 3.0029 | 3.004 | 3.1518 | 3.0819
Program Specific1-in-2Size: Over 200kWOther2026Typical Event Day | Program Specific | 1-in-2 | Size: Over 200kW | Other | 2026 | Typical Event Day | 8 | 144.1036 | 140.4545 | 136.4923 | 136.0601 | 144.8443 | 166.3459 | 194.3452 | 214.7166 | 226.8704 | 234.0826 | 242.9089 | 244.7873 | 240.5691 | 243.2975 | 236.9055 | 224.938 | 209.975 | 195.3376 | 186.8521 | 182.5006 | 180.1125 | 171.9697 | 161.2666 | 154.2443 | -0.79183 | -0.9983 | -0.65715 | -0.49962 | -0.53807 | -1.4084 | -0.9238 | -1.4886 | -1.0771 | -0.80681 | -1.3378 | -0.70289 | -0.39017 | 2.053 | 10.257 | 10.5044 | 8.89 | 7.5222 | 2.0947 | -0.4639 | -1.1518 | -1.662 | -2.0638 | -2.3097 | 71.4618 | 70.3676 | 69.4683 | 68.6303 | 67.8866 | 67.2045 | 66.7253 | 66.9058 | 69.3032 | 73.5462 | 78.139 | 82.2915 | 85.4096 | 87.2578 | 88.5147 | 88.8189 | 88.4802 | 87.5687 | 86.372 | 83.9989 | 80.5155 | 77.1499 | 75.0774 | 73.5863 | 3.1034 | 2.7609 | 3.0306 | 3.6028 | 4.6706 | 3.685 | 3.5349 | 3.7381 | 4.0705 | 3.9397 | 3.8901 | 4.3629 | 4.5073 | 4.9513 | 5.4206 | 5.3268 | 5.1389 | 4.3311 | 3.6008 | 3.6181 | 3.3036 | 3.2798 | 3.4364 | 3.3694

## Enrollments
concat | portfoliotype | dmdrflg | lca | year | daytype | month | accts
Portfolio AdjustedAllAll2015April Monthly Peak | Portfolio Adjusted | All | All | 2015 | April Monthly Peak | 4 | 2718
Portfolio AdjustedAllAll2015August Monthly Peak | Portfolio Adjusted | All | All | 2015 | August Monthly Peak | 8 | 2718
Portfolio AdjustedAllAll2015December Monthly Peak | Portfolio Adjusted | All | All | 2015 | December Monthly Peak | 12 | 2718
Portfolio AdjustedAllAll2015February Monthly Peak | Portfolio Adjusted | All | All | 2015 | February Monthly Peak | 2 | 2718
Portfolio AdjustedAllAll2015January Monthly Peak | Portfolio Adjusted | All | All | 2015 | January Monthly Peak | 1 | 2718
Portfolio AdjustedAllAll2015July Monthly Peak | Portfolio Adjusted | All | All | 2015 | July Monthly Peak | 7 | 2718
Portfolio AdjustedAllAll2015June Monthly Peak | Portfolio Adjusted | All | All | 2015 | June Monthly Peak | 6 | 2718
Portfolio AdjustedAllAll2015March Monthly Peak | Portfolio Adjusted | All | All | 2015 | March Monthly Peak | 3 | 2718
Portfolio AdjustedAllAll2015May Monthly Peak | Portfolio Adjusted | All | All | 2015 | May Monthly Peak | 5 | 2718
Portfolio AdjustedAllAll2015November Monthly Peak | Portfolio Adjusted | All | All | 2015 | November Monthly Peak | 11 | 2718
Portfolio AdjustedAllAll2015October Monthly Peak | Portfolio Adjusted | All | All | 2015 | October Monthly Peak | 10 | 2718
Portfolio AdjustedAllAll2015September Monthly Peak | Portfolio Adjusted | All | All | 2015 | September Monthly Peak | 9 | 2718
Portfolio AdjustedAllAll2015Typical Event Day | Portfolio Adjusted | All | All | 2015 | Typical Event Day | 8 | 2718
Portfolio AdjustedAllAll2016April Monthly Peak | Portfolio Adjusted | All | All | 2016 | April Monthly Peak | 4 | 2718
Portfolio AdjustedAllAll2016August Monthly Peak | Portfolio Adjusted | All | All | 2016 | August Monthly Peak | 8 | 2718
Portfolio AdjustedAllAll2016December Monthly Peak | Portfolio Adjusted | All | All | 2016 | December Monthly Peak | 12 | 2718
Portfolio AdjustedAllAll2016February Monthly Peak | Portfolio Adjusted | All | All | 2016 | February Monthly Peak | 2 | 2718
Portfolio AdjustedAllAll2016January Monthly Peak | Portfolio Adjusted | All | All | 2016 | January Monthly Peak | 1 | 2718
Portfolio AdjustedAllAll2016July Monthly Peak | Portfolio Adjusted | All | All | 2016 | July Monthly Peak | 7 | 2718
Portfolio AdjustedAllAll2016June Monthly Peak | Portfolio Adjusted | All | All | 2016 | June Monthly Peak | 6 | 2718
Portfolio AdjustedAllAll2016March Monthly Peak | Portfolio Adjusted | All | All | 2016 | March Monthly Peak | 3 | 2718
Portfolio AdjustedAllAll2016May Monthly Peak | Portfolio Adjusted | All | All | 2016 | May Monthly Peak | 5 | 2718
Portfolio AdjustedAllAll2016November Monthly Peak | Portfolio Adjusted | All | All | 2016 | November Monthly Peak | 11 | 2718
Portfolio AdjustedAllAll2016October Monthly Peak | Portfolio Adjusted | All | All | 2016 | October Monthly Peak | 10 | 2718
Portfolio AdjustedAllAll2016September Monthly Peak | Portfolio Adjusted | All | All | 2016 | September Monthly Peak | 9 | 2718
Portfolio AdjustedAllAll2016Typical Event Day | Portfolio Adjusted | All | All | 2016 | Typical Event Day | 8 | 2718
Portfolio AdjustedAllAll2017April Monthly Peak | Portfolio Adjusted | All | All | 2017 | April Monthly Peak | 4 | 2737.8414
Portfolio AdjustedAllAll2017August Monthly Peak | Portfolio Adjusted | All | All | 2017 | August Monthly Peak | 8 | 2737.8414
Portfolio AdjustedAllAll2017December Monthly Peak | Portfolio Adjusted | All | All | 2017 | December Monthly Peak | 12 | 2737.8414
Portfolio AdjustedAllAll2017February Monthly Peak | Portfolio Adjusted | All | All | 2017 | February Monthly Peak | 2 | 2737.8414
Portfolio AdjustedAllAll2017January Monthly Peak | Portfolio Adjusted | All | All | 2017 | January Monthly Peak | 1 | 2737.8414
Portfolio AdjustedAllAll2017July Monthly Peak | Portfolio Adjusted | All | All | 2017 | July Monthly Peak | 7 | 2737.8414
Portfolio AdjustedAllAll2017June Monthly Peak | Portfolio Adjusted | All | All | 2017 | June Monthly Peak | 6 | 2737.8414
Portfolio AdjustedAllAll2017March Monthly Peak | Portfolio Adjusted | All | All | 2017 | March Monthly Peak | 3 | 2737.8414
Portfolio AdjustedAllAll2017May Monthly Peak | Portfolio Adjusted | All | All | 2017 | May Monthly Peak | 5 | 2737.8414
Portfolio AdjustedAllAll2017November Monthly Peak | Portfolio Adjusted | All | All | 2017 | November Monthly Peak | 11 | 2737.8414
Portfolio AdjustedAllAll2017October Monthly Peak | Portfolio Adjusted | All | All | 2017 | October Monthly Peak | 10 | 2737.8414
Portfolio AdjustedAllAll2017September Monthly Peak | Portfolio Adjusted | All | All | 2017 | September Monthly Peak | 9 | 2737.8414
Portfolio AdjustedAllAll2017Typical Event Day | Portfolio Adjusted | All | All | 2017 | Typical Event Day | 8 | 2737.8414
Portfolio AdjustedAllAll2018April Monthly Peak | Portfolio Adjusted | All | All | 2018 | April Monthly Peak | 4 | 252746.0619
Portfolio AdjustedAllAll2018August Monthly Peak | Portfolio Adjusted | All | All | 2018 | August Monthly Peak | 8 | 252746.0619
Portfolio AdjustedAllAll2018December Monthly Peak | Portfolio Adjusted | All | All | 2018 | December Monthly Peak | 12 | 252746.0619
Portfolio AdjustedAllAll2018February Monthly Peak | Portfolio Adjusted | All | All | 2018 | February Monthly Peak | 2 | 2746.0549
Portfolio AdjustedAllAll2018January Monthly Peak | Portfolio Adjusted | All | All | 2018 | January Monthly Peak | 1 | 2746.0549
Portfolio AdjustedAllAll2018July Monthly Peak | Portfolio Adjusted | All | All | 2018 | July Monthly Peak | 7 | 252746.0619
Portfolio AdjustedAllAll2018June Monthly Peak | Portfolio Adjusted | All | All | 2018 | June Monthly Peak | 6 | 252746.0619
Portfolio AdjustedAllAll2018March Monthly Peak | Portfolio Adjusted | All | All | 2018 | March Monthly Peak | 3 | 2746.0549
Portfolio AdjustedAllAll2018May Monthly Peak | Portfolio Adjusted | All | All | 2018 | May Monthly Peak | 5 | 252746.0619
Portfolio AdjustedAllAll2018November Monthly Peak | Portfolio Adjusted | All | All | 2018 | November Monthly Peak | 11 | 252746.0619
Portfolio AdjustedAllAll2018October Monthly Peak | Portfolio Adjusted | All | All | 2018 | October Monthly Peak | 10 | 252746.0619
Portfolio AdjustedAllAll2018September Monthly Peak | Portfolio Adjusted | All | All | 2018 | September Monthly Peak | 9 | 252746.0619
Portfolio AdjustedAllAll2018Typical Event Day | Portfolio Adjusted | All | All | 2018 | Typical Event Day | 8 | 252746.0619
Portfolio AdjustedAllAll2019April Monthly Peak | Portfolio Adjusted | All | All | 2019 | April Monthly Peak | 4 | 102754.2959
Portfolio AdjustedAllAll2019August Monthly Peak | Portfolio Adjusted | All | All | 2019 | August Monthly Peak | 8 | 102754.2959
Portfolio AdjustedAllAll2019December Monthly Peak | Portfolio Adjusted | All | All | 2019 | December Monthly Peak | 12 | 102754.2959
Portfolio AdjustedAllAll2019February Monthly Peak | Portfolio Adjusted | All | All | 2019 | February Monthly Peak | 2 | 252754.3
Portfolio AdjustedAllAll2019January Monthly Peak | Portfolio Adjusted | All | All | 2019 | January Monthly Peak | 1 | 252754.3
Portfolio AdjustedAllAll2019July Monthly Peak | Portfolio Adjusted | All | All | 2019 | July Monthly Peak | 7 | 102754.2959
Portfolio AdjustedAllAll2019June Monthly Peak | Portfolio Adjusted | All | All | 2019 | June Monthly Peak | 6 | 102754.2959
Portfolio AdjustedAllAll2019March Monthly Peak | Portfolio Adjusted | All | All | 2019 | March Monthly Peak | 3 | 252754.3
Portfolio AdjustedAllAll2019May Monthly Peak | Portfolio Adjusted | All | All | 2019 | May Monthly Peak | 5 | 102754.2959
Portfolio AdjustedAllAll2019November Monthly Peak | Portfolio Adjusted | All | All | 2019 | November Monthly Peak | 11 | 102754.2959
Portfolio AdjustedAllAll2019October Monthly Peak | Portfolio Adjusted | All | All | 2019 | October Monthly Peak | 10 | 102754.2959
Portfolio AdjustedAllAll2019September Monthly Peak | Portfolio Adjusted | All | All | 2019 | September Monthly Peak | 9 | 102754.2959
Portfolio AdjustedAllAll2019Typical Event Day | Portfolio Adjusted | All | All | 2019 | Typical Event Day | 8 | 102754.2959
Portfolio AdjustedAllAll2020April Monthly Peak | Portfolio Adjusted | All | All | 2020 | April Monthly Peak | 4 | 102762.5588
Portfolio AdjustedAllAll2020August Monthly Peak | Portfolio Adjusted | All | All | 2020 | August Monthly Peak | 8 | 102762.5588
Portfolio AdjustedAllAll2020December Monthly Peak | Portfolio Adjusted | All | All | 2020 | December Monthly Peak | 12 | 102762.5588
Portfolio AdjustedAllAll2020February Monthly Peak | Portfolio Adjusted | All | All | 2020 | February Monthly Peak | 2 | 102762.5588
Portfolio AdjustedAllAll2020January Monthly Peak | Portfolio Adjusted | All | All | 2020 | January Monthly Peak | 1 | 102762.5588
Portfolio AdjustedAllAll2020July Monthly Peak | Portfolio Adjusted | All | All | 2020 | July Monthly Peak | 7 | 102762.5588
Portfolio AdjustedAllAll2020June Monthly Peak | Portfolio Adjusted | All | All | 2020 | June Monthly Peak | 6 | 102762.5588
Portfolio AdjustedAllAll2020March Monthly Peak | Portfolio Adjusted | All | All | 2020 | March Monthly Peak | 3 | 102762.5588
Portfolio AdjustedAllAll2020May Monthly Peak | Portfolio Adjusted | All | All | 2020 | May Monthly Peak | 5 | 102762.5588
Portfolio AdjustedAllAll2020November Monthly Peak | Portfolio Adjusted | All | All | 2020 | November Monthly Peak | 11 | 102762.5588
Portfolio AdjustedAllAll2020October Monthly Peak | Portfolio Adjusted | All | All | 2020 | October Monthly Peak | 10 | 102762.5588
Portfolio AdjustedAllAll2020September Monthly Peak | Portfolio Adjusted | All | All | 2020 | September Monthly Peak | 9 | 102762.5588
Portfolio AdjustedAllAll2020Typical Event Day | Portfolio Adjusted | All | All | 2020 | Typical Event Day | 8 | 102762.5588
Portfolio AdjustedAllAll2021April Monthly Peak | Portfolio Adjusted | All | All | 2021 | April Monthly Peak | 4 | 102770.8464
Portfolio AdjustedAllAll2021August Monthly Peak | Portfolio Adjusted | All | All | 2021 | August Monthly Peak | 8 | 102770.8464
Portfolio AdjustedAllAll2021December Monthly Peak | Portfolio Adjusted | All | All | 2021 | December Monthly Peak | 12 | 102770.8464
Portfolio AdjustedAllAll2021February Monthly Peak | Portfolio Adjusted | All | All | 2021 | February Monthly Peak | 2 | 102770.8464
Portfolio AdjustedAllAll2021January Monthly Peak | Portfolio Adjusted | All | All | 2021 | January Monthly Peak | 1 | 102770.8464
Portfolio AdjustedAllAll2021July Monthly Peak | Portfolio Adjusted | All | All | 2021 | July Monthly Peak | 7 | 102770.8464
Portfolio AdjustedAllAll2021June Monthly Peak | Portfolio Adjusted | All | All | 2021 | June Monthly Peak | 6 | 102770.8464
Portfolio AdjustedAllAll2021March Monthly Peak | Portfolio Adjusted | All | All | 2021 | March Monthly Peak | 3 | 102770.8464
Portfolio AdjustedAllAll2021May Monthly Peak | Portfolio Adjusted | All | All | 2021 | May Monthly Peak | 5 | 102770.8464
Portfolio AdjustedAllAll2021November Monthly Peak | Portfolio Adjusted | All | All | 2021 | November Monthly Peak | 11 | 102770.8464
Portfolio AdjustedAllAll2021October Monthly Peak | Portfolio Adjusted | All | All | 2021 | October Monthly Peak | 10 | 102770.8464
Portfolio AdjustedAllAll2021September Monthly Peak | Portfolio Adjusted | All | All | 2021 | September Monthly Peak | 9 | 102770.8464
Portfolio AdjustedAllAll2021Typical Event Day | Portfolio Adjusted | All | All | 2021 | Typical Event Day | 8 | 102770.8464
Portfolio AdjustedAllAll2022April Monthly Peak | Portfolio Adjusted | All | All | 2022 | April Monthly Peak | 4 | 102779.159
Portfolio AdjustedAllAll2022August Monthly Peak | Portfolio Adjusted | All | All | 2022 | August Monthly Peak | 8 | 102779.159
Portfolio AdjustedAllAll2022December Monthly Peak | Portfolio Adjusted | All | All | 2022 | December Monthly Peak | 12 | 102779.159
Portfolio AdjustedAllAll2022February Monthly Peak | Portfolio Adjusted | All | All | 2022 | February Monthly Peak | 2 | 102779.159
Portfolio AdjustedAllAll2022January Monthly Peak | Portfolio Adjusted | All | All | 2022 | January Monthly Peak | 1 | 102779.159
Portfolio AdjustedAllAll2022July Monthly Peak | Portfolio Adjusted | All | All | 2022 | July Monthly Peak | 7 | 102779.159
Portfolio AdjustedAllAll2022June Monthly Peak | Portfolio Adjusted | All | All | 2022 | June Monthly Peak | 6 | 102779.159
Portfolio AdjustedAllAll2022March Monthly Peak | Portfolio Adjusted | All | All | 2022 | March Monthly Peak | 3 | 102779.159
Portfolio AdjustedAllAll2022May Monthly Peak | Portfolio Adjusted | All | All | 2022 | May Monthly Peak | 5 | 102779.159
Portfolio AdjustedAllAll2022November Monthly Peak | Portfolio Adjusted | All | All | 2022 | November Monthly Peak | 11 | 102779.159
Portfolio AdjustedAllAll2022October Monthly Peak | Portfolio Adjusted | All | All | 2022 | October Monthly Peak | 10 | 102779.159
Portfolio AdjustedAllAll2022September Monthly Peak | Portfolio Adjusted | All | All | 2022 | September Monthly Peak | 9 | 102779.159
Portfolio AdjustedAllAll2022Typical Event Day | Portfolio Adjusted | All | All | 2022 | Typical Event Day | 8 | 102779.159
Portfolio AdjustedAllAll2023April Monthly Peak | Portfolio Adjusted | All | All | 2023 | April Monthly Peak | 4 | 102787.4964
Portfolio AdjustedAllAll2023August Monthly Peak | Portfolio Adjusted | All | All | 2023 | August Monthly Peak | 8 | 102787.4964
Portfolio AdjustedAllAll2023December Monthly Peak | Portfolio Adjusted | All | All | 2023 | December Monthly Peak | 12 | 102787.4964
Portfolio AdjustedAllAll2023February Monthly Peak | Portfolio Adjusted | All | All | 2023 | February Monthly Peak | 2 | 102787.4964
Portfolio AdjustedAllAll2023January Monthly Peak | Portfolio Adjusted | All | All | 2023 | January Monthly Peak | 1 | 102787.4964
Portfolio AdjustedAllAll2023July Monthly Peak | Portfolio Adjusted | All | All | 2023 | July Monthly Peak | 7 | 102787.4964
Portfolio AdjustedAllAll2023June Monthly Peak | Portfolio Adjusted | All | All | 2023 | June Monthly Peak | 6 | 102787.4964
Portfolio AdjustedAllAll2023March Monthly Peak | Portfolio Adjusted | All | All | 2023 | March Monthly Peak | 3 | 102787.4964
Portfolio AdjustedAllAll2023May Monthly Peak | Portfolio Adjusted | All | All | 2023 | May Monthly Peak | 5 | 102787.4964
Portfolio AdjustedAllAll2023November Monthly Peak | Portfolio Adjusted | All | All | 2023 | November Monthly Peak | 11 | 102787.4964
Portfolio AdjustedAllAll2023October Monthly Peak | Portfolio Adjusted | All | All | 2023 | October Monthly Peak | 10 | 102787.4964
Portfolio AdjustedAllAll2023September Monthly Peak | Portfolio Adjusted | All | All | 2023 | September Monthly Peak | 9 | 102787.4964
Portfolio AdjustedAllAll2023Typical Event Day | Portfolio Adjusted | All | All | 2023 | Typical Event Day | 8 | 102787.4964
Portfolio AdjustedAllAll2024April Monthly Peak | Portfolio Adjusted | All | All | 2024 | April Monthly Peak | 4 | 102795.8589
Portfolio AdjustedAllAll2024August Monthly Peak | Portfolio Adjusted | All | All | 2024 | August Monthly Peak | 8 | 102795.8589
Portfolio AdjustedAllAll2024December Monthly Peak | Portfolio Adjusted | All | All | 2024 | December Monthly Peak | 12 | 102795.8589
Portfolio AdjustedAllAll2024February Monthly Peak | Portfolio Adjusted | All | All | 2024 | February Monthly Peak | 2 | 102795.8589
Portfolio AdjustedAllAll2024January Monthly Peak | Portfolio Adjusted | All | All | 2024 | January Monthly Peak | 1 | 102795.8589
Portfolio AdjustedAllAll2024July Monthly Peak | Portfolio Adjusted | All | All | 2024 | July Monthly Peak | 7 | 102795.8589
Portfolio AdjustedAllAll2024June Monthly Peak | Portfolio Adjusted | All | All | 2024 | June Monthly Peak | 6 | 102795.8589
Portfolio AdjustedAllAll2024March Monthly Peak | Portfolio Adjusted | All | All | 2024 | March Monthly Peak | 3 | 102795.8589
Portfolio AdjustedAllAll2024May Monthly Peak | Portfolio Adjusted | All | All | 2024 | May Monthly Peak | 5 | 102795.8589
Portfolio AdjustedAllAll2024November Monthly Peak | Portfolio Adjusted | All | All | 2024 | November Monthly Peak | 11 | 102795.8589
Portfolio AdjustedAllAll2024October Monthly Peak | Portfolio Adjusted | All | All | 2024 | October Monthly Peak | 10 | 102795.8589
Portfolio AdjustedAllAll2024September Monthly Peak | Portfolio Adjusted | All | All | 2024 | September Monthly Peak | 9 | 102795.8589
Portfolio AdjustedAllAll2024Typical Event Day | Portfolio Adjusted | All | All | 2024 | Typical Event Day | 8 | 102795.8589
Portfolio AdjustedAllAll2025April Monthly Peak | Portfolio Adjusted | All | All | 2025 | April Monthly Peak | 4 | 102804.2465
Portfolio AdjustedAllAll2025August Monthly Peak | Portfolio Adjusted | All | All | 2025 | August Monthly Peak | 8 | 102804.2465
Portfolio AdjustedAllAll2025December Monthly Peak | Portfolio Adjusted | All | All | 2025 | December Monthly Peak | 12 | 102804.2465
Portfolio AdjustedAllAll2025February Monthly Peak | Portfolio Adjusted | All | All | 2025 | February Monthly Peak | 2 | 102804.2465
Portfolio AdjustedAllAll2025January Monthly Peak | Portfolio Adjusted | All | All | 2025 | January Monthly Peak | 1 | 102804.2465
Portfolio AdjustedAllAll2025July Monthly Peak | Portfolio Adjusted | All | All | 2025 | July Monthly Peak | 7 | 102804.2465
Portfolio AdjustedAllAll2025June Monthly Peak | Portfolio Adjusted | All | All | 2025 | June Monthly Peak | 6 | 102804.2465
Portfolio AdjustedAllAll2025March Monthly Peak | Portfolio Adjusted | All | All | 2025 | March Monthly Peak | 3 | 102804.2465
Portfolio AdjustedAllAll2025May Monthly Peak | Portfolio Adjusted | All | All | 2025 | May Monthly Peak | 5 | 102804.2465
Portfolio AdjustedAllAll2025November Monthly Peak | Portfolio Adjusted | All | All | 2025 | November Monthly Peak | 11 | 102804.2465
Portfolio AdjustedAllAll2025October Monthly Peak | Portfolio Adjusted | All | All | 2025 | October Monthly Peak | 10 | 102804.2465
Portfolio AdjustedAllAll2025September Monthly Peak | Portfolio Adjusted | All | All | 2025 | September Monthly Peak | 9 | 102804.2465
Portfolio AdjustedAllAll2025Typical Event Day | Portfolio Adjusted | All | All | 2025 | Typical Event Day | 8 | 102804.2465
Portfolio AdjustedAllAll2026April Monthly Peak | Portfolio Adjusted | All | All | 2026 | April Monthly Peak | 4 | 102812.6592
Portfolio AdjustedAllAll2026August Monthly Peak | Portfolio Adjusted | All | All | 2026 | August Monthly Peak | 8 | 102812.6592
Portfolio AdjustedAllAll2026December Monthly Peak | Portfolio Adjusted | All | All | 2026 | December Monthly Peak | 12 | 102812.6592
Portfolio AdjustedAllAll2026February Monthly Peak | Portfolio Adjusted | All | All | 2026 | February Monthly Peak | 2 | 102812.6592
Portfolio AdjustedAllAll2026January Monthly Peak | Portfolio Adjusted | All | All | 2026 | January Monthly Peak | 1 | 102812.6592
Portfolio AdjustedAllAll2026July Monthly Peak | Portfolio Adjusted | All | All | 2026 | July Monthly Peak | 7 | 102812.6592
Portfolio AdjustedAllAll2026June Monthly Peak | Portfolio Adjusted | All | All | 2026 | June Monthly Peak | 6 | 102812.6592
Portfolio AdjustedAllAll2026March Monthly Peak | Portfolio Adjusted | All | All | 2026 | March Monthly Peak | 3 | 102812.6592
Portfolio AdjustedAllAll2026May Monthly Peak | Portfolio Adjusted | All | All | 2026 | May Monthly Peak | 5 | 102812.6592
Portfolio AdjustedAllAll2026November Monthly Peak | Portfolio Adjusted | All | All | 2026 | November Monthly Peak | 11 | 102812.6592
Portfolio AdjustedAllAll2026October Monthly Peak | Portfolio Adjusted | All | All | 2026 | October Monthly Peak | 10 | 102812.6592
Portfolio AdjustedAllAll2026September Monthly Peak | Portfolio Adjusted | All | All | 2026 | September Monthly Peak | 9 | 102812.6592
Portfolio AdjustedAllAll2026Typical Event Day | Portfolio Adjusted | All | All | 2026 | Typical Event Day | 8 | 102812.6592
Portfolio AdjustedAllOrange County2015April Monthly Peak | Portfolio Adjusted | All | Orange County | 2015 | April Monthly Peak | 4 | 930.5442
Portfolio AdjustedAllOrange County2015August Monthly Peak | Portfolio Adjusted | All | Orange County | 2015 | August Monthly Peak | 8 | 930.5442
Portfolio AdjustedAllOrange County2015December Monthly Peak | Portfolio Adjusted | All | Orange County | 2015 | December Monthly Peak | 12 | 930.5442
Portfolio AdjustedAllOrange County2015February Monthly Peak | Portfolio Adjusted | All | Orange County | 2015 | February Monthly Peak | 2 | 930.5442
Portfolio AdjustedAllOrange County2015January Monthly Peak | Portfolio Adjusted | All | Orange County | 2015 | January Monthly Peak | 1 | 930.5442
Portfolio AdjustedAllOrange County2015July Monthly Peak | Portfolio Adjusted | All | Orange County | 2015 | July Monthly Peak | 7 | 930.5442
Portfolio AdjustedAllOrange County2015June Monthly Peak | Portfolio Adjusted | All | Orange County | 2015 | June Monthly Peak | 6 | 930.5442
Portfolio AdjustedAllOrange County2015March Monthly Peak | Portfolio Adjusted | All | Orange County | 2015 | March Monthly Peak | 3 | 930.5442
Portfolio AdjustedAllOrange County2015May Monthly Peak | Portfolio Adjusted | All | Orange County | 2015 | May Monthly Peak | 5 | 930.5442
Portfolio AdjustedAllOrange County2015November Monthly Peak | Portfolio Adjusted | All | Orange County | 2015 | November Monthly Peak | 11 | 930.5442
Portfolio AdjustedAllOrange County2015October Monthly Peak | Portfolio Adjusted | All | Orange County | 2015 | October Monthly Peak | 10 | 930.5442
Portfolio AdjustedAllOrange County2015September Monthly Peak | Portfolio Adjusted | All | Orange County | 2015 | September Monthly Peak | 9 | 930.5442
Portfolio AdjustedAllOrange County2015Typical Event Day | Portfolio Adjusted | All | Orange County | 2015 | Typical Event Day | 8 | 930.5442
Portfolio AdjustedAllOrange County2016April Monthly Peak | Portfolio Adjusted | All | Orange County | 2016 | April Monthly Peak | 4 | 930.5442
Portfolio AdjustedAllOrange County2016August Monthly Peak | Portfolio Adjusted | All | Orange County | 2016 | August Monthly Peak | 8 | 930.5442
Portfolio AdjustedAllOrange County2016December Monthly Peak | Portfolio Adjusted | All | Orange County | 2016 | December Monthly Peak | 12 | 930.5442
Portfolio AdjustedAllOrange County2016February Monthly Peak | Portfolio Adjusted | All | Orange County | 2016 | February Monthly Peak | 2 | 930.5442
Portfolio AdjustedAllOrange County2016January Monthly Peak | Portfolio Adjusted | All | Orange County | 2016 | January Monthly Peak | 1 | 930.5442
Portfolio AdjustedAllOrange County2016July Monthly Peak | Portfolio Adjusted | All | Orange County | 2016 | July Monthly Peak | 7 | 930.5442
Portfolio AdjustedAllOrange County2016June Monthly Peak | Portfolio Adjusted | All | Orange County | 2016 | June Monthly Peak | 6 | 930.5442
Portfolio AdjustedAllOrange County2016March Monthly Peak | Portfolio Adjusted | All | Orange County | 2016 | March Monthly Peak | 3 | 930.5442
Portfolio AdjustedAllOrange County2016May Monthly Peak | Portfolio Adjusted | All | Orange County | 2016 | May Monthly Peak | 5 | 930.5442
Portfolio AdjustedAllOrange County2016November Monthly Peak | Portfolio Adjusted | All | Orange County | 2016 | November Monthly Peak | 11 | 930.5442
Portfolio AdjustedAllOrange County2016October Monthly Peak | Portfolio Adjusted | All | Orange County | 2016 | October Monthly Peak | 10 | 930.5442
Portfolio AdjustedAllOrange County2016September Monthly Peak | Portfolio Adjusted | All | Orange County | 2016 | September Monthly Peak | 9 | 930.5442
Portfolio AdjustedAllOrange County2016Typical Event Day | Portfolio Adjusted | All | Orange County | 2016 | Typical Event Day | 8 | 930.5442
Portfolio AdjustedAllOrange County2017April Monthly Peak | Portfolio Adjusted | All | Orange County | 2017 | April Monthly Peak | 4 | 937.3371
Portfolio AdjustedAllOrange County2017August Monthly Peak | Portfolio Adjusted | All | Orange County | 2017 | August Monthly Peak | 8 | 937.3371
Portfolio AdjustedAllOrange County2017December Monthly Peak | Portfolio Adjusted | All | Orange County | 2017 | December Monthly Peak | 12 | 937.3371
Portfolio AdjustedAllOrange County2017February Monthly Peak | Portfolio Adjusted | All | Orange County | 2017 | February Monthly Peak | 2 | 937.3371
Portfolio AdjustedAllOrange County2017January Monthly Peak | Portfolio Adjusted | All | Orange County | 2017 | January Monthly Peak | 1 | 937.3371
Portfolio AdjustedAllOrange County2017July Monthly Peak | Portfolio Adjusted | All | Orange County | 2017 | July Monthly Peak | 7 | 937.3371
Portfolio AdjustedAllOrange County2017June Monthly Peak | Portfolio Adjusted | All | Orange County | 2017 | June Monthly Peak | 6 | 937.3371
Portfolio AdjustedAllOrange County2017March Monthly Peak | Portfolio Adjusted | All | Orange County | 2017 | March Monthly Peak | 3 | 937.3371
Portfolio AdjustedAllOrange County2017May Monthly Peak | Portfolio Adjusted | All | Orange County | 2017 | May Monthly Peak | 5 | 937.3371
Portfolio AdjustedAllOrange County2017November Monthly Peak | Portfolio Adjusted | All | Orange County | 2017 | November Monthly Peak | 11 | 937.3371
Portfolio AdjustedAllOrange County2017October Monthly Peak | Portfolio Adjusted | All | Orange County | 2017 | October Monthly Peak | 10 | 937.3371
Portfolio AdjustedAllOrange County2017September Monthly Peak | Portfolio Adjusted | All | Orange County | 2017 | September Monthly Peak | 9 | 937.3371
Portfolio AdjustedAllOrange County2017Typical Event Day | Portfolio Adjusted | All | Orange County | 2017 | Typical Event Day | 8 | 937.3371
Portfolio AdjustedAllOrange County2018April Monthly Peak | Portfolio Adjusted | All | Orange County | 2018 | April Monthly Peak | 4 | 62595.2838
Portfolio AdjustedAllOrange County2018August Monthly Peak | Portfolio Adjusted | All | Orange County | 2018 | August Monthly Peak | 8 | 62595.2838
Portfolio AdjustedAllOrange County2018December Monthly Peak | Portfolio Adjusted | All | Orange County | 2018 | December Monthly Peak | 12 | 62595.2838
Portfolio AdjustedAllOrange County2018February Monthly Peak | Portfolio Adjusted | All | Orange County | 2018 | February Monthly Peak | 2 | 940.1492
Portfolio AdjustedAllOrange County2018January Monthly Peak | Portfolio Adjusted | All | Orange County | 2018 | January Monthly Peak | 1 | 940.1492
Portfolio AdjustedAllOrange County2018July Monthly Peak | Portfolio Adjusted | All | Orange County | 2018 | July Monthly Peak | 7 | 62595.2838
Portfolio AdjustedAllOrange County2018June Monthly Peak | Portfolio Adjusted | All | Orange County | 2018 | June Monthly Peak | 6 | 62595.2838
Portfolio AdjustedAllOrange County2018March Monthly Peak | Portfolio Adjusted | All | Orange County | 2018 | March Monthly Peak | 3 | 940.1492
Portfolio AdjustedAllOrange County2018May Monthly Peak | Portfolio Adjusted | All | Orange County | 2018 | May Monthly Peak | 5 | 62595.2838
Portfolio AdjustedAllOrange County2018November Monthly Peak | Portfolio Adjusted | All | Orange County | 2018 | November Monthly Peak | 11 | 62595.2838
Portfolio AdjustedAllOrange County2018October Monthly Peak | Portfolio Adjusted | All | Orange County | 2018 | October Monthly Peak | 10 | 62595.2838
Portfolio AdjustedAllOrange County2018September Monthly Peak | Portfolio Adjusted | All | Orange County | 2018 | September Monthly Peak | 9 | 62595.2838
Portfolio AdjustedAllOrange County2018Typical Event Day | Portfolio Adjusted | All | Orange County | 2018 | Typical Event Day | 8 | 62595.2838
Portfolio AdjustedAllOrange County2019April Monthly Peak | Portfolio Adjusted | All | Orange County | 2019 | April Monthly Peak | 4 | 25605.0235
Portfolio AdjustedAllOrange County2019August Monthly Peak | Portfolio Adjusted | All | Orange County | 2019 | August Monthly Peak | 8 | 25605.0235
Portfolio AdjustedAllOrange County2019December Monthly Peak | Portfolio Adjusted | All | Orange County | 2019 | December Monthly Peak | 12 | 25605.0235
Portfolio AdjustedAllOrange County2019February Monthly Peak | Portfolio Adjusted | All | Orange County | 2019 | February Monthly Peak | 2 | 62598.1043
Portfolio AdjustedAllOrange County2019January Monthly Peak | Portfolio Adjusted | All | Orange County | 2019 | January Monthly Peak | 1 | 62598.1043
Portfolio AdjustedAllOrange County2019July Monthly Peak | Portfolio Adjusted | All | Orange County | 2019 | July Monthly Peak | 7 | 25605.0235
Portfolio AdjustedAllOrange County2019June Monthly Peak | Portfolio Adjusted | All | Orange County | 2019 | June Monthly Peak | 6 | 25605.0235
Portfolio AdjustedAllOrange County2019March Monthly Peak | Portfolio Adjusted | All | Orange County | 2019 | March Monthly Peak | 3 | 62598.1043
Portfolio AdjustedAllOrange County2019May Monthly Peak | Portfolio Adjusted | All | Orange County | 2019 | May Monthly Peak | 5 | 25605.0235
Portfolio AdjustedAllOrange County2019November Monthly Peak | Portfolio Adjusted | All | Orange County | 2019 | November Monthly Peak | 11 | 25605.0235
Portfolio AdjustedAllOrange County2019October Monthly Peak | Portfolio Adjusted | All | Orange County | 2019 | October Monthly Peak | 10 | 25605.0235
Portfolio AdjustedAllOrange County2019September Monthly Peak | Portfolio Adjusted | All | Orange County | 2019 | September Monthly Peak | 9 | 25605.0235
Portfolio AdjustedAllOrange County2019Typical Event Day | Portfolio Adjusted | All | Orange County | 2019 | Typical Event Day | 8 | 25605.0235
Portfolio AdjustedAllOrange County2020April Monthly Peak | Portfolio Adjusted | All | Orange County | 2020 | April Monthly Peak | 4 | 25607.8524
Portfolio AdjustedAllOrange County2020August Monthly Peak | Portfolio Adjusted | All | Orange County | 2020 | August Monthly Peak | 8 | 25607.8524
Portfolio AdjustedAllOrange County2020December Monthly Peak | Portfolio Adjusted | All | Orange County | 2020 | December Monthly Peak | 12 | 25607.8524
Portfolio AdjustedAllOrange County2020February Monthly Peak | Portfolio Adjusted | All | Orange County | 2020 | February Monthly Peak | 2 | 25607.8524
Portfolio AdjustedAllOrange County2020January Monthly Peak | Portfolio Adjusted | All | Orange County | 2020 | January Monthly Peak | 1 | 25607.8524
Portfolio AdjustedAllOrange County2020July Monthly Peak | Portfolio Adjusted | All | Orange County | 2020 | July Monthly Peak | 7 | 25607.8524
Portfolio AdjustedAllOrange County2020June Monthly Peak | Portfolio Adjusted | All | Orange County | 2020 | June Monthly Peak | 6 | 25607.8524
Portfolio AdjustedAllOrange County2020March Monthly Peak | Portfolio Adjusted | All | Orange County | 2020 | March Monthly Peak | 3 | 25607.8524
Portfolio AdjustedAllOrange County2020May Monthly Peak | Portfolio Adjusted | All | Orange County | 2020 | May Monthly Peak | 5 | 25607.8524
Portfolio AdjustedAllOrange County2020November Monthly Peak | Portfolio Adjusted | All | Orange County | 2020 | November Monthly Peak | 11 | 25607.8524
Portfolio AdjustedAllOrange County2020October Monthly Peak | Portfolio Adjusted | All | Orange County | 2020 | October Monthly Peak | 10 | 25607.8524
Portfolio AdjustedAllOrange County2020September Monthly Peak | Portfolio Adjusted | All | Orange County | 2020 | September Monthly Peak | 9 | 25607.8524
Portfolio AdjustedAllOrange County2020Typical Event Day | Portfolio Adjusted | All | Orange County | 2020 | Typical Event Day | 8 | 25607.8524
Portfolio AdjustedAllOrange County2021April Monthly Peak | Portfolio Adjusted | All | Orange County | 2021 | April Monthly Peak | 4 | 25610.6898
Portfolio AdjustedAllOrange County2021August Monthly Peak | Portfolio Adjusted | All | Orange County | 2021 | August Monthly Peak | 8 | 25610.6898
Portfolio AdjustedAllOrange County2021December Monthly Peak | Portfolio Adjusted | All | Orange County | 2021 | December Monthly Peak | 12 | 25610.6898
Portfolio AdjustedAllOrange County2021February Monthly Peak | Portfolio Adjusted | All | Orange County | 2021 | February Monthly Peak | 2 | 25610.6898
Portfolio AdjustedAllOrange County2021January Monthly Peak | Portfolio Adjusted | All | Orange County | 2021 | January Monthly Peak | 1 | 25610.6898
Portfolio AdjustedAllOrange County2021July Monthly Peak | Portfolio Adjusted | All | Orange County | 2021 | July Monthly Peak | 7 | 25610.6898
Portfolio AdjustedAllOrange County2021June Monthly Peak | Portfolio Adjusted | All | Orange County | 2021 | June Monthly Peak | 6 | 25610.6898
Portfolio AdjustedAllOrange County2021March Monthly Peak | Portfolio Adjusted | All | Orange County | 2021 | March Monthly Peak | 3 | 25610.6898
Portfolio AdjustedAllOrange County2021May Monthly Peak | Portfolio Adjusted | All | Orange County | 2021 | May Monthly Peak | 5 | 25610.6898
Portfolio AdjustedAllOrange County2021November Monthly Peak | Portfolio Adjusted | All | Orange County | 2021 | November Monthly Peak | 11 | 25610.6898
Portfolio AdjustedAllOrange County2021October Monthly Peak | Portfolio Adjusted | All | Orange County | 2021 | October Monthly Peak | 10 | 25610.6898
Portfolio AdjustedAllOrange County2021September Monthly Peak | Portfolio Adjusted | All | Orange County | 2021 | September Monthly Peak | 9 | 25610.6898
Portfolio AdjustedAllOrange County2021Typical Event Day | Portfolio Adjusted | All | Orange County | 2021 | Typical Event Day | 8 | 25610.6898
Portfolio AdjustedAllOrange County2022April Monthly Peak | Portfolio Adjusted | All | Orange County | 2022 | April Monthly Peak | 4 | 25613.5357
Portfolio AdjustedAllOrange County2022August Monthly Peak | Portfolio Adjusted | All | Orange County | 2022 | August Monthly Peak | 8 | 25613.5357
Portfolio AdjustedAllOrange County2022December Monthly Peak | Portfolio Adjusted | All | Orange County | 2022 | December Monthly Peak | 12 | 25613.5357
Portfolio AdjustedAllOrange County2022February Monthly Peak | Portfolio Adjusted | All | Orange County | 2022 | February Monthly Peak | 2 | 25613.5357
Portfolio AdjustedAllOrange County2022January Monthly Peak | Portfolio Adjusted | All | Orange County | 2022 | January Monthly Peak | 1 | 25613.5357
Portfolio AdjustedAllOrange County2022July Monthly Peak | Portfolio Adjusted | All | Orange County | 2022 | July Monthly Peak | 7 | 25613.5357
Portfolio AdjustedAllOrange County2022June Monthly Peak | Portfolio Adjusted | All | Orange County | 2022 | June Monthly Peak | 6 | 25613.5357
Portfolio AdjustedAllOrange County2022March Monthly Peak | Portfolio Adjusted | All | Orange County | 2022 | March Monthly Peak | 3 | 25613.5357
Portfolio AdjustedAllOrange County2022May Monthly Peak | Portfolio Adjusted | All | Orange County | 2022 | May Monthly Peak | 5 | 25613.5357
Portfolio AdjustedAllOrange County2022November Monthly Peak | Portfolio Adjusted | All | Orange County | 2022 | November Monthly Peak | 11 | 25613.5357
Portfolio AdjustedAllOrange County2022October Monthly Peak | Portfolio Adjusted | All | Orange County | 2022 | October Monthly Peak | 10 | 25613.5357
Portfolio AdjustedAllOrange County2022September Monthly Peak | Portfolio Adjusted | All | Orange County | 2022 | September Monthly Peak | 9 | 25613.5357
Portfolio AdjustedAllOrange County2022Typical Event Day | Portfolio Adjusted | All | Orange County | 2022 | Typical Event Day | 8 | 25613.5357
Portfolio AdjustedAllOrange County2023April Monthly Peak | Portfolio Adjusted | All | Orange County | 2023 | April Monthly Peak | 4 | 25616.3901
Portfolio AdjustedAllOrange County2023August Monthly Peak | Portfolio Adjusted | All | Orange County | 2023 | August Monthly Peak | 8 | 25616.3901
Portfolio AdjustedAllOrange County2023December Monthly Peak | Portfolio Adjusted | All | Orange County | 2023 | December Monthly Peak | 12 | 25616.3901
Portfolio AdjustedAllOrange County2023February Monthly Peak | Portfolio Adjusted | All | Orange County | 2023 | February Monthly Peak | 2 | 25616.3901
Portfolio AdjustedAllOrange County2023January Monthly Peak | Portfolio Adjusted | All | Orange County | 2023 | January Monthly Peak | 1 | 25616.3901
Portfolio AdjustedAllOrange County2023July Monthly Peak | Portfolio Adjusted | All | Orange County | 2023 | July Monthly Peak | 7 | 25616.3901
Portfolio AdjustedAllOrange County2023June Monthly Peak | Portfolio Adjusted | All | Orange County | 2023 | June Monthly Peak | 6 | 25616.3901
Portfolio AdjustedAllOrange County2023March Monthly Peak | Portfolio Adjusted | All | Orange County | 2023 | March Monthly Peak | 3 | 25616.3901
Portfolio AdjustedAllOrange County2023May Monthly Peak | Portfolio Adjusted | All | Orange County | 2023 | May Monthly Peak | 5 | 25616.3901
Portfolio AdjustedAllOrange County2023November Monthly Peak | Portfolio Adjusted | All | Orange County | 2023 | November Monthly Peak | 11 | 25616.3901
Portfolio AdjustedAllOrange County2023October Monthly Peak | Portfolio Adjusted | All | Orange County | 2023 | October Monthly Peak | 10 | 25616.3901
Portfolio AdjustedAllOrange County2023September Monthly Peak | Portfolio Adjusted | All | Orange County | 2023 | September Monthly Peak | 9 | 25616.3901
Portfolio AdjustedAllOrange County2023Typical Event Day | Portfolio Adjusted | All | Orange County | 2023 | Typical Event Day | 8 | 25616.3901
Portfolio AdjustedAllOrange County2024April Monthly Peak | Portfolio Adjusted | All | Orange County | 2024 | April Monthly Peak | 4 | 25619.2531
Portfolio AdjustedAllOrange County2024August Monthly Peak | Portfolio Adjusted | All | Orange County | 2024 | August Monthly Peak | 8 | 25619.2531
Portfolio AdjustedAllOrange County2024December Monthly Peak | Portfolio Adjusted | All | Orange County | 2024 | December Monthly Peak | 12 | 25619.2531
Portfolio AdjustedAllOrange County2024February Monthly Peak | Portfolio Adjusted | All | Orange County | 2024 | February Monthly Peak | 2 | 25619.2531
Portfolio AdjustedAllOrange County2024January Monthly Peak | Portfolio Adjusted | All | Orange County | 2024 | January Monthly Peak | 1 | 25619.2531
Portfolio AdjustedAllOrange County2024July Monthly Peak | Portfolio Adjusted | All | Orange County | 2024 | July Monthly Peak | 7 | 25619.2531
Portfolio AdjustedAllOrange County2024June Monthly Peak | Portfolio Adjusted | All | Orange County | 2024 | June Monthly Peak | 6 | 25619.2531
Portfolio AdjustedAllOrange County2024March Monthly Peak | Portfolio Adjusted | All | Orange County | 2024 | March Monthly Peak | 3 | 25619.2531
Portfolio AdjustedAllOrange County2024May Monthly Peak | Portfolio Adjusted | All | Orange County | 2024 | May Monthly Peak | 5 | 25619.2531
Portfolio AdjustedAllOrange County2024November Monthly Peak | Portfolio Adjusted | All | Orange County | 2024 | November Monthly Peak | 11 | 25619.2531
Portfolio AdjustedAllOrange County2024October Monthly Peak | Portfolio Adjusted | All | Orange County | 2024 | October Monthly Peak | 10 | 25619.2531
Portfolio AdjustedAllOrange County2024September Monthly Peak | Portfolio Adjusted | All | Orange County | 2024 | September Monthly Peak | 9 | 25619.2531
Portfolio AdjustedAllOrange County2024Typical Event Day | Portfolio Adjusted | All | Orange County | 2024 | Typical Event Day | 8 | 25619.2531
Portfolio AdjustedAllOrange County2025April Monthly Peak | Portfolio Adjusted | All | Orange County | 2025 | April Monthly Peak | 4 | 25622.1247
Portfolio AdjustedAllOrange County2025August Monthly Peak | Portfolio Adjusted | All | Orange County | 2025 | August Monthly Peak | 8 | 25622.1247
Portfolio AdjustedAllOrange County2025December Monthly Peak | Portfolio Adjusted | All | Orange County | 2025 | December Monthly Peak | 12 | 25622.1247
Portfolio AdjustedAllOrange County2025February Monthly Peak | Portfolio Adjusted | All | Orange County | 2025 | February Monthly Peak | 2 | 25622.1247
Portfolio AdjustedAllOrange County2025January Monthly Peak | Portfolio Adjusted | All | Orange County | 2025 | January Monthly Peak | 1 | 25622.1247
Portfolio AdjustedAllOrange County2025July Monthly Peak | Portfolio Adjusted | All | Orange County | 2025 | July Monthly Peak | 7 | 25622.1247
Portfolio AdjustedAllOrange County2025June Monthly Peak | Portfolio Adjusted | All | Orange County | 2025 | June Monthly Peak | 6 | 25622.1247
Portfolio AdjustedAllOrange County2025March Monthly Peak | Portfolio Adjusted | All | Orange County | 2025 | March Monthly Peak | 3 | 25622.1247
Portfolio AdjustedAllOrange County2025May Monthly Peak | Portfolio Adjusted | All | Orange County | 2025 | May Monthly Peak | 5 | 25622.1247
Portfolio AdjustedAllOrange County2025November Monthly Peak | Portfolio Adjusted | All | Orange County | 2025 | November Monthly Peak | 11 | 25622.1247
Portfolio AdjustedAllOrange County2025October Monthly Peak | Portfolio Adjusted | All | Orange County | 2025 | October Monthly Peak | 10 | 25622.1247
Portfolio AdjustedAllOrange County2025September Monthly Peak | Portfolio Adjusted | All | Orange County | 2025 | September Monthly Peak | 9 | 25622.1247
Portfolio AdjustedAllOrange County2025Typical Event Day | Portfolio Adjusted | All | Orange County | 2025 | Typical Event Day | 8 | 25622.1247
Portfolio AdjustedAllOrange County2026April Monthly Peak | Portfolio Adjusted | All | Orange County | 2026 | April Monthly Peak | 4 | 25625.0049
Portfolio AdjustedAllOrange County2026August Monthly Peak | Portfolio Adjusted | All | Orange County | 2026 | August Monthly Peak | 8 | 25625.0049
Portfolio AdjustedAllOrange County2026December Monthly Peak | Portfolio Adjusted | All | Orange County | 2026 | December Monthly Peak | 12 | 25625.0049
Portfolio AdjustedAllOrange County2026February Monthly Peak | Portfolio Adjusted | All | Orange County | 2026 | February Monthly Peak | 2 | 25625.0049
Portfolio AdjustedAllOrange County2026January Monthly Peak | Portfolio Adjusted | All | Orange County | 2026 | January Monthly Peak | 1 | 25625.0049
Portfolio AdjustedAllOrange County2026July Monthly Peak | Portfolio Adjusted | All | Orange County | 2026 | July Monthly Peak | 7 | 25625.0049
Portfolio AdjustedAllOrange County2026June Monthly Peak | Portfolio Adjusted | All | Orange County | 2026 | June Monthly Peak | 6 | 25625.0049
Portfolio AdjustedAllOrange County2026March Monthly Peak | Portfolio Adjusted | All | Orange County | 2026 | March Monthly Peak | 3 | 25625.0049
Portfolio AdjustedAllOrange County2026May Monthly Peak | Portfolio Adjusted | All | Orange County | 2026 | May Monthly Peak | 5 | 25625.0049
Portfolio AdjustedAllOrange County2026November Monthly Peak | Portfolio Adjusted | All | Orange County | 2026 | November Monthly Peak | 11 | 25625.0049
Portfolio AdjustedAllOrange County2026October Monthly Peak | Portfolio Adjusted | All | Orange County | 2026 | October Monthly Peak | 10 | 25625.0049
Portfolio AdjustedAllOrange County2026September Monthly Peak | Portfolio Adjusted | All | Orange County | 2026 | September Monthly Peak | 9 | 25625.0049
Portfolio AdjustedAllOrange County2026Typical Event Day | Portfolio Adjusted | All | Orange County | 2026 | Typical Event Day | 8 | 25625.0049
Portfolio AdjustedAllOther2015April Monthly Peak | Portfolio Adjusted | All | Other | 2015 | April Monthly Peak | 4 | 1497.1944
Portfolio AdjustedAllOther2015August Monthly Peak | Portfolio Adjusted | All | Other | 2015 | August Monthly Peak | 8 | 1497.1944
Portfolio AdjustedAllOther2015December Monthly Peak | Portfolio Adjusted | All | Other | 2015 | December Monthly Peak | 12 | 1497.1944
Portfolio AdjustedAllOther2015February Monthly Peak | Portfolio Adjusted | All | Other | 2015 | February Monthly Peak | 2 | 1497.1944
Portfolio AdjustedAllOther2015January Monthly Peak | Portfolio Adjusted | All | Other | 2015 | January Monthly Peak | 1 | 1497.1944
Portfolio AdjustedAllOther2015July Monthly Peak | Portfolio Adjusted | All | Other | 2015 | July Monthly Peak | 7 | 1497.1944
Portfolio AdjustedAllOther2015June Monthly Peak | Portfolio Adjusted | All | Other | 2015 | June Monthly Peak | 6 | 1497.1944
Portfolio AdjustedAllOther2015March Monthly Peak | Portfolio Adjusted | All | Other | 2015 | March Monthly Peak | 3 | 1497.1944
Portfolio AdjustedAllOther2015May Monthly Peak | Portfolio Adjusted | All | Other | 2015 | May Monthly Peak | 5 | 1497.1944
Portfolio AdjustedAllOther2015November Monthly Peak | Portfolio Adjusted | All | Other | 2015 | November Monthly Peak | 11 | 1497.1944
Portfolio AdjustedAllOther2015October Monthly Peak | Portfolio Adjusted | All | Other | 2015 | October Monthly Peak | 10 | 1497.1944
Portfolio AdjustedAllOther2015September Monthly Peak | Portfolio Adjusted | All | Other | 2015 | September Monthly Peak | 9 | 1497.1944
Portfolio AdjustedAllOther2015Typical Event Day | Portfolio Adjusted | All | Other | 2015 | Typical Event Day | 8 | 1497.1944
Portfolio AdjustedAllOther2016April Monthly Peak | Portfolio Adjusted | All | Other | 2016 | April Monthly Peak | 4 | 1497.1944
Portfolio AdjustedAllOther2016August Monthly Peak | Portfolio Adjusted | All | Other | 2016 | August Monthly Peak | 8 | 1497.1944
Portfolio AdjustedAllOther2016December Monthly Peak | Portfolio Adjusted | All | Other | 2016 | December Monthly Peak | 12 | 1497.1944
Portfolio AdjustedAllOther2016February Monthly Peak | Portfolio Adjusted | All | Other | 2016 | February Monthly Peak | 2 | 1497.1944
Portfolio AdjustedAllOther2016January Monthly Peak | Portfolio Adjusted | All | Other | 2016 | January Monthly Peak | 1 | 1497.1944
Portfolio AdjustedAllOther2016July Monthly Peak | Portfolio Adjusted | All | Other | 2016 | July Monthly Peak | 7 | 1497.1944
Portfolio AdjustedAllOther2016June Monthly Peak | Portfolio Adjusted | All | Other | 2016 | June Monthly Peak | 6 | 1497.1944
Portfolio AdjustedAllOther2016March Monthly Peak | Portfolio Adjusted | All | Other | 2016 | March Monthly Peak | 3 | 1497.1944
Portfolio AdjustedAllOther2016May Monthly Peak | Portfolio Adjusted | All | Other | 2016 | May Monthly Peak | 5 | 1497.1944
Portfolio AdjustedAllOther2016November Monthly Peak | Portfolio Adjusted | All | Other | 2016 | November Monthly Peak | 11 | 1497.1944
Portfolio AdjustedAllOther2016October Monthly Peak | Portfolio Adjusted | All | Other | 2016 | October Monthly Peak | 10 | 1497.1944
Portfolio AdjustedAllOther2016September Monthly Peak | Portfolio Adjusted | All | Other | 2016 | September Monthly Peak | 9 | 1497.1944
Portfolio AdjustedAllOther2016Typical Event Day | Portfolio Adjusted | All | Other | 2016 | Typical Event Day | 8 | 1497.1944
Portfolio AdjustedAllOther2017April Monthly Peak | Portfolio Adjusted | All | Other | 2017 | April Monthly Peak | 4 | 1508.1239
Portfolio AdjustedAllOther2017August Monthly Peak | Portfolio Adjusted | All | Other | 2017 | August Monthly Peak | 8 | 1508.1239
Portfolio AdjustedAllOther2017December Monthly Peak | Portfolio Adjusted | All | Other | 2017 | December Monthly Peak | 12 | 1508.1239
Portfolio AdjustedAllOther2017February Monthly Peak | Portfolio Adjusted | All | Other | 2017 | February Monthly Peak | 2 | 1508.1239
Portfolio AdjustedAllOther2017January Monthly Peak | Portfolio Adjusted | All | Other | 2017 | January Monthly Peak | 1 | 1508.1239
Portfolio AdjustedAllOther2017July Monthly Peak | Portfolio Adjusted | All | Other | 2017 | July Monthly Peak | 7 | 1508.1239
Portfolio AdjustedAllOther2017June Monthly Peak | Portfolio Adjusted | All | Other | 2017 | June Monthly Peak | 6 | 1508.1239
Portfolio AdjustedAllOther2017March Monthly Peak | Portfolio Adjusted | All | Other | 2017 | March Monthly Peak | 3 | 1508.1239
Portfolio AdjustedAllOther2017May Monthly Peak | Portfolio Adjusted | All | Other | 2017 | May Monthly Peak | 5 | 1508.1239
Portfolio AdjustedAllOther2017November Monthly Peak | Portfolio Adjusted | All | Other | 2017 | November Monthly Peak | 11 | 1508.1239
Portfolio AdjustedAllOther2017October Monthly Peak | Portfolio Adjusted | All | Other | 2017 | October Monthly Peak | 10 | 1508.1239
Portfolio AdjustedAllOther2017September Monthly Peak | Portfolio Adjusted | All | Other | 2017 | September Monthly Peak | 9 | 1508.1239
Portfolio AdjustedAllOther2017Typical Event Day | Portfolio Adjusted | All | Other | 2017 | Typical Event Day | 8 | 1508.1239
Portfolio AdjustedAllOther2018April Monthly Peak | Portfolio Adjusted | All | Other | 2018 | April Monthly Peak | 4 | 160722.2329
Portfolio AdjustedAllOther2018August Monthly Peak | Portfolio Adjusted | All | Other | 2018 | August Monthly Peak | 8 | 160722.2329
Portfolio AdjustedAllOther2018December Monthly Peak | Portfolio Adjusted | All | Other | 2018 | December Monthly Peak | 12 | 160722.2329
Portfolio AdjustedAllOther2018February Monthly Peak | Portfolio Adjusted | All | Other | 2018 | February Monthly Peak | 2 | 1512.6482
Portfolio AdjustedAllOther2018January Monthly Peak | Portfolio Adjusted | All | Other | 2018 | January Monthly Peak | 1 | 1512.6482
Portfolio AdjustedAllOther2018July Monthly Peak | Portfolio Adjusted | All | Other | 2018 | July Monthly Peak | 7 | 160722.2329
Portfolio AdjustedAllOther2018June Monthly Peak | Portfolio Adjusted | All | Other | 2018 | June Monthly Peak | 6 | 160722.2329
Portfolio AdjustedAllOther2018March Monthly Peak | Portfolio Adjusted | All | Other | 2018 | March Monthly Peak | 3 | 1512.6482
Portfolio AdjustedAllOther2018May Monthly Peak | Portfolio Adjusted | All | Other | 2018 | May Monthly Peak | 5 | 160722.2329
Portfolio AdjustedAllOther2018November Monthly Peak | Portfolio Adjusted | All | Other | 2018 | November Monthly Peak | 11 | 160722.2329
Portfolio AdjustedAllOther2018October Monthly Peak | Portfolio Adjusted | All | Other | 2018 | October Monthly Peak | 10 | 160722.2329
Portfolio AdjustedAllOther2018September Monthly Peak | Portfolio Adjusted | All | Other | 2018 | September Monthly Peak | 9 | 160722.2329
Portfolio AdjustedAllOther2018Typical Event Day | Portfolio Adjusted | All | Other | 2018 | Typical Event Day | 8 | 160722.2329
Portfolio AdjustedAllOther2019April Monthly Peak | Portfolio Adjusted | All | Other | 2019 | April Monthly Peak | 4 | 65201.0201
Portfolio AdjustedAllOther2019August Monthly Peak | Portfolio Adjusted | All | Other | 2019 | August Monthly Peak | 8 | 65201.0201
Portfolio AdjustedAllOther2019December Monthly Peak | Portfolio Adjusted | All | Other | 2019 | December Monthly Peak | 12 | 65201.0201
Portfolio AdjustedAllOther2019February Monthly Peak | Portfolio Adjusted | All | Other | 2019 | February Monthly Peak | 2 | 160726.7709
Portfolio AdjustedAllOther2019January Monthly Peak | Portfolio Adjusted | All | Other | 2019 | January Monthly Peak | 1 | 160726.7709
Portfolio AdjustedAllOther2019July Monthly Peak | Portfolio Adjusted | All | Other | 2019 | July Monthly Peak | 7 | 65201.0201
Portfolio AdjustedAllOther2019June Monthly Peak | Portfolio Adjusted | All | Other | 2019 | June Monthly Peak | 6 | 65201.0201
Portfolio AdjustedAllOther2019March Monthly Peak | Portfolio Adjusted | All | Other | 2019 | March Monthly Peak | 3 | 160726.7709
Portfolio AdjustedAllOther2019May Monthly Peak | Portfolio Adjusted | All | Other | 2019 | May Monthly Peak | 5 | 65201.0201
Portfolio AdjustedAllOther2019November Monthly Peak | Portfolio Adjusted | All | Other | 2019 | November Monthly Peak | 11 | 65201.0201
Portfolio AdjustedAllOther2019October Monthly Peak | Portfolio Adjusted | All | Other | 2019 | October Monthly Peak | 10 | 65201.0201
Portfolio AdjustedAllOther2019September Monthly Peak | Portfolio Adjusted | All | Other | 2019 | September Monthly Peak | 9 | 65201.0201
Portfolio AdjustedAllOther2019Typical Event Day | Portfolio Adjusted | All | Other | 2019 | Typical Event Day | 8 | 65201.0201
Portfolio AdjustedAllOther2020April Monthly Peak | Portfolio Adjusted | All | Other | 2020 | April Monthly Peak | 4 | 65205.5716
Portfolio AdjustedAllOther2020August Monthly Peak | Portfolio Adjusted | All | Other | 2020 | August Monthly Peak | 8 | 65205.5716
Portfolio AdjustedAllOther2020December Monthly Peak | Portfolio Adjusted | All | Other | 2020 | December Monthly Peak | 12 | 65205.5716
Portfolio AdjustedAllOther2020February Monthly Peak | Portfolio Adjusted | All | Other | 2020 | February Monthly Peak | 2 | 65205.5716
Portfolio AdjustedAllOther2020January Monthly Peak | Portfolio Adjusted | All | Other | 2020 | January Monthly Peak | 1 | 65205.5716
Portfolio AdjustedAllOther2020July Monthly Peak | Portfolio Adjusted | All | Other | 2020 | July Monthly Peak | 7 | 65205.5716
Portfolio AdjustedAllOther2020June Monthly Peak | Portfolio Adjusted | All | Other | 2020 | June Monthly Peak | 6 | 65205.5716
Portfolio AdjustedAllOther2020March Monthly Peak | Portfolio Adjusted | All | Other | 2020 | March Monthly Peak | 3 | 65205.5716
Portfolio AdjustedAllOther2020May Monthly Peak | Portfolio Adjusted | All | Other | 2020 | May Monthly Peak | 5 | 65205.5716
Portfolio AdjustedAllOther2020November Monthly Peak | Portfolio Adjusted | All | Other | 2020 | November Monthly Peak | 11 | 65205.5716
Portfolio AdjustedAllOther2020October Monthly Peak | Portfolio Adjusted | All | Other | 2020 | October Monthly Peak | 10 | 65205.5716
Portfolio AdjustedAllOther2020September Monthly Peak | Portfolio Adjusted | All | Other | 2020 | September Monthly Peak | 9 | 65205.5716
Portfolio AdjustedAllOther2020Typical Event Day | Portfolio Adjusted | All | Other | 2020 | Typical Event Day | 8 | 65205.5716
Portfolio AdjustedAllOther2021April Monthly Peak | Portfolio Adjusted | All | Other | 2021 | April Monthly Peak | 4 | 65210.1368
Portfolio AdjustedAllOther2021August Monthly Peak | Portfolio Adjusted | All | Other | 2021 | August Monthly Peak | 8 | 65210.1368
Portfolio AdjustedAllOther2021December Monthly Peak | Portfolio Adjusted | All | Other | 2021 | December Monthly Peak | 12 | 65210.1368
Portfolio AdjustedAllOther2021February Monthly Peak | Portfolio Adjusted | All | Other | 2021 | February Monthly Peak | 2 | 65210.1368
Portfolio AdjustedAllOther2021January Monthly Peak | Portfolio Adjusted | All | Other | 2021 | January Monthly Peak | 1 | 65210.1368
Portfolio AdjustedAllOther2021July Monthly Peak | Portfolio Adjusted | All | Other | 2021 | July Monthly Peak | 7 | 65210.1368
Portfolio AdjustedAllOther2021June Monthly Peak | Portfolio Adjusted | All | Other | 2021 | June Monthly Peak | 6 | 65210.1368
Portfolio AdjustedAllOther2021March Monthly Peak | Portfolio Adjusted | All | Other | 2021 | March Monthly Peak | 3 | 65210.1368
Portfolio AdjustedAllOther2021May Monthly Peak | Portfolio Adjusted | All | Other | 2021 | May Monthly Peak | 5 | 65210.1368
Portfolio AdjustedAllOther2021November Monthly Peak | Portfolio Adjusted | All | Other | 2021 | November Monthly Peak | 11 | 65210.1368
Portfolio AdjustedAllOther2021October Monthly Peak | Portfolio Adjusted | All | Other | 2021 | October Monthly Peak | 10 | 65210.1368
Portfolio AdjustedAllOther2021September Monthly Peak | Portfolio Adjusted | All | Other | 2021 | September Monthly Peak | 9 | 65210.1368
Portfolio AdjustedAllOther2021Typical Event Day | Portfolio Adjusted | All | Other | 2021 | Typical Event Day | 8 | 65210.1368
Portfolio AdjustedAllOther2022April Monthly Peak | Portfolio Adjusted | All | Other | 2022 | April Monthly Peak | 4 | 65214.7157
Portfolio AdjustedAllOther2022August Monthly Peak | Portfolio Adjusted | All | Other | 2022 | August Monthly Peak | 8 | 65214.7157
Portfolio AdjustedAllOther2022December Monthly Peak | Portfolio Adjusted | All | Other | 2022 | December Monthly Peak | 12 | 65214.7157
Portfolio AdjustedAllOther2022February Monthly Peak | Portfolio Adjusted | All | Other | 2022 | February Monthly Peak | 2 | 65214.7157
Portfolio AdjustedAllOther2022January Monthly Peak | Portfolio Adjusted | All | Other | 2022 | January Monthly Peak | 1 | 65214.7157
Portfolio AdjustedAllOther2022July Monthly Peak | Portfolio Adjusted | All | Other | 2022 | July Monthly Peak | 7 | 65214.7157
Portfolio AdjustedAllOther2022June Monthly Peak | Portfolio Adjusted | All | Other | 2022 | June Monthly Peak | 6 | 65214.7157
Portfolio AdjustedAllOther2022March Monthly Peak | Portfolio Adjusted | All | Other | 2022 | March Monthly Peak | 3 | 65214.7157
Portfolio AdjustedAllOther2022May Monthly Peak | Portfolio Adjusted | All | Other | 2022 | May Monthly Peak | 5 | 65214.7157
Portfolio AdjustedAllOther2022November Monthly Peak | Portfolio Adjusted | All | Other | 2022 | November Monthly Peak | 11 | 65214.7157
Portfolio AdjustedAllOther2022October Monthly Peak | Portfolio Adjusted | All | Other | 2022 | October Monthly Peak | 10 | 65214.7157
Portfolio AdjustedAllOther2022September Monthly Peak | Portfolio Adjusted | All | Other | 2022 | September Monthly Peak | 9 | 65214.7157
Portfolio AdjustedAllOther2022Typical Event Day | Portfolio Adjusted | All | Other | 2022 | Typical Event Day | 8 | 65214.7157
Portfolio AdjustedAllOther2023April Monthly Peak | Portfolio Adjusted | All | Other | 2023 | April Monthly Peak | 4 | 65219.3084
Portfolio AdjustedAllOther2023August Monthly Peak | Portfolio Adjusted | All | Other | 2023 | August Monthly Peak | 8 | 65219.3084
Portfolio AdjustedAllOther2023December Monthly Peak | Portfolio Adjusted | All | Other | 2023 | December Monthly Peak | 12 | 65219.3084
Portfolio AdjustedAllOther2023February Monthly Peak | Portfolio Adjusted | All | Other | 2023 | February Monthly Peak | 2 | 65219.3084
Portfolio AdjustedAllOther2023January Monthly Peak | Portfolio Adjusted | All | Other | 2023 | January Monthly Peak | 1 | 65219.3084
Portfolio AdjustedAllOther2023July Monthly Peak | Portfolio Adjusted | All | Other | 2023 | July Monthly Peak | 7 | 65219.3084
Portfolio AdjustedAllOther2023June Monthly Peak | Portfolio Adjusted | All | Other | 2023 | June Monthly Peak | 6 | 65219.3084
Portfolio AdjustedAllOther2023March Monthly Peak | Portfolio Adjusted | All | Other | 2023 | March Monthly Peak | 3 | 65219.3084
Portfolio AdjustedAllOther2023May Monthly Peak | Portfolio Adjusted | All | Other | 2023 | May Monthly Peak | 5 | 65219.3084
Portfolio AdjustedAllOther2023November Monthly Peak | Portfolio Adjusted | All | Other | 2023 | November Monthly Peak | 11 | 65219.3084
Portfolio AdjustedAllOther2023October Monthly Peak | Portfolio Adjusted | All | Other | 2023 | October Monthly Peak | 10 | 65219.3084
Portfolio AdjustedAllOther2023September Monthly Peak | Portfolio Adjusted | All | Other | 2023 | September Monthly Peak | 9 | 65219.3084
Portfolio AdjustedAllOther2023Typical Event Day | Portfolio Adjusted | All | Other | 2023 | Typical Event Day | 8 | 65219.3084
Portfolio AdjustedAllOther2024April Monthly Peak | Portfolio Adjusted | All | Other | 2024 | April Monthly Peak | 4 | 65223.9148
Portfolio AdjustedAllOther2024August Monthly Peak | Portfolio Adjusted | All | Other | 2024 | August Monthly Peak | 8 | 65223.9148
Portfolio AdjustedAllOther2024December Monthly Peak | Portfolio Adjusted | All | Other | 2024 | December Monthly Peak | 12 | 65223.9148
Portfolio AdjustedAllOther2024February Monthly Peak | Portfolio Adjusted | All | Other | 2024 | February Monthly Peak | 2 | 65223.9148
Portfolio AdjustedAllOther2024January Monthly Peak | Portfolio Adjusted | All | Other | 2024 | January Monthly Peak | 1 | 65223.9148
Portfolio AdjustedAllOther2024July Monthly Peak | Portfolio Adjusted | All | Other | 2024 | July Monthly Peak | 7 | 65223.9148
Portfolio AdjustedAllOther2024June Monthly Peak | Portfolio Adjusted | All | Other | 2024 | June Monthly Peak | 6 | 65223.9148
Portfolio AdjustedAllOther2024March Monthly Peak | Portfolio Adjusted | All | Other | 2024 | March Monthly Peak | 3 | 65223.9148
Portfolio AdjustedAllOther2024May Monthly Peak | Portfolio Adjusted | All | Other | 2024 | May Monthly Peak | 5 | 65223.9148
Portfolio AdjustedAllOther2024November Monthly Peak | Portfolio Adjusted | All | Other | 2024 | November Monthly Peak | 11 | 65223.9148
Portfolio AdjustedAllOther2024October Monthly Peak | Portfolio Adjusted | All | Other | 2024 | October Monthly Peak | 10 | 65223.9148
Portfolio AdjustedAllOther2024September Monthly Peak | Portfolio Adjusted | All | Other | 2024 | September Monthly Peak | 9 | 65223.9148
Portfolio AdjustedAllOther2024Typical Event Day | Portfolio Adjusted | All | Other | 2024 | Typical Event Day | 8 | 65223.9148
Portfolio AdjustedAllOther2025April Monthly Peak | Portfolio Adjusted | All | Other | 2025 | April Monthly Peak | 4 | 65228.5351
Portfolio AdjustedAllOther2025August Monthly Peak | Portfolio Adjusted | All | Other | 2025 | August Monthly Peak | 8 | 65228.5351
Portfolio AdjustedAllOther2025December Monthly Peak | Portfolio Adjusted | All | Other | 2025 | December Monthly Peak | 12 | 65228.5351
Portfolio AdjustedAllOther2025February Monthly Peak | Portfolio Adjusted | All | Other | 2025 | February Monthly Peak | 2 | 65228.5351
Portfolio AdjustedAllOther2025January Monthly Peak | Portfolio Adjusted | All | Other | 2025 | January Monthly Peak | 1 | 65228.5351
Portfolio AdjustedAllOther2025July Monthly Peak | Portfolio Adjusted | All | Other | 2025 | July Monthly Peak | 7 | 65228.5351
Portfolio AdjustedAllOther2025June Monthly Peak | Portfolio Adjusted | All | Other | 2025 | June Monthly Peak | 6 | 65228.5351
Portfolio AdjustedAllOther2025March Monthly Peak | Portfolio Adjusted | All | Other | 2025 | March Monthly Peak | 3 | 65228.5351
Portfolio AdjustedAllOther2025May Monthly Peak | Portfolio Adjusted | All | Other | 2025 | May Monthly Peak | 5 | 65228.5351
Portfolio AdjustedAllOther2025November Monthly Peak | Portfolio Adjusted | All | Other | 2025 | November Monthly Peak | 11 | 65228.5351
Portfolio AdjustedAllOther2025October Monthly Peak | Portfolio Adjusted | All | Other | 2025 | October Monthly Peak | 10 | 65228.5351
Portfolio AdjustedAllOther2025September Monthly Peak | Portfolio Adjusted | All | Other | 2025 | September Monthly Peak | 9 | 65228.5351
Portfolio AdjustedAllOther2025Typical Event Day | Portfolio Adjusted | All | Other | 2025 | Typical Event Day | 8 | 65228.5351
Portfolio AdjustedAllOther2026April Monthly Peak | Portfolio Adjusted | All | Other | 2026 | April Monthly Peak | 4 | 65233.1692
Portfolio AdjustedAllOther2026August Monthly Peak | Portfolio Adjusted | All | Other | 2026 | August Monthly Peak | 8 | 65233.1692
Portfolio AdjustedAllOther2026December Monthly Peak | Portfolio Adjusted | All | Other | 2026 | December Monthly Peak | 12 | 65233.1692
Portfolio AdjustedAllOther2026February Monthly Peak | Portfolio Adjusted | All | Other | 2026 | February Monthly Peak | 2 | 65233.1692
Portfolio AdjustedAllOther2026January Monthly Peak | Portfolio Adjusted | All | Other | 2026 | January Monthly Peak | 1 | 65233.1692
Portfolio AdjustedAllOther2026July Monthly Peak | Portfolio Adjusted | All | Other | 2026 | July Monthly Peak | 7 | 65233.1692
Portfolio AdjustedAllOther2026June Monthly Peak | Portfolio Adjusted | All | Other | 2026 | June Monthly Peak | 6 | 65233.1692
Portfolio AdjustedAllOther2026March Monthly Peak | Portfolio Adjusted | All | Other | 2026 | March Monthly Peak | 3 | 65233.1692
Portfolio AdjustedAllOther2026May Monthly Peak | Portfolio Adjusted | All | Other | 2026 | May Monthly Peak | 5 | 65233.1692
Portfolio AdjustedAllOther2026November Monthly Peak | Portfolio Adjusted | All | Other | 2026 | November Monthly Peak | 11 | 65233.1692
Portfolio AdjustedAllOther2026October Monthly Peak | Portfolio Adjusted | All | Other | 2026 | October Monthly Peak | 10 | 65233.1692
Portfolio AdjustedAllOther2026September Monthly Peak | Portfolio Adjusted | All | Other | 2026 | September Monthly Peak | 9 | 65233.1692
Portfolio AdjustedAllOther2026Typical Event Day | Portfolio Adjusted | All | Other | 2026 | Typical Event Day | 8 | 65233.1692
Portfolio AdjustedAllSouth of Lugo2015April Monthly Peak | Portfolio Adjusted | All | South of Lugo | 2015 | April Monthly Peak | 4 | 290.2615
Portfolio AdjustedAllSouth of Lugo2015August Monthly Peak | Portfolio Adjusted | All | South of Lugo | 2015 | August Monthly Peak | 8 | 290.2615
Portfolio AdjustedAllSouth of Lugo2015December Monthly Peak | Portfolio Adjusted | All | South of Lugo | 2015 | December Monthly Peak | 12 | 290.2615
Portfolio AdjustedAllSouth of Lugo2015February Monthly Peak | Portfolio Adjusted | All | South of Lugo | 2015 | February Monthly Peak | 2 | 290.2615
Portfolio AdjustedAllSouth of Lugo2015January Monthly Peak | Portfolio Adjusted | All | South of Lugo | 2015 | January Monthly Peak | 1 | 290.2615
Portfolio AdjustedAllSouth of Lugo2015July Monthly Peak | Portfolio Adjusted | All | South of Lugo | 2015 | July Monthly Peak | 7 | 290.2615
Portfolio AdjustedAllSouth of Lugo2015June Monthly Peak | Portfolio Adjusted | All | South of Lugo | 2015 | June Monthly Peak | 6 | 290.2615
Portfolio AdjustedAllSouth of Lugo2015March Monthly Peak | Portfolio Adjusted | All | South of Lugo | 2015 | March Monthly Peak | 3 | 290.2615
Portfolio AdjustedAllSouth of Lugo2015May Monthly Peak | Portfolio Adjusted | All | South of Lugo | 2015 | May Monthly Peak | 5 | 290.2615
Portfolio AdjustedAllSouth of Lugo2015November Monthly Peak | Portfolio Adjusted | All | South of Lugo | 2015 | November Monthly Peak | 11 | 290.2615
Portfolio AdjustedAllSouth of Lugo2015October Monthly Peak | Portfolio Adjusted | All | South of Lugo | 2015 | October Monthly Peak | 10 | 290.2615
Portfolio AdjustedAllSouth of Lugo2015September Monthly Peak | Portfolio Adjusted | All | South of Lugo | 2015 | September Monthly Peak | 9 | 290.2615
Portfolio AdjustedAllSouth of Lugo2015Typical Event Day | Portfolio Adjusted | All | South of Lugo | 2015 | Typical Event Day | 8 | 290.2615
Portfolio AdjustedAllSouth of Lugo2016April Monthly Peak | Portfolio Adjusted | All | South of Lugo | 2016 | April Monthly Peak | 4 | 290.2615
Portfolio AdjustedAllSouth of Lugo2016August Monthly Peak | Portfolio Adjusted | All | South of Lugo | 2016 | August Monthly Peak | 8 | 290.2615
Portfolio AdjustedAllSouth of Lugo2016December Monthly Peak | Portfolio Adjusted | All | South of Lugo | 2016 | December Monthly Peak | 12 | 290.2615
Portfolio AdjustedAllSouth of Lugo2016February Monthly Peak | Portfolio Adjusted | All | South of Lugo | 2016 | February Monthly Peak | 2 | 290.2615
Portfolio AdjustedAllSouth of Lugo2016January Monthly Peak | Portfolio Adjusted | All | South of Lugo | 2016 | January Monthly Peak | 1 | 290.2615
Portfolio AdjustedAllSouth of Lugo2016July Monthly Peak | Portfolio Adjusted | All | South of Lugo | 2016 | July Monthly Peak | 7 | 290.2615
Portfolio AdjustedAllSouth of Lugo2016June Monthly Peak | Portfolio Adjusted | All | South of Lugo | 2016 | June Monthly Peak | 6 | 290.2615
Portfolio AdjustedAllSouth of Lugo2016March Monthly Peak | Portfolio Adjusted | All | South of Lugo | 2016 | March Monthly Peak | 3 | 290.2615
Portfolio AdjustedAllSouth of Lugo2016May Monthly Peak | Portfolio Adjusted | All | South of Lugo | 2016 | May Monthly Peak | 5 | 290.2615
Portfolio AdjustedAllSouth of Lugo2016November Monthly Peak | Portfolio Adjusted | All | South of Lugo | 2016 | November Monthly Peak | 11 | 290.2615
Portfolio AdjustedAllSouth of Lugo2016October Monthly Peak | Portfolio Adjusted | All | South of Lugo | 2016 | October Monthly Peak | 10 | 290.2615
Portfolio AdjustedAllSouth of Lugo2016September Monthly Peak | Portfolio Adjusted | All | South of Lugo | 2016 | September Monthly Peak | 9 | 290.2615
Portfolio AdjustedAllSouth of Lugo2016Typical Event Day | Portfolio Adjusted | All | South of Lugo | 2016 | Typical Event Day | 8 | 290.2615
Portfolio AdjustedAllSouth of Lugo2017April Monthly Peak | Portfolio Adjusted | All | South of Lugo | 2017 | April Monthly Peak | 4 | 292.3804
Portfolio AdjustedAllSouth of Lugo2017August Monthly Peak | Portfolio Adjusted | All | South of Lugo | 2017 | August Monthly Peak | 8 | 292.3804
Portfolio AdjustedAllSouth of Lugo2017December Monthly Peak | Portfolio Adjusted | All | South of Lugo | 2017 | December Monthly Peak | 12 | 292.3804
Portfolio AdjustedAllSouth of Lugo2017February Monthly Peak | Portfolio Adjusted | All | South of Lugo | 2017 | February Monthly Peak | 2 | 292.3804
Portfolio AdjustedAllSouth of Lugo2017January Monthly Peak | Portfolio Adjusted | All | South of Lugo | 2017 | January Monthly Peak | 1 | 292.3804
Portfolio AdjustedAllSouth of Lugo2017July Monthly Peak | Portfolio Adjusted | All | South of Lugo | 2017 | July Monthly Peak | 7 | 292.3804
Portfolio AdjustedAllSouth of Lugo2017June Monthly Peak | Portfolio Adjusted | All | South of Lugo | 2017 | June Monthly Peak | 6 | 292.3804
Portfolio AdjustedAllSouth of Lugo2017March Monthly Peak | Portfolio Adjusted | All | South of Lugo | 2017 | March Monthly Peak | 3 | 292.3804
Portfolio AdjustedAllSouth of Lugo2017May Monthly Peak | Portfolio Adjusted | All | South of Lugo | 2017 | May Monthly Peak | 5 | 292.3804
Portfolio AdjustedAllSouth of Lugo2017November Monthly Peak | Portfolio Adjusted | All | South of Lugo | 2017 | November Monthly Peak | 11 | 292.3804
Portfolio AdjustedAllSouth of Lugo2017October Monthly Peak | Portfolio Adjusted | All | South of Lugo | 2017 | October Monthly Peak | 10 | 292.3804
Portfolio AdjustedAllSouth of Lugo2017September Monthly Peak | Portfolio Adjusted | All | South of Lugo | 2017 | September Monthly Peak | 9 | 292.3804
Portfolio AdjustedAllSouth of Lugo2017Typical Event Day | Portfolio Adjusted | All | South of Lugo | 2017 | Typical Event Day | 8 | 292.3804
Portfolio AdjustedAllSouth of Lugo2018April Monthly Peak | Portfolio Adjusted | All | South of Lugo | 2018 | April Monthly Peak | 4 | 29428.5451
Portfolio AdjustedAllSouth of Lugo2018August Monthly Peak | Portfolio Adjusted | All | South of Lugo | 2018 | August Monthly Peak | 8 | 29428.5451
Portfolio AdjustedAllSouth of Lugo2018December Monthly Peak | Portfolio Adjusted | All | South of Lugo | 2018 | December Monthly Peak | 12 | 29428.5451
Portfolio AdjustedAllSouth of Lugo2018February Monthly Peak | Portfolio Adjusted | All | South of Lugo | 2018 | February Monthly Peak | 2 | 293.2575
Portfolio AdjustedAllSouth of Lugo2018January Monthly Peak | Portfolio Adjusted | All | South of Lugo | 2018 | January Monthly Peak | 1 | 293.2575
Portfolio AdjustedAllSouth of Lugo2018July Monthly Peak | Portfolio Adjusted | All | South of Lugo | 2018 | July Monthly Peak | 7 | 29428.5451
Portfolio AdjustedAllSouth of Lugo2018June Monthly Peak | Portfolio Adjusted | All | South of Lugo | 2018 | June Monthly Peak | 6 | 29428.5451
Portfolio AdjustedAllSouth of Lugo2018March Monthly Peak | Portfolio Adjusted | All | South of Lugo | 2018 | March Monthly Peak | 3 | 293.2575
Portfolio AdjustedAllSouth of Lugo2018May Monthly Peak | Portfolio Adjusted | All | South of Lugo | 2018 | May Monthly Peak | 5 | 29428.5451
Portfolio AdjustedAllSouth of Lugo2018November Monthly Peak | Portfolio Adjusted | All | South of Lugo | 2018 | November Monthly Peak | 11 | 29428.5451
Portfolio AdjustedAllSouth of Lugo2018October Monthly Peak | Portfolio Adjusted | All | South of Lugo | 2018 | October Monthly Peak | 10 | 29428.5451
Portfolio AdjustedAllSouth of Lugo2018September Monthly Peak | Portfolio Adjusted | All | South of Lugo | 2018 | September Monthly Peak | 9 | 29428.5451
Portfolio AdjustedAllSouth of Lugo2018Typical Event Day | Portfolio Adjusted | All | South of Lugo | 2018 | Typical Event Day | 8 | 29428.5451
Portfolio AdjustedAllSouth of Lugo2019April Monthly Peak | Portfolio Adjusted | All | South of Lugo | 2019 | April Monthly Peak | 4 | 11948.2524
Portfolio AdjustedAllSouth of Lugo2019August Monthly Peak | Portfolio Adjusted | All | South of Lugo | 2019 | August Monthly Peak | 8 | 11948.2524
Portfolio AdjustedAllSouth of Lugo2019December Monthly Peak | Portfolio Adjusted | All | South of Lugo | 2019 | December Monthly Peak | 12 | 11948.2524
Portfolio AdjustedAllSouth of Lugo2019February Monthly Peak | Portfolio Adjusted | All | South of Lugo | 2019 | February Monthly Peak | 2 | 29429.4249
Portfolio AdjustedAllSouth of Lugo2019January Monthly Peak | Portfolio Adjusted | All | South of Lugo | 2019 | January Monthly Peak | 1 | 29429.4249
Portfolio AdjustedAllSouth of Lugo2019July Monthly Peak | Portfolio Adjusted | All | South of Lugo | 2019 | July Monthly Peak | 7 | 11948.2524
Portfolio AdjustedAllSouth of Lugo2019June Monthly Peak | Portfolio Adjusted | All | South of Lugo | 2019 | June Monthly Peak | 6 | 11948.2524
Portfolio AdjustedAllSouth of Lugo2019March Monthly Peak | Portfolio Adjusted | All | South of Lugo | 2019 | March Monthly Peak | 3 | 29429.4249
Portfolio AdjustedAllSouth of Lugo2019May Monthly Peak | Portfolio Adjusted | All | South of Lugo | 2019 | May Monthly Peak | 5 | 11948.2524
Portfolio AdjustedAllSouth of Lugo2019November Monthly Peak | Portfolio Adjusted | All | South of Lugo | 2019 | November Monthly Peak | 11 | 11948.2524
Portfolio AdjustedAllSouth of Lugo2019October Monthly Peak | Portfolio Adjusted | All | South of Lugo | 2019 | October Monthly Peak | 10 | 11948.2524
Portfolio AdjustedAllSouth of Lugo2019September Monthly Peak | Portfolio Adjusted | All | South of Lugo | 2019 | September Monthly Peak | 9 | 11948.2524
Portfolio AdjustedAllSouth of Lugo2019Typical Event Day | Portfolio Adjusted | All | South of Lugo | 2019 | Typical Event Day | 8 | 11948.2524
Portfolio AdjustedAllSouth of Lugo2020April Monthly Peak | Portfolio Adjusted | All | South of Lugo | 2020 | April Monthly Peak | 4 | 11949.1348
Portfolio AdjustedAllSouth of Lugo2020August Monthly Peak | Portfolio Adjusted | All | South of Lugo | 2020 | August Monthly Peak | 8 | 11949.1348
Portfolio AdjustedAllSouth of Lugo2020December Monthly Peak | Portfolio Adjusted | All | South of Lugo | 2020 | December Monthly Peak | 12 | 11949.1348
Portfolio AdjustedAllSouth of Lugo2020February Monthly Peak | Portfolio Adjusted | All | South of Lugo | 2020 | February Monthly Peak | 2 | 11949.1348
Portfolio AdjustedAllSouth of Lugo2020January Monthly Peak | Portfolio Adjusted | All | South of Lugo | 2020 | January Monthly Peak | 1 | 11949.1348
Portfolio AdjustedAllSouth of Lugo2020July Monthly Peak | Portfolio Adjusted | All | South of Lugo | 2020 | July Monthly Peak | 7 | 11949.1348
Portfolio AdjustedAllSouth of Lugo2020June Monthly Peak | Portfolio Adjusted | All | South of Lugo | 2020 | June Monthly Peak | 6 | 11949.1348
Portfolio AdjustedAllSouth of Lugo2020March Monthly Peak | Portfolio Adjusted | All | South of Lugo | 2020 | March Monthly Peak | 3 | 11949.1348
Portfolio AdjustedAllSouth of Lugo2020May Monthly Peak | Portfolio Adjusted | All | South of Lugo | 2020 | May Monthly Peak | 5 | 11949.1348
Portfolio AdjustedAllSouth of Lugo2020November Monthly Peak | Portfolio Adjusted | All | South of Lugo | 2020 | November Monthly Peak | 11 | 11949.1348
Portfolio AdjustedAllSouth of Lugo2020October Monthly Peak | Portfolio Adjusted | All | South of Lugo | 2020 | October Monthly Peak | 10 | 11949.1348
Portfolio AdjustedAllSouth of Lugo2020September Monthly Peak | Portfolio Adjusted | All | South of Lugo | 2020 | September Monthly Peak | 9 | 11949.1348
Portfolio AdjustedAllSouth of Lugo2020Typical Event Day | Portfolio Adjusted | All | South of Lugo | 2020 | Typical Event Day | 8 | 11949.1348
Portfolio AdjustedAllSouth of Lugo2021April Monthly Peak | Portfolio Adjusted | All | South of Lugo | 2021 | April Monthly Peak | 4 | 11950.0198
Portfolio AdjustedAllSouth of Lugo2021August Monthly Peak | Portfolio Adjusted | All | South of Lugo | 2021 | August Monthly Peak | 8 | 11950.0198
Portfolio AdjustedAllSouth of Lugo2021December Monthly Peak | Portfolio Adjusted | All | South of Lugo | 2021 | December Monthly Peak | 12 | 11950.0198
Portfolio AdjustedAllSouth of Lugo2021February Monthly Peak | Portfolio Adjusted | All | South of Lugo | 2021 | February Monthly Peak | 2 | 11950.0198
Portfolio AdjustedAllSouth of Lugo2021January Monthly Peak | Portfolio Adjusted | All | South of Lugo | 2021 | January Monthly Peak | 1 | 11950.0198
Portfolio AdjustedAllSouth of Lugo2021July Monthly Peak | Portfolio Adjusted | All | South of Lugo | 2021 | July Monthly Peak | 7 | 11950.0198
Portfolio AdjustedAllSouth of Lugo2021June Monthly Peak | Portfolio Adjusted | All | South of Lugo | 2021 | June Monthly Peak | 6 | 11950.0198
Portfolio AdjustedAllSouth of Lugo2021March Monthly Peak | Portfolio Adjusted | All | South of Lugo | 2021 | March Monthly Peak | 3 | 11950.0198
Portfolio AdjustedAllSouth of Lugo2021May Monthly Peak | Portfolio Adjusted | All | South of Lugo | 2021 | May Monthly Peak | 5 | 11950.0198
Portfolio AdjustedAllSouth of Lugo2021November Monthly Peak | Portfolio Adjusted | All | South of Lugo | 2021 | November Monthly Peak | 11 | 11950.0198
Portfolio AdjustedAllSouth of Lugo2021October Monthly Peak | Portfolio Adjusted | All | South of Lugo | 2021 | October Monthly Peak | 10 | 11950.0198
Portfolio AdjustedAllSouth of Lugo2021September Monthly Peak | Portfolio Adjusted | All | South of Lugo | 2021 | September Monthly Peak | 9 | 11950.0198
Portfolio AdjustedAllSouth of Lugo2021Typical Event Day | Portfolio Adjusted | All | South of Lugo | 2021 | Typical Event Day | 8 | 11950.0198
Portfolio AdjustedAllSouth of Lugo2022April Monthly Peak | Portfolio Adjusted | All | South of Lugo | 2022 | April Monthly Peak | 4 | 11950.9075
Portfolio AdjustedAllSouth of Lugo2022August Monthly Peak | Portfolio Adjusted | All | South of Lugo | 2022 | August Monthly Peak | 8 | 11950.9075
Portfolio AdjustedAllSouth of Lugo2022December Monthly Peak | Portfolio Adjusted | All | South of Lugo | 2022 | December Monthly Peak | 12 | 11950.9075
Portfolio AdjustedAllSouth of Lugo2022February Monthly Peak | Portfolio Adjusted | All | South of Lugo | 2022 | February Monthly Peak | 2 | 11950.9075
Portfolio AdjustedAllSouth of Lugo2022January Monthly Peak | Portfolio Adjusted | All | South of Lugo | 2022 | January Monthly Peak | 1 | 11950.9075
Portfolio AdjustedAllSouth of Lugo2022July Monthly Peak | Portfolio Adjusted | All | South of Lugo | 2022 | July Monthly Peak | 7 | 11950.9075
Portfolio AdjustedAllSouth of Lugo2022June Monthly Peak | Portfolio Adjusted | All | South of Lugo | 2022 | June Monthly Peak | 6 | 11950.9075
Portfolio AdjustedAllSouth of Lugo2022March Monthly Peak | Portfolio Adjusted | All | South of Lugo | 2022 | March Monthly Peak | 3 | 11950.9075
Portfolio AdjustedAllSouth of Lugo2022May Monthly Peak | Portfolio Adjusted | All | South of Lugo | 2022 | May Monthly Peak | 5 | 11950.9075
Portfolio AdjustedAllSouth of Lugo2022November Monthly Peak | Portfolio Adjusted | All | South of Lugo | 2022 | November Monthly Peak | 11 | 11950.9075
Portfolio AdjustedAllSouth of Lugo2022October Monthly Peak | Portfolio Adjusted | All | South of Lugo | 2022 | October Monthly Peak | 10 | 11950.9075
Portfolio AdjustedAllSouth of Lugo2022September Monthly Peak | Portfolio Adjusted | All | South of Lugo | 2022 | September Monthly Peak | 9 | 11950.9075
Portfolio AdjustedAllSouth of Lugo2022Typical Event Day | Portfolio Adjusted | All | South of Lugo | 2022 | Typical Event Day | 8 | 11950.9075
Portfolio AdjustedAllSouth of Lugo2023April Monthly Peak | Portfolio Adjusted | All | South of Lugo | 2023 | April Monthly Peak | 4 | 11951.7979
Portfolio AdjustedAllSouth of Lugo2023August Monthly Peak | Portfolio Adjusted | All | South of Lugo | 2023 | August Monthly Peak | 8 | 11951.7979
Portfolio AdjustedAllSouth of Lugo2023December Monthly Peak | Portfolio Adjusted | All | South of Lugo | 2023 | December Monthly Peak | 12 | 11951.7979
Portfolio AdjustedAllSouth of Lugo2023February Monthly Peak | Portfolio Adjusted | All | South of Lugo | 2023 | February Monthly Peak | 2 | 11951.7979
Portfolio AdjustedAllSouth of Lugo2023January Monthly Peak | Portfolio Adjusted | All | South of Lugo | 2023 | January Monthly Peak | 1 | 11951.7979
Portfolio AdjustedAllSouth of Lugo2023July Monthly Peak | Portfolio Adjusted | All | South of Lugo | 2023 | July Monthly Peak | 7 | 11951.7979
Portfolio AdjustedAllSouth of Lugo2023June Monthly Peak | Portfolio Adjusted | All | South of Lugo | 2023 | June Monthly Peak | 6 | 11951.7979
Portfolio AdjustedAllSouth of Lugo2023March Monthly Peak | Portfolio Adjusted | All | South of Lugo | 2023 | March Monthly Peak | 3 | 11951.7979
Portfolio AdjustedAllSouth of Lugo2023May Monthly Peak | Portfolio Adjusted | All | South of Lugo | 2023 | May Monthly Peak | 5 | 11951.7979
Portfolio AdjustedAllSouth of Lugo2023November Monthly Peak | Portfolio Adjusted | All | South of Lugo | 2023 | November Monthly Peak | 11 | 11951.7979
Portfolio AdjustedAllSouth of Lugo2023October Monthly Peak | Portfolio Adjusted | All | South of Lugo | 2023 | October Monthly Peak | 10 | 11951.7979
Portfolio AdjustedAllSouth of Lugo2023September Monthly Peak | Portfolio Adjusted | All | South of Lugo | 2023 | September Monthly Peak | 9 | 11951.7979
Portfolio AdjustedAllSouth of Lugo2023Typical Event Day | Portfolio Adjusted | All | South of Lugo | 2023 | Typical Event Day | 8 | 11951.7979
Portfolio AdjustedAllSouth of Lugo2024April Monthly Peak | Portfolio Adjusted | All | South of Lugo | 2024 | April Monthly Peak | 4 | 11952.691
Portfolio AdjustedAllSouth of Lugo2024August Monthly Peak | Portfolio Adjusted | All | South of Lugo | 2024 | August Monthly Peak | 8 | 11952.691
Portfolio AdjustedAllSouth of Lugo2024December Monthly Peak | Portfolio Adjusted | All | South of Lugo | 2024 | December Monthly Peak | 12 | 11952.691
Portfolio AdjustedAllSouth of Lugo2024February Monthly Peak | Portfolio Adjusted | All | South of Lugo | 2024 | February Monthly Peak | 2 | 11952.691
Portfolio AdjustedAllSouth of Lugo2024January Monthly Peak | Portfolio Adjusted | All | South of Lugo | 2024 | January Monthly Peak | 1 | 11952.691
Portfolio AdjustedAllSouth of Lugo2024July Monthly Peak | Portfolio Adjusted | All | South of Lugo | 2024 | July Monthly Peak | 7 | 11952.691
Portfolio AdjustedAllSouth of Lugo2024June Monthly Peak | Portfolio Adjusted | All | South of Lugo | 2024 | June Monthly Peak | 6 | 11952.691
Portfolio AdjustedAllSouth of Lugo2024March Monthly Peak | Portfolio Adjusted | All | South of Lugo | 2024 | March Monthly Peak | 3 | 11952.691
Portfolio AdjustedAllSouth of Lugo2024May Monthly Peak | Portfolio Adjusted | All | South of Lugo | 2024 | May Monthly Peak | 5 | 11952.691
Portfolio AdjustedAllSouth of Lugo2024November Monthly Peak | Portfolio Adjusted | All | South of Lugo | 2024 | November Monthly Peak | 11 | 11952.691
Portfolio AdjustedAllSouth of Lugo2024October Monthly Peak | Portfolio Adjusted | All | South of Lugo | 2024 | October Monthly Peak | 10 | 11952.691
Portfolio AdjustedAllSouth of Lugo2024September Monthly Peak | Portfolio Adjusted | All | South of Lugo | 2024 | September Monthly Peak | 9 | 11952.691
Portfolio AdjustedAllSouth of Lugo2024Typical Event Day | Portfolio Adjusted | All | South of Lugo | 2024 | Typical Event Day | 8 | 11952.691
Portfolio AdjustedAllSouth of Lugo2025April Monthly Peak | Portfolio Adjusted | All | South of Lugo | 2025 | April Monthly Peak | 4 | 11953.5867
Portfolio AdjustedAllSouth of Lugo2025August Monthly Peak | Portfolio Adjusted | All | South of Lugo | 2025 | August Monthly Peak | 8 | 11953.5867
Portfolio AdjustedAllSouth of Lugo2025December Monthly Peak | Portfolio Adjusted | All | South of Lugo | 2025 | December Monthly Peak | 12 | 11953.5867
Portfolio AdjustedAllSouth of Lugo2025February Monthly Peak | Portfolio Adjusted | All | South of Lugo | 2025 | February Monthly Peak | 2 | 11953.5867
Portfolio AdjustedAllSouth of Lugo2025January Monthly Peak | Portfolio Adjusted | All | South of Lugo | 2025 | January Monthly Peak | 1 | 11953.5867
Portfolio AdjustedAllSouth of Lugo2025July Monthly Peak | Portfolio Adjusted | All | South of Lugo | 2025 | July Monthly Peak | 7 | 11953.5867
Portfolio AdjustedAllSouth of Lugo2025June Monthly Peak | Portfolio Adjusted | All | South of Lugo | 2025 | June Monthly Peak | 6 | 11953.5867
Portfolio AdjustedAllSouth of Lugo2025March Monthly Peak | Portfolio Adjusted | All | South of Lugo | 2025 | March Monthly Peak | 3 | 11953.5867
Portfolio AdjustedAllSouth of Lugo2025May Monthly Peak | Portfolio Adjusted | All | South of Lugo | 2025 | May Monthly Peak | 5 | 11953.5867
Portfolio AdjustedAllSouth of Lugo2025November Monthly Peak | Portfolio Adjusted | All | South of Lugo | 2025 | November Monthly Peak | 11 | 11953.5867
Portfolio AdjustedAllSouth of Lugo2025October Monthly Peak | Portfolio Adjusted | All | South of Lugo | 2025 | October Monthly Peak | 10 | 11953.5867
Portfolio AdjustedAllSouth of Lugo2025September Monthly Peak | Portfolio Adjusted | All | South of Lugo | 2025 | September Monthly Peak | 9 | 11953.5867
Portfolio AdjustedAllSouth of Lugo2025Typical Event Day | Portfolio Adjusted | All | South of Lugo | 2025 | Typical Event Day | 8 | 11953.5867
Portfolio AdjustedAllSouth of Lugo2026April Monthly Peak | Portfolio Adjusted | All | South of Lugo | 2026 | April Monthly Peak | 4 | 11954.4851
Portfolio AdjustedAllSouth of Lugo2026August Monthly Peak | Portfolio Adjusted | All | South of Lugo | 2026 | August Monthly Peak | 8 | 11954.4851
Portfolio AdjustedAllSouth of Lugo2026December Monthly Peak | Portfolio Adjusted | All | South of Lugo | 2026 | December Monthly Peak | 12 | 11954.4851
Portfolio AdjustedAllSouth of Lugo2026February Monthly Peak | Portfolio Adjusted | All | South of Lugo | 2026 | February Monthly Peak | 2 | 11954.4851
Portfolio AdjustedAllSouth of Lugo2026January Monthly Peak | Portfolio Adjusted | All | South of Lugo | 2026 | January Monthly Peak | 1 | 11954.4851
Portfolio AdjustedAllSouth of Lugo2026July Monthly Peak | Portfolio Adjusted | All | South of Lugo | 2026 | July Monthly Peak | 7 | 11954.4851
Portfolio AdjustedAllSouth of Lugo2026June Monthly Peak | Portfolio Adjusted | All | South of Lugo | 2026 | June Monthly Peak | 6 | 11954.4851
Portfolio AdjustedAllSouth of Lugo2026March Monthly Peak | Portfolio Adjusted | All | South of Lugo | 2026 | March Monthly Peak | 3 | 11954.4851
Portfolio AdjustedAllSouth of Lugo2026May Monthly Peak | Portfolio Adjusted | All | South of Lugo | 2026 | May Monthly Peak | 5 | 11954.4851
Portfolio AdjustedAllSouth of Lugo2026November Monthly Peak | Portfolio Adjusted | All | South of Lugo | 2026 | November Monthly Peak | 11 | 11954.4851
Portfolio AdjustedAllSouth of Lugo2026October Monthly Peak | Portfolio Adjusted | All | South of Lugo | 2026 | October Monthly Peak | 10 | 11954.4851
Portfolio AdjustedAllSouth of Lugo2026September Monthly Peak | Portfolio Adjusted | All | South of Lugo | 2026 | September Monthly Peak | 9 | 11954.4851
Portfolio AdjustedAllSouth of Lugo2026Typical Event Day | Portfolio Adjusted | All | South of Lugo | 2026 | Typical Event Day | 8 | 11954.4851
Portfolio AdjustedSize: 20 kW to 199.99 kWAll2015April Monthly Peak | Portfolio Adjusted | Size: 20 kW to 199.99 kW | All | 2015 | April Monthly Peak | 4 | 0
Portfolio AdjustedSize: 20 kW to 199.99 kWAll2015August Monthly Peak | Portfolio Adjusted | Size: 20 kW to 199.99 kW | All | 2015 | August Monthly Peak | 8 | 0
Portfolio AdjustedSize: 20 kW to 199.99 kWAll2015December Monthly Peak | Portfolio Adjusted | Size: 20 kW to 199.99 kW | All | 2015 | December Monthly Peak | 12 | 0
Portfolio AdjustedSize: 20 kW to 199.99 kWAll2015February Monthly Peak | Portfolio Adjusted | Size: 20 kW to 199.99 kW | All | 2015 | February Monthly Peak | 2 | 0
Portfolio AdjustedSize: 20 kW to 199.99 kWAll2015January Monthly Peak | Portfolio Adjusted | Size: 20 kW to 199.99 kW | All | 2015 | January Monthly Peak | 1 | 0
Portfolio AdjustedSize: 20 kW to 199.99 kWAll2015July Monthly Peak | Portfolio Adjusted | Size: 20 kW to 199.99 kW | All | 2015 | July Monthly Peak | 7 | 0
Portfolio AdjustedSize: 20 kW to 199.99 kWAll2015June Monthly Peak | Portfolio Adjusted | Size: 20 kW to 199.99 kW | All | 2015 | June Monthly Peak | 6 | 0
Portfolio AdjustedSize: 20 kW to 199.99 kWAll2015March Monthly Peak | Portfolio Adjusted | Size: 20 kW to 199.99 kW | All | 2015 | March Monthly Peak | 3 | 0
Portfolio AdjustedSize: 20 kW to 199.99 kWAll2015May Monthly Peak | Portfolio Adjusted | Size: 20 kW to 199.99 kW | All | 2015 | May Monthly Peak | 5 | 0
Portfolio AdjustedSize: 20 kW to 199.99 kWAll2015November Monthly Peak | Portfolio Adjusted | Size: 20 kW to 199.99 kW | All | 2015 | November Monthly Peak | 11 | 0
Portfolio AdjustedSize: 20 kW to 199.99 kWAll2015October Monthly Peak | Portfolio Adjusted | Size: 20 kW to 199.99 kW | All | 2015 | October Monthly Peak | 10 | 0
Portfolio AdjustedSize: 20 kW to 199.99 kWAll2015September Monthly Peak | Portfolio Adjusted | Size: 20 kW to 199.99 kW | All | 2015 | September Monthly Peak | 9 | 0
Portfolio AdjustedSize: 20 kW to 199.99 kWAll2015Typical Event Day | Portfolio Adjusted | Size: 20 kW to 199.99 kW | All | 2015 | Typical Event Day | 8 | 0
Portfolio AdjustedSize: 20 kW to 199.99 kWAll2016April Monthly Peak | Portfolio Adjusted | Size: 20 kW to 199.99 kW | All | 2016 | April Monthly Peak | 4 | 0
Portfolio AdjustedSize: 20 kW to 199.99 kWAll2016August Monthly Peak | Portfolio Adjusted | Size: 20 kW to 199.99 kW | All | 2016 | August Monthly Peak | 8 | 0
Portfolio AdjustedSize: 20 kW to 199.99 kWAll2016December Monthly Peak | Portfolio Adjusted | Size: 20 kW to 199.99 kW | All | 2016 | December Monthly Peak | 12 | 0
Portfolio AdjustedSize: 20 kW to 199.99 kWAll2016February Monthly Peak | Portfolio Adjusted | Size: 20 kW to 199.99 kW | All | 2016 | February Monthly Peak | 2 | 0
Portfolio AdjustedSize: 20 kW to 199.99 kWAll2016January Monthly Peak | Portfolio Adjusted | Size: 20 kW to 199.99 kW | All | 2016 | January Monthly Peak | 1 | 0
Portfolio AdjustedSize: 20 kW to 199.99 kWAll2016July Monthly Peak | Portfolio Adjusted | Size: 20 kW to 199.99 kW | All | 2016 | July Monthly Peak | 7 | 0
Portfolio AdjustedSize: 20 kW to 199.99 kWAll2016June Monthly Peak | Portfolio Adjusted | Size: 20 kW to 199.99 kW | All | 2016 | June Monthly Peak | 6 | 0
Portfolio AdjustedSize: 20 kW to 199.99 kWAll2016March Monthly Peak | Portfolio Adjusted | Size: 20 kW to 199.99 kW | All | 2016 | March Monthly Peak | 3 | 0
Portfolio AdjustedSize: 20 kW to 199.99 kWAll2016May Monthly Peak | Portfolio Adjusted | Size: 20 kW to 199.99 kW | All | 2016 | May Monthly Peak | 5 | 0
Portfolio AdjustedSize: 20 kW to 199.99 kWAll2016November Monthly Peak | Portfolio Adjusted | Size: 20 kW to 199.99 kW | All | 2016 | November Monthly Peak | 11 | 0
Portfolio AdjustedSize: 20 kW to 199.99 kWAll2016October Monthly Peak | Portfolio Adjusted | Size: 20 kW to 199.99 kW | All | 2016 | October Monthly Peak | 10 | 0
Portfolio AdjustedSize: 20 kW to 199.99 kWAll2016September Monthly Peak | Portfolio Adjusted | Size: 20 kW to 199.99 kW | All | 2016 | September Monthly Peak | 9 | 0
Portfolio AdjustedSize: 20 kW to 199.99 kWAll2016Typical Event Day | Portfolio Adjusted | Size: 20 kW to 199.99 kW | All | 2016 | Typical Event Day | 8 | 0
Portfolio AdjustedSize: 20 kW to 199.99 kWAll2017April Monthly Peak | Portfolio Adjusted | Size: 20 kW to 199.99 kW | All | 2017 | April Monthly Peak | 4 | 0
Portfolio AdjustedSize: 20 kW to 199.99 kWAll2017August Monthly Peak | Portfolio Adjusted | Size: 20 kW to 199.99 kW | All | 2017 | August Monthly Peak | 8 | 0
Portfolio AdjustedSize: 20 kW to 199.99 kWAll2017December Monthly Peak | Portfolio Adjusted | Size: 20 kW to 199.99 kW | All | 2017 | December Monthly Peak | 12 | 0
Portfolio AdjustedSize: 20 kW to 199.99 kWAll2017February Monthly Peak | Portfolio Adjusted | Size: 20 kW to 199.99 kW | All | 2017 | February Monthly Peak | 2 | 0
Portfolio AdjustedSize: 20 kW to 199.99 kWAll2017January Monthly Peak | Portfolio Adjusted | Size: 20 kW to 199.99 kW | All | 2017 | January Monthly Peak | 1 | 0
Portfolio AdjustedSize: 20 kW to 199.99 kWAll2017July Monthly Peak | Portfolio Adjusted | Size: 20 kW to 199.99 kW | All | 2017 | July Monthly Peak | 7 | 0
Portfolio AdjustedSize: 20 kW to 199.99 kWAll2017June Monthly Peak | Portfolio Adjusted | Size: 20 kW to 199.99 kW | All | 2017 | June Monthly Peak | 6 | 0
Portfolio AdjustedSize: 20 kW to 199.99 kWAll2017March Monthly Peak | Portfolio Adjusted | Size: 20 kW to 199.99 kW | All | 2017 | March Monthly Peak | 3 | 0
Portfolio AdjustedSize: 20 kW to 199.99 kWAll2017May Monthly Peak | Portfolio Adjusted | Size: 20 kW to 199.99 kW | All | 2017 | May Monthly Peak | 5 | 0
Portfolio AdjustedSize: 20 kW to 199.99 kWAll2017November Monthly Peak | Portfolio Adjusted | Size: 20 kW to 199.99 kW | All | 2017 | November Monthly Peak | 11 | 0
Portfolio AdjustedSize: 20 kW to 199.99 kWAll2017October Monthly Peak | Portfolio Adjusted | Size: 20 kW to 199.99 kW | All | 2017 | October Monthly Peak | 10 | 0
Portfolio AdjustedSize: 20 kW to 199.99 kWAll2017September Monthly Peak | Portfolio Adjusted | Size: 20 kW to 199.99 kW | All | 2017 | September Monthly Peak | 9 | 0
Portfolio AdjustedSize: 20 kW to 199.99 kWAll2017Typical Event Day | Portfolio Adjusted | Size: 20 kW to 199.99 kW | All | 2017 | Typical Event Day | 8 | 0
Portfolio AdjustedSize: 20 kW to 199.99 kWAll2018April Monthly Peak | Portfolio Adjusted | Size: 20 kW to 199.99 kW | All | 2018 | April Monthly Peak | 4 | 34795.0005
Portfolio AdjustedSize: 20 kW to 199.99 kWAll2018August Monthly Peak | Portfolio Adjusted | Size: 20 kW to 199.99 kW | All | 2018 | August Monthly Peak | 8 | 34795.0005
Portfolio AdjustedSize: 20 kW to 199.99 kWAll2018December Monthly Peak | Portfolio Adjusted | Size: 20 kW to 199.99 kW | All | 2018 | December Monthly Peak | 12 | 34795.0005
Portfolio AdjustedSize: 20 kW to 199.99 kWAll2018February Monthly Peak | Portfolio Adjusted | Size: 20 kW to 199.99 kW | All | 2018 | February Monthly Peak | 2 | 0
Portfolio AdjustedSize: 20 kW to 199.99 kWAll2018January Monthly Peak | Portfolio Adjusted | Size: 20 kW to 199.99 kW | All | 2018 | January Monthly Peak | 1 | 0
Portfolio AdjustedSize: 20 kW to 199.99 kWAll2018July Monthly Peak | Portfolio Adjusted | Size: 20 kW to 199.99 kW | All | 2018 | July Monthly Peak | 7 | 34795.0005
Portfolio AdjustedSize: 20 kW to 199.99 kWAll2018June Monthly Peak | Portfolio Adjusted | Size: 20 kW to 199.99 kW | All | 2018 | June Monthly Peak | 6 | 34795.0005
Portfolio AdjustedSize: 20 kW to 199.99 kWAll2018March Monthly Peak | Portfolio Adjusted | Size: 20 kW to 199.99 kW | All | 2018 | March Monthly Peak | 3 | 0
Portfolio AdjustedSize: 20 kW to 199.99 kWAll2018May Monthly Peak | Portfolio Adjusted | Size: 20 kW to 199.99 kW | All | 2018 | May Monthly Peak | 5 | 34795.0005
Portfolio AdjustedSize: 20 kW to 199.99 kWAll2018November Monthly Peak | Portfolio Adjusted | Size: 20 kW to 199.99 kW | All | 2018 | November Monthly Peak | 11 | 34795.0005
Portfolio AdjustedSize: 20 kW to 199.99 kWAll2018October Monthly Peak | Portfolio Adjusted | Size: 20 kW to 199.99 kW | All | 2018 | October Monthly Peak | 10 | 34795.0005
Portfolio AdjustedSize: 20 kW to 199.99 kWAll2018September Monthly Peak | Portfolio Adjusted | Size: 20 kW to 199.99 kW | All | 2018 | September Monthly Peak | 9 | 34795.0005
Portfolio AdjustedSize: 20 kW to 199.99 kWAll2018Typical Event Day | Portfolio Adjusted | Size: 20 kW to 199.99 kW | All | 2018 | Typical Event Day | 8 | 34795.0005
Portfolio AdjustedSize: 20 kW to 199.99 kWAll2019April Monthly Peak | Portfolio Adjusted | Size: 20 kW to 199.99 kW | All | 2019 | April Monthly Peak | 4 | 13918.0002
Portfolio AdjustedSize: 20 kW to 199.99 kWAll2019August Monthly Peak | Portfolio Adjusted | Size: 20 kW to 199.99 kW | All | 2019 | August Monthly Peak | 8 | 13918.0002
Portfolio AdjustedSize: 20 kW to 199.99 kWAll2019December Monthly Peak | Portfolio Adjusted | Size: 20 kW to 199.99 kW | All | 2019 | December Monthly Peak | 12 | 13918.0002
Portfolio AdjustedSize: 20 kW to 199.99 kWAll2019February Monthly Peak | Portfolio Adjusted | Size: 20 kW to 199.99 kW | All | 2019 | February Monthly Peak | 2 | 34795.0005
Portfolio AdjustedSize: 20 kW to 199.99 kWAll2019January Monthly Peak | Portfolio Adjusted | Size: 20 kW to 199.99 kW | All | 2019 | January Monthly Peak | 1 | 34795.0005
Portfolio AdjustedSize: 20 kW to 199.99 kWAll2019July Monthly Peak | Portfolio Adjusted | Size: 20 kW to 199.99 kW | All | 2019 | July Monthly Peak | 7 | 13918.0002
Portfolio AdjustedSize: 20 kW to 199.99 kWAll2019June Monthly Peak | Portfolio Adjusted | Size: 20 kW to 199.99 kW | All | 2019 | June Monthly Peak | 6 | 13918.0002
Portfolio AdjustedSize: 20 kW to 199.99 kWAll2019March Monthly Peak | Portfolio Adjusted | Size: 20 kW to 199.99 kW | All | 2019 | March Monthly Peak | 3 | 34795.0005
Portfolio AdjustedSize: 20 kW to 199.99 kWAll2019May Monthly Peak | Portfolio Adjusted | Size: 20 kW to 199.99 kW | All | 2019 | May Monthly Peak | 5 | 13918.0002
Portfolio AdjustedSize: 20 kW to 199.99 kWAll2019November Monthly Peak | Portfolio Adjusted | Size: 20 kW to 199.99 kW | All | 2019 | November Monthly Peak | 11 | 13918.0002
Portfolio AdjustedSize: 20 kW to 199.99 kWAll2019October Monthly Peak | Portfolio Adjusted | Size: 20 kW to 199.99 kW | All | 2019 | October Monthly Peak | 10 | 13918.0002
Portfolio AdjustedSize: 20 kW to 199.99 kWAll2019September Monthly Peak | Portfolio Adjusted | Size: 20 kW to 199.99 kW | All | 2019 | September Monthly Peak | 9 | 13918.0002
Portfolio AdjustedSize: 20 kW to 199.99 kWAll2019Typical Event Day | Portfolio Adjusted | Size: 20 kW to 199.99 kW | All | 2019 | Typical Event Day | 8 | 13918.0002
Portfolio AdjustedSize: 20 kW to 199.99 kWAll2020April Monthly Peak | Portfolio Adjusted | Size: 20 kW to 199.99 kW | All | 2020 | April Monthly Peak | 4 | 13918.0002
Portfolio AdjustedSize: 20 kW to 199.99 kWAll2020August Monthly Peak | Portfolio Adjusted | Size: 20 kW to 199.99 kW | All | 2020 | August Monthly Peak | 8 | 13918.0002
Portfolio AdjustedSize: 20 kW to 199.99 kWAll2020December Monthly Peak | Portfolio Adjusted | Size: 20 kW to 199.99 kW | All | 2020 | December Monthly Peak | 12 | 13918.0002
Portfolio AdjustedSize: 20 kW to 199.99 kWAll2020February Monthly Peak | Portfolio Adjusted | Size: 20 kW to 199.99 kW | All | 2020 | February Monthly Peak | 2 | 13918.0002
Portfolio AdjustedSize: 20 kW to 199.99 kWAll2020January Monthly Peak | Portfolio Adjusted | Size: 20 kW to 199.99 kW | All | 2020 | January Monthly Peak | 1 | 13918.0002
Portfolio AdjustedSize: 20 kW to 199.99 kWAll2020July Monthly Peak | Portfolio Adjusted | Size: 20 kW to 199.99 kW | All | 2020 | July Monthly Peak | 7 | 13918.0002
Portfolio AdjustedSize: 20 kW to 199.99 kWAll2020June Monthly Peak | Portfolio Adjusted | Size: 20 kW to 199.99 kW | All | 2020 | June Monthly Peak | 6 | 13918.0002
Portfolio AdjustedSize: 20 kW to 199.99 kWAll2020March Monthly Peak | Portfolio Adjusted | Size: 20 kW to 199.99 kW | All | 2020 | March Monthly Peak | 3 | 13918.0002
Portfolio AdjustedSize: 20 kW to 199.99 kWAll2020May Monthly Peak | Portfolio Adjusted | Size: 20 kW to 199.99 kW | All | 2020 | May Monthly Peak | 5 | 13918.0002
Portfolio AdjustedSize: 20 kW to 199.99 kWAll2020November Monthly Peak | Portfolio Adjusted | Size: 20 kW to 199.99 kW | All | 2020 | November Monthly Peak | 11 | 13918.0002
Portfolio AdjustedSize: 20 kW to 199.99 kWAll2020October Monthly Peak | Portfolio Adjusted | Size: 20 kW to 199.99 kW | All | 2020 | October Monthly Peak | 10 | 13918.0002
Portfolio AdjustedSize: 20 kW to 199.99 kWAll2020September Monthly Peak | Portfolio Adjusted | Size: 20 kW to 199.99 kW | All | 2020 | September Monthly Peak | 9 | 13918.0002
Portfolio AdjustedSize: 20 kW to 199.99 kWAll2020Typical Event Day | Portfolio Adjusted | Size: 20 kW to 199.99 kW | All | 2020 | Typical Event Day | 8 | 13918.0002
Portfolio AdjustedSize: 20 kW to 199.99 kWAll2021April Monthly Peak | Portfolio Adjusted | Size: 20 kW to 199.99 kW | All | 2021 | April Monthly Peak | 4 | 13918.0002
Portfolio AdjustedSize: 20 kW to 199.99 kWAll2021August Monthly Peak | Portfolio Adjusted | Size: 20 kW to 199.99 kW | All | 2021 | August Monthly Peak | 8 | 13918.0002
Portfolio AdjustedSize: 20 kW to 199.99 kWAll2021December Monthly Peak | Portfolio Adjusted | Size: 20 kW to 199.99 kW | All | 2021 | December Monthly Peak | 12 | 13918.0002
Portfolio AdjustedSize: 20 kW to 199.99 kWAll2021February Monthly Peak | Portfolio Adjusted | Size: 20 kW to 199.99 kW | All | 2021 | February Monthly Peak | 2 | 13918.0002
Portfolio AdjustedSize: 20 kW to 199.99 kWAll2021January Monthly Peak | Portfolio Adjusted | Size: 20 kW to 199.99 kW | All | 2021 | January Monthly Peak | 1 | 13918.0002
Portfolio AdjustedSize: 20 kW to 199.99 kWAll2021July Monthly Peak | Portfolio Adjusted | Size: 20 kW to 199.99 kW | All | 2021 | July Monthly Peak | 7 | 13918.0002
Portfolio AdjustedSize: 20 kW to 199.99 kWAll2021June Monthly Peak | Portfolio Adjusted | Size: 20 kW to 199.99 kW | All | 2021 | June Monthly Peak | 6 | 13918.0002
Portfolio AdjustedSize: 20 kW to 199.99 kWAll2021March Monthly Peak | Portfolio Adjusted | Size: 20 kW to 199.99 kW | All | 2021 | March Monthly Peak | 3 | 13918.0002
Portfolio AdjustedSize: 20 kW to 199.99 kWAll2021May Monthly Peak | Portfolio Adjusted | Size: 20 kW to 199.99 kW | All | 2021 | May Monthly Peak | 5 | 13918.0002
Portfolio AdjustedSize: 20 kW to 199.99 kWAll2021November Monthly Peak | Portfolio Adjusted | Size: 20 kW to 199.99 kW | All | 2021 | November Monthly Peak | 11 | 13918.0002
Portfolio AdjustedSize: 20 kW to 199.99 kWAll2021October Monthly Peak | Portfolio Adjusted | Size: 20 kW to 199.99 kW | All | 2021 | October Monthly Peak | 10 | 13918.0002
Portfolio AdjustedSize: 20 kW to 199.99 kWAll2021September Monthly Peak | Portfolio Adjusted | Size: 20 kW to 199.99 kW | All | 2021 | September Monthly Peak | 9 | 13918.0002
Portfolio AdjustedSize: 20 kW to 199.99 kWAll2021Typical Event Day | Portfolio Adjusted | Size: 20 kW to 199.99 kW | All | 2021 | Typical Event Day | 8 | 13918.0002
Portfolio AdjustedSize: 20 kW to 199.99 kWAll2022April Monthly Peak | Portfolio Adjusted | Size: 20 kW to 199.99 kW | All | 2022 | April Monthly Peak | 4 | 13918.0002
Portfolio AdjustedSize: 20 kW to 199.99 kWAll2022August Monthly Peak | Portfolio Adjusted | Size: 20 kW to 199.99 kW | All | 2022 | August Monthly Peak | 8 | 13918.0002
Portfolio AdjustedSize: 20 kW to 199.99 kWAll2022December Monthly Peak | Portfolio Adjusted | Size: 20 kW to 199.99 kW | All | 2022 | December Monthly Peak | 12 | 13918.0002
Portfolio AdjustedSize: 20 kW to 199.99 kWAll2022February Monthly Peak | Portfolio Adjusted | Size: 20 kW to 199.99 kW | All | 2022 | February Monthly Peak | 2 | 13918.0002
Portfolio AdjustedSize: 20 kW to 199.99 kWAll2022January Monthly Peak | Portfolio Adjusted | Size: 20 kW to 199.99 kW | All | 2022 | January Monthly Peak | 1 | 13918.0002
Portfolio AdjustedSize: 20 kW to 199.99 kWAll2022July Monthly Peak | Portfolio Adjusted | Size: 20 kW to 199.99 kW | All | 2022 | July Monthly Peak | 7 | 13918.0002
Portfolio AdjustedSize: 20 kW to 199.99 kWAll2022June Monthly Peak | Portfolio Adjusted | Size: 20 kW to 199.99 kW | All | 2022 | June Monthly Peak | 6 | 13918.0002
Portfolio AdjustedSize: 20 kW to 199.99 kWAll2022March Monthly Peak | Portfolio Adjusted | Size: 20 kW to 199.99 kW | All | 2022 | March Monthly Peak | 3 | 13918.0002
Portfolio AdjustedSize: 20 kW to 199.99 kWAll2022May Monthly Peak | Portfolio Adjusted | Size: 20 kW to 199.99 kW | All | 2022 | May Monthly Peak | 5 | 13918.0002
Portfolio AdjustedSize: 20 kW to 199.99 kWAll2022November Monthly Peak | Portfolio Adjusted | Size: 20 kW to 199.99 kW | All | 2022 | November Monthly Peak | 11 | 13918.0002
Portfolio AdjustedSize: 20 kW to 199.99 kWAll2022October Monthly Peak | Portfolio Adjusted | Size: 20 kW to 199.99 kW | All | 2022 | October Monthly Peak | 10 | 13918.0002
Portfolio AdjustedSize: 20 kW to 199.99 kWAll2022September Monthly Peak | Portfolio Adjusted | Size: 20 kW to 199.99 kW | All | 2022 | September Monthly Peak | 9 | 13918.0002
Portfolio AdjustedSize: 20 kW to 199.99 kWAll2022Typical Event Day | Portfolio Adjusted | Size: 20 kW to 199.99 kW | All | 2022 | Typical Event Day | 8 | 13918.0002
Portfolio AdjustedSize: 20 kW to 199.99 kWAll2023April Monthly Peak | Portfolio Adjusted | Size: 20 kW to 199.99 kW | All | 2023 | April Monthly Peak | 4 | 13918.0002
Portfolio AdjustedSize: 20 kW to 199.99 kWAll2023August Monthly Peak | Portfolio Adjusted | Size: 20 kW to 199.99 kW | All | 2023 | August Monthly Peak | 8 | 13918.0002
Portfolio AdjustedSize: 20 kW to 199.99 kWAll2023December Monthly Peak | Portfolio Adjusted | Size: 20 kW to 199.99 kW | All | 2023 | December Monthly Peak | 12 | 13918.0002
Portfolio AdjustedSize: 20 kW to 199.99 kWAll2023February Monthly Peak | Portfolio Adjusted | Size: 20 kW to 199.99 kW | All | 2023 | February Monthly Peak | 2 | 13918.0002
Portfolio AdjustedSize: 20 kW to 199.99 kWAll2023January Monthly Peak | Portfolio Adjusted | Size: 20 kW to 199.99 kW | All | 2023 | January Monthly Peak | 1 | 13918.0002
Portfolio AdjustedSize: 20 kW to 199.99 kWAll2023July Monthly Peak | Portfolio Adjusted | Size: 20 kW to 199.99 kW | All | 2023 | July Monthly Peak | 7 | 13918.0002
Portfolio AdjustedSize: 20 kW to 199.99 kWAll2023June Monthly Peak | Portfolio Adjusted | Size: 20 kW to 199.99 kW | All | 2023 | June Monthly Peak | 6 | 13918.0002
Portfolio AdjustedSize: 20 kW to 199.99 kWAll2023March Monthly Peak | Portfolio Adjusted | Size: 20 kW to 199.99 kW | All | 2023 | March Monthly Peak | 3 | 13918.0002
Portfolio AdjustedSize: 20 kW to 199.99 kWAll2023May Monthly Peak | Portfolio Adjusted | Size: 20 kW to 199.99 kW | All | 2023 | May Monthly Peak | 5 | 13918.0002
Portfolio AdjustedSize: 20 kW to 199.99 kWAll2023November Monthly Peak | Portfolio Adjusted | Size: 20 kW to 199.99 kW | All | 2023 | November Monthly Peak | 11 | 13918.0002
Portfolio AdjustedSize: 20 kW to 199.99 kWAll2023October Monthly Peak | Portfolio Adjusted | Size: 20 kW to 199.99 kW | All | 2023 | October Monthly Peak | 10 | 13918.0002
Portfolio AdjustedSize: 20 kW to 199.99 kWAll2023September Monthly Peak | Portfolio Adjusted | Size: 20 kW to 199.99 kW | All | 2023 | September Monthly Peak | 9 | 13918.0002
Portfolio AdjustedSize: 20 kW to 199.99 kWAll2023Typical Event Day | Portfolio Adjusted | Size: 20 kW to 199.99 kW | All | 2023 | Typical Event Day | 8 | 13918.0002
Portfolio AdjustedSize: 20 kW to 199.99 kWAll2024April Monthly Peak | Portfolio Adjusted | Size: 20 kW to 199.99 kW | All | 2024 | April Monthly Peak | 4 | 13918.0002
Portfolio AdjustedSize: 20 kW to 199.99 kWAll2024August Monthly Peak | Portfolio Adjusted | Size: 20 kW to 199.99 kW | All | 2024 | August Monthly Peak | 8 | 13918.0002
Portfolio AdjustedSize: 20 kW to 199.99 kWAll2024December Monthly Peak | Portfolio Adjusted | Size: 20 kW to 199.99 kW | All | 2024 | December Monthly Peak | 12 | 13918.0002
Portfolio AdjustedSize: 20 kW to 199.99 kWAll2024February Monthly Peak | Portfolio Adjusted | Size: 20 kW to 199.99 kW | All | 2024 | February Monthly Peak | 2 | 13918.0002
Portfolio AdjustedSize: 20 kW to 199.99 kWAll2024January Monthly Peak | Portfolio Adjusted | Size: 20 kW to 199.99 kW | All | 2024 | January Monthly Peak | 1 | 13918.0002
Portfolio AdjustedSize: 20 kW to 199.99 kWAll2024July Monthly Peak | Portfolio Adjusted | Size: 20 kW to 199.99 kW | All | 2024 | July Monthly Peak | 7 | 13918.0002
Portfolio AdjustedSize: 20 kW to 199.99 kWAll2024June Monthly Peak | Portfolio Adjusted | Size: 20 kW to 199.99 kW | All | 2024 | June Monthly Peak | 6 | 13918.0002
Portfolio AdjustedSize: 20 kW to 199.99 kWAll2024March Monthly Peak | Portfolio Adjusted | Size: 20 kW to 199.99 kW | All | 2024 | March Monthly Peak | 3 | 13918.0002
Portfolio AdjustedSize: 20 kW to 199.99 kWAll2024May Monthly Peak | Portfolio Adjusted | Size: 20 kW to 199.99 kW | All | 2024 | May Monthly Peak | 5 | 13918.0002
Portfolio AdjustedSize: 20 kW to 199.99 kWAll2024November Monthly Peak | Portfolio Adjusted | Size: 20 kW to 199.99 kW | All | 2024 | November Monthly Peak | 11 | 13918.0002
Portfolio AdjustedSize: 20 kW to 199.99 kWAll2024October Monthly Peak | Portfolio Adjusted | Size: 20 kW to 199.99 kW | All | 2024 | October Monthly Peak | 10 | 13918.0002
Portfolio AdjustedSize: 20 kW to 199.99 kWAll2024September Monthly Peak | Portfolio Adjusted | Size: 20 kW to 199.99 kW | All | 2024 | September Monthly Peak | 9 | 13918.0002
Portfolio AdjustedSize: 20 kW to 199.99 kWAll2024Typical Event Day | Portfolio Adjusted | Size: 20 kW to 199.99 kW | All | 2024 | Typical Event Day | 8 | 13918.0002
Portfolio AdjustedSize: 20 kW to 199.99 kWAll2025April Monthly Peak | Portfolio Adjusted | Size: 20 kW to 199.99 kW | All | 2025 | April Monthly Peak | 4 | 13918.0002
Portfolio AdjustedSize: 20 kW to 199.99 kWAll2025August Monthly Peak | Portfolio Adjusted | Size: 20 kW to 199.99 kW | All | 2025 | August Monthly Peak | 8 | 13918.0002
Portfolio AdjustedSize: 20 kW to 199.99 kWAll2025December Monthly Peak | Portfolio Adjusted | Size: 20 kW to 199.99 kW | All | 2025 | December Monthly Peak | 12 | 13918.0002
Portfolio AdjustedSize: 20 kW to 199.99 kWAll2025February Monthly Peak | Portfolio Adjusted | Size: 20 kW to 199.99 kW | All | 2025 | February Monthly Peak | 2 | 13918.0002
Portfolio AdjustedSize: 20 kW to 199.99 kWAll2025January Monthly Peak | Portfolio Adjusted | Size: 20 kW to 199.99 kW | All | 2025 | January Monthly Peak | 1 | 13918.0002
Portfolio AdjustedSize: 20 kW to 199.99 kWAll2025July Monthly Peak | Portfolio Adjusted | Size: 20 kW to 199.99 kW | All | 2025 | July Monthly Peak | 7 | 13918.0002
Portfolio AdjustedSize: 20 kW to 199.99 kWAll2025June Monthly Peak | Portfolio Adjusted | Size: 20 kW to 199.99 kW | All | 2025 | June Monthly Peak | 6 | 13918.0002
Portfolio AdjustedSize: 20 kW to 199.99 kWAll2025March Monthly Peak | Portfolio Adjusted | Size: 20 kW to 199.99 kW | All | 2025 | March Monthly Peak | 3 | 13918.0002
Portfolio AdjustedSize: 20 kW to 199.99 kWAll2025May Monthly Peak | Portfolio Adjusted | Size: 20 kW to 199.99 kW | All | 2025 | May Monthly Peak | 5 | 13918.0002
Portfolio AdjustedSize: 20 kW to 199.99 kWAll2025November Monthly Peak | Portfolio Adjusted | Size: 20 kW to 199.99 kW | All | 2025 | November Monthly Peak | 11 | 13918.0002
Portfolio AdjustedSize: 20 kW to 199.99 kWAll2025October Monthly Peak | Portfolio Adjusted | Size: 20 kW to 199.99 kW | All | 2025 | October Monthly Peak | 10 | 13918.0002
Portfolio AdjustedSize: 20 kW to 199.99 kWAll2025September Monthly Peak | Portfolio Adjusted | Size: 20 kW to 199.99 kW | All | 2025 | September Monthly Peak | 9 | 13918.0002
Portfolio AdjustedSize: 20 kW to 199.99 kWAll2025Typical Event Day | Portfolio Adjusted | Size: 20 kW to 199.99 kW | All | 2025 | Typical Event Day | 8 | 13918.0002
Portfolio AdjustedSize: 20 kW to 199.99 kWAll2026April Monthly Peak | Portfolio Adjusted | Size: 20 kW to 199.99 kW | All | 2026 | April Monthly Peak | 4 | 13918.0002
Portfolio AdjustedSize: 20 kW to 199.99 kWAll2026August Monthly Peak | Portfolio Adjusted | Size: 20 kW to 199.99 kW | All | 2026 | August Monthly Peak | 8 | 13918.0002
Portfolio AdjustedSize: 20 kW to 199.99 kWAll2026December Monthly Peak | Portfolio Adjusted | Size: 20 kW to 199.99 kW | All | 2026 | December Monthly Peak | 12 | 13918.0002
Portfolio AdjustedSize: 20 kW to 199.99 kWAll2026February Monthly Peak | Portfolio Adjusted | Size: 20 kW to 199.99 kW | All | 2026 | February Monthly Peak | 2 | 13918.0002
Portfolio AdjustedSize: 20 kW to 199.99 kWAll2026January Monthly Peak | Portfolio Adjusted | Size: 20 kW to 199.99 kW | All | 2026 | January Monthly Peak | 1 | 13918.0002
Portfolio AdjustedSize: 20 kW to 199.99 kWAll2026July Monthly Peak | Portfolio Adjusted | Size: 20 kW to 199.99 kW | All | 2026 | July Monthly Peak | 7 | 13918.0002
Portfolio AdjustedSize: 20 kW to 199.99 kWAll2026June Monthly Peak | Portfolio Adjusted | Size: 20 kW to 199.99 kW | All | 2026 | June Monthly Peak | 6 | 13918.0002
Portfolio AdjustedSize: 20 kW to 199.99 kWAll2026March Monthly Peak | Portfolio Adjusted | Size: 20 kW to 199.99 kW | All | 2026 | March Monthly Peak | 3 | 13918.0002
Portfolio AdjustedSize: 20 kW to 199.99 kWAll2026May Monthly Peak | Portfolio Adjusted | Size: 20 kW to 199.99 kW | All | 2026 | May Monthly Peak | 5 | 13918.0002
Portfolio AdjustedSize: 20 kW to 199.99 kWAll2026November Monthly Peak | Portfolio Adjusted | Size: 20 kW to 199.99 kW | All | 2026 | November Monthly Peak | 11 | 13918.0002
Portfolio AdjustedSize: 20 kW to 199.99 kWAll2026October Monthly Peak | Portfolio Adjusted | Size: 20 kW to 199.99 kW | All | 2026 | October Monthly Peak | 10 | 13918.0002
Portfolio AdjustedSize: 20 kW to 199.99 kWAll2026September Monthly Peak | Portfolio Adjusted | Size: 20 kW to 199.99 kW | All | 2026 | September Monthly Peak | 9 | 13918.0002
Portfolio AdjustedSize: 20 kW to 199.99 kWAll2026Typical Event Day | Portfolio Adjusted | Size: 20 kW to 199.99 kW | All | 2026 | Typical Event Day | 8 | 13918.0002
Portfolio AdjustedSize: 20 kW to 199.99 kWOrange County2015April Monthly Peak | Portfolio Adjusted | Size: 20 kW to 199.99 kW | Orange County | 2015 | April Monthly Peak | 4 | 0
Portfolio AdjustedSize: 20 kW to 199.99 kWOrange County2015August Monthly Peak | Portfolio Adjusted | Size: 20 kW to 199.99 kW | Orange County | 2015 | August Monthly Peak | 8 | 0
Portfolio AdjustedSize: 20 kW to 199.99 kWOrange County2015December Monthly Peak | Portfolio Adjusted | Size: 20 kW to 199.99 kW | Orange County | 2015 | December Monthly Peak | 12 | 0
Portfolio AdjustedSize: 20 kW to 199.99 kWOrange County2015February Monthly Peak | Portfolio Adjusted | Size: 20 kW to 199.99 kW | Orange County | 2015 | February Monthly Peak | 2 | 0
Portfolio AdjustedSize: 20 kW to 199.99 kWOrange County2015January Monthly Peak | Portfolio Adjusted | Size: 20 kW to 199.99 kW | Orange County | 2015 | January Monthly Peak | 1 | 0
Portfolio AdjustedSize: 20 kW to 199.99 kWOrange County2015July Monthly Peak | Portfolio Adjusted | Size: 20 kW to 199.99 kW | Orange County | 2015 | July Monthly Peak | 7 | 0
Portfolio AdjustedSize: 20 kW to 199.99 kWOrange County2015June Monthly Peak | Portfolio Adjusted | Size: 20 kW to 199.99 kW | Orange County | 2015 | June Monthly Peak | 6 | 0
Portfolio AdjustedSize: 20 kW to 199.99 kWOrange County2015March Monthly Peak | Portfolio Adjusted | Size: 20 kW to 199.99 kW | Orange County | 2015 | March Monthly Peak | 3 | 0
Portfolio AdjustedSize: 20 kW to 199.99 kWOrange County2015May Monthly Peak | Portfolio Adjusted | Size: 20 kW to 199.99 kW | Orange County | 2015 | May Monthly Peak | 5 | 0
Portfolio AdjustedSize: 20 kW to 199.99 kWOrange County2015November Monthly Peak | Portfolio Adjusted | Size: 20 kW to 199.99 kW | Orange County | 2015 | November Monthly Peak | 11 | 0
Portfolio AdjustedSize: 20 kW to 199.99 kWOrange County2015October Monthly Peak | Portfolio Adjusted | Size: 20 kW to 199.99 kW | Orange County | 2015 | October Monthly Peak | 10 | 0
Portfolio AdjustedSize: 20 kW to 199.99 kWOrange County2015September Monthly Peak | Portfolio Adjusted | Size: 20 kW to 199.99 kW | Orange County | 2015 | September Monthly Peak | 9 | 0
Portfolio AdjustedSize: 20 kW to 199.99 kWOrange County2015Typical Event Day | Portfolio Adjusted | Size: 20 kW to 199.99 kW | Orange County | 2015 | Typical Event Day | 8 | 0
Portfolio AdjustedSize: 20 kW to 199.99 kWOrange County2016April Monthly Peak | Portfolio Adjusted | Size: 20 kW to 199.99 kW | Orange County | 2016 | April Monthly Peak | 4 | 0
Portfolio AdjustedSize: 20 kW to 199.99 kWOrange County2016August Monthly Peak | Portfolio Adjusted | Size: 20 kW to 199.99 kW | Orange County | 2016 | August Monthly Peak | 8 | 0
Portfolio AdjustedSize: 20 kW to 199.99 kWOrange County2016December Monthly Peak | Portfolio Adjusted | Size: 20 kW to 199.99 kW | Orange County | 2016 | December Monthly Peak | 12 | 0
Portfolio AdjustedSize: 20 kW to 199.99 kWOrange County2016February Monthly Peak | Portfolio Adjusted | Size: 20 kW to 199.99 kW | Orange County | 2016 | February Monthly Peak | 2 | 0
Portfolio AdjustedSize: 20 kW to 199.99 kWOrange County2016January Monthly Peak | Portfolio Adjusted | Size: 20 kW to 199.99 kW | Orange County | 2016 | January Monthly Peak | 1 | 0
Portfolio AdjustedSize: 20 kW to 199.99 kWOrange County2016July Monthly Peak | Portfolio Adjusted | Size: 20 kW to 199.99 kW | Orange County | 2016 | July Monthly Peak | 7 | 0
Portfolio AdjustedSize: 20 kW to 199.99 kWOrange County2016June Monthly Peak | Portfolio Adjusted | Size: 20 kW to 199.99 kW | Orange County | 2016 | June Monthly Peak | 6 | 0
Portfolio AdjustedSize: 20 kW to 199.99 kWOrange County2016March Monthly Peak | Portfolio Adjusted | Size: 20 kW to 199.99 kW | Orange County | 2016 | March Monthly Peak | 3 | 0
Portfolio AdjustedSize: 20 kW to 199.99 kWOrange County2016May Monthly Peak | Portfolio Adjusted | Size: 20 kW to 199.99 kW | Orange County | 2016 | May Monthly Peak | 5 | 0
Portfolio AdjustedSize: 20 kW to 199.99 kWOrange County2016November Monthly Peak | Portfolio Adjusted | Size: 20 kW to 199.99 kW | Orange County | 2016 | November Monthly Peak | 11 | 0
Portfolio AdjustedSize: 20 kW to 199.99 kWOrange County2016October Monthly Peak | Portfolio Adjusted | Size: 20 kW to 199.99 kW | Orange County | 2016 | October Monthly Peak | 10 | 0
Portfolio AdjustedSize: 20 kW to 199.99 kWOrange County2016September Monthly Peak | Portfolio Adjusted | Size: 20 kW to 199.99 kW | Orange County | 2016 | September Monthly Peak | 9 | 0
Portfolio AdjustedSize: 20 kW to 199.99 kWOrange County2016Typical Event Day | Portfolio Adjusted | Size: 20 kW to 199.99 kW | Orange County | 2016 | Typical Event Day | 8 | 0
Portfolio AdjustedSize: 20 kW to 199.99 kWOrange County2017April Monthly Peak | Portfolio Adjusted | Size: 20 kW to 199.99 kW | Orange County | 2017 | April Monthly Peak | 4 | 0
Portfolio AdjustedSize: 20 kW to 199.99 kWOrange County2017August Monthly Peak | Portfolio Adjusted | Size: 20 kW to 199.99 kW | Orange County | 2017 | August Monthly Peak | 8 | 0
Portfolio AdjustedSize: 20 kW to 199.99 kWOrange County2017December Monthly Peak | Portfolio Adjusted | Size: 20 kW to 199.99 kW | Orange County | 2017 | December Monthly Peak | 12 | 0
Portfolio AdjustedSize: 20 kW to 199.99 kWOrange County2017February Monthly Peak | Portfolio Adjusted | Size: 20 kW to 199.99 kW | Orange County | 2017 | February Monthly Peak | 2 | 0
Portfolio AdjustedSize: 20 kW to 199.99 kWOrange County2017January Monthly Peak | Portfolio Adjusted | Size: 20 kW to 199.99 kW | Orange County | 2017 | January Monthly Peak | 1 | 0
Portfolio AdjustedSize: 20 kW to 199.99 kWOrange County2017July Monthly Peak | Portfolio Adjusted | Size: 20 kW to 199.99 kW | Orange County | 2017 | July Monthly Peak | 7 | 0
Portfolio AdjustedSize: 20 kW to 199.99 kWOrange County2017June Monthly Peak | Portfolio Adjusted | Size: 20 kW to 199.99 kW | Orange County | 2017 | June Monthly Peak | 6 | 0
Portfolio AdjustedSize: 20 kW to 199.99 kWOrange County2017March Monthly Peak | Portfolio Adjusted | Size: 20 kW to 199.99 kW | Orange County | 2017 | March Monthly Peak | 3 | 0
Portfolio AdjustedSize: 20 kW to 199.99 kWOrange County2017May Monthly Peak | Portfolio Adjusted | Size: 20 kW to 199.99 kW | Orange County | 2017 | May Monthly Peak | 5 | 0
Portfolio AdjustedSize: 20 kW to 199.99 kWOrange County2017November Monthly Peak | Portfolio Adjusted | Size: 20 kW to 199.99 kW | Orange County | 2017 | November Monthly Peak | 11 | 0
Portfolio AdjustedSize: 20 kW to 199.99 kWOrange County2017October Monthly Peak | Portfolio Adjusted | Size: 20 kW to 199.99 kW | Orange County | 2017 | October Monthly Peak | 10 | 0
Portfolio AdjustedSize: 20 kW to 199.99 kWOrange County2017September Monthly Peak | Portfolio Adjusted | Size: 20 kW to 199.99 kW | Orange County | 2017 | September Monthly Peak | 9 | 0
Portfolio AdjustedSize: 20 kW to 199.99 kWOrange County2017Typical Event Day | Portfolio Adjusted | Size: 20 kW to 199.99 kW | Orange County | 2017 | Typical Event Day | 8 | 0
Portfolio AdjustedSize: 20 kW to 199.99 kWOrange County2018April Monthly Peak | Portfolio Adjusted | Size: 20 kW to 199.99 kW | Orange County | 2018 | April Monthly Peak | 4 | 9458.6305
Portfolio AdjustedSize: 20 kW to 199.99 kWOrange County2018August Monthly Peak | Portfolio Adjusted | Size: 20 kW to 199.99 kW | Orange County | 2018 | August Monthly Peak | 8 | 9458.6305
Portfolio AdjustedSize: 20 kW to 199.99 kWOrange County2018December Monthly Peak | Portfolio Adjusted | Size: 20 kW to 199.99 kW | Orange County | 2018 | December Monthly Peak | 12 | 9458.6305
Portfolio AdjustedSize: 20 kW to 199.99 kWOrange County2018February Monthly Peak | Portfolio Adjusted | Size: 20 kW to 199.99 kW | Orange County | 2018 | February Monthly Peak | 2 | 0
Portfolio AdjustedSize: 20 kW to 199.99 kWOrange County2018January Monthly Peak | Portfolio Adjusted | Size: 20 kW to 199.99 kW | Orange County | 2018 | January Monthly Peak | 1 | 0
Portfolio AdjustedSize: 20 kW to 199.99 kWOrange County2018July Monthly Peak | Portfolio Adjusted | Size: 20 kW to 199.99 kW | Orange County | 2018 | July Monthly Peak | 7 | 9458.6305
Portfolio AdjustedSize: 20 kW to 199.99 kWOrange County2018June Monthly Peak | Portfolio Adjusted | Size: 20 kW to 199.99 kW | Orange County | 2018 | June Monthly Peak | 6 | 9458.6305
Portfolio AdjustedSize: 20 kW to 199.99 kWOrange County2018March Monthly Peak | Portfolio Adjusted | Size: 20 kW to 199.99 kW | Orange County | 2018 | March Monthly Peak | 3 | 0
Portfolio AdjustedSize: 20 kW to 199.99 kWOrange County2018May Monthly Peak | Portfolio Adjusted | Size: 20 kW to 199.99 kW | Orange County | 2018 | May Monthly Peak | 5 | 9458.6305
Portfolio AdjustedSize: 20 kW to 199.99 kWOrange County2018November Monthly Peak | Portfolio Adjusted | Size: 20 kW to 199.99 kW | Orange County | 2018 | November Monthly Peak | 11 | 9458.6305
Portfolio AdjustedSize: 20 kW to 199.99 kWOrange County2018October Monthly Peak | Portfolio Adjusted | Size: 20 kW to 199.99 kW | Orange County | 2018 | October Monthly Peak | 10 | 9458.6305
Portfolio AdjustedSize: 20 kW to 199.99 kWOrange County2018September Monthly Peak | Portfolio Adjusted | Size: 20 kW to 199.99 kW | Orange County | 2018 | September Monthly Peak | 9 | 9458.6305
Portfolio AdjustedSize: 20 kW to 199.99 kWOrange County2018Typical Event Day | Portfolio Adjusted | Size: 20 kW to 199.99 kW | Orange County | 2018 | Typical Event Day | 8 | 9458.6305
Portfolio AdjustedSize: 20 kW to 199.99 kWOrange County2019April Monthly Peak | Portfolio Adjusted | Size: 20 kW to 199.99 kW | Orange County | 2019 | April Monthly Peak | 4 | 3783.4522
Portfolio AdjustedSize: 20 kW to 199.99 kWOrange County2019August Monthly Peak | Portfolio Adjusted | Size: 20 kW to 199.99 kW | Orange County | 2019 | August Monthly Peak | 8 | 3783.4522
Portfolio AdjustedSize: 20 kW to 199.99 kWOrange County2019December Monthly Peak | Portfolio Adjusted | Size: 20 kW to 199.99 kW | Orange County | 2019 | December Monthly Peak | 12 | 3783.4522
Portfolio AdjustedSize: 20 kW to 199.99 kWOrange County2019February Monthly Peak | Portfolio Adjusted | Size: 20 kW to 199.99 kW | Orange County | 2019 | February Monthly Peak | 2 | 9458.6305
Portfolio AdjustedSize: 20 kW to 199.99 kWOrange County2019January Monthly Peak | Portfolio Adjusted | Size: 20 kW to 199.99 kW | Orange County | 2019 | January Monthly Peak | 1 | 9458.6305
Portfolio AdjustedSize: 20 kW to 199.99 kWOrange County2019July Monthly Peak | Portfolio Adjusted | Size: 20 kW to 199.99 kW | Orange County | 2019 | July Monthly Peak | 7 | 3783.4522
Portfolio AdjustedSize: 20 kW to 199.99 kWOrange County2019June Monthly Peak | Portfolio Adjusted | Size: 20 kW to 199.99 kW | Orange County | 2019 | June Monthly Peak | 6 | 3783.4522
Portfolio AdjustedSize: 20 kW to 199.99 kWOrange County2019March Monthly Peak | Portfolio Adjusted | Size: 20 kW to 199.99 kW | Orange County | 2019 | March Monthly Peak | 3 | 9458.6305
Portfolio AdjustedSize: 20 kW to 199.99 kWOrange County2019May Monthly Peak | Portfolio Adjusted | Size: 20 kW to 199.99 kW | Orange County | 2019 | May Monthly Peak | 5 | 3783.4522
Portfolio AdjustedSize: 20 kW to 199.99 kWOrange County2019November Monthly Peak | Portfolio Adjusted | Size: 20 kW to 199.99 kW | Orange County | 2019 | November Monthly Peak | 11 | 3783.4522
Portfolio AdjustedSize: 20 kW to 199.99 kWOrange County2019October Monthly Peak | Portfolio Adjusted | Size: 20 kW to 199.99 kW | Orange County | 2019 | October Monthly Peak | 10 | 3783.4522
Portfolio AdjustedSize: 20 kW to 199.99 kWOrange County2019September Monthly Peak | Portfolio Adjusted | Size: 20 kW to 199.99 kW | Orange County | 2019 | September Monthly Peak | 9 | 3783.4522
Portfolio AdjustedSize: 20 kW to 199.99 kWOrange County2019Typical Event Day | Portfolio Adjusted | Size: 20 kW to 199.99 kW | Orange County | 2019 | Typical Event Day | 8 | 3783.4522
Portfolio AdjustedSize: 20 kW to 199.99 kWOrange County2020April Monthly Peak | Portfolio Adjusted | Size: 20 kW to 199.99 kW | Orange County | 2020 | April Monthly Peak | 4 | 3783.4522
Portfolio AdjustedSize: 20 kW to 199.99 kWOrange County2020August Monthly Peak | Portfolio Adjusted | Size: 20 kW to 199.99 kW | Orange County | 2020 | August Monthly Peak | 8 | 3783.4522
Portfolio AdjustedSize: 20 kW to 199.99 kWOrange County2020December Monthly Peak | Portfolio Adjusted | Size: 20 kW to 199.99 kW | Orange County | 2020 | December Monthly Peak | 12 | 3783.4522
Portfolio AdjustedSize: 20 kW to 199.99 kWOrange County2020February Monthly Peak | Portfolio Adjusted | Size: 20 kW to 199.99 kW | Orange County | 2020 | February Monthly Peak | 2 | 3783.4522
Portfolio AdjustedSize: 20 kW to 199.99 kWOrange County2020January Monthly Peak | Portfolio Adjusted | Size: 20 kW to 199.99 kW | Orange County | 2020 | January Monthly Peak | 1 | 3783.4522
Portfolio AdjustedSize: 20 kW to 199.99 kWOrange County2020July Monthly Peak | Portfolio Adjusted | Size: 20 kW to 199.99 kW | Orange County | 2020 | July Monthly Peak | 7 | 3783.4522
Portfolio AdjustedSize: 20 kW to 199.99 kWOrange County2020June Monthly Peak | Portfolio Adjusted | Size: 20 kW to 199.99 kW | Orange County | 2020 | June Monthly Peak | 6 | 3783.4522
Portfolio AdjustedSize: 20 kW to 199.99 kWOrange County2020March Monthly Peak | Portfolio Adjusted | Size: 20 kW to 199.99 kW | Orange County | 2020 | March Monthly Peak | 3 | 3783.4522
Portfolio AdjustedSize: 20 kW to 199.99 kWOrange County2020May Monthly Peak | Portfolio Adjusted | Size: 20 kW to 199.99 kW | Orange County | 2020 | May Monthly Peak | 5 | 3783.4522
Portfolio AdjustedSize: 20 kW to 199.99 kWOrange County2020November Monthly Peak | Portfolio Adjusted | Size: 20 kW to 199.99 kW | Orange County | 2020 | November Monthly Peak | 11 | 3783.4522
Portfolio AdjustedSize: 20 kW to 199.99 kWOrange County2020October Monthly Peak | Portfolio Adjusted | Size: 20 kW to 199.99 kW | Orange County | 2020 | October Monthly Peak | 10 | 3783.4522
Portfolio AdjustedSize: 20 kW to 199.99 kWOrange County2020September Monthly Peak | Portfolio Adjusted | Size: 20 kW to 199.99 kW | Orange County | 2020 | September Monthly Peak | 9 | 3783.4522
Portfolio AdjustedSize: 20 kW to 199.99 kWOrange County2020Typical Event Day | Portfolio Adjusted | Size: 20 kW to 199.99 kW | Orange County | 2020 | Typical Event Day | 8 | 3783.4522
Portfolio AdjustedSize: 20 kW to 199.99 kWOrange County2021April Monthly Peak | Portfolio Adjusted | Size: 20 kW to 199.99 kW | Orange County | 2021 | April Monthly Peak | 4 | 3783.4522
Portfolio AdjustedSize: 20 kW to 199.99 kWOrange County2021August Monthly Peak | Portfolio Adjusted | Size: 20 kW to 199.99 kW | Orange County | 2021 | August Monthly Peak | 8 | 3783.4522
Portfolio AdjustedSize: 20 kW to 199.99 kWOrange County2021December Monthly Peak | Portfolio Adjusted | Size: 20 kW to 199.99 kW | Orange County | 2021 | December Monthly Peak | 12 | 3783.4522
Portfolio AdjustedSize: 20 kW to 199.99 kWOrange County2021February Monthly Peak | Portfolio Adjusted | Size: 20 kW to 199.99 kW | Orange County | 2021 | February Monthly Peak | 2 | 3783.4522
Portfolio AdjustedSize: 20 kW to 199.99 kWOrange County2021January Monthly Peak | Portfolio Adjusted | Size: 20 kW to 199.99 kW | Orange County | 2021 | January Monthly Peak | 1 | 3783.4522
Portfolio AdjustedSize: 20 kW to 199.99 kWOrange County2021July Monthly Peak | Portfolio Adjusted | Size: 20 kW to 199.99 kW | Orange County | 2021 | July Monthly Peak | 7 | 3783.4522
Portfolio AdjustedSize: 20 kW to 199.99 kWOrange County2021June Monthly Peak | Portfolio Adjusted | Size: 20 kW to 199.99 kW | Orange County | 2021 | June Monthly Peak | 6 | 3783.4522
Portfolio AdjustedSize: 20 kW to 199.99 kWOrange County2021March Monthly Peak | Portfolio Adjusted | Size: 20 kW to 199.99 kW | Orange County | 2021 | March Monthly Peak | 3 | 3783.4522
Portfolio AdjustedSize: 20 kW to 199.99 kWOrange County2021May Monthly Peak | Portfolio Adjusted | Size: 20 kW to 199.99 kW | Orange County | 2021 | May Monthly Peak | 5 | 3783.4522
Portfolio AdjustedSize: 20 kW to 199.99 kWOrange County2021November Monthly Peak | Portfolio Adjusted | Size: 20 kW to 199.99 kW | Orange County | 2021 | November Monthly Peak | 11 | 3783.4522
Portfolio AdjustedSize: 20 kW to 199.99 kWOrange County2021October Monthly Peak | Portfolio Adjusted | Size: 20 kW to 199.99 kW | Orange County | 2021 | October Monthly Peak | 10 | 3783.4522
Portfolio AdjustedSize: 20 kW to 199.99 kWOrange County2021September Monthly Peak | Portfolio Adjusted | Size: 20 kW to 199.99 kW | Orange County | 2021 | September Monthly Peak | 9 | 3783.4522
Portfolio AdjustedSize: 20 kW to 199.99 kWOrange County2021Typical Event Day | Portfolio Adjusted | Size: 20 kW to 199.99 kW | Orange County | 2021 | Typical Event Day | 8 | 3783.4522
Portfolio AdjustedSize: 20 kW to 199.99 kWOrange County2022April Monthly Peak | Portfolio Adjusted | Size: 20 kW to 199.99 kW | Orange County | 2022 | April Monthly Peak | 4 | 3783.4522
Portfolio AdjustedSize: 20 kW to 199.99 kWOrange County2022August Monthly Peak | Portfolio Adjusted | Size: 20 kW to 199.99 kW | Orange County | 2022 | August Monthly Peak | 8 | 3783.4522
Portfolio AdjustedSize: 20 kW to 199.99 kWOrange County2022December Monthly Peak | Portfolio Adjusted | Size: 20 kW to 199.99 kW | Orange County | 2022 | December Monthly Peak | 12 | 3783.4522
Portfolio AdjustedSize: 20 kW to 199.99 kWOrange County2022February Monthly Peak | Portfolio Adjusted | Size: 20 kW to 199.99 kW | Orange County | 2022 | February Monthly Peak | 2 | 3783.4522
Portfolio AdjustedSize: 20 kW to 199.99 kWOrange County2022January Monthly Peak | Portfolio Adjusted | Size: 20 kW to 199.99 kW | Orange County | 2022 | January Monthly Peak | 1 | 3783.4522
Portfolio AdjustedSize: 20 kW to 199.99 kWOrange County2022July Monthly Peak | Portfolio Adjusted | Size: 20 kW to 199.99 kW | Orange County | 2022 | July Monthly Peak | 7 | 3783.4522
Portfolio AdjustedSize: 20 kW to 199.99 kWOrange County2022June Monthly Peak | Portfolio Adjusted | Size: 20 kW to 199.99 kW | Orange County | 2022 | June Monthly Peak | 6 | 3783.4522
Portfolio AdjustedSize: 20 kW to 199.99 kWOrange County2022March Monthly Peak | Portfolio Adjusted | Size: 20 kW to 199.99 kW | Orange County | 2022 | March Monthly Peak | 3 | 3783.4522
Portfolio AdjustedSize: 20 kW to 199.99 kWOrange County2022May Monthly Peak | Portfolio Adjusted | Size: 20 kW to 199.99 kW | Orange County | 2022 | May Monthly Peak | 5 | 3783.4522
Portfolio AdjustedSize: 20 kW to 199.99 kWOrange County2022November Monthly Peak | Portfolio Adjusted | Size: 20 kW to 199.99 kW | Orange County | 2022 | November Monthly Peak | 11 | 3783.4522
Portfolio AdjustedSize: 20 kW to 199.99 kWOrange County2022October Monthly Peak | Portfolio Adjusted | Size: 20 kW to 199.99 kW | Orange County | 2022 | October Monthly Peak | 10 | 3783.4522
Portfolio AdjustedSize: 20 kW to 199.99 kWOrange County2022September Monthly Peak | Portfolio Adjusted | Size: 20 kW to 199.99 kW | Orange County | 2022 | September Monthly Peak | 9 | 3783.4522
Portfolio AdjustedSize: 20 kW to 199.99 kWOrange County2022Typical Event Day | Portfolio Adjusted | Size: 20 kW to 199.99 kW | Orange County | 2022 | Typical Event Day | 8 | 3783.4522
Portfolio AdjustedSize: 20 kW to 199.99 kWOrange County2023April Monthly Peak | Portfolio Adjusted | Size: 20 kW to 199.99 kW | Orange County | 2023 | April Monthly Peak | 4 | 3783.4522
Portfolio AdjustedSize: 20 kW to 199.99 kWOrange County2023August Monthly Peak | Portfolio Adjusted | Size: 20 kW to 199.99 kW | Orange County | 2023 | August Monthly Peak | 8 | 3783.4522
Portfolio AdjustedSize: 20 kW to 199.99 kWOrange County2023December Monthly Peak | Portfolio Adjusted | Size: 20 kW to 199.99 kW | Orange County | 2023 | December Monthly Peak | 12 | 3783.4522
Portfolio AdjustedSize: 20 kW to 199.99 kWOrange County2023February Monthly Peak | Portfolio Adjusted | Size: 20 kW to 199.99 kW | Orange County | 2023 | February Monthly Peak | 2 | 3783.4522
Portfolio AdjustedSize: 20 kW to 199.99 kWOrange County2023January Monthly Peak | Portfolio Adjusted | Size: 20 kW to 199.99 kW | Orange County | 2023 | January Monthly Peak | 1 | 3783.4522
Portfolio AdjustedSize: 20 kW to 199.99 kWOrange County2023July Monthly Peak | Portfolio Adjusted | Size: 20 kW to 199.99 kW | Orange County | 2023 | July Monthly Peak | 7 | 3783.4522
Portfolio AdjustedSize: 20 kW to 199.99 kWOrange County2023June Monthly Peak | Portfolio Adjusted | Size: 20 kW to 199.99 kW | Orange County | 2023 | June Monthly Peak | 6 | 3783.4522
Portfolio AdjustedSize: 20 kW to 199.99 kWOrange County2023March Monthly Peak | Portfolio Adjusted | Size: 20 kW to 199.99 kW | Orange County | 2023 | March Monthly Peak | 3 | 3783.4522
Portfolio AdjustedSize: 20 kW to 199.99 kWOrange County2023May Monthly Peak | Portfolio Adjusted | Size: 20 kW to 199.99 kW | Orange County | 2023 | May Monthly Peak | 5 | 3783.4522
Portfolio AdjustedSize: 20 kW to 199.99 kWOrange County2023November Monthly Peak | Portfolio Adjusted | Size: 20 kW to 199.99 kW | Orange County | 2023 | November Monthly Peak | 11 | 3783.4522
Portfolio AdjustedSize: 20 kW to 199.99 kWOrange County2023October Monthly Peak | Portfolio Adjusted | Size: 20 kW to 199.99 kW | Orange County | 2023 | October Monthly Peak | 10 | 3783.4522
Portfolio AdjustedSize: 20 kW to 199.99 kWOrange County2023September Monthly Peak | Portfolio Adjusted | Size: 20 kW to 199.99 kW | Orange County | 2023 | September Monthly Peak | 9 | 3783.4522
Portfolio AdjustedSize: 20 kW to 199.99 kWOrange County2023Typical Event Day | Portfolio Adjusted | Size: 20 kW to 199.99 kW | Orange County | 2023 | Typical Event Day | 8 | 3783.4522
Portfolio AdjustedSize: 20 kW to 199.99 kWOrange County2024April Monthly Peak | Portfolio Adjusted | Size: 20 kW to 199.99 kW | Orange County | 2024 | April Monthly Peak | 4 | 3783.4522
Portfolio AdjustedSize: 20 kW to 199.99 kWOrange County2024August Monthly Peak | Portfolio Adjusted | Size: 20 kW to 199.99 kW | Orange County | 2024 | August Monthly Peak | 8 | 3783.4522
Portfolio AdjustedSize: 20 kW to 199.99 kWOrange County2024December Monthly Peak | Portfolio Adjusted | Size: 20 kW to 199.99 kW | Orange County | 2024 | December Monthly Peak | 12 | 3783.4522
Portfolio AdjustedSize: 20 kW to 199.99 kWOrange County2024February Monthly Peak | Portfolio Adjusted | Size: 20 kW to 199.99 kW | Orange County | 2024 | February Monthly Peak | 2 | 3783.4522
Portfolio AdjustedSize: 20 kW to 199.99 kWOrange County2024January Monthly Peak | Portfolio Adjusted | Size: 20 kW to 199.99 kW | Orange County | 2024 | January Monthly Peak | 1 | 3783.4522
Portfolio AdjustedSize: 20 kW to 199.99 kWOrange County2024July Monthly Peak | Portfolio Adjusted | Size: 20 kW to 199.99 kW | Orange County | 2024 | July Monthly Peak | 7 | 3783.4522
Portfolio AdjustedSize: 20 kW to 199.99 kWOrange County2024June Monthly Peak | Portfolio Adjusted | Size: 20 kW to 199.99 kW | Orange County | 2024 | June Monthly Peak | 6 | 3783.4522
Portfolio AdjustedSize: 20 kW to 199.99 kWOrange County2024March Monthly Peak | Portfolio Adjusted | Size: 20 kW to 199.99 kW | Orange County | 2024 | March Monthly Peak | 3 | 3783.4522
Portfolio AdjustedSize: 20 kW to 199.99 kWOrange County2024May Monthly Peak | Portfolio Adjusted | Size: 20 kW to 199.99 kW | Orange County | 2024 | May Monthly Peak | 5 | 3783.4522
Portfolio AdjustedSize: 20 kW to 199.99 kWOrange County2024November Monthly Peak | Portfolio Adjusted | Size: 20 kW to 199.99 kW | Orange County | 2024 | November Monthly Peak | 11 | 3783.4522
Portfolio AdjustedSize: 20 kW to 199.99 kWOrange County2024October Monthly Peak | Portfolio Adjusted | Size: 20 kW to 199.99 kW | Orange County | 2024 | October Monthly Peak | 10 | 3783.4522
Portfolio AdjustedSize: 20 kW to 199.99 kWOrange County2024September Monthly Peak | Portfolio Adjusted | Size: 20 kW to 199.99 kW | Orange County | 2024 | September Monthly Peak | 9 | 3783.4522
Portfolio AdjustedSize: 20 kW to 199.99 kWOrange County2024Typical Event Day | Portfolio Adjusted | Size: 20 kW to 199.99 kW | Orange County | 2024 | Typical Event Day | 8 | 3783.4522
Portfolio AdjustedSize: 20 kW to 199.99 kWOrange County2025April Monthly Peak | Portfolio Adjusted | Size: 20 kW to 199.99 kW | Orange County | 2025 | April Monthly Peak | 4 | 3783.4522
Portfolio AdjustedSize: 20 kW to 199.99 kWOrange County2025August Monthly Peak | Portfolio Adjusted | Size: 20 kW to 199.99 kW | Orange County | 2025 | August Monthly Peak | 8 | 3783.4522
Portfolio AdjustedSize: 20 kW to 199.99 kWOrange County2025December Monthly Peak | Portfolio Adjusted | Size: 20 kW to 199.99 kW | Orange County | 2025 | December Monthly Peak | 12 | 3783.4522
Portfolio AdjustedSize: 20 kW to 199.99 kWOrange County2025February Monthly Peak | Portfolio Adjusted | Size: 20 kW to 199.99 kW | Orange County | 2025 | February Monthly Peak | 2 | 3783.4522
Portfolio AdjustedSize: 20 kW to 199.99 kWOrange County2025January Monthly Peak | Portfolio Adjusted | Size: 20 kW to 199.99 kW | Orange County | 2025 | January Monthly Peak | 1 | 3783.4522
Portfolio AdjustedSize: 20 kW to 199.99 kWOrange County2025July Monthly Peak | Portfolio Adjusted | Size: 20 kW to 199.99 kW | Orange County | 2025 | July Monthly Peak | 7 | 3783.4522
Portfolio AdjustedSize: 20 kW to 199.99 kWOrange County2025June Monthly Peak | Portfolio Adjusted | Size: 20 kW to 199.99 kW | Orange County | 2025 | June Monthly Peak | 6 | 3783.4522
Portfolio AdjustedSize: 20 kW to 199.99 kWOrange County2025March Monthly Peak | Portfolio Adjusted | Size: 20 kW to 199.99 kW | Orange County | 2025 | March Monthly Peak | 3 | 3783.4522
Portfolio AdjustedSize: 20 kW to 199.99 kWOrange County2025May Monthly Peak | Portfolio Adjusted | Size: 20 kW to 199.99 kW | Orange County | 2025 | May Monthly Peak | 5 | 3783.4522
Portfolio AdjustedSize: 20 kW to 199.99 kWOrange County2025November Monthly Peak | Portfolio Adjusted | Size: 20 kW to 199.99 kW | Orange County | 2025 | November Monthly Peak | 11 | 3783.4522
Portfolio AdjustedSize: 20 kW to 199.99 kWOrange County2025October Monthly Peak | Portfolio Adjusted | Size: 20 kW to 199.99 kW | Orange County | 2025 | October Monthly Peak | 10 | 3783.4522
Portfolio AdjustedSize: 20 kW to 199.99 kWOrange County2025September Monthly Peak | Portfolio Adjusted | Size: 20 kW to 199.99 kW | Orange County | 2025 | September Monthly Peak | 9 | 3783.4522
Portfolio AdjustedSize: 20 kW to 199.99 kWOrange County2025Typical Event Day | Portfolio Adjusted | Size: 20 kW to 199.99 kW | Orange County | 2025 | Typical Event Day | 8 | 3783.4522
Portfolio AdjustedSize: 20 kW to 199.99 kWOrange County2026April Monthly Peak | Portfolio Adjusted | Size: 20 kW to 199.99 kW | Orange County | 2026 | April Monthly Peak | 4 | 3783.4522
Portfolio AdjustedSize: 20 kW to 199.99 kWOrange County2026August Monthly Peak | Portfolio Adjusted | Size: 20 kW to 199.99 kW | Orange County | 2026 | August Monthly Peak | 8 | 3783.4522
Portfolio AdjustedSize: 20 kW to 199.99 kWOrange County2026December Monthly Peak | Portfolio Adjusted | Size: 20 kW to 199.99 kW | Orange County | 2026 | December Monthly Peak | 12 | 3783.4522
Portfolio AdjustedSize: 20 kW to 199.99 kWOrange County2026February Monthly Peak | Portfolio Adjusted | Size: 20 kW to 199.99 kW | Orange County | 2026 | February Monthly Peak | 2 | 3783.4522
Portfolio AdjustedSize: 20 kW to 199.99 kWOrange County2026January Monthly Peak | Portfolio Adjusted | Size: 20 kW to 199.99 kW | Orange County | 2026 | January Monthly Peak | 1 | 3783.4522
Portfolio AdjustedSize: 20 kW to 199.99 kWOrange County2026July Monthly Peak | Portfolio Adjusted | Size: 20 kW to 199.99 kW | Orange County | 2026 | July Monthly Peak | 7 | 3783.4522
Portfolio AdjustedSize: 20 kW to 199.99 kWOrange County2026June Monthly Peak | Portfolio Adjusted | Size: 20 kW to 199.99 kW | Orange County | 2026 | June Monthly Peak | 6 | 3783.4522
Portfolio AdjustedSize: 20 kW to 199.99 kWOrange County2026March Monthly Peak | Portfolio Adjusted | Size: 20 kW to 199.99 kW | Orange County | 2026 | March Monthly Peak | 3 | 3783.4522
Portfolio AdjustedSize: 20 kW to 199.99 kWOrange County2026May Monthly Peak | Portfolio Adjusted | Size: 20 kW to 199.99 kW | Orange County | 2026 | May Monthly Peak | 5 | 3783.4522
Portfolio AdjustedSize: 20 kW to 199.99 kWOrange County2026November Monthly Peak | Portfolio Adjusted | Size: 20 kW to 199.99 kW | Orange County | 2026 | November Monthly Peak | 11 | 3783.4522
Portfolio AdjustedSize: 20 kW to 199.99 kWOrange County2026October Monthly Peak | Portfolio Adjusted | Size: 20 kW to 199.99 kW | Orange County | 2026 | October Monthly Peak | 10 | 3783.4522
Portfolio AdjustedSize: 20 kW to 199.99 kWOrange County2026September Monthly Peak | Portfolio Adjusted | Size: 20 kW to 199.99 kW | Orange County | 2026 | September Monthly Peak | 9 | 3783.4522
Portfolio AdjustedSize: 20 kW to 199.99 kWOrange County2026Typical Event Day | Portfolio Adjusted | Size: 20 kW to 199.99 kW | Orange County | 2026 | Typical Event Day | 8 | 3783.4522
Portfolio AdjustedSize: 20 kW to 199.99 kWOther2015April Monthly Peak | Portfolio Adjusted | Size: 20 kW to 199.99 kW | Other | 2015 | April Monthly Peak | 4 | 0
Portfolio AdjustedSize: 20 kW to 199.99 kWOther2015August Monthly Peak | Portfolio Adjusted | Size: 20 kW to 199.99 kW | Other | 2015 | August Monthly Peak | 8 | 0
Portfolio AdjustedSize: 20 kW to 199.99 kWOther2015December Monthly Peak | Portfolio Adjusted | Size: 20 kW to 199.99 kW | Other | 2015 | December Monthly Peak | 12 | 0
Portfolio AdjustedSize: 20 kW to 199.99 kWOther2015February Monthly Peak | Portfolio Adjusted | Size: 20 kW to 199.99 kW | Other | 2015 | February Monthly Peak | 2 | 0
Portfolio AdjustedSize: 20 kW to 199.99 kWOther2015January Monthly Peak | Portfolio Adjusted | Size: 20 kW to 199.99 kW | Other | 2015 | January Monthly Peak | 1 | 0
Portfolio AdjustedSize: 20 kW to 199.99 kWOther2015July Monthly Peak | Portfolio Adjusted | Size: 20 kW to 199.99 kW | Other | 2015 | July Monthly Peak | 7 | 0
Portfolio AdjustedSize: 20 kW to 199.99 kWOther2015June Monthly Peak | Portfolio Adjusted | Size: 20 kW to 199.99 kW | Other | 2015 | June Monthly Peak | 6 | 0
Portfolio AdjustedSize: 20 kW to 199.99 kWOther2015March Monthly Peak | Portfolio Adjusted | Size: 20 kW to 199.99 kW | Other | 2015 | March Monthly Peak | 3 | 0
Portfolio AdjustedSize: 20 kW to 199.99 kWOther2015May Monthly Peak | Portfolio Adjusted | Size: 20 kW to 199.99 kW | Other | 2015 | May Monthly Peak | 5 | 0
Portfolio AdjustedSize: 20 kW to 199.99 kWOther2015November Monthly Peak | Portfolio Adjusted | Size: 20 kW to 199.99 kW | Other | 2015 | November Monthly Peak | 11 | 0
Portfolio AdjustedSize: 20 kW to 199.99 kWOther2015October Monthly Peak | Portfolio Adjusted | Size: 20 kW to 199.99 kW | Other | 2015 | October Monthly Peak | 10 | 0
Portfolio AdjustedSize: 20 kW to 199.99 kWOther2015September Monthly Peak | Portfolio Adjusted | Size: 20 kW to 199.99 kW | Other | 2015 | September Monthly Peak | 9 | 0
Portfolio AdjustedSize: 20 kW to 199.99 kWOther2015Typical Event Day | Portfolio Adjusted | Size: 20 kW to 199.99 kW | Other | 2015 | Typical Event Day | 8 | 0
Portfolio AdjustedSize: 20 kW to 199.99 kWOther2016April Monthly Peak | Portfolio Adjusted | Size: 20 kW to 199.99 kW | Other | 2016 | April Monthly Peak | 4 | 0
Portfolio AdjustedSize: 20 kW to 199.99 kWOther2016August Monthly Peak | Portfolio Adjusted | Size: 20 kW to 199.99 kW | Other | 2016 | August Monthly Peak | 8 | 0
Portfolio AdjustedSize: 20 kW to 199.99 kWOther2016December Monthly Peak | Portfolio Adjusted | Size: 20 kW to 199.99 kW | Other | 2016 | December Monthly Peak | 12 | 0
Portfolio AdjustedSize: 20 kW to 199.99 kWOther2016February Monthly Peak | Portfolio Adjusted | Size: 20 kW to 199.99 kW | Other | 2016 | February Monthly Peak | 2 | 0
Portfolio AdjustedSize: 20 kW to 199.99 kWOther2016January Monthly Peak | Portfolio Adjusted | Size: 20 kW to 199.99 kW | Other | 2016 | January Monthly Peak | 1 | 0
Portfolio AdjustedSize: 20 kW to 199.99 kWOther2016July Monthly Peak | Portfolio Adjusted | Size: 20 kW to 199.99 kW | Other | 2016 | July Monthly Peak | 7 | 0
Portfolio AdjustedSize: 20 kW to 199.99 kWOther2016June Monthly Peak | Portfolio Adjusted | Size: 20 kW to 199.99 kW | Other | 2016 | June Monthly Peak | 6 | 0
Portfolio AdjustedSize: 20 kW to 199.99 kWOther2016March Monthly Peak | Portfolio Adjusted | Size: 20 kW to 199.99 kW | Other | 2016 | March Monthly Peak | 3 | 0
Portfolio AdjustedSize: 20 kW to 199.99 kWOther2016May Monthly Peak | Portfolio Adjusted | Size: 20 kW to 199.99 kW | Other | 2016 | May Monthly Peak | 5 | 0
Portfolio AdjustedSize: 20 kW to 199.99 kWOther2016November Monthly Peak | Portfolio Adjusted | Size: 20 kW to 199.99 kW | Other | 2016 | November Monthly Peak | 11 | 0
Portfolio AdjustedSize: 20 kW to 199.99 kWOther2016October Monthly Peak | Portfolio Adjusted | Size: 20 kW to 199.99 kW | Other | 2016 | October Monthly Peak | 10 | 0
Portfolio AdjustedSize: 20 kW to 199.99 kWOther2016September Monthly Peak | Portfolio Adjusted | Size: 20 kW to 199.99 kW | Other | 2016 | September Monthly Peak | 9 | 0
Portfolio AdjustedSize: 20 kW to 199.99 kWOther2016Typical Event Day | Portfolio Adjusted | Size: 20 kW to 199.99 kW | Other | 2016 | Typical Event Day | 8 | 0
Portfolio AdjustedSize: 20 kW to 199.99 kWOther2017April Monthly Peak | Portfolio Adjusted | Size: 20 kW to 199.99 kW | Other | 2017 | April Monthly Peak | 4 | 0
Portfolio AdjustedSize: 20 kW to 199.99 kWOther2017August Monthly Peak | Portfolio Adjusted | Size: 20 kW to 199.99 kW | Other | 2017 | August Monthly Peak | 8 | 0
Portfolio AdjustedSize: 20 kW to 199.99 kWOther2017December Monthly Peak | Portfolio Adjusted | Size: 20 kW to 199.99 kW | Other | 2017 | December Monthly Peak | 12 | 0
Portfolio AdjustedSize: 20 kW to 199.99 kWOther2017February Monthly Peak | Portfolio Adjusted | Size: 20 kW to 199.99 kW | Other | 2017 | February Monthly Peak | 2 | 0
Portfolio AdjustedSize: 20 kW to 199.99 kWOther2017January Monthly Peak | Portfolio Adjusted | Size: 20 kW to 199.99 kW | Other | 2017 | January Monthly Peak | 1 | 0
Portfolio AdjustedSize: 20 kW to 199.99 kWOther2017July Monthly Peak | Portfolio Adjusted | Size: 20 kW to 199.99 kW | Other | 2017 | July Monthly Peak | 7 | 0
Portfolio AdjustedSize: 20 kW to 199.99 kWOther2017June Monthly Peak | Portfolio Adjusted | Size: 20 kW to 199.99 kW | Other | 2017 | June Monthly Peak | 6 | 0
Portfolio AdjustedSize: 20 kW to 199.99 kWOther2017March Monthly Peak | Portfolio Adjusted | Size: 20 kW to 199.99 kW | Other | 2017 | March Monthly Peak | 3 | 0
Portfolio AdjustedSize: 20 kW to 199.99 kWOther2017May Monthly Peak | Portfolio Adjusted | Size: 20 kW to 199.99 kW | Other | 2017 | May Monthly Peak | 5 | 0
Portfolio AdjustedSize: 20 kW to 199.99 kWOther2017November Monthly Peak | Portfolio Adjusted | Size: 20 kW to 199.99 kW | Other | 2017 | November Monthly Peak | 11 | 0
Portfolio AdjustedSize: 20 kW to 199.99 kWOther2017October Monthly Peak | Portfolio Adjusted | Size: 20 kW to 199.99 kW | Other | 2017 | October Monthly Peak | 10 | 0
Portfolio AdjustedSize: 20 kW to 199.99 kWOther2017September Monthly Peak | Portfolio Adjusted | Size: 20 kW to 199.99 kW | Other | 2017 | September Monthly Peak | 9 | 0
Portfolio AdjustedSize: 20 kW to 199.99 kWOther2017Typical Event Day | Portfolio Adjusted | Size: 20 kW to 199.99 kW | Other | 2017 | Typical Event Day | 8 | 0
Portfolio AdjustedSize: 20 kW to 199.99 kWOther2018April Monthly Peak | Portfolio Adjusted | Size: 20 kW to 199.99 kW | Other | 2018 | April Monthly Peak | 4 | 21017.8009
Portfolio AdjustedSize: 20 kW to 199.99 kWOther2018August Monthly Peak | Portfolio Adjusted | Size: 20 kW to 199.99 kW | Other | 2018 | August Monthly Peak | 8 | 21017.8009
Portfolio AdjustedSize: 20 kW to 199.99 kWOther2018December Monthly Peak | Portfolio Adjusted | Size: 20 kW to 199.99 kW | Other | 2018 | December Monthly Peak | 12 | 21017.8009
Portfolio AdjustedSize: 20 kW to 199.99 kWOther2018February Monthly Peak | Portfolio Adjusted | Size: 20 kW to 199.99 kW | Other | 2018 | February Monthly Peak | 2 | 0
Portfolio AdjustedSize: 20 kW to 199.99 kWOther2018January Monthly Peak | Portfolio Adjusted | Size: 20 kW to 199.99 kW | Other | 2018 | January Monthly Peak | 1 | 0
Portfolio AdjustedSize: 20 kW to 199.99 kWOther2018July Monthly Peak | Portfolio Adjusted | Size: 20 kW to 199.99 kW | Other | 2018 | July Monthly Peak | 7 | 21017.8009
Portfolio AdjustedSize: 20 kW to 199.99 kWOther2018June Monthly Peak | Portfolio Adjusted | Size: 20 kW to 199.99 kW | Other | 2018 | June Monthly Peak | 6 | 21017.8009
Portfolio AdjustedSize: 20 kW to 199.99 kWOther2018March Monthly Peak | Portfolio Adjusted | Size: 20 kW to 199.99 kW | Other | 2018 | March Monthly Peak | 3 | 0
Portfolio AdjustedSize: 20 kW to 199.99 kWOther2018May Monthly Peak | Portfolio Adjusted | Size: 20 kW to 199.99 kW | Other | 2018 | May Monthly Peak | 5 | 21017.8009
Portfolio AdjustedSize: 20 kW to 199.99 kWOther2018November Monthly Peak | Portfolio Adjusted | Size: 20 kW to 199.99 kW | Other | 2018 | November Monthly Peak | 11 | 21017.8009
Portfolio AdjustedSize: 20 kW to 199.99 kWOther2018October Monthly Peak | Portfolio Adjusted | Size: 20 kW to 199.99 kW | Other | 2018 | October Monthly Peak | 10 | 21017.8009
Portfolio AdjustedSize: 20 kW to 199.99 kWOther2018September Monthly Peak | Portfolio Adjusted | Size: 20 kW to 199.99 kW | Other | 2018 | September Monthly Peak | 9 | 21017.8009
Portfolio AdjustedSize: 20 kW to 199.99 kWOther2018Typical Event Day | Portfolio Adjusted | Size: 20 kW to 199.99 kW | Other | 2018 | Typical Event Day | 8 | 21017.8009
Portfolio AdjustedSize: 20 kW to 199.99 kWOther2019April Monthly Peak | Portfolio Adjusted | Size: 20 kW to 199.99 kW | Other | 2019 | April Monthly Peak | 4 | 8407.1203
Portfolio AdjustedSize: 20 kW to 199.99 kWOther2019August Monthly Peak | Portfolio Adjusted | Size: 20 kW to 199.99 kW | Other | 2019 | August Monthly Peak | 8 | 8407.1203
Portfolio AdjustedSize: 20 kW to 199.99 kWOther2019December Monthly Peak | Portfolio Adjusted | Size: 20 kW to 199.99 kW | Other | 2019 | December Monthly Peak | 12 | 8407.1203
Portfolio AdjustedSize: 20 kW to 199.99 kWOther2019February Monthly Peak | Portfolio Adjusted | Size: 20 kW to 199.99 kW | Other | 2019 | February Monthly Peak | 2 | 21017.8009
Portfolio AdjustedSize: 20 kW to 199.99 kWOther2019January Monthly Peak | Portfolio Adjusted | Size: 20 kW to 199.99 kW | Other | 2019 | January Monthly Peak | 1 | 21017.8009
Portfolio AdjustedSize: 20 kW to 199.99 kWOther2019July Monthly Peak | Portfolio Adjusted | Size: 20 kW to 199.99 kW | Other | 2019 | July Monthly Peak | 7 | 8407.1203
Portfolio AdjustedSize: 20 kW to 199.99 kWOther2019June Monthly Peak | Portfolio Adjusted | Size: 20 kW to 199.99 kW | Other | 2019 | June Monthly Peak | 6 | 8407.1203
Portfolio AdjustedSize: 20 kW to 199.99 kWOther2019March Monthly Peak | Portfolio Adjusted | Size: 20 kW to 199.99 kW | Other | 2019 | March Monthly Peak | 3 | 21017.8009
Portfolio AdjustedSize: 20 kW to 199.99 kWOther2019May Monthly Peak | Portfolio Adjusted | Size: 20 kW to 199.99 kW | Other | 2019 | May Monthly Peak | 5 | 8407.1203
Portfolio AdjustedSize: 20 kW to 199.99 kWOther2019November Monthly Peak | Portfolio Adjusted | Size: 20 kW to 199.99 kW | Other | 2019 | November Monthly Peak | 11 | 8407.1203
Portfolio AdjustedSize: 20 kW to 199.99 kWOther2019October Monthly Peak | Portfolio Adjusted | Size: 20 kW to 199.99 kW | Other | 2019 | October Monthly Peak | 10 | 8407.1203
Portfolio AdjustedSize: 20 kW to 199.99 kWOther2019September Monthly Peak | Portfolio Adjusted | Size: 20 kW to 199.99 kW | Other | 2019 | September Monthly Peak | 9 | 8407.1203
Portfolio AdjustedSize: 20 kW to 199.99 kWOther2019Typical Event Day | Portfolio Adjusted | Size: 20 kW to 199.99 kW | Other | 2019 | Typical Event Day | 8 | 8407.1203
Portfolio AdjustedSize: 20 kW to 199.99 kWOther2020April Monthly Peak | Portfolio Adjusted | Size: 20 kW to 199.99 kW | Other | 2020 | April Monthly Peak | 4 | 8407.1203
Portfolio AdjustedSize: 20 kW to 199.99 kWOther2020August Monthly Peak | Portfolio Adjusted | Size: 20 kW to 199.99 kW | Other | 2020 | August Monthly Peak | 8 | 8407.1203
Portfolio AdjustedSize: 20 kW to 199.99 kWOther2020December Monthly Peak | Portfolio Adjusted | Size: 20 kW to 199.99 kW | Other | 2020 | December Monthly Peak | 12 | 8407.1203
Portfolio AdjustedSize: 20 kW to 199.99 kWOther2020February Monthly Peak | Portfolio Adjusted | Size: 20 kW to 199.99 kW | Other | 2020 | February Monthly Peak | 2 | 8407.1203
Portfolio AdjustedSize: 20 kW to 199.99 kWOther2020January Monthly Peak | Portfolio Adjusted | Size: 20 kW to 199.99 kW | Other | 2020 | January Monthly Peak | 1 | 8407.1203
Portfolio AdjustedSize: 20 kW to 199.99 kWOther2020July Monthly Peak | Portfolio Adjusted | Size: 20 kW to 199.99 kW | Other | 2020 | July Monthly Peak | 7 | 8407.1203
Portfolio AdjustedSize: 20 kW to 199.99 kWOther2020June Monthly Peak | Portfolio Adjusted | Size: 20 kW to 199.99 kW | Other | 2020 | June Monthly Peak | 6 | 8407.1203
Portfolio AdjustedSize: 20 kW to 199.99 kWOther2020March Monthly Peak | Portfolio Adjusted | Size: 20 kW to 199.99 kW | Other | 2020 | March Monthly Peak | 3 | 8407.1203
Portfolio AdjustedSize: 20 kW to 199.99 kWOther2020May Monthly Peak | Portfolio Adjusted | Size: 20 kW to 199.99 kW | Other | 2020 | May Monthly Peak | 5 | 8407.1203
Portfolio AdjustedSize: 20 kW to 199.99 kWOther2020November Monthly Peak | Portfolio Adjusted | Size: 20 kW to 199.99 kW | Other | 2020 | November Monthly Peak | 11 | 8407.1203
Portfolio AdjustedSize: 20 kW to 199.99 kWOther2020October Monthly Peak | Portfolio Adjusted | Size: 20 kW to 199.99 kW | Other | 2020 | October Monthly Peak | 10 | 8407.1203
Portfolio AdjustedSize: 20 kW to 199.99 kWOther2020September Monthly Peak | Portfolio Adjusted | Size: 20 kW to 199.99 kW | Other | 2020 | September Monthly Peak | 9 | 8407.1203
Portfolio AdjustedSize: 20 kW to 199.99 kWOther2020Typical Event Day | Portfolio Adjusted | Size: 20 kW to 199.99 kW | Other | 2020 | Typical Event Day | 8 | 8407.1203
Portfolio AdjustedSize: 20 kW to 199.99 kWOther2021April Monthly Peak | Portfolio Adjusted | Size: 20 kW to 199.99 kW | Other | 2021 | April Monthly Peak | 4 | 8407.1203
Portfolio AdjustedSize: 20 kW to 199.99 kWOther2021August Monthly Peak | Portfolio Adjusted | Size: 20 kW to 199.99 kW | Other | 2021 | August Monthly Peak | 8 | 8407.1203
Portfolio AdjustedSize: 20 kW to 199.99 kWOther2021December Monthly Peak | Portfolio Adjusted | Size: 20 kW to 199.99 kW | Other | 2021 | December Monthly Peak | 12 | 8407.1203
Portfolio AdjustedSize: 20 kW to 199.99 kWOther2021February Monthly Peak | Portfolio Adjusted | Size: 20 kW to 199.99 kW | Other | 2021 | February Monthly Peak | 2 | 8407.1203
Portfolio AdjustedSize: 20 kW to 199.99 kWOther2021January Monthly Peak | Portfolio Adjusted | Size: 20 kW to 199.99 kW | Other | 2021 | January Monthly Peak | 1 | 8407.1203
Portfolio AdjustedSize: 20 kW to 199.99 kWOther2021July Monthly Peak | Portfolio Adjusted | Size: 20 kW to 199.99 kW | Other | 2021 | July Monthly Peak | 7 | 8407.1203
Portfolio AdjustedSize: 20 kW to 199.99 kWOther2021June Monthly Peak | Portfolio Adjusted | Size: 20 kW to 199.99 kW | Other | 2021 | June Monthly Peak | 6 | 8407.1203
Portfolio AdjustedSize: 20 kW to 199.99 kWOther2021March Monthly Peak | Portfolio Adjusted | Size: 20 kW to 199.99 kW | Other | 2021 | March Monthly Peak | 3 | 8407.1203
Portfolio AdjustedSize: 20 kW to 199.99 kWOther2021May Monthly Peak | Portfolio Adjusted | Size: 20 kW to 199.99 kW | Other | 2021 | May Monthly Peak | 5 | 8407.1203
Portfolio AdjustedSize: 20 kW to 199.99 kWOther2021November Monthly Peak | Portfolio Adjusted | Size: 20 kW to 199.99 kW | Other | 2021 | November Monthly Peak | 11 | 8407.1203
Portfolio AdjustedSize: 20 kW to 199.99 kWOther2021October Monthly Peak | Portfolio Adjusted | Size: 20 kW to 199.99 kW | Other | 2021 | October Monthly Peak | 10 | 8407.1203
Portfolio AdjustedSize: 20 kW to 199.99 kWOther2021September Monthly Peak | Portfolio Adjusted | Size: 20 kW to 199.99 kW | Other | 2021 | September Monthly Peak | 9 | 8407.1203
Portfolio AdjustedSize: 20 kW to 199.99 kWOther2021Typical Event Day | Portfolio Adjusted | Size: 20 kW to 199.99 kW | Other | 2021 | Typical Event Day | 8 | 8407.1203
Portfolio AdjustedSize: 20 kW to 199.99 kWOther2022April Monthly Peak | Portfolio Adjusted | Size: 20 kW to 199.99 kW | Other | 2022 | April Monthly Peak | 4 | 8407.1203
Portfolio AdjustedSize: 20 kW to 199.99 kWOther2022August Monthly Peak | Portfolio Adjusted | Size: 20 kW to 199.99 kW | Other | 2022 | August Monthly Peak | 8 | 8407.1203
Portfolio AdjustedSize: 20 kW to 199.99 kWOther2022December Monthly Peak | Portfolio Adjusted | Size: 20 kW to 199.99 kW | Other | 2022 | December Monthly Peak | 12 | 8407.1203
Portfolio AdjustedSize: 20 kW to 199.99 kWOther2022February Monthly Peak | Portfolio Adjusted | Size: 20 kW to 199.99 kW | Other | 2022 | February Monthly Peak | 2 | 8407.1203
Portfolio AdjustedSize: 20 kW to 199.99 kWOther2022January Monthly Peak | Portfolio Adjusted | Size: 20 kW to 199.99 kW | Other | 2022 | January Monthly Peak | 1 | 8407.1203
Portfolio AdjustedSize: 20 kW to 199.99 kWOther2022July Monthly Peak | Portfolio Adjusted | Size: 20 kW to 199.99 kW | Other | 2022 | July Monthly Peak | 7 | 8407.1203
Portfolio AdjustedSize: 20 kW to 199.99 kWOther2022June Monthly Peak | Portfolio Adjusted | Size: 20 kW to 199.99 kW | Other | 2022 | June Monthly Peak | 6 | 8407.1203
Portfolio AdjustedSize: 20 kW to 199.99 kWOther2022March Monthly Peak | Portfolio Adjusted | Size: 20 kW to 199.99 kW | Other | 2022 | March Monthly Peak | 3 | 8407.1203
Portfolio AdjustedSize: 20 kW to 199.99 kWOther2022May Monthly Peak | Portfolio Adjusted | Size: 20 kW to 199.99 kW | Other | 2022 | May Monthly Peak | 5 | 8407.1203
Portfolio AdjustedSize: 20 kW to 199.99 kWOther2022November Monthly Peak | Portfolio Adjusted | Size: 20 kW to 199.99 kW | Other | 2022 | November Monthly Peak | 11 | 8407.1203
Portfolio AdjustedSize: 20 kW to 199.99 kWOther2022October Monthly Peak | Portfolio Adjusted | Size: 20 kW to 199.99 kW | Other | 2022 | October Monthly Peak | 10 | 8407.1203
Portfolio AdjustedSize: 20 kW to 199.99 kWOther2022September Monthly Peak | Portfolio Adjusted | Size: 20 kW to 199.99 kW | Other | 2022 | September Monthly Peak | 9 | 8407.1203
Portfolio AdjustedSize: 20 kW to 199.99 kWOther2022Typical Event Day | Portfolio Adjusted | Size: 20 kW to 199.99 kW | Other | 2022 | Typical Event Day | 8 | 8407.1203
Portfolio AdjustedSize: 20 kW to 199.99 kWOther2023April Monthly Peak | Portfolio Adjusted | Size: 20 kW to 199.99 kW | Other | 2023 | April Monthly Peak | 4 | 8407.1203
Portfolio AdjustedSize: 20 kW to 199.99 kWOther2023August Monthly Peak | Portfolio Adjusted | Size: 20 kW to 199.99 kW | Other | 2023 | August Monthly Peak | 8 | 8407.1203
Portfolio AdjustedSize: 20 kW to 199.99 kWOther2023December Monthly Peak | Portfolio Adjusted | Size: 20 kW to 199.99 kW | Other | 2023 | December Monthly Peak | 12 | 8407.1203
Portfolio AdjustedSize: 20 kW to 199.99 kWOther2023February Monthly Peak | Portfolio Adjusted | Size: 20 kW to 199.99 kW | Other | 2023 | February Monthly Peak | 2 | 8407.1203
Portfolio AdjustedSize: 20 kW to 199.99 kWOther2023January Monthly Peak | Portfolio Adjusted | Size: 20 kW to 199.99 kW | Other | 2023 | January Monthly Peak | 1 | 8407.1203
Portfolio AdjustedSize: 20 kW to 199.99 kWOther2023July Monthly Peak | Portfolio Adjusted | Size: 20 kW to 199.99 kW | Other | 2023 | July Monthly Peak | 7 | 8407.1203
Portfolio AdjustedSize: 20 kW to 199.99 kWOther2023June Monthly Peak | Portfolio Adjusted | Size: 20 kW to 199.99 kW | Other | 2023 | June Monthly Peak | 6 | 8407.1203
Portfolio AdjustedSize: 20 kW to 199.99 kWOther2023March Monthly Peak | Portfolio Adjusted | Size: 20 kW to 199.99 kW | Other | 2023 | March Monthly Peak | 3 | 8407.1203
Portfolio AdjustedSize: 20 kW to 199.99 kWOther2023May Monthly Peak | Portfolio Adjusted | Size: 20 kW to 199.99 kW | Other | 2023 | May Monthly Peak | 5 | 8407.1203
Portfolio AdjustedSize: 20 kW to 199.99 kWOther2023November Monthly Peak | Portfolio Adjusted | Size: 20 kW to 199.99 kW | Other | 2023 | November Monthly Peak | 11 | 8407.1203
Portfolio AdjustedSize: 20 kW to 199.99 kWOther2023October Monthly Peak | Portfolio Adjusted | Size: 20 kW to 199.99 kW | Other | 2023 | October Monthly Peak | 10 | 8407.1203
Portfolio AdjustedSize: 20 kW to 199.99 kWOther2023September Monthly Peak | Portfolio Adjusted | Size: 20 kW to 199.99 kW | Other | 2023 | September Monthly Peak | 9 | 8407.1203
Portfolio AdjustedSize: 20 kW to 199.99 kWOther2023Typical Event Day | Portfolio Adjusted | Size: 20 kW to 199.99 kW | Other | 2023 | Typical Event Day | 8 | 8407.1203
Portfolio AdjustedSize: 20 kW to 199.99 kWOther2024April Monthly Peak | Portfolio Adjusted | Size: 20 kW to 199.99 kW | Other | 2024 | April Monthly Peak | 4 | 8407.1203
Portfolio AdjustedSize: 20 kW to 199.99 kWOther2024August Monthly Peak | Portfolio Adjusted | Size: 20 kW to 199.99 kW | Other | 2024 | August Monthly Peak | 8 | 8407.1203
Portfolio AdjustedSize: 20 kW to 199.99 kWOther2024December Monthly Peak | Portfolio Adjusted | Size: 20 kW to 199.99 kW | Other | 2024 | December Monthly Peak | 12 | 8407.1203
Portfolio AdjustedSize: 20 kW to 199.99 kWOther2024February Monthly Peak | Portfolio Adjusted | Size: 20 kW to 199.99 kW | Other | 2024 | February Monthly Peak | 2 | 8407.1203
Portfolio AdjustedSize: 20 kW to 199.99 kWOther2024January Monthly Peak | Portfolio Adjusted | Size: 20 kW to 199.99 kW | Other | 2024 | January Monthly Peak | 1 | 8407.1203
Portfolio AdjustedSize: 20 kW to 199.99 kWOther2024July Monthly Peak | Portfolio Adjusted | Size: 20 kW to 199.99 kW | Other | 2024 | July Monthly Peak | 7 | 8407.1203
Portfolio AdjustedSize: 20 kW to 199.99 kWOther2024June Monthly Peak | Portfolio Adjusted | Size: 20 kW to 199.99 kW | Other | 2024 | June Monthly Peak | 6 | 8407.1203
Portfolio AdjustedSize: 20 kW to 199.99 kWOther2024March Monthly Peak | Portfolio Adjusted | Size: 20 kW to 199.99 kW | Other | 2024 | March Monthly Peak | 3 | 8407.1203
Portfolio AdjustedSize: 20 kW to 199.99 kWOther2024May Monthly Peak | Portfolio Adjusted | Size: 20 kW to 199.99 kW | Other | 2024 | May Monthly Peak | 5 | 8407.1203
Portfolio AdjustedSize: 20 kW to 199.99 kWOther2024November Monthly Peak | Portfolio Adjusted | Size: 20 kW to 199.99 kW | Other | 2024 | November Monthly Peak | 11 | 8407.1203
Portfolio AdjustedSize: 20 kW to 199.99 kWOther2024October Monthly Peak | Portfolio Adjusted | Size: 20 kW to 199.99 kW | Other | 2024 | October Monthly Peak | 10 | 8407.1203
Portfolio AdjustedSize: 20 kW to 199.99 kWOther2024September Monthly Peak | Portfolio Adjusted | Size: 20 kW to 199.99 kW | Other | 2024 | September Monthly Peak | 9 | 8407.1203
Portfolio AdjustedSize: 20 kW to 199.99 kWOther2024Typical Event Day | Portfolio Adjusted | Size: 20 kW to 199.99 kW | Other | 2024 | Typical Event Day | 8 | 8407.1203
Portfolio AdjustedSize: 20 kW to 199.99 kWOther2025April Monthly Peak | Portfolio Adjusted | Size: 20 kW to 199.99 kW | Other | 2025 | April Monthly Peak | 4 | 8407.1203
Portfolio AdjustedSize: 20 kW to 199.99 kWOther2025August Monthly Peak | Portfolio Adjusted | Size: 20 kW to 199.99 kW | Other | 2025 | August Monthly Peak | 8 | 8407.1203
Portfolio AdjustedSize: 20 kW to 199.99 kWOther2025December Monthly Peak | Portfolio Adjusted | Size: 20 kW to 199.99 kW | Other | 2025 | December Monthly Peak | 12 | 8407.1203
Portfolio AdjustedSize: 20 kW to 199.99 kWOther2025February Monthly Peak | Portfolio Adjusted | Size: 20 kW to 199.99 kW | Other | 2025 | February Monthly Peak | 2 | 8407.1203
Portfolio AdjustedSize: 20 kW to 199.99 kWOther2025January Monthly Peak | Portfolio Adjusted | Size: 20 kW to 199.99 kW | Other | 2025 | January Monthly Peak | 1 | 8407.1203
Portfolio AdjustedSize: 20 kW to 199.99 kWOther2025July Monthly Peak | Portfolio Adjusted | Size: 20 kW to 199.99 kW | Other | 2025 | July Monthly Peak | 7 | 8407.1203
Portfolio AdjustedSize: 20 kW to 199.99 kWOther2025June Monthly Peak | Portfolio Adjusted | Size: 20 kW to 199.99 kW | Other | 2025 | June Monthly Peak | 6 | 8407.1203
Portfolio AdjustedSize: 20 kW to 199.99 kWOther2025March Monthly Peak | Portfolio Adjusted | Size: 20 kW to 199.99 kW | Other | 2025 | March Monthly Peak | 3 | 8407.1203
Portfolio AdjustedSize: 20 kW to 199.99 kWOther2025May Monthly Peak | Portfolio Adjusted | Size: 20 kW to 199.99 kW | Other | 2025 | May Monthly Peak | 5 | 8407.1203
Portfolio AdjustedSize: 20 kW to 199.99 kWOther2025November Monthly Peak | Portfolio Adjusted | Size: 20 kW to 199.99 kW | Other | 2025 | November Monthly Peak | 11 | 8407.1203
Portfolio AdjustedSize: 20 kW to 199.99 kWOther2025October Monthly Peak | Portfolio Adjusted | Size: 20 kW to 199.99 kW | Other | 2025 | October Monthly Peak | 10 | 8407.1203
Portfolio AdjustedSize: 20 kW to 199.99 kWOther2025September Monthly Peak | Portfolio Adjusted | Size: 20 kW to 199.99 kW | Other | 2025 | September Monthly Peak | 9 | 8407.1203
Portfolio AdjustedSize: 20 kW to 199.99 kWOther2025Typical Event Day | Portfolio Adjusted | Size: 20 kW to 199.99 kW | Other | 2025 | Typical Event Day | 8 | 8407.1203
Portfolio AdjustedSize: 20 kW to 199.99 kWOther2026April Monthly Peak | Portfolio Adjusted | Size: 20 kW to 199.99 kW | Other | 2026 | April Monthly Peak | 4 | 8407.1203
Portfolio AdjustedSize: 20 kW to 199.99 kWOther2026August Monthly Peak | Portfolio Adjusted | Size: 20 kW to 199.99 kW | Other | 2026 | August Monthly Peak | 8 | 8407.1203
Portfolio AdjustedSize: 20 kW to 199.99 kWOther2026December Monthly Peak | Portfolio Adjusted | Size: 20 kW to 199.99 kW | Other | 2026 | December Monthly Peak | 12 | 8407.1203
Portfolio AdjustedSize: 20 kW to 199.99 kWOther2026February Monthly Peak | Portfolio Adjusted | Size: 20 kW to 199.99 kW | Other | 2026 | February Monthly Peak | 2 | 8407.1203
Portfolio AdjustedSize: 20 kW to 199.99 kWOther2026January Monthly Peak | Portfolio Adjusted | Size: 20 kW to 199.99 kW | Other | 2026 | January Monthly Peak | 1 | 8407.1203
Portfolio AdjustedSize: 20 kW to 199.99 kWOther2026July Monthly Peak | Portfolio Adjusted | Size: 20 kW to 199.99 kW | Other | 2026 | July Monthly Peak | 7 | 8407.1203
Portfolio AdjustedSize: 20 kW to 199.99 kWOther2026June Monthly Peak | Portfolio Adjusted | Size: 20 kW to 199.99 kW | Other | 2026 | June Monthly Peak | 6 | 8407.1203
Portfolio AdjustedSize: 20 kW to 199.99 kWOther2026March Monthly Peak | Portfolio Adjusted | Size: 20 kW to 199.99 kW | Other | 2026 | March Monthly Peak | 3 | 8407.1203
Portfolio AdjustedSize: 20 kW to 199.99 kWOther2026May Monthly Peak | Portfolio Adjusted | Size: 20 kW to 199.99 kW | Other | 2026 | May Monthly Peak | 5 | 8407.1203
Portfolio AdjustedSize: 20 kW to 199.99 kWOther2026November Monthly Peak | Portfolio Adjusted | Size: 20 kW to 199.99 kW | Other | 2026 | November Monthly Peak | 11 | 8407.1203
Portfolio AdjustedSize: 20 kW to 199.99 kWOther2026October Monthly Peak | Portfolio Adjusted | Size: 20 kW to 199.99 kW | Other | 2026 | October Monthly Peak | 10 | 8407.1203
Portfolio AdjustedSize: 20 kW to 199.99 kWOther2026September Monthly Peak | Portfolio Adjusted | Size: 20 kW to 199.99 kW | Other | 2026 | September Monthly Peak | 9 | 8407.1203
Portfolio AdjustedSize: 20 kW to 199.99 kWOther2026Typical Event Day | Portfolio Adjusted | Size: 20 kW to 199.99 kW | Other | 2026 | Typical Event Day | 8 | 8407.1203
Portfolio AdjustedSize: 20 kW to 199.99 kWSouth of Lugo2015April Monthly Peak | Portfolio Adjusted | Size: 20 kW to 199.99 kW | South of Lugo | 2015 | April Monthly Peak | 4 | 0
Portfolio AdjustedSize: 20 kW to 199.99 kWSouth of Lugo2015August Monthly Peak | Portfolio Adjusted | Size: 20 kW to 199.99 kW | South of Lugo | 2015 | August Monthly Peak | 8 | 0
Portfolio AdjustedSize: 20 kW to 199.99 kWSouth of Lugo2015December Monthly Peak | Portfolio Adjusted | Size: 20 kW to 199.99 kW | South of Lugo | 2015 | December Monthly Peak | 12 | 0
Portfolio AdjustedSize: 20 kW to 199.99 kWSouth of Lugo2015February Monthly Peak | Portfolio Adjusted | Size: 20 kW to 199.99 kW | South of Lugo | 2015 | February Monthly Peak | 2 | 0
Portfolio AdjustedSize: 20 kW to 199.99 kWSouth of Lugo2015January Monthly Peak | Portfolio Adjusted | Size: 20 kW to 199.99 kW | South of Lugo | 2015 | January Monthly Peak | 1 | 0
Portfolio AdjustedSize: 20 kW to 199.99 kWSouth of Lugo2015July Monthly Peak | Portfolio Adjusted | Size: 20 kW to 199.99 kW | South of Lugo | 2015 | July Monthly Peak | 7 | 0
Portfolio AdjustedSize: 20 kW to 199.99 kWSouth of Lugo2015June Monthly Peak | Portfolio Adjusted | Size: 20 kW to 199.99 kW | South of Lugo | 2015 | June Monthly Peak | 6 | 0
Portfolio AdjustedSize: 20 kW to 199.99 kWSouth of Lugo2015March Monthly Peak | Portfolio Adjusted | Size: 20 kW to 199.99 kW | South of Lugo | 2015 | March Monthly Peak | 3 | 0
Portfolio AdjustedSize: 20 kW to 199.99 kWSouth of Lugo2015May Monthly Peak | Portfolio Adjusted | Size: 20 kW to 199.99 kW | South of Lugo | 2015 | May Monthly Peak | 5 | 0
Portfolio AdjustedSize: 20 kW to 199.99 kWSouth of Lugo2015November Monthly Peak | Portfolio Adjusted | Size: 20 kW to 199.99 kW | South of Lugo | 2015 | November Monthly Peak | 11 | 0
Portfolio AdjustedSize: 20 kW to 199.99 kWSouth of Lugo2015October Monthly Peak | Portfolio Adjusted | Size: 20 kW to 199.99 kW | South of Lugo | 2015 | October Monthly Peak | 10 | 0
Portfolio AdjustedSize: 20 kW to 199.99 kWSouth of Lugo2015September Monthly Peak | Portfolio Adjusted | Size: 20 kW to 199.99 kW | South of Lugo | 2015 | September Monthly Peak | 9 | 0
Portfolio AdjustedSize: 20 kW to 199.99 kWSouth of Lugo2015Typical Event Day | Portfolio Adjusted | Size: 20 kW to 199.99 kW | South of Lugo | 2015 | Typical Event Day | 8 | 0
Portfolio AdjustedSize: 20 kW to 199.99 kWSouth of Lugo2016April Monthly Peak | Portfolio Adjusted | Size: 20 kW to 199.99 kW | South of Lugo | 2016 | April Monthly Peak | 4 | 0
Portfolio AdjustedSize: 20 kW to 199.99 kWSouth of Lugo2016August Monthly Peak | Portfolio Adjusted | Size: 20 kW to 199.99 kW | South of Lugo | 2016 | August Monthly Peak | 8 | 0
Portfolio AdjustedSize: 20 kW to 199.99 kWSouth of Lugo2016December Monthly Peak | Portfolio Adjusted | Size: 20 kW to 199.99 kW | South of Lugo | 2016 | December Monthly Peak | 12 | 0
Portfolio AdjustedSize: 20 kW to 199.99 kWSouth of Lugo2016February Monthly Peak | Portfolio Adjusted | Size: 20 kW to 199.99 kW | South of Lugo | 2016 | February Monthly Peak | 2 | 0
Portfolio AdjustedSize: 20 kW to 199.99 kWSouth of Lugo2016January Monthly Peak | Portfolio Adjusted | Size: 20 kW to 199.99 kW | South of Lugo | 2016 | January Monthly Peak | 1 | 0
Portfolio AdjustedSize: 20 kW to 199.99 kWSouth of Lugo2016July Monthly Peak | Portfolio Adjusted | Size: 20 kW to 199.99 kW | South of Lugo | 2016 | July Monthly Peak | 7 | 0
Portfolio AdjustedSize: 20 kW to 199.99 kWSouth of Lugo2016June Monthly Peak | Portfolio Adjusted | Size: 20 kW to 199.99 kW | South of Lugo | 2016 | June Monthly Peak | 6 | 0
Portfolio AdjustedSize: 20 kW to 199.99 kWSouth of Lugo2016March Monthly Peak | Portfolio Adjusted | Size: 20 kW to 199.99 kW | South of Lugo | 2016 | March Monthly Peak | 3 | 0
Portfolio AdjustedSize: 20 kW to 199.99 kWSouth of Lugo2016May Monthly Peak | Portfolio Adjusted | Size: 20 kW to 199.99 kW | South of Lugo | 2016 | May Monthly Peak | 5 | 0
Portfolio AdjustedSize: 20 kW to 199.99 kWSouth of Lugo2016November Monthly Peak | Portfolio Adjusted | Size: 20 kW to 199.99 kW | South of Lugo | 2016 | November Monthly Peak | 11 | 0
Portfolio AdjustedSize: 20 kW to 199.99 kWSouth of Lugo2016October Monthly Peak | Portfolio Adjusted | Size: 20 kW to 199.99 kW | South of Lugo | 2016 | October Monthly Peak | 10 | 0
Portfolio AdjustedSize: 20 kW to 199.99 kWSouth of Lugo2016September Monthly Peak | Portfolio Adjusted | Size: 20 kW to 199.99 kW | South of Lugo | 2016 | September Monthly Peak | 9 | 0
Portfolio AdjustedSize: 20 kW to 199.99 kWSouth of Lugo2016Typical Event Day | Portfolio Adjusted | Size: 20 kW to 199.99 kW | South of Lugo | 2016 | Typical Event Day | 8 | 0
Portfolio AdjustedSize: 20 kW to 199.99 kWSouth of Lugo2017April Monthly Peak | Portfolio Adjusted | Size: 20 kW to 199.99 kW | South of Lugo | 2017 | April Monthly Peak | 4 | 0
Portfolio AdjustedSize: 20 kW to 199.99 kWSouth of Lugo2017August Monthly Peak | Portfolio Adjusted | Size: 20 kW to 199.99 kW | South of Lugo | 2017 | August Monthly Peak | 8 | 0
Portfolio AdjustedSize: 20 kW to 199.99 kWSouth of Lugo2017December Monthly Peak | Portfolio Adjusted | Size: 20 kW to 199.99 kW | South of Lugo | 2017 | December Monthly Peak | 12 | 0
Portfolio AdjustedSize: 20 kW to 199.99 kWSouth of Lugo2017February Monthly Peak | Portfolio Adjusted | Size: 20 kW to 199.99 kW | South of Lugo | 2017 | February Monthly Peak | 2 | 0
Portfolio AdjustedSize: 20 kW to 199.99 kWSouth of Lugo2017January Monthly Peak | Portfolio Adjusted | Size: 20 kW to 199.99 kW | South of Lugo | 2017 | January Monthly Peak | 1 | 0
Portfolio AdjustedSize: 20 kW to 199.99 kWSouth of Lugo2017July Monthly Peak | Portfolio Adjusted | Size: 20 kW to 199.99 kW | South of Lugo | 2017 | July Monthly Peak | 7 | 0
Portfolio AdjustedSize: 20 kW to 199.99 kWSouth of Lugo2017June Monthly Peak | Portfolio Adjusted | Size: 20 kW to 199.99 kW | South of Lugo | 2017 | June Monthly Peak | 6 | 0
Portfolio AdjustedSize: 20 kW to 199.99 kWSouth of Lugo2017March Monthly Peak | Portfolio Adjusted | Size: 20 kW to 199.99 kW | South of Lugo | 2017 | March Monthly Peak | 3 | 0
Portfolio AdjustedSize: 20 kW to 199.99 kWSouth of Lugo2017May Monthly Peak | Portfolio Adjusted | Size: 20 kW to 199.99 kW | South of Lugo | 2017 | May Monthly Peak | 5 | 0
Portfolio AdjustedSize: 20 kW to 199.99 kWSouth of Lugo2017November Monthly Peak | Portfolio Adjusted | Size: 20 kW to 199.99 kW | South of Lugo | 2017 | November Monthly Peak | 11 | 0
Portfolio AdjustedSize: 20 kW to 199.99 kWSouth of Lugo2017October Monthly Peak | Portfolio Adjusted | Size: 20 kW to 199.99 kW | South of Lugo | 2017 | October Monthly Peak | 10 | 0
Portfolio AdjustedSize: 20 kW to 199.99 kWSouth of Lugo2017September Monthly Peak | Portfolio Adjusted | Size: 20 kW to 199.99 kW | South of Lugo | 2017 | September Monthly Peak | 9 | 0
Portfolio AdjustedSize: 20 kW to 199.99 kWSouth of Lugo2017Typical Event Day | Portfolio Adjusted | Size: 20 kW to 199.99 kW | South of Lugo | 2017 | Typical Event Day | 8 | 0
Portfolio AdjustedSize: 20 kW to 199.99 kWSouth of Lugo2018April Monthly Peak | Portfolio Adjusted | Size: 20 kW to 199.99 kW | South of Lugo | 2018 | April Monthly Peak | 4 | 4318.5692
Portfolio AdjustedSize: 20 kW to 199.99 kWSouth of Lugo2018August Monthly Peak | Portfolio Adjusted | Size: 20 kW to 199.99 kW | South of Lugo | 2018 | August Monthly Peak | 8 | 4318.5692
Portfolio AdjustedSize: 20 kW to 199.99 kWSouth of Lugo2018December Monthly Peak | Portfolio Adjusted | Size: 20 kW to 199.99 kW | South of Lugo | 2018 | December Monthly Peak | 12 | 4318.5692
Portfolio AdjustedSize: 20 kW to 199.99 kWSouth of Lugo2018February Monthly Peak | Portfolio Adjusted | Size: 20 kW to 199.99 kW | South of Lugo | 2018 | February Monthly Peak | 2 | 0
Portfolio AdjustedSize: 20 kW to 199.99 kWSouth of Lugo2018January Monthly Peak | Portfolio Adjusted | Size: 20 kW to 199.99 kW | South of Lugo | 2018 | January Monthly Peak | 1 | 0
Portfolio AdjustedSize: 20 kW to 199.99 kWSouth of Lugo2018July Monthly Peak | Portfolio Adjusted | Size: 20 kW to 199.99 kW | South of Lugo | 2018 | July Monthly Peak | 7 | 4318.5692
Portfolio AdjustedSize: 20 kW to 199.99 kWSouth of Lugo2018June Monthly Peak | Portfolio Adjusted | Size: 20 kW to 199.99 kW | South of Lugo | 2018 | June Monthly Peak | 6 | 4318.5692
Portfolio AdjustedSize: 20 kW to 199.99 kWSouth of Lugo2018March Monthly Peak | Portfolio Adjusted | Size: 20 kW to 199.99 kW | South of Lugo | 2018 | March Monthly Peak | 3 | 0
Portfolio AdjustedSize: 20 kW to 199.99 kWSouth of Lugo2018May Monthly Peak | Portfolio Adjusted | Size: 20 kW to 199.99 kW | South of Lugo | 2018 | May Monthly Peak | 5 | 4318.5692
Portfolio AdjustedSize: 20 kW to 199.99 kWSouth of Lugo2018November Monthly Peak | Portfolio Adjusted | Size: 20 kW to 199.99 kW | South of Lugo | 2018 | November Monthly Peak | 11 | 4318.5692
Portfolio AdjustedSize: 20 kW to 199.99 kWSouth of Lugo2018October Monthly Peak | Portfolio Adjusted | Size: 20 kW to 199.99 kW | South of Lugo | 2018 | October Monthly Peak | 10 | 4318.5692
Portfolio AdjustedSize: 20 kW to 199.99 kWSouth of Lugo2018September Monthly Peak | Portfolio Adjusted | Size: 20 kW to 199.99 kW | South of Lugo | 2018 | September Monthly Peak | 9 | 4318.5692
Portfolio AdjustedSize: 20 kW to 199.99 kWSouth of Lugo2018Typical Event Day | Portfolio Adjusted | Size: 20 kW to 199.99 kW | South of Lugo | 2018 | Typical Event Day | 8 | 4318.5692
Portfolio AdjustedSize: 20 kW to 199.99 kWSouth of Lugo2019April Monthly Peak | Portfolio Adjusted | Size: 20 kW to 199.99 kW | South of Lugo | 2019 | April Monthly Peak | 4 | 1727.4277
Portfolio AdjustedSize: 20 kW to 199.99 kWSouth of Lugo2019August Monthly Peak | Portfolio Adjusted | Size: 20 kW to 199.99 kW | South of Lugo | 2019 | August Monthly Peak | 8 | 1727.4277
Portfolio AdjustedSize: 20 kW to 199.99 kWSouth of Lugo2019December Monthly Peak | Portfolio Adjusted | Size: 20 kW to 199.99 kW | South of Lugo | 2019 | December Monthly Peak | 12 | 1727.4277
Portfolio AdjustedSize: 20 kW to 199.99 kWSouth of Lugo2019February Monthly Peak | Portfolio Adjusted | Size: 20 kW to 199.99 kW | South of Lugo | 2019 | February Monthly Peak | 2 | 4318.5692
Portfolio AdjustedSize: 20 kW to 199.99 kWSouth of Lugo2019January Monthly Peak | Portfolio Adjusted | Size: 20 kW to 199.99 kW | South of Lugo | 2019 | January Monthly Peak | 1 | 4318.5692
Portfolio AdjustedSize: 20 kW to 199.99 kWSouth of Lugo2019July Monthly Peak | Portfolio Adjusted | Size: 20 kW to 199.99 kW | South of Lugo | 2019 | July Monthly Peak | 7 | 1727.4277
Portfolio AdjustedSize: 20 kW to 199.99 kWSouth of Lugo2019June Monthly Peak | Portfolio Adjusted | Size: 20 kW to 199.99 kW | South of Lugo | 2019 | June Monthly Peak | 6 | 1727.4277
Portfolio AdjustedSize: 20 kW to 199.99 kWSouth of Lugo2019March Monthly Peak | Portfolio Adjusted | Size: 20 kW to 199.99 kW | South of Lugo | 2019 | March Monthly Peak | 3 | 4318.5692
Portfolio AdjustedSize: 20 kW to 199.99 kWSouth of Lugo2019May Monthly Peak | Portfolio Adjusted | Size: 20 kW to 199.99 kW | South of Lugo | 2019 | May Monthly Peak | 5 | 1727.4277
Portfolio AdjustedSize: 20 kW to 199.99 kWSouth of Lugo2019November Monthly Peak | Portfolio Adjusted | Size: 20 kW to 199.99 kW | South of Lugo | 2019 | November Monthly Peak | 11 | 1727.4277
Portfolio AdjustedSize: 20 kW to 199.99 kWSouth of Lugo2019October Monthly Peak | Portfolio Adjusted | Size: 20 kW to 199.99 kW | South of Lugo | 2019 | October Monthly Peak | 10 | 1727.4277
Portfolio AdjustedSize: 20 kW to 199.99 kWSouth of Lugo2019September Monthly Peak | Portfolio Adjusted | Size: 20 kW to 199.99 kW | South of Lugo | 2019 | September Monthly Peak | 9 | 1727.4277
Portfolio AdjustedSize: 20 kW to 199.99 kWSouth of Lugo2019Typical Event Day | Portfolio Adjusted | Size: 20 kW to 199.99 kW | South of Lugo | 2019 | Typical Event Day | 8 | 1727.4277
Portfolio AdjustedSize: 20 kW to 199.99 kWSouth of Lugo2020April Monthly Peak | Portfolio Adjusted | Size: 20 kW to 199.99 kW | South of Lugo | 2020 | April Monthly Peak | 4 | 1727.4277
Portfolio AdjustedSize: 20 kW to 199.99 kWSouth of Lugo2020August Monthly Peak | Portfolio Adjusted | Size: 20 kW to 199.99 kW | South of Lugo | 2020 | August Monthly Peak | 8 | 1727.4277
Portfolio AdjustedSize: 20 kW to 199.99 kWSouth of Lugo2020December Monthly Peak | Portfolio Adjusted | Size: 20 kW to 199.99 kW | South of Lugo | 2020 | December Monthly Peak | 12 | 1727.4277
Portfolio AdjustedSize: 20 kW to 199.99 kWSouth of Lugo2020February Monthly Peak | Portfolio Adjusted | Size: 20 kW to 199.99 kW | South of Lugo | 2020 | February Monthly Peak | 2 | 1727.4277
Portfolio AdjustedSize: 20 kW to 199.99 kWSouth of Lugo2020January Monthly Peak | Portfolio Adjusted | Size: 20 kW to 199.99 kW | South of Lugo | 2020 | January Monthly Peak | 1 | 1727.4277
Portfolio AdjustedSize: 20 kW to 199.99 kWSouth of Lugo2020July Monthly Peak | Portfolio Adjusted | Size: 20 kW to 199.99 kW | South of Lugo | 2020 | July Monthly Peak | 7 | 1727.4277
Portfolio AdjustedSize: 20 kW to 199.99 kWSouth of Lugo2020June Monthly Peak | Portfolio Adjusted | Size: 20 kW to 199.99 kW | South of Lugo | 2020 | June Monthly Peak | 6 | 1727.4277
Portfolio AdjustedSize: 20 kW to 199.99 kWSouth of Lugo2020March Monthly Peak | Portfolio Adjusted | Size: 20 kW to 199.99 kW | South of Lugo | 2020 | March Monthly Peak | 3 | 1727.4277
Portfolio AdjustedSize: 20 kW to 199.99 kWSouth of Lugo2020May Monthly Peak | Portfolio Adjusted | Size: 20 kW to 199.99 kW | South of Lugo | 2020 | May Monthly Peak | 5 | 1727.4277
Portfolio AdjustedSize: 20 kW to 199.99 kWSouth of Lugo2020November Monthly Peak | Portfolio Adjusted | Size: 20 kW to 199.99 kW | South of Lugo | 2020 | November Monthly Peak | 11 | 1727.4277
Portfolio AdjustedSize: 20 kW to 199.99 kWSouth of Lugo2020October Monthly Peak | Portfolio Adjusted | Size: 20 kW to 199.99 kW | South of Lugo | 2020 | October Monthly Peak | 10 | 1727.4277
Portfolio AdjustedSize: 20 kW to 199.99 kWSouth of Lugo2020September Monthly Peak | Portfolio Adjusted | Size: 20 kW to 199.99 kW | South of Lugo | 2020 | September Monthly Peak | 9 | 1727.4277
Portfolio AdjustedSize: 20 kW to 199.99 kWSouth of Lugo2020Typical Event Day | Portfolio Adjusted | Size: 20 kW to 199.99 kW | South of Lugo | 2020 | Typical Event Day | 8 | 1727.4277
Portfolio AdjustedSize: 20 kW to 199.99 kWSouth of Lugo2021April Monthly Peak | Portfolio Adjusted | Size: 20 kW to 199.99 kW | South of Lugo | 2021 | April Monthly Peak | 4 | 1727.4277
Portfolio AdjustedSize: 20 kW to 199.99 kWSouth of Lugo2021August Monthly Peak | Portfolio Adjusted | Size: 20 kW to 199.99 kW | South of Lugo | 2021 | August Monthly Peak | 8 | 1727.4277
Portfolio AdjustedSize: 20 kW to 199.99 kWSouth of Lugo2021December Monthly Peak | Portfolio Adjusted | Size: 20 kW to 199.99 kW | South of Lugo | 2021 | December Monthly Peak | 12 | 1727.4277
Portfolio AdjustedSize: 20 kW to 199.99 kWSouth of Lugo2021February Monthly Peak | Portfolio Adjusted | Size: 20 kW to 199.99 kW | South of Lugo | 2021 | February Monthly Peak | 2 | 1727.4277
Portfolio AdjustedSize: 20 kW to 199.99 kWSouth of Lugo2021January Monthly Peak | Portfolio Adjusted | Size: 20 kW to 199.99 kW | South of Lugo | 2021 | January Monthly Peak | 1 | 1727.4277
Portfolio AdjustedSize: 20 kW to 199.99 kWSouth of Lugo2021July Monthly Peak | Portfolio Adjusted | Size: 20 kW to 199.99 kW | South of Lugo | 2021 | July Monthly Peak | 7 | 1727.4277
Portfolio AdjustedSize: 20 kW to 199.99 kWSouth of Lugo2021June Monthly Peak | Portfolio Adjusted | Size: 20 kW to 199.99 kW | South of Lugo | 2021 | June Monthly Peak | 6 | 1727.4277
Portfolio AdjustedSize: 20 kW to 199.99 kWSouth of Lugo2021March Monthly Peak | Portfolio Adjusted | Size: 20 kW to 199.99 kW | South of Lugo | 2021 | March Monthly Peak | 3 | 1727.4277
Portfolio AdjustedSize: 20 kW to 199.99 kWSouth of Lugo2021May Monthly Peak | Portfolio Adjusted | Size: 20 kW to 199.99 kW | South of Lugo | 2021 | May Monthly Peak | 5 | 1727.4277
Portfolio AdjustedSize: 20 kW to 199.99 kWSouth of Lugo2021November Monthly Peak | Portfolio Adjusted | Size: 20 kW to 199.99 kW | South of Lugo | 2021 | November Monthly Peak | 11 | 1727.4277
Portfolio AdjustedSize: 20 kW to 199.99 kWSouth of Lugo2021October Monthly Peak | Portfolio Adjusted | Size: 20 kW to 199.99 kW | South of Lugo | 2021 | October Monthly Peak | 10 | 1727.4277
Portfolio AdjustedSize: 20 kW to 199.99 kWSouth of Lugo2021September Monthly Peak | Portfolio Adjusted | Size: 20 kW to 199.99 kW | South of Lugo | 2021 | September Monthly Peak | 9 | 1727.4277
Portfolio AdjustedSize: 20 kW to 199.99 kWSouth of Lugo2021Typical Event Day | Portfolio Adjusted | Size: 20 kW to 199.99 kW | South of Lugo | 2021 | Typical Event Day | 8 | 1727.4277
Portfolio AdjustedSize: 20 kW to 199.99 kWSouth of Lugo2022April Monthly Peak | Portfolio Adjusted | Size: 20 kW to 199.99 kW | South of Lugo | 2022 | April Monthly Peak | 4 | 1727.4277
Portfolio AdjustedSize: 20 kW to 199.99 kWSouth of Lugo2022August Monthly Peak | Portfolio Adjusted | Size: 20 kW to 199.99 kW | South of Lugo | 2022 | August Monthly Peak | 8 | 1727.4277
Portfolio AdjustedSize: 20 kW to 199.99 kWSouth of Lugo2022December Monthly Peak | Portfolio Adjusted | Size: 20 kW to 199.99 kW | South of Lugo | 2022 | December Monthly Peak | 12 | 1727.4277
Portfolio AdjustedSize: 20 kW to 199.99 kWSouth of Lugo2022February Monthly Peak | Portfolio Adjusted | Size: 20 kW to 199.99 kW | South of Lugo | 2022 | February Monthly Peak | 2 | 1727.4277
Portfolio AdjustedSize: 20 kW to 199.99 kWSouth of Lugo2022January Monthly Peak | Portfolio Adjusted | Size: 20 kW to 199.99 kW | South of Lugo | 2022 | January Monthly Peak | 1 | 1727.4277
Portfolio AdjustedSize: 20 kW to 199.99 kWSouth of Lugo2022July Monthly Peak | Portfolio Adjusted | Size: 20 kW to 199.99 kW | South of Lugo | 2022 | July Monthly Peak | 7 | 1727.4277
Portfolio AdjustedSize: 20 kW to 199.99 kWSouth of Lugo2022June Monthly Peak | Portfolio Adjusted | Size: 20 kW to 199.99 kW | South of Lugo | 2022 | June Monthly Peak | 6 | 1727.4277
Portfolio AdjustedSize: 20 kW to 199.99 kWSouth of Lugo2022March Monthly Peak | Portfolio Adjusted | Size: 20 kW to 199.99 kW | South of Lugo | 2022 | March Monthly Peak | 3 | 1727.4277
Portfolio AdjustedSize: 20 kW to 199.99 kWSouth of Lugo2022May Monthly Peak | Portfolio Adjusted | Size: 20 kW to 199.99 kW | South of Lugo | 2022 | May Monthly Peak | 5 | 1727.4277
Portfolio AdjustedSize: 20 kW to 199.99 kWSouth of Lugo2022November Monthly Peak | Portfolio Adjusted | Size: 20 kW to 199.99 kW | South of Lugo | 2022 | November Monthly Peak | 11 | 1727.4277
Portfolio AdjustedSize: 20 kW to 199.99 kWSouth of Lugo2022October Monthly Peak | Portfolio Adjusted | Size: 20 kW to 199.99 kW | South of Lugo | 2022 | October Monthly Peak | 10 | 1727.4277
Portfolio AdjustedSize: 20 kW to 199.99 kWSouth of Lugo2022September Monthly Peak | Portfolio Adjusted | Size: 20 kW to 199.99 kW | South of Lugo | 2022 | September Monthly Peak | 9 | 1727.4277
Portfolio AdjustedSize: 20 kW to 199.99 kWSouth of Lugo2022Typical Event Day | Portfolio Adjusted | Size: 20 kW to 199.99 kW | South of Lugo | 2022 | Typical Event Day | 8 | 1727.4277
Portfolio AdjustedSize: 20 kW to 199.99 kWSouth of Lugo2023April Monthly Peak | Portfolio Adjusted | Size: 20 kW to 199.99 kW | South of Lugo | 2023 | April Monthly Peak | 4 | 1727.4277
Portfolio AdjustedSize: 20 kW to 199.99 kWSouth of Lugo2023August Monthly Peak | Portfolio Adjusted | Size: 20 kW to 199.99 kW | South of Lugo | 2023 | August Monthly Peak | 8 | 1727.4277
Portfolio AdjustedSize: 20 kW to 199.99 kWSouth of Lugo2023December Monthly Peak | Portfolio Adjusted | Size: 20 kW to 199.99 kW | South of Lugo | 2023 | December Monthly Peak | 12 | 1727.4277
Portfolio AdjustedSize: 20 kW to 199.99 kWSouth of Lugo2023February Monthly Peak | Portfolio Adjusted | Size: 20 kW to 199.99 kW | South of Lugo | 2023 | February Monthly Peak | 2 | 1727.4277
Portfolio AdjustedSize: 20 kW to 199.99 kWSouth of Lugo2023January Monthly Peak | Portfolio Adjusted | Size: 20 kW to 199.99 kW | South of Lugo | 2023 | January Monthly Peak | 1 | 1727.4277
Portfolio AdjustedSize: 20 kW to 199.99 kWSouth of Lugo2023July Monthly Peak | Portfolio Adjusted | Size: 20 kW to 199.99 kW | South of Lugo | 2023 | July Monthly Peak | 7 | 1727.4277
Portfolio AdjustedSize: 20 kW to 199.99 kWSouth of Lugo2023June Monthly Peak | Portfolio Adjusted | Size: 20 kW to 199.99 kW | South of Lugo | 2023 | June Monthly Peak | 6 | 1727.4277
Portfolio AdjustedSize: 20 kW to 199.99 kWSouth of Lugo2023March Monthly Peak | Portfolio Adjusted | Size: 20 kW to 199.99 kW | South of Lugo | 2023 | March Monthly Peak | 3 | 1727.4277
Portfolio AdjustedSize: 20 kW to 199.99 kWSouth of Lugo2023May Monthly Peak | Portfolio Adjusted | Size: 20 kW to 199.99 kW | South of Lugo | 2023 | May Monthly Peak | 5 | 1727.4277
Portfolio AdjustedSize: 20 kW to 199.99 kWSouth of Lugo2023November Monthly Peak | Portfolio Adjusted | Size: 20 kW to 199.99 kW | South of Lugo | 2023 | November Monthly Peak | 11 | 1727.4277
Portfolio AdjustedSize: 20 kW to 199.99 kWSouth of Lugo2023October Monthly Peak | Portfolio Adjusted | Size: 20 kW to 199.99 kW | South of Lugo | 2023 | October Monthly Peak | 10 | 1727.4277
Portfolio AdjustedSize: 20 kW to 199.99 kWSouth of Lugo2023September Monthly Peak | Portfolio Adjusted | Size: 20 kW to 199.99 kW | South of Lugo | 2023 | September Monthly Peak | 9 | 1727.4277
Portfolio AdjustedSize: 20 kW to 199.99 kWSouth of Lugo2023Typical Event Day | Portfolio Adjusted | Size: 20 kW to 199.99 kW | South of Lugo | 2023 | Typical Event Day | 8 | 1727.4277
Portfolio AdjustedSize: 20 kW to 199.99 kWSouth of Lugo2024April Monthly Peak | Portfolio Adjusted | Size: 20 kW to 199.99 kW | South of Lugo | 2024 | April Monthly Peak | 4 | 1727.4277
Portfolio AdjustedSize: 20 kW to 199.99 kWSouth of Lugo2024August Monthly Peak | Portfolio Adjusted | Size: 20 kW to 199.99 kW | South of Lugo | 2024 | August Monthly Peak | 8 | 1727.4277
Portfolio AdjustedSize: 20 kW to 199.99 kWSouth of Lugo2024December Monthly Peak | Portfolio Adjusted | Size: 20 kW to 199.99 kW | South of Lugo | 2024 | December Monthly Peak | 12 | 1727.4277
Portfolio AdjustedSize: 20 kW to 199.99 kWSouth of Lugo2024February Monthly Peak | Portfolio Adjusted | Size: 20 kW to 199.99 kW | South of Lugo | 2024 | February Monthly Peak | 2 | 1727.4277
Portfolio AdjustedSize: 20 kW to 199.99 kWSouth of Lugo2024January Monthly Peak | Portfolio Adjusted | Size: 20 kW to 199.99 kW | South of Lugo | 2024 | January Monthly Peak | 1 | 1727.4277
Portfolio AdjustedSize: 20 kW to 199.99 kWSouth of Lugo2024July Monthly Peak | Portfolio Adjusted | Size: 20 kW to 199.99 kW | South of Lugo | 2024 | July Monthly Peak | 7 | 1727.4277
Portfolio AdjustedSize: 20 kW to 199.99 kWSouth of Lugo2024June Monthly Peak | Portfolio Adjusted | Size: 20 kW to 199.99 kW | South of Lugo | 2024 | June Monthly Peak | 6 | 1727.4277
Portfolio AdjustedSize: 20 kW to 199.99 kWSouth of Lugo2024March Monthly Peak | Portfolio Adjusted | Size: 20 kW to 199.99 kW | South of Lugo | 2024 | March Monthly Peak | 3 | 1727.4277
Portfolio AdjustedSize: 20 kW to 199.99 kWSouth of Lugo2024May Monthly Peak | Portfolio Adjusted | Size: 20 kW to 199.99 kW | South of Lugo | 2024 | May Monthly Peak | 5 | 1727.4277
Portfolio AdjustedSize: 20 kW to 199.99 kWSouth of Lugo2024November Monthly Peak | Portfolio Adjusted | Size: 20 kW to 199.99 kW | South of Lugo | 2024 | November Monthly Peak | 11 | 1727.4277
Portfolio AdjustedSize: 20 kW to 199.99 kWSouth of Lugo2024October Monthly Peak | Portfolio Adjusted | Size: 20 kW to 199.99 kW | South of Lugo | 2024 | October Monthly Peak | 10 | 1727.4277
Portfolio AdjustedSize: 20 kW to 199.99 kWSouth of Lugo2024September Monthly Peak | Portfolio Adjusted | Size: 20 kW to 199.99 kW | South of Lugo | 2024 | September Monthly Peak | 9 | 1727.4277
Portfolio AdjustedSize: 20 kW to 199.99 kWSouth of Lugo2024Typical Event Day | Portfolio Adjusted | Size: 20 kW to 199.99 kW | South of Lugo | 2024 | Typical Event Day | 8 | 1727.4277
Portfolio AdjustedSize: 20 kW to 199.99 kWSouth of Lugo2025April Monthly Peak | Portfolio Adjusted | Size: 20 kW to 199.99 kW | South of Lugo | 2025 | April Monthly Peak | 4 | 1727.4277
Portfolio AdjustedSize: 20 kW to 199.99 kWSouth of Lugo2025August Monthly Peak | Portfolio Adjusted | Size: 20 kW to 199.99 kW | South of Lugo | 2025 | August Monthly Peak | 8 | 1727.4277
Portfolio AdjustedSize: 20 kW to 199.99 kWSouth of Lugo2025December Monthly Peak | Portfolio Adjusted | Size: 20 kW to 199.99 kW | South of Lugo | 2025 | December Monthly Peak | 12 | 1727.4277
Portfolio AdjustedSize: 20 kW to 199.99 kWSouth of Lugo2025February Monthly Peak | Portfolio Adjusted | Size: 20 kW to 199.99 kW | South of Lugo | 2025 | February Monthly Peak | 2 | 1727.4277
Portfolio AdjustedSize: 20 kW to 199.99 kWSouth of Lugo2025January Monthly Peak | Portfolio Adjusted | Size: 20 kW to 199.99 kW | South of Lugo | 2025 | January Monthly Peak | 1 | 1727.4277
Portfolio AdjustedSize: 20 kW to 199.99 kWSouth of Lugo2025July Monthly Peak | Portfolio Adjusted | Size: 20 kW to 199.99 kW | South of Lugo | 2025 | July Monthly Peak | 7 | 1727.4277
Portfolio AdjustedSize: 20 kW to 199.99 kWSouth of Lugo2025June Monthly Peak | Portfolio Adjusted | Size: 20 kW to 199.99 kW | South of Lugo | 2025 | June Monthly Peak | 6 | 1727.4277
Portfolio AdjustedSize: 20 kW to 199.99 kWSouth of Lugo2025March Monthly Peak | Portfolio Adjusted | Size: 20 kW to 199.99 kW | South of Lugo | 2025 | March Monthly Peak | 3 | 1727.4277
Portfolio AdjustedSize: 20 kW to 199.99 kWSouth of Lugo2025May Monthly Peak | Portfolio Adjusted | Size: 20 kW to 199.99 kW | South of Lugo | 2025 | May Monthly Peak | 5 | 1727.4277
Portfolio AdjustedSize: 20 kW to 199.99 kWSouth of Lugo2025November Monthly Peak | Portfolio Adjusted | Size: 20 kW to 199.99 kW | South of Lugo | 2025 | November Monthly Peak | 11 | 1727.4277
Portfolio AdjustedSize: 20 kW to 199.99 kWSouth of Lugo2025October Monthly Peak | Portfolio Adjusted | Size: 20 kW to 199.99 kW | South of Lugo | 2025 | October Monthly Peak | 10 | 1727.4277
Portfolio AdjustedSize: 20 kW to 199.99 kWSouth of Lugo2025September Monthly Peak | Portfolio Adjusted | Size: 20 kW to 199.99 kW | South of Lugo | 2025 | September Monthly Peak | 9 | 1727.4277
Portfolio AdjustedSize: 20 kW to 199.99 kWSouth of Lugo2025Typical Event Day | Portfolio Adjusted | Size: 20 kW to 199.99 kW | South of Lugo | 2025 | Typical Event Day | 8 | 1727.4277
Portfolio AdjustedSize: 20 kW to 199.99 kWSouth of Lugo2026April Monthly Peak | Portfolio Adjusted | Size: 20 kW to 199.99 kW | South of Lugo | 2026 | April Monthly Peak | 4 | 1727.4277
Portfolio AdjustedSize: 20 kW to 199.99 kWSouth of Lugo2026August Monthly Peak | Portfolio Adjusted | Size: 20 kW to 199.99 kW | South of Lugo | 2026 | August Monthly Peak | 8 | 1727.4277
Portfolio AdjustedSize: 20 kW to 199.99 kWSouth of Lugo2026December Monthly Peak | Portfolio Adjusted | Size: 20 kW to 199.99 kW | South of Lugo | 2026 | December Monthly Peak | 12 | 1727.4277
Portfolio AdjustedSize: 20 kW to 199.99 kWSouth of Lugo2026February Monthly Peak | Portfolio Adjusted | Size: 20 kW to 199.99 kW | South of Lugo | 2026 | February Monthly Peak | 2 | 1727.4277
Portfolio AdjustedSize: 20 kW to 199.99 kWSouth of Lugo2026January Monthly Peak | Portfolio Adjusted | Size: 20 kW to 199.99 kW | South of Lugo | 2026 | January Monthly Peak | 1 | 1727.4277
Portfolio AdjustedSize: 20 kW to 199.99 kWSouth of Lugo2026July Monthly Peak | Portfolio Adjusted | Size: 20 kW to 199.99 kW | South of Lugo | 2026 | July Monthly Peak | 7 | 1727.4277
Portfolio AdjustedSize: 20 kW to 199.99 kWSouth of Lugo2026June Monthly Peak | Portfolio Adjusted | Size: 20 kW to 199.99 kW | South of Lugo | 2026 | June Monthly Peak | 6 | 1727.4277
Portfolio AdjustedSize: 20 kW to 199.99 kWSouth of Lugo2026March Monthly Peak | Portfolio Adjusted | Size: 20 kW to 199.99 kW | South of Lugo | 2026 | March Monthly Peak | 3 | 1727.4277
Portfolio AdjustedSize: 20 kW to 199.99 kWSouth of Lugo2026May Monthly Peak | Portfolio Adjusted | Size: 20 kW to 199.99 kW | South of Lugo | 2026 | May Monthly Peak | 5 | 1727.4277
Portfolio AdjustedSize: 20 kW to 199.99 kWSouth of Lugo2026November Monthly Peak | Portfolio Adjusted | Size: 20 kW to 199.99 kW | South of Lugo | 2026 | November Monthly Peak | 11 | 1727.4277
Portfolio AdjustedSize: 20 kW to 199.99 kWSouth of Lugo2026October Monthly Peak | Portfolio Adjusted | Size: 20 kW to 199.99 kW | South of Lugo | 2026 | October Monthly Peak | 10 | 1727.4277
Portfolio AdjustedSize: 20 kW to 199.99 kWSouth of Lugo2026September Monthly Peak | Portfolio Adjusted | Size: 20 kW to 199.99 kW | South of Lugo | 2026 | September Monthly Peak | 9 | 1727.4277
Portfolio AdjustedSize: 20 kW to 199.99 kWSouth of Lugo2026Typical Event Day | Portfolio Adjusted | Size: 20 kW to 199.99 kW | South of Lugo | 2026 | Typical Event Day | 8 | 1727.4277
Portfolio AdjustedSize: Over 200kWAll2015April Monthly Peak | Portfolio Adjusted | Size: Over 200kW | All | 2015 | April Monthly Peak | 4 | 2718
Portfolio AdjustedSize: Over 200kWAll2015August Monthly Peak | Portfolio Adjusted | Size: Over 200kW | All | 2015 | August Monthly Peak | 8 | 2718
Portfolio AdjustedSize: Over 200kWAll2015December Monthly Peak | Portfolio Adjusted | Size: Over 200kW | All | 2015 | December Monthly Peak | 12 | 2718
Portfolio AdjustedSize: Over 200kWAll2015February Monthly Peak | Portfolio Adjusted | Size: Over 200kW | All | 2015 | February Monthly Peak | 2 | 2718
Portfolio AdjustedSize: Over 200kWAll2015January Monthly Peak | Portfolio Adjusted | Size: Over 200kW | All | 2015 | January Monthly Peak | 1 | 2718
Portfolio AdjustedSize: Over 200kWAll2015July Monthly Peak | Portfolio Adjusted | Size: Over 200kW | All | 2015 | July Monthly Peak | 7 | 2718
Portfolio AdjustedSize: Over 200kWAll2015June Monthly Peak | Portfolio Adjusted | Size: Over 200kW | All | 2015 | June Monthly Peak | 6 | 2718
Portfolio AdjustedSize: Over 200kWAll2015March Monthly Peak | Portfolio Adjusted | Size: Over 200kW | All | 2015 | March Monthly Peak | 3 | 2718
Portfolio AdjustedSize: Over 200kWAll2015May Monthly Peak | Portfolio Adjusted | Size: Over 200kW | All | 2015 | May Monthly Peak | 5 | 2718
Portfolio AdjustedSize: Over 200kWAll2015November Monthly Peak | Portfolio Adjusted | Size: Over 200kW | All | 2015 | November Monthly Peak | 11 | 2718
Portfolio AdjustedSize: Over 200kWAll2015October Monthly Peak | Portfolio Adjusted | Size: Over 200kW | All | 2015 | October Monthly Peak | 10 | 2718
Portfolio AdjustedSize: Over 200kWAll2015September Monthly Peak | Portfolio Adjusted | Size: Over 200kW | All | 2015 | September Monthly Peak | 9 | 2718
Portfolio AdjustedSize: Over 200kWAll2015Typical Event Day | Portfolio Adjusted | Size: Over 200kW | All | 2015 | Typical Event Day | 8 | 2718
Portfolio AdjustedSize: Over 200kWAll2016April Monthly Peak | Portfolio Adjusted | Size: Over 200kW | All | 2016 | April Monthly Peak | 4 | 2718
Portfolio AdjustedSize: Over 200kWAll2016August Monthly Peak | Portfolio Adjusted | Size: Over 200kW | All | 2016 | August Monthly Peak | 8 | 2718
Portfolio AdjustedSize: Over 200kWAll2016December Monthly Peak | Portfolio Adjusted | Size: Over 200kW | All | 2016 | December Monthly Peak | 12 | 2718
Portfolio AdjustedSize: Over 200kWAll2016February Monthly Peak | Portfolio Adjusted | Size: Over 200kW | All | 2016 | February Monthly Peak | 2 | 2718
Portfolio AdjustedSize: Over 200kWAll2016January Monthly Peak | Portfolio Adjusted | Size: Over 200kW | All | 2016 | January Monthly Peak | 1 | 2718
Portfolio AdjustedSize: Over 200kWAll2016July Monthly Peak | Portfolio Adjusted | Size: Over 200kW | All | 2016 | July Monthly Peak | 7 | 2718
Portfolio AdjustedSize: Over 200kWAll2016June Monthly Peak | Portfolio Adjusted | Size: Over 200kW | All | 2016 | June Monthly Peak | 6 | 2718
Portfolio AdjustedSize: Over 200kWAll2016March Monthly Peak | Portfolio Adjusted | Size: Over 200kW | All | 2016 | March Monthly Peak | 3 | 2718
Portfolio AdjustedSize: Over 200kWAll2016May Monthly Peak | Portfolio Adjusted | Size: Over 200kW | All | 2016 | May Monthly Peak | 5 | 2718
Portfolio AdjustedSize: Over 200kWAll2016November Monthly Peak | Portfolio Adjusted | Size: Over 200kW | All | 2016 | November Monthly Peak | 11 | 2718
Portfolio AdjustedSize: Over 200kWAll2016October Monthly Peak | Portfolio Adjusted | Size: Over 200kW | All | 2016 | October Monthly Peak | 10 | 2718
Portfolio AdjustedSize: Over 200kWAll2016September Monthly Peak | Portfolio Adjusted | Size: Over 200kW | All | 2016 | September Monthly Peak | 9 | 2718
Portfolio AdjustedSize: Over 200kWAll2016Typical Event Day | Portfolio Adjusted | Size: Over 200kW | All | 2016 | Typical Event Day | 8 | 2718
Portfolio AdjustedSize: Over 200kWAll2017April Monthly Peak | Portfolio Adjusted | Size: Over 200kW | All | 2017 | April Monthly Peak | 4 | 2737.8414
Portfolio AdjustedSize: Over 200kWAll2017August Monthly Peak | Portfolio Adjusted | Size: Over 200kW | All | 2017 | August Monthly Peak | 8 | 2737.8414
Portfolio AdjustedSize: Over 200kWAll2017December Monthly Peak | Portfolio Adjusted | Size: Over 200kW | All | 2017 | December Monthly Peak | 12 | 2737.8414
Portfolio AdjustedSize: Over 200kWAll2017February Monthly Peak | Portfolio Adjusted | Size: Over 200kW | All | 2017 | February Monthly Peak | 2 | 2737.8414
Portfolio AdjustedSize: Over 200kWAll2017January Monthly Peak | Portfolio Adjusted | Size: Over 200kW | All | 2017 | January Monthly Peak | 1 | 2737.8414
Portfolio AdjustedSize: Over 200kWAll2017July Monthly Peak | Portfolio Adjusted | Size: Over 200kW | All | 2017 | July Monthly Peak | 7 | 2737.8414
Portfolio AdjustedSize: Over 200kWAll2017June Monthly Peak | Portfolio Adjusted | Size: Over 200kW | All | 2017 | June Monthly Peak | 6 | 2737.8414
Portfolio AdjustedSize: Over 200kWAll2017March Monthly Peak | Portfolio Adjusted | Size: Over 200kW | All | 2017 | March Monthly Peak | 3 | 2737.8414
Portfolio AdjustedSize: Over 200kWAll2017May Monthly Peak | Portfolio Adjusted | Size: Over 200kW | All | 2017 | May Monthly Peak | 5 | 2737.8414
Portfolio AdjustedSize: Over 200kWAll2017November Monthly Peak | Portfolio Adjusted | Size: Over 200kW | All | 2017 | November Monthly Peak | 11 | 2737.8414
Portfolio AdjustedSize: Over 200kWAll2017October Monthly Peak | Portfolio Adjusted | Size: Over 200kW | All | 2017 | October Monthly Peak | 10 | 2737.8414
Portfolio AdjustedSize: Over 200kWAll2017September Monthly Peak | Portfolio Adjusted | Size: Over 200kW | All | 2017 | September Monthly Peak | 9 | 2737.8414
Portfolio AdjustedSize: Over 200kWAll2017Typical Event Day | Portfolio Adjusted | Size: Over 200kW | All | 2017 | Typical Event Day | 8 | 2737.8414
Portfolio AdjustedSize: Over 200kWAll2018April Monthly Peak | Portfolio Adjusted | Size: Over 200kW | All | 2018 | April Monthly Peak | 4 | 2746.0549
Portfolio AdjustedSize: Over 200kWAll2018August Monthly Peak | Portfolio Adjusted | Size: Over 200kW | All | 2018 | August Monthly Peak | 8 | 2746.0549
Portfolio AdjustedSize: Over 200kWAll2018December Monthly Peak | Portfolio Adjusted | Size: Over 200kW | All | 2018 | December Monthly Peak | 12 | 2746.0549
Portfolio AdjustedSize: Over 200kWAll2018February Monthly Peak | Portfolio Adjusted | Size: Over 200kW | All | 2018 | February Monthly Peak | 2 | 2746.0549
Portfolio AdjustedSize: Over 200kWAll2018January Monthly Peak | Portfolio Adjusted | Size: Over 200kW | All | 2018 | January Monthly Peak | 1 | 2746.0549
Portfolio AdjustedSize: Over 200kWAll2018July Monthly Peak | Portfolio Adjusted | Size: Over 200kW | All | 2018 | July Monthly Peak | 7 | 2746.0549
Portfolio AdjustedSize: Over 200kWAll2018June Monthly Peak | Portfolio Adjusted | Size: Over 200kW | All | 2018 | June Monthly Peak | 6 | 2746.0549
Portfolio AdjustedSize: Over 200kWAll2018March Monthly Peak | Portfolio Adjusted | Size: Over 200kW | All | 2018 | March Monthly Peak | 3 | 2746.0549
Portfolio AdjustedSize: Over 200kWAll2018May Monthly Peak | Portfolio Adjusted | Size: Over 200kW | All | 2018 | May Monthly Peak | 5 | 2746.0549
Portfolio AdjustedSize: Over 200kWAll2018November Monthly Peak | Portfolio Adjusted | Size: Over 200kW | All | 2018 | November Monthly Peak | 11 | 2746.0549
Portfolio AdjustedSize: Over 200kWAll2018October Monthly Peak | Portfolio Adjusted | Size: Over 200kW | All | 2018 | October Monthly Peak | 10 | 2746.0549
Portfolio AdjustedSize: Over 200kWAll2018September Monthly Peak | Portfolio Adjusted | Size: Over 200kW | All | 2018 | September Monthly Peak | 9 | 2746.0549
Portfolio AdjustedSize: Over 200kWAll2018Typical Event Day | Portfolio Adjusted | Size: Over 200kW | All | 2018 | Typical Event Day | 8 | 2746.0549
Portfolio AdjustedSize: Over 200kWAll2019April Monthly Peak | Portfolio Adjusted | Size: Over 200kW | All | 2019 | April Monthly Peak | 4 | 2754.2931
Portfolio AdjustedSize: Over 200kWAll2019August Monthly Peak | Portfolio Adjusted | Size: Over 200kW | All | 2019 | August Monthly Peak | 8 | 2754.2931
Portfolio AdjustedSize: Over 200kWAll2019December Monthly Peak | Portfolio Adjusted | Size: Over 200kW | All | 2019 | December Monthly Peak | 12 | 2754.2931
Portfolio AdjustedSize: Over 200kWAll2019February Monthly Peak | Portfolio Adjusted | Size: Over 200kW | All | 2019 | February Monthly Peak | 2 | 2754.2931
Portfolio AdjustedSize: Over 200kWAll2019January Monthly Peak | Portfolio Adjusted | Size: Over 200kW | All | 2019 | January Monthly Peak | 1 | 2754.2931
Portfolio AdjustedSize: Over 200kWAll2019July Monthly Peak | Portfolio Adjusted | Size: Over 200kW | All | 2019 | July Monthly Peak | 7 | 2754.2931
Portfolio AdjustedSize: Over 200kWAll2019June Monthly Peak | Portfolio Adjusted | Size: Over 200kW | All | 2019 | June Monthly Peak | 6 | 2754.2931
Portfolio AdjustedSize: Over 200kWAll2019March Monthly Peak | Portfolio Adjusted | Size: Over 200kW | All | 2019 | March Monthly Peak | 3 | 2754.2931
Portfolio AdjustedSize: Over 200kWAll2019May Monthly Peak | Portfolio Adjusted | Size: Over 200kW | All | 2019 | May Monthly Peak | 5 | 2754.2931
Portfolio AdjustedSize: Over 200kWAll2019November Monthly Peak | Portfolio Adjusted | Size: Over 200kW | All | 2019 | November Monthly Peak | 11 | 2754.2931
Portfolio AdjustedSize: Over 200kWAll2019October Monthly Peak | Portfolio Adjusted | Size: Over 200kW | All | 2019 | October Monthly Peak | 10 | 2754.2931
Portfolio AdjustedSize: Over 200kWAll2019September Monthly Peak | Portfolio Adjusted | Size: Over 200kW | All | 2019 | September Monthly Peak | 9 | 2754.2931
Portfolio AdjustedSize: Over 200kWAll2019Typical Event Day | Portfolio Adjusted | Size: Over 200kW | All | 2019 | Typical Event Day | 8 | 2754.2931
Portfolio AdjustedSize: Over 200kWAll2020April Monthly Peak | Portfolio Adjusted | Size: Over 200kW | All | 2020 | April Monthly Peak | 4 | 2762.556
Portfolio AdjustedSize: Over 200kWAll2020August Monthly Peak | Portfolio Adjusted | Size: Over 200kW | All | 2020 | August Monthly Peak | 8 | 2762.556
Portfolio AdjustedSize: Over 200kWAll2020December Monthly Peak | Portfolio Adjusted | Size: Over 200kW | All | 2020 | December Monthly Peak | 12 | 2762.556
Portfolio AdjustedSize: Over 200kWAll2020February Monthly Peak | Portfolio Adjusted | Size: Over 200kW | All | 2020 | February Monthly Peak | 2 | 2762.556
Portfolio AdjustedSize: Over 200kWAll2020January Monthly Peak | Portfolio Adjusted | Size: Over 200kW | All | 2020 | January Monthly Peak | 1 | 2762.556
Portfolio AdjustedSize: Over 200kWAll2020July Monthly Peak | Portfolio Adjusted | Size: Over 200kW | All | 2020 | July Monthly Peak | 7 | 2762.556
Portfolio AdjustedSize: Over 200kWAll2020June Monthly Peak | Portfolio Adjusted | Size: Over 200kW | All | 2020 | June Monthly Peak | 6 | 2762.556
Portfolio AdjustedSize: Over 200kWAll2020March Monthly Peak | Portfolio Adjusted | Size: Over 200kW | All | 2020 | March Monthly Peak | 3 | 2762.556
Portfolio AdjustedSize: Over 200kWAll2020May Monthly Peak | Portfolio Adjusted | Size: Over 200kW | All | 2020 | May Monthly Peak | 5 | 2762.556
Portfolio AdjustedSize: Over 200kWAll2020November Monthly Peak | Portfolio Adjusted | Size: Over 200kW | All | 2020 | November Monthly Peak | 11 | 2762.556
Portfolio AdjustedSize: Over 200kWAll2020October Monthly Peak | Portfolio Adjusted | Size: Over 200kW | All | 2020 | October Monthly Peak | 10 | 2762.556
Portfolio AdjustedSize: Over 200kWAll2020September Monthly Peak | Portfolio Adjusted | Size: Over 200kW | All | 2020 | September Monthly Peak | 9 | 2762.556
Portfolio AdjustedSize: Over 200kWAll2020Typical Event Day | Portfolio Adjusted | Size: Over 200kW | All | 2020 | Typical Event Day | 8 | 2762.556
Portfolio AdjustedSize: Over 200kWAll2021April Monthly Peak | Portfolio Adjusted | Size: Over 200kW | All | 2021 | April Monthly Peak | 4 | 2770.8437
Portfolio AdjustedSize: Over 200kWAll2021August Monthly Peak | Portfolio Adjusted | Size: Over 200kW | All | 2021 | August Monthly Peak | 8 | 2770.8437
Portfolio AdjustedSize: Over 200kWAll2021December Monthly Peak | Portfolio Adjusted | Size: Over 200kW | All | 2021 | December Monthly Peak | 12 | 2770.8437
Portfolio AdjustedSize: Over 200kWAll2021February Monthly Peak | Portfolio Adjusted | Size: Over 200kW | All | 2021 | February Monthly Peak | 2 | 2770.8437
Portfolio AdjustedSize: Over 200kWAll2021January Monthly Peak | Portfolio Adjusted | Size: Over 200kW | All | 2021 | January Monthly Peak | 1 | 2770.8437
Portfolio AdjustedSize: Over 200kWAll2021July Monthly Peak | Portfolio Adjusted | Size: Over 200kW | All | 2021 | July Monthly Peak | 7 | 2770.8437
Portfolio AdjustedSize: Over 200kWAll2021June Monthly Peak | Portfolio Adjusted | Size: Over 200kW | All | 2021 | June Monthly Peak | 6 | 2770.8437
Portfolio AdjustedSize: Over 200kWAll2021March Monthly Peak | Portfolio Adjusted | Size: Over 200kW | All | 2021 | March Monthly Peak | 3 | 2770.8437
Portfolio AdjustedSize: Over 200kWAll2021May Monthly Peak | Portfolio Adjusted | Size: Over 200kW | All | 2021 | May Monthly Peak | 5 | 2770.8437
Portfolio AdjustedSize: Over 200kWAll2021November Monthly Peak | Portfolio Adjusted | Size: Over 200kW | All | 2021 | November Monthly Peak | 11 | 2770.8437
Portfolio AdjustedSize: Over 200kWAll2021October Monthly Peak | Portfolio Adjusted | Size: Over 200kW | All | 2021 | October Monthly Peak | 10 | 2770.8437
Portfolio AdjustedSize: Over 200kWAll2021September Monthly Peak | Portfolio Adjusted | Size: Over 200kW | All | 2021 | September Monthly Peak | 9 | 2770.8437
Portfolio AdjustedSize: Over 200kWAll2021Typical Event Day | Portfolio Adjusted | Size: Over 200kW | All | 2021 | Typical Event Day | 8 | 2770.8437
Portfolio AdjustedSize: Over 200kWAll2022April Monthly Peak | Portfolio Adjusted | Size: Over 200kW | All | 2022 | April Monthly Peak | 4 | 2779.1562
Portfolio AdjustedSize: Over 200kWAll2022August Monthly Peak | Portfolio Adjusted | Size: Over 200kW | All | 2022 | August Monthly Peak | 8 | 2779.1562
Portfolio AdjustedSize: Over 200kWAll2022December Monthly Peak | Portfolio Adjusted | Size: Over 200kW | All | 2022 | December Monthly Peak | 12 | 2779.1562
Portfolio AdjustedSize: Over 200kWAll2022February Monthly Peak | Portfolio Adjusted | Size: Over 200kW | All | 2022 | February Monthly Peak | 2 | 2779.1562
Portfolio AdjustedSize: Over 200kWAll2022January Monthly Peak | Portfolio Adjusted | Size: Over 200kW | All | 2022 | January Monthly Peak | 1 | 2779.1562
Portfolio AdjustedSize: Over 200kWAll2022July Monthly Peak | Portfolio Adjusted | Size: Over 200kW | All | 2022 | July Monthly Peak | 7 | 2779.1562
Portfolio AdjustedSize: Over 200kWAll2022June Monthly Peak | Portfolio Adjusted | Size: Over 200kW | All | 2022 | June Monthly Peak | 6 | 2779.1562
Portfolio AdjustedSize: Over 200kWAll2022March Monthly Peak | Portfolio Adjusted | Size: Over 200kW | All | 2022 | March Monthly Peak | 3 | 2779.1562
Portfolio AdjustedSize: Over 200kWAll2022May Monthly Peak | Portfolio Adjusted | Size: Over 200kW | All | 2022 | May Monthly Peak | 5 | 2779.1562
Portfolio AdjustedSize: Over 200kWAll2022November Monthly Peak | Portfolio Adjusted | Size: Over 200kW | All | 2022 | November Monthly Peak | 11 | 2779.1562
Portfolio AdjustedSize: Over 200kWAll2022October Monthly Peak | Portfolio Adjusted | Size: Over 200kW | All | 2022 | October Monthly Peak | 10 | 2779.1562
Portfolio AdjustedSize: Over 200kWAll2022September Monthly Peak | Portfolio Adjusted | Size: Over 200kW | All | 2022 | September Monthly Peak | 9 | 2779.1562
Portfolio AdjustedSize: Over 200kWAll2022Typical Event Day | Portfolio Adjusted | Size: Over 200kW | All | 2022 | Typical Event Day | 8 | 2779.1562
Portfolio AdjustedSize: Over 200kWAll2023April Monthly Peak | Portfolio Adjusted | Size: Over 200kW | All | 2023 | April Monthly Peak | 4 | 2787.4937
Portfolio AdjustedSize: Over 200kWAll2023August Monthly Peak | Portfolio Adjusted | Size: Over 200kW | All | 2023 | August Monthly Peak | 8 | 2787.4937
Portfolio AdjustedSize: Over 200kWAll2023December Monthly Peak | Portfolio Adjusted | Size: Over 200kW | All | 2023 | December Monthly Peak | 12 | 2787.4937
Portfolio AdjustedSize: Over 200kWAll2023February Monthly Peak | Portfolio Adjusted | Size: Over 200kW | All | 2023 | February Monthly Peak | 2 | 2787.4937
Portfolio AdjustedSize: Over 200kWAll2023January Monthly Peak | Portfolio Adjusted | Size: Over 200kW | All | 2023 | January Monthly Peak | 1 | 2787.4937
Portfolio AdjustedSize: Over 200kWAll2023July Monthly Peak | Portfolio Adjusted | Size: Over 200kW | All | 2023 | July Monthly Peak | 7 | 2787.4937
Portfolio AdjustedSize: Over 200kWAll2023June Monthly Peak | Portfolio Adjusted | Size: Over 200kW | All | 2023 | June Monthly Peak | 6 | 2787.4937
Portfolio AdjustedSize: Over 200kWAll2023March Monthly Peak | Portfolio Adjusted | Size: Over 200kW | All | 2023 | March Monthly Peak | 3 | 2787.4937
Portfolio AdjustedSize: Over 200kWAll2023May Monthly Peak | Portfolio Adjusted | Size: Over 200kW | All | 2023 | May Monthly Peak | 5 | 2787.4937
Portfolio AdjustedSize: Over 200kWAll2023November Monthly Peak | Portfolio Adjusted | Size: Over 200kW | All | 2023 | November Monthly Peak | 11 | 2787.4937
Portfolio AdjustedSize: Over 200kWAll2023October Monthly Peak | Portfolio Adjusted | Size: Over 200kW | All | 2023 | October Monthly Peak | 10 | 2787.4937
Portfolio AdjustedSize: Over 200kWAll2023September Monthly Peak | Portfolio Adjusted | Size: Over 200kW | All | 2023 | September Monthly Peak | 9 | 2787.4937
Portfolio AdjustedSize: Over 200kWAll2023Typical Event Day | Portfolio Adjusted | Size: Over 200kW | All | 2023 | Typical Event Day | 8 | 2787.4937
Portfolio AdjustedSize: Over 200kWAll2024April Monthly Peak | Portfolio Adjusted | Size: Over 200kW | All | 2024 | April Monthly Peak | 4 | 2795.8561
Portfolio AdjustedSize: Over 200kWAll2024August Monthly Peak | Portfolio Adjusted | Size: Over 200kW | All | 2024 | August Monthly Peak | 8 | 2795.8561
Portfolio AdjustedSize: Over 200kWAll2024December Monthly Peak | Portfolio Adjusted | Size: Over 200kW | All | 2024 | December Monthly Peak | 12 | 2795.8561
Portfolio AdjustedSize: Over 200kWAll2024February Monthly Peak | Portfolio Adjusted | Size: Over 200kW | All | 2024 | February Monthly Peak | 2 | 2795.8561
Portfolio AdjustedSize: Over 200kWAll2024January Monthly Peak | Portfolio Adjusted | Size: Over 200kW | All | 2024 | January Monthly Peak | 1 | 2795.8561
Portfolio AdjustedSize: Over 200kWAll2024July Monthly Peak | Portfolio Adjusted | Size: Over 200kW | All | 2024 | July Monthly Peak | 7 | 2795.8561
Portfolio AdjustedSize: Over 200kWAll2024June Monthly Peak | Portfolio Adjusted | Size: Over 200kW | All | 2024 | June Monthly Peak | 6 | 2795.8561
Portfolio AdjustedSize: Over 200kWAll2024March Monthly Peak | Portfolio Adjusted | Size: Over 200kW | All | 2024 | March Monthly Peak | 3 | 2795.8561
Portfolio AdjustedSize: Over 200kWAll2024May Monthly Peak | Portfolio Adjusted | Size: Over 200kW | All | 2024 | May Monthly Peak | 5 | 2795.8561
Portfolio AdjustedSize: Over 200kWAll2024November Monthly Peak | Portfolio Adjusted | Size: Over 200kW | All | 2024 | November Monthly Peak | 11 | 2795.8561
Portfolio AdjustedSize: Over 200kWAll2024October Monthly Peak | Portfolio Adjusted | Size: Over 200kW | All | 2024 | October Monthly Peak | 10 | 2795.8561
Portfolio AdjustedSize: Over 200kWAll2024September Monthly Peak | Portfolio Adjusted | Size: Over 200kW | All | 2024 | September Monthly Peak | 9 | 2795.8561
Portfolio AdjustedSize: Over 200kWAll2024Typical Event Day | Portfolio Adjusted | Size: Over 200kW | All | 2024 | Typical Event Day | 8 | 2795.8561
Portfolio AdjustedSize: Over 200kWAll2025April Monthly Peak | Portfolio Adjusted | Size: Over 200kW | All | 2025 | April Monthly Peak | 4 | 2804.2437
Portfolio AdjustedSize: Over 200kWAll2025August Monthly Peak | Portfolio Adjusted | Size: Over 200kW | All | 2025 | August Monthly Peak | 8 | 2804.2437
Portfolio AdjustedSize: Over 200kWAll2025December Monthly Peak | Portfolio Adjusted | Size: Over 200kW | All | 2025 | December Monthly Peak | 12 | 2804.2437
Portfolio AdjustedSize: Over 200kWAll2025February Monthly Peak | Portfolio Adjusted | Size: Over 200kW | All | 2025 | February Monthly Peak | 2 | 2804.2437
Portfolio AdjustedSize: Over 200kWAll2025January Monthly Peak | Portfolio Adjusted | Size: Over 200kW | All | 2025 | January Monthly Peak | 1 | 2804.2437
Portfolio AdjustedSize: Over 200kWAll2025July Monthly Peak | Portfolio Adjusted | Size: Over 200kW | All | 2025 | July Monthly Peak | 7 | 2804.2437
Portfolio AdjustedSize: Over 200kWAll2025June Monthly Peak | Portfolio Adjusted | Size: Over 200kW | All | 2025 | June Monthly Peak | 6 | 2804.2437
Portfolio AdjustedSize: Over 200kWAll2025March Monthly Peak | Portfolio Adjusted | Size: Over 200kW | All | 2025 | March Monthly Peak | 3 | 2804.2437
Portfolio AdjustedSize: Over 200kWAll2025May Monthly Peak | Portfolio Adjusted | Size: Over 200kW | All | 2025 | May Monthly Peak | 5 | 2804.2437
Portfolio AdjustedSize: Over 200kWAll2025November Monthly Peak | Portfolio Adjusted | Size: Over 200kW | All | 2025 | November Monthly Peak | 11 | 2804.2437
Portfolio AdjustedSize: Over 200kWAll2025October Monthly Peak | Portfolio Adjusted | Size: Over 200kW | All | 2025 | October Monthly Peak | 10 | 2804.2437
Portfolio AdjustedSize: Over 200kWAll2025September Monthly Peak | Portfolio Adjusted | Size: Over 200kW | All | 2025 | September Monthly Peak | 9 | 2804.2437
Portfolio AdjustedSize: Over 200kWAll2025Typical Event Day | Portfolio Adjusted | Size: Over 200kW | All | 2025 | Typical Event Day | 8 | 2804.2437
Portfolio AdjustedSize: Over 200kWAll2026April Monthly Peak | Portfolio Adjusted | Size: Over 200kW | All | 2026 | April Monthly Peak | 4 | 2812.6564
Portfolio AdjustedSize: Over 200kWAll2026August Monthly Peak | Portfolio Adjusted | Size: Over 200kW | All | 2026 | August Monthly Peak | 8 | 2812.6564
Portfolio AdjustedSize: Over 200kWAll2026December Monthly Peak | Portfolio Adjusted | Size: Over 200kW | All | 2026 | December Monthly Peak | 12 | 2812.6564
Portfolio AdjustedSize: Over 200kWAll2026February Monthly Peak | Portfolio Adjusted | Size: Over 200kW | All | 2026 | February Monthly Peak | 2 | 2812.6564
Portfolio AdjustedSize: Over 200kWAll2026January Monthly Peak | Portfolio Adjusted | Size: Over 200kW | All | 2026 | January Monthly Peak | 1 | 2812.6564
Portfolio AdjustedSize: Over 200kWAll2026July Monthly Peak | Portfolio Adjusted | Size: Over 200kW | All | 2026 | July Monthly Peak | 7 | 2812.6564
Portfolio AdjustedSize: Over 200kWAll2026June Monthly Peak | Portfolio Adjusted | Size: Over 200kW | All | 2026 | June Monthly Peak | 6 | 2812.6564
Portfolio AdjustedSize: Over 200kWAll2026March Monthly Peak | Portfolio Adjusted | Size: Over 200kW | All | 2026 | March Monthly Peak | 3 | 2812.6564
Portfolio AdjustedSize: Over 200kWAll2026May Monthly Peak | Portfolio Adjusted | Size: Over 200kW | All | 2026 | May Monthly Peak | 5 | 2812.6564
Portfolio AdjustedSize: Over 200kWAll2026November Monthly Peak | Portfolio Adjusted | Size: Over 200kW | All | 2026 | November Monthly Peak | 11 | 2812.6564
Portfolio AdjustedSize: Over 200kWAll2026October Monthly Peak | Portfolio Adjusted | Size: Over 200kW | All | 2026 | October Monthly Peak | 10 | 2812.6564
Portfolio AdjustedSize: Over 200kWAll2026September Monthly Peak | Portfolio Adjusted | Size: Over 200kW | All | 2026 | September Monthly Peak | 9 | 2812.6564
Portfolio AdjustedSize: Over 200kWAll2026Typical Event Day | Portfolio Adjusted | Size: Over 200kW | All | 2026 | Typical Event Day | 8 | 2812.6564
Portfolio AdjustedSize: Over 200kWOrange County2015April Monthly Peak | Portfolio Adjusted | Size: Over 200kW | Orange County | 2015 | April Monthly Peak | 4 | 930.5442
Portfolio AdjustedSize: Over 200kWOrange County2015August Monthly Peak | Portfolio Adjusted | Size: Over 200kW | Orange County | 2015 | August Monthly Peak | 8 | 930.5442
Portfolio AdjustedSize: Over 200kWOrange County2015December Monthly Peak | Portfolio Adjusted | Size: Over 200kW | Orange County | 2015 | December Monthly Peak | 12 | 930.5442
Portfolio AdjustedSize: Over 200kWOrange County2015February Monthly Peak | Portfolio Adjusted | Size: Over 200kW | Orange County | 2015 | February Monthly Peak | 2 | 930.5442
Portfolio AdjustedSize: Over 200kWOrange County2015January Monthly Peak | Portfolio Adjusted | Size: Over 200kW | Orange County | 2015 | January Monthly Peak | 1 | 930.5442
Portfolio AdjustedSize: Over 200kWOrange County2015July Monthly Peak | Portfolio Adjusted | Size: Over 200kW | Orange County | 2015 | July Monthly Peak | 7 | 930.5442
Portfolio AdjustedSize: Over 200kWOrange County2015June Monthly Peak | Portfolio Adjusted | Size: Over 200kW | Orange County | 2015 | June Monthly Peak | 6 | 930.5442
Portfolio AdjustedSize: Over 200kWOrange County2015March Monthly Peak | Portfolio Adjusted | Size: Over 200kW | Orange County | 2015 | March Monthly Peak | 3 | 930.5442
Portfolio AdjustedSize: Over 200kWOrange County2015May Monthly Peak | Portfolio Adjusted | Size: Over 200kW | Orange County | 2015 | May Monthly Peak | 5 | 930.5442
Portfolio AdjustedSize: Over 200kWOrange County2015November Monthly Peak | Portfolio Adjusted | Size: Over 200kW | Orange County | 2015 | November Monthly Peak | 11 | 930.5442
Portfolio AdjustedSize: Over 200kWOrange County2015October Monthly Peak | Portfolio Adjusted | Size: Over 200kW | Orange County | 2015 | October Monthly Peak | 10 | 930.5442
Portfolio AdjustedSize: Over 200kWOrange County2015September Monthly Peak | Portfolio Adjusted | Size: Over 200kW | Orange County | 2015 | September Monthly Peak | 9 | 930.5442
Portfolio AdjustedSize: Over 200kWOrange County2015Typical Event Day | Portfolio Adjusted | Size: Over 200kW | Orange County | 2015 | Typical Event Day | 8 | 930.5442
Portfolio AdjustedSize: Over 200kWOrange County2016April Monthly Peak | Portfolio Adjusted | Size: Over 200kW | Orange County | 2016 | April Monthly Peak | 4 | 930.5442
Portfolio AdjustedSize: Over 200kWOrange County2016August Monthly Peak | Portfolio Adjusted | Size: Over 200kW | Orange County | 2016 | August Monthly Peak | 8 | 930.5442
Portfolio AdjustedSize: Over 200kWOrange County2016December Monthly Peak | Portfolio Adjusted | Size: Over 200kW | Orange County | 2016 | December Monthly Peak | 12 | 930.5442
Portfolio AdjustedSize: Over 200kWOrange County2016February Monthly Peak | Portfolio Adjusted | Size: Over 200kW | Orange County | 2016 | February Monthly Peak | 2 | 930.5442
Portfolio AdjustedSize: Over 200kWOrange County2016January Monthly Peak | Portfolio Adjusted | Size: Over 200kW | Orange County | 2016 | January Monthly Peak | 1 | 930.5442
Portfolio AdjustedSize: Over 200kWOrange County2016July Monthly Peak | Portfolio Adjusted | Size: Over 200kW | Orange County | 2016 | July Monthly Peak | 7 | 930.5442
Portfolio AdjustedSize: Over 200kWOrange County2016June Monthly Peak | Portfolio Adjusted | Size: Over 200kW | Orange County | 2016 | June Monthly Peak | 6 | 930.5442
Portfolio AdjustedSize: Over 200kWOrange County2016March Monthly Peak | Portfolio Adjusted | Size: Over 200kW | Orange County | 2016 | March Monthly Peak | 3 | 930.5442
Portfolio AdjustedSize: Over 200kWOrange County2016May Monthly Peak | Portfolio Adjusted | Size: Over 200kW | Orange County | 2016 | May Monthly Peak | 5 | 930.5442
Portfolio AdjustedSize: Over 200kWOrange County2016November Monthly Peak | Portfolio Adjusted | Size: Over 200kW | Orange County | 2016 | November Monthly Peak | 11 | 930.5442
Portfolio AdjustedSize: Over 200kWOrange County2016October Monthly Peak | Portfolio Adjusted | Size: Over 200kW | Orange County | 2016 | October Monthly Peak | 10 | 930.5442
Portfolio AdjustedSize: Over 200kWOrange County2016September Monthly Peak | Portfolio Adjusted | Size: Over 200kW | Orange County | 2016 | September Monthly Peak | 9 | 930.5442
Portfolio AdjustedSize: Over 200kWOrange County2016Typical Event Day | Portfolio Adjusted | Size: Over 200kW | Orange County | 2016 | Typical Event Day | 8 | 930.5442
Portfolio AdjustedSize: Over 200kWOrange County2017April Monthly Peak | Portfolio Adjusted | Size: Over 200kW | Orange County | 2017 | April Monthly Peak | 4 | 937.3371
Portfolio AdjustedSize: Over 200kWOrange County2017August Monthly Peak | Portfolio Adjusted | Size: Over 200kW | Orange County | 2017 | August Monthly Peak | 8 | 937.3371
Portfolio AdjustedSize: Over 200kWOrange County2017December Monthly Peak | Portfolio Adjusted | Size: Over 200kW | Orange County | 2017 | December Monthly Peak | 12 | 937.3371
Portfolio AdjustedSize: Over 200kWOrange County2017February Monthly Peak | Portfolio Adjusted | Size: Over 200kW | Orange County | 2017 | February Monthly Peak | 2 | 937.3371
Portfolio AdjustedSize: Over 200kWOrange County2017January Monthly Peak | Portfolio Adjusted | Size: Over 200kW | Orange County | 2017 | January Monthly Peak | 1 | 937.3371
Portfolio AdjustedSize: Over 200kWOrange County2017July Monthly Peak | Portfolio Adjusted | Size: Over 200kW | Orange County | 2017 | July Monthly Peak | 7 | 937.3371
Portfolio AdjustedSize: Over 200kWOrange County2017June Monthly Peak | Portfolio Adjusted | Size: Over 200kW | Orange County | 2017 | June Monthly Peak | 6 | 937.3371
Portfolio AdjustedSize: Over 200kWOrange County2017March Monthly Peak | Portfolio Adjusted | Size: Over 200kW | Orange County | 2017 | March Monthly Peak | 3 | 937.3371
Portfolio AdjustedSize: Over 200kWOrange County2017May Monthly Peak | Portfolio Adjusted | Size: Over 200kW | Orange County | 2017 | May Monthly Peak | 5 | 937.3371
Portfolio AdjustedSize: Over 200kWOrange County2017November Monthly Peak | Portfolio Adjusted | Size: Over 200kW | Orange County | 2017 | November Monthly Peak | 11 | 937.3371
Portfolio AdjustedSize: Over 200kWOrange County2017October Monthly Peak | Portfolio Adjusted | Size: Over 200kW | Orange County | 2017 | October Monthly Peak | 10 | 937.3371
Portfolio AdjustedSize: Over 200kWOrange County2017September Monthly Peak | Portfolio Adjusted | Size: Over 200kW | Orange County | 2017 | September Monthly Peak | 9 | 937.3371
Portfolio AdjustedSize: Over 200kWOrange County2017Typical Event Day | Portfolio Adjusted | Size: Over 200kW | Orange County | 2017 | Typical Event Day | 8 | 937.3371
Portfolio AdjustedSize: Over 200kWOrange County2018April Monthly Peak | Portfolio Adjusted | Size: Over 200kW | Orange County | 2018 | April Monthly Peak | 4 | 940.1492
Portfolio AdjustedSize: Over 200kWOrange County2018August Monthly Peak | Portfolio Adjusted | Size: Over 200kW | Orange County | 2018 | August Monthly Peak | 8 | 940.1492
Portfolio AdjustedSize: Over 200kWOrange County2018December Monthly Peak | Portfolio Adjusted | Size: Over 200kW | Orange County | 2018 | December Monthly Peak | 12 | 940.1492
Portfolio AdjustedSize: Over 200kWOrange County2018February Monthly Peak | Portfolio Adjusted | Size: Over 200kW | Orange County | 2018 | February Monthly Peak | 2 | 940.1492
Portfolio AdjustedSize: Over 200kWOrange County2018January Monthly Peak | Portfolio Adjusted | Size: Over 200kW | Orange County | 2018 | January Monthly Peak | 1 | 940.1492
Portfolio AdjustedSize: Over 200kWOrange County2018July Monthly Peak | Portfolio Adjusted | Size: Over 200kW | Orange County | 2018 | July Monthly Peak | 7 | 940.1492
Portfolio AdjustedSize: Over 200kWOrange County2018June Monthly Peak | Portfolio Adjusted | Size: Over 200kW | Orange County | 2018 | June Monthly Peak | 6 | 940.1492
Portfolio AdjustedSize: Over 200kWOrange County2018March Monthly Peak | Portfolio Adjusted | Size: Over 200kW | Orange County | 2018 | March Monthly Peak | 3 | 940.1492
Portfolio AdjustedSize: Over 200kWOrange County2018May Monthly Peak | Portfolio Adjusted | Size: Over 200kW | Orange County | 2018 | May Monthly Peak | 5 | 940.1492
Portfolio AdjustedSize: Over 200kWOrange County2018November Monthly Peak | Portfolio Adjusted | Size: Over 200kW | Orange County | 2018 | November Monthly Peak | 11 | 940.1492
Portfolio AdjustedSize: Over 200kWOrange County2018October Monthly Peak | Portfolio Adjusted | Size: Over 200kW | Orange County | 2018 | October Monthly Peak | 10 | 940.1492
Portfolio AdjustedSize: Over 200kWOrange County2018September Monthly Peak | Portfolio Adjusted | Size: Over 200kW | Orange County | 2018 | September Monthly Peak | 9 | 940.1492
Portfolio AdjustedSize: Over 200kWOrange County2018Typical Event Day | Portfolio Adjusted | Size: Over 200kW | Orange County | 2018 | Typical Event Day | 8 | 940.1492
Portfolio AdjustedSize: Over 200kWOrange County2019April Monthly Peak | Portfolio Adjusted | Size: Over 200kW | Orange County | 2019 | April Monthly Peak | 4 | 942.9696
Portfolio AdjustedSize: Over 200kWOrange County2019August Monthly Peak | Portfolio Adjusted | Size: Over 200kW | Orange County | 2019 | August Monthly Peak | 8 | 942.9696
Portfolio AdjustedSize: Over 200kWOrange County2019December Monthly Peak | Portfolio Adjusted | Size: Over 200kW | Orange County | 2019 | December Monthly Peak | 12 | 942.9696
Portfolio AdjustedSize: Over 200kWOrange County2019February Monthly Peak | Portfolio Adjusted | Size: Over 200kW | Orange County | 2019 | February Monthly Peak | 2 | 942.9696
Portfolio AdjustedSize: Over 200kWOrange County2019January Monthly Peak | Portfolio Adjusted | Size: Over 200kW | Orange County | 2019 | January Monthly Peak | 1 | 942.9696
Portfolio AdjustedSize: Over 200kWOrange County2019July Monthly Peak | Portfolio Adjusted | Size: Over 200kW | Orange County | 2019 | July Monthly Peak | 7 | 942.9696
Portfolio AdjustedSize: Over 200kWOrange County2019June Monthly Peak | Portfolio Adjusted | Size: Over 200kW | Orange County | 2019 | June Monthly Peak | 6 | 942.9696
Portfolio AdjustedSize: Over 200kWOrange County2019March Monthly Peak | Portfolio Adjusted | Size: Over 200kW | Orange County | 2019 | March Monthly Peak | 3 | 942.9696
Portfolio AdjustedSize: Over 200kWOrange County2019May Monthly Peak | Portfolio Adjusted | Size: Over 200kW | Orange County | 2019 | May Monthly Peak | 5 | 942.9696
Portfolio AdjustedSize: Over 200kWOrange County2019November Monthly Peak | Portfolio Adjusted | Size: Over 200kW | Orange County | 2019 | November Monthly Peak | 11 | 942.9696
Portfolio AdjustedSize: Over 200kWOrange County2019October Monthly Peak | Portfolio Adjusted | Size: Over 200kW | Orange County | 2019 | October Monthly Peak | 10 | 942.9696
Portfolio AdjustedSize: Over 200kWOrange County2019September Monthly Peak | Portfolio Adjusted | Size: Over 200kW | Orange County | 2019 | September Monthly Peak | 9 | 942.9696
Portfolio AdjustedSize: Over 200kWOrange County2019Typical Event Day | Portfolio Adjusted | Size: Over 200kW | Orange County | 2019 | Typical Event Day | 8 | 942.9696
Portfolio AdjustedSize: Over 200kWOrange County2020April Monthly Peak | Portfolio Adjusted | Size: Over 200kW | Orange County | 2020 | April Monthly Peak | 4 | 945.7985
Portfolio AdjustedSize: Over 200kWOrange County2020August Monthly Peak | Portfolio Adjusted | Size: Over 200kW | Orange County | 2020 | August Monthly Peak | 8 | 945.7985
Portfolio AdjustedSize: Over 200kWOrange County2020December Monthly Peak | Portfolio Adjusted | Size: Over 200kW | Orange County | 2020 | December Monthly Peak | 12 | 945.7985
Portfolio AdjustedSize: Over 200kWOrange County2020February Monthly Peak | Portfolio Adjusted | Size: Over 200kW | Orange County | 2020 | February Monthly Peak | 2 | 945.7985
Portfolio AdjustedSize: Over 200kWOrange County2020January Monthly Peak | Portfolio Adjusted | Size: Over 200kW | Orange County | 2020 | January Monthly Peak | 1 | 945.7985
Portfolio AdjustedSize: Over 200kWOrange County2020July Monthly Peak | Portfolio Adjusted | Size: Over 200kW | Orange County | 2020 | July Monthly Peak | 7 | 945.7985
Portfolio AdjustedSize: Over 200kWOrange County2020June Monthly Peak | Portfolio Adjusted | Size: Over 200kW | Orange County | 2020 | June Monthly Peak | 6 | 945.7985
Portfolio AdjustedSize: Over 200kWOrange County2020March Monthly Peak | Portfolio Adjusted | Size: Over 200kW | Orange County | 2020 | March Monthly Peak | 3 | 945.7985
Portfolio AdjustedSize: Over 200kWOrange County2020May Monthly Peak | Portfolio Adjusted | Size: Over 200kW | Orange County | 2020 | May Monthly Peak | 5 | 945.7985
Portfolio AdjustedSize: Over 200kWOrange County2020November Monthly Peak | Portfolio Adjusted | Size: Over 200kW | Orange County | 2020 | November Monthly Peak | 11 | 945.7985
Portfolio AdjustedSize: Over 200kWOrange County2020October Monthly Peak | Portfolio Adjusted | Size: Over 200kW | Orange County | 2020 | October Monthly Peak | 10 | 945.7985
Portfolio AdjustedSize: Over 200kWOrange County2020September Monthly Peak | Portfolio Adjusted | Size: Over 200kW | Orange County | 2020 | September Monthly Peak | 9 | 945.7985
Portfolio AdjustedSize: Over 200kWOrange County2020Typical Event Day | Portfolio Adjusted | Size: Over 200kW | Orange County | 2020 | Typical Event Day | 8 | 945.7985
Portfolio AdjustedSize: Over 200kWOrange County2021April Monthly Peak | Portfolio Adjusted | Size: Over 200kW | Orange County | 2021 | April Monthly Peak | 4 | 948.6359
Portfolio AdjustedSize: Over 200kWOrange County2021August Monthly Peak | Portfolio Adjusted | Size: Over 200kW | Orange County | 2021 | August Monthly Peak | 8 | 948.6359
Portfolio AdjustedSize: Over 200kWOrange County2021December Monthly Peak | Portfolio Adjusted | Size: Over 200kW | Orange County | 2021 | December Monthly Peak | 12 | 948.6359
Portfolio AdjustedSize: Over 200kWOrange County2021February Monthly Peak | Portfolio Adjusted | Size: Over 200kW | Orange County | 2021 | February Monthly Peak | 2 | 948.6359
Portfolio AdjustedSize: Over 200kWOrange County2021January Monthly Peak | Portfolio Adjusted | Size: Over 200kW | Orange County | 2021 | January Monthly Peak | 1 | 948.6359
Portfolio AdjustedSize: Over 200kWOrange County2021July Monthly Peak | Portfolio Adjusted | Size: Over 200kW | Orange County | 2021 | July Monthly Peak | 7 | 948.6359
Portfolio AdjustedSize: Over 200kWOrange County2021June Monthly Peak | Portfolio Adjusted | Size: Over 200kW | Orange County | 2021 | June Monthly Peak | 6 | 948.6359
Portfolio AdjustedSize: Over 200kWOrange County2021March Monthly Peak | Portfolio Adjusted | Size: Over 200kW | Orange County | 2021 | March Monthly Peak | 3 | 948.6359
Portfolio AdjustedSize: Over 200kWOrange County2021May Monthly Peak | Portfolio Adjusted | Size: Over 200kW | Orange County | 2021 | May Monthly Peak | 5 | 948.6359
Portfolio AdjustedSize: Over 200kWOrange County2021November Monthly Peak | Portfolio Adjusted | Size: Over 200kW | Orange County | 2021 | November Monthly Peak | 11 | 948.6359
Portfolio AdjustedSize: Over 200kWOrange County2021October Monthly Peak | Portfolio Adjusted | Size: Over 200kW | Orange County | 2021 | October Monthly Peak | 10 | 948.6359
Portfolio AdjustedSize: Over 200kWOrange County2021September Monthly Peak | Portfolio Adjusted | Size: Over 200kW | Orange County | 2021 | September Monthly Peak | 9 | 948.6359
Portfolio AdjustedSize: Over 200kWOrange County2021Typical Event Day | Portfolio Adjusted | Size: Over 200kW | Orange County | 2021 | Typical Event Day | 8 | 948.6359
Portfolio AdjustedSize: Over 200kWOrange County2022April Monthly Peak | Portfolio Adjusted | Size: Over 200kW | Orange County | 2022 | April Monthly Peak | 4 | 951.4818
Portfolio AdjustedSize: Over 200kWOrange County2022August Monthly Peak | Portfolio Adjusted | Size: Over 200kW | Orange County | 2022 | August Monthly Peak | 8 | 951.4818
Portfolio AdjustedSize: Over 200kWOrange County2022December Monthly Peak | Portfolio Adjusted | Size: Over 200kW | Orange County | 2022 | December Monthly Peak | 12 | 951.4818
Portfolio AdjustedSize: Over 200kWOrange County2022February Monthly Peak | Portfolio Adjusted | Size: Over 200kW | Orange County | 2022 | February Monthly Peak | 2 | 951.4818
Portfolio AdjustedSize: Over 200kWOrange County2022January Monthly Peak | Portfolio Adjusted | Size: Over 200kW | Orange County | 2022 | January Monthly Peak | 1 | 951.4818
Portfolio AdjustedSize: Over 200kWOrange County2022July Monthly Peak | Portfolio Adjusted | Size: Over 200kW | Orange County | 2022 | July Monthly Peak | 7 | 951.4818
Portfolio AdjustedSize: Over 200kWOrange County2022June Monthly Peak | Portfolio Adjusted | Size: Over 200kW | Orange County | 2022 | June Monthly Peak | 6 | 951.4818
Portfolio AdjustedSize: Over 200kWOrange County2022March Monthly Peak | Portfolio Adjusted | Size: Over 200kW | Orange County | 2022 | March Monthly Peak | 3 | 951.4818
Portfolio AdjustedSize: Over 200kWOrange County2022May Monthly Peak | Portfolio Adjusted | Size: Over 200kW | Orange County | 2022 | May Monthly Peak | 5 | 951.4818
Portfolio AdjustedSize: Over 200kWOrange County2022November Monthly Peak | Portfolio Adjusted | Size: Over 200kW | Orange County | 2022 | November Monthly Peak | 11 | 951.4818
Portfolio AdjustedSize: Over 200kWOrange County2022October Monthly Peak | Portfolio Adjusted | Size: Over 200kW | Orange County | 2022 | October Monthly Peak | 10 | 951.4818
Portfolio AdjustedSize: Over 200kWOrange County2022September Monthly Peak | Portfolio Adjusted | Size: Over 200kW | Orange County | 2022 | September Monthly Peak | 9 | 951.4818
Portfolio AdjustedSize: Over 200kWOrange County2022Typical Event Day | Portfolio Adjusted | Size: Over 200kW | Orange County | 2022 | Typical Event Day | 8 | 951.4818
Portfolio AdjustedSize: Over 200kWOrange County2023April Monthly Peak | Portfolio Adjusted | Size: Over 200kW | Orange County | 2023 | April Monthly Peak | 4 | 954.3363
Portfolio AdjustedSize: Over 200kWOrange County2023August Monthly Peak | Portfolio Adjusted | Size: Over 200kW | Orange County | 2023 | August Monthly Peak | 8 | 954.3363
Portfolio AdjustedSize: Over 200kWOrange County2023December Monthly Peak | Portfolio Adjusted | Size: Over 200kW | Orange County | 2023 | December Monthly Peak | 12 | 954.3363
Portfolio AdjustedSize: Over 200kWOrange County2023February Monthly Peak | Portfolio Adjusted | Size: Over 200kW | Orange County | 2023 | February Monthly Peak | 2 | 954.3363
Portfolio AdjustedSize: Over 200kWOrange County2023January Monthly Peak | Portfolio Adjusted | Size: Over 200kW | Orange County | 2023 | January Monthly Peak | 1 | 954.3363
Portfolio AdjustedSize: Over 200kWOrange County2023July Monthly Peak | Portfolio Adjusted | Size: Over 200kW | Orange County | 2023 | July Monthly Peak | 7 | 954.3363
Portfolio AdjustedSize: Over 200kWOrange County2023June Monthly Peak | Portfolio Adjusted | Size: Over 200kW | Orange County | 2023 | June Monthly Peak | 6 | 954.3363
Portfolio AdjustedSize: Over 200kWOrange County2023March Monthly Peak | Portfolio Adjusted | Size: Over 200kW | Orange County | 2023 | March Monthly Peak | 3 | 954.3363
Portfolio AdjustedSize: Over 200kWOrange County2023May Monthly Peak | Portfolio Adjusted | Size: Over 200kW | Orange County | 2023 | May Monthly Peak | 5 | 954.3363
Portfolio AdjustedSize: Over 200kWOrange County2023November Monthly Peak | Portfolio Adjusted | Size: Over 200kW | Orange County | 2023 | November Monthly Peak | 11 | 954.3363
Portfolio AdjustedSize: Over 200kWOrange County2023October Monthly Peak | Portfolio Adjusted | Size: Over 200kW | Orange County | 2023 | October Monthly Peak | 10 | 954.3363
Portfolio AdjustedSize: Over 200kWOrange County2023September Monthly Peak | Portfolio Adjusted | Size: Over 200kW | Orange County | 2023 | September Monthly Peak | 9 | 954.3363
Portfolio AdjustedSize: Over 200kWOrange County2023Typical Event Day | Portfolio Adjusted | Size: Over 200kW | Orange County | 2023 | Typical Event Day | 8 | 954.3363
Portfolio AdjustedSize: Over 200kWOrange County2024April Monthly Peak | Portfolio Adjusted | Size: Over 200kW | Orange County | 2024 | April Monthly Peak | 4 | 957.1993
Portfolio AdjustedSize: Over 200kWOrange County2024August Monthly Peak | Portfolio Adjusted | Size: Over 200kW | Orange County | 2024 | August Monthly Peak | 8 | 957.1993
Portfolio AdjustedSize: Over 200kWOrange County2024December Monthly Peak | Portfolio Adjusted | Size: Over 200kW | Orange County | 2024 | December Monthly Peak | 12 | 957.1993
Portfolio AdjustedSize: Over 200kWOrange County2024February Monthly Peak | Portfolio Adjusted | Size: Over 200kW | Orange County | 2024 | February Monthly Peak | 2 | 957.1993
Portfolio AdjustedSize: Over 200kWOrange County2024January Monthly Peak | Portfolio Adjusted | Size: Over 200kW | Orange County | 2024 | January Monthly Peak | 1 | 957.1993
Portfolio AdjustedSize: Over 200kWOrange County2024July Monthly Peak | Portfolio Adjusted | Size: Over 200kW | Orange County | 2024 | July Monthly Peak | 7 | 957.1993
Portfolio AdjustedSize: Over 200kWOrange County2024June Monthly Peak | Portfolio Adjusted | Size: Over 200kW | Orange County | 2024 | June Monthly Peak | 6 | 957.1993
Portfolio AdjustedSize: Over 200kWOrange County2024March Monthly Peak | Portfolio Adjusted | Size: Over 200kW | Orange County | 2024 | March Monthly Peak | 3 | 957.1993
Portfolio AdjustedSize: Over 200kWOrange County2024May Monthly Peak | Portfolio Adjusted | Size: Over 200kW | Orange County | 2024 | May Monthly Peak | 5 | 957.1993
Portfolio AdjustedSize: Over 200kWOrange County2024November Monthly Peak | Portfolio Adjusted | Size: Over 200kW | Orange County | 2024 | November Monthly Peak | 11 | 957.1993
Portfolio AdjustedSize: Over 200kWOrange County2024October Monthly Peak | Portfolio Adjusted | Size: Over 200kW | Orange County | 2024 | October Monthly Peak | 10 | 957.1993
Portfolio AdjustedSize: Over 200kWOrange County2024September Monthly Peak | Portfolio Adjusted | Size: Over 200kW | Orange County | 2024 | September Monthly Peak | 9 | 957.1993
Portfolio AdjustedSize: Over 200kWOrange County2024Typical Event Day | Portfolio Adjusted | Size: Over 200kW | Orange County | 2024 | Typical Event Day | 8 | 957.1993
Portfolio AdjustedSize: Over 200kWOrange County2025April Monthly Peak | Portfolio Adjusted | Size: Over 200kW | Orange County | 2025 | April Monthly Peak | 4 | 960.0709
Portfolio AdjustedSize: Over 200kWOrange County2025August Monthly Peak | Portfolio Adjusted | Size: Over 200kW | Orange County | 2025 | August Monthly Peak | 8 | 960.0709
Portfolio AdjustedSize: Over 200kWOrange County2025December Monthly Peak | Portfolio Adjusted | Size: Over 200kW | Orange County | 2025 | December Monthly Peak | 12 | 960.0709
Portfolio AdjustedSize: Over 200kWOrange County2025February Monthly Peak | Portfolio Adjusted | Size: Over 200kW | Orange County | 2025 | February Monthly Peak | 2 | 960.0709
Portfolio AdjustedSize: Over 200kWOrange County2025January Monthly Peak | Portfolio Adjusted | Size: Over 200kW | Orange County | 2025 | January Monthly Peak | 1 | 960.0709
Portfolio AdjustedSize: Over 200kWOrange County2025July Monthly Peak | Portfolio Adjusted | Size: Over 200kW | Orange County | 2025 | July Monthly Peak | 7 | 960.0709
Portfolio AdjustedSize: Over 200kWOrange County2025June Monthly Peak | Portfolio Adjusted | Size: Over 200kW | Orange County | 2025 | June Monthly Peak | 6 | 960.0709
Portfolio AdjustedSize: Over 200kWOrange County2025March Monthly Peak | Portfolio Adjusted | Size: Over 200kW | Orange County | 2025 | March Monthly Peak | 3 | 960.0709
Portfolio AdjustedSize: Over 200kWOrange County2025May Monthly Peak | Portfolio Adjusted | Size: Over 200kW | Orange County | 2025 | May Monthly Peak | 5 | 960.0709
Portfolio AdjustedSize: Over 200kWOrange County2025November Monthly Peak | Portfolio Adjusted | Size: Over 200kW | Orange County | 2025 | November Monthly Peak | 11 | 960.0709
Portfolio AdjustedSize: Over 200kWOrange County2025October Monthly Peak | Portfolio Adjusted | Size: Over 200kW | Orange County | 2025 | October Monthly Peak | 10 | 960.0709
Portfolio AdjustedSize: Over 200kWOrange County2025September Monthly Peak | Portfolio Adjusted | Size: Over 200kW | Orange County | 2025 | September Monthly Peak | 9 | 960.0709
Portfolio AdjustedSize: Over 200kWOrange County2025Typical Event Day | Portfolio Adjusted | Size: Over 200kW | Orange County | 2025 | Typical Event Day | 8 | 960.0709
Portfolio AdjustedSize: Over 200kWOrange County2026April Monthly Peak | Portfolio Adjusted | Size: Over 200kW | Orange County | 2026 | April Monthly Peak | 4 | 962.9511
Portfolio AdjustedSize: Over 200kWOrange County2026August Monthly Peak | Portfolio Adjusted | Size: Over 200kW | Orange County | 2026 | August Monthly Peak | 8 | 962.9511
Portfolio AdjustedSize: Over 200kWOrange County2026December Monthly Peak | Portfolio Adjusted | Size: Over 200kW | Orange County | 2026 | December Monthly Peak | 12 | 962.9511
Portfolio AdjustedSize: Over 200kWOrange County2026February Monthly Peak | Portfolio Adjusted | Size: Over 200kW | Orange County | 2026 | February Monthly Peak | 2 | 962.9511
Portfolio AdjustedSize: Over 200kWOrange County2026January Monthly Peak | Portfolio Adjusted | Size: Over 200kW | Orange County | 2026 | January Monthly Peak | 1 | 962.9511
Portfolio AdjustedSize: Over 200kWOrange County2026July Monthly Peak | Portfolio Adjusted | Size: Over 200kW | Orange County | 2026 | July Monthly Peak | 7 | 962.9511
Portfolio AdjustedSize: Over 200kWOrange County2026June Monthly Peak | Portfolio Adjusted | Size: Over 200kW | Orange County | 2026 | June Monthly Peak | 6 | 962.9511
Portfolio AdjustedSize: Over 200kWOrange County2026March Monthly Peak | Portfolio Adjusted | Size: Over 200kW | Orange County | 2026 | March Monthly Peak | 3 | 962.9511
Portfolio AdjustedSize: Over 200kWOrange County2026May Monthly Peak | Portfolio Adjusted | Size: Over 200kW | Orange County | 2026 | May Monthly Peak | 5 | 962.9511
Portfolio AdjustedSize: Over 200kWOrange County2026November Monthly Peak | Portfolio Adjusted | Size: Over 200kW | Orange County | 2026 | November Monthly Peak | 11 | 962.9511
Portfolio AdjustedSize: Over 200kWOrange County2026October Monthly Peak | Portfolio Adjusted | Size: Over 200kW | Orange County | 2026 | October Monthly Peak | 10 | 962.9511
Portfolio AdjustedSize: Over 200kWOrange County2026September Monthly Peak | Portfolio Adjusted | Size: Over 200kW | Orange County | 2026 | September Monthly Peak | 9 | 962.9511
Portfolio AdjustedSize: Over 200kWOrange County2026Typical Event Day | Portfolio Adjusted | Size: Over 200kW | Orange County | 2026 | Typical Event Day | 8 | 962.9511
Portfolio AdjustedSize: Over 200kWOther2015April Monthly Peak | Portfolio Adjusted | Size: Over 200kW | Other | 2015 | April Monthly Peak | 4 | 1497.1944
Portfolio AdjustedSize: Over 200kWOther2015August Monthly Peak | Portfolio Adjusted | Size: Over 200kW | Other | 2015 | August Monthly Peak | 8 | 1497.1944
Portfolio AdjustedSize: Over 200kWOther2015December Monthly Peak | Portfolio Adjusted | Size: Over 200kW | Other | 2015 | December Monthly Peak | 12 | 1497.1944
Portfolio AdjustedSize: Over 200kWOther2015February Monthly Peak | Portfolio Adjusted | Size: Over 200kW | Other | 2015 | February Monthly Peak | 2 | 1497.1944
Portfolio AdjustedSize: Over 200kWOther2015January Monthly Peak | Portfolio Adjusted | Size: Over 200kW | Other | 2015 | January Monthly Peak | 1 | 1497.1944
Portfolio AdjustedSize: Over 200kWOther2015July Monthly Peak | Portfolio Adjusted | Size: Over 200kW | Other | 2015 | July Monthly Peak | 7 | 1497.1944
Portfolio AdjustedSize: Over 200kWOther2015June Monthly Peak | Portfolio Adjusted | Size: Over 200kW | Other | 2015 | June Monthly Peak | 6 | 1497.1944
Portfolio AdjustedSize: Over 200kWOther2015March Monthly Peak | Portfolio Adjusted | Size: Over 200kW | Other | 2015 | March Monthly Peak | 3 | 1497.1944
Portfolio AdjustedSize: Over 200kWOther2015May Monthly Peak | Portfolio Adjusted | Size: Over 200kW | Other | 2015 | May Monthly Peak | 5 | 1497.1944
Portfolio AdjustedSize: Over 200kWOther2015November Monthly Peak | Portfolio Adjusted | Size: Over 200kW | Other | 2015 | November Monthly Peak | 11 | 1497.1944
Portfolio AdjustedSize: Over 200kWOther2015October Monthly Peak | Portfolio Adjusted | Size: Over 200kW | Other | 2015 | October Monthly Peak | 10 | 1497.1944
Portfolio AdjustedSize: Over 200kWOther2015September Monthly Peak | Portfolio Adjusted | Size: Over 200kW | Other | 2015 | September Monthly Peak | 9 | 1497.1944
Portfolio AdjustedSize: Over 200kWOther2015Typical Event Day | Portfolio Adjusted | Size: Over 200kW | Other | 2015 | Typical Event Day | 8 | 1497.1944
Portfolio AdjustedSize: Over 200kWOther2016April Monthly Peak | Portfolio Adjusted | Size: Over 200kW | Other | 2016 | April Monthly Peak | 4 | 1497.1944
Portfolio AdjustedSize: Over 200kWOther2016August Monthly Peak | Portfolio Adjusted | Size: Over 200kW | Other | 2016 | August Monthly Peak | 8 | 1497.1944
Portfolio AdjustedSize: Over 200kWOther2016December Monthly Peak | Portfolio Adjusted | Size: Over 200kW | Other | 2016 | December Monthly Peak | 12 | 1497.1944
Portfolio AdjustedSize: Over 200kWOther2016February Monthly Peak | Portfolio Adjusted | Size: Over 200kW | Other | 2016 | February Monthly Peak | 2 | 1497.1944
Portfolio AdjustedSize: Over 200kWOther2016January Monthly Peak | Portfolio Adjusted | Size: Over 200kW | Other | 2016 | January Monthly Peak | 1 | 1497.1944
Portfolio AdjustedSize: Over 200kWOther2016July Monthly Peak | Portfolio Adjusted | Size: Over 200kW | Other | 2016 | July Monthly Peak | 7 | 1497.1944
Portfolio AdjustedSize: Over 200kWOther2016June Monthly Peak | Portfolio Adjusted | Size: Over 200kW | Other | 2016 | June Monthly Peak | 6 | 1497.1944
Portfolio AdjustedSize: Over 200kWOther2016March Monthly Peak | Portfolio Adjusted | Size: Over 200kW | Other | 2016 | March Monthly Peak | 3 | 1497.1944
Portfolio AdjustedSize: Over 200kWOther2016May Monthly Peak | Portfolio Adjusted | Size: Over 200kW | Other | 2016 | May Monthly Peak | 5 | 1497.1944
Portfolio AdjustedSize: Over 200kWOther2016November Monthly Peak | Portfolio Adjusted | Size: Over 200kW | Other | 2016 | November Monthly Peak | 11 | 1497.1944
Portfolio AdjustedSize: Over 200kWOther2016October Monthly Peak | Portfolio Adjusted | Size: Over 200kW | Other | 2016 | October Monthly Peak | 10 | 1497.1944
Portfolio AdjustedSize: Over 200kWOther2016September Monthly Peak | Portfolio Adjusted | Size: Over 200kW | Other | 2016 | September Monthly Peak | 9 | 1497.1944
Portfolio AdjustedSize: Over 200kWOther2016Typical Event Day | Portfolio Adjusted | Size: Over 200kW | Other | 2016 | Typical Event Day | 8 | 1497.1944
Portfolio AdjustedSize: Over 200kWOther2017April Monthly Peak | Portfolio Adjusted | Size: Over 200kW | Other | 2017 | April Monthly Peak | 4 | 1508.1239
Portfolio AdjustedSize: Over 200kWOther2017August Monthly Peak | Portfolio Adjusted | Size: Over 200kW | Other | 2017 | August Monthly Peak | 8 | 1508.1239
Portfolio AdjustedSize: Over 200kWOther2017December Monthly Peak | Portfolio Adjusted | Size: Over 200kW | Other | 2017 | December Monthly Peak | 12 | 1508.1239
Portfolio AdjustedSize: Over 200kWOther2017February Monthly Peak | Portfolio Adjusted | Size: Over 200kW | Other | 2017 | February Monthly Peak | 2 | 1508.1239
Portfolio AdjustedSize: Over 200kWOther2017January Monthly Peak | Portfolio Adjusted | Size: Over 200kW | Other | 2017 | January Monthly Peak | 1 | 1508.1239
Portfolio AdjustedSize: Over 200kWOther2017July Monthly Peak | Portfolio Adjusted | Size: Over 200kW | Other | 2017 | July Monthly Peak | 7 | 1508.1239
Portfolio AdjustedSize: Over 200kWOther2017June Monthly Peak | Portfolio Adjusted | Size: Over 200kW | Other | 2017 | June Monthly Peak | 6 | 1508.1239
Portfolio AdjustedSize: Over 200kWOther2017March Monthly Peak | Portfolio Adjusted | Size: Over 200kW | Other | 2017 | March Monthly Peak | 3 | 1508.1239
Portfolio AdjustedSize: Over 200kWOther2017May Monthly Peak | Portfolio Adjusted | Size: Over 200kW | Other | 2017 | May Monthly Peak | 5 | 1508.1239
Portfolio AdjustedSize: Over 200kWOther2017November Monthly Peak | Portfolio Adjusted | Size: Over 200kW | Other | 2017 | November Monthly Peak | 11 | 1508.1239
Portfolio AdjustedSize: Over 200kWOther2017October Monthly Peak | Portfolio Adjusted | Size: Over 200kW | Other | 2017 | October Monthly Peak | 10 | 1508.1239
Portfolio AdjustedSize: Over 200kWOther2017September Monthly Peak | Portfolio Adjusted | Size: Over 200kW | Other | 2017 | September Monthly Peak | 9 | 1508.1239
Portfolio AdjustedSize: Over 200kWOther2017Typical Event Day | Portfolio Adjusted | Size: Over 200kW | Other | 2017 | Typical Event Day | 8 | 1508.1239
Portfolio AdjustedSize: Over 200kWOther2018April Monthly Peak | Portfolio Adjusted | Size: Over 200kW | Other | 2018 | April Monthly Peak | 4 | 1512.6482
Portfolio AdjustedSize: Over 200kWOther2018August Monthly Peak | Portfolio Adjusted | Size: Over 200kW | Other | 2018 | August Monthly Peak | 8 | 1512.6482
Portfolio AdjustedSize: Over 200kWOther2018December Monthly Peak | Portfolio Adjusted | Size: Over 200kW | Other | 2018 | December Monthly Peak | 12 | 1512.6482
Portfolio AdjustedSize: Over 200kWOther2018February Monthly Peak | Portfolio Adjusted | Size: Over 200kW | Other | 2018 | February Monthly Peak | 2 | 1512.6482
Portfolio AdjustedSize: Over 200kWOther2018January Monthly Peak | Portfolio Adjusted | Size: Over 200kW | Other | 2018 | January Monthly Peak | 1 | 1512.6482
Portfolio AdjustedSize: Over 200kWOther2018July Monthly Peak | Portfolio Adjusted | Size: Over 200kW | Other | 2018 | July Monthly Peak | 7 | 1512.6482
Portfolio AdjustedSize: Over 200kWOther2018June Monthly Peak | Portfolio Adjusted | Size: Over 200kW | Other | 2018 | June Monthly Peak | 6 | 1512.6482
Portfolio AdjustedSize: Over 200kWOther2018March Monthly Peak | Portfolio Adjusted | Size: Over 200kW | Other | 2018 | March Monthly Peak | 3 | 1512.6482
Portfolio AdjustedSize: Over 200kWOther2018May Monthly Peak | Portfolio Adjusted | Size: Over 200kW | Other | 2018 | May Monthly Peak | 5 | 1512.6482
Portfolio AdjustedSize: Over 200kWOther2018November Monthly Peak | Portfolio Adjusted | Size: Over 200kW | Other | 2018 | November Monthly Peak | 11 | 1512.6482
Portfolio AdjustedSize: Over 200kWOther2018October Monthly Peak | Portfolio Adjusted | Size: Over 200kW | Other | 2018 | October Monthly Peak | 10 | 1512.6482
Portfolio AdjustedSize: Over 200kWOther2018September Monthly Peak | Portfolio Adjusted | Size: Over 200kW | Other | 2018 | September Monthly Peak | 9 | 1512.6482
Portfolio AdjustedSize: Over 200kWOther2018Typical Event Day | Portfolio Adjusted | Size: Over 200kW | Other | 2018 | Typical Event Day | 8 | 1512.6482
Portfolio AdjustedSize: Over 200kWOther2019April Monthly Peak | Portfolio Adjusted | Size: Over 200kW | Other | 2019 | April Monthly Peak | 4 | 1517.1862
Portfolio AdjustedSize: Over 200kWOther2019August Monthly Peak | Portfolio Adjusted | Size: Over 200kW | Other | 2019 | August Monthly Peak | 8 | 1517.1862
Portfolio AdjustedSize: Over 200kWOther2019December Monthly Peak | Portfolio Adjusted | Size: Over 200kW | Other | 2019 | December Monthly Peak | 12 | 1517.1862
Portfolio AdjustedSize: Over 200kWOther2019February Monthly Peak | Portfolio Adjusted | Size: Over 200kW | Other | 2019 | February Monthly Peak | 2 | 1517.1862
Portfolio AdjustedSize: Over 200kWOther2019January Monthly Peak | Portfolio Adjusted | Size: Over 200kW | Other | 2019 | January Monthly Peak | 1 | 1517.1862
Portfolio AdjustedSize: Over 200kWOther2019July Monthly Peak | Portfolio Adjusted | Size: Over 200kW | Other | 2019 | July Monthly Peak | 7 | 1517.1862
Portfolio AdjustedSize: Over 200kWOther2019June Monthly Peak | Portfolio Adjusted | Size: Over 200kW | Other | 2019 | June Monthly Peak | 6 | 1517.1862
Portfolio AdjustedSize: Over 200kWOther2019March Monthly Peak | Portfolio Adjusted | Size: Over 200kW | Other | 2019 | March Monthly Peak | 3 | 1517.1862
Portfolio AdjustedSize: Over 200kWOther2019May Monthly Peak | Portfolio Adjusted | Size: Over 200kW | Other | 2019 | May Monthly Peak | 5 | 1517.1862
Portfolio AdjustedSize: Over 200kWOther2019November Monthly Peak | Portfolio Adjusted | Size: Over 200kW | Other | 2019 | November Monthly Peak | 11 | 1517.1862
Portfolio AdjustedSize: Over 200kWOther2019October Monthly Peak | Portfolio Adjusted | Size: Over 200kW | Other | 2019 | October Monthly Peak | 10 | 1517.1862
Portfolio AdjustedSize: Over 200kWOther2019September Monthly Peak | Portfolio Adjusted | Size: Over 200kW | Other | 2019 | September Monthly Peak | 9 | 1517.1862
Portfolio AdjustedSize: Over 200kWOther2019Typical Event Day | Portfolio Adjusted | Size: Over 200kW | Other | 2019 | Typical Event Day | 8 | 1517.1862
Portfolio AdjustedSize: Over 200kWOther2020April Monthly Peak | Portfolio Adjusted | Size: Over 200kW | Other | 2020 | April Monthly Peak | 4 | 1521.7377
Portfolio AdjustedSize: Over 200kWOther2020August Monthly Peak | Portfolio Adjusted | Size: Over 200kW | Other | 2020 | August Monthly Peak | 8 | 1521.7377
Portfolio AdjustedSize: Over 200kWOther2020December Monthly Peak | Portfolio Adjusted | Size: Over 200kW | Other | 2020 | December Monthly Peak | 12 | 1521.7377
Portfolio AdjustedSize: Over 200kWOther2020February Monthly Peak | Portfolio Adjusted | Size: Over 200kW | Other | 2020 | February Monthly Peak | 2 | 1521.7377
Portfolio AdjustedSize: Over 200kWOther2020January Monthly Peak | Portfolio Adjusted | Size: Over 200kW | Other | 2020 | January Monthly Peak | 1 | 1521.7377
Portfolio AdjustedSize: Over 200kWOther2020July Monthly Peak | Portfolio Adjusted | Size: Over 200kW | Other | 2020 | July Monthly Peak | 7 | 1521.7377
Portfolio AdjustedSize: Over 200kWOther2020June Monthly Peak | Portfolio Adjusted | Size: Over 200kW | Other | 2020 | June Monthly Peak | 6 | 1521.7377
Portfolio AdjustedSize: Over 200kWOther2020March Monthly Peak | Portfolio Adjusted | Size: Over 200kW | Other | 2020 | March Monthly Peak | 3 | 1521.7377
Portfolio AdjustedSize: Over 200kWOther2020May Monthly Peak | Portfolio Adjusted | Size: Over 200kW | Other | 2020 | May Monthly Peak | 5 | 1521.7377
Portfolio AdjustedSize: Over 200kWOther2020November Monthly Peak | Portfolio Adjusted | Size: Over 200kW | Other | 2020 | November Monthly Peak | 11 | 1521.7377
Portfolio AdjustedSize: Over 200kWOther2020October Monthly Peak | Portfolio Adjusted | Size: Over 200kW | Other | 2020 | October Monthly Peak | 10 | 1521.7377
Portfolio AdjustedSize: Over 200kWOther2020September Monthly Peak | Portfolio Adjusted | Size: Over 200kW | Other | 2020 | September Monthly Peak | 9 | 1521.7377
Portfolio AdjustedSize: Over 200kWOther2020Typical Event Day | Portfolio Adjusted | Size: Over 200kW | Other | 2020 | Typical Event Day | 8 | 1521.7377
Portfolio AdjustedSize: Over 200kWOther2021April Monthly Peak | Portfolio Adjusted | Size: Over 200kW | Other | 2021 | April Monthly Peak | 4 | 1526.303
Portfolio AdjustedSize: Over 200kWOther2021August Monthly Peak | Portfolio Adjusted | Size: Over 200kW | Other | 2021 | August Monthly Peak | 8 | 1526.303
Portfolio AdjustedSize: Over 200kWOther2021December Monthly Peak | Portfolio Adjusted | Size: Over 200kW | Other | 2021 | December Monthly Peak | 12 | 1526.303
Portfolio AdjustedSize: Over 200kWOther2021February Monthly Peak | Portfolio Adjusted | Size: Over 200kW | Other | 2021 | February Monthly Peak | 2 | 1526.303
Portfolio AdjustedSize: Over 200kWOther2021January Monthly Peak | Portfolio Adjusted | Size: Over 200kW | Other | 2021 | January Monthly Peak | 1 | 1526.303
Portfolio AdjustedSize: Over 200kWOther2021July Monthly Peak | Portfolio Adjusted | Size: Over 200kW | Other | 2021 | July Monthly Peak | 7 | 1526.303
Portfolio AdjustedSize: Over 200kWOther2021June Monthly Peak | Portfolio Adjusted | Size: Over 200kW | Other | 2021 | June Monthly Peak | 6 | 1526.303
Portfolio AdjustedSize: Over 200kWOther2021March Monthly Peak | Portfolio Adjusted | Size: Over 200kW | Other | 2021 | March Monthly Peak | 3 | 1526.303
Portfolio AdjustedSize: Over 200kWOther2021May Monthly Peak | Portfolio Adjusted | Size: Over 200kW | Other | 2021 | May Monthly Peak | 5 | 1526.303
Portfolio AdjustedSize: Over 200kWOther2021November Monthly Peak | Portfolio Adjusted | Size: Over 200kW | Other | 2021 | November Monthly Peak | 11 | 1526.303
Portfolio AdjustedSize: Over 200kWOther2021October Monthly Peak | Portfolio Adjusted | Size: Over 200kW | Other | 2021 | October Monthly Peak | 10 | 1526.303
Portfolio AdjustedSize: Over 200kWOther2021September Monthly Peak | Portfolio Adjusted | Size: Over 200kW | Other | 2021 | September Monthly Peak | 9 | 1526.303
Portfolio AdjustedSize: Over 200kWOther2021Typical Event Day | Portfolio Adjusted | Size: Over 200kW | Other | 2021 | Typical Event Day | 8 | 1526.303
Portfolio AdjustedSize: Over 200kWOther2022April Monthly Peak | Portfolio Adjusted | Size: Over 200kW | Other | 2022 | April Monthly Peak | 4 | 1530.8819
Portfolio AdjustedSize: Over 200kWOther2022August Monthly Peak | Portfolio Adjusted | Size: Over 200kW | Other | 2022 | August Monthly Peak | 8 | 1530.8819
Portfolio AdjustedSize: Over 200kWOther2022December Monthly Peak | Portfolio Adjusted | Size: Over 200kW | Other | 2022 | December Monthly Peak | 12 | 1530.8819
Portfolio AdjustedSize: Over 200kWOther2022February Monthly Peak | Portfolio Adjusted | Size: Over 200kW | Other | 2022 | February Monthly Peak | 2 | 1530.8819
Portfolio AdjustedSize: Over 200kWOther2022January Monthly Peak | Portfolio Adjusted | Size: Over 200kW | Other | 2022 | January Monthly Peak | 1 | 1530.8819
Portfolio AdjustedSize: Over 200kWOther2022July Monthly Peak | Portfolio Adjusted | Size: Over 200kW | Other | 2022 | July Monthly Peak | 7 | 1530.8819
Portfolio AdjustedSize: Over 200kWOther2022June Monthly Peak | Portfolio Adjusted | Size: Over 200kW | Other | 2022 | June Monthly Peak | 6 | 1530.8819
Portfolio AdjustedSize: Over 200kWOther2022March Monthly Peak | Portfolio Adjusted | Size: Over 200kW | Other | 2022 | March Monthly Peak | 3 | 1530.8819
Portfolio AdjustedSize: Over 200kWOther2022May Monthly Peak | Portfolio Adjusted | Size: Over 200kW | Other | 2022 | May Monthly Peak | 5 | 1530.8819
Portfolio AdjustedSize: Over 200kWOther2022November Monthly Peak | Portfolio Adjusted | Size: Over 200kW | Other | 2022 | November Monthly Peak | 11 | 1530.8819
Portfolio AdjustedSize: Over 200kWOther2022October Monthly Peak | Portfolio Adjusted | Size: Over 200kW | Other | 2022 | October Monthly Peak | 10 | 1530.8819
Portfolio AdjustedSize: Over 200kWOther2022September Monthly Peak | Portfolio Adjusted | Size: Over 200kW | Other | 2022 | September Monthly Peak | 9 | 1530.8819
Portfolio AdjustedSize: Over 200kWOther2022Typical Event Day | Portfolio Adjusted | Size: Over 200kW | Other | 2022 | Typical Event Day | 8 | 1530.8819
Portfolio AdjustedSize: Over 200kWOther2023April Monthly Peak | Portfolio Adjusted | Size: Over 200kW | Other | 2023 | April Monthly Peak | 4 | 1535.4745
Portfolio AdjustedSize: Over 200kWOther2023August Monthly Peak | Portfolio Adjusted | Size: Over 200kW | Other | 2023 | August Monthly Peak | 8 | 1535.4745
Portfolio AdjustedSize: Over 200kWOther2023December Monthly Peak | Portfolio Adjusted | Size: Over 200kW | Other | 2023 | December Monthly Peak | 12 | 1535.4745
Portfolio AdjustedSize: Over 200kWOther2023February Monthly Peak | Portfolio Adjusted | Size: Over 200kW | Other | 2023 | February Monthly Peak | 2 | 1535.4745
Portfolio AdjustedSize: Over 200kWOther2023January Monthly Peak | Portfolio Adjusted | Size: Over 200kW | Other | 2023 | January Monthly Peak | 1 | 1535.4745
Portfolio AdjustedSize: Over 200kWOther2023July Monthly Peak | Portfolio Adjusted | Size: Over 200kW | Other | 2023 | July Monthly Peak | 7 | 1535.4745
Portfolio AdjustedSize: Over 200kWOther2023June Monthly Peak | Portfolio Adjusted | Size: Over 200kW | Other | 2023 | June Monthly Peak | 6 | 1535.4745
Portfolio AdjustedSize: Over 200kWOther2023March Monthly Peak | Portfolio Adjusted | Size: Over 200kW | Other | 2023 | March Monthly Peak | 3 | 1535.4745
Portfolio AdjustedSize: Over 200kWOther2023May Monthly Peak | Portfolio Adjusted | Size: Over 200kW | Other | 2023 | May Monthly Peak | 5 | 1535.4745
Portfolio AdjustedSize: Over 200kWOther2023November Monthly Peak | Portfolio Adjusted | Size: Over 200kW | Other | 2023 | November Monthly Peak | 11 | 1535.4745
Portfolio AdjustedSize: Over 200kWOther2023October Monthly Peak | Portfolio Adjusted | Size: Over 200kW | Other | 2023 | October Monthly Peak | 10 | 1535.4745
Portfolio AdjustedSize: Over 200kWOther2023September Monthly Peak | Portfolio Adjusted | Size: Over 200kW | Other | 2023 | September Monthly Peak | 9 | 1535.4745
Portfolio AdjustedSize: Over 200kWOther2023Typical Event Day | Portfolio Adjusted | Size: Over 200kW | Other | 2023 | Typical Event Day | 8 | 1535.4745
Portfolio AdjustedSize: Over 200kWOther2024April Monthly Peak | Portfolio Adjusted | Size: Over 200kW | Other | 2024 | April Monthly Peak | 4 | 1540.0809
Portfolio AdjustedSize: Over 200kWOther2024August Monthly Peak | Portfolio Adjusted | Size: Over 200kW | Other | 2024 | August Monthly Peak | 8 | 1540.0809
Portfolio AdjustedSize: Over 200kWOther2024December Monthly Peak | Portfolio Adjusted | Size: Over 200kW | Other | 2024 | December Monthly Peak | 12 | 1540.0809
Portfolio AdjustedSize: Over 200kWOther2024February Monthly Peak | Portfolio Adjusted | Size: Over 200kW | Other | 2024 | February Monthly Peak | 2 | 1540.0809
Portfolio AdjustedSize: Over 200kWOther2024January Monthly Peak | Portfolio Adjusted | Size: Over 200kW | Other | 2024 | January Monthly Peak | 1 | 1540.0809
Portfolio AdjustedSize: Over 200kWOther2024July Monthly Peak | Portfolio Adjusted | Size: Over 200kW | Other | 2024 | July Monthly Peak | 7 | 1540.0809
Portfolio AdjustedSize: Over 200kWOther2024June Monthly Peak | Portfolio Adjusted | Size: Over 200kW | Other | 2024 | June Monthly Peak | 6 | 1540.0809
Portfolio AdjustedSize: Over 200kWOther2024March Monthly Peak | Portfolio Adjusted | Size: Over 200kW | Other | 2024 | March Monthly Peak | 3 | 1540.0809
Portfolio AdjustedSize: Over 200kWOther2024May Monthly Peak | Portfolio Adjusted | Size: Over 200kW | Other | 2024 | May Monthly Peak | 5 | 1540.0809
Portfolio AdjustedSize: Over 200kWOther2024November Monthly Peak | Portfolio Adjusted | Size: Over 200kW | Other | 2024 | November Monthly Peak | 11 | 1540.0809
Portfolio AdjustedSize: Over 200kWOther2024October Monthly Peak | Portfolio Adjusted | Size: Over 200kW | Other | 2024 | October Monthly Peak | 10 | 1540.0809
Portfolio AdjustedSize: Over 200kWOther2024September Monthly Peak | Portfolio Adjusted | Size: Over 200kW | Other | 2024 | September Monthly Peak | 9 | 1540.0809
Portfolio AdjustedSize: Over 200kWOther2024Typical Event Day | Portfolio Adjusted | Size: Over 200kW | Other | 2024 | Typical Event Day | 8 | 1540.0809
Portfolio AdjustedSize: Over 200kWOther2025April Monthly Peak | Portfolio Adjusted | Size: Over 200kW | Other | 2025 | April Monthly Peak | 4 | 1544.7012
Portfolio AdjustedSize: Over 200kWOther2025August Monthly Peak | Portfolio Adjusted | Size: Over 200kW | Other | 2025 | August Monthly Peak | 8 | 1544.7012
Portfolio AdjustedSize: Over 200kWOther2025December Monthly Peak | Portfolio Adjusted | Size: Over 200kW | Other | 2025 | December Monthly Peak | 12 | 1544.7012
Portfolio AdjustedSize: Over 200kWOther2025February Monthly Peak | Portfolio Adjusted | Size: Over 200kW | Other | 2025 | February Monthly Peak | 2 | 1544.7012
Portfolio AdjustedSize: Over 200kWOther2025January Monthly Peak | Portfolio Adjusted | Size: Over 200kW | Other | 2025 | January Monthly Peak | 1 | 1544.7012
Portfolio AdjustedSize: Over 200kWOther2025July Monthly Peak | Portfolio Adjusted | Size: Over 200kW | Other | 2025 | July Monthly Peak | 7 | 1544.7012
Portfolio AdjustedSize: Over 200kWOther2025June Monthly Peak | Portfolio Adjusted | Size: Over 200kW | Other | 2025 | June Monthly Peak | 6 | 1544.7012
Portfolio AdjustedSize: Over 200kWOther2025March Monthly Peak | Portfolio Adjusted | Size: Over 200kW | Other | 2025 | March Monthly Peak | 3 | 1544.7012
Portfolio AdjustedSize: Over 200kWOther2025May Monthly Peak | Portfolio Adjusted | Size: Over 200kW | Other | 2025 | May Monthly Peak | 5 | 1544.7012
Portfolio AdjustedSize: Over 200kWOther2025November Monthly Peak | Portfolio Adjusted | Size: Over 200kW | Other | 2025 | November Monthly Peak | 11 | 1544.7012
Portfolio AdjustedSize: Over 200kWOther2025October Monthly Peak | Portfolio Adjusted | Size: Over 200kW | Other | 2025 | October Monthly Peak | 10 | 1544.7012
Portfolio AdjustedSize: Over 200kWOther2025September Monthly Peak | Portfolio Adjusted | Size: Over 200kW | Other | 2025 | September Monthly Peak | 9 | 1544.7012
Portfolio AdjustedSize: Over 200kWOther2025Typical Event Day | Portfolio Adjusted | Size: Over 200kW | Other | 2025 | Typical Event Day | 8 | 1544.7012
Portfolio AdjustedSize: Over 200kWOther2026April Monthly Peak | Portfolio Adjusted | Size: Over 200kW | Other | 2026 | April Monthly Peak | 4 | 1549.3353
Portfolio AdjustedSize: Over 200kWOther2026August Monthly Peak | Portfolio Adjusted | Size: Over 200kW | Other | 2026 | August Monthly Peak | 8 | 1549.3353
Portfolio AdjustedSize: Over 200kWOther2026December Monthly Peak | Portfolio Adjusted | Size: Over 200kW | Other | 2026 | December Monthly Peak | 12 | 1549.3353
Portfolio AdjustedSize: Over 200kWOther2026February Monthly Peak | Portfolio Adjusted | Size: Over 200kW | Other | 2026 | February Monthly Peak | 2 | 1549.3353
Portfolio AdjustedSize: Over 200kWOther2026January Monthly Peak | Portfolio Adjusted | Size: Over 200kW | Other | 2026 | January Monthly Peak | 1 | 1549.3353
Portfolio AdjustedSize: Over 200kWOther2026July Monthly Peak | Portfolio Adjusted | Size: Over 200kW | Other | 2026 | July Monthly Peak | 7 | 1549.3353
Portfolio AdjustedSize: Over 200kWOther2026June Monthly Peak | Portfolio Adjusted | Size: Over 200kW | Other | 2026 | June Monthly Peak | 6 | 1549.3353
Portfolio AdjustedSize: Over 200kWOther2026March Monthly Peak | Portfolio Adjusted | Size: Over 200kW | Other | 2026 | March Monthly Peak | 3 | 1549.3353
Portfolio AdjustedSize: Over 200kWOther2026May Monthly Peak | Portfolio Adjusted | Size: Over 200kW | Other | 2026 | May Monthly Peak | 5 | 1549.3353
Portfolio AdjustedSize: Over 200kWOther2026November Monthly Peak | Portfolio Adjusted | Size: Over 200kW | Other | 2026 | November Monthly Peak | 11 | 1549.3353
Portfolio AdjustedSize: Over 200kWOther2026October Monthly Peak | Portfolio Adjusted | Size: Over 200kW | Other | 2026 | October Monthly Peak | 10 | 1549.3353
Portfolio AdjustedSize: Over 200kWOther2026September Monthly Peak | Portfolio Adjusted | Size: Over 200kW | Other | 2026 | September Monthly Peak | 9 | 1549.3353
Portfolio AdjustedSize: Over 200kWOther2026Typical Event Day | Portfolio Adjusted | Size: Over 200kW | Other | 2026 | Typical Event Day | 8 | 1549.3353
Portfolio AdjustedSize: Over 200kWSouth of Lugo2015April Monthly Peak | Portfolio Adjusted | Size: Over 200kW | South of Lugo | 2015 | April Monthly Peak | 4 | 290.2615
Portfolio AdjustedSize: Over 200kWSouth of Lugo2015August Monthly Peak | Portfolio Adjusted | Size: Over 200kW | South of Lugo | 2015 | August Monthly Peak | 8 | 290.2615
Portfolio AdjustedSize: Over 200kWSouth of Lugo2015December Monthly Peak | Portfolio Adjusted | Size: Over 200kW | South of Lugo | 2015 | December Monthly Peak | 12 | 290.2615
Portfolio AdjustedSize: Over 200kWSouth of Lugo2015February Monthly Peak | Portfolio Adjusted | Size: Over 200kW | South of Lugo | 2015 | February Monthly Peak | 2 | 290.2615
Portfolio AdjustedSize: Over 200kWSouth of Lugo2015January Monthly Peak | Portfolio Adjusted | Size: Over 200kW | South of Lugo | 2015 | January Monthly Peak | 1 | 290.2615
Portfolio AdjustedSize: Over 200kWSouth of Lugo2015July Monthly Peak | Portfolio Adjusted | Size: Over 200kW | South of Lugo | 2015 | July Monthly Peak | 7 | 290.2615
Portfolio AdjustedSize: Over 200kWSouth of Lugo2015June Monthly Peak | Portfolio Adjusted | Size: Over 200kW | South of Lugo | 2015 | June Monthly Peak | 6 | 290.2615
Portfolio AdjustedSize: Over 200kWSouth of Lugo2015March Monthly Peak | Portfolio Adjusted | Size: Over 200kW | South of Lugo | 2015 | March Monthly Peak | 3 | 290.2615
Portfolio AdjustedSize: Over 200kWSouth of Lugo2015May Monthly Peak | Portfolio Adjusted | Size: Over 200kW | South of Lugo | 2015 | May Monthly Peak | 5 | 290.2615
Portfolio AdjustedSize: Over 200kWSouth of Lugo2015November Monthly Peak | Portfolio Adjusted | Size: Over 200kW | South of Lugo | 2015 | November Monthly Peak | 11 | 290.2615
Portfolio AdjustedSize: Over 200kWSouth of Lugo2015October Monthly Peak | Portfolio Adjusted | Size: Over 200kW | South of Lugo | 2015 | October Monthly Peak | 10 | 290.2615
Portfolio AdjustedSize: Over 200kWSouth of Lugo2015September Monthly Peak | Portfolio Adjusted | Size: Over 200kW | South of Lugo | 2015 | September Monthly Peak | 9 | 290.2615
Portfolio AdjustedSize: Over 200kWSouth of Lugo2015Typical Event Day | Portfolio Adjusted | Size: Over 200kW | South of Lugo | 2015 | Typical Event Day | 8 | 290.2615
Portfolio AdjustedSize: Over 200kWSouth of Lugo2016April Monthly Peak | Portfolio Adjusted | Size: Over 200kW | South of Lugo | 2016 | April Monthly Peak | 4 | 290.2615
Portfolio AdjustedSize: Over 200kWSouth of Lugo2016August Monthly Peak | Portfolio Adjusted | Size: Over 200kW | South of Lugo | 2016 | August Monthly Peak | 8 | 290.2615
Portfolio AdjustedSize: Over 200kWSouth of Lugo2016December Monthly Peak | Portfolio Adjusted | Size: Over 200kW | South of Lugo | 2016 | December Monthly Peak | 12 | 290.2615
Portfolio AdjustedSize: Over 200kWSouth of Lugo2016February Monthly Peak | Portfolio Adjusted | Size: Over 200kW | South of Lugo | 2016 | February Monthly Peak | 2 | 290.2615
Portfolio AdjustedSize: Over 200kWSouth of Lugo2016January Monthly Peak | Portfolio Adjusted | Size: Over 200kW | South of Lugo | 2016 | January Monthly Peak | 1 | 290.2615
Portfolio AdjustedSize: Over 200kWSouth of Lugo2016July Monthly Peak | Portfolio Adjusted | Size: Over 200kW | South of Lugo | 2016 | July Monthly Peak | 7 | 290.2615
Portfolio AdjustedSize: Over 200kWSouth of Lugo2016June Monthly Peak | Portfolio Adjusted | Size: Over 200kW | South of Lugo | 2016 | June Monthly Peak | 6 | 290.2615
Portfolio AdjustedSize: Over 200kWSouth of Lugo2016March Monthly Peak | Portfolio Adjusted | Size: Over 200kW | South of Lugo | 2016 | March Monthly Peak | 3 | 290.2615
Portfolio AdjustedSize: Over 200kWSouth of Lugo2016May Monthly Peak | Portfolio Adjusted | Size: Over 200kW | South of Lugo | 2016 | May Monthly Peak | 5 | 290.2615
Portfolio AdjustedSize: Over 200kWSouth of Lugo2016November Monthly Peak | Portfolio Adjusted | Size: Over 200kW | South of Lugo | 2016 | November Monthly Peak | 11 | 290.2615
Portfolio AdjustedSize: Over 200kWSouth of Lugo2016October Monthly Peak | Portfolio Adjusted | Size: Over 200kW | South of Lugo | 2016 | October Monthly Peak | 10 | 290.2615
Portfolio AdjustedSize: Over 200kWSouth of Lugo2016September Monthly Peak | Portfolio Adjusted | Size: Over 200kW | South of Lugo | 2016 | September Monthly Peak | 9 | 290.2615
Portfolio AdjustedSize: Over 200kWSouth of Lugo2016Typical Event Day | Portfolio Adjusted | Size: Over 200kW | South of Lugo | 2016 | Typical Event Day | 8 | 290.2615
Portfolio AdjustedSize: Over 200kWSouth of Lugo2017April Monthly Peak | Portfolio Adjusted | Size: Over 200kW | South of Lugo | 2017 | April Monthly Peak | 4 | 292.3804
Portfolio AdjustedSize: Over 200kWSouth of Lugo2017August Monthly Peak | Portfolio Adjusted | Size: Over 200kW | South of Lugo | 2017 | August Monthly Peak | 8 | 292.3804
Portfolio AdjustedSize: Over 200kWSouth of Lugo2017December Monthly Peak | Portfolio Adjusted | Size: Over 200kW | South of Lugo | 2017 | December Monthly Peak | 12 | 292.3804
Portfolio AdjustedSize: Over 200kWSouth of Lugo2017February Monthly Peak | Portfolio Adjusted | Size: Over 200kW | South of Lugo | 2017 | February Monthly Peak | 2 | 292.3804
Portfolio AdjustedSize: Over 200kWSouth of Lugo2017January Monthly Peak | Portfolio Adjusted | Size: Over 200kW | South of Lugo | 2017 | January Monthly Peak | 1 | 292.3804
Portfolio AdjustedSize: Over 200kWSouth of Lugo2017July Monthly Peak | Portfolio Adjusted | Size: Over 200kW | South of Lugo | 2017 | July Monthly Peak | 7 | 292.3804
Portfolio AdjustedSize: Over 200kWSouth of Lugo2017June Monthly Peak | Portfolio Adjusted | Size: Over 200kW | South of Lugo | 2017 | June Monthly Peak | 6 | 292.3804
Portfolio AdjustedSize: Over 200kWSouth of Lugo2017March Monthly Peak | Portfolio Adjusted | Size: Over 200kW | South of Lugo | 2017 | March Monthly Peak | 3 | 292.3804
Portfolio AdjustedSize: Over 200kWSouth of Lugo2017May Monthly Peak | Portfolio Adjusted | Size: Over 200kW | South of Lugo | 2017 | May Monthly Peak | 5 | 292.3804
Portfolio AdjustedSize: Over 200kWSouth of Lugo2017November Monthly Peak | Portfolio Adjusted | Size: Over 200kW | South of Lugo | 2017 | November Monthly Peak | 11 | 292.3804
Portfolio AdjustedSize: Over 200kWSouth of Lugo2017October Monthly Peak | Portfolio Adjusted | Size: Over 200kW | South of Lugo | 2017 | October Monthly Peak | 10 | 292.3804
Portfolio AdjustedSize: Over 200kWSouth of Lugo2017September Monthly Peak | Portfolio Adjusted | Size: Over 200kW | South of Lugo | 2017 | September Monthly Peak | 9 | 292.3804
Portfolio AdjustedSize: Over 200kWSouth of Lugo2017Typical Event Day | Portfolio Adjusted | Size: Over 200kW | South of Lugo | 2017 | Typical Event Day | 8 | 292.3804
Portfolio AdjustedSize: Over 200kWSouth of Lugo2018April Monthly Peak | Portfolio Adjusted | Size: Over 200kW | South of Lugo | 2018 | April Monthly Peak | 4 | 293.2575
Portfolio AdjustedSize: Over 200kWSouth of Lugo2018August Monthly Peak | Portfolio Adjusted | Size: Over 200kW | South of Lugo | 2018 | August Monthly Peak | 8 | 293.2575
Portfolio AdjustedSize: Over 200kWSouth of Lugo2018December Monthly Peak | Portfolio Adjusted | Size: Over 200kW | South of Lugo | 2018 | December Monthly Peak | 12 | 293.2575
Portfolio AdjustedSize: Over 200kWSouth of Lugo2018February Monthly Peak | Portfolio Adjusted | Size: Over 200kW | South of Lugo | 2018 | February Monthly Peak | 2 | 293.2575
Portfolio AdjustedSize: Over 200kWSouth of Lugo2018January Monthly Peak | Portfolio Adjusted | Size: Over 200kW | South of Lugo | 2018 | January Monthly Peak | 1 | 293.2575
Portfolio AdjustedSize: Over 200kWSouth of Lugo2018July Monthly Peak | Portfolio Adjusted | Size: Over 200kW | South of Lugo | 2018 | July Monthly Peak | 7 | 293.2575
Portfolio AdjustedSize: Over 200kWSouth of Lugo2018June Monthly Peak | Portfolio Adjusted | Size: Over 200kW | South of Lugo | 2018 | June Monthly Peak | 6 | 293.2575
Portfolio AdjustedSize: Over 200kWSouth of Lugo2018March Monthly Peak | Portfolio Adjusted | Size: Over 200kW | South of Lugo | 2018 | March Monthly Peak | 3 | 293.2575
Portfolio AdjustedSize: Over 200kWSouth of Lugo2018May Monthly Peak | Portfolio Adjusted | Size: Over 200kW | South of Lugo | 2018 | May Monthly Peak | 5 | 293.2575
Portfolio AdjustedSize: Over 200kWSouth of Lugo2018November Monthly Peak | Portfolio Adjusted | Size: Over 200kW | South of Lugo | 2018 | November Monthly Peak | 11 | 293.2575
Portfolio AdjustedSize: Over 200kWSouth of Lugo2018October Monthly Peak | Portfolio Adjusted | Size: Over 200kW | South of Lugo | 2018 | October Monthly Peak | 10 | 293.2575
Portfolio AdjustedSize: Over 200kWSouth of Lugo2018September Monthly Peak | Portfolio Adjusted | Size: Over 200kW | South of Lugo | 2018 | September Monthly Peak | 9 | 293.2575
Portfolio AdjustedSize: Over 200kWSouth of Lugo2018Typical Event Day | Portfolio Adjusted | Size: Over 200kW | South of Lugo | 2018 | Typical Event Day | 8 | 293.2575
Portfolio AdjustedSize: Over 200kWSouth of Lugo2019April Monthly Peak | Portfolio Adjusted | Size: Over 200kW | South of Lugo | 2019 | April Monthly Peak | 4 | 294.1373
Portfolio AdjustedSize: Over 200kWSouth of Lugo2019August Monthly Peak | Portfolio Adjusted | Size: Over 200kW | South of Lugo | 2019 | August Monthly Peak | 8 | 294.1373
Portfolio AdjustedSize: Over 200kWSouth of Lugo2019December Monthly Peak | Portfolio Adjusted | Size: Over 200kW | South of Lugo | 2019 | December Monthly Peak | 12 | 294.1373
Portfolio AdjustedSize: Over 200kWSouth of Lugo2019February Monthly Peak | Portfolio Adjusted | Size: Over 200kW | South of Lugo | 2019 | February Monthly Peak | 2 | 294.1373
Portfolio AdjustedSize: Over 200kWSouth of Lugo2019January Monthly Peak | Portfolio Adjusted | Size: Over 200kW | South of Lugo | 2019 | January Monthly Peak | 1 | 294.1373
Portfolio AdjustedSize: Over 200kWSouth of Lugo2019July Monthly Peak | Portfolio Adjusted | Size: Over 200kW | South of Lugo | 2019 | July Monthly Peak | 7 | 294.1373
Portfolio AdjustedSize: Over 200kWSouth of Lugo2019June Monthly Peak | Portfolio Adjusted | Size: Over 200kW | South of Lugo | 2019 | June Monthly Peak | 6 | 294.1373
Portfolio AdjustedSize: Over 200kWSouth of Lugo2019March Monthly Peak | Portfolio Adjusted | Size: Over 200kW | South of Lugo | 2019 | March Monthly Peak | 3 | 294.1373
Portfolio AdjustedSize: Over 200kWSouth of Lugo2019May Monthly Peak | Portfolio Adjusted | Size: Over 200kW | South of Lugo | 2019 | May Monthly Peak | 5 | 294.1373
Portfolio AdjustedSize: Over 200kWSouth of Lugo2019November Monthly Peak | Portfolio Adjusted | Size: Over 200kW | South of Lugo | 2019 | November Monthly Peak | 11 | 294.1373
Portfolio AdjustedSize: Over 200kWSouth of Lugo2019October Monthly Peak | Portfolio Adjusted | Size: Over 200kW | South of Lugo | 2019 | October Monthly Peak | 10 | 294.1373
Portfolio AdjustedSize: Over 200kWSouth of Lugo2019September Monthly Peak | Portfolio Adjusted | Size: Over 200kW | South of Lugo | 2019 | September Monthly Peak | 9 | 294.1373
Portfolio AdjustedSize: Over 200kWSouth of Lugo2019Typical Event Day | Portfolio Adjusted | Size: Over 200kW | South of Lugo | 2019 | Typical Event Day | 8 | 294.1373
Portfolio AdjustedSize: Over 200kWSouth of Lugo2020April Monthly Peak | Portfolio Adjusted | Size: Over 200kW | South of Lugo | 2020 | April Monthly Peak | 4 | 295.0197
Portfolio AdjustedSize: Over 200kWSouth of Lugo2020August Monthly Peak | Portfolio Adjusted | Size: Over 200kW | South of Lugo | 2020 | August Monthly Peak | 8 | 295.0197
Portfolio AdjustedSize: Over 200kWSouth of Lugo2020December Monthly Peak | Portfolio Adjusted | Size: Over 200kW | South of Lugo | 2020 | December Monthly Peak | 12 | 295.0197
Portfolio AdjustedSize: Over 200kWSouth of Lugo2020February Monthly Peak | Portfolio Adjusted | Size: Over 200kW | South of Lugo | 2020 | February Monthly Peak | 2 | 295.0197
Portfolio AdjustedSize: Over 200kWSouth of Lugo2020January Monthly Peak | Portfolio Adjusted | Size: Over 200kW | South of Lugo | 2020 | January Monthly Peak | 1 | 295.0197
Portfolio AdjustedSize: Over 200kWSouth of Lugo2020July Monthly Peak | Portfolio Adjusted | Size: Over 200kW | South of Lugo | 2020 | July Monthly Peak | 7 | 295.0197
Portfolio AdjustedSize: Over 200kWSouth of Lugo2020June Monthly Peak | Portfolio Adjusted | Size: Over 200kW | South of Lugo | 2020 | June Monthly Peak | 6 | 295.0197
Portfolio AdjustedSize: Over 200kWSouth of Lugo2020March Monthly Peak | Portfolio Adjusted | Size: Over 200kW | South of Lugo | 2020 | March Monthly Peak | 3 | 295.0197
Portfolio AdjustedSize: Over 200kWSouth of Lugo2020May Monthly Peak | Portfolio Adjusted | Size: Over 200kW | South of Lugo | 2020 | May Monthly Peak | 5 | 295.0197
Portfolio AdjustedSize: Over 200kWSouth of Lugo2020November Monthly Peak | Portfolio Adjusted | Size: Over 200kW | South of Lugo | 2020 | November Monthly Peak | 11 | 295.0197
Portfolio AdjustedSize: Over 200kWSouth of Lugo2020October Monthly Peak | Portfolio Adjusted | Size: Over 200kW | South of Lugo | 2020 | October Monthly Peak | 10 | 295.0197
Portfolio AdjustedSize: Over 200kWSouth of Lugo2020September Monthly Peak | Portfolio Adjusted | Size: Over 200kW | South of Lugo | 2020 | September Monthly Peak | 9 | 295.0197
Portfolio AdjustedSize: Over 200kWSouth of Lugo2020Typical Event Day | Portfolio Adjusted | Size: Over 200kW | South of Lugo | 2020 | Typical Event Day | 8 | 295.0197
Portfolio AdjustedSize: Over 200kWSouth of Lugo2021April Monthly Peak | Portfolio Adjusted | Size: Over 200kW | South of Lugo | 2021 | April Monthly Peak | 4 | 295.9048
Portfolio AdjustedSize: Over 200kWSouth of Lugo2021August Monthly Peak | Portfolio Adjusted | Size: Over 200kW | South of Lugo | 2021 | August Monthly Peak | 8 | 295.9048
Portfolio AdjustedSize: Over 200kWSouth of Lugo2021December Monthly Peak | Portfolio Adjusted | Size: Over 200kW | South of Lugo | 2021 | December Monthly Peak | 12 | 295.9048
Portfolio AdjustedSize: Over 200kWSouth of Lugo2021February Monthly Peak | Portfolio Adjusted | Size: Over 200kW | South of Lugo | 2021 | February Monthly Peak | 2 | 295.9048
Portfolio AdjustedSize: Over 200kWSouth of Lugo2021January Monthly Peak | Portfolio Adjusted | Size: Over 200kW | South of Lugo | 2021 | January Monthly Peak | 1 | 295.9048
Portfolio AdjustedSize: Over 200kWSouth of Lugo2021July Monthly Peak | Portfolio Adjusted | Size: Over 200kW | South of Lugo | 2021 | July Monthly Peak | 7 | 295.9048
Portfolio AdjustedSize: Over 200kWSouth of Lugo2021June Monthly Peak | Portfolio Adjusted | Size: Over 200kW | South of Lugo | 2021 | June Monthly Peak | 6 | 295.9048
Portfolio AdjustedSize: Over 200kWSouth of Lugo2021March Monthly Peak | Portfolio Adjusted | Size: Over 200kW | South of Lugo | 2021 | March Monthly Peak | 3 | 295.9048
Portfolio AdjustedSize: Over 200kWSouth of Lugo2021May Monthly Peak | Portfolio Adjusted | Size: Over 200kW | South of Lugo | 2021 | May Monthly Peak | 5 | 295.9048
Portfolio AdjustedSize: Over 200kWSouth of Lugo2021November Monthly Peak | Portfolio Adjusted | Size: Over 200kW | South of Lugo | 2021 | November Monthly Peak | 11 | 295.9048
Portfolio AdjustedSize: Over 200kWSouth of Lugo2021October Monthly Peak | Portfolio Adjusted | Size: Over 200kW | South of Lugo | 2021 | October Monthly Peak | 10 | 295.9048
Portfolio AdjustedSize: Over 200kWSouth of Lugo2021September Monthly Peak | Portfolio Adjusted | Size: Over 200kW | South of Lugo | 2021 | September Monthly Peak | 9 | 295.9048
Portfolio AdjustedSize: Over 200kWSouth of Lugo2021Typical Event Day | Portfolio Adjusted | Size: Over 200kW | South of Lugo | 2021 | Typical Event Day | 8 | 295.9048
Portfolio AdjustedSize: Over 200kWSouth of Lugo2022April Monthly Peak | Portfolio Adjusted | Size: Over 200kW | South of Lugo | 2022 | April Monthly Peak | 4 | 296.7925
Portfolio AdjustedSize: Over 200kWSouth of Lugo2022August Monthly Peak | Portfolio Adjusted | Size: Over 200kW | South of Lugo | 2022 | August Monthly Peak | 8 | 296.7925
Portfolio AdjustedSize: Over 200kWSouth of Lugo2022December Monthly Peak | Portfolio Adjusted | Size: Over 200kW | South of Lugo | 2022 | December Monthly Peak | 12 | 296.7925
Portfolio AdjustedSize: Over 200kWSouth of Lugo2022February Monthly Peak | Portfolio Adjusted | Size: Over 200kW | South of Lugo | 2022 | February Monthly Peak | 2 | 296.7925
Portfolio AdjustedSize: Over 200kWSouth of Lugo2022January Monthly Peak | Portfolio Adjusted | Size: Over 200kW | South of Lugo | 2022 | January Monthly Peak | 1 | 296.7925
Portfolio AdjustedSize: Over 200kWSouth of Lugo2022July Monthly Peak | Portfolio Adjusted | Size: Over 200kW | South of Lugo | 2022 | July Monthly Peak | 7 | 296.7925
Portfolio AdjustedSize: Over 200kWSouth of Lugo2022June Monthly Peak | Portfolio Adjusted | Size: Over 200kW | South of Lugo | 2022 | June Monthly Peak | 6 | 296.7925
Portfolio AdjustedSize: Over 200kWSouth of Lugo2022March Monthly Peak | Portfolio Adjusted | Size: Over 200kW | South of Lugo | 2022 | March Monthly Peak | 3 | 296.7925
Portfolio AdjustedSize: Over 200kWSouth of Lugo2022May Monthly Peak | Portfolio Adjusted | Size: Over 200kW | South of Lugo | 2022 | May Monthly Peak | 5 | 296.7925
Portfolio AdjustedSize: Over 200kWSouth of Lugo2022November Monthly Peak | Portfolio Adjusted | Size: Over 200kW | South of Lugo | 2022 | November Monthly Peak | 11 | 296.7925
Portfolio AdjustedSize: Over 200kWSouth of Lugo2022October Monthly Peak | Portfolio Adjusted | Size: Over 200kW | South of Lugo | 2022 | October Monthly Peak | 10 | 296.7925
Portfolio AdjustedSize: Over 200kWSouth of Lugo2022September Monthly Peak | Portfolio Adjusted | Size: Over 200kW | South of Lugo | 2022 | September Monthly Peak | 9 | 296.7925
Portfolio AdjustedSize: Over 200kWSouth of Lugo2022Typical Event Day | Portfolio Adjusted | Size: Over 200kW | South of Lugo | 2022 | Typical Event Day | 8 | 296.7925
Portfolio AdjustedSize: Over 200kWSouth of Lugo2023April Monthly Peak | Portfolio Adjusted | Size: Over 200kW | South of Lugo | 2023 | April Monthly Peak | 4 | 297.6829
Portfolio AdjustedSize: Over 200kWSouth of Lugo2023August Monthly Peak | Portfolio Adjusted | Size: Over 200kW | South of Lugo | 2023 | August Monthly Peak | 8 | 297.6829
Portfolio AdjustedSize: Over 200kWSouth of Lugo2023December Monthly Peak | Portfolio Adjusted | Size: Over 200kW | South of Lugo | 2023 | December Monthly Peak | 12 | 297.6829
Portfolio AdjustedSize: Over 200kWSouth of Lugo2023February Monthly Peak | Portfolio Adjusted | Size: Over 200kW | South of Lugo | 2023 | February Monthly Peak | 2 | 297.6829
Portfolio AdjustedSize: Over 200kWSouth of Lugo2023January Monthly Peak | Portfolio Adjusted | Size: Over 200kW | South of Lugo | 2023 | January Monthly Peak | 1 | 297.6829
Portfolio AdjustedSize: Over 200kWSouth of Lugo2023July Monthly Peak | Portfolio Adjusted | Size: Over 200kW | South of Lugo | 2023 | July Monthly Peak | 7 | 297.6829
Portfolio AdjustedSize: Over 200kWSouth of Lugo2023June Monthly Peak | Portfolio Adjusted | Size: Over 200kW | South of Lugo | 2023 | June Monthly Peak | 6 | 297.6829
Portfolio AdjustedSize: Over 200kWSouth of Lugo2023March Monthly Peak | Portfolio Adjusted | Size: Over 200kW | South of Lugo | 2023 | March Monthly Peak | 3 | 297.6829
Portfolio AdjustedSize: Over 200kWSouth of Lugo2023May Monthly Peak | Portfolio Adjusted | Size: Over 200kW | South of Lugo | 2023 | May Monthly Peak | 5 | 297.6829
Portfolio AdjustedSize: Over 200kWSouth of Lugo2023November Monthly Peak | Portfolio Adjusted | Size: Over 200kW | South of Lugo | 2023 | November Monthly Peak | 11 | 297.6829
Portfolio AdjustedSize: Over 200kWSouth of Lugo2023October Monthly Peak | Portfolio Adjusted | Size: Over 200kW | South of Lugo | 2023 | October Monthly Peak | 10 | 297.6829
Portfolio AdjustedSize: Over 200kWSouth of Lugo2023September Monthly Peak | Portfolio Adjusted | Size: Over 200kW | South of Lugo | 2023 | September Monthly Peak | 9 | 297.6829
Portfolio AdjustedSize: Over 200kWSouth of Lugo2023Typical Event Day | Portfolio Adjusted | Size: Over 200kW | South of Lugo | 2023 | Typical Event Day | 8 | 297.6829
Portfolio AdjustedSize: Over 200kWSouth of Lugo2024April Monthly Peak | Portfolio Adjusted | Size: Over 200kW | South of Lugo | 2024 | April Monthly Peak | 4 | 298.5759
Portfolio AdjustedSize: Over 200kWSouth of Lugo2024August Monthly Peak | Portfolio Adjusted | Size: Over 200kW | South of Lugo | 2024 | August Monthly Peak | 8 | 298.5759
Portfolio AdjustedSize: Over 200kWSouth of Lugo2024December Monthly Peak | Portfolio Adjusted | Size: Over 200kW | South of Lugo | 2024 | December Monthly Peak | 12 | 298.5759
Portfolio AdjustedSize: Over 200kWSouth of Lugo2024February Monthly Peak | Portfolio Adjusted | Size: Over 200kW | South of Lugo | 2024 | February Monthly Peak | 2 | 298.5759
Portfolio AdjustedSize: Over 200kWSouth of Lugo2024January Monthly Peak | Portfolio Adjusted | Size: Over 200kW | South of Lugo | 2024 | January Monthly Peak | 1 | 298.5759
Portfolio AdjustedSize: Over 200kWSouth of Lugo2024July Monthly Peak | Portfolio Adjusted | Size: Over 200kW | South of Lugo | 2024 | July Monthly Peak | 7 | 298.5759
Portfolio AdjustedSize: Over 200kWSouth of Lugo2024June Monthly Peak | Portfolio Adjusted | Size: Over 200kW | South of Lugo | 2024 | June Monthly Peak | 6 | 298.5759
Portfolio AdjustedSize: Over 200kWSouth of Lugo2024March Monthly Peak | Portfolio Adjusted | Size: Over 200kW | South of Lugo | 2024 | March Monthly Peak | 3 | 298.5759
Portfolio AdjustedSize: Over 200kWSouth of Lugo2024May Monthly Peak | Portfolio Adjusted | Size: Over 200kW | South of Lugo | 2024 | May Monthly Peak | 5 | 298.5759
Portfolio AdjustedSize: Over 200kWSouth of Lugo2024November Monthly Peak | Portfolio Adjusted | Size: Over 200kW | South of Lugo | 2024 | November Monthly Peak | 11 | 298.5759
Portfolio AdjustedSize: Over 200kWSouth of Lugo2024October Monthly Peak | Portfolio Adjusted | Size: Over 200kW | South of Lugo | 2024 | October Monthly Peak | 10 | 298.5759
Portfolio AdjustedSize: Over 200kWSouth of Lugo2024September Monthly Peak | Portfolio Adjusted | Size: Over 200kW | South of Lugo | 2024 | September Monthly Peak | 9 | 298.5759
Portfolio AdjustedSize: Over 200kWSouth of Lugo2024Typical Event Day | Portfolio Adjusted | Size: Over 200kW | South of Lugo | 2024 | Typical Event Day | 8 | 298.5759
Portfolio AdjustedSize: Over 200kWSouth of Lugo2025April Monthly Peak | Portfolio Adjusted | Size: Over 200kW | South of Lugo | 2025 | April Monthly Peak | 4 | 299.4717
Portfolio AdjustedSize: Over 200kWSouth of Lugo2025August Monthly Peak | Portfolio Adjusted | Size: Over 200kW | South of Lugo | 2025 | August Monthly Peak | 8 | 299.4717
Portfolio AdjustedSize: Over 200kWSouth of Lugo2025December Monthly Peak | Portfolio Adjusted | Size: Over 200kW | South of Lugo | 2025 | December Monthly Peak | 12 | 299.4717
Portfolio AdjustedSize: Over 200kWSouth of Lugo2025February Monthly Peak | Portfolio Adjusted | Size: Over 200kW | South of Lugo | 2025 | February Monthly Peak | 2 | 299.4717
Portfolio AdjustedSize: Over 200kWSouth of Lugo2025January Monthly Peak | Portfolio Adjusted | Size: Over 200kW | South of Lugo | 2025 | January Monthly Peak | 1 | 299.4717
Portfolio AdjustedSize: Over 200kWSouth of Lugo2025July Monthly Peak | Portfolio Adjusted | Size: Over 200kW | South of Lugo | 2025 | July Monthly Peak | 7 | 299.4717
Portfolio AdjustedSize: Over 200kWSouth of Lugo2025June Monthly Peak | Portfolio Adjusted | Size: Over 200kW | South of Lugo | 2025 | June Monthly Peak | 6 | 299.4717
Portfolio AdjustedSize: Over 200kWSouth of Lugo2025March Monthly Peak | Portfolio Adjusted | Size: Over 200kW | South of Lugo | 2025 | March Monthly Peak | 3 | 299.4717
Portfolio AdjustedSize: Over 200kWSouth of Lugo2025May Monthly Peak | Portfolio Adjusted | Size: Over 200kW | South of Lugo | 2025 | May Monthly Peak | 5 | 299.4717
Portfolio AdjustedSize: Over 200kWSouth of Lugo2025November Monthly Peak | Portfolio Adjusted | Size: Over 200kW | South of Lugo | 2025 | November Monthly Peak | 11 | 299.4717
Portfolio AdjustedSize: Over 200kWSouth of Lugo2025October Monthly Peak | Portfolio Adjusted | Size: Over 200kW | South of Lugo | 2025 | October Monthly Peak | 10 | 299.4717
Portfolio AdjustedSize: Over 200kWSouth of Lugo2025September Monthly Peak | Portfolio Adjusted | Size: Over 200kW | South of Lugo | 2025 | September Monthly Peak | 9 | 299.4717
Portfolio AdjustedSize: Over 200kWSouth of Lugo2025Typical Event Day | Portfolio Adjusted | Size: Over 200kW | South of Lugo | 2025 | Typical Event Day | 8 | 299.4717
Portfolio AdjustedSize: Over 200kWSouth of Lugo2026April Monthly Peak | Portfolio Adjusted | Size: Over 200kW | South of Lugo | 2026 | April Monthly Peak | 4 | 300.3701
Portfolio AdjustedSize: Over 200kWSouth of Lugo2026August Monthly Peak | Portfolio Adjusted | Size: Over 200kW | South of Lugo | 2026 | August Monthly Peak | 8 | 300.3701
Portfolio AdjustedSize: Over 200kWSouth of Lugo2026December Monthly Peak | Portfolio Adjusted | Size: Over 200kW | South of Lugo | 2026 | December Monthly Peak | 12 | 300.3701
Portfolio AdjustedSize: Over 200kWSouth of Lugo2026February Monthly Peak | Portfolio Adjusted | Size: Over 200kW | South of Lugo | 2026 | February Monthly Peak | 2 | 300.3701
Portfolio AdjustedSize: Over 200kWSouth of Lugo2026January Monthly Peak | Portfolio Adjusted | Size: Over 200kW | South of Lugo | 2026 | January Monthly Peak | 1 | 300.3701
Portfolio AdjustedSize: Over 200kWSouth of Lugo2026July Monthly Peak | Portfolio Adjusted | Size: Over 200kW | South of Lugo | 2026 | July Monthly Peak | 7 | 300.3701
Portfolio AdjustedSize: Over 200kWSouth of Lugo2026June Monthly Peak | Portfolio Adjusted | Size: Over 200kW | South of Lugo | 2026 | June Monthly Peak | 6 | 300.3701
Portfolio AdjustedSize: Over 200kWSouth of Lugo2026March Monthly Peak | Portfolio Adjusted | Size: Over 200kW | South of Lugo | 2026 | March Monthly Peak | 3 | 300.3701
Portfolio AdjustedSize: Over 200kWSouth of Lugo2026May Monthly Peak | Portfolio Adjusted | Size: Over 200kW | South of Lugo | 2026 | May Monthly Peak | 5 | 300.3701
Portfolio AdjustedSize: Over 200kWSouth of Lugo2026November Monthly Peak | Portfolio Adjusted | Size: Over 200kW | South of Lugo | 2026 | November Monthly Peak | 11 | 300.3701
Portfolio AdjustedSize: Over 200kWSouth of Lugo2026October Monthly Peak | Portfolio Adjusted | Size: Over 200kW | South of Lugo | 2026 | October Monthly Peak | 10 | 300.3701
Portfolio AdjustedSize: Over 200kWSouth of Lugo2026September Monthly Peak | Portfolio Adjusted | Size: Over 200kW | South of Lugo | 2026 | September Monthly Peak | 9 | 300.3701
Portfolio AdjustedSize: Over 200kWSouth of Lugo2026Typical Event Day | Portfolio Adjusted | Size: Over 200kW | South of Lugo | 2026 | Typical Event Day | 8 | 300.3701
Portfolio AdjustedSize: Under 20 kWAll2015April Monthly Peak | Portfolio Adjusted | Size: Under 20 kW | All | 2015 | April Monthly Peak | 4 | 0
Portfolio AdjustedSize: Under 20 kWAll2015August Monthly Peak | Portfolio Adjusted | Size: Under 20 kW | All | 2015 | August Monthly Peak | 8 | 0
Portfolio AdjustedSize: Under 20 kWAll2015December Monthly Peak | Portfolio Adjusted | Size: Under 20 kW | All | 2015 | December Monthly Peak | 12 | 0
Portfolio AdjustedSize: Under 20 kWAll2015February Monthly Peak | Portfolio Adjusted | Size: Under 20 kW | All | 2015 | February Monthly Peak | 2 | 0
Portfolio AdjustedSize: Under 20 kWAll2015January Monthly Peak | Portfolio Adjusted | Size: Under 20 kW | All | 2015 | January Monthly Peak | 1 | 0
Portfolio AdjustedSize: Under 20 kWAll2015July Monthly Peak | Portfolio Adjusted | Size: Under 20 kW | All | 2015 | July Monthly Peak | 7 | 0
Portfolio AdjustedSize: Under 20 kWAll2015June Monthly Peak | Portfolio Adjusted | Size: Under 20 kW | All | 2015 | June Monthly Peak | 6 | 0
Portfolio AdjustedSize: Under 20 kWAll2015March Monthly Peak | Portfolio Adjusted | Size: Under 20 kW | All | 2015 | March Monthly Peak | 3 | 0
Portfolio AdjustedSize: Under 20 kWAll2015May Monthly Peak | Portfolio Adjusted | Size: Under 20 kW | All | 2015 | May Monthly Peak | 5 | 0
Portfolio AdjustedSize: Under 20 kWAll2015November Monthly Peak | Portfolio Adjusted | Size: Under 20 kW | All | 2015 | November Monthly Peak | 11 | 0
Portfolio AdjustedSize: Under 20 kWAll2015October Monthly Peak | Portfolio Adjusted | Size: Under 20 kW | All | 2015 | October Monthly Peak | 10 | 0
Portfolio AdjustedSize: Under 20 kWAll2015September Monthly Peak | Portfolio Adjusted | Size: Under 20 kW | All | 2015 | September Monthly Peak | 9 | 0
Portfolio AdjustedSize: Under 20 kWAll2015Typical Event Day | Portfolio Adjusted | Size: Under 20 kW | All | 2015 | Typical Event Day | 8 | 0
Portfolio AdjustedSize: Under 20 kWAll2016April Monthly Peak | Portfolio Adjusted | Size: Under 20 kW | All | 2016 | April Monthly Peak | 4 | 0
Portfolio AdjustedSize: Under 20 kWAll2016August Monthly Peak | Portfolio Adjusted | Size: Under 20 kW | All | 2016 | August Monthly Peak | 8 | 0
Portfolio AdjustedSize: Under 20 kWAll2016December Monthly Peak | Portfolio Adjusted | Size: Under 20 kW | All | 2016 | December Monthly Peak | 12 | 0
Portfolio AdjustedSize: Under 20 kWAll2016February Monthly Peak | Portfolio Adjusted | Size: Under 20 kW | All | 2016 | February Monthly Peak | 2 | 0
Portfolio AdjustedSize: Under 20 kWAll2016January Monthly Peak | Portfolio Adjusted | Size: Under 20 kW | All | 2016 | January Monthly Peak | 1 | 0
Portfolio AdjustedSize: Under 20 kWAll2016July Monthly Peak | Portfolio Adjusted | Size: Under 20 kW | All | 2016 | July Monthly Peak | 7 | 0
Portfolio AdjustedSize: Under 20 kWAll2016June Monthly Peak | Portfolio Adjusted | Size: Under 20 kW | All | 2016 | June Monthly Peak | 6 | 0
Portfolio AdjustedSize: Under 20 kWAll2016March Monthly Peak | Portfolio Adjusted | Size: Under 20 kW | All | 2016 | March Monthly Peak | 3 | 0
Portfolio AdjustedSize: Under 20 kWAll2016May Monthly Peak | Portfolio Adjusted | Size: Under 20 kW | All | 2016 | May Monthly Peak | 5 | 0
Portfolio AdjustedSize: Under 20 kWAll2016November Monthly Peak | Portfolio Adjusted | Size: Under 20 kW | All | 2016 | November Monthly Peak | 11 | 0
Portfolio AdjustedSize: Under 20 kWAll2016October Monthly Peak | Portfolio Adjusted | Size: Under 20 kW | All | 2016 | October Monthly Peak | 10 | 0
Portfolio AdjustedSize: Under 20 kWAll2016September Monthly Peak | Portfolio Adjusted | Size: Under 20 kW | All | 2016 | September Monthly Peak | 9 | 0
Portfolio AdjustedSize: Under 20 kWAll2016Typical Event Day | Portfolio Adjusted | Size: Under 20 kW | All | 2016 | Typical Event Day | 8 | 0
Portfolio AdjustedSize: Under 20 kWAll2017April Monthly Peak | Portfolio Adjusted | Size: Under 20 kW | All | 2017 | April Monthly Peak | 4 | 0
Portfolio AdjustedSize: Under 20 kWAll2017August Monthly Peak | Portfolio Adjusted | Size: Under 20 kW | All | 2017 | August Monthly Peak | 8 | 0
Portfolio AdjustedSize: Under 20 kWAll2017December Monthly Peak | Portfolio Adjusted | Size: Under 20 kW | All | 2017 | December Monthly Peak | 12 | 0
Portfolio AdjustedSize: Under 20 kWAll2017February Monthly Peak | Portfolio Adjusted | Size: Under 20 kW | All | 2017 | February Monthly Peak | 2 | 0
Portfolio AdjustedSize: Under 20 kWAll2017January Monthly Peak | Portfolio Adjusted | Size: Under 20 kW | All | 2017 | January Monthly Peak | 1 | 0
Portfolio AdjustedSize: Under 20 kWAll2017July Monthly Peak | Portfolio Adjusted | Size: Under 20 kW | All | 2017 | July Monthly Peak | 7 | 0
Portfolio AdjustedSize: Under 20 kWAll2017June Monthly Peak | Portfolio Adjusted | Size: Under 20 kW | All | 2017 | June Monthly Peak | 6 | 0
Portfolio AdjustedSize: Under 20 kWAll2017March Monthly Peak | Portfolio Adjusted | Size: Under 20 kW | All | 2017 | March Monthly Peak | 3 | 0
Portfolio AdjustedSize: Under 20 kWAll2017May Monthly Peak | Portfolio Adjusted | Size: Under 20 kW | All | 2017 | May Monthly Peak | 5 | 0
Portfolio AdjustedSize: Under 20 kWAll2017November Monthly Peak | Portfolio Adjusted | Size: Under 20 kW | All | 2017 | November Monthly Peak | 11 | 0
Portfolio AdjustedSize: Under 20 kWAll2017October Monthly Peak | Portfolio Adjusted | Size: Under 20 kW | All | 2017 | October Monthly Peak | 10 | 0
Portfolio AdjustedSize: Under 20 kWAll2017September Monthly Peak | Portfolio Adjusted | Size: Under 20 kW | All | 2017 | September Monthly Peak | 9 | 0
Portfolio AdjustedSize: Under 20 kWAll2017Typical Event Day | Portfolio Adjusted | Size: Under 20 kW | All | 2017 | Typical Event Day | 8 | 0
Portfolio AdjustedSize: Under 20 kWAll2018April Monthly Peak | Portfolio Adjusted | Size: Under 20 kW | All | 2018 | April Monthly Peak | 4 | 215205.0064
Portfolio AdjustedSize: Under 20 kWAll2018August Monthly Peak | Portfolio Adjusted | Size: Under 20 kW | All | 2018 | August Monthly Peak | 8 | 215205.0064
Portfolio AdjustedSize: Under 20 kWAll2018December Monthly Peak | Portfolio Adjusted | Size: Under 20 kW | All | 2018 | December Monthly Peak | 12 | 215205.0064
Portfolio AdjustedSize: Under 20 kWAll2018February Monthly Peak | Portfolio Adjusted | Size: Under 20 kW | All | 2018 | February Monthly Peak | 2 | 0
Portfolio AdjustedSize: Under 20 kWAll2018January Monthly Peak | Portfolio Adjusted | Size: Under 20 kW | All | 2018 | January Monthly Peak | 1 | 0
Portfolio AdjustedSize: Under 20 kWAll2018July Monthly Peak | Portfolio Adjusted | Size: Under 20 kW | All | 2018 | July Monthly Peak | 7 | 215205.0064
Portfolio AdjustedSize: Under 20 kWAll2018June Monthly Peak | Portfolio Adjusted | Size: Under 20 kW | All | 2018 | June Monthly Peak | 6 | 215205.0064
Portfolio AdjustedSize: Under 20 kWAll2018March Monthly Peak | Portfolio Adjusted | Size: Under 20 kW | All | 2018 | March Monthly Peak | 3 | 0
Portfolio AdjustedSize: Under 20 kWAll2018May Monthly Peak | Portfolio Adjusted | Size: Under 20 kW | All | 2018 | May Monthly Peak | 5 | 215205.0064
Portfolio AdjustedSize: Under 20 kWAll2018November Monthly Peak | Portfolio Adjusted | Size: Under 20 kW | All | 2018 | November Monthly Peak | 11 | 215205.0064
Portfolio AdjustedSize: Under 20 kWAll2018October Monthly Peak | Portfolio Adjusted | Size: Under 20 kW | All | 2018 | October Monthly Peak | 10 | 215205.0064
Portfolio AdjustedSize: Under 20 kWAll2018September Monthly Peak | Portfolio Adjusted | Size: Under 20 kW | All | 2018 | September Monthly Peak | 9 | 215205.0064
Portfolio AdjustedSize: Under 20 kWAll2018Typical Event Day | Portfolio Adjusted | Size: Under 20 kW | All | 2018 | Typical Event Day | 8 | 215205.0064
Portfolio AdjustedSize: Under 20 kWAll2019April Monthly Peak | Portfolio Adjusted | Size: Under 20 kW | All | 2019 | April Monthly Peak | 4 | 86082.0026
Portfolio AdjustedSize: Under 20 kWAll2019August Monthly Peak | Portfolio Adjusted | Size: Under 20 kW | All | 2019 | August Monthly Peak | 8 | 86082.0026
Portfolio AdjustedSize: Under 20 kWAll2019December Monthly Peak | Portfolio Adjusted | Size: Under 20 kW | All | 2019 | December Monthly Peak | 12 | 86082.0026
Portfolio AdjustedSize: Under 20 kWAll2019February Monthly Peak | Portfolio Adjusted | Size: Under 20 kW | All | 2019 | February Monthly Peak | 2 | 215205.0064
Portfolio AdjustedSize: Under 20 kWAll2019January Monthly Peak | Portfolio Adjusted | Size: Under 20 kW | All | 2019 | January Monthly Peak | 1 | 215205.0064
Portfolio AdjustedSize: Under 20 kWAll2019July Monthly Peak | Portfolio Adjusted | Size: Under 20 kW | All | 2019 | July Monthly Peak | 7 | 86082.0026
Portfolio AdjustedSize: Under 20 kWAll2019June Monthly Peak | Portfolio Adjusted | Size: Under 20 kW | All | 2019 | June Monthly Peak | 6 | 86082.0026
Portfolio AdjustedSize: Under 20 kWAll2019March Monthly Peak | Portfolio Adjusted | Size: Under 20 kW | All | 2019 | March Monthly Peak | 3 | 215205.0064
Portfolio AdjustedSize: Under 20 kWAll2019May Monthly Peak | Portfolio Adjusted | Size: Under 20 kW | All | 2019 | May Monthly Peak | 5 | 86082.0026
Portfolio AdjustedSize: Under 20 kWAll2019November Monthly Peak | Portfolio Adjusted | Size: Under 20 kW | All | 2019 | November Monthly Peak | 11 | 86082.0026
Portfolio AdjustedSize: Under 20 kWAll2019October Monthly Peak | Portfolio Adjusted | Size: Under 20 kW | All | 2019 | October Monthly Peak | 10 | 86082.0026
Portfolio AdjustedSize: Under 20 kWAll2019September Monthly Peak | Portfolio Adjusted | Size: Under 20 kW | All | 2019 | September Monthly Peak | 9 | 86082.0026
Portfolio AdjustedSize: Under 20 kWAll2019Typical Event Day | Portfolio Adjusted | Size: Under 20 kW | All | 2019 | Typical Event Day | 8 | 86082.0026
Portfolio AdjustedSize: Under 20 kWAll2020April Monthly Peak | Portfolio Adjusted | Size: Under 20 kW | All | 2020 | April Monthly Peak | 4 | 86082.0026
Portfolio AdjustedSize: Under 20 kWAll2020August Monthly Peak | Portfolio Adjusted | Size: Under 20 kW | All | 2020 | August Monthly Peak | 8 | 86082.0026
Portfolio AdjustedSize: Under 20 kWAll2020December Monthly Peak | Portfolio Adjusted | Size: Under 20 kW | All | 2020 | December Monthly Peak | 12 | 86082.0026
Portfolio AdjustedSize: Under 20 kWAll2020February Monthly Peak | Portfolio Adjusted | Size: Under 20 kW | All | 2020 | February Monthly Peak | 2 | 86082.0026
Portfolio AdjustedSize: Under 20 kWAll2020January Monthly Peak | Portfolio Adjusted | Size: Under 20 kW | All | 2020 | January Monthly Peak | 1 | 86082.0026
Portfolio AdjustedSize: Under 20 kWAll2020July Monthly Peak | Portfolio Adjusted | Size: Under 20 kW | All | 2020 | July Monthly Peak | 7 | 86082.0026
Portfolio AdjustedSize: Under 20 kWAll2020June Monthly Peak | Portfolio Adjusted | Size: Under 20 kW | All | 2020 | June Monthly Peak | 6 | 86082.0026
Portfolio AdjustedSize: Under 20 kWAll2020March Monthly Peak | Portfolio Adjusted | Size: Under 20 kW | All | 2020 | March Monthly Peak | 3 | 86082.0026
Portfolio AdjustedSize: Under 20 kWAll2020May Monthly Peak | Portfolio Adjusted | Size: Under 20 kW | All | 2020 | May Monthly Peak | 5 | 86082.0026
Portfolio AdjustedSize: Under 20 kWAll2020November Monthly Peak | Portfolio Adjusted | Size: Under 20 kW | All | 2020 | November Monthly Peak | 11 | 86082.0026
Portfolio AdjustedSize: Under 20 kWAll2020October Monthly Peak | Portfolio Adjusted | Size: Under 20 kW | All | 2020 | October Monthly Peak | 10 | 86082.0026
Portfolio AdjustedSize: Under 20 kWAll2020September Monthly Peak | Portfolio Adjusted | Size: Under 20 kW | All | 2020 | September Monthly Peak | 9 | 86082.0026
Portfolio AdjustedSize: Under 20 kWAll2020Typical Event Day | Portfolio Adjusted | Size: Under 20 kW | All | 2020 | Typical Event Day | 8 | 86082.0026
Portfolio AdjustedSize: Under 20 kWAll2021April Monthly Peak | Portfolio Adjusted | Size: Under 20 kW | All | 2021 | April Monthly Peak | 4 | 86082.0026
Portfolio AdjustedSize: Under 20 kWAll2021August Monthly Peak | Portfolio Adjusted | Size: Under 20 kW | All | 2021 | August Monthly Peak | 8 | 86082.0026
Portfolio AdjustedSize: Under 20 kWAll2021December Monthly Peak | Portfolio Adjusted | Size: Under 20 kW | All | 2021 | December Monthly Peak | 12 | 86082.0026
Portfolio AdjustedSize: Under 20 kWAll2021February Monthly Peak | Portfolio Adjusted | Size: Under 20 kW | All | 2021 | February Monthly Peak | 2 | 86082.0026
Portfolio AdjustedSize: Under 20 kWAll2021January Monthly Peak | Portfolio Adjusted | Size: Under 20 kW | All | 2021 | January Monthly Peak | 1 | 86082.0026
Portfolio AdjustedSize: Under 20 kWAll2021July Monthly Peak | Portfolio Adjusted | Size: Under 20 kW | All | 2021 | July Monthly Peak | 7 | 86082.0026
Portfolio AdjustedSize: Under 20 kWAll2021June Monthly Peak | Portfolio Adjusted | Size: Under 20 kW | All | 2021 | June Monthly Peak | 6 | 86082.0026
Portfolio AdjustedSize: Under 20 kWAll2021March Monthly Peak | Portfolio Adjusted | Size: Under 20 kW | All | 2021 | March Monthly Peak | 3 | 86082.0026
Portfolio AdjustedSize: Under 20 kWAll2021May Monthly Peak | Portfolio Adjusted | Size: Under 20 kW | All | 2021 | May Monthly Peak | 5 | 86082.0026
Portfolio AdjustedSize: Under 20 kWAll2021November Monthly Peak | Portfolio Adjusted | Size: Under 20 kW | All | 2021 | November Monthly Peak | 11 | 86082.0026
Portfolio AdjustedSize: Under 20 kWAll2021October Monthly Peak | Portfolio Adjusted | Size: Under 20 kW | All | 2021 | October Monthly Peak | 10 | 86082.0026
Portfolio AdjustedSize: Under 20 kWAll2021September Monthly Peak | Portfolio Adjusted | Size: Under 20 kW | All | 2021 | September Monthly Peak | 9 | 86082.0026
Portfolio AdjustedSize: Under 20 kWAll2021Typical Event Day | Portfolio Adjusted | Size: Under 20 kW | All | 2021 | Typical Event Day | 8 | 86082.0026
Portfolio AdjustedSize: Under 20 kWAll2022April Monthly Peak | Portfolio Adjusted | Size: Under 20 kW | All | 2022 | April Monthly Peak | 4 | 86082.0026
Portfolio AdjustedSize: Under 20 kWAll2022August Monthly Peak | Portfolio Adjusted | Size: Under 20 kW | All | 2022 | August Monthly Peak | 8 | 86082.0026
Portfolio AdjustedSize: Under 20 kWAll2022December Monthly Peak | Portfolio Adjusted | Size: Under 20 kW | All | 2022 | December Monthly Peak | 12 | 86082.0026
Portfolio AdjustedSize: Under 20 kWAll2022February Monthly Peak | Portfolio Adjusted | Size: Under 20 kW | All | 2022 | February Monthly Peak | 2 | 86082.0026
Portfolio AdjustedSize: Under 20 kWAll2022January Monthly Peak | Portfolio Adjusted | Size: Under 20 kW | All | 2022 | January Monthly Peak | 1 | 86082.0026
Portfolio AdjustedSize: Under 20 kWAll2022July Monthly Peak | Portfolio Adjusted | Size: Under 20 kW | All | 2022 | July Monthly Peak | 7 | 86082.0026
Portfolio AdjustedSize: Under 20 kWAll2022June Monthly Peak | Portfolio Adjusted | Size: Under 20 kW | All | 2022 | June Monthly Peak | 6 | 86082.0026
Portfolio AdjustedSize: Under 20 kWAll2022March Monthly Peak | Portfolio Adjusted | Size: Under 20 kW | All | 2022 | March Monthly Peak | 3 | 86082.0026
Portfolio AdjustedSize: Under 20 kWAll2022May Monthly Peak | Portfolio Adjusted | Size: Under 20 kW | All | 2022 | May Monthly Peak | 5 | 86082.0026
Portfolio AdjustedSize: Under 20 kWAll2022November Monthly Peak | Portfolio Adjusted | Size: Under 20 kW | All | 2022 | November Monthly Peak | 11 | 86082.0026
Portfolio AdjustedSize: Under 20 kWAll2022October Monthly Peak | Portfolio Adjusted | Size: Under 20 kW | All | 2022 | October Monthly Peak | 10 | 86082.0026
Portfolio AdjustedSize: Under 20 kWAll2022September Monthly Peak | Portfolio Adjusted | Size: Under 20 kW | All | 2022 | September Monthly Peak | 9 | 86082.0026
Portfolio AdjustedSize: Under 20 kWAll2022Typical Event Day | Portfolio Adjusted | Size: Under 20 kW | All | 2022 | Typical Event Day | 8 | 86082.0026
Portfolio AdjustedSize: Under 20 kWAll2023April Monthly Peak | Portfolio Adjusted | Size: Under 20 kW | All | 2023 | April Monthly Peak | 4 | 86082.0026
Portfolio AdjustedSize: Under 20 kWAll2023August Monthly Peak | Portfolio Adjusted | Size: Under 20 kW | All | 2023 | August Monthly Peak | 8 | 86082.0026
Portfolio AdjustedSize: Under 20 kWAll2023December Monthly Peak | Portfolio Adjusted | Size: Under 20 kW | All | 2023 | December Monthly Peak | 12 | 86082.0026
Portfolio AdjustedSize: Under 20 kWAll2023February Monthly Peak | Portfolio Adjusted | Size: Under 20 kW | All | 2023 | February Monthly Peak | 2 | 86082.0026
Portfolio AdjustedSize: Under 20 kWAll2023January Monthly Peak | Portfolio Adjusted | Size: Under 20 kW | All | 2023 | January Monthly Peak | 1 | 86082.0026
Portfolio AdjustedSize: Under 20 kWAll2023July Monthly Peak | Portfolio Adjusted | Size: Under 20 kW | All | 2023 | July Monthly Peak | 7 | 86082.0026
Portfolio AdjustedSize: Under 20 kWAll2023June Monthly Peak | Portfolio Adjusted | Size: Under 20 kW | All | 2023 | June Monthly Peak | 6 | 86082.0026
Portfolio AdjustedSize: Under 20 kWAll2023March Monthly Peak | Portfolio Adjusted | Size: Under 20 kW | All | 2023 | March Monthly Peak | 3 | 86082.0026
Portfolio AdjustedSize: Under 20 kWAll2023May Monthly Peak | Portfolio Adjusted | Size: Under 20 kW | All | 2023 | May Monthly Peak | 5 | 86082.0026
Portfolio AdjustedSize: Under 20 kWAll2023November Monthly Peak | Portfolio Adjusted | Size: Under 20 kW | All | 2023 | November Monthly Peak | 11 | 86082.0026
Portfolio AdjustedSize: Under 20 kWAll2023October Monthly Peak | Portfolio Adjusted | Size: Under 20 kW | All | 2023 | October Monthly Peak | 10 | 86082.0026
Portfolio AdjustedSize: Under 20 kWAll2023September Monthly Peak | Portfolio Adjusted | Size: Under 20 kW | All | 2023 | September Monthly Peak | 9 | 86082.0026
Portfolio AdjustedSize: Under 20 kWAll2023Typical Event Day | Portfolio Adjusted | Size: Under 20 kW | All | 2023 | Typical Event Day | 8 | 86082.0026
Portfolio AdjustedSize: Under 20 kWAll2024April Monthly Peak | Portfolio Adjusted | Size: Under 20 kW | All | 2024 | April Monthly Peak | 4 | 86082.0026
Portfolio AdjustedSize: Under 20 kWAll2024August Monthly Peak | Portfolio Adjusted | Size: Under 20 kW | All | 2024 | August Monthly Peak | 8 | 86082.0026
Portfolio AdjustedSize: Under 20 kWAll2024December Monthly Peak | Portfolio Adjusted | Size: Under 20 kW | All | 2024 | December Monthly Peak | 12 | 86082.0026
Portfolio AdjustedSize: Under 20 kWAll2024February Monthly Peak | Portfolio Adjusted | Size: Under 20 kW | All | 2024 | February Monthly Peak | 2 | 86082.0026
Portfolio AdjustedSize: Under 20 kWAll2024January Monthly Peak | Portfolio Adjusted | Size: Under 20 kW | All | 2024 | January Monthly Peak | 1 | 86082.0026
Portfolio AdjustedSize: Under 20 kWAll2024July Monthly Peak | Portfolio Adjusted | Size: Under 20 kW | All | 2024 | July Monthly Peak | 7 | 86082.0026
Portfolio AdjustedSize: Under 20 kWAll2024June Monthly Peak | Portfolio Adjusted | Size: Under 20 kW | All | 2024 | June Monthly Peak | 6 | 86082.0026
Portfolio AdjustedSize: Under 20 kWAll2024March Monthly Peak | Portfolio Adjusted | Size: Under 20 kW | All | 2024 | March Monthly Peak | 3 | 86082.0026
Portfolio AdjustedSize: Under 20 kWAll2024May Monthly Peak | Portfolio Adjusted | Size: Under 20 kW | All | 2024 | May Monthly Peak | 5 | 86082.0026
Portfolio AdjustedSize: Under 20 kWAll2024November Monthly Peak | Portfolio Adjusted | Size: Under 20 kW | All | 2024 | November Monthly Peak | 11 | 86082.0026
Portfolio AdjustedSize: Under 20 kWAll2024October Monthly Peak | Portfolio Adjusted | Size: Under 20 kW | All | 2024 | October Monthly Peak | 10 | 86082.0026
Portfolio AdjustedSize: Under 20 kWAll2024September Monthly Peak | Portfolio Adjusted | Size: Under 20 kW | All | 2024 | September Monthly Peak | 9 | 86082.0026
Portfolio AdjustedSize: Under 20 kWAll2024Typical Event Day | Portfolio Adjusted | Size: Under 20 kW | All | 2024 | Typical Event Day | 8 | 86082.0026
Portfolio AdjustedSize: Under 20 kWAll2025April Monthly Peak | Portfolio Adjusted | Size: Under 20 kW | All | 2025 | April Monthly Peak | 4 | 86082.0026
Portfolio AdjustedSize: Under 20 kWAll2025August Monthly Peak | Portfolio Adjusted | Size: Under 20 kW | All | 2025 | August Monthly Peak | 8 | 86082.0026
Portfolio AdjustedSize: Under 20 kWAll2025December Monthly Peak | Portfolio Adjusted | Size: Under 20 kW | All | 2025 | December Monthly Peak | 12 | 86082.0026
Portfolio AdjustedSize: Under 20 kWAll2025February Monthly Peak | Portfolio Adjusted | Size: Under 20 kW | All | 2025 | February Monthly Peak | 2 | 86082.0026
Portfolio AdjustedSize: Under 20 kWAll2025January Monthly Peak | Portfolio Adjusted | Size: Under 20 kW | All | 2025 | January Monthly Peak | 1 | 86082.0026
Portfolio AdjustedSize: Under 20 kWAll2025July Monthly Peak | Portfolio Adjusted | Size: Under 20 kW | All | 2025 | July Monthly Peak | 7 | 86082.0026
Portfolio AdjustedSize: Under 20 kWAll2025June Monthly Peak | Portfolio Adjusted | Size: Under 20 kW | All | 2025 | June Monthly Peak | 6 | 86082.0026
Portfolio AdjustedSize: Under 20 kWAll2025March Monthly Peak | Portfolio Adjusted | Size: Under 20 kW | All | 2025 | March Monthly Peak | 3 | 86082.0026
Portfolio AdjustedSize: Under 20 kWAll2025May Monthly Peak | Portfolio Adjusted | Size: Under 20 kW | All | 2025 | May Monthly Peak | 5 | 86082.0026
Portfolio AdjustedSize: Under 20 kWAll2025November Monthly Peak | Portfolio Adjusted | Size: Under 20 kW | All | 2025 | November Monthly Peak | 11 | 86082.0026
Portfolio AdjustedSize: Under 20 kWAll2025October Monthly Peak | Portfolio Adjusted | Size: Under 20 kW | All | 2025 | October Monthly Peak | 10 | 86082.0026
Portfolio AdjustedSize: Under 20 kWAll2025September Monthly Peak | Portfolio Adjusted | Size: Under 20 kW | All | 2025 | September Monthly Peak | 9 | 86082.0026
Portfolio AdjustedSize: Under 20 kWAll2025Typical Event Day | Portfolio Adjusted | Size: Under 20 kW | All | 2025 | Typical Event Day | 8 | 86082.0026
Portfolio AdjustedSize: Under 20 kWAll2026April Monthly Peak | Portfolio Adjusted | Size: Under 20 kW | All | 2026 | April Monthly Peak | 4 | 86082.0026
Portfolio AdjustedSize: Under 20 kWAll2026August Monthly Peak | Portfolio Adjusted | Size: Under 20 kW | All | 2026 | August Monthly Peak | 8 | 86082.0026
Portfolio AdjustedSize: Under 20 kWAll2026December Monthly Peak | Portfolio Adjusted | Size: Under 20 kW | All | 2026 | December Monthly Peak | 12 | 86082.0026
Portfolio AdjustedSize: Under 20 kWAll2026February Monthly Peak | Portfolio Adjusted | Size: Under 20 kW | All | 2026 | February Monthly Peak | 2 | 86082.0026
Portfolio AdjustedSize: Under 20 kWAll2026January Monthly Peak | Portfolio Adjusted | Size: Under 20 kW | All | 2026 | January Monthly Peak | 1 | 86082.0026
Portfolio AdjustedSize: Under 20 kWAll2026July Monthly Peak | Portfolio Adjusted | Size: Under 20 kW | All | 2026 | July Monthly Peak | 7 | 86082.0026
Portfolio AdjustedSize: Under 20 kWAll2026June Monthly Peak | Portfolio Adjusted | Size: Under 20 kW | All | 2026 | June Monthly Peak | 6 | 86082.0026
Portfolio AdjustedSize: Under 20 kWAll2026March Monthly Peak | Portfolio Adjusted | Size: Under 20 kW | All | 2026 | March Monthly Peak | 3 | 86082.0026
Portfolio AdjustedSize: Under 20 kWAll2026May Monthly Peak | Portfolio Adjusted | Size: Under 20 kW | All | 2026 | May Monthly Peak | 5 | 86082.0026
Portfolio AdjustedSize: Under 20 kWAll2026November Monthly Peak | Portfolio Adjusted | Size: Under 20 kW | All | 2026 | November Monthly Peak | 11 | 86082.0026
Portfolio AdjustedSize: Under 20 kWAll2026October Monthly Peak | Portfolio Adjusted | Size: Under 20 kW | All | 2026 | October Monthly Peak | 10 | 86082.0026
Portfolio AdjustedSize: Under 20 kWAll2026September Monthly Peak | Portfolio Adjusted | Size: Under 20 kW | All | 2026 | September Monthly Peak | 9 | 86082.0026
Portfolio AdjustedSize: Under 20 kWAll2026Typical Event Day | Portfolio Adjusted | Size: Under 20 kW | All | 2026 | Typical Event Day | 8 | 86082.0026
Portfolio AdjustedSize: Under 20 kWOrange County2015April Monthly Peak | Portfolio Adjusted | Size: Under 20 kW | Orange County | 2015 | April Monthly Peak | 4 | 0
Portfolio AdjustedSize: Under 20 kWOrange County2015August Monthly Peak | Portfolio Adjusted | Size: Under 20 kW | Orange County | 2015 | August Monthly Peak | 8 | 0
Portfolio AdjustedSize: Under 20 kWOrange County2015December Monthly Peak | Portfolio Adjusted | Size: Under 20 kW | Orange County | 2015 | December Monthly Peak | 12 | 0
Portfolio AdjustedSize: Under 20 kWOrange County2015February Monthly Peak | Portfolio Adjusted | Size: Under 20 kW | Orange County | 2015 | February Monthly Peak | 2 | 0
Portfolio AdjustedSize: Under 20 kWOrange County2015January Monthly Peak | Portfolio Adjusted | Size: Under 20 kW | Orange County | 2015 | January Monthly Peak | 1 | 0
Portfolio AdjustedSize: Under 20 kWOrange County2015July Monthly Peak | Portfolio Adjusted | Size: Under 20 kW | Orange County | 2015 | July Monthly Peak | 7 | 0
Portfolio AdjustedSize: Under 20 kWOrange County2015June Monthly Peak | Portfolio Adjusted | Size: Under 20 kW | Orange County | 2015 | June Monthly Peak | 6 | 0
Portfolio AdjustedSize: Under 20 kWOrange County2015March Monthly Peak | Portfolio Adjusted | Size: Under 20 kW | Orange County | 2015 | March Monthly Peak | 3 | 0
Portfolio AdjustedSize: Under 20 kWOrange County2015May Monthly Peak | Portfolio Adjusted | Size: Under 20 kW | Orange County | 2015 | May Monthly Peak | 5 | 0
Portfolio AdjustedSize: Under 20 kWOrange County2015November Monthly Peak | Portfolio Adjusted | Size: Under 20 kW | Orange County | 2015 | November Monthly Peak | 11 | 0
Portfolio AdjustedSize: Under 20 kWOrange County2015October Monthly Peak | Portfolio Adjusted | Size: Under 20 kW | Orange County | 2015 | October Monthly Peak | 10 | 0
Portfolio AdjustedSize: Under 20 kWOrange County2015September Monthly Peak | Portfolio Adjusted | Size: Under 20 kW | Orange County | 2015 | September Monthly Peak | 9 | 0
Portfolio AdjustedSize: Under 20 kWOrange County2015Typical Event Day | Portfolio Adjusted | Size: Under 20 kW | Orange County | 2015 | Typical Event Day | 8 | 0
Portfolio AdjustedSize: Under 20 kWOrange County2016April Monthly Peak | Portfolio Adjusted | Size: Under 20 kW | Orange County | 2016 | April Monthly Peak | 4 | 0
Portfolio AdjustedSize: Under 20 kWOrange County2016August Monthly Peak | Portfolio Adjusted | Size: Under 20 kW | Orange County | 2016 | August Monthly Peak | 8 | 0
Portfolio AdjustedSize: Under 20 kWOrange County2016December Monthly Peak | Portfolio Adjusted | Size: Under 20 kW | Orange County | 2016 | December Monthly Peak | 12 | 0
Portfolio AdjustedSize: Under 20 kWOrange County2016February Monthly Peak | Portfolio Adjusted | Size: Under 20 kW | Orange County | 2016 | February Monthly Peak | 2 | 0
Portfolio AdjustedSize: Under 20 kWOrange County2016January Monthly Peak | Portfolio Adjusted | Size: Under 20 kW | Orange County | 2016 | January Monthly Peak | 1 | 0
Portfolio AdjustedSize: Under 20 kWOrange County2016July Monthly Peak | Portfolio Adjusted | Size: Under 20 kW | Orange County | 2016 | July Monthly Peak | 7 | 0
Portfolio AdjustedSize: Under 20 kWOrange County2016June Monthly Peak | Portfolio Adjusted | Size: Under 20 kW | Orange County | 2016 | June Monthly Peak | 6 | 0
Portfolio AdjustedSize: Under 20 kWOrange County2016March Monthly Peak | Portfolio Adjusted | Size: Under 20 kW | Orange County | 2016 | March Monthly Peak | 3 | 0
Portfolio AdjustedSize: Under 20 kWOrange County2016May Monthly Peak | Portfolio Adjusted | Size: Under 20 kW | Orange County | 2016 | May Monthly Peak | 5 | 0
Portfolio AdjustedSize: Under 20 kWOrange County2016November Monthly Peak | Portfolio Adjusted | Size: Under 20 kW | Orange County | 2016 | November Monthly Peak | 11 | 0
Portfolio AdjustedSize: Under 20 kWOrange County2016October Monthly Peak | Portfolio Adjusted | Size: Under 20 kW | Orange County | 2016 | October Monthly Peak | 10 | 0
Portfolio AdjustedSize: Under 20 kWOrange County2016September Monthly Peak | Portfolio Adjusted | Size: Under 20 kW | Orange County | 2016 | September Monthly Peak | 9 | 0
Portfolio AdjustedSize: Under 20 kWOrange County2016Typical Event Day | Portfolio Adjusted | Size: Under 20 kW | Orange County | 2016 | Typical Event Day | 8 | 0
Portfolio AdjustedSize: Under 20 kWOrange County2017April Monthly Peak | Portfolio Adjusted | Size: Under 20 kW | Orange County | 2017 | April Monthly Peak | 4 | 0
Portfolio AdjustedSize: Under 20 kWOrange County2017August Monthly Peak | Portfolio Adjusted | Size: Under 20 kW | Orange County | 2017 | August Monthly Peak | 8 | 0
Portfolio AdjustedSize: Under 20 kWOrange County2017December Monthly Peak | Portfolio Adjusted | Size: Under 20 kW | Orange County | 2017 | December Monthly Peak | 12 | 0
Portfolio AdjustedSize: Under 20 kWOrange County2017February Monthly Peak | Portfolio Adjusted | Size: Under 20 kW | Orange County | 2017 | February Monthly Peak | 2 | 0
Portfolio AdjustedSize: Under 20 kWOrange County2017January Monthly Peak | Portfolio Adjusted | Size: Under 20 kW | Orange County | 2017 | January Monthly Peak | 1 | 0
Portfolio AdjustedSize: Under 20 kWOrange County2017July Monthly Peak | Portfolio Adjusted | Size: Under 20 kW | Orange County | 2017 | July Monthly Peak | 7 | 0
Portfolio AdjustedSize: Under 20 kWOrange County2017June Monthly Peak | Portfolio Adjusted | Size: Under 20 kW | Orange County | 2017 | June Monthly Peak | 6 | 0
Portfolio AdjustedSize: Under 20 kWOrange County2017March Monthly Peak | Portfolio Adjusted | Size: Under 20 kW | Orange County | 2017 | March Monthly Peak | 3 | 0
Portfolio AdjustedSize: Under 20 kWOrange County2017May Monthly Peak | Portfolio Adjusted | Size: Under 20 kW | Orange County | 2017 | May Monthly Peak | 5 | 0
Portfolio AdjustedSize: Under 20 kWOrange County2017November Monthly Peak | Portfolio Adjusted | Size: Under 20 kW | Orange County | 2017 | November Monthly Peak | 11 | 0
Portfolio AdjustedSize: Under 20 kWOrange County2017October Monthly Peak | Portfolio Adjusted | Size: Under 20 kW | Orange County | 2017 | October Monthly Peak | 10 | 0
Portfolio AdjustedSize: Under 20 kWOrange County2017September Monthly Peak | Portfolio Adjusted | Size: Under 20 kW | Orange County | 2017 | September Monthly Peak | 9 | 0
Portfolio AdjustedSize: Under 20 kWOrange County2017Typical Event Day | Portfolio Adjusted | Size: Under 20 kW | Orange County | 2017 | Typical Event Day | 8 | 0
Portfolio AdjustedSize: Under 20 kWOrange County2018April Monthly Peak | Portfolio Adjusted | Size: Under 20 kW | Orange County | 2018 | April Monthly Peak | 4 | 52196.5042
Portfolio AdjustedSize: Under 20 kWOrange County2018August Monthly Peak | Portfolio Adjusted | Size: Under 20 kW | Orange County | 2018 | August Monthly Peak | 8 | 52196.5042
Portfolio AdjustedSize: Under 20 kWOrange County2018December Monthly Peak | Portfolio Adjusted | Size: Under 20 kW | Orange County | 2018 | December Monthly Peak | 12 | 52196.5042
Portfolio AdjustedSize: Under 20 kWOrange County2018February Monthly Peak | Portfolio Adjusted | Size: Under 20 kW | Orange County | 2018 | February Monthly Peak | 2 | 0
Portfolio AdjustedSize: Under 20 kWOrange County2018January Monthly Peak | Portfolio Adjusted | Size: Under 20 kW | Orange County | 2018 | January Monthly Peak | 1 | 0
Portfolio AdjustedSize: Under 20 kWOrange County2018July Monthly Peak | Portfolio Adjusted | Size: Under 20 kW | Orange County | 2018 | July Monthly Peak | 7 | 52196.5042
Portfolio AdjustedSize: Under 20 kWOrange County2018June Monthly Peak | Portfolio Adjusted | Size: Under 20 kW | Orange County | 2018 | June Monthly Peak | 6 | 52196.5042
Portfolio AdjustedSize: Under 20 kWOrange County2018March Monthly Peak | Portfolio Adjusted | Size: Under 20 kW | Orange County | 2018 | March Monthly Peak | 3 | 0
Portfolio AdjustedSize: Under 20 kWOrange County2018May Monthly Peak | Portfolio Adjusted | Size: Under 20 kW | Orange County | 2018 | May Monthly Peak | 5 | 52196.5042
Portfolio AdjustedSize: Under 20 kWOrange County2018November Monthly Peak | Portfolio Adjusted | Size: Under 20 kW | Orange County | 2018 | November Monthly Peak | 11 | 52196.5042
Portfolio AdjustedSize: Under 20 kWOrange County2018October Monthly Peak | Portfolio Adjusted | Size: Under 20 kW | Orange County | 2018 | October Monthly Peak | 10 | 52196.5042
Portfolio AdjustedSize: Under 20 kWOrange County2018September Monthly Peak | Portfolio Adjusted | Size: Under 20 kW | Orange County | 2018 | September Monthly Peak | 9 | 52196.5042
Portfolio AdjustedSize: Under 20 kWOrange County2018Typical Event Day | Portfolio Adjusted | Size: Under 20 kW | Orange County | 2018 | Typical Event Day | 8 | 52196.5042
Portfolio AdjustedSize: Under 20 kWOrange County2019April Monthly Peak | Portfolio Adjusted | Size: Under 20 kW | Orange County | 2019 | April Monthly Peak | 4 | 20878.6017
Portfolio AdjustedSize: Under 20 kWOrange County2019August Monthly Peak | Portfolio Adjusted | Size: Under 20 kW | Orange County | 2019 | August Monthly Peak | 8 | 20878.6017
Portfolio AdjustedSize: Under 20 kWOrange County2019December Monthly Peak | Portfolio Adjusted | Size: Under 20 kW | Orange County | 2019 | December Monthly Peak | 12 | 20878.6017
Portfolio AdjustedSize: Under 20 kWOrange County2019February Monthly Peak | Portfolio Adjusted | Size: Under 20 kW | Orange County | 2019 | February Monthly Peak | 2 | 52196.5042
Portfolio AdjustedSize: Under 20 kWOrange County2019January Monthly Peak | Portfolio Adjusted | Size: Under 20 kW | Orange County | 2019 | January Monthly Peak | 1 | 52196.5042
Portfolio AdjustedSize: Under 20 kWOrange County2019July Monthly Peak | Portfolio Adjusted | Size: Under 20 kW | Orange County | 2019 | July Monthly Peak | 7 | 20878.6017
Portfolio AdjustedSize: Under 20 kWOrange County2019June Monthly Peak | Portfolio Adjusted | Size: Under 20 kW | Orange County | 2019 | June Monthly Peak | 6 | 20878.6017
Portfolio AdjustedSize: Under 20 kWOrange County2019March Monthly Peak | Portfolio Adjusted | Size: Under 20 kW | Orange County | 2019 | March Monthly Peak | 3 | 52196.5042
Portfolio AdjustedSize: Under 20 kWOrange County2019May Monthly Peak | Portfolio Adjusted | Size: Under 20 kW | Orange County | 2019 | May Monthly Peak | 5 | 20878.6017
Portfolio AdjustedSize: Under 20 kWOrange County2019November Monthly Peak | Portfolio Adjusted | Size: Under 20 kW | Orange County | 2019 | November Monthly Peak | 11 | 20878.6017
Portfolio AdjustedSize: Under 20 kWOrange County2019October Monthly Peak | Portfolio Adjusted | Size: Under 20 kW | Orange County | 2019 | October Monthly Peak | 10 | 20878.6017
Portfolio AdjustedSize: Under 20 kWOrange County2019September Monthly Peak | Portfolio Adjusted | Size: Under 20 kW | Orange County | 2019 | September Monthly Peak | 9 | 20878.6017
Portfolio AdjustedSize: Under 20 kWOrange County2019Typical Event Day | Portfolio Adjusted | Size: Under 20 kW | Orange County | 2019 | Typical Event Day | 8 | 20878.6017
Portfolio AdjustedSize: Under 20 kWOrange County2020April Monthly Peak | Portfolio Adjusted | Size: Under 20 kW | Orange County | 2020 | April Monthly Peak | 4 | 20878.6017
Portfolio AdjustedSize: Under 20 kWOrange County2020August Monthly Peak | Portfolio Adjusted | Size: Under 20 kW | Orange County | 2020 | August Monthly Peak | 8 | 20878.6017
Portfolio AdjustedSize: Under 20 kWOrange County2020December Monthly Peak | Portfolio Adjusted | Size: Under 20 kW | Orange County | 2020 | December Monthly Peak | 12 | 20878.6017
Portfolio AdjustedSize: Under 20 kWOrange County2020February Monthly Peak | Portfolio Adjusted | Size: Under 20 kW | Orange County | 2020 | February Monthly Peak | 2 | 20878.6017
Portfolio AdjustedSize: Under 20 kWOrange County2020January Monthly Peak | Portfolio Adjusted | Size: Under 20 kW | Orange County | 2020 | January Monthly Peak | 1 | 20878.6017
Portfolio AdjustedSize: Under 20 kWOrange County2020July Monthly Peak | Portfolio Adjusted | Size: Under 20 kW | Orange County | 2020 | July Monthly Peak | 7 | 20878.6017
Portfolio AdjustedSize: Under 20 kWOrange County2020June Monthly Peak | Portfolio Adjusted | Size: Under 20 kW | Orange County | 2020 | June Monthly Peak | 6 | 20878.6017
Portfolio AdjustedSize: Under 20 kWOrange County2020March Monthly Peak | Portfolio Adjusted | Size: Under 20 kW | Orange County | 2020 | March Monthly Peak | 3 | 20878.6017
Portfolio AdjustedSize: Under 20 kWOrange County2020May Monthly Peak | Portfolio Adjusted | Size: Under 20 kW | Orange County | 2020 | May Monthly Peak | 5 | 20878.6017
Portfolio AdjustedSize: Under 20 kWOrange County2020November Monthly Peak | Portfolio Adjusted | Size: Under 20 kW | Orange County | 2020 | November Monthly Peak | 11 | 20878.6017
Portfolio AdjustedSize: Under 20 kWOrange County2020October Monthly Peak | Portfolio Adjusted | Size: Under 20 kW | Orange County | 2020 | October Monthly Peak | 10 | 20878.6017
Portfolio AdjustedSize: Under 20 kWOrange County2020September Monthly Peak | Portfolio Adjusted | Size: Under 20 kW | Orange County | 2020 | September Monthly Peak | 9 | 20878.6017
Portfolio AdjustedSize: Under 20 kWOrange County2020Typical Event Day | Portfolio Adjusted | Size: Under 20 kW | Orange County | 2020 | Typical Event Day | 8 | 20878.6017
Portfolio AdjustedSize: Under 20 kWOrange County2021April Monthly Peak | Portfolio Adjusted | Size: Under 20 kW | Orange County | 2021 | April Monthly Peak | 4 | 20878.6017
Portfolio AdjustedSize: Under 20 kWOrange County2021August Monthly Peak | Portfolio Adjusted | Size: Under 20 kW | Orange County | 2021 | August Monthly Peak | 8 | 20878.6017
Portfolio AdjustedSize: Under 20 kWOrange County2021December Monthly Peak | Portfolio Adjusted | Size: Under 20 kW | Orange County | 2021 | December Monthly Peak | 12 | 20878.6017
Portfolio AdjustedSize: Under 20 kWOrange County2021February Monthly Peak | Portfolio Adjusted | Size: Under 20 kW | Orange County | 2021 | February Monthly Peak | 2 | 20878.6017
Portfolio AdjustedSize: Under 20 kWOrange County2021January Monthly Peak | Portfolio Adjusted | Size: Under 20 kW | Orange County | 2021 | January Monthly Peak | 1 | 20878.6017
Portfolio AdjustedSize: Under 20 kWOrange County2021July Monthly Peak | Portfolio Adjusted | Size: Under 20 kW | Orange County | 2021 | July Monthly Peak | 7 | 20878.6017
Portfolio AdjustedSize: Under 20 kWOrange County2021June Monthly Peak | Portfolio Adjusted | Size: Under 20 kW | Orange County | 2021 | June Monthly Peak | 6 | 20878.6017
Portfolio AdjustedSize: Under 20 kWOrange County2021March Monthly Peak | Portfolio Adjusted | Size: Under 20 kW | Orange County | 2021 | March Monthly Peak | 3 | 20878.6017
Portfolio AdjustedSize: Under 20 kWOrange County2021May Monthly Peak | Portfolio Adjusted | Size: Under 20 kW | Orange County | 2021 | May Monthly Peak | 5 | 20878.6017
Portfolio AdjustedSize: Under 20 kWOrange County2021November Monthly Peak | Portfolio Adjusted | Size: Under 20 kW | Orange County | 2021 | November Monthly Peak | 11 | 20878.6017
Portfolio AdjustedSize: Under 20 kWOrange County2021October Monthly Peak | Portfolio Adjusted | Size: Under 20 kW | Orange County | 2021 | October Monthly Peak | 10 | 20878.6017
Portfolio AdjustedSize: Under 20 kWOrange County2021September Monthly Peak | Portfolio Adjusted | Size: Under 20 kW | Orange County | 2021 | September Monthly Peak | 9 | 20878.6017
Portfolio AdjustedSize: Under 20 kWOrange County2021Typical Event Day | Portfolio Adjusted | Size: Under 20 kW | Orange County | 2021 | Typical Event Day | 8 | 20878.6017
Portfolio AdjustedSize: Under 20 kWOrange County2022April Monthly Peak | Portfolio Adjusted | Size: Under 20 kW | Orange County | 2022 | April Monthly Peak | 4 | 20878.6017
Portfolio AdjustedSize: Under 20 kWOrange County2022August Monthly Peak | Portfolio Adjusted | Size: Under 20 kW | Orange County | 2022 | August Monthly Peak | 8 | 20878.6017
Portfolio AdjustedSize: Under 20 kWOrange County2022December Monthly Peak | Portfolio Adjusted | Size: Under 20 kW | Orange County | 2022 | December Monthly Peak | 12 | 20878.6017
Portfolio AdjustedSize: Under 20 kWOrange County2022February Monthly Peak | Portfolio Adjusted | Size: Under 20 kW | Orange County | 2022 | February Monthly Peak | 2 | 20878.6017
Portfolio AdjustedSize: Under 20 kWOrange County2022January Monthly Peak | Portfolio Adjusted | Size: Under 20 kW | Orange County | 2022 | January Monthly Peak | 1 | 20878.6017
Portfolio AdjustedSize: Under 20 kWOrange County2022July Monthly Peak | Portfolio Adjusted | Size: Under 20 kW | Orange County | 2022 | July Monthly Peak | 7 | 20878.6017
Portfolio AdjustedSize: Under 20 kWOrange County2022June Monthly Peak | Portfolio Adjusted | Size: Under 20 kW | Orange County | 2022 | June Monthly Peak | 6 | 20878.6017
Portfolio AdjustedSize: Under 20 kWOrange County2022March Monthly Peak | Portfolio Adjusted | Size: Under 20 kW | Orange County | 2022 | March Monthly Peak | 3 | 20878.6017
Portfolio AdjustedSize: Under 20 kWOrange County2022May Monthly Peak | Portfolio Adjusted | Size: Under 20 kW | Orange County | 2022 | May Monthly Peak | 5 | 20878.6017
Portfolio AdjustedSize: Under 20 kWOrange County2022November Monthly Peak | Portfolio Adjusted | Size: Under 20 kW | Orange County | 2022 | November Monthly Peak | 11 | 20878.6017
Portfolio AdjustedSize: Under 20 kWOrange County2022October Monthly Peak | Portfolio Adjusted | Size: Under 20 kW | Orange County | 2022 | October Monthly Peak | 10 | 20878.6017
Portfolio AdjustedSize: Under 20 kWOrange County2022September Monthly Peak | Portfolio Adjusted | Size: Under 20 kW | Orange County | 2022 | September Monthly Peak | 9 | 20878.6017
Portfolio AdjustedSize: Under 20 kWOrange County2022Typical Event Day | Portfolio Adjusted | Size: Under 20 kW | Orange County | 2022 | Typical Event Day | 8 | 20878.6017
Portfolio AdjustedSize: Under 20 kWOrange County2023April Monthly Peak | Portfolio Adjusted | Size: Under 20 kW | Orange County | 2023 | April Monthly Peak | 4 | 20878.6017
Portfolio AdjustedSize: Under 20 kWOrange County2023August Monthly Peak | Portfolio Adjusted | Size: Under 20 kW | Orange County | 2023 | August Monthly Peak | 8 | 20878.6017
Portfolio AdjustedSize: Under 20 kWOrange County2023December Monthly Peak | Portfolio Adjusted | Size: Under 20 kW | Orange County | 2023 | December Monthly Peak | 12 | 20878.6017
Portfolio AdjustedSize: Under 20 kWOrange County2023February Monthly Peak | Portfolio Adjusted | Size: Under 20 kW | Orange County | 2023 | February Monthly Peak | 2 | 20878.6017
Portfolio AdjustedSize: Under 20 kWOrange County2023January Monthly Peak | Portfolio Adjusted | Size: Under 20 kW | Orange County | 2023 | January Monthly Peak | 1 | 20878.6017
Portfolio AdjustedSize: Under 20 kWOrange County2023July Monthly Peak | Portfolio Adjusted | Size: Under 20 kW | Orange County | 2023 | July Monthly Peak | 7 | 20878.6017
Portfolio AdjustedSize: Under 20 kWOrange County2023June Monthly Peak | Portfolio Adjusted | Size: Under 20 kW | Orange County | 2023 | June Monthly Peak | 6 | 20878.6017
Portfolio AdjustedSize: Under 20 kWOrange County2023March Monthly Peak | Portfolio Adjusted | Size: Under 20 kW | Orange County | 2023 | March Monthly Peak | 3 | 20878.6017
Portfolio AdjustedSize: Under 20 kWOrange County2023May Monthly Peak | Portfolio Adjusted | Size: Under 20 kW | Orange County | 2023 | May Monthly Peak | 5 | 20878.6017
Portfolio AdjustedSize: Under 20 kWOrange County2023November Monthly Peak | Portfolio Adjusted | Size: Under 20 kW | Orange County | 2023 | November Monthly Peak | 11 | 20878.6017
Portfolio AdjustedSize: Under 20 kWOrange County2023October Monthly Peak | Portfolio Adjusted | Size: Under 20 kW | Orange County | 2023 | October Monthly Peak | 10 | 20878.6017
Portfolio AdjustedSize: Under 20 kWOrange County2023September Monthly Peak | Portfolio Adjusted | Size: Under 20 kW | Orange County | 2023 | September Monthly Peak | 9 | 20878.6017
Portfolio AdjustedSize: Under 20 kWOrange County2023Typical Event Day | Portfolio Adjusted | Size: Under 20 kW | Orange County | 2023 | Typical Event Day | 8 | 20878.6017
Portfolio AdjustedSize: Under 20 kWOrange County2024April Monthly Peak | Portfolio Adjusted | Size: Under 20 kW | Orange County | 2024 | April Monthly Peak | 4 | 20878.6017
Portfolio AdjustedSize: Under 20 kWOrange County2024August Monthly Peak | Portfolio Adjusted | Size: Under 20 kW | Orange County | 2024 | August Monthly Peak | 8 | 20878.6017
Portfolio AdjustedSize: Under 20 kWOrange County2024December Monthly Peak | Portfolio Adjusted | Size: Under 20 kW | Orange County | 2024 | December Monthly Peak | 12 | 20878.6017
Portfolio AdjustedSize: Under 20 kWOrange County2024February Monthly Peak | Portfolio Adjusted | Size: Under 20 kW | Orange County | 2024 | February Monthly Peak | 2 | 20878.6017
Portfolio AdjustedSize: Under 20 kWOrange County2024January Monthly Peak | Portfolio Adjusted | Size: Under 20 kW | Orange County | 2024 | January Monthly Peak | 1 | 20878.6017
Portfolio AdjustedSize: Under 20 kWOrange County2024July Monthly Peak | Portfolio Adjusted | Size: Under 20 kW | Orange County | 2024 | July Monthly Peak | 7 | 20878.6017
Portfolio AdjustedSize: Under 20 kWOrange County2024June Monthly Peak | Portfolio Adjusted | Size: Under 20 kW | Orange County | 2024 | June Monthly Peak | 6 | 20878.6017
Portfolio AdjustedSize: Under 20 kWOrange County2024March Monthly Peak | Portfolio Adjusted | Size: Under 20 kW | Orange County | 2024 | March Monthly Peak | 3 | 20878.6017
Portfolio AdjustedSize: Under 20 kWOrange County2024May Monthly Peak | Portfolio Adjusted | Size: Under 20 kW | Orange County | 2024 | May Monthly Peak | 5 | 20878.6017
Portfolio AdjustedSize: Under 20 kWOrange County2024November Monthly Peak | Portfolio Adjusted | Size: Under 20 kW | Orange County | 2024 | November Monthly Peak | 11 | 20878.6017
Portfolio AdjustedSize: Under 20 kWOrange County2024October Monthly Peak | Portfolio Adjusted | Size: Under 20 kW | Orange County | 2024 | October Monthly Peak | 10 | 20878.6017
Portfolio AdjustedSize: Under 20 kWOrange County2024September Monthly Peak | Portfolio Adjusted | Size: Under 20 kW | Orange County | 2024 | September Monthly Peak | 9 | 20878.6017
Portfolio AdjustedSize: Under 20 kWOrange County2024Typical Event Day | Portfolio Adjusted | Size: Under 20 kW | Orange County | 2024 | Typical Event Day | 8 | 20878.6017
Portfolio AdjustedSize: Under 20 kWOrange County2025April Monthly Peak | Portfolio Adjusted | Size: Under 20 kW | Orange County | 2025 | April Monthly Peak | 4 | 20878.6017
Portfolio AdjustedSize: Under 20 kWOrange County2025August Monthly Peak | Portfolio Adjusted | Size: Under 20 kW | Orange County | 2025 | August Monthly Peak | 8 | 20878.6017
Portfolio AdjustedSize: Under 20 kWOrange County2025December Monthly Peak | Portfolio Adjusted | Size: Under 20 kW | Orange County | 2025 | December Monthly Peak | 12 | 20878.6017
Portfolio AdjustedSize: Under 20 kWOrange County2025February Monthly Peak | Portfolio Adjusted | Size: Under 20 kW | Orange County | 2025 | February Monthly Peak | 2 | 20878.6017
Portfolio AdjustedSize: Under 20 kWOrange County2025January Monthly Peak | Portfolio Adjusted | Size: Under 20 kW | Orange County | 2025 | January Monthly Peak | 1 | 20878.6017
Portfolio AdjustedSize: Under 20 kWOrange County2025July Monthly Peak | Portfolio Adjusted | Size: Under 20 kW | Orange County | 2025 | July Monthly Peak | 7 | 20878.6017
Portfolio AdjustedSize: Under 20 kWOrange County2025June Monthly Peak | Portfolio Adjusted | Size: Under 20 kW | Orange County | 2025 | June Monthly Peak | 6 | 20878.6017
Portfolio AdjustedSize: Under 20 kWOrange County2025March Monthly Peak | Portfolio Adjusted | Size: Under 20 kW | Orange County | 2025 | March Monthly Peak | 3 | 20878.6017
Portfolio AdjustedSize: Under 20 kWOrange County2025May Monthly Peak | Portfolio Adjusted | Size: Under 20 kW | Orange County | 2025 | May Monthly Peak | 5 | 20878.6017
Portfolio AdjustedSize: Under 20 kWOrange County2025November Monthly Peak | Portfolio Adjusted | Size: Under 20 kW | Orange County | 2025 | November Monthly Peak | 11 | 20878.6017
Portfolio AdjustedSize: Under 20 kWOrange County2025October Monthly Peak | Portfolio Adjusted | Size: Under 20 kW | Orange County | 2025 | October Monthly Peak | 10 | 20878.6017
Portfolio AdjustedSize: Under 20 kWOrange County2025September Monthly Peak | Portfolio Adjusted | Size: Under 20 kW | Orange County | 2025 | September Monthly Peak | 9 | 20878.6017
Portfolio AdjustedSize: Under 20 kWOrange County2025Typical Event Day | Portfolio Adjusted | Size: Under 20 kW | Orange County | 2025 | Typical Event Day | 8 | 20878.6017
Portfolio AdjustedSize: Under 20 kWOrange County2026April Monthly Peak | Portfolio Adjusted | Size: Under 20 kW | Orange County | 2026 | April Monthly Peak | 4 | 20878.6017
Portfolio AdjustedSize: Under 20 kWOrange County2026August Monthly Peak | Portfolio Adjusted | Size: Under 20 kW | Orange County | 2026 | August Monthly Peak | 8 | 20878.6017
Portfolio AdjustedSize: Under 20 kWOrange County2026December Monthly Peak | Portfolio Adjusted | Size: Under 20 kW | Orange County | 2026 | December Monthly Peak | 12 | 20878.6017
Portfolio AdjustedSize: Under 20 kWOrange County2026February Monthly Peak | Portfolio Adjusted | Size: Under 20 kW | Orange County | 2026 | February Monthly Peak | 2 | 20878.6017
Portfolio AdjustedSize: Under 20 kWOrange County2026January Monthly Peak | Portfolio Adjusted | Size: Under 20 kW | Orange County | 2026 | January Monthly Peak | 1 | 20878.6017
Portfolio AdjustedSize: Under 20 kWOrange County2026July Monthly Peak | Portfolio Adjusted | Size: Under 20 kW | Orange County | 2026 | July Monthly Peak | 7 | 20878.6017
Portfolio AdjustedSize: Under 20 kWOrange County2026June Monthly Peak | Portfolio Adjusted | Size: Under 20 kW | Orange County | 2026 | June Monthly Peak | 6 | 20878.6017
Portfolio AdjustedSize: Under 20 kWOrange County2026March Monthly Peak | Portfolio Adjusted | Size: Under 20 kW | Orange County | 2026 | March Monthly Peak | 3 | 20878.6017
Portfolio AdjustedSize: Under 20 kWOrange County2026May Monthly Peak | Portfolio Adjusted | Size: Under 20 kW | Orange County | 2026 | May Monthly Peak | 5 | 20878.6017
Portfolio AdjustedSize: Under 20 kWOrange County2026November Monthly Peak | Portfolio Adjusted | Size: Under 20 kW | Orange County | 2026 | November Monthly Peak | 11 | 20878.6017
Portfolio AdjustedSize: Under 20 kWOrange County2026October Monthly Peak | Portfolio Adjusted | Size: Under 20 kW | Orange County | 2026 | October Monthly Peak | 10 | 20878.6017
Portfolio AdjustedSize: Under 20 kWOrange County2026September Monthly Peak | Portfolio Adjusted | Size: Under 20 kW | Orange County | 2026 | September Monthly Peak | 9 | 20878.6017
Portfolio AdjustedSize: Under 20 kWOrange County2026Typical Event Day | Portfolio Adjusted | Size: Under 20 kW | Orange County | 2026 | Typical Event Day | 8 | 20878.6017
Portfolio AdjustedSize: Under 20 kWOther2015April Monthly Peak | Portfolio Adjusted | Size: Under 20 kW | Other | 2015 | April Monthly Peak | 4 | 0
Portfolio AdjustedSize: Under 20 kWOther2015August Monthly Peak | Portfolio Adjusted | Size: Under 20 kW | Other | 2015 | August Monthly Peak | 8 | 0
Portfolio AdjustedSize: Under 20 kWOther2015December Monthly Peak | Portfolio Adjusted | Size: Under 20 kW | Other | 2015 | December Monthly Peak | 12 | 0
Portfolio AdjustedSize: Under 20 kWOther2015February Monthly Peak | Portfolio Adjusted | Size: Under 20 kW | Other | 2015 | February Monthly Peak | 2 | 0
Portfolio AdjustedSize: Under 20 kWOther2015January Monthly Peak | Portfolio Adjusted | Size: Under 20 kW | Other | 2015 | January Monthly Peak | 1 | 0
Portfolio AdjustedSize: Under 20 kWOther2015July Monthly Peak | Portfolio Adjusted | Size: Under 20 kW | Other | 2015 | July Monthly Peak | 7 | 0
Portfolio AdjustedSize: Under 20 kWOther2015June Monthly Peak | Portfolio Adjusted | Size: Under 20 kW | Other | 2015 | June Monthly Peak | 6 | 0
Portfolio AdjustedSize: Under 20 kWOther2015March Monthly Peak | Portfolio Adjusted | Size: Under 20 kW | Other | 2015 | March Monthly Peak | 3 | 0
Portfolio AdjustedSize: Under 20 kWOther2015May Monthly Peak | Portfolio Adjusted | Size: Under 20 kW | Other | 2015 | May Monthly Peak | 5 | 0
Portfolio AdjustedSize: Under 20 kWOther2015November Monthly Peak | Portfolio Adjusted | Size: Under 20 kW | Other | 2015 | November Monthly Peak | 11 | 0
Portfolio AdjustedSize: Under 20 kWOther2015October Monthly Peak | Portfolio Adjusted | Size: Under 20 kW | Other | 2015 | October Monthly Peak | 10 | 0
Portfolio AdjustedSize: Under 20 kWOther2015September Monthly Peak | Portfolio Adjusted | Size: Under 20 kW | Other | 2015 | September Monthly Peak | 9 | 0
Portfolio AdjustedSize: Under 20 kWOther2015Typical Event Day | Portfolio Adjusted | Size: Under 20 kW | Other | 2015 | Typical Event Day | 8 | 0
Portfolio AdjustedSize: Under 20 kWOther2016April Monthly Peak | Portfolio Adjusted | Size: Under 20 kW | Other | 2016 | April Monthly Peak | 4 | 0
Portfolio AdjustedSize: Under 20 kWOther2016August Monthly Peak | Portfolio Adjusted | Size: Under 20 kW | Other | 2016 | August Monthly Peak | 8 | 0
Portfolio AdjustedSize: Under 20 kWOther2016December Monthly Peak | Portfolio Adjusted | Size: Under 20 kW | Other | 2016 | December Monthly Peak | 12 | 0
Portfolio AdjustedSize: Under 20 kWOther2016February Monthly Peak | Portfolio Adjusted | Size: Under 20 kW | Other | 2016 | February Monthly Peak | 2 | 0
Portfolio AdjustedSize: Under 20 kWOther2016January Monthly Peak | Portfolio Adjusted | Size: Under 20 kW | Other | 2016 | January Monthly Peak | 1 | 0
Portfolio AdjustedSize: Under 20 kWOther2016July Monthly Peak | Portfolio Adjusted | Size: Under 20 kW | Other | 2016 | July Monthly Peak | 7 | 0
Portfolio AdjustedSize: Under 20 kWOther2016June Monthly Peak | Portfolio Adjusted | Size: Under 20 kW | Other | 2016 | June Monthly Peak | 6 | 0
Portfolio AdjustedSize: Under 20 kWOther2016March Monthly Peak | Portfolio Adjusted | Size: Under 20 kW | Other | 2016 | March Monthly Peak | 3 | 0
Portfolio AdjustedSize: Under 20 kWOther2016May Monthly Peak | Portfolio Adjusted | Size: Under 20 kW | Other | 2016 | May Monthly Peak | 5 | 0
Portfolio AdjustedSize: Under 20 kWOther2016November Monthly Peak | Portfolio Adjusted | Size: Under 20 kW | Other | 2016 | November Monthly Peak | 11 | 0
Portfolio AdjustedSize: Under 20 kWOther2016October Monthly Peak | Portfolio Adjusted | Size: Under 20 kW | Other | 2016 | October Monthly Peak | 10 | 0
Portfolio AdjustedSize: Under 20 kWOther2016September Monthly Peak | Portfolio Adjusted | Size: Under 20 kW | Other | 2016 | September Monthly Peak | 9 | 0
Portfolio AdjustedSize: Under 20 kWOther2016Typical Event Day | Portfolio Adjusted | Size: Under 20 kW | Other | 2016 | Typical Event Day | 8 | 0
Portfolio AdjustedSize: Under 20 kWOther2017April Monthly Peak | Portfolio Adjusted | Size: Under 20 kW | Other | 2017 | April Monthly Peak | 4 | 0
Portfolio AdjustedSize: Under 20 kWOther2017August Monthly Peak | Portfolio Adjusted | Size: Under 20 kW | Other | 2017 | August Monthly Peak | 8 | 0
Portfolio AdjustedSize: Under 20 kWOther2017December Monthly Peak | Portfolio Adjusted | Size: Under 20 kW | Other | 2017 | December Monthly Peak | 12 | 0
Portfolio AdjustedSize: Under 20 kWOther2017February Monthly Peak | Portfolio Adjusted | Size: Under 20 kW | Other | 2017 | February Monthly Peak | 2 | 0
Portfolio AdjustedSize: Under 20 kWOther2017January Monthly Peak | Portfolio Adjusted | Size: Under 20 kW | Other | 2017 | January Monthly Peak | 1 | 0
Portfolio AdjustedSize: Under 20 kWOther2017July Monthly Peak | Portfolio Adjusted | Size: Under 20 kW | Other | 2017 | July Monthly Peak | 7 | 0
Portfolio AdjustedSize: Under 20 kWOther2017June Monthly Peak | Portfolio Adjusted | Size: Under 20 kW | Other | 2017 | June Monthly Peak | 6 | 0
Portfolio AdjustedSize: Under 20 kWOther2017March Monthly Peak | Portfolio Adjusted | Size: Under 20 kW | Other | 2017 | March Monthly Peak | 3 | 0
Portfolio AdjustedSize: Under 20 kWOther2017May Monthly Peak | Portfolio Adjusted | Size: Under 20 kW | Other | 2017 | May Monthly Peak | 5 | 0
Portfolio AdjustedSize: Under 20 kWOther2017November Monthly Peak | Portfolio Adjusted | Size: Under 20 kW | Other | 2017 | November Monthly Peak | 11 | 0
Portfolio AdjustedSize: Under 20 kWOther2017October Monthly Peak | Portfolio Adjusted | Size: Under 20 kW | Other | 2017 | October Monthly Peak | 10 | 0
Portfolio AdjustedSize: Under 20 kWOther2017September Monthly Peak | Portfolio Adjusted | Size: Under 20 kW | Other | 2017 | September Monthly Peak | 9 | 0
Portfolio AdjustedSize: Under 20 kWOther2017Typical Event Day | Portfolio Adjusted | Size: Under 20 kW | Other | 2017 | Typical Event Day | 8 | 0
Portfolio AdjustedSize: Under 20 kWOther2018April Monthly Peak | Portfolio Adjusted | Size: Under 20 kW | Other | 2018 | April Monthly Peak | 4 | 138191.7838
Portfolio AdjustedSize: Under 20 kWOther2018August Monthly Peak | Portfolio Adjusted | Size: Under 20 kW | Other | 2018 | August Monthly Peak | 8 | 138191.7838
Portfolio AdjustedSize: Under 20 kWOther2018December Monthly Peak | Portfolio Adjusted | Size: Under 20 kW | Other | 2018 | December Monthly Peak | 12 | 138191.7838
Portfolio AdjustedSize: Under 20 kWOther2018February Monthly Peak | Portfolio Adjusted | Size: Under 20 kW | Other | 2018 | February Monthly Peak | 2 | 0
Portfolio AdjustedSize: Under 20 kWOther2018January Monthly Peak | Portfolio Adjusted | Size: Under 20 kW | Other | 2018 | January Monthly Peak | 1 | 0
Portfolio AdjustedSize: Under 20 kWOther2018July Monthly Peak | Portfolio Adjusted | Size: Under 20 kW | Other | 2018 | July Monthly Peak | 7 | 138191.7838
Portfolio AdjustedSize: Under 20 kWOther2018June Monthly Peak | Portfolio Adjusted | Size: Under 20 kW | Other | 2018 | June Monthly Peak | 6 | 138191.7838
Portfolio AdjustedSize: Under 20 kWOther2018March Monthly Peak | Portfolio Adjusted | Size: Under 20 kW | Other | 2018 | March Monthly Peak | 3 | 0
Portfolio AdjustedSize: Under 20 kWOther2018May Monthly Peak | Portfolio Adjusted | Size: Under 20 kW | Other | 2018 | May Monthly Peak | 5 | 138191.7838
Portfolio AdjustedSize: Under 20 kWOther2018November Monthly Peak | Portfolio Adjusted | Size: Under 20 kW | Other | 2018 | November Monthly Peak | 11 | 138191.7838
Portfolio AdjustedSize: Under 20 kWOther2018October Monthly Peak | Portfolio Adjusted | Size: Under 20 kW | Other | 2018 | October Monthly Peak | 10 | 138191.7838
Portfolio AdjustedSize: Under 20 kWOther2018September Monthly Peak | Portfolio Adjusted | Size: Under 20 kW | Other | 2018 | September Monthly Peak | 9 | 138191.7838
Portfolio AdjustedSize: Under 20 kWOther2018Typical Event Day | Portfolio Adjusted | Size: Under 20 kW | Other | 2018 | Typical Event Day | 8 | 138191.7838
Portfolio AdjustedSize: Under 20 kWOther2019April Monthly Peak | Portfolio Adjusted | Size: Under 20 kW | Other | 2019 | April Monthly Peak | 4 | 55276.7135
Portfolio AdjustedSize: Under 20 kWOther2019August Monthly Peak | Portfolio Adjusted | Size: Under 20 kW | Other | 2019 | August Monthly Peak | 8 | 55276.7135
Portfolio AdjustedSize: Under 20 kWOther2019December Monthly Peak | Portfolio Adjusted | Size: Under 20 kW | Other | 2019 | December Monthly Peak | 12 | 55276.7135
Portfolio AdjustedSize: Under 20 kWOther2019February Monthly Peak | Portfolio Adjusted | Size: Under 20 kW | Other | 2019 | February Monthly Peak | 2 | 138191.7838
Portfolio AdjustedSize: Under 20 kWOther2019January Monthly Peak | Portfolio Adjusted | Size: Under 20 kW | Other | 2019 | January Monthly Peak | 1 | 138191.7838
Portfolio AdjustedSize: Under 20 kWOther2019July Monthly Peak | Portfolio Adjusted | Size: Under 20 kW | Other | 2019 | July Monthly Peak | 7 | 55276.7135
Portfolio AdjustedSize: Under 20 kWOther2019June Monthly Peak | Portfolio Adjusted | Size: Under 20 kW | Other | 2019 | June Monthly Peak | 6 | 55276.7135
Portfolio AdjustedSize: Under 20 kWOther2019March Monthly Peak | Portfolio Adjusted | Size: Under 20 kW | Other | 2019 | March Monthly Peak | 3 | 138191.7838
Portfolio AdjustedSize: Under 20 kWOther2019May Monthly Peak | Portfolio Adjusted | Size: Under 20 kW | Other | 2019 | May Monthly Peak | 5 | 55276.7135
Portfolio AdjustedSize: Under 20 kWOther2019November Monthly Peak | Portfolio Adjusted | Size: Under 20 kW | Other | 2019 | November Monthly Peak | 11 | 55276.7135
Portfolio AdjustedSize: Under 20 kWOther2019October Monthly Peak | Portfolio Adjusted | Size: Under 20 kW | Other | 2019 | October Monthly Peak | 10 | 55276.7135
Portfolio AdjustedSize: Under 20 kWOther2019September Monthly Peak | Portfolio Adjusted | Size: Under 20 kW | Other | 2019 | September Monthly Peak | 9 | 55276.7135
Portfolio AdjustedSize: Under 20 kWOther2019Typical Event Day | Portfolio Adjusted | Size: Under 20 kW | Other | 2019 | Typical Event Day | 8 | 55276.7135
Portfolio AdjustedSize: Under 20 kWOther2020April Monthly Peak | Portfolio Adjusted | Size: Under 20 kW | Other | 2020 | April Monthly Peak | 4 | 55276.7135
Portfolio AdjustedSize: Under 20 kWOther2020August Monthly Peak | Portfolio Adjusted | Size: Under 20 kW | Other | 2020 | August Monthly Peak | 8 | 55276.7135
Portfolio AdjustedSize: Under 20 kWOther2020December Monthly Peak | Portfolio Adjusted | Size: Under 20 kW | Other | 2020 | December Monthly Peak | 12 | 55276.7135
Portfolio AdjustedSize: Under 20 kWOther2020February Monthly Peak | Portfolio Adjusted | Size: Under 20 kW | Other | 2020 | February Monthly Peak | 2 | 55276.7135
Portfolio AdjustedSize: Under 20 kWOther2020January Monthly Peak | Portfolio Adjusted | Size: Under 20 kW | Other | 2020 | January Monthly Peak | 1 | 55276.7135
Portfolio AdjustedSize: Under 20 kWOther2020July Monthly Peak | Portfolio Adjusted | Size: Under 20 kW | Other | 2020 | July Monthly Peak | 7 | 55276.7135
Portfolio AdjustedSize: Under 20 kWOther2020June Monthly Peak | Portfolio Adjusted | Size: Under 20 kW | Other | 2020 | June Monthly Peak | 6 | 55276.7135
Portfolio AdjustedSize: Under 20 kWOther2020March Monthly Peak | Portfolio Adjusted | Size: Under 20 kW | Other | 2020 | March Monthly Peak | 3 | 55276.7135
Portfolio AdjustedSize: Under 20 kWOther2020May Monthly Peak | Portfolio Adjusted | Size: Under 20 kW | Other | 2020 | May Monthly Peak | 5 | 55276.7135
Portfolio AdjustedSize: Under 20 kWOther2020November Monthly Peak | Portfolio Adjusted | Size: Under 20 kW | Other | 2020 | November Monthly Peak | 11 | 55276.7135
Portfolio AdjustedSize: Under 20 kWOther2020October Monthly Peak | Portfolio Adjusted | Size: Under 20 kW | Other | 2020 | October Monthly Peak | 10 | 55276.7135
Portfolio AdjustedSize: Under 20 kWOther2020September Monthly Peak | Portfolio Adjusted | Size: Under 20 kW | Other | 2020 | September Monthly Peak | 9 | 55276.7135
Portfolio AdjustedSize: Under 20 kWOther2020Typical Event Day | Portfolio Adjusted | Size: Under 20 kW | Other | 2020 | Typical Event Day | 8 | 55276.7135
Portfolio AdjustedSize: Under 20 kWOther2021April Monthly Peak | Portfolio Adjusted | Size: Under 20 kW | Other | 2021 | April Monthly Peak | 4 | 55276.7135
Portfolio AdjustedSize: Under 20 kWOther2021August Monthly Peak | Portfolio Adjusted | Size: Under 20 kW | Other | 2021 | August Monthly Peak | 8 | 55276.7135
Portfolio AdjustedSize: Under 20 kWOther2021December Monthly Peak | Portfolio Adjusted | Size: Under 20 kW | Other | 2021 | December Monthly Peak | 12 | 55276.7135
Portfolio AdjustedSize: Under 20 kWOther2021February Monthly Peak | Portfolio Adjusted | Size: Under 20 kW | Other | 2021 | February Monthly Peak | 2 | 55276.7135
Portfolio AdjustedSize: Under 20 kWOther2021January Monthly Peak | Portfolio Adjusted | Size: Under 20 kW | Other | 2021 | January Monthly Peak | 1 | 55276.7135
Portfolio AdjustedSize: Under 20 kWOther2021July Monthly Peak | Portfolio Adjusted | Size: Under 20 kW | Other | 2021 | July Monthly Peak | 7 | 55276.7135
Portfolio AdjustedSize: Under 20 kWOther2021June Monthly Peak | Portfolio Adjusted | Size: Under 20 kW | Other | 2021 | June Monthly Peak | 6 | 55276.7135
Portfolio AdjustedSize: Under 20 kWOther2021March Monthly Peak | Portfolio Adjusted | Size: Under 20 kW | Other | 2021 | March Monthly Peak | 3 | 55276.7135
Portfolio AdjustedSize: Under 20 kWOther2021May Monthly Peak | Portfolio Adjusted | Size: Under 20 kW | Other | 2021 | May Monthly Peak | 5 | 55276.7135
Portfolio AdjustedSize: Under 20 kWOther2021November Monthly Peak | Portfolio Adjusted | Size: Under 20 kW | Other | 2021 | November Monthly Peak | 11 | 55276.7135
Portfolio AdjustedSize: Under 20 kWOther2021October Monthly Peak | Portfolio Adjusted | Size: Under 20 kW | Other | 2021 | October Monthly Peak | 10 | 55276.7135
Portfolio AdjustedSize: Under 20 kWOther2021September Monthly Peak | Portfolio Adjusted | Size: Under 20 kW | Other | 2021 | September Monthly Peak | 9 | 55276.7135
Portfolio AdjustedSize: Under 20 kWOther2021Typical Event Day | Portfolio Adjusted | Size: Under 20 kW | Other | 2021 | Typical Event Day | 8 | 55276.7135
Portfolio AdjustedSize: Under 20 kWOther2022April Monthly Peak | Portfolio Adjusted | Size: Under 20 kW | Other | 2022 | April Monthly Peak | 4 | 55276.7135
Portfolio AdjustedSize: Under 20 kWOther2022August Monthly Peak | Portfolio Adjusted | Size: Under 20 kW | Other | 2022 | August Monthly Peak | 8 | 55276.7135
Portfolio AdjustedSize: Under 20 kWOther2022December Monthly Peak | Portfolio Adjusted | Size: Under 20 kW | Other | 2022 | December Monthly Peak | 12 | 55276.7135
Portfolio AdjustedSize: Under 20 kWOther2022February Monthly Peak | Portfolio Adjusted | Size: Under 20 kW | Other | 2022 | February Monthly Peak | 2 | 55276.7135
Portfolio AdjustedSize: Under 20 kWOther2022January Monthly Peak | Portfolio Adjusted | Size: Under 20 kW | Other | 2022 | January Monthly Peak | 1 | 55276.7135
Portfolio AdjustedSize: Under 20 kWOther2022July Monthly Peak | Portfolio Adjusted | Size: Under 20 kW | Other | 2022 | July Monthly Peak | 7 | 55276.7135
Portfolio AdjustedSize: Under 20 kWOther2022June Monthly Peak | Portfolio Adjusted | Size: Under 20 kW | Other | 2022 | June Monthly Peak | 6 | 55276.7135
Portfolio AdjustedSize: Under 20 kWOther2022March Monthly Peak | Portfolio Adjusted | Size: Under 20 kW | Other | 2022 | March Monthly Peak | 3 | 55276.7135
Portfolio AdjustedSize: Under 20 kWOther2022May Monthly Peak | Portfolio Adjusted | Size: Under 20 kW | Other | 2022 | May Monthly Peak | 5 | 55276.7135
Portfolio AdjustedSize: Under 20 kWOther2022November Monthly Peak | Portfolio Adjusted | Size: Under 20 kW | Other | 2022 | November Monthly Peak | 11 | 55276.7135
Portfolio AdjustedSize: Under 20 kWOther2022October Monthly Peak | Portfolio Adjusted | Size: Under 20 kW | Other | 2022 | October Monthly Peak | 10 | 55276.7135
Portfolio AdjustedSize: Under 20 kWOther2022September Monthly Peak | Portfolio Adjusted | Size: Under 20 kW | Other | 2022 | September Monthly Peak | 9 | 55276.7135
Portfolio AdjustedSize: Under 20 kWOther2022Typical Event Day | Portfolio Adjusted | Size: Under 20 kW | Other | 2022 | Typical Event Day | 8 | 55276.7135
Portfolio AdjustedSize: Under 20 kWOther2023April Monthly Peak | Portfolio Adjusted | Size: Under 20 kW | Other | 2023 | April Monthly Peak | 4 | 55276.7135
Portfolio AdjustedSize: Under 20 kWOther2023August Monthly Peak | Portfolio Adjusted | Size: Under 20 kW | Other | 2023 | August Monthly Peak | 8 | 55276.7135
Portfolio AdjustedSize: Under 20 kWOther2023December Monthly Peak | Portfolio Adjusted | Size: Under 20 kW | Other | 2023 | December Monthly Peak | 12 | 55276.7135
Portfolio AdjustedSize: Under 20 kWOther2023February Monthly Peak | Portfolio Adjusted | Size: Under 20 kW | Other | 2023 | February Monthly Peak | 2 | 55276.7135
Portfolio AdjustedSize: Under 20 kWOther2023January Monthly Peak | Portfolio Adjusted | Size: Under 20 kW | Other | 2023 | January Monthly Peak | 1 | 55276.7135
Portfolio AdjustedSize: Under 20 kWOther2023July Monthly Peak | Portfolio Adjusted | Size: Under 20 kW | Other | 2023 | July Monthly Peak | 7 | 55276.7135
Portfolio AdjustedSize: Under 20 kWOther2023June Monthly Peak | Portfolio Adjusted | Size: Under 20 kW | Other | 2023 | June Monthly Peak | 6 | 55276.7135
Portfolio AdjustedSize: Under 20 kWOther2023March Monthly Peak | Portfolio Adjusted | Size: Under 20 kW | Other | 2023 | March Monthly Peak | 3 | 55276.7135
Portfolio AdjustedSize: Under 20 kWOther2023May Monthly Peak | Portfolio Adjusted | Size: Under 20 kW | Other | 2023 | May Monthly Peak | 5 | 55276.7135
Portfolio AdjustedSize: Under 20 kWOther2023November Monthly Peak | Portfolio Adjusted | Size: Under 20 kW | Other | 2023 | November Monthly Peak | 11 | 55276.7135
Portfolio AdjustedSize: Under 20 kWOther2023October Monthly Peak | Portfolio Adjusted | Size: Under 20 kW | Other | 2023 | October Monthly Peak | 10 | 55276.7135
Portfolio AdjustedSize: Under 20 kWOther2023September Monthly Peak | Portfolio Adjusted | Size: Under 20 kW | Other | 2023 | September Monthly Peak | 9 | 55276.7135
Portfolio AdjustedSize: Under 20 kWOther2023Typical Event Day | Portfolio Adjusted | Size: Under 20 kW | Other | 2023 | Typical Event Day | 8 | 55276.7135
Portfolio AdjustedSize: Under 20 kWOther2024April Monthly Peak | Portfolio Adjusted | Size: Under 20 kW | Other | 2024 | April Monthly Peak | 4 | 55276.7135
Portfolio AdjustedSize: Under 20 kWOther2024August Monthly Peak | Portfolio Adjusted | Size: Under 20 kW | Other | 2024 | August Monthly Peak | 8 | 55276.7135
Portfolio AdjustedSize: Under 20 kWOther2024December Monthly Peak | Portfolio Adjusted | Size: Under 20 kW | Other | 2024 | December Monthly Peak | 12 | 55276.7135
Portfolio AdjustedSize: Under 20 kWOther2024February Monthly Peak | Portfolio Adjusted | Size: Under 20 kW | Other | 2024 | February Monthly Peak | 2 | 55276.7135
Portfolio AdjustedSize: Under 20 kWOther2024January Monthly Peak | Portfolio Adjusted | Size: Under 20 kW | Other | 2024 | January Monthly Peak | 1 | 55276.7135
Portfolio AdjustedSize: Under 20 kWOther2024July Monthly Peak | Portfolio Adjusted | Size: Under 20 kW | Other | 2024 | July Monthly Peak | 7 | 55276.7135
Portfolio AdjustedSize: Under 20 kWOther2024June Monthly Peak | Portfolio Adjusted | Size: Under 20 kW | Other | 2024 | June Monthly Peak | 6 | 55276.7135
Portfolio AdjustedSize: Under 20 kWOther2024March Monthly Peak | Portfolio Adjusted | Size: Under 20 kW | Other | 2024 | March Monthly Peak | 3 | 55276.7135
Portfolio AdjustedSize: Under 20 kWOther2024May Monthly Peak | Portfolio Adjusted | Size: Under 20 kW | Other | 2024 | May Monthly Peak | 5 | 55276.7135
Portfolio AdjustedSize: Under 20 kWOther2024November Monthly Peak | Portfolio Adjusted | Size: Under 20 kW | Other | 2024 | November Monthly Peak | 11 | 55276.7135
Portfolio AdjustedSize: Under 20 kWOther2024October Monthly Peak | Portfolio Adjusted | Size: Under 20 kW | Other | 2024 | October Monthly Peak | 10 | 55276.7135
Portfolio AdjustedSize: Under 20 kWOther2024September Monthly Peak | Portfolio Adjusted | Size: Under 20 kW | Other | 2024 | September Monthly Peak | 9 | 55276.7135
Portfolio AdjustedSize: Under 20 kWOther2024Typical Event Day | Portfolio Adjusted | Size: Under 20 kW | Other | 2024 | Typical Event Day | 8 | 55276.7135
Portfolio AdjustedSize: Under 20 kWOther2025April Monthly Peak | Portfolio Adjusted | Size: Under 20 kW | Other | 2025 | April Monthly Peak | 4 | 55276.7135
Portfolio AdjustedSize: Under 20 kWOther2025August Monthly Peak | Portfolio Adjusted | Size: Under 20 kW | Other | 2025 | August Monthly Peak | 8 | 55276.7135
Portfolio AdjustedSize: Under 20 kWOther2025December Monthly Peak | Portfolio Adjusted | Size: Under 20 kW | Other | 2025 | December Monthly Peak | 12 | 55276.7135
Portfolio AdjustedSize: Under 20 kWOther2025February Monthly Peak | Portfolio Adjusted | Size: Under 20 kW | Other | 2025 | February Monthly Peak | 2 | 55276.7135
Portfolio AdjustedSize: Under 20 kWOther2025January Monthly Peak | Portfolio Adjusted | Size: Under 20 kW | Other | 2025 | January Monthly Peak | 1 | 55276.7135
Portfolio AdjustedSize: Under 20 kWOther2025July Monthly Peak | Portfolio Adjusted | Size: Under 20 kW | Other | 2025 | July Monthly Peak | 7 | 55276.7135
Portfolio AdjustedSize: Under 20 kWOther2025June Monthly Peak | Portfolio Adjusted | Size: Under 20 kW | Other | 2025 | June Monthly Peak | 6 | 55276.7135
Portfolio AdjustedSize: Under 20 kWOther2025March Monthly Peak | Portfolio Adjusted | Size: Under 20 kW | Other | 2025 | March Monthly Peak | 3 | 55276.7135
Portfolio AdjustedSize: Under 20 kWOther2025May Monthly Peak | Portfolio Adjusted | Size: Under 20 kW | Other | 2025 | May Monthly Peak | 5 | 55276.7135
Portfolio AdjustedSize: Under 20 kWOther2025November Monthly Peak | Portfolio Adjusted | Size: Under 20 kW | Other | 2025 | November Monthly Peak | 11 | 55276.7135
Portfolio AdjustedSize: Under 20 kWOther2025October Monthly Peak | Portfolio Adjusted | Size: Under 20 kW | Other | 2025 | October Monthly Peak | 10 | 55276.7135
Portfolio AdjustedSize: Under 20 kWOther2025September Monthly Peak | Portfolio Adjusted | Size: Under 20 kW | Other | 2025 | September Monthly Peak | 9 | 55276.7135
Portfolio AdjustedSize: Under 20 kWOther2025Typical Event Day | Portfolio Adjusted | Size: Under 20 kW | Other | 2025 | Typical Event Day | 8 | 55276.7135
Portfolio AdjustedSize: Under 20 kWOther2026April Monthly Peak | Portfolio Adjusted | Size: Under 20 kW | Other | 2026 | April Monthly Peak | 4 | 55276.7135
Portfolio AdjustedSize: Under 20 kWOther2026August Monthly Peak | Portfolio Adjusted | Size: Under 20 kW | Other | 2026 | August Monthly Peak | 8 | 55276.7135
Portfolio AdjustedSize: Under 20 kWOther2026December Monthly Peak | Portfolio Adjusted | Size: Under 20 kW | Other | 2026 | December Monthly Peak | 12 | 55276.7135
Portfolio AdjustedSize: Under 20 kWOther2026February Monthly Peak | Portfolio Adjusted | Size: Under 20 kW | Other | 2026 | February Monthly Peak | 2 | 55276.7135
Portfolio AdjustedSize: Under 20 kWOther2026January Monthly Peak | Portfolio Adjusted | Size: Under 20 kW | Other | 2026 | January Monthly Peak | 1 | 55276.7135
Portfolio AdjustedSize: Under 20 kWOther2026July Monthly Peak | Portfolio Adjusted | Size: Under 20 kW | Other | 2026 | July Monthly Peak | 7 | 55276.7135
Portfolio AdjustedSize: Under 20 kWOther2026June Monthly Peak | Portfolio Adjusted | Size: Under 20 kW | Other | 2026 | June Monthly Peak | 6 | 55276.7135
Portfolio AdjustedSize: Under 20 kWOther2026March Monthly Peak | Portfolio Adjusted | Size: Under 20 kW | Other | 2026 | March Monthly Peak | 3 | 55276.7135
Portfolio AdjustedSize: Under 20 kWOther2026May Monthly Peak | Portfolio Adjusted | Size: Under 20 kW | Other | 2026 | May Monthly Peak | 5 | 55276.7135
Portfolio AdjustedSize: Under 20 kWOther2026November Monthly Peak | Portfolio Adjusted | Size: Under 20 kW | Other | 2026 | November Monthly Peak | 11 | 55276.7135
Portfolio AdjustedSize: Under 20 kWOther2026October Monthly Peak | Portfolio Adjusted | Size: Under 20 kW | Other | 2026 | October Monthly Peak | 10 | 55276.7135
Portfolio AdjustedSize: Under 20 kWOther2026September Monthly Peak | Portfolio Adjusted | Size: Under 20 kW | Other | 2026 | September Monthly Peak | 9 | 55276.7135
Portfolio AdjustedSize: Under 20 kWOther2026Typical Event Day | Portfolio Adjusted | Size: Under 20 kW | Other | 2026 | Typical Event Day | 8 | 55276.7135
Portfolio AdjustedSize: Under 20 kWSouth of Lugo2015April Monthly Peak | Portfolio Adjusted | Size: Under 20 kW | South of Lugo | 2015 | April Monthly Peak | 4 | 0
Portfolio AdjustedSize: Under 20 kWSouth of Lugo2015August Monthly Peak | Portfolio Adjusted | Size: Under 20 kW | South of Lugo | 2015 | August Monthly Peak | 8 | 0
Portfolio AdjustedSize: Under 20 kWSouth of Lugo2015December Monthly Peak | Portfolio Adjusted | Size: Under 20 kW | South of Lugo | 2015 | December Monthly Peak | 12 | 0
Portfolio AdjustedSize: Under 20 kWSouth of Lugo2015February Monthly Peak | Portfolio Adjusted | Size: Under 20 kW | South of Lugo | 2015 | February Monthly Peak | 2 | 0
Portfolio AdjustedSize: Under 20 kWSouth of Lugo2015January Monthly Peak | Portfolio Adjusted | Size: Under 20 kW | South of Lugo | 2015 | January Monthly Peak | 1 | 0
Portfolio AdjustedSize: Under 20 kWSouth of Lugo2015July Monthly Peak | Portfolio Adjusted | Size: Under 20 kW | South of Lugo | 2015 | July Monthly Peak | 7 | 0
Portfolio AdjustedSize: Under 20 kWSouth of Lugo2015June Monthly Peak | Portfolio Adjusted | Size: Under 20 kW | South of Lugo | 2015 | June Monthly Peak | 6 | 0
Portfolio AdjustedSize: Under 20 kWSouth of Lugo2015March Monthly Peak | Portfolio Adjusted | Size: Under 20 kW | South of Lugo | 2015 | March Monthly Peak | 3 | 0
Portfolio AdjustedSize: Under 20 kWSouth of Lugo2015May Monthly Peak | Portfolio Adjusted | Size: Under 20 kW | South of Lugo | 2015 | May Monthly Peak | 5 | 0
Portfolio AdjustedSize: Under 20 kWSouth of Lugo2015November Monthly Peak | Portfolio Adjusted | Size: Under 20 kW | South of Lugo | 2015 | November Monthly Peak | 11 | 0
Portfolio AdjustedSize: Under 20 kWSouth of Lugo2015October Monthly Peak | Portfolio Adjusted | Size: Under 20 kW | South of Lugo | 2015 | October Monthly Peak | 10 | 0
Portfolio AdjustedSize: Under 20 kWSouth of Lugo2015September Monthly Peak | Portfolio Adjusted | Size: Under 20 kW | South of Lugo | 2015 | September Monthly Peak | 9 | 0
Portfolio AdjustedSize: Under 20 kWSouth of Lugo2015Typical Event Day | Portfolio Adjusted | Size: Under 20 kW | South of Lugo | 2015 | Typical Event Day | 8 | 0
Portfolio AdjustedSize: Under 20 kWSouth of Lugo2016April Monthly Peak | Portfolio Adjusted | Size: Under 20 kW | South of Lugo | 2016 | April Monthly Peak | 4 | 0
Portfolio AdjustedSize: Under 20 kWSouth of Lugo2016August Monthly Peak | Portfolio Adjusted | Size: Under 20 kW | South of Lugo | 2016 | August Monthly Peak | 8 | 0
Portfolio AdjustedSize: Under 20 kWSouth of Lugo2016December Monthly Peak | Portfolio Adjusted | Size: Under 20 kW | South of Lugo | 2016 | December Monthly Peak | 12 | 0
Portfolio AdjustedSize: Under 20 kWSouth of Lugo2016February Monthly Peak | Portfolio Adjusted | Size: Under 20 kW | South of Lugo | 2016 | February Monthly Peak | 2 | 0
Portfolio AdjustedSize: Under 20 kWSouth of Lugo2016January Monthly Peak | Portfolio Adjusted | Size: Under 20 kW | South of Lugo | 2016 | January Monthly Peak | 1 | 0
Portfolio AdjustedSize: Under 20 kWSouth of Lugo2016July Monthly Peak | Portfolio Adjusted | Size: Under 20 kW | South of Lugo | 2016 | July Monthly Peak | 7 | 0
Portfolio AdjustedSize: Under 20 kWSouth of Lugo2016June Monthly Peak | Portfolio Adjusted | Size: Under 20 kW | South of Lugo | 2016 | June Monthly Peak | 6 | 0
Portfolio AdjustedSize: Under 20 kWSouth of Lugo2016March Monthly Peak | Portfolio Adjusted | Size: Under 20 kW | South of Lugo | 2016 | March Monthly Peak | 3 | 0
Portfolio AdjustedSize: Under 20 kWSouth of Lugo2016May Monthly Peak | Portfolio Adjusted | Size: Under 20 kW | South of Lugo | 2016 | May Monthly Peak | 5 | 0
Portfolio AdjustedSize: Under 20 kWSouth of Lugo2016November Monthly Peak | Portfolio Adjusted | Size: Under 20 kW | South of Lugo | 2016 | November Monthly Peak | 11 | 0
Portfolio AdjustedSize: Under 20 kWSouth of Lugo2016October Monthly Peak | Portfolio Adjusted | Size: Under 20 kW | South of Lugo | 2016 | October Monthly Peak | 10 | 0
Portfolio AdjustedSize: Under 20 kWSouth of Lugo2016September Monthly Peak | Portfolio Adjusted | Size: Under 20 kW | South of Lugo | 2016 | September Monthly Peak | 9 | 0
Portfolio AdjustedSize: Under 20 kWSouth of Lugo2016Typical Event Day | Portfolio Adjusted | Size: Under 20 kW | South of Lugo | 2016 | Typical Event Day | 8 | 0
Portfolio AdjustedSize: Under 20 kWSouth of Lugo2017April Monthly Peak | Portfolio Adjusted | Size: Under 20 kW | South of Lugo | 2017 | April Monthly Peak | 4 | 0
Portfolio AdjustedSize: Under 20 kWSouth of Lugo2017August Monthly Peak | Portfolio Adjusted | Size: Under 20 kW | South of Lugo | 2017 | August Monthly Peak | 8 | 0
Portfolio AdjustedSize: Under 20 kWSouth of Lugo2017December Monthly Peak | Portfolio Adjusted | Size: Under 20 kW | South of Lugo | 2017 | December Monthly Peak | 12 | 0
Portfolio AdjustedSize: Under 20 kWSouth of Lugo2017February Monthly Peak | Portfolio Adjusted | Size: Under 20 kW | South of Lugo | 2017 | February Monthly Peak | 2 | 0
Portfolio AdjustedSize: Under 20 kWSouth of Lugo2017January Monthly Peak | Portfolio Adjusted | Size: Under 20 kW | South of Lugo | 2017 | January Monthly Peak | 1 | 0
Portfolio AdjustedSize: Under 20 kWSouth of Lugo2017July Monthly Peak | Portfolio Adjusted | Size: Under 20 kW | South of Lugo | 2017 | July Monthly Peak | 7 | 0
Portfolio AdjustedSize: Under 20 kWSouth of Lugo2017June Monthly Peak | Portfolio Adjusted | Size: Under 20 kW | South of Lugo | 2017 | June Monthly Peak | 6 | 0
Portfolio AdjustedSize: Under 20 kWSouth of Lugo2017March Monthly Peak | Portfolio Adjusted | Size: Under 20 kW | South of Lugo | 2017 | March Monthly Peak | 3 | 0
Portfolio AdjustedSize: Under 20 kWSouth of Lugo2017May Monthly Peak | Portfolio Adjusted | Size: Under 20 kW | South of Lugo | 2017 | May Monthly Peak | 5 | 0
Portfolio AdjustedSize: Under 20 kWSouth of Lugo2017November Monthly Peak | Portfolio Adjusted | Size: Under 20 kW | South of Lugo | 2017 | November Monthly Peak | 11 | 0
Portfolio AdjustedSize: Under 20 kWSouth of Lugo2017October Monthly Peak | Portfolio Adjusted | Size: Under 20 kW | South of Lugo | 2017 | October Monthly Peak | 10 | 0
Portfolio AdjustedSize: Under 20 kWSouth of Lugo2017September Monthly Peak | Portfolio Adjusted | Size: Under 20 kW | South of Lugo | 2017 | September Monthly Peak | 9 | 0
Portfolio AdjustedSize: Under 20 kWSouth of Lugo2017Typical Event Day | Portfolio Adjusted | Size: Under 20 kW | South of Lugo | 2017 | Typical Event Day | 8 | 0
Portfolio AdjustedSize: Under 20 kWSouth of Lugo2018April Monthly Peak | Portfolio Adjusted | Size: Under 20 kW | South of Lugo | 2018 | April Monthly Peak | 4 | 24816.7184
Portfolio AdjustedSize: Under 20 kWSouth of Lugo2018August Monthly Peak | Portfolio Adjusted | Size: Under 20 kW | South of Lugo | 2018 | August Monthly Peak | 8 | 24816.7184
Portfolio AdjustedSize: Under 20 kWSouth of Lugo2018December Monthly Peak | Portfolio Adjusted | Size: Under 20 kW | South of Lugo | 2018 | December Monthly Peak | 12 | 24816.7184
Portfolio AdjustedSize: Under 20 kWSouth of Lugo2018February Monthly Peak | Portfolio Adjusted | Size: Under 20 kW | South of Lugo | 2018 | February Monthly Peak | 2 | 0
Portfolio AdjustedSize: Under 20 kWSouth of Lugo2018January Monthly Peak | Portfolio Adjusted | Size: Under 20 kW | South of Lugo | 2018 | January Monthly Peak | 1 | 0
Portfolio AdjustedSize: Under 20 kWSouth of Lugo2018July Monthly Peak | Portfolio Adjusted | Size: Under 20 kW | South of Lugo | 2018 | July Monthly Peak | 7 | 24816.7184
Portfolio AdjustedSize: Under 20 kWSouth of Lugo2018June Monthly Peak | Portfolio Adjusted | Size: Under 20 kW | South of Lugo | 2018 | June Monthly Peak | 6 | 24816.7184
Portfolio AdjustedSize: Under 20 kWSouth of Lugo2018March Monthly Peak | Portfolio Adjusted | Size: Under 20 kW | South of Lugo | 2018 | March Monthly Peak | 3 | 0
Portfolio AdjustedSize: Under 20 kWSouth of Lugo2018May Monthly Peak | Portfolio Adjusted | Size: Under 20 kW | South of Lugo | 2018 | May Monthly Peak | 5 | 24816.7184
Portfolio AdjustedSize: Under 20 kWSouth of Lugo2018November Monthly Peak | Portfolio Adjusted | Size: Under 20 kW | South of Lugo | 2018 | November Monthly Peak | 11 | 24816.7184
Portfolio AdjustedSize: Under 20 kWSouth of Lugo2018October Monthly Peak | Portfolio Adjusted | Size: Under 20 kW | South of Lugo | 2018 | October Monthly Peak | 10 | 24816.7184
Portfolio AdjustedSize: Under 20 kWSouth of Lugo2018September Monthly Peak | Portfolio Adjusted | Size: Under 20 kW | South of Lugo | 2018 | September Monthly Peak | 9 | 24816.7184
Portfolio AdjustedSize: Under 20 kWSouth of Lugo2018Typical Event Day | Portfolio Adjusted | Size: Under 20 kW | South of Lugo | 2018 | Typical Event Day | 8 | 24816.7184
Portfolio AdjustedSize: Under 20 kWSouth of Lugo2019April Monthly Peak | Portfolio Adjusted | Size: Under 20 kW | South of Lugo | 2019 | April Monthly Peak | 4 | 9926.6874
Portfolio AdjustedSize: Under 20 kWSouth of Lugo2019August Monthly Peak | Portfolio Adjusted | Size: Under 20 kW | South of Lugo | 2019 | August Monthly Peak | 8 | 9926.6874
Portfolio AdjustedSize: Under 20 kWSouth of Lugo2019December Monthly Peak | Portfolio Adjusted | Size: Under 20 kW | South of Lugo | 2019 | December Monthly Peak | 12 | 9926.6874
Portfolio AdjustedSize: Under 20 kWSouth of Lugo2019February Monthly Peak | Portfolio Adjusted | Size: Under 20 kW | South of Lugo | 2019 | February Monthly Peak | 2 | 24816.7184
Portfolio AdjustedSize: Under 20 kWSouth of Lugo2019January Monthly Peak | Portfolio Adjusted | Size: Under 20 kW | South of Lugo | 2019 | January Monthly Peak | 1 | 24816.7184
Portfolio AdjustedSize: Under 20 kWSouth of Lugo2019July Monthly Peak | Portfolio Adjusted | Size: Under 20 kW | South of Lugo | 2019 | July Monthly Peak | 7 | 9926.6874
Portfolio AdjustedSize: Under 20 kWSouth of Lugo2019June Monthly Peak | Portfolio Adjusted | Size: Under 20 kW | South of Lugo | 2019 | June Monthly Peak | 6 | 9926.6874
Portfolio AdjustedSize: Under 20 kWSouth of Lugo2019March Monthly Peak | Portfolio Adjusted | Size: Under 20 kW | South of Lugo | 2019 | March Monthly Peak | 3 | 24816.7184
Portfolio AdjustedSize: Under 20 kWSouth of Lugo2019May Monthly Peak | Portfolio Adjusted | Size: Under 20 kW | South of Lugo | 2019 | May Monthly Peak | 5 | 9926.6874
Portfolio AdjustedSize: Under 20 kWSouth of Lugo2019November Monthly Peak | Portfolio Adjusted | Size: Under 20 kW | South of Lugo | 2019 | November Monthly Peak | 11 | 9926.6874
Portfolio AdjustedSize: Under 20 kWSouth of Lugo2019October Monthly Peak | Portfolio Adjusted | Size: Under 20 kW | South of Lugo | 2019 | October Monthly Peak | 10 | 9926.6874
Portfolio AdjustedSize: Under 20 kWSouth of Lugo2019September Monthly Peak | Portfolio Adjusted | Size: Under 20 kW | South of Lugo | 2019 | September Monthly Peak | 9 | 9926.6874
Portfolio AdjustedSize: Under 20 kWSouth of Lugo2019Typical Event Day | Portfolio Adjusted | Size: Under 20 kW | South of Lugo | 2019 | Typical Event Day | 8 | 9926.6874
Portfolio AdjustedSize: Under 20 kWSouth of Lugo2020April Monthly Peak | Portfolio Adjusted | Size: Under 20 kW | South of Lugo | 2020 | April Monthly Peak | 4 | 9926.6874
Portfolio AdjustedSize: Under 20 kWSouth of Lugo2020August Monthly Peak | Portfolio Adjusted | Size: Under 20 kW | South of Lugo | 2020 | August Monthly Peak | 8 | 9926.6874
Portfolio AdjustedSize: Under 20 kWSouth of Lugo2020December Monthly Peak | Portfolio Adjusted | Size: Under 20 kW | South of Lugo | 2020 | December Monthly Peak | 12 | 9926.6874
Portfolio AdjustedSize: Under 20 kWSouth of Lugo2020February Monthly Peak | Portfolio Adjusted | Size: Under 20 kW | South of Lugo | 2020 | February Monthly Peak | 2 | 9926.6874
Portfolio AdjustedSize: Under 20 kWSouth of Lugo2020January Monthly Peak | Portfolio Adjusted | Size: Under 20 kW | South of Lugo | 2020 | January Monthly Peak | 1 | 9926.6874
Portfolio AdjustedSize: Under 20 kWSouth of Lugo2020July Monthly Peak | Portfolio Adjusted | Size: Under 20 kW | South of Lugo | 2020 | July Monthly Peak | 7 | 9926.6874
Portfolio AdjustedSize: Under 20 kWSouth of Lugo2020June Monthly Peak | Portfolio Adjusted | Size: Under 20 kW | South of Lugo | 2020 | June Monthly Peak | 6 | 9926.6874
Portfolio AdjustedSize: Under 20 kWSouth of Lugo2020March Monthly Peak | Portfolio Adjusted | Size: Under 20 kW | South of Lugo | 2020 | March Monthly Peak | 3 | 9926.6874
Portfolio AdjustedSize: Under 20 kWSouth of Lugo2020May Monthly Peak | Portfolio Adjusted | Size: Under 20 kW | South of Lugo | 2020 | May Monthly Peak | 5 | 9926.6874
Portfolio AdjustedSize: Under 20 kWSouth of Lugo2020November Monthly Peak | Portfolio Adjusted | Size: Under 20 kW | South of Lugo | 2020 | November Monthly Peak | 11 | 9926.6874
Portfolio AdjustedSize: Under 20 kWSouth of Lugo2020October Monthly Peak | Portfolio Adjusted | Size: Under 20 kW | South of Lugo | 2020 | October Monthly Peak | 10 | 9926.6874
Portfolio AdjustedSize: Under 20 kWSouth of Lugo2020September Monthly Peak | Portfolio Adjusted | Size: Under 20 kW | South of Lugo | 2020 | September Monthly Peak | 9 | 9926.6874
Portfolio AdjustedSize: Under 20 kWSouth of Lugo2020Typical Event Day | Portfolio Adjusted | Size: Under 20 kW | South of Lugo | 2020 | Typical Event Day | 8 | 9926.6874
Portfolio AdjustedSize: Under 20 kWSouth of Lugo2021April Monthly Peak | Portfolio Adjusted | Size: Under 20 kW | South of Lugo | 2021 | April Monthly Peak | 4 | 9926.6874
Portfolio AdjustedSize: Under 20 kWSouth of Lugo2021August Monthly Peak | Portfolio Adjusted | Size: Under 20 kW | South of Lugo | 2021 | August Monthly Peak | 8 | 9926.6874
Portfolio AdjustedSize: Under 20 kWSouth of Lugo2021December Monthly Peak | Portfolio Adjusted | Size: Under 20 kW | South of Lugo | 2021 | December Monthly Peak | 12 | 9926.6874
Portfolio AdjustedSize: Under 20 kWSouth of Lugo2021February Monthly Peak | Portfolio Adjusted | Size: Under 20 kW | South of Lugo | 2021 | February Monthly Peak | 2 | 9926.6874
Portfolio AdjustedSize: Under 20 kWSouth of Lugo2021January Monthly Peak | Portfolio Adjusted | Size: Under 20 kW | South of Lugo | 2021 | January Monthly Peak | 1 | 9926.6874
Portfolio AdjustedSize: Under 20 kWSouth of Lugo2021July Monthly Peak | Portfolio Adjusted | Size: Under 20 kW | South of Lugo | 2021 | July Monthly Peak | 7 | 9926.6874
Portfolio AdjustedSize: Under 20 kWSouth of Lugo2021June Monthly Peak | Portfolio Adjusted | Size: Under 20 kW | South of Lugo | 2021 | June Monthly Peak | 6 | 9926.6874
Portfolio AdjustedSize: Under 20 kWSouth of Lugo2021March Monthly Peak | Portfolio Adjusted | Size: Under 20 kW | South of Lugo | 2021 | March Monthly Peak | 3 | 9926.6874
Portfolio AdjustedSize: Under 20 kWSouth of Lugo2021May Monthly Peak | Portfolio Adjusted | Size: Under 20 kW | South of Lugo | 2021 | May Monthly Peak | 5 | 9926.6874
Portfolio AdjustedSize: Under 20 kWSouth of Lugo2021November Monthly Peak | Portfolio Adjusted | Size: Under 20 kW | South of Lugo | 2021 | November Monthly Peak | 11 | 9926.6874
Portfolio AdjustedSize: Under 20 kWSouth of Lugo2021October Monthly Peak | Portfolio Adjusted | Size: Under 20 kW | South of Lugo | 2021 | October Monthly Peak | 10 | 9926.6874
Portfolio AdjustedSize: Under 20 kWSouth of Lugo2021September Monthly Peak | Portfolio Adjusted | Size: Under 20 kW | South of Lugo | 2021 | September Monthly Peak | 9 | 9926.6874
Portfolio AdjustedSize: Under 20 kWSouth of Lugo2021Typical Event Day | Portfolio Adjusted | Size: Under 20 kW | South of Lugo | 2021 | Typical Event Day | 8 | 9926.6874
Portfolio AdjustedSize: Under 20 kWSouth of Lugo2022April Monthly Peak | Portfolio Adjusted | Size: Under 20 kW | South of Lugo | 2022 | April Monthly Peak | 4 | 9926.6874
Portfolio AdjustedSize: Under 20 kWSouth of Lugo2022August Monthly Peak | Portfolio Adjusted | Size: Under 20 kW | South of Lugo | 2022 | August Monthly Peak | 8 | 9926.6874
Portfolio AdjustedSize: Under 20 kWSouth of Lugo2022December Monthly Peak | Portfolio Adjusted | Size: Under 20 kW | South of Lugo | 2022 | December Monthly Peak | 12 | 9926.6874
Portfolio AdjustedSize: Under 20 kWSouth of Lugo2022February Monthly Peak | Portfolio Adjusted | Size: Under 20 kW | South of Lugo | 2022 | February Monthly Peak | 2 | 9926.6874
Portfolio AdjustedSize: Under 20 kWSouth of Lugo2022January Monthly Peak | Portfolio Adjusted | Size: Under 20 kW | South of Lugo | 2022 | January Monthly Peak | 1 | 9926.6874
Portfolio AdjustedSize: Under 20 kWSouth of Lugo2022July Monthly Peak | Portfolio Adjusted | Size: Under 20 kW | South of Lugo | 2022 | July Monthly Peak | 7 | 9926.6874
Portfolio AdjustedSize: Under 20 kWSouth of Lugo2022June Monthly Peak | Portfolio Adjusted | Size: Under 20 kW | South of Lugo | 2022 | June Monthly Peak | 6 | 9926.6874
Portfolio AdjustedSize: Under 20 kWSouth of Lugo2022March Monthly Peak | Portfolio Adjusted | Size: Under 20 kW | South of Lugo | 2022 | March Monthly Peak | 3 | 9926.6874
Portfolio AdjustedSize: Under 20 kWSouth of Lugo2022May Monthly Peak | Portfolio Adjusted | Size: Under 20 kW | South of Lugo | 2022 | May Monthly Peak | 5 | 9926.6874
Portfolio AdjustedSize: Under 20 kWSouth of Lugo2022November Monthly Peak | Portfolio Adjusted | Size: Under 20 kW | South of Lugo | 2022 | November Monthly Peak | 11 | 9926.6874
Portfolio AdjustedSize: Under 20 kWSouth of Lugo2022October Monthly Peak | Portfolio Adjusted | Size: Under 20 kW | South of Lugo | 2022 | October Monthly Peak | 10 | 9926.6874
Portfolio AdjustedSize: Under 20 kWSouth of Lugo2022September Monthly Peak | Portfolio Adjusted | Size: Under 20 kW | South of Lugo | 2022 | September Monthly Peak | 9 | 9926.6874
Portfolio AdjustedSize: Under 20 kWSouth of Lugo2022Typical Event Day | Portfolio Adjusted | Size: Under 20 kW | South of Lugo | 2022 | Typical Event Day | 8 | 9926.6874
Portfolio AdjustedSize: Under 20 kWSouth of Lugo2023April Monthly Peak | Portfolio Adjusted | Size: Under 20 kW | South of Lugo | 2023 | April Monthly Peak | 4 | 9926.6874
Portfolio AdjustedSize: Under 20 kWSouth of Lugo2023August Monthly Peak | Portfolio Adjusted | Size: Under 20 kW | South of Lugo | 2023 | August Monthly Peak | 8 | 9926.6874
Portfolio AdjustedSize: Under 20 kWSouth of Lugo2023December Monthly Peak | Portfolio Adjusted | Size: Under 20 kW | South of Lugo | 2023 | December Monthly Peak | 12 | 9926.6874
Portfolio AdjustedSize: Under 20 kWSouth of Lugo2023February Monthly Peak | Portfolio Adjusted | Size: Under 20 kW | South of Lugo | 2023 | February Monthly Peak | 2 | 9926.6874
Portfolio AdjustedSize: Under 20 kWSouth of Lugo2023January Monthly Peak | Portfolio Adjusted | Size: Under 20 kW | South of Lugo | 2023 | January Monthly Peak | 1 | 9926.6874
Portfolio AdjustedSize: Under 20 kWSouth of Lugo2023July Monthly Peak | Portfolio Adjusted | Size: Under 20 kW | South of Lugo | 2023 | July Monthly Peak | 7 | 9926.6874
Portfolio AdjustedSize: Under 20 kWSouth of Lugo2023June Monthly Peak | Portfolio Adjusted | Size: Under 20 kW | South of Lugo | 2023 | June Monthly Peak | 6 | 9926.6874
Portfolio AdjustedSize: Under 20 kWSouth of Lugo2023March Monthly Peak | Portfolio Adjusted | Size: Under 20 kW | South of Lugo | 2023 | March Monthly Peak | 3 | 9926.6874
Portfolio AdjustedSize: Under 20 kWSouth of Lugo2023May Monthly Peak | Portfolio Adjusted | Size: Under 20 kW | South of Lugo | 2023 | May Monthly Peak | 5 | 9926.6874
Portfolio AdjustedSize: Under 20 kWSouth of Lugo2023November Monthly Peak | Portfolio Adjusted | Size: Under 20 kW | South of Lugo | 2023 | November Monthly Peak | 11 | 9926.6874
Portfolio AdjustedSize: Under 20 kWSouth of Lugo2023October Monthly Peak | Portfolio Adjusted | Size: Under 20 kW | South of Lugo | 2023 | October Monthly Peak | 10 | 9926.6874
Portfolio AdjustedSize: Under 20 kWSouth of Lugo2023September Monthly Peak | Portfolio Adjusted | Size: Under 20 kW | South of Lugo | 2023 | September Monthly Peak | 9 | 9926.6874
Portfolio AdjustedSize: Under 20 kWSouth of Lugo2023Typical Event Day | Portfolio Adjusted | Size: Under 20 kW | South of Lugo | 2023 | Typical Event Day | 8 | 9926.6874
Portfolio AdjustedSize: Under 20 kWSouth of Lugo2024April Monthly Peak | Portfolio Adjusted | Size: Under 20 kW | South of Lugo | 2024 | April Monthly Peak | 4 | 9926.6874
Portfolio AdjustedSize: Under 20 kWSouth of Lugo2024August Monthly Peak | Portfolio Adjusted | Size: Under 20 kW | South of Lugo | 2024 | August Monthly Peak | 8 | 9926.6874
Portfolio AdjustedSize: Under 20 kWSouth of Lugo2024December Monthly Peak | Portfolio Adjusted | Size: Under 20 kW | South of Lugo | 2024 | December Monthly Peak | 12 | 9926.6874
Portfolio AdjustedSize: Under 20 kWSouth of Lugo2024February Monthly Peak | Portfolio Adjusted | Size: Under 20 kW | South of Lugo | 2024 | February Monthly Peak | 2 | 9926.6874
Portfolio AdjustedSize: Under 20 kWSouth of Lugo2024January Monthly Peak | Portfolio Adjusted | Size: Under 20 kW | South of Lugo | 2024 | January Monthly Peak | 1 | 9926.6874
Portfolio AdjustedSize: Under 20 kWSouth of Lugo2024July Monthly Peak | Portfolio Adjusted | Size: Under 20 kW | South of Lugo | 2024 | July Monthly Peak | 7 | 9926.6874
Portfolio AdjustedSize: Under 20 kWSouth of Lugo2024June Monthly Peak | Portfolio Adjusted | Size: Under 20 kW | South of Lugo | 2024 | June Monthly Peak | 6 | 9926.6874
Portfolio AdjustedSize: Under 20 kWSouth of Lugo2024March Monthly Peak | Portfolio Adjusted | Size: Under 20 kW | South of Lugo | 2024 | March Monthly Peak | 3 | 9926.6874
Portfolio AdjustedSize: Under 20 kWSouth of Lugo2024May Monthly Peak | Portfolio Adjusted | Size: Under 20 kW | South of Lugo | 2024 | May Monthly Peak | 5 | 9926.6874
Portfolio AdjustedSize: Under 20 kWSouth of Lugo2024November Monthly Peak | Portfolio Adjusted | Size: Under 20 kW | South of Lugo | 2024 | November Monthly Peak | 11 | 9926.6874
Portfolio AdjustedSize: Under 20 kWSouth of Lugo2024October Monthly Peak | Portfolio Adjusted | Size: Under 20 kW | South of Lugo | 2024 | October Monthly Peak | 10 | 9926.6874
Portfolio AdjustedSize: Under 20 kWSouth of Lugo2024September Monthly Peak | Portfolio Adjusted | Size: Under 20 kW | South of Lugo | 2024 | September Monthly Peak | 9 | 9926.6874
Portfolio AdjustedSize: Under 20 kWSouth of Lugo2024Typical Event Day | Portfolio Adjusted | Size: Under 20 kW | South of Lugo | 2024 | Typical Event Day | 8 | 9926.6874
Portfolio AdjustedSize: Under 20 kWSouth of Lugo2025April Monthly Peak | Portfolio Adjusted | Size: Under 20 kW | South of Lugo | 2025 | April Monthly Peak | 4 | 9926.6874
Portfolio AdjustedSize: Under 20 kWSouth of Lugo2025August Monthly Peak | Portfolio Adjusted | Size: Under 20 kW | South of Lugo | 2025 | August Monthly Peak | 8 | 9926.6874
Portfolio AdjustedSize: Under 20 kWSouth of Lugo2025December Monthly Peak | Portfolio Adjusted | Size: Under 20 kW | South of Lugo | 2025 | December Monthly Peak | 12 | 9926.6874
Portfolio AdjustedSize: Under 20 kWSouth of Lugo2025February Monthly Peak | Portfolio Adjusted | Size: Under 20 kW | South of Lugo | 2025 | February Monthly Peak | 2 | 9926.6874
Portfolio AdjustedSize: Under 20 kWSouth of Lugo2025January Monthly Peak | Portfolio Adjusted | Size: Under 20 kW | South of Lugo | 2025 | January Monthly Peak | 1 | 9926.6874
Portfolio AdjustedSize: Under 20 kWSouth of Lugo2025July Monthly Peak | Portfolio Adjusted | Size: Under 20 kW | South of Lugo | 2025 | July Monthly Peak | 7 | 9926.6874
Portfolio AdjustedSize: Under 20 kWSouth of Lugo2025June Monthly Peak | Portfolio Adjusted | Size: Under 20 kW | South of Lugo | 2025 | June Monthly Peak | 6 | 9926.6874
Portfolio AdjustedSize: Under 20 kWSouth of Lugo2025March Monthly Peak | Portfolio Adjusted | Size: Under 20 kW | South of Lugo | 2025 | March Monthly Peak | 3 | 9926.6874
Portfolio AdjustedSize: Under 20 kWSouth of Lugo2025May Monthly Peak | Portfolio Adjusted | Size: Under 20 kW | South of Lugo | 2025 | May Monthly Peak | 5 | 9926.6874
Portfolio AdjustedSize: Under 20 kWSouth of Lugo2025November Monthly Peak | Portfolio Adjusted | Size: Under 20 kW | South of Lugo | 2025 | November Monthly Peak | 11 | 9926.6874
Portfolio AdjustedSize: Under 20 kWSouth of Lugo2025October Monthly Peak | Portfolio Adjusted | Size: Under 20 kW | South of Lugo | 2025 | October Monthly Peak | 10 | 9926.6874
Portfolio AdjustedSize: Under 20 kWSouth of Lugo2025September Monthly Peak | Portfolio Adjusted | Size: Under 20 kW | South of Lugo | 2025 | September Monthly Peak | 9 | 9926.6874
Portfolio AdjustedSize: Under 20 kWSouth of Lugo2025Typical Event Day | Portfolio Adjusted | Size: Under 20 kW | South of Lugo | 2025 | Typical Event Day | 8 | 9926.6874
Portfolio AdjustedSize: Under 20 kWSouth of Lugo2026April Monthly Peak | Portfolio Adjusted | Size: Under 20 kW | South of Lugo | 2026 | April Monthly Peak | 4 | 9926.6874
Portfolio AdjustedSize: Under 20 kWSouth of Lugo2026August Monthly Peak | Portfolio Adjusted | Size: Under 20 kW | South of Lugo | 2026 | August Monthly Peak | 8 | 9926.6874
Portfolio AdjustedSize: Under 20 kWSouth of Lugo2026December Monthly Peak | Portfolio Adjusted | Size: Under 20 kW | South of Lugo | 2026 | December Monthly Peak | 12 | 9926.6874
Portfolio AdjustedSize: Under 20 kWSouth of Lugo2026February Monthly Peak | Portfolio Adjusted | Size: Under 20 kW | South of Lugo | 2026 | February Monthly Peak | 2 | 9926.6874
Portfolio AdjustedSize: Under 20 kWSouth of Lugo2026January Monthly Peak | Portfolio Adjusted | Size: Under 20 kW | South of Lugo | 2026 | January Monthly Peak | 1 | 9926.6874
Portfolio AdjustedSize: Under 20 kWSouth of Lugo2026July Monthly Peak | Portfolio Adjusted | Size: Under 20 kW | South of Lugo | 2026 | July Monthly Peak | 7 | 9926.6874
Portfolio AdjustedSize: Under 20 kWSouth of Lugo2026June Monthly Peak | Portfolio Adjusted | Size: Under 20 kW | South of Lugo | 2026 | June Monthly Peak | 6 | 9926.6874
Portfolio AdjustedSize: Under 20 kWSouth of Lugo2026March Monthly Peak | Portfolio Adjusted | Size: Under 20 kW | South of Lugo | 2026 | March Monthly Peak | 3 | 9926.6874
Portfolio AdjustedSize: Under 20 kWSouth of Lugo2026May Monthly Peak | Portfolio Adjusted | Size: Under 20 kW | South of Lugo | 2026 | May Monthly Peak | 5 | 9926.6874
Portfolio AdjustedSize: Under 20 kWSouth of Lugo2026November Monthly Peak | Portfolio Adjusted | Size: Under 20 kW | South of Lugo | 2026 | November Monthly Peak | 11 | 9926.6874
Portfolio AdjustedSize: Under 20 kWSouth of Lugo2026October Monthly Peak | Portfolio Adjusted | Size: Under 20 kW | South of Lugo | 2026 | October Monthly Peak | 10 | 9926.6874
Portfolio AdjustedSize: Under 20 kWSouth of Lugo2026September Monthly Peak | Portfolio Adjusted | Size: Under 20 kW | South of Lugo | 2026 | September Monthly Peak | 9 | 9926.6874
Portfolio AdjustedSize: Under 20 kWSouth of Lugo2026Typical Event Day | Portfolio Adjusted | Size: Under 20 kW | South of Lugo | 2026 | Typical Event Day | 8 | 9926.6874
Program SpecificAllAll2015April Monthly Peak | Program Specific | All | All | 2015 | April Monthly Peak | 4 | 2718
Program SpecificAllAll2015August Monthly Peak | Program Specific | All | All | 2015 | August Monthly Peak | 8 | 2718
Program SpecificAllAll2015December Monthly Peak | Program Specific | All | All | 2015 | December Monthly Peak | 12 | 2718
Program SpecificAllAll2015February Monthly Peak | Program Specific | All | All | 2015 | February Monthly Peak | 2 | 2718
Program SpecificAllAll2015January Monthly Peak | Program Specific | All | All | 2015 | January Monthly Peak | 1 | 2718
Program SpecificAllAll2015July Monthly Peak | Program Specific | All | All | 2015 | July Monthly Peak | 7 | 2718
Program SpecificAllAll2015June Monthly Peak | Program Specific | All | All | 2015 | June Monthly Peak | 6 | 2718
Program SpecificAllAll2015March Monthly Peak | Program Specific | All | All | 2015 | March Monthly Peak | 3 | 2718
Program SpecificAllAll2015May Monthly Peak | Program Specific | All | All | 2015 | May Monthly Peak | 5 | 2718
Program SpecificAllAll2015November Monthly Peak | Program Specific | All | All | 2015 | November Monthly Peak | 11 | 2718
Program SpecificAllAll2015October Monthly Peak | Program Specific | All | All | 2015 | October Monthly Peak | 10 | 2718
Program SpecificAllAll2015September Monthly Peak | Program Specific | All | All | 2015 | September Monthly Peak | 9 | 2718
Program SpecificAllAll2015Typical Event Day | Program Specific | All | All | 2015 | Typical Event Day | 8 | 2718
Program SpecificAllAll2016April Monthly Peak | Program Specific | All | All | 2016 | April Monthly Peak | 4 | 2718
Program SpecificAllAll2016August Monthly Peak | Program Specific | All | All | 2016 | August Monthly Peak | 8 | 2718
Program SpecificAllAll2016December Monthly Peak | Program Specific | All | All | 2016 | December Monthly Peak | 12 | 2718
Program SpecificAllAll2016February Monthly Peak | Program Specific | All | All | 2016 | February Monthly Peak | 2 | 2718
Program SpecificAllAll2016January Monthly Peak | Program Specific | All | All | 2016 | January Monthly Peak | 1 | 2718
Program SpecificAllAll2016July Monthly Peak | Program Specific | All | All | 2016 | July Monthly Peak | 7 | 2718
Program SpecificAllAll2016June Monthly Peak | Program Specific | All | All | 2016 | June Monthly Peak | 6 | 2718
Program SpecificAllAll2016March Monthly Peak | Program Specific | All | All | 2016 | March Monthly Peak | 3 | 2718
Program SpecificAllAll2016May Monthly Peak | Program Specific | All | All | 2016 | May Monthly Peak | 5 | 2718
Program SpecificAllAll2016November Monthly Peak | Program Specific | All | All | 2016 | November Monthly Peak | 11 | 2718
Program SpecificAllAll2016October Monthly Peak | Program Specific | All | All | 2016 | October Monthly Peak | 10 | 2718
Program SpecificAllAll2016September Monthly Peak | Program Specific | All | All | 2016 | September Monthly Peak | 9 | 2718
Program SpecificAllAll2016Typical Event Day | Program Specific | All | All | 2016 | Typical Event Day | 8 | 2718
Program SpecificAllAll2017April Monthly Peak | Program Specific | All | All | 2017 | April Monthly Peak | 4 | 2737.8414
Program SpecificAllAll2017August Monthly Peak | Program Specific | All | All | 2017 | August Monthly Peak | 8 | 2737.8414
Program SpecificAllAll2017December Monthly Peak | Program Specific | All | All | 2017 | December Monthly Peak | 12 | 2737.8414
Program SpecificAllAll2017February Monthly Peak | Program Specific | All | All | 2017 | February Monthly Peak | 2 | 2737.8414
Program SpecificAllAll2017January Monthly Peak | Program Specific | All | All | 2017 | January Monthly Peak | 1 | 2737.8414
Program SpecificAllAll2017July Monthly Peak | Program Specific | All | All | 2017 | July Monthly Peak | 7 | 2737.8414
Program SpecificAllAll2017June Monthly Peak | Program Specific | All | All | 2017 | June Monthly Peak | 6 | 2737.8414
Program SpecificAllAll2017March Monthly Peak | Program Specific | All | All | 2017 | March Monthly Peak | 3 | 2737.8414
Program SpecificAllAll2017May Monthly Peak | Program Specific | All | All | 2017 | May Monthly Peak | 5 | 2737.8414
Program SpecificAllAll2017November Monthly Peak | Program Specific | All | All | 2017 | November Monthly Peak | 11 | 2737.8414
Program SpecificAllAll2017October Monthly Peak | Program Specific | All | All | 2017 | October Monthly Peak | 10 | 2737.8414
Program SpecificAllAll2017September Monthly Peak | Program Specific | All | All | 2017 | September Monthly Peak | 9 | 2737.8414
Program SpecificAllAll2017Typical Event Day | Program Specific | All | All | 2017 | Typical Event Day | 8 | 2737.8414
Program SpecificAllAll2018April Monthly Peak | Program Specific | All | All | 2018 | April Monthly Peak | 4 | 252746.0619
Program SpecificAllAll2018August Monthly Peak | Program Specific | All | All | 2018 | August Monthly Peak | 8 | 252746.0619
Program SpecificAllAll2018December Monthly Peak | Program Specific | All | All | 2018 | December Monthly Peak | 12 | 252746.0619
Program SpecificAllAll2018February Monthly Peak | Program Specific | All | All | 2018 | February Monthly Peak | 2 | 2746.0549
Program SpecificAllAll2018January Monthly Peak | Program Specific | All | All | 2018 | January Monthly Peak | 1 | 2746.0549
Program SpecificAllAll2018July Monthly Peak | Program Specific | All | All | 2018 | July Monthly Peak | 7 | 252746.0619
Program SpecificAllAll2018June Monthly Peak | Program Specific | All | All | 2018 | June Monthly Peak | 6 | 252746.0619
Program SpecificAllAll2018March Monthly Peak | Program Specific | All | All | 2018 | March Monthly Peak | 3 | 2746.0549
Program SpecificAllAll2018May Monthly Peak | Program Specific | All | All | 2018 | May Monthly Peak | 5 | 252746.0619
Program SpecificAllAll2018November Monthly Peak | Program Specific | All | All | 2018 | November Monthly Peak | 11 | 252746.0619
Program SpecificAllAll2018October Monthly Peak | Program Specific | All | All | 2018 | October Monthly Peak | 10 | 252746.0619
Program SpecificAllAll2018September Monthly Peak | Program Specific | All | All | 2018 | September Monthly Peak | 9 | 252746.0619
Program SpecificAllAll2018Typical Event Day | Program Specific | All | All | 2018 | Typical Event Day | 8 | 252746.0619
Program SpecificAllAll2019April Monthly Peak | Program Specific | All | All | 2019 | April Monthly Peak | 4 | 102754.2959
Program SpecificAllAll2019August Monthly Peak | Program Specific | All | All | 2019 | August Monthly Peak | 8 | 102754.2959
Program SpecificAllAll2019December Monthly Peak | Program Specific | All | All | 2019 | December Monthly Peak | 12 | 102754.2959
Program SpecificAllAll2019February Monthly Peak | Program Specific | All | All | 2019 | February Monthly Peak | 2 | 252754.3
Program SpecificAllAll2019January Monthly Peak | Program Specific | All | All | 2019 | January Monthly Peak | 1 | 252754.3
Program SpecificAllAll2019July Monthly Peak | Program Specific | All | All | 2019 | July Monthly Peak | 7 | 102754.2959
Program SpecificAllAll2019June Monthly Peak | Program Specific | All | All | 2019 | June Monthly Peak | 6 | 102754.2959
Program SpecificAllAll2019March Monthly Peak | Program Specific | All | All | 2019 | March Monthly Peak | 3 | 252754.3
Program SpecificAllAll2019May Monthly Peak | Program Specific | All | All | 2019 | May Monthly Peak | 5 | 102754.2959
Program SpecificAllAll2019November Monthly Peak | Program Specific | All | All | 2019 | November Monthly Peak | 11 | 102754.2959
Program SpecificAllAll2019October Monthly Peak | Program Specific | All | All | 2019 | October Monthly Peak | 10 | 102754.2959
Program SpecificAllAll2019September Monthly Peak | Program Specific | All | All | 2019 | September Monthly Peak | 9 | 102754.2959
Program SpecificAllAll2019Typical Event Day | Program Specific | All | All | 2019 | Typical Event Day | 8 | 102754.2959
Program SpecificAllAll2020April Monthly Peak | Program Specific | All | All | 2020 | April Monthly Peak | 4 | 102762.5588
Program SpecificAllAll2020August Monthly Peak | Program Specific | All | All | 2020 | August Monthly Peak | 8 | 102762.5588
Program SpecificAllAll2020December Monthly Peak | Program Specific | All | All | 2020 | December Monthly Peak | 12 | 102762.5588
Program SpecificAllAll2020February Monthly Peak | Program Specific | All | All | 2020 | February Monthly Peak | 2 | 102762.5588
Program SpecificAllAll2020January Monthly Peak | Program Specific | All | All | 2020 | January Monthly Peak | 1 | 102762.5588
Program SpecificAllAll2020July Monthly Peak | Program Specific | All | All | 2020 | July Monthly Peak | 7 | 102762.5588
Program SpecificAllAll2020June Monthly Peak | Program Specific | All | All | 2020 | June Monthly Peak | 6 | 102762.5588
Program SpecificAllAll2020March Monthly Peak | Program Specific | All | All | 2020 | March Monthly Peak | 3 | 102762.5588
Program SpecificAllAll2020May Monthly Peak | Program Specific | All | All | 2020 | May Monthly Peak | 5 | 102762.5588
Program SpecificAllAll2020November Monthly Peak | Program Specific | All | All | 2020 | November Monthly Peak | 11 | 102762.5588
Program SpecificAllAll2020October Monthly Peak | Program Specific | All | All | 2020 | October Monthly Peak | 10 | 102762.5588
Program SpecificAllAll2020September Monthly Peak | Program Specific | All | All | 2020 | September Monthly Peak | 9 | 102762.5588
Program SpecificAllAll2020Typical Event Day | Program Specific | All | All | 2020 | Typical Event Day | 8 | 102762.5588
Program SpecificAllAll2021April Monthly Peak | Program Specific | All | All | 2021 | April Monthly Peak | 4 | 102770.8464
Program SpecificAllAll2021August Monthly Peak | Program Specific | All | All | 2021 | August Monthly Peak | 8 | 102770.8464
Program SpecificAllAll2021December Monthly Peak | Program Specific | All | All | 2021 | December Monthly Peak | 12 | 102770.8464
Program SpecificAllAll2021February Monthly Peak | Program Specific | All | All | 2021 | February Monthly Peak | 2 | 102770.8464
Program SpecificAllAll2021January Monthly Peak | Program Specific | All | All | 2021 | January Monthly Peak | 1 | 102770.8464
Program SpecificAllAll2021July Monthly Peak | Program Specific | All | All | 2021 | July Monthly Peak | 7 | 102770.8464
Program SpecificAllAll2021June Monthly Peak | Program Specific | All | All | 2021 | June Monthly Peak | 6 | 102770.8464
Program SpecificAllAll2021March Monthly Peak | Program Specific | All | All | 2021 | March Monthly Peak | 3 | 102770.8464
Program SpecificAllAll2021May Monthly Peak | Program Specific | All | All | 2021 | May Monthly Peak | 5 | 102770.8464
Program SpecificAllAll2021November Monthly Peak | Program Specific | All | All | 2021 | November Monthly Peak | 11 | 102770.8464
Program SpecificAllAll2021October Monthly Peak | Program Specific | All | All | 2021 | October Monthly Peak | 10 | 102770.8464
Program SpecificAllAll2021September Monthly Peak | Program Specific | All | All | 2021 | September Monthly Peak | 9 | 102770.8464
Program SpecificAllAll2021Typical Event Day | Program Specific | All | All | 2021 | Typical Event Day | 8 | 102770.8464
Program SpecificAllAll2022April Monthly Peak | Program Specific | All | All | 2022 | April Monthly Peak | 4 | 102779.159
Program SpecificAllAll2022August Monthly Peak | Program Specific | All | All | 2022 | August Monthly Peak | 8 | 102779.159
Program SpecificAllAll2022December Monthly Peak | Program Specific | All | All | 2022 | December Monthly Peak | 12 | 102779.159
Program SpecificAllAll2022February Monthly Peak | Program Specific | All | All | 2022 | February Monthly Peak | 2 | 102779.159
Program SpecificAllAll2022January Monthly Peak | Program Specific | All | All | 2022 | January Monthly Peak | 1 | 102779.159
Program SpecificAllAll2022July Monthly Peak | Program Specific | All | All | 2022 | July Monthly Peak | 7 | 102779.159
Program SpecificAllAll2022June Monthly Peak | Program Specific | All | All | 2022 | June Monthly Peak | 6 | 102779.159
Program SpecificAllAll2022March Monthly Peak | Program Specific | All | All | 2022 | March Monthly Peak | 3 | 102779.159
Program SpecificAllAll2022May Monthly Peak | Program Specific | All | All | 2022 | May Monthly Peak | 5 | 102779.159
Program SpecificAllAll2022November Monthly Peak | Program Specific | All | All | 2022 | November Monthly Peak | 11 | 102779.159
Program SpecificAllAll2022October Monthly Peak | Program Specific | All | All | 2022 | October Monthly Peak | 10 | 102779.159
Program SpecificAllAll2022September Monthly Peak | Program Specific | All | All | 2022 | September Monthly Peak | 9 | 102779.159
Program SpecificAllAll2022Typical Event Day | Program Specific | All | All | 2022 | Typical Event Day | 8 | 102779.159
Program SpecificAllAll2023April Monthly Peak | Program Specific | All | All | 2023 | April Monthly Peak | 4 | 102787.4964
Program SpecificAllAll2023August Monthly Peak | Program Specific | All | All | 2023 | August Monthly Peak | 8 | 102787.4964
Program SpecificAllAll2023December Monthly Peak | Program Specific | All | All | 2023 | December Monthly Peak | 12 | 102787.4964
Program SpecificAllAll2023February Monthly Peak | Program Specific | All | All | 2023 | February Monthly Peak | 2 | 102787.4964
Program SpecificAllAll2023January Monthly Peak | Program Specific | All | All | 2023 | January Monthly Peak | 1 | 102787.4964
Program SpecificAllAll2023July Monthly Peak | Program Specific | All | All | 2023 | July Monthly Peak | 7 | 102787.4964
Program SpecificAllAll2023June Monthly Peak | Program Specific | All | All | 2023 | June Monthly Peak | 6 | 102787.4964
Program SpecificAllAll2023March Monthly Peak | Program Specific | All | All | 2023 | March Monthly Peak | 3 | 102787.4964
Program SpecificAllAll2023May Monthly Peak | Program Specific | All | All | 2023 | May Monthly Peak | 5 | 102787.4964
Program SpecificAllAll2023November Monthly Peak | Program Specific | All | All | 2023 | November Monthly Peak | 11 | 102787.4964
Program SpecificAllAll2023October Monthly Peak | Program Specific | All | All | 2023 | October Monthly Peak | 10 | 102787.4964
Program SpecificAllAll2023September Monthly Peak | Program Specific | All | All | 2023 | September Monthly Peak | 9 | 102787.4964
Program SpecificAllAll2023Typical Event Day | Program Specific | All | All | 2023 | Typical Event Day | 8 | 102787.4964
Program SpecificAllAll2024April Monthly Peak | Program Specific | All | All | 2024 | April Monthly Peak | 4 | 102795.8589
Program SpecificAllAll2024August Monthly Peak | Program Specific | All | All | 2024 | August Monthly Peak | 8 | 102795.8589
Program SpecificAllAll2024December Monthly Peak | Program Specific | All | All | 2024 | December Monthly Peak | 12 | 102795.8589
Program SpecificAllAll2024February Monthly Peak | Program Specific | All | All | 2024 | February Monthly Peak | 2 | 102795.8589
Program SpecificAllAll2024January Monthly Peak | Program Specific | All | All | 2024 | January Monthly Peak | 1 | 102795.8589
Program SpecificAllAll2024July Monthly Peak | Program Specific | All | All | 2024 | July Monthly Peak | 7 | 102795.8589
Program SpecificAllAll2024June Monthly Peak | Program Specific | All | All | 2024 | June Monthly Peak | 6 | 102795.8589
Program SpecificAllAll2024March Monthly Peak | Program Specific | All | All | 2024 | March Monthly Peak | 3 | 102795.8589
Program SpecificAllAll2024May Monthly Peak | Program Specific | All | All | 2024 | May Monthly Peak | 5 | 102795.8589
Program SpecificAllAll2024November Monthly Peak | Program Specific | All | All | 2024 | November Monthly Peak | 11 | 102795.8589
Program SpecificAllAll2024October Monthly Peak | Program Specific | All | All | 2024 | October Monthly Peak | 10 | 102795.8589
Program SpecificAllAll2024September Monthly Peak | Program Specific | All | All | 2024 | September Monthly Peak | 9 | 102795.8589
Program SpecificAllAll2024Typical Event Day | Program Specific | All | All | 2024 | Typical Event Day | 8 | 102795.8589
Program SpecificAllAll2025April Monthly Peak | Program Specific | All | All | 2025 | April Monthly Peak | 4 | 102804.2465
Program SpecificAllAll2025August Monthly Peak | Program Specific | All | All | 2025 | August Monthly Peak | 8 | 102804.2465
Program SpecificAllAll2025December Monthly Peak | Program Specific | All | All | 2025 | December Monthly Peak | 12 | 102804.2465
Program SpecificAllAll2025February Monthly Peak | Program Specific | All | All | 2025 | February Monthly Peak | 2 | 102804.2465
Program SpecificAllAll2025January Monthly Peak | Program Specific | All | All | 2025 | January Monthly Peak | 1 | 102804.2465
Program SpecificAllAll2025July Monthly Peak | Program Specific | All | All | 2025 | July Monthly Peak | 7 | 102804.2465
Program SpecificAllAll2025June Monthly Peak | Program Specific | All | All | 2025 | June Monthly Peak | 6 | 102804.2465
Program SpecificAllAll2025March Monthly Peak | Program Specific | All | All | 2025 | March Monthly Peak | 3 | 102804.2465
Program SpecificAllAll2025May Monthly Peak | Program Specific | All | All | 2025 | May Monthly Peak | 5 | 102804.2465
Program SpecificAllAll2025November Monthly Peak | Program Specific | All | All | 2025 | November Monthly Peak | 11 | 102804.2465
Program SpecificAllAll2025October Monthly Peak | Program Specific | All | All | 2025 | October Monthly Peak | 10 | 102804.2465
Program SpecificAllAll2025September Monthly Peak | Program Specific | All | All | 2025 | September Monthly Peak | 9 | 102804.2465
Program SpecificAllAll2025Typical Event Day | Program Specific | All | All | 2025 | Typical Event Day | 8 | 102804.2465
Program SpecificAllAll2026April Monthly Peak | Program Specific | All | All | 2026 | April Monthly Peak | 4 | 102812.6592
Program SpecificAllAll2026August Monthly Peak | Program Specific | All | All | 2026 | August Monthly Peak | 8 | 102812.6592
Program SpecificAllAll2026December Monthly Peak | Program Specific | All | All | 2026 | December Monthly Peak | 12 | 102812.6592
Program SpecificAllAll2026February Monthly Peak | Program Specific | All | All | 2026 | February Monthly Peak | 2 | 102812.6592
Program SpecificAllAll2026January Monthly Peak | Program Specific | All | All | 2026 | January Monthly Peak | 1 | 102812.6592
Program SpecificAllAll2026July Monthly Peak | Program Specific | All | All | 2026 | July Monthly Peak | 7 | 102812.6592
Program SpecificAllAll2026June Monthly Peak | Program Specific | All | All | 2026 | June Monthly Peak | 6 | 102812.6592
Program SpecificAllAll2026March Monthly Peak | Program Specific | All | All | 2026 | March Monthly Peak | 3 | 102812.6592
Program SpecificAllAll2026May Monthly Peak | Program Specific | All | All | 2026 | May Monthly Peak | 5 | 102812.6592
Program SpecificAllAll2026November Monthly Peak | Program Specific | All | All | 2026 | November Monthly Peak | 11 | 102812.6592
Program SpecificAllAll2026October Monthly Peak | Program Specific | All | All | 2026 | October Monthly Peak | 10 | 102812.6592
Program SpecificAllAll2026September Monthly Peak | Program Specific | All | All | 2026 | September Monthly Peak | 9 | 102812.6592
Program SpecificAllAll2026Typical Event Day | Program Specific | All | All | 2026 | Typical Event Day | 8 | 102812.6592
Program SpecificAllOrange County2015April Monthly Peak | Program Specific | All | Orange County | 2015 | April Monthly Peak | 4 | 930.5442
Program SpecificAllOrange County2015August Monthly Peak | Program Specific | All | Orange County | 2015 | August Monthly Peak | 8 | 930.5442
Program SpecificAllOrange County2015December Monthly Peak | Program Specific | All | Orange County | 2015 | December Monthly Peak | 12 | 930.5442
Program SpecificAllOrange County2015February Monthly Peak | Program Specific | All | Orange County | 2015 | February Monthly Peak | 2 | 930.5442
Program SpecificAllOrange County2015January Monthly Peak | Program Specific | All | Orange County | 2015 | January Monthly Peak | 1 | 930.5442
Program SpecificAllOrange County2015July Monthly Peak | Program Specific | All | Orange County | 2015 | July Monthly Peak | 7 | 930.5442
Program SpecificAllOrange County2015June Monthly Peak | Program Specific | All | Orange County | 2015 | June Monthly Peak | 6 | 930.5442
Program SpecificAllOrange County2015March Monthly Peak | Program Specific | All | Orange County | 2015 | March Monthly Peak | 3 | 930.5442
Program SpecificAllOrange County2015May Monthly Peak | Program Specific | All | Orange County | 2015 | May Monthly Peak | 5 | 930.5442
Program SpecificAllOrange County2015November Monthly Peak | Program Specific | All | Orange County | 2015 | November Monthly Peak | 11 | 930.5442
Program SpecificAllOrange County2015October Monthly Peak | Program Specific | All | Orange County | 2015 | October Monthly Peak | 10 | 930.5442
Program SpecificAllOrange County2015September Monthly Peak | Program Specific | All | Orange County | 2015 | September Monthly Peak | 9 | 930.5442
Program SpecificAllOrange County2015Typical Event Day | Program Specific | All | Orange County | 2015 | Typical Event Day | 8 | 930.5442
Program SpecificAllOrange County2016April Monthly Peak | Program Specific | All | Orange County | 2016 | April Monthly Peak | 4 | 930.5442
Program SpecificAllOrange County2016August Monthly Peak | Program Specific | All | Orange County | 2016 | August Monthly Peak | 8 | 930.5442
Program SpecificAllOrange County2016December Monthly Peak | Program Specific | All | Orange County | 2016 | December Monthly Peak | 12 | 930.5442
Program SpecificAllOrange County2016February Monthly Peak | Program Specific | All | Orange County | 2016 | February Monthly Peak | 2 | 930.5442
Program SpecificAllOrange County2016January Monthly Peak | Program Specific | All | Orange County | 2016 | January Monthly Peak | 1 | 930.5442
Program SpecificAllOrange County2016July Monthly Peak | Program Specific | All | Orange County | 2016 | July Monthly Peak | 7 | 930.5442
Program SpecificAllOrange County2016June Monthly Peak | Program Specific | All | Orange County | 2016 | June Monthly Peak | 6 | 930.5442
Program SpecificAllOrange County2016March Monthly Peak | Program Specific | All | Orange County | 2016 | March Monthly Peak | 3 | 930.5442
Program SpecificAllOrange County2016May Monthly Peak | Program Specific | All | Orange County | 2016 | May Monthly Peak | 5 | 930.5442
Program SpecificAllOrange County2016November Monthly Peak | Program Specific | All | Orange County | 2016 | November Monthly Peak | 11 | 930.5442
Program SpecificAllOrange County2016October Monthly Peak | Program Specific | All | Orange County | 2016 | October Monthly Peak | 10 | 930.5442
Program SpecificAllOrange County2016September Monthly Peak | Program Specific | All | Orange County | 2016 | September Monthly Peak | 9 | 930.5442
Program SpecificAllOrange County2016Typical Event Day | Program Specific | All | Orange County | 2016 | Typical Event Day | 8 | 930.5442
Program SpecificAllOrange County2017April Monthly Peak | Program Specific | All | Orange County | 2017 | April Monthly Peak | 4 | 937.3371
Program SpecificAllOrange County2017August Monthly Peak | Program Specific | All | Orange County | 2017 | August Monthly Peak | 8 | 937.3371
Program SpecificAllOrange County2017December Monthly Peak | Program Specific | All | Orange County | 2017 | December Monthly Peak | 12 | 937.3371
Program SpecificAllOrange County2017February Monthly Peak | Program Specific | All | Orange County | 2017 | February Monthly Peak | 2 | 937.3371
Program SpecificAllOrange County2017January Monthly Peak | Program Specific | All | Orange County | 2017 | January Monthly Peak | 1 | 937.3371
Program SpecificAllOrange County2017July Monthly Peak | Program Specific | All | Orange County | 2017 | July Monthly Peak | 7 | 937.3371
Program SpecificAllOrange County2017June Monthly Peak | Program Specific | All | Orange County | 2017 | June Monthly Peak | 6 | 937.3371
Program SpecificAllOrange County2017March Monthly Peak | Program Specific | All | Orange County | 2017 | March Monthly Peak | 3 | 937.3371
Program SpecificAllOrange County2017May Monthly Peak | Program Specific | All | Orange County | 2017 | May Monthly Peak | 5 | 937.3371
Program SpecificAllOrange County2017November Monthly Peak | Program Specific | All | Orange County | 2017 | November Monthly Peak | 11 | 937.3371
Program SpecificAllOrange County2017October Monthly Peak | Program Specific | All | Orange County | 2017 | October Monthly Peak | 10 | 937.3371
Program SpecificAllOrange County2017September Monthly Peak | Program Specific | All | Orange County | 2017 | September Monthly Peak | 9 | 937.3371
Program SpecificAllOrange County2017Typical Event Day | Program Specific | All | Orange County | 2017 | Typical Event Day | 8 | 937.3371
Program SpecificAllOrange County2018April Monthly Peak | Program Specific | All | Orange County | 2018 | April Monthly Peak | 4 | 62595.2838
Program SpecificAllOrange County2018August Monthly Peak | Program Specific | All | Orange County | 2018 | August Monthly Peak | 8 | 62595.2838
Program SpecificAllOrange County2018December Monthly Peak | Program Specific | All | Orange County | 2018 | December Monthly Peak | 12 | 62595.2838
Program SpecificAllOrange County2018February Monthly Peak | Program Specific | All | Orange County | 2018 | February Monthly Peak | 2 | 940.1492
Program SpecificAllOrange County2018January Monthly Peak | Program Specific | All | Orange County | 2018 | January Monthly Peak | 1 | 940.1492
Program SpecificAllOrange County2018July Monthly Peak | Program Specific | All | Orange County | 2018 | July Monthly Peak | 7 | 62595.2838
Program SpecificAllOrange County2018June Monthly Peak | Program Specific | All | Orange County | 2018 | June Monthly Peak | 6 | 62595.2838
Program SpecificAllOrange County2018March Monthly Peak | Program Specific | All | Orange County | 2018 | March Monthly Peak | 3 | 940.1492
Program SpecificAllOrange County2018May Monthly Peak | Program Specific | All | Orange County | 2018 | May Monthly Peak | 5 | 62595.2838
Program SpecificAllOrange County2018November Monthly Peak | Program Specific | All | Orange County | 2018 | November Monthly Peak | 11 | 62595.2838
Program SpecificAllOrange County2018October Monthly Peak | Program Specific | All | Orange County | 2018 | October Monthly Peak | 10 | 62595.2838
Program SpecificAllOrange County2018September Monthly Peak | Program Specific | All | Orange County | 2018 | September Monthly Peak | 9 | 62595.2838
Program SpecificAllOrange County2018Typical Event Day | Program Specific | All | Orange County | 2018 | Typical Event Day | 8 | 62595.2838
Program SpecificAllOrange County2019April Monthly Peak | Program Specific | All | Orange County | 2019 | April Monthly Peak | 4 | 25605.0235
Program SpecificAllOrange County2019August Monthly Peak | Program Specific | All | Orange County | 2019 | August Monthly Peak | 8 | 25605.0235
Program SpecificAllOrange County2019December Monthly Peak | Program Specific | All | Orange County | 2019 | December Monthly Peak | 12 | 25605.0235
Program SpecificAllOrange County2019February Monthly Peak | Program Specific | All | Orange County | 2019 | February Monthly Peak | 2 | 62598.1043
Program SpecificAllOrange County2019January Monthly Peak | Program Specific | All | Orange County | 2019 | January Monthly Peak | 1 | 62598.1043
Program SpecificAllOrange County2019July Monthly Peak | Program Specific | All | Orange County | 2019 | July Monthly Peak | 7 | 25605.0235
Program SpecificAllOrange County2019June Monthly Peak | Program Specific | All | Orange County | 2019 | June Monthly Peak | 6 | 25605.0235
Program SpecificAllOrange County2019March Monthly Peak | Program Specific | All | Orange County | 2019 | March Monthly Peak | 3 | 62598.1043
Program SpecificAllOrange County2019May Monthly Peak | Program Specific | All | Orange County | 2019 | May Monthly Peak | 5 | 25605.0235
Program SpecificAllOrange County2019November Monthly Peak | Program Specific | All | Orange County | 2019 | November Monthly Peak | 11 | 25605.0235
Program SpecificAllOrange County2019October Monthly Peak | Program Specific | All | Orange County | 2019 | October Monthly Peak | 10 | 25605.0235
Program SpecificAllOrange County2019September Monthly Peak | Program Specific | All | Orange County | 2019 | September Monthly Peak | 9 | 25605.0235
Program SpecificAllOrange County2019Typical Event Day | Program Specific | All | Orange County | 2019 | Typical Event Day | 8 | 25605.0235
Program SpecificAllOrange County2020April Monthly Peak | Program Specific | All | Orange County | 2020 | April Monthly Peak | 4 | 25607.8524
Program SpecificAllOrange County2020August Monthly Peak | Program Specific | All | Orange County | 2020 | August Monthly Peak | 8 | 25607.8524
Program SpecificAllOrange County2020December Monthly Peak | Program Specific | All | Orange County | 2020 | December Monthly Peak | 12 | 25607.8524
Program SpecificAllOrange County2020February Monthly Peak | Program Specific | All | Orange County | 2020 | February Monthly Peak | 2 | 25607.8524
Program SpecificAllOrange County2020January Monthly Peak | Program Specific | All | Orange County | 2020 | January Monthly Peak | 1 | 25607.8524
Program SpecificAllOrange County2020July Monthly Peak | Program Specific | All | Orange County | 2020 | July Monthly Peak | 7 | 25607.8524
Program SpecificAllOrange County2020June Monthly Peak | Program Specific | All | Orange County | 2020 | June Monthly Peak | 6 | 25607.8524
Program SpecificAllOrange County2020March Monthly Peak | Program Specific | All | Orange County | 2020 | March Monthly Peak | 3 | 25607.8524
Program SpecificAllOrange County2020May Monthly Peak | Program Specific | All | Orange County | 2020 | May Monthly Peak | 5 | 25607.8524
Program SpecificAllOrange County2020November Monthly Peak | Program Specific | All | Orange County | 2020 | November Monthly Peak | 11 | 25607.8524
Program SpecificAllOrange County2020October Monthly Peak | Program Specific | All | Orange County | 2020 | October Monthly Peak | 10 | 25607.8524
Program SpecificAllOrange County2020September Monthly Peak | Program Specific | All | Orange County | 2020 | September Monthly Peak | 9 | 25607.8524
Program SpecificAllOrange County2020Typical Event Day | Program Specific | All | Orange County | 2020 | Typical Event Day | 8 | 25607.8524
Program SpecificAllOrange County2021April Monthly Peak | Program Specific | All | Orange County | 2021 | April Monthly Peak | 4 | 25610.6898
Program SpecificAllOrange County2021August Monthly Peak | Program Specific | All | Orange County | 2021 | August Monthly Peak | 8 | 25610.6898
Program SpecificAllOrange County2021December Monthly Peak | Program Specific | All | Orange County | 2021 | December Monthly Peak | 12 | 25610.6898
Program SpecificAllOrange County2021February Monthly Peak | Program Specific | All | Orange County | 2021 | February Monthly Peak | 2 | 25610.6898
Program SpecificAllOrange County2021January Monthly Peak | Program Specific | All | Orange County | 2021 | January Monthly Peak | 1 | 25610.6898
Program SpecificAllOrange County2021July Monthly Peak | Program Specific | All | Orange County | 2021 | July Monthly Peak | 7 | 25610.6898
Program SpecificAllOrange County2021June Monthly Peak | Program Specific | All | Orange County | 2021 | June Monthly Peak | 6 | 25610.6898
Program SpecificAllOrange County2021March Monthly Peak | Program Specific | All | Orange County | 2021 | March Monthly Peak | 3 | 25610.6898
Program SpecificAllOrange County2021May Monthly Peak | Program Specific | All | Orange County | 2021 | May Monthly Peak | 5 | 25610.6898
Program SpecificAllOrange County2021November Monthly Peak | Program Specific | All | Orange County | 2021 | November Monthly Peak | 11 | 25610.6898
Program SpecificAllOrange County2021October Monthly Peak | Program Specific | All | Orange County | 2021 | October Monthly Peak | 10 | 25610.6898
Program SpecificAllOrange County2021September Monthly Peak | Program Specific | All | Orange County | 2021 | September Monthly Peak | 9 | 25610.6898
Program SpecificAllOrange County2021Typical Event Day | Program Specific | All | Orange County | 2021 | Typical Event Day | 8 | 25610.6898
Program SpecificAllOrange County2022April Monthly Peak | Program Specific | All | Orange County | 2022 | April Monthly Peak | 4 | 25613.5357
Program SpecificAllOrange County2022August Monthly Peak | Program Specific | All | Orange County | 2022 | August Monthly Peak | 8 | 25613.5357
Program SpecificAllOrange County2022December Monthly Peak | Program Specific | All | Orange County | 2022 | December Monthly Peak | 12 | 25613.5357
Program SpecificAllOrange County2022February Monthly Peak | Program Specific | All | Orange County | 2022 | February Monthly Peak | 2 | 25613.5357
Program SpecificAllOrange County2022January Monthly Peak | Program Specific | All | Orange County | 2022 | January Monthly Peak | 1 | 25613.5357
Program SpecificAllOrange County2022July Monthly Peak | Program Specific | All | Orange County | 2022 | July Monthly Peak | 7 | 25613.5357
Program SpecificAllOrange County2022June Monthly Peak | Program Specific | All | Orange County | 2022 | June Monthly Peak | 6 | 25613.5357
Program SpecificAllOrange County2022March Monthly Peak | Program Specific | All | Orange County | 2022 | March Monthly Peak | 3 | 25613.5357
Program SpecificAllOrange County2022May Monthly Peak | Program Specific | All | Orange County | 2022 | May Monthly Peak | 5 | 25613.5357
Program SpecificAllOrange County2022November Monthly Peak | Program Specific | All | Orange County | 2022 | November Monthly Peak | 11 | 25613.5357
Program SpecificAllOrange County2022October Monthly Peak | Program Specific | All | Orange County | 2022 | October Monthly Peak | 10 | 25613.5357
Program SpecificAllOrange County2022September Monthly Peak | Program Specific | All | Orange County | 2022 | September Monthly Peak | 9 | 25613.5357
Program SpecificAllOrange County2022Typical Event Day | Program Specific | All | Orange County | 2022 | Typical Event Day | 8 | 25613.5357
Program SpecificAllOrange County2023April Monthly Peak | Program Specific | All | Orange County | 2023 | April Monthly Peak | 4 | 25616.3901
Program SpecificAllOrange County2023August Monthly Peak | Program Specific | All | Orange County | 2023 | August Monthly Peak | 8 | 25616.3901
Program SpecificAllOrange County2023December Monthly Peak | Program Specific | All | Orange County | 2023 | December Monthly Peak | 12 | 25616.3901
Program SpecificAllOrange County2023February Monthly Peak | Program Specific | All | Orange County | 2023 | February Monthly Peak | 2 | 25616.3901
Program SpecificAllOrange County2023January Monthly Peak | Program Specific | All | Orange County | 2023 | January Monthly Peak | 1 | 25616.3901
Program SpecificAllOrange County2023July Monthly Peak | Program Specific | All | Orange County | 2023 | July Monthly Peak | 7 | 25616.3901
Program SpecificAllOrange County2023June Monthly Peak | Program Specific | All | Orange County | 2023 | June Monthly Peak | 6 | 25616.3901
Program SpecificAllOrange County2023March Monthly Peak | Program Specific | All | Orange County | 2023 | March Monthly Peak | 3 | 25616.3901
Program SpecificAllOrange County2023May Monthly Peak | Program Specific | All | Orange County | 2023 | May Monthly Peak | 5 | 25616.3901
Program SpecificAllOrange County2023November Monthly Peak | Program Specific | All | Orange County | 2023 | November Monthly Peak | 11 | 25616.3901
Program SpecificAllOrange County2023October Monthly Peak | Program Specific | All | Orange County | 2023 | October Monthly Peak | 10 | 25616.3901
Program SpecificAllOrange County2023September Monthly Peak | Program Specific | All | Orange County | 2023 | September Monthly Peak | 9 | 25616.3901
Program SpecificAllOrange County2023Typical Event Day | Program Specific | All | Orange County | 2023 | Typical Event Day | 8 | 25616.3901
Program SpecificAllOrange County2024April Monthly Peak | Program Specific | All | Orange County | 2024 | April Monthly Peak | 4 | 25619.2531
Program SpecificAllOrange County2024August Monthly Peak | Program Specific | All | Orange County | 2024 | August Monthly Peak | 8 | 25619.2531
Program SpecificAllOrange County2024December Monthly Peak | Program Specific | All | Orange County | 2024 | December Monthly Peak | 12 | 25619.2531
Program SpecificAllOrange County2024February Monthly Peak | Program Specific | All | Orange County | 2024 | February Monthly Peak | 2 | 25619.2531
Program SpecificAllOrange County2024January Monthly Peak | Program Specific | All | Orange County | 2024 | January Monthly Peak | 1 | 25619.2531
Program SpecificAllOrange County2024July Monthly Peak | Program Specific | All | Orange County | 2024 | July Monthly Peak | 7 | 25619.2531
Program SpecificAllOrange County2024June Monthly Peak | Program Specific | All | Orange County | 2024 | June Monthly Peak | 6 | 25619.2531
Program SpecificAllOrange County2024March Monthly Peak | Program Specific | All | Orange County | 2024 | March Monthly Peak | 3 | 25619.2531
Program SpecificAllOrange County2024May Monthly Peak | Program Specific | All | Orange County | 2024 | May Monthly Peak | 5 | 25619.2531
Program SpecificAllOrange County2024November Monthly Peak | Program Specific | All | Orange County | 2024 | November Monthly Peak | 11 | 25619.2531
Program SpecificAllOrange County2024October Monthly Peak | Program Specific | All | Orange County | 2024 | October Monthly Peak | 10 | 25619.2531
Program SpecificAllOrange County2024September Monthly Peak | Program Specific | All | Orange County | 2024 | September Monthly Peak | 9 | 25619.2531
Program SpecificAllOrange County2024Typical Event Day | Program Specific | All | Orange County | 2024 | Typical Event Day | 8 | 25619.2531
Program SpecificAllOrange County2025April Monthly Peak | Program Specific | All | Orange County | 2025 | April Monthly Peak | 4 | 25622.1247
Program SpecificAllOrange County2025August Monthly Peak | Program Specific | All | Orange County | 2025 | August Monthly Peak | 8 | 25622.1247
Program SpecificAllOrange County2025December Monthly Peak | Program Specific | All | Orange County | 2025 | December Monthly Peak | 12 | 25622.1247
Program SpecificAllOrange County2025February Monthly Peak | Program Specific | All | Orange County | 2025 | February Monthly Peak | 2 | 25622.1247
Program SpecificAllOrange County2025January Monthly Peak | Program Specific | All | Orange County | 2025 | January Monthly Peak | 1 | 25622.1247
Program SpecificAllOrange County2025July Monthly Peak | Program Specific | All | Orange County | 2025 | July Monthly Peak | 7 | 25622.1247
Program SpecificAllOrange County2025June Monthly Peak | Program Specific | All | Orange County | 2025 | June Monthly Peak | 6 | 25622.1247
Program SpecificAllOrange County2025March Monthly Peak | Program Specific | All | Orange County | 2025 | March Monthly Peak | 3 | 25622.1247
Program SpecificAllOrange County2025May Monthly Peak | Program Specific | All | Orange County | 2025 | May Monthly Peak | 5 | 25622.1247
Program SpecificAllOrange County2025November Monthly Peak | Program Specific | All | Orange County | 2025 | November Monthly Peak | 11 | 25622.1247
Program SpecificAllOrange County2025October Monthly Peak | Program Specific | All | Orange County | 2025 | October Monthly Peak | 10 | 25622.1247
Program SpecificAllOrange County2025September Monthly Peak | Program Specific | All | Orange County | 2025 | September Monthly Peak | 9 | 25622.1247
Program SpecificAllOrange County2025Typical Event Day | Program Specific | All | Orange County | 2025 | Typical Event Day | 8 | 25622.1247
Program SpecificAllOrange County2026April Monthly Peak | Program Specific | All | Orange County | 2026 | April Monthly Peak | 4 | 25625.0049
Program SpecificAllOrange County2026August Monthly Peak | Program Specific | All | Orange County | 2026 | August Monthly Peak | 8 | 25625.0049
Program SpecificAllOrange County2026December Monthly Peak | Program Specific | All | Orange County | 2026 | December Monthly Peak | 12 | 25625.0049
Program SpecificAllOrange County2026February Monthly Peak | Program Specific | All | Orange County | 2026 | February Monthly Peak | 2 | 25625.0049
Program SpecificAllOrange County2026January Monthly Peak | Program Specific | All | Orange County | 2026 | January Monthly Peak | 1 | 25625.0049
Program SpecificAllOrange County2026July Monthly Peak | Program Specific | All | Orange County | 2026 | July Monthly Peak | 7 | 25625.0049
Program SpecificAllOrange County2026June Monthly Peak | Program Specific | All | Orange County | 2026 | June Monthly Peak | 6 | 25625.0049
Program SpecificAllOrange County2026March Monthly Peak | Program Specific | All | Orange County | 2026 | March Monthly Peak | 3 | 25625.0049
Program SpecificAllOrange County2026May Monthly Peak | Program Specific | All | Orange County | 2026 | May Monthly Peak | 5 | 25625.0049
Program SpecificAllOrange County2026November Monthly Peak | Program Specific | All | Orange County | 2026 | November Monthly Peak | 11 | 25625.0049
Program SpecificAllOrange County2026October Monthly Peak | Program Specific | All | Orange County | 2026 | October Monthly Peak | 10 | 25625.0049
Program SpecificAllOrange County2026September Monthly Peak | Program Specific | All | Orange County | 2026 | September Monthly Peak | 9 | 25625.0049
Program SpecificAllOrange County2026Typical Event Day | Program Specific | All | Orange County | 2026 | Typical Event Day | 8 | 25625.0049
Program SpecificAllOther2015April Monthly Peak | Program Specific | All | Other | 2015 | April Monthly Peak | 4 | 1497.1944
Program SpecificAllOther2015August Monthly Peak | Program Specific | All | Other | 2015 | August Monthly Peak | 8 | 1497.1944
Program SpecificAllOther2015December Monthly Peak | Program Specific | All | Other | 2015 | December Monthly Peak | 12 | 1497.1944
Program SpecificAllOther2015February Monthly Peak | Program Specific | All | Other | 2015 | February Monthly Peak | 2 | 1497.1944
Program SpecificAllOther2015January Monthly Peak | Program Specific | All | Other | 2015 | January Monthly Peak | 1 | 1497.1944
Program SpecificAllOther2015July Monthly Peak | Program Specific | All | Other | 2015 | July Monthly Peak | 7 | 1497.1944
Program SpecificAllOther2015June Monthly Peak | Program Specific | All | Other | 2015 | June Monthly Peak | 6 | 1497.1944
Program SpecificAllOther2015March Monthly Peak | Program Specific | All | Other | 2015 | March Monthly Peak | 3 | 1497.1944
Program SpecificAllOther2015May Monthly Peak | Program Specific | All | Other | 2015 | May Monthly Peak | 5 | 1497.1944
Program SpecificAllOther2015November Monthly Peak | Program Specific | All | Other | 2015 | November Monthly Peak | 11 | 1497.1944
Program SpecificAllOther2015October Monthly Peak | Program Specific | All | Other | 2015 | October Monthly Peak | 10 | 1497.1944
Program SpecificAllOther2015September Monthly Peak | Program Specific | All | Other | 2015 | September Monthly Peak | 9 | 1497.1944
Program SpecificAllOther2015Typical Event Day | Program Specific | All | Other | 2015 | Typical Event Day | 8 | 1497.1944
Program SpecificAllOther2016April Monthly Peak | Program Specific | All | Other | 2016 | April Monthly Peak | 4 | 1497.1944
Program SpecificAllOther2016August Monthly Peak | Program Specific | All | Other | 2016 | August Monthly Peak | 8 | 1497.1944
Program SpecificAllOther2016December Monthly Peak | Program Specific | All | Other | 2016 | December Monthly Peak | 12 | 1497.1944
Program SpecificAllOther2016February Monthly Peak | Program Specific | All | Other | 2016 | February Monthly Peak | 2 | 1497.1944
Program SpecificAllOther2016January Monthly Peak | Program Specific | All | Other | 2016 | January Monthly Peak | 1 | 1497.1944
Program SpecificAllOther2016July Monthly Peak | Program Specific | All | Other | 2016 | July Monthly Peak | 7 | 1497.1944
Program SpecificAllOther2016June Monthly Peak | Program Specific | All | Other | 2016 | June Monthly Peak | 6 | 1497.1944
Program SpecificAllOther2016March Monthly Peak | Program Specific | All | Other | 2016 | March Monthly Peak | 3 | 1497.1944
Program SpecificAllOther2016May Monthly Peak | Program Specific | All | Other | 2016 | May Monthly Peak | 5 | 1497.1944
Program SpecificAllOther2016November Monthly Peak | Program Specific | All | Other | 2016 | November Monthly Peak | 11 | 1497.1944
Program SpecificAllOther2016October Monthly Peak | Program Specific | All | Other | 2016 | October Monthly Peak | 10 | 1497.1944
Program SpecificAllOther2016September Monthly Peak | Program Specific | All | Other | 2016 | September Monthly Peak | 9 | 1497.1944
Program SpecificAllOther2016Typical Event Day | Program Specific | All | Other | 2016 | Typical Event Day | 8 | 1497.1944
Program SpecificAllOther2017April Monthly Peak | Program Specific | All | Other | 2017 | April Monthly Peak | 4 | 1508.1239
Program SpecificAllOther2017August Monthly Peak | Program Specific | All | Other | 2017 | August Monthly Peak | 8 | 1508.1239
Program SpecificAllOther2017December Monthly Peak | Program Specific | All | Other | 2017 | December Monthly Peak | 12 | 1508.1239
Program SpecificAllOther2017February Monthly Peak | Program Specific | All | Other | 2017 | February Monthly Peak | 2 | 1508.1239
Program SpecificAllOther2017January Monthly Peak | Program Specific | All | Other | 2017 | January Monthly Peak | 1 | 1508.1239
Program SpecificAllOther2017July Monthly Peak | Program Specific | All | Other | 2017 | July Monthly Peak | 7 | 1508.1239
Program SpecificAllOther2017June Monthly Peak | Program Specific | All | Other | 2017 | June Monthly Peak | 6 | 1508.1239
Program SpecificAllOther2017March Monthly Peak | Program Specific | All | Other | 2017 | March Monthly Peak | 3 | 1508.1239
Program SpecificAllOther2017May Monthly Peak | Program Specific | All | Other | 2017 | May Monthly Peak | 5 | 1508.1239
Program SpecificAllOther2017November Monthly Peak | Program Specific | All | Other | 2017 | November Monthly Peak | 11 | 1508.1239
Program SpecificAllOther2017October Monthly Peak | Program Specific | All | Other | 2017 | October Monthly Peak | 10 | 1508.1239
Program SpecificAllOther2017September Monthly Peak | Program Specific | All | Other | 2017 | September Monthly Peak | 9 | 1508.1239
Program SpecificAllOther2017Typical Event Day | Program Specific | All | Other | 2017 | Typical Event Day | 8 | 1508.1239
Program SpecificAllOther2018April Monthly Peak | Program Specific | All | Other | 2018 | April Monthly Peak | 4 | 160722.2329
Program SpecificAllOther2018August Monthly Peak | Program Specific | All | Other | 2018 | August Monthly Peak | 8 | 160722.2329
Program SpecificAllOther2018December Monthly Peak | Program Specific | All | Other | 2018 | December Monthly Peak | 12 | 160722.2329
Program SpecificAllOther2018February Monthly Peak | Program Specific | All | Other | 2018 | February Monthly Peak | 2 | 1512.6482
Program SpecificAllOther2018January Monthly Peak | Program Specific | All | Other | 2018 | January Monthly Peak | 1 | 1512.6482
Program SpecificAllOther2018July Monthly Peak | Program Specific | All | Other | 2018 | July Monthly Peak | 7 | 160722.2329
Program SpecificAllOther2018June Monthly Peak | Program Specific | All | Other | 2018 | June Monthly Peak | 6 | 160722.2329
Program SpecificAllOther2018March Monthly Peak | Program Specific | All | Other | 2018 | March Monthly Peak | 3 | 1512.6482
Program SpecificAllOther2018May Monthly Peak | Program Specific | All | Other | 2018 | May Monthly Peak | 5 | 160722.2329
Program SpecificAllOther2018November Monthly Peak | Program Specific | All | Other | 2018 | November Monthly Peak | 11 | 160722.2329
Program SpecificAllOther2018October Monthly Peak | Program Specific | All | Other | 2018 | October Monthly Peak | 10 | 160722.2329
Program SpecificAllOther2018September Monthly Peak | Program Specific | All | Other | 2018 | September Monthly Peak | 9 | 160722.2329
Program SpecificAllOther2018Typical Event Day | Program Specific | All | Other | 2018 | Typical Event Day | 8 | 160722.2329
Program SpecificAllOther2019April Monthly Peak | Program Specific | All | Other | 2019 | April Monthly Peak | 4 | 65201.0201
Program SpecificAllOther2019August Monthly Peak | Program Specific | All | Other | 2019 | August Monthly Peak | 8 | 65201.0201
Program SpecificAllOther2019December Monthly Peak | Program Specific | All | Other | 2019 | December Monthly Peak | 12 | 65201.0201
Program SpecificAllOther2019February Monthly Peak | Program Specific | All | Other | 2019 | February Monthly Peak | 2 | 160726.7709
Program SpecificAllOther2019January Monthly Peak | Program Specific | All | Other | 2019 | January Monthly Peak | 1 | 160726.7709
Program SpecificAllOther2019July Monthly Peak | Program Specific | All | Other | 2019 | July Monthly Peak | 7 | 65201.0201
Program SpecificAllOther2019June Monthly Peak | Program Specific | All | Other | 2019 | June Monthly Peak | 6 | 65201.0201
Program SpecificAllOther2019March Monthly Peak | Program Specific | All | Other | 2019 | March Monthly Peak | 3 | 160726.7709
Program SpecificAllOther2019May Monthly Peak | Program Specific | All | Other | 2019 | May Monthly Peak | 5 | 65201.0201
Program SpecificAllOther2019November Monthly Peak | Program Specific | All | Other | 2019 | November Monthly Peak | 11 | 65201.0201
Program SpecificAllOther2019October Monthly Peak | Program Specific | All | Other | 2019 | October Monthly Peak | 10 | 65201.0201
Program SpecificAllOther2019September Monthly Peak | Program Specific | All | Other | 2019 | September Monthly Peak | 9 | 65201.0201
Program SpecificAllOther2019Typical Event Day | Program Specific | All | Other | 2019 | Typical Event Day | 8 | 65201.0201
Program SpecificAllOther2020April Monthly Peak | Program Specific | All | Other | 2020 | April Monthly Peak | 4 | 65205.5716
Program SpecificAllOther2020August Monthly Peak | Program Specific | All | Other | 2020 | August Monthly Peak | 8 | 65205.5716
Program SpecificAllOther2020December Monthly Peak | Program Specific | All | Other | 2020 | December Monthly Peak | 12 | 65205.5716
Program SpecificAllOther2020February Monthly Peak | Program Specific | All | Other | 2020 | February Monthly Peak | 2 | 65205.5716
Program SpecificAllOther2020January Monthly Peak | Program Specific | All | Other | 2020 | January Monthly Peak | 1 | 65205.5716
Program SpecificAllOther2020July Monthly Peak | Program Specific | All | Other | 2020 | July Monthly Peak | 7 | 65205.5716
Program SpecificAllOther2020June Monthly Peak | Program Specific | All | Other | 2020 | June Monthly Peak | 6 | 65205.5716
Program SpecificAllOther2020March Monthly Peak | Program Specific | All | Other | 2020 | March Monthly Peak | 3 | 65205.5716
Program SpecificAllOther2020May Monthly Peak | Program Specific | All | Other | 2020 | May Monthly Peak | 5 | 65205.5716
Program SpecificAllOther2020November Monthly Peak | Program Specific | All | Other | 2020 | November Monthly Peak | 11 | 65205.5716
Program SpecificAllOther2020October Monthly Peak | Program Specific | All | Other | 2020 | October Monthly Peak | 10 | 65205.5716
Program SpecificAllOther2020September Monthly Peak | Program Specific | All | Other | 2020 | September Monthly Peak | 9 | 65205.5716
Program SpecificAllOther2020Typical Event Day | Program Specific | All | Other | 2020 | Typical Event Day | 8 | 65205.5716
Program SpecificAllOther2021April Monthly Peak | Program Specific | All | Other | 2021 | April Monthly Peak | 4 | 65210.1368
Program SpecificAllOther2021August Monthly Peak | Program Specific | All | Other | 2021 | August Monthly Peak | 8 | 65210.1368
Program SpecificAllOther2021December Monthly Peak | Program Specific | All | Other | 2021 | December Monthly Peak | 12 | 65210.1368
Program SpecificAllOther2021February Monthly Peak | Program Specific | All | Other | 2021 | February Monthly Peak | 2 | 65210.1368
Program SpecificAllOther2021January Monthly Peak | Program Specific | All | Other | 2021 | January Monthly Peak | 1 | 65210.1368
Program SpecificAllOther2021July Monthly Peak | Program Specific | All | Other | 2021 | July Monthly Peak | 7 | 65210.1368
Program SpecificAllOther2021June Monthly Peak | Program Specific | All | Other | 2021 | June Monthly Peak | 6 | 65210.1368
Program SpecificAllOther2021March Monthly Peak | Program Specific | All | Other | 2021 | March Monthly Peak | 3 | 65210.1368
Program SpecificAllOther2021May Monthly Peak | Program Specific | All | Other | 2021 | May Monthly Peak | 5 | 65210.1368
Program SpecificAllOther2021November Monthly Peak | Program Specific | All | Other | 2021 | November Monthly Peak | 11 | 65210.1368
Program SpecificAllOther2021October Monthly Peak | Program Specific | All | Other | 2021 | October Monthly Peak | 10 | 65210.1368
Program SpecificAllOther2021September Monthly Peak | Program Specific | All | Other | 2021 | September Monthly Peak | 9 | 65210.1368
Program SpecificAllOther2021Typical Event Day | Program Specific | All | Other | 2021 | Typical Event Day | 8 | 65210.1368
Program SpecificAllOther2022April Monthly Peak | Program Specific | All | Other | 2022 | April Monthly Peak | 4 | 65214.7157
Program SpecificAllOther2022August Monthly Peak | Program Specific | All | Other | 2022 | August Monthly Peak | 8 | 65214.7157
Program SpecificAllOther2022December Monthly Peak | Program Specific | All | Other | 2022 | December Monthly Peak | 12 | 65214.7157
Program SpecificAllOther2022February Monthly Peak | Program Specific | All | Other | 2022 | February Monthly Peak | 2 | 65214.7157
Program SpecificAllOther2022January Monthly Peak | Program Specific | All | Other | 2022 | January Monthly Peak | 1 | 65214.7157
Program SpecificAllOther2022July Monthly Peak | Program Specific | All | Other | 2022 | July Monthly Peak | 7 | 65214.7157
Program SpecificAllOther2022June Monthly Peak | Program Specific | All | Other | 2022 | June Monthly Peak | 6 | 65214.7157
Program SpecificAllOther2022March Monthly Peak | Program Specific | All | Other | 2022 | March Monthly Peak | 3 | 65214.7157
Program SpecificAllOther2022May Monthly Peak | Program Specific | All | Other | 2022 | May Monthly Peak | 5 | 65214.7157
Program SpecificAllOther2022November Monthly Peak | Program Specific | All | Other | 2022 | November Monthly Peak | 11 | 65214.7157
Program SpecificAllOther2022October Monthly Peak | Program Specific | All | Other | 2022 | October Monthly Peak | 10 | 65214.7157
Program SpecificAllOther2022September Monthly Peak | Program Specific | All | Other | 2022 | September Monthly Peak | 9 | 65214.7157
Program SpecificAllOther2022Typical Event Day | Program Specific | All | Other | 2022 | Typical Event Day | 8 | 65214.7157
Program SpecificAllOther2023April Monthly Peak | Program Specific | All | Other | 2023 | April Monthly Peak | 4 | 65219.3084
Program SpecificAllOther2023August Monthly Peak | Program Specific | All | Other | 2023 | August Monthly Peak | 8 | 65219.3084
Program SpecificAllOther2023December Monthly Peak | Program Specific | All | Other | 2023 | December Monthly Peak | 12 | 65219.3084
Program SpecificAllOther2023February Monthly Peak | Program Specific | All | Other | 2023 | February Monthly Peak | 2 | 65219.3084
Program SpecificAllOther2023January Monthly Peak | Program Specific | All | Other | 2023 | January Monthly Peak | 1 | 65219.3084
Program SpecificAllOther2023July Monthly Peak | Program Specific | All | Other | 2023 | July Monthly Peak | 7 | 65219.3084
Program SpecificAllOther2023June Monthly Peak | Program Specific | All | Other | 2023 | June Monthly Peak | 6 | 65219.3084
Program SpecificAllOther2023March Monthly Peak | Program Specific | All | Other | 2023 | March Monthly Peak | 3 | 65219.3084
Program SpecificAllOther2023May Monthly Peak | Program Specific | All | Other | 2023 | May Monthly Peak | 5 | 65219.3084
Program SpecificAllOther2023November Monthly Peak | Program Specific | All | Other | 2023 | November Monthly Peak | 11 | 65219.3084
Program SpecificAllOther2023October Monthly Peak | Program Specific | All | Other | 2023 | October Monthly Peak | 10 | 65219.3084
Program SpecificAllOther2023September Monthly Peak | Program Specific | All | Other | 2023 | September Monthly Peak | 9 | 65219.3084
Program SpecificAllOther2023Typical Event Day | Program Specific | All | Other | 2023 | Typical Event Day | 8 | 65219.3084
Program SpecificAllOther2024April Monthly Peak | Program Specific | All | Other | 2024 | April Monthly Peak | 4 | 65223.9148
Program SpecificAllOther2024August Monthly Peak | Program Specific | All | Other | 2024 | August Monthly Peak | 8 | 65223.9148
Program SpecificAllOther2024December Monthly Peak | Program Specific | All | Other | 2024 | December Monthly Peak | 12 | 65223.9148
Program SpecificAllOther2024February Monthly Peak | Program Specific | All | Other | 2024 | February Monthly Peak | 2 | 65223.9148
Program SpecificAllOther2024January Monthly Peak | Program Specific | All | Other | 2024 | January Monthly Peak | 1 | 65223.9148
Program SpecificAllOther2024July Monthly Peak | Program Specific | All | Other | 2024 | July Monthly Peak | 7 | 65223.9148
Program SpecificAllOther2024June Monthly Peak | Program Specific | All | Other | 2024 | June Monthly Peak | 6 | 65223.9148
Program SpecificAllOther2024March Monthly Peak | Program Specific | All | Other | 2024 | March Monthly Peak | 3 | 65223.9148
Program SpecificAllOther2024May Monthly Peak | Program Specific | All | Other | 2024 | May Monthly Peak | 5 | 65223.9148
Program SpecificAllOther2024November Monthly Peak | Program Specific | All | Other | 2024 | November Monthly Peak | 11 | 65223.9148
Program SpecificAllOther2024October Monthly Peak | Program Specific | All | Other | 2024 | October Monthly Peak | 10 | 65223.9148
Program SpecificAllOther2024September Monthly Peak | Program Specific | All | Other | 2024 | September Monthly Peak | 9 | 65223.9148
Program SpecificAllOther2024Typical Event Day | Program Specific | All | Other | 2024 | Typical Event Day | 8 | 65223.9148
Program SpecificAllOther2025April Monthly Peak | Program Specific | All | Other | 2025 | April Monthly Peak | 4 | 65228.5351
Program SpecificAllOther2025August Monthly Peak | Program Specific | All | Other | 2025 | August Monthly Peak | 8 | 65228.5351
Program SpecificAllOther2025December Monthly Peak | Program Specific | All | Other | 2025 | December Monthly Peak | 12 | 65228.5351
Program SpecificAllOther2025February Monthly Peak | Program Specific | All | Other | 2025 | February Monthly Peak | 2 | 65228.5351
Program SpecificAllOther2025January Monthly Peak | Program Specific | All | Other | 2025 | January Monthly Peak | 1 | 65228.5351
Program SpecificAllOther2025July Monthly Peak | Program Specific | All | Other | 2025 | July Monthly Peak | 7 | 65228.5351
Program SpecificAllOther2025June Monthly Peak | Program Specific | All | Other | 2025 | June Monthly Peak | 6 | 65228.5351
Program SpecificAllOther2025March Monthly Peak | Program Specific | All | Other | 2025 | March Monthly Peak | 3 | 65228.5351
Program SpecificAllOther2025May Monthly Peak | Program Specific | All | Other | 2025 | May Monthly Peak | 5 | 65228.5351
Program SpecificAllOther2025November Monthly Peak | Program Specific | All | Other | 2025 | November Monthly Peak | 11 | 65228.5351
Program SpecificAllOther2025October Monthly Peak | Program Specific | All | Other | 2025 | October Monthly Peak | 10 | 65228.5351
Program SpecificAllOther2025September Monthly Peak | Program Specific | All | Other | 2025 | September Monthly Peak | 9 | 65228.5351
Program SpecificAllOther2025Typical Event Day | Program Specific | All | Other | 2025 | Typical Event Day | 8 | 65228.5351
Program SpecificAllOther2026April Monthly Peak | Program Specific | All | Other | 2026 | April Monthly Peak | 4 | 65233.1692
Program SpecificAllOther2026August Monthly Peak | Program Specific | All | Other | 2026 | August Monthly Peak | 8 | 65233.1692
Program SpecificAllOther2026December Monthly Peak | Program Specific | All | Other | 2026 | December Monthly Peak | 12 | 65233.1692
Program SpecificAllOther2026February Monthly Peak | Program Specific | All | Other | 2026 | February Monthly Peak | 2 | 65233.1692
Program SpecificAllOther2026January Monthly Peak | Program Specific | All | Other | 2026 | January Monthly Peak | 1 | 65233.1692
Program SpecificAllOther2026July Monthly Peak | Program Specific | All | Other | 2026 | July Monthly Peak | 7 | 65233.1692
Program SpecificAllOther2026June Monthly Peak | Program Specific | All | Other | 2026 | June Monthly Peak | 6 | 65233.1692
Program SpecificAllOther2026March Monthly Peak | Program Specific | All | Other | 2026 | March Monthly Peak | 3 | 65233.1692
Program SpecificAllOther2026May Monthly Peak | Program Specific | All | Other | 2026 | May Monthly Peak | 5 | 65233.1692
Program SpecificAllOther2026November Monthly Peak | Program Specific | All | Other | 2026 | November Monthly Peak | 11 | 65233.1692
Program SpecificAllOther2026October Monthly Peak | Program Specific | All | Other | 2026 | October Monthly Peak | 10 | 65233.1692
Program SpecificAllOther2026September Monthly Peak | Program Specific | All | Other | 2026 | September Monthly Peak | 9 | 65233.1692
Program SpecificAllOther2026Typical Event Day | Program Specific | All | Other | 2026 | Typical Event Day | 8 | 65233.1692
Program SpecificAllSouth of Lugo2015April Monthly Peak | Program Specific | All | South of Lugo | 2015 | April Monthly Peak | 4 | 290.2615
Program SpecificAllSouth of Lugo2015August Monthly Peak | Program Specific | All | South of Lugo | 2015 | August Monthly Peak | 8 | 290.2615
Program SpecificAllSouth of Lugo2015December Monthly Peak | Program Specific | All | South of Lugo | 2015 | December Monthly Peak | 12 | 290.2615
Program SpecificAllSouth of Lugo2015February Monthly Peak | Program Specific | All | South of Lugo | 2015 | February Monthly Peak | 2 | 290.2615
Program SpecificAllSouth of Lugo2015January Monthly Peak | Program Specific | All | South of Lugo | 2015 | January Monthly Peak | 1 | 290.2615
Program SpecificAllSouth of Lugo2015July Monthly Peak | Program Specific | All | South of Lugo | 2015 | July Monthly Peak | 7 | 290.2615
Program SpecificAllSouth of Lugo2015June Monthly Peak | Program Specific | All | South of Lugo | 2015 | June Monthly Peak | 6 | 290.2615
Program SpecificAllSouth of Lugo2015March Monthly Peak | Program Specific | All | South of Lugo | 2015 | March Monthly Peak | 3 | 290.2615
Program SpecificAllSouth of Lugo2015May Monthly Peak | Program Specific | All | South of Lugo | 2015 | May Monthly Peak | 5 | 290.2615
Program SpecificAllSouth of Lugo2015November Monthly Peak | Program Specific | All | South of Lugo | 2015 | November Monthly Peak | 11 | 290.2615
Program SpecificAllSouth of Lugo2015October Monthly Peak | Program Specific | All | South of Lugo | 2015 | October Monthly Peak | 10 | 290.2615
Program SpecificAllSouth of Lugo2015September Monthly Peak | Program Specific | All | South of Lugo | 2015 | September Monthly Peak | 9 | 290.2615
Program SpecificAllSouth of Lugo2015Typical Event Day | Program Specific | All | South of Lugo | 2015 | Typical Event Day | 8 | 290.2615
Program SpecificAllSouth of Lugo2016April Monthly Peak | Program Specific | All | South of Lugo | 2016 | April Monthly Peak | 4 | 290.2615
Program SpecificAllSouth of Lugo2016August Monthly Peak | Program Specific | All | South of Lugo | 2016 | August Monthly Peak | 8 | 290.2615
Program SpecificAllSouth of Lugo2016December Monthly Peak | Program Specific | All | South of Lugo | 2016 | December Monthly Peak | 12 | 290.2615
Program SpecificAllSouth of Lugo2016February Monthly Peak | Program Specific | All | South of Lugo | 2016 | February Monthly Peak | 2 | 290.2615
Program SpecificAllSouth of Lugo2016January Monthly Peak | Program Specific | All | South of Lugo | 2016 | January Monthly Peak | 1 | 290.2615
Program SpecificAllSouth of Lugo2016July Monthly Peak | Program Specific | All | South of Lugo | 2016 | July Monthly Peak | 7 | 290.2615
Program SpecificAllSouth of Lugo2016June Monthly Peak | Program Specific | All | South of Lugo | 2016 | June Monthly Peak | 6 | 290.2615
Program SpecificAllSouth of Lugo2016March Monthly Peak | Program Specific | All | South of Lugo | 2016 | March Monthly Peak | 3 | 290.2615
Program SpecificAllSouth of Lugo2016May Monthly Peak | Program Specific | All | South of Lugo | 2016 | May Monthly Peak | 5 | 290.2615
Program SpecificAllSouth of Lugo2016November Monthly Peak | Program Specific | All | South of Lugo | 2016 | November Monthly Peak | 11 | 290.2615
Program SpecificAllSouth of Lugo2016October Monthly Peak | Program Specific | All | South of Lugo | 2016 | October Monthly Peak | 10 | 290.2615
Program SpecificAllSouth of Lugo2016September Monthly Peak | Program Specific | All | South of Lugo | 2016 | September Monthly Peak | 9 | 290.2615
Program SpecificAllSouth of Lugo2016Typical Event Day | Program Specific | All | South of Lugo | 2016 | Typical Event Day | 8 | 290.2615
Program SpecificAllSouth of Lugo2017April Monthly Peak | Program Specific | All | South of Lugo | 2017 | April Monthly Peak | 4 | 292.3804
Program SpecificAllSouth of Lugo2017August Monthly Peak | Program Specific | All | South of Lugo | 2017 | August Monthly Peak | 8 | 292.3804
Program SpecificAllSouth of Lugo2017December Monthly Peak | Program Specific | All | South of Lugo | 2017 | December Monthly Peak | 12 | 292.3804
Program SpecificAllSouth of Lugo2017February Monthly Peak | Program Specific | All | South of Lugo | 2017 | February Monthly Peak | 2 | 292.3804
Program SpecificAllSouth of Lugo2017January Monthly Peak | Program Specific | All | South of Lugo | 2017 | January Monthly Peak | 1 | 292.3804
Program SpecificAllSouth of Lugo2017July Monthly Peak | Program Specific | All | South of Lugo | 2017 | July Monthly Peak | 7 | 292.3804
Program SpecificAllSouth of Lugo2017June Monthly Peak | Program Specific | All | South of Lugo | 2017 | June Monthly Peak | 6 | 292.3804
Program SpecificAllSouth of Lugo2017March Monthly Peak | Program Specific | All | South of Lugo | 2017 | March Monthly Peak | 3 | 292.3804
Program SpecificAllSouth of Lugo2017May Monthly Peak | Program Specific | All | South of Lugo | 2017 | May Monthly Peak | 5 | 292.3804
Program SpecificAllSouth of Lugo2017November Monthly Peak | Program Specific | All | South of Lugo | 2017 | November Monthly Peak | 11 | 292.3804
Program SpecificAllSouth of Lugo2017October Monthly Peak | Program Specific | All | South of Lugo | 2017 | October Monthly Peak | 10 | 292.3804
Program SpecificAllSouth of Lugo2017September Monthly Peak | Program Specific | All | South of Lugo | 2017 | September Monthly Peak | 9 | 292.3804
Program SpecificAllSouth of Lugo2017Typical Event Day | Program Specific | All | South of Lugo | 2017 | Typical Event Day | 8 | 292.3804
Program SpecificAllSouth of Lugo2018April Monthly Peak | Program Specific | All | South of Lugo | 2018 | April Monthly Peak | 4 | 29428.5451
Program SpecificAllSouth of Lugo2018August Monthly Peak | Program Specific | All | South of Lugo | 2018 | August Monthly Peak | 8 | 29428.5451
Program SpecificAllSouth of Lugo2018December Monthly Peak | Program Specific | All | South of Lugo | 2018 | December Monthly Peak | 12 | 29428.5451
Program SpecificAllSouth of Lugo2018February Monthly Peak | Program Specific | All | South of Lugo | 2018 | February Monthly Peak | 2 | 293.2575
Program SpecificAllSouth of Lugo2018January Monthly Peak | Program Specific | All | South of Lugo | 2018 | January Monthly Peak | 1 | 293.2575
Program SpecificAllSouth of Lugo2018July Monthly Peak | Program Specific | All | South of Lugo | 2018 | July Monthly Peak | 7 | 29428.5451
Program SpecificAllSouth of Lugo2018June Monthly Peak | Program Specific | All | South of Lugo | 2018 | June Monthly Peak | 6 | 29428.5451
Program SpecificAllSouth of Lugo2018March Monthly Peak | Program Specific | All | South of Lugo | 2018 | March Monthly Peak | 3 | 293.2575
Program SpecificAllSouth of Lugo2018May Monthly Peak | Program Specific | All | South of Lugo | 2018 | May Monthly Peak | 5 | 29428.5451
Program SpecificAllSouth of Lugo2018November Monthly Peak | Program Specific | All | South of Lugo | 2018 | November Monthly Peak | 11 | 29428.5451
Program SpecificAllSouth of Lugo2018October Monthly Peak | Program Specific | All | South of Lugo | 2018 | October Monthly Peak | 10 | 29428.5451
Program SpecificAllSouth of Lugo2018September Monthly Peak | Program Specific | All | South of Lugo | 2018 | September Monthly Peak | 9 | 29428.5451
Program SpecificAllSouth of Lugo2018Typical Event Day | Program Specific | All | South of Lugo | 2018 | Typical Event Day | 8 | 29428.5451
Program SpecificAllSouth of Lugo2019April Monthly Peak | Program Specific | All | South of Lugo | 2019 | April Monthly Peak | 4 | 11948.2524
Program SpecificAllSouth of Lugo2019August Monthly Peak | Program Specific | All | South of Lugo | 2019 | August Monthly Peak | 8 | 11948.2524
Program SpecificAllSouth of Lugo2019December Monthly Peak | Program Specific | All | South of Lugo | 2019 | December Monthly Peak | 12 | 11948.2524
Program SpecificAllSouth of Lugo2019February Monthly Peak | Program Specific | All | South of Lugo | 2019 | February Monthly Peak | 2 | 29429.4249
Program SpecificAllSouth of Lugo2019January Monthly Peak | Program Specific | All | South of Lugo | 2019 | January Monthly Peak | 1 | 29429.4249
Program SpecificAllSouth of Lugo2019July Monthly Peak | Program Specific | All | South of Lugo | 2019 | July Monthly Peak | 7 | 11948.2524
Program SpecificAllSouth of Lugo2019June Monthly Peak | Program Specific | All | South of Lugo | 2019 | June Monthly Peak | 6 | 11948.2524
Program SpecificAllSouth of Lugo2019March Monthly Peak | Program Specific | All | South of Lugo | 2019 | March Monthly Peak | 3 | 29429.4249
Program SpecificAllSouth of Lugo2019May Monthly Peak | Program Specific | All | South of Lugo | 2019 | May Monthly Peak | 5 | 11948.2524
Program SpecificAllSouth of Lugo2019November Monthly Peak | Program Specific | All | South of Lugo | 2019 | November Monthly Peak | 11 | 11948.2524
Program SpecificAllSouth of Lugo2019October Monthly Peak | Program Specific | All | South of Lugo | 2019 | October Monthly Peak | 10 | 11948.2524
Program SpecificAllSouth of Lugo2019September Monthly Peak | Program Specific | All | South of Lugo | 2019 | September Monthly Peak | 9 | 11948.2524
Program SpecificAllSouth of Lugo2019Typical Event Day | Program Specific | All | South of Lugo | 2019 | Typical Event Day | 8 | 11948.2524
Program SpecificAllSouth of Lugo2020April Monthly Peak | Program Specific | All | South of Lugo | 2020 | April Monthly Peak | 4 | 11949.1348
Program SpecificAllSouth of Lugo2020August Monthly Peak | Program Specific | All | South of Lugo | 2020 | August Monthly Peak | 8 | 11949.1348
Program SpecificAllSouth of Lugo2020December Monthly Peak | Program Specific | All | South of Lugo | 2020 | December Monthly Peak | 12 | 11949.1348
Program SpecificAllSouth of Lugo2020February Monthly Peak | Program Specific | All | South of Lugo | 2020 | February Monthly Peak | 2 | 11949.1348
Program SpecificAllSouth of Lugo2020January Monthly Peak | Program Specific | All | South of Lugo | 2020 | January Monthly Peak | 1 | 11949.1348
Program SpecificAllSouth of Lugo2020July Monthly Peak | Program Specific | All | South of Lugo | 2020 | July Monthly Peak | 7 | 11949.1348
Program SpecificAllSouth of Lugo2020June Monthly Peak | Program Specific | All | South of Lugo | 2020 | June Monthly Peak | 6 | 11949.1348
Program SpecificAllSouth of Lugo2020March Monthly Peak | Program Specific | All | South of Lugo | 2020 | March Monthly Peak | 3 | 11949.1348
Program SpecificAllSouth of Lugo2020May Monthly Peak | Program Specific | All | South of Lugo | 2020 | May Monthly Peak | 5 | 11949.1348
Program SpecificAllSouth of Lugo2020November Monthly Peak | Program Specific | All | South of Lugo | 2020 | November Monthly Peak | 11 | 11949.1348
Program SpecificAllSouth of Lugo2020October Monthly Peak | Program Specific | All | South of Lugo | 2020 | October Monthly Peak | 10 | 11949.1348
Program SpecificAllSouth of Lugo2020September Monthly Peak | Program Specific | All | South of Lugo | 2020 | September Monthly Peak | 9 | 11949.1348
Program SpecificAllSouth of Lugo2020Typical Event Day | Program Specific | All | South of Lugo | 2020 | Typical Event Day | 8 | 11949.1348
Program SpecificAllSouth of Lugo2021April Monthly Peak | Program Specific | All | South of Lugo | 2021 | April Monthly Peak | 4 | 11950.0198
Program SpecificAllSouth of Lugo2021August Monthly Peak | Program Specific | All | South of Lugo | 2021 | August Monthly Peak | 8 | 11950.0198
Program SpecificAllSouth of Lugo2021December Monthly Peak | Program Specific | All | South of Lugo | 2021 | December Monthly Peak | 12 | 11950.0198
Program SpecificAllSouth of Lugo2021February Monthly Peak | Program Specific | All | South of Lugo | 2021 | February Monthly Peak | 2 | 11950.0198
Program SpecificAllSouth of Lugo2021January Monthly Peak | Program Specific | All | South of Lugo | 2021 | January Monthly Peak | 1 | 11950.0198
Program SpecificAllSouth of Lugo2021July Monthly Peak | Program Specific | All | South of Lugo | 2021 | July Monthly Peak | 7 | 11950.0198
Program SpecificAllSouth of Lugo2021June Monthly Peak | Program Specific | All | South of Lugo | 2021 | June Monthly Peak | 6 | 11950.0198
Program SpecificAllSouth of Lugo2021March Monthly Peak | Program Specific | All | South of Lugo | 2021 | March Monthly Peak | 3 | 11950.0198
Program SpecificAllSouth of Lugo2021May Monthly Peak | Program Specific | All | South of Lugo | 2021 | May Monthly Peak | 5 | 11950.0198
Program SpecificAllSouth of Lugo2021November Monthly Peak | Program Specific | All | South of Lugo | 2021 | November Monthly Peak | 11 | 11950.0198
Program SpecificAllSouth of Lugo2021October Monthly Peak | Program Specific | All | South of Lugo | 2021 | October Monthly Peak | 10 | 11950.0198
Program SpecificAllSouth of Lugo2021September Monthly Peak | Program Specific | All | South of Lugo | 2021 | September Monthly Peak | 9 | 11950.0198
Program SpecificAllSouth of Lugo2021Typical Event Day | Program Specific | All | South of Lugo | 2021 | Typical Event Day | 8 | 11950.0198
Program SpecificAllSouth of Lugo2022April Monthly Peak | Program Specific | All | South of Lugo | 2022 | April Monthly Peak | 4 | 11950.9075
Program SpecificAllSouth of Lugo2022August Monthly Peak | Program Specific | All | South of Lugo | 2022 | August Monthly Peak | 8 | 11950.9075
Program SpecificAllSouth of Lugo2022December Monthly Peak | Program Specific | All | South of Lugo | 2022 | December Monthly Peak | 12 | 11950.9075
Program SpecificAllSouth of Lugo2022February Monthly Peak | Program Specific | All | South of Lugo | 2022 | February Monthly Peak | 2 | 11950.9075
Program SpecificAllSouth of Lugo2022January Monthly Peak | Program Specific | All | South of Lugo | 2022 | January Monthly Peak | 1 | 11950.9075
Program SpecificAllSouth of Lugo2022July Monthly Peak | Program Specific | All | South of Lugo | 2022 | July Monthly Peak | 7 | 11950.9075
Program SpecificAllSouth of Lugo2022June Monthly Peak | Program Specific | All | South of Lugo | 2022 | June Monthly Peak | 6 | 11950.9075
Program SpecificAllSouth of Lugo2022March Monthly Peak | Program Specific | All | South of Lugo | 2022 | March Monthly Peak | 3 | 11950.9075
Program SpecificAllSouth of Lugo2022May Monthly Peak | Program Specific | All | South of Lugo | 2022 | May Monthly Peak | 5 | 11950.9075
Program SpecificAllSouth of Lugo2022November Monthly Peak | Program Specific | All | South of Lugo | 2022 | November Monthly Peak | 11 | 11950.9075
Program SpecificAllSouth of Lugo2022October Monthly Peak | Program Specific | All | South of Lugo | 2022 | October Monthly Peak | 10 | 11950.9075
Program SpecificAllSouth of Lugo2022September Monthly Peak | Program Specific | All | South of Lugo | 2022 | September Monthly Peak | 9 | 11950.9075
Program SpecificAllSouth of Lugo2022Typical Event Day | Program Specific | All | South of Lugo | 2022 | Typical Event Day | 8 | 11950.9075
Program SpecificAllSouth of Lugo2023April Monthly Peak | Program Specific | All | South of Lugo | 2023 | April Monthly Peak | 4 | 11951.7979
Program SpecificAllSouth of Lugo2023August Monthly Peak | Program Specific | All | South of Lugo | 2023 | August Monthly Peak | 8 | 11951.7979
Program SpecificAllSouth of Lugo2023December Monthly Peak | Program Specific | All | South of Lugo | 2023 | December Monthly Peak | 12 | 11951.7979
Program SpecificAllSouth of Lugo2023February Monthly Peak | Program Specific | All | South of Lugo | 2023 | February Monthly Peak | 2 | 11951.7979
Program SpecificAllSouth of Lugo2023January Monthly Peak | Program Specific | All | South of Lugo | 2023 | January Monthly Peak | 1 | 11951.7979
Program SpecificAllSouth of Lugo2023July Monthly Peak | Program Specific | All | South of Lugo | 2023 | July Monthly Peak | 7 | 11951.7979
Program SpecificAllSouth of Lugo2023June Monthly Peak | Program Specific | All | South of Lugo | 2023 | June Monthly Peak | 6 | 11951.7979
Program SpecificAllSouth of Lugo2023March Monthly Peak | Program Specific | All | South of Lugo | 2023 | March Monthly Peak | 3 | 11951.7979
Program SpecificAllSouth of Lugo2023May Monthly Peak | Program Specific | All | South of Lugo | 2023 | May Monthly Peak | 5 | 11951.7979
Program SpecificAllSouth of Lugo2023November Monthly Peak | Program Specific | All | South of Lugo | 2023 | November Monthly Peak | 11 | 11951.7979
Program SpecificAllSouth of Lugo2023October Monthly Peak | Program Specific | All | South of Lugo | 2023 | October Monthly Peak | 10 | 11951.7979
Program SpecificAllSouth of Lugo2023September Monthly Peak | Program Specific | All | South of Lugo | 2023 | September Monthly Peak | 9 | 11951.7979
Program SpecificAllSouth of Lugo2023Typical Event Day | Program Specific | All | South of Lugo | 2023 | Typical Event Day | 8 | 11951.7979
Program SpecificAllSouth of Lugo2024April Monthly Peak | Program Specific | All | South of Lugo | 2024 | April Monthly Peak | 4 | 11952.691
Program SpecificAllSouth of Lugo2024August Monthly Peak | Program Specific | All | South of Lugo | 2024 | August Monthly Peak | 8 | 11952.691
Program SpecificAllSouth of Lugo2024December Monthly Peak | Program Specific | All | South of Lugo | 2024 | December Monthly Peak | 12 | 11952.691
Program SpecificAllSouth of Lugo2024February Monthly Peak | Program Specific | All | South of Lugo | 2024 | February Monthly Peak | 2 | 11952.691
Program SpecificAllSouth of Lugo2024January Monthly Peak | Program Specific | All | South of Lugo | 2024 | January Monthly Peak | 1 | 11952.691
Program SpecificAllSouth of Lugo2024July Monthly Peak | Program Specific | All | South of Lugo | 2024 | July Monthly Peak | 7 | 11952.691
Program SpecificAllSouth of Lugo2024June Monthly Peak | Program Specific | All | South of Lugo | 2024 | June Monthly Peak | 6 | 11952.691
Program SpecificAllSouth of Lugo2024March Monthly Peak | Program Specific | All | South of Lugo | 2024 | March Monthly Peak | 3 | 11952.691
Program SpecificAllSouth of Lugo2024May Monthly Peak | Program Specific | All | South of Lugo | 2024 | May Monthly Peak | 5 | 11952.691
Program SpecificAllSouth of Lugo2024November Monthly Peak | Program Specific | All | South of Lugo | 2024 | November Monthly Peak | 11 | 11952.691
Program SpecificAllSouth of Lugo2024October Monthly Peak | Program Specific | All | South of Lugo | 2024 | October Monthly Peak | 10 | 11952.691
Program SpecificAllSouth of Lugo2024September Monthly Peak | Program Specific | All | South of Lugo | 2024 | September Monthly Peak | 9 | 11952.691
Program SpecificAllSouth of Lugo2024Typical Event Day | Program Specific | All | South of Lugo | 2024 | Typical Event Day | 8 | 11952.691
Program SpecificAllSouth of Lugo2025April Monthly Peak | Program Specific | All | South of Lugo | 2025 | April Monthly Peak | 4 | 11953.5867
Program SpecificAllSouth of Lugo2025August Monthly Peak | Program Specific | All | South of Lugo | 2025 | August Monthly Peak | 8 | 11953.5867
Program SpecificAllSouth of Lugo2025December Monthly Peak | Program Specific | All | South of Lugo | 2025 | December Monthly Peak | 12 | 11953.5867
Program SpecificAllSouth of Lugo2025February Monthly Peak | Program Specific | All | South of Lugo | 2025 | February Monthly Peak | 2 | 11953.5867
Program SpecificAllSouth of Lugo2025January Monthly Peak | Program Specific | All | South of Lugo | 2025 | January Monthly Peak | 1 | 11953.5867
Program SpecificAllSouth of Lugo2025July Monthly Peak | Program Specific | All | South of Lugo | 2025 | July Monthly Peak | 7 | 11953.5867
Program SpecificAllSouth of Lugo2025June Monthly Peak | Program Specific | All | South of Lugo | 2025 | June Monthly Peak | 6 | 11953.5867
Program SpecificAllSouth of Lugo2025March Monthly Peak | Program Specific | All | South of Lugo | 2025 | March Monthly Peak | 3 | 11953.5867
Program SpecificAllSouth of Lugo2025May Monthly Peak | Program Specific | All | South of Lugo | 2025 | May Monthly Peak | 5 | 11953.5867
Program SpecificAllSouth of Lugo2025November Monthly Peak | Program Specific | All | South of Lugo | 2025 | November Monthly Peak | 11 | 11953.5867
Program SpecificAllSouth of Lugo2025October Monthly Peak | Program Specific | All | South of Lugo | 2025 | October Monthly Peak | 10 | 11953.5867
Program SpecificAllSouth of Lugo2025September Monthly Peak | Program Specific | All | South of Lugo | 2025 | September Monthly Peak | 9 | 11953.5867
Program SpecificAllSouth of Lugo2025Typical Event Day | Program Specific | All | South of Lugo | 2025 | Typical Event Day | 8 | 11953.5867
Program SpecificAllSouth of Lugo2026April Monthly Peak | Program Specific | All | South of Lugo | 2026 | April Monthly Peak | 4 | 11954.4851
Program SpecificAllSouth of Lugo2026August Monthly Peak | Program Specific | All | South of Lugo | 2026 | August Monthly Peak | 8 | 11954.4851
Program SpecificAllSouth of Lugo2026December Monthly Peak | Program Specific | All | South of Lugo | 2026 | December Monthly Peak | 12 | 11954.4851
Program SpecificAllSouth of Lugo2026February Monthly Peak | Program Specific | All | South of Lugo | 2026 | February Monthly Peak | 2 | 11954.4851
Program SpecificAllSouth of Lugo2026January Monthly Peak | Program Specific | All | South of Lugo | 2026 | January Monthly Peak | 1 | 11954.4851
Program SpecificAllSouth of Lugo2026July Monthly Peak | Program Specific | All | South of Lugo | 2026 | July Monthly Peak | 7 | 11954.4851
Program SpecificAllSouth of Lugo2026June Monthly Peak | Program Specific | All | South of Lugo | 2026 | June Monthly Peak | 6 | 11954.4851
Program SpecificAllSouth of Lugo2026March Monthly Peak | Program Specific | All | South of Lugo | 2026 | March Monthly Peak | 3 | 11954.4851
Program SpecificAllSouth of Lugo2026May Monthly Peak | Program Specific | All | South of Lugo | 2026 | May Monthly Peak | 5 | 11954.4851
Program SpecificAllSouth of Lugo2026November Monthly Peak | Program Specific | All | South of Lugo | 2026 | November Monthly Peak | 11 | 11954.4851
Program SpecificAllSouth of Lugo2026October Monthly Peak | Program Specific | All | South of Lugo | 2026 | October Monthly Peak | 10 | 11954.4851
Program SpecificAllSouth of Lugo2026September Monthly Peak | Program Specific | All | South of Lugo | 2026 | September Monthly Peak | 9 | 11954.4851
Program SpecificAllSouth of Lugo2026Typical Event Day | Program Specific | All | South of Lugo | 2026 | Typical Event Day | 8 | 11954.4851
Program SpecificSize: 20 kW to 199.99 kWAll2015April Monthly Peak | Program Specific | Size: 20 kW to 199.99 kW | All | 2015 | April Monthly Peak | 4 | 0
Program SpecificSize: 20 kW to 199.99 kWAll2015August Monthly Peak | Program Specific | Size: 20 kW to 199.99 kW | All | 2015 | August Monthly Peak | 8 | 0
Program SpecificSize: 20 kW to 199.99 kWAll2015December Monthly Peak | Program Specific | Size: 20 kW to 199.99 kW | All | 2015 | December Monthly Peak | 12 | 0
Program SpecificSize: 20 kW to 199.99 kWAll2015February Monthly Peak | Program Specific | Size: 20 kW to 199.99 kW | All | 2015 | February Monthly Peak | 2 | 0
Program SpecificSize: 20 kW to 199.99 kWAll2015January Monthly Peak | Program Specific | Size: 20 kW to 199.99 kW | All | 2015 | January Monthly Peak | 1 | 0
Program SpecificSize: 20 kW to 199.99 kWAll2015July Monthly Peak | Program Specific | Size: 20 kW to 199.99 kW | All | 2015 | July Monthly Peak | 7 | 0
Program SpecificSize: 20 kW to 199.99 kWAll2015June Monthly Peak | Program Specific | Size: 20 kW to 199.99 kW | All | 2015 | June Monthly Peak | 6 | 0
Program SpecificSize: 20 kW to 199.99 kWAll2015March Monthly Peak | Program Specific | Size: 20 kW to 199.99 kW | All | 2015 | March Monthly Peak | 3 | 0
Program SpecificSize: 20 kW to 199.99 kWAll2015May Monthly Peak | Program Specific | Size: 20 kW to 199.99 kW | All | 2015 | May Monthly Peak | 5 | 0
Program SpecificSize: 20 kW to 199.99 kWAll2015November Monthly Peak | Program Specific | Size: 20 kW to 199.99 kW | All | 2015 | November Monthly Peak | 11 | 0
Program SpecificSize: 20 kW to 199.99 kWAll2015October Monthly Peak | Program Specific | Size: 20 kW to 199.99 kW | All | 2015 | October Monthly Peak | 10 | 0
Program SpecificSize: 20 kW to 199.99 kWAll2015September Monthly Peak | Program Specific | Size: 20 kW to 199.99 kW | All | 2015 | September Monthly Peak | 9 | 0
Program SpecificSize: 20 kW to 199.99 kWAll2015Typical Event Day | Program Specific | Size: 20 kW to 199.99 kW | All | 2015 | Typical Event Day | 8 | 0
Program SpecificSize: 20 kW to 199.99 kWAll2016April Monthly Peak | Program Specific | Size: 20 kW to 199.99 kW | All | 2016 | April Monthly Peak | 4 | 0
Program SpecificSize: 20 kW to 199.99 kWAll2016August Monthly Peak | Program Specific | Size: 20 kW to 199.99 kW | All | 2016 | August Monthly Peak | 8 | 0
Program SpecificSize: 20 kW to 199.99 kWAll2016December Monthly Peak | Program Specific | Size: 20 kW to 199.99 kW | All | 2016 | December Monthly Peak | 12 | 0
Program SpecificSize: 20 kW to 199.99 kWAll2016February Monthly Peak | Program Specific | Size: 20 kW to 199.99 kW | All | 2016 | February Monthly Peak | 2 | 0
Program SpecificSize: 20 kW to 199.99 kWAll2016January Monthly Peak | Program Specific | Size: 20 kW to 199.99 kW | All | 2016 | January Monthly Peak | 1 | 0
Program SpecificSize: 20 kW to 199.99 kWAll2016July Monthly Peak | Program Specific | Size: 20 kW to 199.99 kW | All | 2016 | July Monthly Peak | 7 | 0
Program SpecificSize: 20 kW to 199.99 kWAll2016June Monthly Peak | Program Specific | Size: 20 kW to 199.99 kW | All | 2016 | June Monthly Peak | 6 | 0
Program SpecificSize: 20 kW to 199.99 kWAll2016March Monthly Peak | Program Specific | Size: 20 kW to 199.99 kW | All | 2016 | March Monthly Peak | 3 | 0
Program SpecificSize: 20 kW to 199.99 kWAll2016May Monthly Peak | Program Specific | Size: 20 kW to 199.99 kW | All | 2016 | May Monthly Peak | 5 | 0
Program SpecificSize: 20 kW to 199.99 kWAll2016November Monthly Peak | Program Specific | Size: 20 kW to 199.99 kW | All | 2016 | November Monthly Peak | 11 | 0
Program SpecificSize: 20 kW to 199.99 kWAll2016October Monthly Peak | Program Specific | Size: 20 kW to 199.99 kW | All | 2016 | October Monthly Peak | 10 | 0
Program SpecificSize: 20 kW to 199.99 kWAll2016September Monthly Peak | Program Specific | Size: 20 kW to 199.99 kW | All | 2016 | September Monthly Peak | 9 | 0
Program SpecificSize: 20 kW to 199.99 kWAll2016Typical Event Day | Program Specific | Size: 20 kW to 199.99 kW | All | 2016 | Typical Event Day | 8 | 0
Program SpecificSize: 20 kW to 199.99 kWAll2017April Monthly Peak | Program Specific | Size: 20 kW to 199.99 kW | All | 2017 | April Monthly Peak | 4 | 0
Program SpecificSize: 20 kW to 199.99 kWAll2017August Monthly Peak | Program Specific | Size: 20 kW to 199.99 kW | All | 2017 | August Monthly Peak | 8 | 0
Program SpecificSize: 20 kW to 199.99 kWAll2017December Monthly Peak | Program Specific | Size: 20 kW to 199.99 kW | All | 2017 | December Monthly Peak | 12 | 0
Program SpecificSize: 20 kW to 199.99 kWAll2017February Monthly Peak | Program Specific | Size: 20 kW to 199.99 kW | All | 2017 | February Monthly Peak | 2 | 0
Program SpecificSize: 20 kW to 199.99 kWAll2017January Monthly Peak | Program Specific | Size: 20 kW to 199.99 kW | All | 2017 | January Monthly Peak | 1 | 0
Program SpecificSize: 20 kW to 199.99 kWAll2017July Monthly Peak | Program Specific | Size: 20 kW to 199.99 kW | All | 2017 | July Monthly Peak | 7 | 0
Program SpecificSize: 20 kW to 199.99 kWAll2017June Monthly Peak | Program Specific | Size: 20 kW to 199.99 kW | All | 2017 | June Monthly Peak | 6 | 0
Program SpecificSize: 20 kW to 199.99 kWAll2017March Monthly Peak | Program Specific | Size: 20 kW to 199.99 kW | All | 2017 | March Monthly Peak | 3 | 0
Program SpecificSize: 20 kW to 199.99 kWAll2017May Monthly Peak | Program Specific | Size: 20 kW to 199.99 kW | All | 2017 | May Monthly Peak | 5 | 0
Program SpecificSize: 20 kW to 199.99 kWAll2017November Monthly Peak | Program Specific | Size: 20 kW to 199.99 kW | All | 2017 | November Monthly Peak | 11 | 0
Program SpecificSize: 20 kW to 199.99 kWAll2017October Monthly Peak | Program Specific | Size: 20 kW to 199.99 kW | All | 2017 | October Monthly Peak | 10 | 0
Program SpecificSize: 20 kW to 199.99 kWAll2017September Monthly Peak | Program Specific | Size: 20 kW to 199.99 kW | All | 2017 | September Monthly Peak | 9 | 0
Program SpecificSize: 20 kW to 199.99 kWAll2017Typical Event Day | Program Specific | Size: 20 kW to 199.99 kW | All | 2017 | Typical Event Day | 8 | 0
Program SpecificSize: 20 kW to 199.99 kWAll2018April Monthly Peak | Program Specific | Size: 20 kW to 199.99 kW | All | 2018 | April Monthly Peak | 4 | 34795.0005
Program SpecificSize: 20 kW to 199.99 kWAll2018August Monthly Peak | Program Specific | Size: 20 kW to 199.99 kW | All | 2018 | August Monthly Peak | 8 | 34795.0005
Program SpecificSize: 20 kW to 199.99 kWAll2018December Monthly Peak | Program Specific | Size: 20 kW to 199.99 kW | All | 2018 | December Monthly Peak | 12 | 34795.0005
Program SpecificSize: 20 kW to 199.99 kWAll2018February Monthly Peak | Program Specific | Size: 20 kW to 199.99 kW | All | 2018 | February Monthly Peak | 2 | 0
Program SpecificSize: 20 kW to 199.99 kWAll2018January Monthly Peak | Program Specific | Size: 20 kW to 199.99 kW | All | 2018 | January Monthly Peak | 1 | 0
Program SpecificSize: 20 kW to 199.99 kWAll2018July Monthly Peak | Program Specific | Size: 20 kW to 199.99 kW | All | 2018 | July Monthly Peak | 7 | 34795.0005
Program SpecificSize: 20 kW to 199.99 kWAll2018June Monthly Peak | Program Specific | Size: 20 kW to 199.99 kW | All | 2018 | June Monthly Peak | 6 | 34795.0005
Program SpecificSize: 20 kW to 199.99 kWAll2018March Monthly Peak | Program Specific | Size: 20 kW to 199.99 kW | All | 2018 | March Monthly Peak | 3 | 0
Program SpecificSize: 20 kW to 199.99 kWAll2018May Monthly Peak | Program Specific | Size: 20 kW to 199.99 kW | All | 2018 | May Monthly Peak | 5 | 34795.0005
Program SpecificSize: 20 kW to 199.99 kWAll2018November Monthly Peak | Program Specific | Size: 20 kW to 199.99 kW | All | 2018 | November Monthly Peak | 11 | 34795.0005
Program SpecificSize: 20 kW to 199.99 kWAll2018October Monthly Peak | Program Specific | Size: 20 kW to 199.99 kW | All | 2018 | October Monthly Peak | 10 | 34795.0005
Program SpecificSize: 20 kW to 199.99 kWAll2018September Monthly Peak | Program Specific | Size: 20 kW to 199.99 kW | All | 2018 | September Monthly Peak | 9 | 34795.0005
Program SpecificSize: 20 kW to 199.99 kWAll2018Typical Event Day | Program Specific | Size: 20 kW to 199.99 kW | All | 2018 | Typical Event Day | 8 | 34795.0005
Program SpecificSize: 20 kW to 199.99 kWAll2019April Monthly Peak | Program Specific | Size: 20 kW to 199.99 kW | All | 2019 | April Monthly Peak | 4 | 13918.0002
Program SpecificSize: 20 kW to 199.99 kWAll2019August Monthly Peak | Program Specific | Size: 20 kW to 199.99 kW | All | 2019 | August Monthly Peak | 8 | 13918.0002
Program SpecificSize: 20 kW to 199.99 kWAll2019December Monthly Peak | Program Specific | Size: 20 kW to 199.99 kW | All | 2019 | December Monthly Peak | 12 | 13918.0002
Program SpecificSize: 20 kW to 199.99 kWAll2019February Monthly Peak | Program Specific | Size: 20 kW to 199.99 kW | All | 2019 | February Monthly Peak | 2 | 34795.0005
Program SpecificSize: 20 kW to 199.99 kWAll2019January Monthly Peak | Program Specific | Size: 20 kW to 199.99 kW | All | 2019 | January Monthly Peak | 1 | 34795.0005
Program SpecificSize: 20 kW to 199.99 kWAll2019July Monthly Peak | Program Specific | Size: 20 kW to 199.99 kW | All | 2019 | July Monthly Peak | 7 | 13918.0002
Program SpecificSize: 20 kW to 199.99 kWAll2019June Monthly Peak | Program Specific | Size: 20 kW to 199.99 kW | All | 2019 | June Monthly Peak | 6 | 13918.0002
Program SpecificSize: 20 kW to 199.99 kWAll2019March Monthly Peak | Program Specific | Size: 20 kW to 199.99 kW | All | 2019 | March Monthly Peak | 3 | 34795.0005
Program SpecificSize: 20 kW to 199.99 kWAll2019May Monthly Peak | Program Specific | Size: 20 kW to 199.99 kW | All | 2019 | May Monthly Peak | 5 | 13918.0002
Program SpecificSize: 20 kW to 199.99 kWAll2019November Monthly Peak | Program Specific | Size: 20 kW to 199.99 kW | All | 2019 | November Monthly Peak | 11 | 13918.0002
Program SpecificSize: 20 kW to 199.99 kWAll2019October Monthly Peak | Program Specific | Size: 20 kW to 199.99 kW | All | 2019 | October Monthly Peak | 10 | 13918.0002
Program SpecificSize: 20 kW to 199.99 kWAll2019September Monthly Peak | Program Specific | Size: 20 kW to 199.99 kW | All | 2019 | September Monthly Peak | 9 | 13918.0002
Program SpecificSize: 20 kW to 199.99 kWAll2019Typical Event Day | Program Specific | Size: 20 kW to 199.99 kW | All | 2019 | Typical Event Day | 8 | 13918.0002
Program SpecificSize: 20 kW to 199.99 kWAll2020April Monthly Peak | Program Specific | Size: 20 kW to 199.99 kW | All | 2020 | April Monthly Peak | 4 | 13918.0002
Program SpecificSize: 20 kW to 199.99 kWAll2020August Monthly Peak | Program Specific | Size: 20 kW to 199.99 kW | All | 2020 | August Monthly Peak | 8 | 13918.0002
Program SpecificSize: 20 kW to 199.99 kWAll2020December Monthly Peak | Program Specific | Size: 20 kW to 199.99 kW | All | 2020 | December Monthly Peak | 12 | 13918.0002
Program SpecificSize: 20 kW to 199.99 kWAll2020February Monthly Peak | Program Specific | Size: 20 kW to 199.99 kW | All | 2020 | February Monthly Peak | 2 | 13918.0002
Program SpecificSize: 20 kW to 199.99 kWAll2020January Monthly Peak | Program Specific | Size: 20 kW to 199.99 kW | All | 2020 | January Monthly Peak | 1 | 13918.0002
Program SpecificSize: 20 kW to 199.99 kWAll2020July Monthly Peak | Program Specific | Size: 20 kW to 199.99 kW | All | 2020 | July Monthly Peak | 7 | 13918.0002
Program SpecificSize: 20 kW to 199.99 kWAll2020June Monthly Peak | Program Specific | Size: 20 kW to 199.99 kW | All | 2020 | June Monthly Peak | 6 | 13918.0002
Program SpecificSize: 20 kW to 199.99 kWAll2020March Monthly Peak | Program Specific | Size: 20 kW to 199.99 kW | All | 2020 | March Monthly Peak | 3 | 13918.0002
Program SpecificSize: 20 kW to 199.99 kWAll2020May Monthly Peak | Program Specific | Size: 20 kW to 199.99 kW | All | 2020 | May Monthly Peak | 5 | 13918.0002
Program SpecificSize: 20 kW to 199.99 kWAll2020November Monthly Peak | Program Specific | Size: 20 kW to 199.99 kW | All | 2020 | November Monthly Peak | 11 | 13918.0002
Program SpecificSize: 20 kW to 199.99 kWAll2020October Monthly Peak | Program Specific | Size: 20 kW to 199.99 kW | All | 2020 | October Monthly Peak | 10 | 13918.0002
Program SpecificSize: 20 kW to 199.99 kWAll2020September Monthly Peak | Program Specific | Size: 20 kW to 199.99 kW | All | 2020 | September Monthly Peak | 9 | 13918.0002
Program SpecificSize: 20 kW to 199.99 kWAll2020Typical Event Day | Program Specific | Size: 20 kW to 199.99 kW | All | 2020 | Typical Event Day | 8 | 13918.0002
Program SpecificSize: 20 kW to 199.99 kWAll2021April Monthly Peak | Program Specific | Size: 20 kW to 199.99 kW | All | 2021 | April Monthly Peak | 4 | 13918.0002
Program SpecificSize: 20 kW to 199.99 kWAll2021August Monthly Peak | Program Specific | Size: 20 kW to 199.99 kW | All | 2021 | August Monthly Peak | 8 | 13918.0002
Program SpecificSize: 20 kW to 199.99 kWAll2021December Monthly Peak | Program Specific | Size: 20 kW to 199.99 kW | All | 2021 | December Monthly Peak | 12 | 13918.0002
Program SpecificSize: 20 kW to 199.99 kWAll2021February Monthly Peak | Program Specific | Size: 20 kW to 199.99 kW | All | 2021 | February Monthly Peak | 2 | 13918.0002
Program SpecificSize: 20 kW to 199.99 kWAll2021January Monthly Peak | Program Specific | Size: 20 kW to 199.99 kW | All | 2021 | January Monthly Peak | 1 | 13918.0002
Program SpecificSize: 20 kW to 199.99 kWAll2021July Monthly Peak | Program Specific | Size: 20 kW to 199.99 kW | All | 2021 | July Monthly Peak | 7 | 13918.0002
Program SpecificSize: 20 kW to 199.99 kWAll2021June Monthly Peak | Program Specific | Size: 20 kW to 199.99 kW | All | 2021 | June Monthly Peak | 6 | 13918.0002
Program SpecificSize: 20 kW to 199.99 kWAll2021March Monthly Peak | Program Specific | Size: 20 kW to 199.99 kW | All | 2021 | March Monthly Peak | 3 | 13918.0002
Program SpecificSize: 20 kW to 199.99 kWAll2021May Monthly Peak | Program Specific | Size: 20 kW to 199.99 kW | All | 2021 | May Monthly Peak | 5 | 13918.0002
Program SpecificSize: 20 kW to 199.99 kWAll2021November Monthly Peak | Program Specific | Size: 20 kW to 199.99 kW | All | 2021 | November Monthly Peak | 11 | 13918.0002
Program SpecificSize: 20 kW to 199.99 kWAll2021October Monthly Peak | Program Specific | Size: 20 kW to 199.99 kW | All | 2021 | October Monthly Peak | 10 | 13918.0002
Program SpecificSize: 20 kW to 199.99 kWAll2021September Monthly Peak | Program Specific | Size: 20 kW to 199.99 kW | All | 2021 | September Monthly Peak | 9 | 13918.0002
Program SpecificSize: 20 kW to 199.99 kWAll2021Typical Event Day | Program Specific | Size: 20 kW to 199.99 kW | All | 2021 | Typical Event Day | 8 | 13918.0002
Program SpecificSize: 20 kW to 199.99 kWAll2022April Monthly Peak | Program Specific | Size: 20 kW to 199.99 kW | All | 2022 | April Monthly Peak | 4 | 13918.0002
Program SpecificSize: 20 kW to 199.99 kWAll2022August Monthly Peak | Program Specific | Size: 20 kW to 199.99 kW | All | 2022 | August Monthly Peak | 8 | 13918.0002
Program SpecificSize: 20 kW to 199.99 kWAll2022December Monthly Peak | Program Specific | Size: 20 kW to 199.99 kW | All | 2022 | December Monthly Peak | 12 | 13918.0002
Program SpecificSize: 20 kW to 199.99 kWAll2022February Monthly Peak | Program Specific | Size: 20 kW to 199.99 kW | All | 2022 | February Monthly Peak | 2 | 13918.0002
Program SpecificSize: 20 kW to 199.99 kWAll2022January Monthly Peak | Program Specific | Size: 20 kW to 199.99 kW | All | 2022 | January Monthly Peak | 1 | 13918.0002
Program SpecificSize: 20 kW to 199.99 kWAll2022July Monthly Peak | Program Specific | Size: 20 kW to 199.99 kW | All | 2022 | July Monthly Peak | 7 | 13918.0002
Program SpecificSize: 20 kW to 199.99 kWAll2022June Monthly Peak | Program Specific | Size: 20 kW to 199.99 kW | All | 2022 | June Monthly Peak | 6 | 13918.0002
Program SpecificSize: 20 kW to 199.99 kWAll2022March Monthly Peak | Program Specific | Size: 20 kW to 199.99 kW | All | 2022 | March Monthly Peak | 3 | 13918.0002
Program SpecificSize: 20 kW to 199.99 kWAll2022May Monthly Peak | Program Specific | Size: 20 kW to 199.99 kW | All | 2022 | May Monthly Peak | 5 | 13918.0002
Program SpecificSize: 20 kW to 199.99 kWAll2022November Monthly Peak | Program Specific | Size: 20 kW to 199.99 kW | All | 2022 | November Monthly Peak | 11 | 13918.0002
Program SpecificSize: 20 kW to 199.99 kWAll2022October Monthly Peak | Program Specific | Size: 20 kW to 199.99 kW | All | 2022 | October Monthly Peak | 10 | 13918.0002
Program SpecificSize: 20 kW to 199.99 kWAll2022September Monthly Peak | Program Specific | Size: 20 kW to 199.99 kW | All | 2022 | September Monthly Peak | 9 | 13918.0002
Program SpecificSize: 20 kW to 199.99 kWAll2022Typical Event Day | Program Specific | Size: 20 kW to 199.99 kW | All | 2022 | Typical Event Day | 8 | 13918.0002
Program SpecificSize: 20 kW to 199.99 kWAll2023April Monthly Peak | Program Specific | Size: 20 kW to 199.99 kW | All | 2023 | April Monthly Peak | 4 | 13918.0002
Program SpecificSize: 20 kW to 199.99 kWAll2023August Monthly Peak | Program Specific | Size: 20 kW to 199.99 kW | All | 2023 | August Monthly Peak | 8 | 13918.0002
Program SpecificSize: 20 kW to 199.99 kWAll2023December Monthly Peak | Program Specific | Size: 20 kW to 199.99 kW | All | 2023 | December Monthly Peak | 12 | 13918.0002
Program SpecificSize: 20 kW to 199.99 kWAll2023February Monthly Peak | Program Specific | Size: 20 kW to 199.99 kW | All | 2023 | February Monthly Peak | 2 | 13918.0002
Program SpecificSize: 20 kW to 199.99 kWAll2023January Monthly Peak | Program Specific | Size: 20 kW to 199.99 kW | All | 2023 | January Monthly Peak | 1 | 13918.0002
Program SpecificSize: 20 kW to 199.99 kWAll2023July Monthly Peak | Program Specific | Size: 20 kW to 199.99 kW | All | 2023 | July Monthly Peak | 7 | 13918.0002
Program SpecificSize: 20 kW to 199.99 kWAll2023June Monthly Peak | Program Specific | Size: 20 kW to 199.99 kW | All | 2023 | June Monthly Peak | 6 | 13918.0002
Program SpecificSize: 20 kW to 199.99 kWAll2023March Monthly Peak | Program Specific | Size: 20 kW to 199.99 kW | All | 2023 | March Monthly Peak | 3 | 13918.0002
Program SpecificSize: 20 kW to 199.99 kWAll2023May Monthly Peak | Program Specific | Size: 20 kW to 199.99 kW | All | 2023 | May Monthly Peak | 5 | 13918.0002
Program SpecificSize: 20 kW to 199.99 kWAll2023November Monthly Peak | Program Specific | Size: 20 kW to 199.99 kW | All | 2023 | November Monthly Peak | 11 | 13918.0002
Program SpecificSize: 20 kW to 199.99 kWAll2023October Monthly Peak | Program Specific | Size: 20 kW to 199.99 kW | All | 2023 | October Monthly Peak | 10 | 13918.0002
Program SpecificSize: 20 kW to 199.99 kWAll2023September Monthly Peak | Program Specific | Size: 20 kW to 199.99 kW | All | 2023 | September Monthly Peak | 9 | 13918.0002
Program SpecificSize: 20 kW to 199.99 kWAll2023Typical Event Day | Program Specific | Size: 20 kW to 199.99 kW | All | 2023 | Typical Event Day | 8 | 13918.0002
Program SpecificSize: 20 kW to 199.99 kWAll2024April Monthly Peak | Program Specific | Size: 20 kW to 199.99 kW | All | 2024 | April Monthly Peak | 4 | 13918.0002
Program SpecificSize: 20 kW to 199.99 kWAll2024August Monthly Peak | Program Specific | Size: 20 kW to 199.99 kW | All | 2024 | August Monthly Peak | 8 | 13918.0002
Program SpecificSize: 20 kW to 199.99 kWAll2024December Monthly Peak | Program Specific | Size: 20 kW to 199.99 kW | All | 2024 | December Monthly Peak | 12 | 13918.0002
Program SpecificSize: 20 kW to 199.99 kWAll2024February Monthly Peak | Program Specific | Size: 20 kW to 199.99 kW | All | 2024 | February Monthly Peak | 2 | 13918.0002
Program SpecificSize: 20 kW to 199.99 kWAll2024January Monthly Peak | Program Specific | Size: 20 kW to 199.99 kW | All | 2024 | January Monthly Peak | 1 | 13918.0002
Program SpecificSize: 20 kW to 199.99 kWAll2024July Monthly Peak | Program Specific | Size: 20 kW to 199.99 kW | All | 2024 | July Monthly Peak | 7 | 13918.0002
Program SpecificSize: 20 kW to 199.99 kWAll2024June Monthly Peak | Program Specific | Size: 20 kW to 199.99 kW | All | 2024 | June Monthly Peak | 6 | 13918.0002
Program SpecificSize: 20 kW to 199.99 kWAll2024March Monthly Peak | Program Specific | Size: 20 kW to 199.99 kW | All | 2024 | March Monthly Peak | 3 | 13918.0002
Program SpecificSize: 20 kW to 199.99 kWAll2024May Monthly Peak | Program Specific | Size: 20 kW to 199.99 kW | All | 2024 | May Monthly Peak | 5 | 13918.0002
Program SpecificSize: 20 kW to 199.99 kWAll2024November Monthly Peak | Program Specific | Size: 20 kW to 199.99 kW | All | 2024 | November Monthly Peak | 11 | 13918.0002
Program SpecificSize: 20 kW to 199.99 kWAll2024October Monthly Peak | Program Specific | Size: 20 kW to 199.99 kW | All | 2024 | October Monthly Peak | 10 | 13918.0002
Program SpecificSize: 20 kW to 199.99 kWAll2024September Monthly Peak | Program Specific | Size: 20 kW to 199.99 kW | All | 2024 | September Monthly Peak | 9 | 13918.0002
Program SpecificSize: 20 kW to 199.99 kWAll2024Typical Event Day | Program Specific | Size: 20 kW to 199.99 kW | All | 2024 | Typical Event Day | 8 | 13918.0002
Program SpecificSize: 20 kW to 199.99 kWAll2025April Monthly Peak | Program Specific | Size: 20 kW to 199.99 kW | All | 2025 | April Monthly Peak | 4 | 13918.0002
Program SpecificSize: 20 kW to 199.99 kWAll2025August Monthly Peak | Program Specific | Size: 20 kW to 199.99 kW | All | 2025 | August Monthly Peak | 8 | 13918.0002
Program SpecificSize: 20 kW to 199.99 kWAll2025December Monthly Peak | Program Specific | Size: 20 kW to 199.99 kW | All | 2025 | December Monthly Peak | 12 | 13918.0002
Program SpecificSize: 20 kW to 199.99 kWAll2025February Monthly Peak | Program Specific | Size: 20 kW to 199.99 kW | All | 2025 | February Monthly Peak | 2 | 13918.0002
Program SpecificSize: 20 kW to 199.99 kWAll2025January Monthly Peak | Program Specific | Size: 20 kW to 199.99 kW | All | 2025 | January Monthly Peak | 1 | 13918.0002
Program SpecificSize: 20 kW to 199.99 kWAll2025July Monthly Peak | Program Specific | Size: 20 kW to 199.99 kW | All | 2025 | July Monthly Peak | 7 | 13918.0002
Program SpecificSize: 20 kW to 199.99 kWAll2025June Monthly Peak | Program Specific | Size: 20 kW to 199.99 kW | All | 2025 | June Monthly Peak | 6 | 13918.0002
Program SpecificSize: 20 kW to 199.99 kWAll2025March Monthly Peak | Program Specific | Size: 20 kW to 199.99 kW | All | 2025 | March Monthly Peak | 3 | 13918.0002
Program SpecificSize: 20 kW to 199.99 kWAll2025May Monthly Peak | Program Specific | Size: 20 kW to 199.99 kW | All | 2025 | May Monthly Peak | 5 | 13918.0002
Program SpecificSize: 20 kW to 199.99 kWAll2025November Monthly Peak | Program Specific | Size: 20 kW to 199.99 kW | All | 2025 | November Monthly Peak | 11 | 13918.0002
Program SpecificSize: 20 kW to 199.99 kWAll2025October Monthly Peak | Program Specific | Size: 20 kW to 199.99 kW | All | 2025 | October Monthly Peak | 10 | 13918.0002
Program SpecificSize: 20 kW to 199.99 kWAll2025September Monthly Peak | Program Specific | Size: 20 kW to 199.99 kW | All | 2025 | September Monthly Peak | 9 | 13918.0002
Program SpecificSize: 20 kW to 199.99 kWAll2025Typical Event Day | Program Specific | Size: 20 kW to 199.99 kW | All | 2025 | Typical Event Day | 8 | 13918.0002
Program SpecificSize: 20 kW to 199.99 kWAll2026April Monthly Peak | Program Specific | Size: 20 kW to 199.99 kW | All | 2026 | April Monthly Peak | 4 | 13918.0002
Program SpecificSize: 20 kW to 199.99 kWAll2026August Monthly Peak | Program Specific | Size: 20 kW to 199.99 kW | All | 2026 | August Monthly Peak | 8 | 13918.0002
Program SpecificSize: 20 kW to 199.99 kWAll2026December Monthly Peak | Program Specific | Size: 20 kW to 199.99 kW | All | 2026 | December Monthly Peak | 12 | 13918.0002
Program SpecificSize: 20 kW to 199.99 kWAll2026February Monthly Peak | Program Specific | Size: 20 kW to 199.99 kW | All | 2026 | February Monthly Peak | 2 | 13918.0002
Program SpecificSize: 20 kW to 199.99 kWAll2026January Monthly Peak | Program Specific | Size: 20 kW to 199.99 kW | All | 2026 | January Monthly Peak | 1 | 13918.0002
Program SpecificSize: 20 kW to 199.99 kWAll2026July Monthly Peak | Program Specific | Size: 20 kW to 199.99 kW | All | 2026 | July Monthly Peak | 7 | 13918.0002
Program SpecificSize: 20 kW to 199.99 kWAll2026June Monthly Peak | Program Specific | Size: 20 kW to 199.99 kW | All | 2026 | June Monthly Peak | 6 | 13918.0002
Program SpecificSize: 20 kW to 199.99 kWAll2026March Monthly Peak | Program Specific | Size: 20 kW to 199.99 kW | All | 2026 | March Monthly Peak | 3 | 13918.0002
Program SpecificSize: 20 kW to 199.99 kWAll2026May Monthly Peak | Program Specific | Size: 20 kW to 199.99 kW | All | 2026 | May Monthly Peak | 5 | 13918.0002
Program SpecificSize: 20 kW to 199.99 kWAll2026November Monthly Peak | Program Specific | Size: 20 kW to 199.99 kW | All | 2026 | November Monthly Peak | 11 | 13918.0002
Program SpecificSize: 20 kW to 199.99 kWAll2026October Monthly Peak | Program Specific | Size: 20 kW to 199.99 kW | All | 2026 | October Monthly Peak | 10 | 13918.0002
Program SpecificSize: 20 kW to 199.99 kWAll2026September Monthly Peak | Program Specific | Size: 20 kW to 199.99 kW | All | 2026 | September Monthly Peak | 9 | 13918.0002
Program SpecificSize: 20 kW to 199.99 kWAll2026Typical Event Day | Program Specific | Size: 20 kW to 199.99 kW | All | 2026 | Typical Event Day | 8 | 13918.0002
Program SpecificSize: 20 kW to 199.99 kWOrange County2015April Monthly Peak | Program Specific | Size: 20 kW to 199.99 kW | Orange County | 2015 | April Monthly Peak | 4 | 0
Program SpecificSize: 20 kW to 199.99 kWOrange County2015August Monthly Peak | Program Specific | Size: 20 kW to 199.99 kW | Orange County | 2015 | August Monthly Peak | 8 | 0
Program SpecificSize: 20 kW to 199.99 kWOrange County2015December Monthly Peak | Program Specific | Size: 20 kW to 199.99 kW | Orange County | 2015 | December Monthly Peak | 12 | 0
Program SpecificSize: 20 kW to 199.99 kWOrange County2015February Monthly Peak | Program Specific | Size: 20 kW to 199.99 kW | Orange County | 2015 | February Monthly Peak | 2 | 0
Program SpecificSize: 20 kW to 199.99 kWOrange County2015January Monthly Peak | Program Specific | Size: 20 kW to 199.99 kW | Orange County | 2015 | January Monthly Peak | 1 | 0
Program SpecificSize: 20 kW to 199.99 kWOrange County2015July Monthly Peak | Program Specific | Size: 20 kW to 199.99 kW | Orange County | 2015 | July Monthly Peak | 7 | 0
Program SpecificSize: 20 kW to 199.99 kWOrange County2015June Monthly Peak | Program Specific | Size: 20 kW to 199.99 kW | Orange County | 2015 | June Monthly Peak | 6 | 0
Program SpecificSize: 20 kW to 199.99 kWOrange County2015March Monthly Peak | Program Specific | Size: 20 kW to 199.99 kW | Orange County | 2015 | March Monthly Peak | 3 | 0
Program SpecificSize: 20 kW to 199.99 kWOrange County2015May Monthly Peak | Program Specific | Size: 20 kW to 199.99 kW | Orange County | 2015 | May Monthly Peak | 5 | 0
Program SpecificSize: 20 kW to 199.99 kWOrange County2015November Monthly Peak | Program Specific | Size: 20 kW to 199.99 kW | Orange County | 2015 | November Monthly Peak | 11 | 0
Program SpecificSize: 20 kW to 199.99 kWOrange County2015October Monthly Peak | Program Specific | Size: 20 kW to 199.99 kW | Orange County | 2015 | October Monthly Peak | 10 | 0
Program SpecificSize: 20 kW to 199.99 kWOrange County2015September Monthly Peak | Program Specific | Size: 20 kW to 199.99 kW | Orange County | 2015 | September Monthly Peak | 9 | 0
Program SpecificSize: 20 kW to 199.99 kWOrange County2015Typical Event Day | Program Specific | Size: 20 kW to 199.99 kW | Orange County | 2015 | Typical Event Day | 8 | 0
Program SpecificSize: 20 kW to 199.99 kWOrange County2016April Monthly Peak | Program Specific | Size: 20 kW to 199.99 kW | Orange County | 2016 | April Monthly Peak | 4 | 0
Program SpecificSize: 20 kW to 199.99 kWOrange County2016August Monthly Peak | Program Specific | Size: 20 kW to 199.99 kW | Orange County | 2016 | August Monthly Peak | 8 | 0
Program SpecificSize: 20 kW to 199.99 kWOrange County2016December Monthly Peak | Program Specific | Size: 20 kW to 199.99 kW | Orange County | 2016 | December Monthly Peak | 12 | 0
Program SpecificSize: 20 kW to 199.99 kWOrange County2016February Monthly Peak | Program Specific | Size: 20 kW to 199.99 kW | Orange County | 2016 | February Monthly Peak | 2 | 0
Program SpecificSize: 20 kW to 199.99 kWOrange County2016January Monthly Peak | Program Specific | Size: 20 kW to 199.99 kW | Orange County | 2016 | January Monthly Peak | 1 | 0
Program SpecificSize: 20 kW to 199.99 kWOrange County2016July Monthly Peak | Program Specific | Size: 20 kW to 199.99 kW | Orange County | 2016 | July Monthly Peak | 7 | 0
Program SpecificSize: 20 kW to 199.99 kWOrange County2016June Monthly Peak | Program Specific | Size: 20 kW to 199.99 kW | Orange County | 2016 | June Monthly Peak | 6 | 0
Program SpecificSize: 20 kW to 199.99 kWOrange County2016March Monthly Peak | Program Specific | Size: 20 kW to 199.99 kW | Orange County | 2016 | March Monthly Peak | 3 | 0
Program SpecificSize: 20 kW to 199.99 kWOrange County2016May Monthly Peak | Program Specific | Size: 20 kW to 199.99 kW | Orange County | 2016 | May Monthly Peak | 5 | 0
Program SpecificSize: 20 kW to 199.99 kWOrange County2016November Monthly Peak | Program Specific | Size: 20 kW to 199.99 kW | Orange County | 2016 | November Monthly Peak | 11 | 0
Program SpecificSize: 20 kW to 199.99 kWOrange County2016October Monthly Peak | Program Specific | Size: 20 kW to 199.99 kW | Orange County | 2016 | October Monthly Peak | 10 | 0
Program SpecificSize: 20 kW to 199.99 kWOrange County2016September Monthly Peak | Program Specific | Size: 20 kW to 199.99 kW | Orange County | 2016 | September Monthly Peak | 9 | 0
Program SpecificSize: 20 kW to 199.99 kWOrange County2016Typical Event Day | Program Specific | Size: 20 kW to 199.99 kW | Orange County | 2016 | Typical Event Day | 8 | 0
Program SpecificSize: 20 kW to 199.99 kWOrange County2017April Monthly Peak | Program Specific | Size: 20 kW to 199.99 kW | Orange County | 2017 | April Monthly Peak | 4 | 0
Program SpecificSize: 20 kW to 199.99 kWOrange County2017August Monthly Peak | Program Specific | Size: 20 kW to 199.99 kW | Orange County | 2017 | August Monthly Peak | 8 | 0
Program SpecificSize: 20 kW to 199.99 kWOrange County2017December Monthly Peak | Program Specific | Size: 20 kW to 199.99 kW | Orange County | 2017 | December Monthly Peak | 12 | 0
Program SpecificSize: 20 kW to 199.99 kWOrange County2017February Monthly Peak | Program Specific | Size: 20 kW to 199.99 kW | Orange County | 2017 | February Monthly Peak | 2 | 0
Program SpecificSize: 20 kW to 199.99 kWOrange County2017January Monthly Peak | Program Specific | Size: 20 kW to 199.99 kW | Orange County | 2017 | January Monthly Peak | 1 | 0
Program SpecificSize: 20 kW to 199.99 kWOrange County2017July Monthly Peak | Program Specific | Size: 20 kW to 199.99 kW | Orange County | 2017 | July Monthly Peak | 7 | 0
Program SpecificSize: 20 kW to 199.99 kWOrange County2017June Monthly Peak | Program Specific | Size: 20 kW to 199.99 kW | Orange County | 2017 | June Monthly Peak | 6 | 0
Program SpecificSize: 20 kW to 199.99 kWOrange County2017March Monthly Peak | Program Specific | Size: 20 kW to 199.99 kW | Orange County | 2017 | March Monthly Peak | 3 | 0
Program SpecificSize: 20 kW to 199.99 kWOrange County2017May Monthly Peak | Program Specific | Size: 20 kW to 199.99 kW | Orange County | 2017 | May Monthly Peak | 5 | 0
Program SpecificSize: 20 kW to 199.99 kWOrange County2017November Monthly Peak | Program Specific | Size: 20 kW to 199.99 kW | Orange County | 2017 | November Monthly Peak | 11 | 0
Program SpecificSize: 20 kW to 199.99 kWOrange County2017October Monthly Peak | Program Specific | Size: 20 kW to 199.99 kW | Orange County | 2017 | October Monthly Peak | 10 | 0
Program SpecificSize: 20 kW to 199.99 kWOrange County2017September Monthly Peak | Program Specific | Size: 20 kW to 199.99 kW | Orange County | 2017 | September Monthly Peak | 9 | 0
Program SpecificSize: 20 kW to 199.99 kWOrange County2017Typical Event Day | Program Specific | Size: 20 kW to 199.99 kW | Orange County | 2017 | Typical Event Day | 8 | 0
Program SpecificSize: 20 kW to 199.99 kWOrange County2018April Monthly Peak | Program Specific | Size: 20 kW to 199.99 kW | Orange County | 2018 | April Monthly Peak | 4 | 9458.6305
Program SpecificSize: 20 kW to 199.99 kWOrange County2018August Monthly Peak | Program Specific | Size: 20 kW to 199.99 kW | Orange County | 2018 | August Monthly Peak | 8 | 9458.6305
Program SpecificSize: 20 kW to 199.99 kWOrange County2018December Monthly Peak | Program Specific | Size: 20 kW to 199.99 kW | Orange County | 2018 | December Monthly Peak | 12 | 9458.6305
Program SpecificSize: 20 kW to 199.99 kWOrange County2018February Monthly Peak | Program Specific | Size: 20 kW to 199.99 kW | Orange County | 2018 | February Monthly Peak | 2 | 0
Program SpecificSize: 20 kW to 199.99 kWOrange County2018January Monthly Peak | Program Specific | Size: 20 kW to 199.99 kW | Orange County | 2018 | January Monthly Peak | 1 | 0
Program SpecificSize: 20 kW to 199.99 kWOrange County2018July Monthly Peak | Program Specific | Size: 20 kW to 199.99 kW | Orange County | 2018 | July Monthly Peak | 7 | 9458.6305
Program SpecificSize: 20 kW to 199.99 kWOrange County2018June Monthly Peak | Program Specific | Size: 20 kW to 199.99 kW | Orange County | 2018 | June Monthly Peak | 6 | 9458.6305
Program SpecificSize: 20 kW to 199.99 kWOrange County2018March Monthly Peak | Program Specific | Size: 20 kW to 199.99 kW | Orange County | 2018 | March Monthly Peak | 3 | 0
Program SpecificSize: 20 kW to 199.99 kWOrange County2018May Monthly Peak | Program Specific | Size: 20 kW to 199.99 kW | Orange County | 2018 | May Monthly Peak | 5 | 9458.6305
Program SpecificSize: 20 kW to 199.99 kWOrange County2018November Monthly Peak | Program Specific | Size: 20 kW to 199.99 kW | Orange County | 2018 | November Monthly Peak | 11 | 9458.6305
Program SpecificSize: 20 kW to 199.99 kWOrange County2018October Monthly Peak | Program Specific | Size: 20 kW to 199.99 kW | Orange County | 2018 | October Monthly Peak | 10 | 9458.6305
Program SpecificSize: 20 kW to 199.99 kWOrange County2018September Monthly Peak | Program Specific | Size: 20 kW to 199.99 kW | Orange County | 2018 | September Monthly Peak | 9 | 9458.6305
Program SpecificSize: 20 kW to 199.99 kWOrange County2018Typical Event Day | Program Specific | Size: 20 kW to 199.99 kW | Orange County | 2018 | Typical Event Day | 8 | 9458.6305
Program SpecificSize: 20 kW to 199.99 kWOrange County2019April Monthly Peak | Program Specific | Size: 20 kW to 199.99 kW | Orange County | 2019 | April Monthly Peak | 4 | 3783.4522
Program SpecificSize: 20 kW to 199.99 kWOrange County2019August Monthly Peak | Program Specific | Size: 20 kW to 199.99 kW | Orange County | 2019 | August Monthly Peak | 8 | 3783.4522
Program SpecificSize: 20 kW to 199.99 kWOrange County2019December Monthly Peak | Program Specific | Size: 20 kW to 199.99 kW | Orange County | 2019 | December Monthly Peak | 12 | 3783.4522
Program SpecificSize: 20 kW to 199.99 kWOrange County2019February Monthly Peak | Program Specific | Size: 20 kW to 199.99 kW | Orange County | 2019 | February Monthly Peak | 2 | 9458.6305
Program SpecificSize: 20 kW to 199.99 kWOrange County2019January Monthly Peak | Program Specific | Size: 20 kW to 199.99 kW | Orange County | 2019 | January Monthly Peak | 1 | 9458.6305
Program SpecificSize: 20 kW to 199.99 kWOrange County2019July Monthly Peak | Program Specific | Size: 20 kW to 199.99 kW | Orange County | 2019 | July Monthly Peak | 7 | 3783.4522
Program SpecificSize: 20 kW to 199.99 kWOrange County2019June Monthly Peak | Program Specific | Size: 20 kW to 199.99 kW | Orange County | 2019 | June Monthly Peak | 6 | 3783.4522
Program SpecificSize: 20 kW to 199.99 kWOrange County2019March Monthly Peak | Program Specific | Size: 20 kW to 199.99 kW | Orange County | 2019 | March Monthly Peak | 3 | 9458.6305
Program SpecificSize: 20 kW to 199.99 kWOrange County2019May Monthly Peak | Program Specific | Size: 20 kW to 199.99 kW | Orange County | 2019 | May Monthly Peak | 5 | 3783.4522
Program SpecificSize: 20 kW to 199.99 kWOrange County2019November Monthly Peak | Program Specific | Size: 20 kW to 199.99 kW | Orange County | 2019 | November Monthly Peak | 11 | 3783.4522
Program SpecificSize: 20 kW to 199.99 kWOrange County2019October Monthly Peak | Program Specific | Size: 20 kW to 199.99 kW | Orange County | 2019 | October Monthly Peak | 10 | 3783.4522
Program SpecificSize: 20 kW to 199.99 kWOrange County2019September Monthly Peak | Program Specific | Size: 20 kW to 199.99 kW | Orange County | 2019 | September Monthly Peak | 9 | 3783.4522
Program SpecificSize: 20 kW to 199.99 kWOrange County2019Typical Event Day | Program Specific | Size: 20 kW to 199.99 kW | Orange County | 2019 | Typical Event Day | 8 | 3783.4522
Program SpecificSize: 20 kW to 199.99 kWOrange County2020April Monthly Peak | Program Specific | Size: 20 kW to 199.99 kW | Orange County | 2020 | April Monthly Peak | 4 | 3783.4522
Program SpecificSize: 20 kW to 199.99 kWOrange County2020August Monthly Peak | Program Specific | Size: 20 kW to 199.99 kW | Orange County | 2020 | August Monthly Peak | 8 | 3783.4522
Program SpecificSize: 20 kW to 199.99 kWOrange County2020December Monthly Peak | Program Specific | Size: 20 kW to 199.99 kW | Orange County | 2020 | December Monthly Peak | 12 | 3783.4522
Program SpecificSize: 20 kW to 199.99 kWOrange County2020February Monthly Peak | Program Specific | Size: 20 kW to 199.99 kW | Orange County | 2020 | February Monthly Peak | 2 | 3783.4522
Program SpecificSize: 20 kW to 199.99 kWOrange County2020January Monthly Peak | Program Specific | Size: 20 kW to 199.99 kW | Orange County | 2020 | January Monthly Peak | 1 | 3783.4522
Program SpecificSize: 20 kW to 199.99 kWOrange County2020July Monthly Peak | Program Specific | Size: 20 kW to 199.99 kW | Orange County | 2020 | July Monthly Peak | 7 | 3783.4522
Program SpecificSize: 20 kW to 199.99 kWOrange County2020June Monthly Peak | Program Specific | Size: 20 kW to 199.99 kW | Orange County | 2020 | June Monthly Peak | 6 | 3783.4522
Program SpecificSize: 20 kW to 199.99 kWOrange County2020March Monthly Peak | Program Specific | Size: 20 kW to 199.99 kW | Orange County | 2020 | March Monthly Peak | 3 | 3783.4522
Program SpecificSize: 20 kW to 199.99 kWOrange County2020May Monthly Peak | Program Specific | Size: 20 kW to 199.99 kW | Orange County | 2020 | May Monthly Peak | 5 | 3783.4522
Program SpecificSize: 20 kW to 199.99 kWOrange County2020November Monthly Peak | Program Specific | Size: 20 kW to 199.99 kW | Orange County | 2020 | November Monthly Peak | 11 | 3783.4522
Program SpecificSize: 20 kW to 199.99 kWOrange County2020October Monthly Peak | Program Specific | Size: 20 kW to 199.99 kW | Orange County | 2020 | October Monthly Peak | 10 | 3783.4522
Program SpecificSize: 20 kW to 199.99 kWOrange County2020September Monthly Peak | Program Specific | Size: 20 kW to 199.99 kW | Orange County | 2020 | September Monthly Peak | 9 | 3783.4522
Program SpecificSize: 20 kW to 199.99 kWOrange County2020Typical Event Day | Program Specific | Size: 20 kW to 199.99 kW | Orange County | 2020 | Typical Event Day | 8 | 3783.4522
Program SpecificSize: 20 kW to 199.99 kWOrange County2021April Monthly Peak | Program Specific | Size: 20 kW to 199.99 kW | Orange County | 2021 | April Monthly Peak | 4 | 3783.4522
Program SpecificSize: 20 kW to 199.99 kWOrange County2021August Monthly Peak | Program Specific | Size: 20 kW to 199.99 kW | Orange County | 2021 | August Monthly Peak | 8 | 3783.4522
Program SpecificSize: 20 kW to 199.99 kWOrange County2021December Monthly Peak | Program Specific | Size: 20 kW to 199.99 kW | Orange County | 2021 | December Monthly Peak | 12 | 3783.4522
Program SpecificSize: 20 kW to 199.99 kWOrange County2021February Monthly Peak | Program Specific | Size: 20 kW to 199.99 kW | Orange County | 2021 | February Monthly Peak | 2 | 3783.4522
Program SpecificSize: 20 kW to 199.99 kWOrange County2021January Monthly Peak | Program Specific | Size: 20 kW to 199.99 kW | Orange County | 2021 | January Monthly Peak | 1 | 3783.4522
Program SpecificSize: 20 kW to 199.99 kWOrange County2021July Monthly Peak | Program Specific | Size: 20 kW to 199.99 kW | Orange County | 2021 | July Monthly Peak | 7 | 3783.4522
Program SpecificSize: 20 kW to 199.99 kWOrange County2021June Monthly Peak | Program Specific | Size: 20 kW to 199.99 kW | Orange County | 2021 | June Monthly Peak | 6 | 3783.4522
Program SpecificSize: 20 kW to 199.99 kWOrange County2021March Monthly Peak | Program Specific | Size: 20 kW to 199.99 kW | Orange County | 2021 | March Monthly Peak | 3 | 3783.4522
Program SpecificSize: 20 kW to 199.99 kWOrange County2021May Monthly Peak | Program Specific | Size: 20 kW to 199.99 kW | Orange County | 2021 | May Monthly Peak | 5 | 3783.4522
Program SpecificSize: 20 kW to 199.99 kWOrange County2021November Monthly Peak | Program Specific | Size: 20 kW to 199.99 kW | Orange County | 2021 | November Monthly Peak | 11 | 3783.4522
Program SpecificSize: 20 kW to 199.99 kWOrange County2021October Monthly Peak | Program Specific | Size: 20 kW to 199.99 kW | Orange County | 2021 | October Monthly Peak | 10 | 3783.4522
Program SpecificSize: 20 kW to 199.99 kWOrange County2021September Monthly Peak | Program Specific | Size: 20 kW to 199.99 kW | Orange County | 2021 | September Monthly Peak | 9 | 3783.4522
Program SpecificSize: 20 kW to 199.99 kWOrange County2021Typical Event Day | Program Specific | Size: 20 kW to 199.99 kW | Orange County | 2021 | Typical Event Day | 8 | 3783.4522
Program SpecificSize: 20 kW to 199.99 kWOrange County2022April Monthly Peak | Program Specific | Size: 20 kW to 199.99 kW | Orange County | 2022 | April Monthly Peak | 4 | 3783.4522
Program SpecificSize: 20 kW to 199.99 kWOrange County2022August Monthly Peak | Program Specific | Size: 20 kW to 199.99 kW | Orange County | 2022 | August Monthly Peak | 8 | 3783.4522
Program SpecificSize: 20 kW to 199.99 kWOrange County2022December Monthly Peak | Program Specific | Size: 20 kW to 199.99 kW | Orange County | 2022 | December Monthly Peak | 12 | 3783.4522
Program SpecificSize: 20 kW to 199.99 kWOrange County2022February Monthly Peak | Program Specific | Size: 20 kW to 199.99 kW | Orange County | 2022 | February Monthly Peak | 2 | 3783.4522
Program SpecificSize: 20 kW to 199.99 kWOrange County2022January Monthly Peak | Program Specific | Size: 20 kW to 199.99 kW | Orange County | 2022 | January Monthly Peak | 1 | 3783.4522
Program SpecificSize: 20 kW to 199.99 kWOrange County2022July Monthly Peak | Program Specific | Size: 20 kW to 199.99 kW | Orange County | 2022 | July Monthly Peak | 7 | 3783.4522
Program SpecificSize: 20 kW to 199.99 kWOrange County2022June Monthly Peak | Program Specific | Size: 20 kW to 199.99 kW | Orange County | 2022 | June Monthly Peak | 6 | 3783.4522
Program SpecificSize: 20 kW to 199.99 kWOrange County2022March Monthly Peak | Program Specific | Size: 20 kW to 199.99 kW | Orange County | 2022 | March Monthly Peak | 3 | 3783.4522
Program SpecificSize: 20 kW to 199.99 kWOrange County2022May Monthly Peak | Program Specific | Size: 20 kW to 199.99 kW | Orange County | 2022 | May Monthly Peak | 5 | 3783.4522
Program SpecificSize: 20 kW to 199.99 kWOrange County2022November Monthly Peak | Program Specific | Size: 20 kW to 199.99 kW | Orange County | 2022 | November Monthly Peak | 11 | 3783.4522
Program SpecificSize: 20 kW to 199.99 kWOrange County2022October Monthly Peak | Program Specific | Size: 20 kW to 199.99 kW | Orange County | 2022 | October Monthly Peak | 10 | 3783.4522
Program SpecificSize: 20 kW to 199.99 kWOrange County2022September Monthly Peak | Program Specific | Size: 20 kW to 199.99 kW | Orange County | 2022 | September Monthly Peak | 9 | 3783.4522
Program SpecificSize: 20 kW to 199.99 kWOrange County2022Typical Event Day | Program Specific | Size: 20 kW to 199.99 kW | Orange County | 2022 | Typical Event Day | 8 | 3783.4522
Program SpecificSize: 20 kW to 199.99 kWOrange County2023April Monthly Peak | Program Specific | Size: 20 kW to 199.99 kW | Orange County | 2023 | April Monthly Peak | 4 | 3783.4522
Program SpecificSize: 20 kW to 199.99 kWOrange County2023August Monthly Peak | Program Specific | Size: 20 kW to 199.99 kW | Orange County | 2023 | August Monthly Peak | 8 | 3783.4522
Program SpecificSize: 20 kW to 199.99 kWOrange County2023December Monthly Peak | Program Specific | Size: 20 kW to 199.99 kW | Orange County | 2023 | December Monthly Peak | 12 | 3783.4522
Program SpecificSize: 20 kW to 199.99 kWOrange County2023February Monthly Peak | Program Specific | Size: 20 kW to 199.99 kW | Orange County | 2023 | February Monthly Peak | 2 | 3783.4522
Program SpecificSize: 20 kW to 199.99 kWOrange County2023January Monthly Peak | Program Specific | Size: 20 kW to 199.99 kW | Orange County | 2023 | January Monthly Peak | 1 | 3783.4522
Program SpecificSize: 20 kW to 199.99 kWOrange County2023July Monthly Peak | Program Specific | Size: 20 kW to 199.99 kW | Orange County | 2023 | July Monthly Peak | 7 | 3783.4522
Program SpecificSize: 20 kW to 199.99 kWOrange County2023June Monthly Peak | Program Specific | Size: 20 kW to 199.99 kW | Orange County | 2023 | June Monthly Peak | 6 | 3783.4522
Program SpecificSize: 20 kW to 199.99 kWOrange County2023March Monthly Peak | Program Specific | Size: 20 kW to 199.99 kW | Orange County | 2023 | March Monthly Peak | 3 | 3783.4522
Program SpecificSize: 20 kW to 199.99 kWOrange County2023May Monthly Peak | Program Specific | Size: 20 kW to 199.99 kW | Orange County | 2023 | May Monthly Peak | 5 | 3783.4522
Program SpecificSize: 20 kW to 199.99 kWOrange County2023November Monthly Peak | Program Specific | Size: 20 kW to 199.99 kW | Orange County | 2023 | November Monthly Peak | 11 | 3783.4522
Program SpecificSize: 20 kW to 199.99 kWOrange County2023October Monthly Peak | Program Specific | Size: 20 kW to 199.99 kW | Orange County | 2023 | October Monthly Peak | 10 | 3783.4522
Program SpecificSize: 20 kW to 199.99 kWOrange County2023September Monthly Peak | Program Specific | Size: 20 kW to 199.99 kW | Orange County | 2023 | September Monthly Peak | 9 | 3783.4522
Program SpecificSize: 20 kW to 199.99 kWOrange County2023Typical Event Day | Program Specific | Size: 20 kW to 199.99 kW | Orange County | 2023 | Typical Event Day | 8 | 3783.4522
Program SpecificSize: 20 kW to 199.99 kWOrange County2024April Monthly Peak | Program Specific | Size: 20 kW to 199.99 kW | Orange County | 2024 | April Monthly Peak | 4 | 3783.4522
Program SpecificSize: 20 kW to 199.99 kWOrange County2024August Monthly Peak | Program Specific | Size: 20 kW to 199.99 kW | Orange County | 2024 | August Monthly Peak | 8 | 3783.4522
Program SpecificSize: 20 kW to 199.99 kWOrange County2024December Monthly Peak | Program Specific | Size: 20 kW to 199.99 kW | Orange County | 2024 | December Monthly Peak | 12 | 3783.4522
Program SpecificSize: 20 kW to 199.99 kWOrange County2024February Monthly Peak | Program Specific | Size: 20 kW to 199.99 kW | Orange County | 2024 | February Monthly Peak | 2 | 3783.4522
Program SpecificSize: 20 kW to 199.99 kWOrange County2024January Monthly Peak | Program Specific | Size: 20 kW to 199.99 kW | Orange County | 2024 | January Monthly Peak | 1 | 3783.4522
Program SpecificSize: 20 kW to 199.99 kWOrange County2024July Monthly Peak | Program Specific | Size: 20 kW to 199.99 kW | Orange County | 2024 | July Monthly Peak | 7 | 3783.4522
Program SpecificSize: 20 kW to 199.99 kWOrange County2024June Monthly Peak | Program Specific | Size: 20 kW to 199.99 kW | Orange County | 2024 | June Monthly Peak | 6 | 3783.4522
Program SpecificSize: 20 kW to 199.99 kWOrange County2024March Monthly Peak | Program Specific | Size: 20 kW to 199.99 kW | Orange County | 2024 | March Monthly Peak | 3 | 3783.4522
Program SpecificSize: 20 kW to 199.99 kWOrange County2024May Monthly Peak | Program Specific | Size: 20 kW to 199.99 kW | Orange County | 2024 | May Monthly Peak | 5 | 3783.4522
Program SpecificSize: 20 kW to 199.99 kWOrange County2024November Monthly Peak | Program Specific | Size: 20 kW to 199.99 kW | Orange County | 2024 | November Monthly Peak | 11 | 3783.4522
Program SpecificSize: 20 kW to 199.99 kWOrange County2024October Monthly Peak | Program Specific | Size: 20 kW to 199.99 kW | Orange County | 2024 | October Monthly Peak | 10 | 3783.4522
Program SpecificSize: 20 kW to 199.99 kWOrange County2024September Monthly Peak | Program Specific | Size: 20 kW to 199.99 kW | Orange County | 2024 | September Monthly Peak | 9 | 3783.4522
Program SpecificSize: 20 kW to 199.99 kWOrange County2024Typical Event Day | Program Specific | Size: 20 kW to 199.99 kW | Orange County | 2024 | Typical Event Day | 8 | 3783.4522
Program SpecificSize: 20 kW to 199.99 kWOrange County2025April Monthly Peak | Program Specific | Size: 20 kW to 199.99 kW | Orange County | 2025 | April Monthly Peak | 4 | 3783.4522
Program SpecificSize: 20 kW to 199.99 kWOrange County2025August Monthly Peak | Program Specific | Size: 20 kW to 199.99 kW | Orange County | 2025 | August Monthly Peak | 8 | 3783.4522
Program SpecificSize: 20 kW to 199.99 kWOrange County2025December Monthly Peak | Program Specific | Size: 20 kW to 199.99 kW | Orange County | 2025 | December Monthly Peak | 12 | 3783.4522
Program SpecificSize: 20 kW to 199.99 kWOrange County2025February Monthly Peak | Program Specific | Size: 20 kW to 199.99 kW | Orange County | 2025 | February Monthly Peak | 2 | 3783.4522
Program SpecificSize: 20 kW to 199.99 kWOrange County2025January Monthly Peak | Program Specific | Size: 20 kW to 199.99 kW | Orange County | 2025 | January Monthly Peak | 1 | 3783.4522
Program SpecificSize: 20 kW to 199.99 kWOrange County2025July Monthly Peak | Program Specific | Size: 20 kW to 199.99 kW | Orange County | 2025 | July Monthly Peak | 7 | 3783.4522
Program SpecificSize: 20 kW to 199.99 kWOrange County2025June Monthly Peak | Program Specific | Size: 20 kW to 199.99 kW | Orange County | 2025 | June Monthly Peak | 6 | 3783.4522
Program SpecificSize: 20 kW to 199.99 kWOrange County2025March Monthly Peak | Program Specific | Size: 20 kW to 199.99 kW | Orange County | 2025 | March Monthly Peak | 3 | 3783.4522
Program SpecificSize: 20 kW to 199.99 kWOrange County2025May Monthly Peak | Program Specific | Size: 20 kW to 199.99 kW | Orange County | 2025 | May Monthly Peak | 5 | 3783.4522
Program SpecificSize: 20 kW to 199.99 kWOrange County2025November Monthly Peak | Program Specific | Size: 20 kW to 199.99 kW | Orange County | 2025 | November Monthly Peak | 11 | 3783.4522
Program SpecificSize: 20 kW to 199.99 kWOrange County2025October Monthly Peak | Program Specific | Size: 20 kW to 199.99 kW | Orange County | 2025 | October Monthly Peak | 10 | 3783.4522
Program SpecificSize: 20 kW to 199.99 kWOrange County2025September Monthly Peak | Program Specific | Size: 20 kW to 199.99 kW | Orange County | 2025 | September Monthly Peak | 9 | 3783.4522
Program SpecificSize: 20 kW to 199.99 kWOrange County2025Typical Event Day | Program Specific | Size: 20 kW to 199.99 kW | Orange County | 2025 | Typical Event Day | 8 | 3783.4522
Program SpecificSize: 20 kW to 199.99 kWOrange County2026April Monthly Peak | Program Specific | Size: 20 kW to 199.99 kW | Orange County | 2026 | April Monthly Peak | 4 | 3783.4522
Program SpecificSize: 20 kW to 199.99 kWOrange County2026August Monthly Peak | Program Specific | Size: 20 kW to 199.99 kW | Orange County | 2026 | August Monthly Peak | 8 | 3783.4522
Program SpecificSize: 20 kW to 199.99 kWOrange County2026December Monthly Peak | Program Specific | Size: 20 kW to 199.99 kW | Orange County | 2026 | December Monthly Peak | 12 | 3783.4522
Program SpecificSize: 20 kW to 199.99 kWOrange County2026February Monthly Peak | Program Specific | Size: 20 kW to 199.99 kW | Orange County | 2026 | February Monthly Peak | 2 | 3783.4522
Program SpecificSize: 20 kW to 199.99 kWOrange County2026January Monthly Peak | Program Specific | Size: 20 kW to 199.99 kW | Orange County | 2026 | January Monthly Peak | 1 | 3783.4522
Program SpecificSize: 20 kW to 199.99 kWOrange County2026July Monthly Peak | Program Specific | Size: 20 kW to 199.99 kW | Orange County | 2026 | July Monthly Peak | 7 | 3783.4522
Program SpecificSize: 20 kW to 199.99 kWOrange County2026June Monthly Peak | Program Specific | Size: 20 kW to 199.99 kW | Orange County | 2026 | June Monthly Peak | 6 | 3783.4522
Program SpecificSize: 20 kW to 199.99 kWOrange County2026March Monthly Peak | Program Specific | Size: 20 kW to 199.99 kW | Orange County | 2026 | March Monthly Peak | 3 | 3783.4522
Program SpecificSize: 20 kW to 199.99 kWOrange County2026May Monthly Peak | Program Specific | Size: 20 kW to 199.99 kW | Orange County | 2026 | May Monthly Peak | 5 | 3783.4522
Program SpecificSize: 20 kW to 199.99 kWOrange County2026November Monthly Peak | Program Specific | Size: 20 kW to 199.99 kW | Orange County | 2026 | November Monthly Peak | 11 | 3783.4522
Program SpecificSize: 20 kW to 199.99 kWOrange County2026October Monthly Peak | Program Specific | Size: 20 kW to 199.99 kW | Orange County | 2026 | October Monthly Peak | 10 | 3783.4522
Program SpecificSize: 20 kW to 199.99 kWOrange County2026September Monthly Peak | Program Specific | Size: 20 kW to 199.99 kW | Orange County | 2026 | September Monthly Peak | 9 | 3783.4522
Program SpecificSize: 20 kW to 199.99 kWOrange County2026Typical Event Day | Program Specific | Size: 20 kW to 199.99 kW | Orange County | 2026 | Typical Event Day | 8 | 3783.4522
Program SpecificSize: 20 kW to 199.99 kWOther2015April Monthly Peak | Program Specific | Size: 20 kW to 199.99 kW | Other | 2015 | April Monthly Peak | 4 | 0
Program SpecificSize: 20 kW to 199.99 kWOther2015August Monthly Peak | Program Specific | Size: 20 kW to 199.99 kW | Other | 2015 | August Monthly Peak | 8 | 0
Program SpecificSize: 20 kW to 199.99 kWOther2015December Monthly Peak | Program Specific | Size: 20 kW to 199.99 kW | Other | 2015 | December Monthly Peak | 12 | 0
Program SpecificSize: 20 kW to 199.99 kWOther2015February Monthly Peak | Program Specific | Size: 20 kW to 199.99 kW | Other | 2015 | February Monthly Peak | 2 | 0
Program SpecificSize: 20 kW to 199.99 kWOther2015January Monthly Peak | Program Specific | Size: 20 kW to 199.99 kW | Other | 2015 | January Monthly Peak | 1 | 0
Program SpecificSize: 20 kW to 199.99 kWOther2015July Monthly Peak | Program Specific | Size: 20 kW to 199.99 kW | Other | 2015 | July Monthly Peak | 7 | 0
Program SpecificSize: 20 kW to 199.99 kWOther2015June Monthly Peak | Program Specific | Size: 20 kW to 199.99 kW | Other | 2015 | June Monthly Peak | 6 | 0
Program SpecificSize: 20 kW to 199.99 kWOther2015March Monthly Peak | Program Specific | Size: 20 kW to 199.99 kW | Other | 2015 | March Monthly Peak | 3 | 0
Program SpecificSize: 20 kW to 199.99 kWOther2015May Monthly Peak | Program Specific | Size: 20 kW to 199.99 kW | Other | 2015 | May Monthly Peak | 5 | 0
Program SpecificSize: 20 kW to 199.99 kWOther2015November Monthly Peak | Program Specific | Size: 20 kW to 199.99 kW | Other | 2015 | November Monthly Peak | 11 | 0
Program SpecificSize: 20 kW to 199.99 kWOther2015October Monthly Peak | Program Specific | Size: 20 kW to 199.99 kW | Other | 2015 | October Monthly Peak | 10 | 0
Program SpecificSize: 20 kW to 199.99 kWOther2015September Monthly Peak | Program Specific | Size: 20 kW to 199.99 kW | Other | 2015 | September Monthly Peak | 9 | 0
Program SpecificSize: 20 kW to 199.99 kWOther2015Typical Event Day | Program Specific | Size: 20 kW to 199.99 kW | Other | 2015 | Typical Event Day | 8 | 0
Program SpecificSize: 20 kW to 199.99 kWOther2016April Monthly Peak | Program Specific | Size: 20 kW to 199.99 kW | Other | 2016 | April Monthly Peak | 4 | 0
Program SpecificSize: 20 kW to 199.99 kWOther2016August Monthly Peak | Program Specific | Size: 20 kW to 199.99 kW | Other | 2016 | August Monthly Peak | 8 | 0
Program SpecificSize: 20 kW to 199.99 kWOther2016December Monthly Peak | Program Specific | Size: 20 kW to 199.99 kW | Other | 2016 | December Monthly Peak | 12 | 0
Program SpecificSize: 20 kW to 199.99 kWOther2016February Monthly Peak | Program Specific | Size: 20 kW to 199.99 kW | Other | 2016 | February Monthly Peak | 2 | 0
Program SpecificSize: 20 kW to 199.99 kWOther2016January Monthly Peak | Program Specific | Size: 20 kW to 199.99 kW | Other | 2016 | January Monthly Peak | 1 | 0
Program SpecificSize: 20 kW to 199.99 kWOther2016July Monthly Peak | Program Specific | Size: 20 kW to 199.99 kW | Other | 2016 | July Monthly Peak | 7 | 0
Program SpecificSize: 20 kW to 199.99 kWOther2016June Monthly Peak | Program Specific | Size: 20 kW to 199.99 kW | Other | 2016 | June Monthly Peak | 6 | 0
Program SpecificSize: 20 kW to 199.99 kWOther2016March Monthly Peak | Program Specific | Size: 20 kW to 199.99 kW | Other | 2016 | March Monthly Peak | 3 | 0
Program SpecificSize: 20 kW to 199.99 kWOther2016May Monthly Peak | Program Specific | Size: 20 kW to 199.99 kW | Other | 2016 | May Monthly Peak | 5 | 0
Program SpecificSize: 20 kW to 199.99 kWOther2016November Monthly Peak | Program Specific | Size: 20 kW to 199.99 kW | Other | 2016 | November Monthly Peak | 11 | 0
Program SpecificSize: 20 kW to 199.99 kWOther2016October Monthly Peak | Program Specific | Size: 20 kW to 199.99 kW | Other | 2016 | October Monthly Peak | 10 | 0
Program SpecificSize: 20 kW to 199.99 kWOther2016September Monthly Peak | Program Specific | Size: 20 kW to 199.99 kW | Other | 2016 | September Monthly Peak | 9 | 0
Program SpecificSize: 20 kW to 199.99 kWOther2016Typical Event Day | Program Specific | Size: 20 kW to 199.99 kW | Other | 2016 | Typical Event Day | 8 | 0
Program SpecificSize: 20 kW to 199.99 kWOther2017April Monthly Peak | Program Specific | Size: 20 kW to 199.99 kW | Other | 2017 | April Monthly Peak | 4 | 0
Program SpecificSize: 20 kW to 199.99 kWOther2017August Monthly Peak | Program Specific | Size: 20 kW to 199.99 kW | Other | 2017 | August Monthly Peak | 8 | 0
Program SpecificSize: 20 kW to 199.99 kWOther2017December Monthly Peak | Program Specific | Size: 20 kW to 199.99 kW | Other | 2017 | December Monthly Peak | 12 | 0
Program SpecificSize: 20 kW to 199.99 kWOther2017February Monthly Peak | Program Specific | Size: 20 kW to 199.99 kW | Other | 2017 | February Monthly Peak | 2 | 0
Program SpecificSize: 20 kW to 199.99 kWOther2017January Monthly Peak | Program Specific | Size: 20 kW to 199.99 kW | Other | 2017 | January Monthly Peak | 1 | 0
Program SpecificSize: 20 kW to 199.99 kWOther2017July Monthly Peak | Program Specific | Size: 20 kW to 199.99 kW | Other | 2017 | July Monthly Peak | 7 | 0
Program SpecificSize: 20 kW to 199.99 kWOther2017June Monthly Peak | Program Specific | Size: 20 kW to 199.99 kW | Other | 2017 | June Monthly Peak | 6 | 0
Program SpecificSize: 20 kW to 199.99 kWOther2017March Monthly Peak | Program Specific | Size: 20 kW to 199.99 kW | Other | 2017 | March Monthly Peak | 3 | 0
Program SpecificSize: 20 kW to 199.99 kWOther2017May Monthly Peak | Program Specific | Size: 20 kW to 199.99 kW | Other | 2017 | May Monthly Peak | 5 | 0
Program SpecificSize: 20 kW to 199.99 kWOther2017November Monthly Peak | Program Specific | Size: 20 kW to 199.99 kW | Other | 2017 | November Monthly Peak | 11 | 0
Program SpecificSize: 20 kW to 199.99 kWOther2017October Monthly Peak | Program Specific | Size: 20 kW to 199.99 kW | Other | 2017 | October Monthly Peak | 10 | 0
Program SpecificSize: 20 kW to 199.99 kWOther2017September Monthly Peak | Program Specific | Size: 20 kW to 199.99 kW | Other | 2017 | September Monthly Peak | 9 | 0
Program SpecificSize: 20 kW to 199.99 kWOther2017Typical Event Day | Program Specific | Size: 20 kW to 199.99 kW | Other | 2017 | Typical Event Day | 8 | 0
Program SpecificSize: 20 kW to 199.99 kWOther2018April Monthly Peak | Program Specific | Size: 20 kW to 199.99 kW | Other | 2018 | April Monthly Peak | 4 | 21017.8009
Program SpecificSize: 20 kW to 199.99 kWOther2018August Monthly Peak | Program Specific | Size: 20 kW to 199.99 kW | Other | 2018 | August Monthly Peak | 8 | 21017.8009
Program SpecificSize: 20 kW to 199.99 kWOther2018December Monthly Peak | Program Specific | Size: 20 kW to 199.99 kW | Other | 2018 | December Monthly Peak | 12 | 21017.8009
Program SpecificSize: 20 kW to 199.99 kWOther2018February Monthly Peak | Program Specific | Size: 20 kW to 199.99 kW | Other | 2018 | February Monthly Peak | 2 | 0
Program SpecificSize: 20 kW to 199.99 kWOther2018January Monthly Peak | Program Specific | Size: 20 kW to 199.99 kW | Other | 2018 | January Monthly Peak | 1 | 0
Program SpecificSize: 20 kW to 199.99 kWOther2018July Monthly Peak | Program Specific | Size: 20 kW to 199.99 kW | Other | 2018 | July Monthly Peak | 7 | 21017.8009
Program SpecificSize: 20 kW to 199.99 kWOther2018June Monthly Peak | Program Specific | Size: 20 kW to 199.99 kW | Other | 2018 | June Monthly Peak | 6 | 21017.8009
Program SpecificSize: 20 kW to 199.99 kWOther2018March Monthly Peak | Program Specific | Size: 20 kW to 199.99 kW | Other | 2018 | March Monthly Peak | 3 | 0
Program SpecificSize: 20 kW to 199.99 kWOther2018May Monthly Peak | Program Specific | Size: 20 kW to 199.99 kW | Other | 2018 | May Monthly Peak | 5 | 21017.8009
Program SpecificSize: 20 kW to 199.99 kWOther2018November Monthly Peak | Program Specific | Size: 20 kW to 199.99 kW | Other | 2018 | November Monthly Peak | 11 | 21017.8009
Program SpecificSize: 20 kW to 199.99 kWOther2018October Monthly Peak | Program Specific | Size: 20 kW to 199.99 kW | Other | 2018 | October Monthly Peak | 10 | 21017.8009
Program SpecificSize: 20 kW to 199.99 kWOther2018September Monthly Peak | Program Specific | Size: 20 kW to 199.99 kW | Other | 2018 | September Monthly Peak | 9 | 21017.8009
Program SpecificSize: 20 kW to 199.99 kWOther2018Typical Event Day | Program Specific | Size: 20 kW to 199.99 kW | Other | 2018 | Typical Event Day | 8 | 21017.8009
Program SpecificSize: 20 kW to 199.99 kWOther2019April Monthly Peak | Program Specific | Size: 20 kW to 199.99 kW | Other | 2019 | April Monthly Peak | 4 | 8407.1203
Program SpecificSize: 20 kW to 199.99 kWOther2019August Monthly Peak | Program Specific | Size: 20 kW to 199.99 kW | Other | 2019 | August Monthly Peak | 8 | 8407.1203
Program SpecificSize: 20 kW to 199.99 kWOther2019December Monthly Peak | Program Specific | Size: 20 kW to 199.99 kW | Other | 2019 | December Monthly Peak | 12 | 8407.1203
Program SpecificSize: 20 kW to 199.99 kWOther2019February Monthly Peak | Program Specific | Size: 20 kW to 199.99 kW | Other | 2019 | February Monthly Peak | 2 | 21017.8009
Program SpecificSize: 20 kW to 199.99 kWOther2019January Monthly Peak | Program Specific | Size: 20 kW to 199.99 kW | Other | 2019 | January Monthly Peak | 1 | 21017.8009
Program SpecificSize: 20 kW to 199.99 kWOther2019July Monthly Peak | Program Specific | Size: 20 kW to 199.99 kW | Other | 2019 | July Monthly Peak | 7 | 8407.1203
Program SpecificSize: 20 kW to 199.99 kWOther2019June Monthly Peak | Program Specific | Size: 20 kW to 199.99 kW | Other | 2019 | June Monthly Peak | 6 | 8407.1203
Program SpecificSize: 20 kW to 199.99 kWOther2019March Monthly Peak | Program Specific | Size: 20 kW to 199.99 kW | Other | 2019 | March Monthly Peak | 3 | 21017.8009
Program SpecificSize: 20 kW to 199.99 kWOther2019May Monthly Peak | Program Specific | Size: 20 kW to 199.99 kW | Other | 2019 | May Monthly Peak | 5 | 8407.1203
Program SpecificSize: 20 kW to 199.99 kWOther2019November Monthly Peak | Program Specific | Size: 20 kW to 199.99 kW | Other | 2019 | November Monthly Peak | 11 | 8407.1203
Program SpecificSize: 20 kW to 199.99 kWOther2019October Monthly Peak | Program Specific | Size: 20 kW to 199.99 kW | Other | 2019 | October Monthly Peak | 10 | 8407.1203
Program SpecificSize: 20 kW to 199.99 kWOther2019September Monthly Peak | Program Specific | Size: 20 kW to 199.99 kW | Other | 2019 | September Monthly Peak | 9 | 8407.1203
Program SpecificSize: 20 kW to 199.99 kWOther2019Typical Event Day | Program Specific | Size: 20 kW to 199.99 kW | Other | 2019 | Typical Event Day | 8 | 8407.1203
Program SpecificSize: 20 kW to 199.99 kWOther2020April Monthly Peak | Program Specific | Size: 20 kW to 199.99 kW | Other | 2020 | April Monthly Peak | 4 | 8407.1203
Program SpecificSize: 20 kW to 199.99 kWOther2020August Monthly Peak | Program Specific | Size: 20 kW to 199.99 kW | Other | 2020 | August Monthly Peak | 8 | 8407.1203
Program SpecificSize: 20 kW to 199.99 kWOther2020December Monthly Peak | Program Specific | Size: 20 kW to 199.99 kW | Other | 2020 | December Monthly Peak | 12 | 8407.1203
Program SpecificSize: 20 kW to 199.99 kWOther2020February Monthly Peak | Program Specific | Size: 20 kW to 199.99 kW | Other | 2020 | February Monthly Peak | 2 | 8407.1203
Program SpecificSize: 20 kW to 199.99 kWOther2020January Monthly Peak | Program Specific | Size: 20 kW to 199.99 kW | Other | 2020 | January Monthly Peak | 1 | 8407.1203
Program SpecificSize: 20 kW to 199.99 kWOther2020July Monthly Peak | Program Specific | Size: 20 kW to 199.99 kW | Other | 2020 | July Monthly Peak | 7 | 8407.1203
Program SpecificSize: 20 kW to 199.99 kWOther2020June Monthly Peak | Program Specific | Size: 20 kW to 199.99 kW | Other | 2020 | June Monthly Peak | 6 | 8407.1203
Program SpecificSize: 20 kW to 199.99 kWOther2020March Monthly Peak | Program Specific | Size: 20 kW to 199.99 kW | Other | 2020 | March Monthly Peak | 3 | 8407.1203
Program SpecificSize: 20 kW to 199.99 kWOther2020May Monthly Peak | Program Specific | Size: 20 kW to 199.99 kW | Other | 2020 | May Monthly Peak | 5 | 8407.1203
Program SpecificSize: 20 kW to 199.99 kWOther2020November Monthly Peak | Program Specific | Size: 20 kW to 199.99 kW | Other | 2020 | November Monthly Peak | 11 | 8407.1203
Program SpecificSize: 20 kW to 199.99 kWOther2020October Monthly Peak | Program Specific | Size: 20 kW to 199.99 kW | Other | 2020 | October Monthly Peak | 10 | 8407.1203
Program SpecificSize: 20 kW to 199.99 kWOther2020September Monthly Peak | Program Specific | Size: 20 kW to 199.99 kW | Other | 2020 | September Monthly Peak | 9 | 8407.1203
Program SpecificSize: 20 kW to 199.99 kWOther2020Typical Event Day | Program Specific | Size: 20 kW to 199.99 kW | Other | 2020 | Typical Event Day | 8 | 8407.1203
Program SpecificSize: 20 kW to 199.99 kWOther2021April Monthly Peak | Program Specific | Size: 20 kW to 199.99 kW | Other | 2021 | April Monthly Peak | 4 | 8407.1203
Program SpecificSize: 20 kW to 199.99 kWOther2021August Monthly Peak | Program Specific | Size: 20 kW to 199.99 kW | Other | 2021 | August Monthly Peak | 8 | 8407.1203
Program SpecificSize: 20 kW to 199.99 kWOther2021December Monthly Peak | Program Specific | Size: 20 kW to 199.99 kW | Other | 2021 | December Monthly Peak | 12 | 8407.1203
Program SpecificSize: 20 kW to 199.99 kWOther2021February Monthly Peak | Program Specific | Size: 20 kW to 199.99 kW | Other | 2021 | February Monthly Peak | 2 | 8407.1203
Program SpecificSize: 20 kW to 199.99 kWOther2021January Monthly Peak | Program Specific | Size: 20 kW to 199.99 kW | Other | 2021 | January Monthly Peak | 1 | 8407.1203
Program SpecificSize: 20 kW to 199.99 kWOther2021July Monthly Peak | Program Specific | Size: 20 kW to 199.99 kW | Other | 2021 | July Monthly Peak | 7 | 8407.1203
Program SpecificSize: 20 kW to 199.99 kWOther2021June Monthly Peak | Program Specific | Size: 20 kW to 199.99 kW | Other | 2021 | June Monthly Peak | 6 | 8407.1203
Program SpecificSize: 20 kW to 199.99 kWOther2021March Monthly Peak | Program Specific | Size: 20 kW to 199.99 kW | Other | 2021 | March Monthly Peak | 3 | 8407.1203
Program SpecificSize: 20 kW to 199.99 kWOther2021May Monthly Peak | Program Specific | Size: 20 kW to 199.99 kW | Other | 2021 | May Monthly Peak | 5 | 8407.1203
Program SpecificSize: 20 kW to 199.99 kWOther2021November Monthly Peak | Program Specific | Size: 20 kW to 199.99 kW | Other | 2021 | November Monthly Peak | 11 | 8407.1203
Program SpecificSize: 20 kW to 199.99 kWOther2021October Monthly Peak | Program Specific | Size: 20 kW to 199.99 kW | Other | 2021 | October Monthly Peak | 10 | 8407.1203
Program SpecificSize: 20 kW to 199.99 kWOther2021September Monthly Peak | Program Specific | Size: 20 kW to 199.99 kW | Other | 2021 | September Monthly Peak | 9 | 8407.1203
Program SpecificSize: 20 kW to 199.99 kWOther2021Typical Event Day | Program Specific | Size: 20 kW to 199.99 kW | Other | 2021 | Typical Event Day | 8 | 8407.1203
Program SpecificSize: 20 kW to 199.99 kWOther2022April Monthly Peak | Program Specific | Size: 20 kW to 199.99 kW | Other | 2022 | April Monthly Peak | 4 | 8407.1203
Program SpecificSize: 20 kW to 199.99 kWOther2022August Monthly Peak | Program Specific | Size: 20 kW to 199.99 kW | Other | 2022 | August Monthly Peak | 8 | 8407.1203
Program SpecificSize: 20 kW to 199.99 kWOther2022December Monthly Peak | Program Specific | Size: 20 kW to 199.99 kW | Other | 2022 | December Monthly Peak | 12 | 8407.1203
Program SpecificSize: 20 kW to 199.99 kWOther2022February Monthly Peak | Program Specific | Size: 20 kW to 199.99 kW | Other | 2022 | February Monthly Peak | 2 | 8407.1203
Program SpecificSize: 20 kW to 199.99 kWOther2022January Monthly Peak | Program Specific | Size: 20 kW to 199.99 kW | Other | 2022 | January Monthly Peak | 1 | 8407.1203
Program SpecificSize: 20 kW to 199.99 kWOther2022July Monthly Peak | Program Specific | Size: 20 kW to 199.99 kW | Other | 2022 | July Monthly Peak | 7 | 8407.1203
Program SpecificSize: 20 kW to 199.99 kWOther2022June Monthly Peak | Program Specific | Size: 20 kW to 199.99 kW | Other | 2022 | June Monthly Peak | 6 | 8407.1203
Program SpecificSize: 20 kW to 199.99 kWOther2022March Monthly Peak | Program Specific | Size: 20 kW to 199.99 kW | Other | 2022 | March Monthly Peak | 3 | 8407.1203
Program SpecificSize: 20 kW to 199.99 kWOther2022May Monthly Peak | Program Specific | Size: 20 kW to 199.99 kW | Other | 2022 | May Monthly Peak | 5 | 8407.1203
Program SpecificSize: 20 kW to 199.99 kWOther2022November Monthly Peak | Program Specific | Size: 20 kW to 199.99 kW | Other | 2022 | November Monthly Peak | 11 | 8407.1203
Program SpecificSize: 20 kW to 199.99 kWOther2022October Monthly Peak | Program Specific | Size: 20 kW to 199.99 kW | Other | 2022 | October Monthly Peak | 10 | 8407.1203
Program SpecificSize: 20 kW to 199.99 kWOther2022September Monthly Peak | Program Specific | Size: 20 kW to 199.99 kW | Other | 2022 | September Monthly Peak | 9 | 8407.1203
Program SpecificSize: 20 kW to 199.99 kWOther2022Typical Event Day | Program Specific | Size: 20 kW to 199.99 kW | Other | 2022 | Typical Event Day | 8 | 8407.1203
Program SpecificSize: 20 kW to 199.99 kWOther2023April Monthly Peak | Program Specific | Size: 20 kW to 199.99 kW | Other | 2023 | April Monthly Peak | 4 | 8407.1203
Program SpecificSize: 20 kW to 199.99 kWOther2023August Monthly Peak | Program Specific | Size: 20 kW to 199.99 kW | Other | 2023 | August Monthly Peak | 8 | 8407.1203
Program SpecificSize: 20 kW to 199.99 kWOther2023December Monthly Peak | Program Specific | Size: 20 kW to 199.99 kW | Other | 2023 | December Monthly Peak | 12 | 8407.1203
Program SpecificSize: 20 kW to 199.99 kWOther2023February Monthly Peak | Program Specific | Size: 20 kW to 199.99 kW | Other | 2023 | February Monthly Peak | 2 | 8407.1203
Program SpecificSize: 20 kW to 199.99 kWOther2023January Monthly Peak | Program Specific | Size: 20 kW to 199.99 kW | Other | 2023 | January Monthly Peak | 1 | 8407.1203
Program SpecificSize: 20 kW to 199.99 kWOther2023July Monthly Peak | Program Specific | Size: 20 kW to 199.99 kW | Other | 2023 | July Monthly Peak | 7 | 8407.1203
Program SpecificSize: 20 kW to 199.99 kWOther2023June Monthly Peak | Program Specific | Size: 20 kW to 199.99 kW | Other | 2023 | June Monthly Peak | 6 | 8407.1203
Program SpecificSize: 20 kW to 199.99 kWOther2023March Monthly Peak | Program Specific | Size: 20 kW to 199.99 kW | Other | 2023 | March Monthly Peak | 3 | 8407.1203
Program SpecificSize: 20 kW to 199.99 kWOther2023May Monthly Peak | Program Specific | Size: 20 kW to 199.99 kW | Other | 2023 | May Monthly Peak | 5 | 8407.1203
Program SpecificSize: 20 kW to 199.99 kWOther2023November Monthly Peak | Program Specific | Size: 20 kW to 199.99 kW | Other | 2023 | November Monthly Peak | 11 | 8407.1203
Program SpecificSize: 20 kW to 199.99 kWOther2023October Monthly Peak | Program Specific | Size: 20 kW to 199.99 kW | Other | 2023 | October Monthly Peak | 10 | 8407.1203
Program SpecificSize: 20 kW to 199.99 kWOther2023September Monthly Peak | Program Specific | Size: 20 kW to 199.99 kW | Other | 2023 | September Monthly Peak | 9 | 8407.1203
Program SpecificSize: 20 kW to 199.99 kWOther2023Typical Event Day | Program Specific | Size: 20 kW to 199.99 kW | Other | 2023 | Typical Event Day | 8 | 8407.1203
Program SpecificSize: 20 kW to 199.99 kWOther2024April Monthly Peak | Program Specific | Size: 20 kW to 199.99 kW | Other | 2024 | April Monthly Peak | 4 | 8407.1203
Program SpecificSize: 20 kW to 199.99 kWOther2024August Monthly Peak | Program Specific | Size: 20 kW to 199.99 kW | Other | 2024 | August Monthly Peak | 8 | 8407.1203
Program SpecificSize: 20 kW to 199.99 kWOther2024December Monthly Peak | Program Specific | Size: 20 kW to 199.99 kW | Other | 2024 | December Monthly Peak | 12 | 8407.1203
Program SpecificSize: 20 kW to 199.99 kWOther2024February Monthly Peak | Program Specific | Size: 20 kW to 199.99 kW | Other | 2024 | February Monthly Peak | 2 | 8407.1203
Program SpecificSize: 20 kW to 199.99 kWOther2024January Monthly Peak | Program Specific | Size: 20 kW to 199.99 kW | Other | 2024 | January Monthly Peak | 1 | 8407.1203
Program SpecificSize: 20 kW to 199.99 kWOther2024July Monthly Peak | Program Specific | Size: 20 kW to 199.99 kW | Other | 2024 | July Monthly Peak | 7 | 8407.1203
Program SpecificSize: 20 kW to 199.99 kWOther2024June Monthly Peak | Program Specific | Size: 20 kW to 199.99 kW | Other | 2024 | June Monthly Peak | 6 | 8407.1203
Program SpecificSize: 20 kW to 199.99 kWOther2024March Monthly Peak | Program Specific | Size: 20 kW to 199.99 kW | Other | 2024 | March Monthly Peak | 3 | 8407.1203
Program SpecificSize: 20 kW to 199.99 kWOther2024May Monthly Peak | Program Specific | Size: 20 kW to 199.99 kW | Other | 2024 | May Monthly Peak | 5 | 8407.1203
Program SpecificSize: 20 kW to 199.99 kWOther2024November Monthly Peak | Program Specific | Size: 20 kW to 199.99 kW | Other | 2024 | November Monthly Peak | 11 | 8407.1203
Program SpecificSize: 20 kW to 199.99 kWOther2024October Monthly Peak | Program Specific | Size: 20 kW to 199.99 kW | Other | 2024 | October Monthly Peak | 10 | 8407.1203
Program SpecificSize: 20 kW to 199.99 kWOther2024September Monthly Peak | Program Specific | Size: 20 kW to 199.99 kW | Other | 2024 | September Monthly Peak | 9 | 8407.1203
Program SpecificSize: 20 kW to 199.99 kWOther2024Typical Event Day | Program Specific | Size: 20 kW to 199.99 kW | Other | 2024 | Typical Event Day | 8 | 8407.1203
Program SpecificSize: 20 kW to 199.99 kWOther2025April Monthly Peak | Program Specific | Size: 20 kW to 199.99 kW | Other | 2025 | April Monthly Peak | 4 | 8407.1203
Program SpecificSize: 20 kW to 199.99 kWOther2025August Monthly Peak | Program Specific | Size: 20 kW to 199.99 kW | Other | 2025 | August Monthly Peak | 8 | 8407.1203
Program SpecificSize: 20 kW to 199.99 kWOther2025December Monthly Peak | Program Specific | Size: 20 kW to 199.99 kW | Other | 2025 | December Monthly Peak | 12 | 8407.1203
Program SpecificSize: 20 kW to 199.99 kWOther2025February Monthly Peak | Program Specific | Size: 20 kW to 199.99 kW | Other | 2025 | February Monthly Peak | 2 | 8407.1203
Program SpecificSize: 20 kW to 199.99 kWOther2025January Monthly Peak | Program Specific | Size: 20 kW to 199.99 kW | Other | 2025 | January Monthly Peak | 1 | 8407.1203
Program SpecificSize: 20 kW to 199.99 kWOther2025July Monthly Peak | Program Specific | Size: 20 kW to 199.99 kW | Other | 2025 | July Monthly Peak | 7 | 8407.1203
Program SpecificSize: 20 kW to 199.99 kWOther2025June Monthly Peak | Program Specific | Size: 20 kW to 199.99 kW | Other | 2025 | June Monthly Peak | 6 | 8407.1203
Program SpecificSize: 20 kW to 199.99 kWOther2025March Monthly Peak | Program Specific | Size: 20 kW to 199.99 kW | Other | 2025 | March Monthly Peak | 3 | 8407.1203
Program SpecificSize: 20 kW to 199.99 kWOther2025May Monthly Peak | Program Specific | Size: 20 kW to 199.99 kW | Other | 2025 | May Monthly Peak | 5 | 8407.1203
Program SpecificSize: 20 kW to 199.99 kWOther2025November Monthly Peak | Program Specific | Size: 20 kW to 199.99 kW | Other | 2025 | November Monthly Peak | 11 | 8407.1203
Program SpecificSize: 20 kW to 199.99 kWOther2025October Monthly Peak | Program Specific | Size: 20 kW to 199.99 kW | Other | 2025 | October Monthly Peak | 10 | 8407.1203
Program SpecificSize: 20 kW to 199.99 kWOther2025September Monthly Peak | Program Specific | Size: 20 kW to 199.99 kW | Other | 2025 | September Monthly Peak | 9 | 8407.1203
Program SpecificSize: 20 kW to 199.99 kWOther2025Typical Event Day | Program Specific | Size: 20 kW to 199.99 kW | Other | 2025 | Typical Event Day | 8 | 8407.1203
Program SpecificSize: 20 kW to 199.99 kWOther2026April Monthly Peak | Program Specific | Size: 20 kW to 199.99 kW | Other | 2026 | April Monthly Peak | 4 | 8407.1203
Program SpecificSize: 20 kW to 199.99 kWOther2026August Monthly Peak | Program Specific | Size: 20 kW to 199.99 kW | Other | 2026 | August Monthly Peak | 8 | 8407.1203
Program SpecificSize: 20 kW to 199.99 kWOther2026December Monthly Peak | Program Specific | Size: 20 kW to 199.99 kW | Other | 2026 | December Monthly Peak | 12 | 8407.1203
Program SpecificSize: 20 kW to 199.99 kWOther2026February Monthly Peak | Program Specific | Size: 20 kW to 199.99 kW | Other | 2026 | February Monthly Peak | 2 | 8407.1203
Program SpecificSize: 20 kW to 199.99 kWOther2026January Monthly Peak | Program Specific | Size: 20 kW to 199.99 kW | Other | 2026 | January Monthly Peak | 1 | 8407.1203
Program SpecificSize: 20 kW to 199.99 kWOther2026July Monthly Peak | Program Specific | Size: 20 kW to 199.99 kW | Other | 2026 | July Monthly Peak | 7 | 8407.1203
Program SpecificSize: 20 kW to 199.99 kWOther2026June Monthly Peak | Program Specific | Size: 20 kW to 199.99 kW | Other | 2026 | June Monthly Peak | 6 | 8407.1203
Program SpecificSize: 20 kW to 199.99 kWOther2026March Monthly Peak | Program Specific | Size: 20 kW to 199.99 kW | Other | 2026 | March Monthly Peak | 3 | 8407.1203
Program SpecificSize: 20 kW to 199.99 kWOther2026May Monthly Peak | Program Specific | Size: 20 kW to 199.99 kW | Other | 2026 | May Monthly Peak | 5 | 8407.1203
Program SpecificSize: 20 kW to 199.99 kWOther2026November Monthly Peak | Program Specific | Size: 20 kW to 199.99 kW | Other | 2026 | November Monthly Peak | 11 | 8407.1203
Program SpecificSize: 20 kW to 199.99 kWOther2026October Monthly Peak | Program Specific | Size: 20 kW to 199.99 kW | Other | 2026 | October Monthly Peak | 10 | 8407.1203
Program SpecificSize: 20 kW to 199.99 kWOther2026September Monthly Peak | Program Specific | Size: 20 kW to 199.99 kW | Other | 2026 | September Monthly Peak | 9 | 8407.1203
Program SpecificSize: 20 kW to 199.99 kWOther2026Typical Event Day | Program Specific | Size: 20 kW to 199.99 kW | Other | 2026 | Typical Event Day | 8 | 8407.1203
Program SpecificSize: 20 kW to 199.99 kWSouth of Lugo2015April Monthly Peak | Program Specific | Size: 20 kW to 199.99 kW | South of Lugo | 2015 | April Monthly Peak | 4 | 0
Program SpecificSize: 20 kW to 199.99 kWSouth of Lugo2015August Monthly Peak | Program Specific | Size: 20 kW to 199.99 kW | South of Lugo | 2015 | August Monthly Peak | 8 | 0
Program SpecificSize: 20 kW to 199.99 kWSouth of Lugo2015December Monthly Peak | Program Specific | Size: 20 kW to 199.99 kW | South of Lugo | 2015 | December Monthly Peak | 12 | 0
Program SpecificSize: 20 kW to 199.99 kWSouth of Lugo2015February Monthly Peak | Program Specific | Size: 20 kW to 199.99 kW | South of Lugo | 2015 | February Monthly Peak | 2 | 0
Program SpecificSize: 20 kW to 199.99 kWSouth of Lugo2015January Monthly Peak | Program Specific | Size: 20 kW to 199.99 kW | South of Lugo | 2015 | January Monthly Peak | 1 | 0
Program SpecificSize: 20 kW to 199.99 kWSouth of Lugo2015July Monthly Peak | Program Specific | Size: 20 kW to 199.99 kW | South of Lugo | 2015 | July Monthly Peak | 7 | 0
Program SpecificSize: 20 kW to 199.99 kWSouth of Lugo2015June Monthly Peak | Program Specific | Size: 20 kW to 199.99 kW | South of Lugo | 2015 | June Monthly Peak | 6 | 0
Program SpecificSize: 20 kW to 199.99 kWSouth of Lugo2015March Monthly Peak | Program Specific | Size: 20 kW to 199.99 kW | South of Lugo | 2015 | March Monthly Peak | 3 | 0
Program SpecificSize: 20 kW to 199.99 kWSouth of Lugo2015May Monthly Peak | Program Specific | Size: 20 kW to 199.99 kW | South of Lugo | 2015 | May Monthly Peak | 5 | 0
Program SpecificSize: 20 kW to 199.99 kWSouth of Lugo2015November Monthly Peak | Program Specific | Size: 20 kW to 199.99 kW | South of Lugo | 2015 | November Monthly Peak | 11 | 0
Program SpecificSize: 20 kW to 199.99 kWSouth of Lugo2015October Monthly Peak | Program Specific | Size: 20 kW to 199.99 kW | South of Lugo | 2015 | October Monthly Peak | 10 | 0
Program SpecificSize: 20 kW to 199.99 kWSouth of Lugo2015September Monthly Peak | Program Specific | Size: 20 kW to 199.99 kW | South of Lugo | 2015 | September Monthly Peak | 9 | 0
Program SpecificSize: 20 kW to 199.99 kWSouth of Lugo2015Typical Event Day | Program Specific | Size: 20 kW to 199.99 kW | South of Lugo | 2015 | Typical Event Day | 8 | 0
Program SpecificSize: 20 kW to 199.99 kWSouth of Lugo2016April Monthly Peak | Program Specific | Size: 20 kW to 199.99 kW | South of Lugo | 2016 | April Monthly Peak | 4 | 0
Program SpecificSize: 20 kW to 199.99 kWSouth of Lugo2016August Monthly Peak | Program Specific | Size: 20 kW to 199.99 kW | South of Lugo | 2016 | August Monthly Peak | 8 | 0
Program SpecificSize: 20 kW to 199.99 kWSouth of Lugo2016December Monthly Peak | Program Specific | Size: 20 kW to 199.99 kW | South of Lugo | 2016 | December Monthly Peak | 12 | 0
Program SpecificSize: 20 kW to 199.99 kWSouth of Lugo2016February Monthly Peak | Program Specific | Size: 20 kW to 199.99 kW | South of Lugo | 2016 | February Monthly Peak | 2 | 0
Program SpecificSize: 20 kW to 199.99 kWSouth of Lugo2016January Monthly Peak | Program Specific | Size: 20 kW to 199.99 kW | South of Lugo | 2016 | January Monthly Peak | 1 | 0
Program SpecificSize: 20 kW to 199.99 kWSouth of Lugo2016July Monthly Peak | Program Specific | Size: 20 kW to 199.99 kW | South of Lugo | 2016 | July Monthly Peak | 7 | 0
Program SpecificSize: 20 kW to 199.99 kWSouth of Lugo2016June Monthly Peak | Program Specific | Size: 20 kW to 199.99 kW | South of Lugo | 2016 | June Monthly Peak | 6 | 0
Program SpecificSize: 20 kW to 199.99 kWSouth of Lugo2016March Monthly Peak | Program Specific | Size: 20 kW to 199.99 kW | South of Lugo | 2016 | March Monthly Peak | 3 | 0
Program SpecificSize: 20 kW to 199.99 kWSouth of Lugo2016May Monthly Peak | Program Specific | Size: 20 kW to 199.99 kW | South of Lugo | 2016 | May Monthly Peak | 5 | 0
Program SpecificSize: 20 kW to 199.99 kWSouth of Lugo2016November Monthly Peak | Program Specific | Size: 20 kW to 199.99 kW | South of Lugo | 2016 | November Monthly Peak | 11 | 0
Program SpecificSize: 20 kW to 199.99 kWSouth of Lugo2016October Monthly Peak | Program Specific | Size: 20 kW to 199.99 kW | South of Lugo | 2016 | October Monthly Peak | 10 | 0
Program SpecificSize: 20 kW to 199.99 kWSouth of Lugo2016September Monthly Peak | Program Specific | Size: 20 kW to 199.99 kW | South of Lugo | 2016 | September Monthly Peak | 9 | 0
Program SpecificSize: 20 kW to 199.99 kWSouth of Lugo2016Typical Event Day | Program Specific | Size: 20 kW to 199.99 kW | South of Lugo | 2016 | Typical Event Day | 8 | 0
Program SpecificSize: 20 kW to 199.99 kWSouth of Lugo2017April Monthly Peak | Program Specific | Size: 20 kW to 199.99 kW | South of Lugo | 2017 | April Monthly Peak | 4 | 0
Program SpecificSize: 20 kW to 199.99 kWSouth of Lugo2017August Monthly Peak | Program Specific | Size: 20 kW to 199.99 kW | South of Lugo | 2017 | August Monthly Peak | 8 | 0
Program SpecificSize: 20 kW to 199.99 kWSouth of Lugo2017December Monthly Peak | Program Specific | Size: 20 kW to 199.99 kW | South of Lugo | 2017 | December Monthly Peak | 12 | 0
Program SpecificSize: 20 kW to 199.99 kWSouth of Lugo2017February Monthly Peak | Program Specific | Size: 20 kW to 199.99 kW | South of Lugo | 2017 | February Monthly Peak | 2 | 0
Program SpecificSize: 20 kW to 199.99 kWSouth of Lugo2017January Monthly Peak | Program Specific | Size: 20 kW to 199.99 kW | South of Lugo | 2017 | January Monthly Peak | 1 | 0
Program SpecificSize: 20 kW to 199.99 kWSouth of Lugo2017July Monthly Peak | Program Specific | Size: 20 kW to 199.99 kW | South of Lugo | 2017 | July Monthly Peak | 7 | 0
Program SpecificSize: 20 kW to 199.99 kWSouth of Lugo2017June Monthly Peak | Program Specific | Size: 20 kW to 199.99 kW | South of Lugo | 2017 | June Monthly Peak | 6 | 0
Program SpecificSize: 20 kW to 199.99 kWSouth of Lugo2017March Monthly Peak | Program Specific | Size: 20 kW to 199.99 kW | South of Lugo | 2017 | March Monthly Peak | 3 | 0
Program SpecificSize: 20 kW to 199.99 kWSouth of Lugo2017May Monthly Peak | Program Specific | Size: 20 kW to 199.99 kW | South of Lugo | 2017 | May Monthly Peak | 5 | 0
Program SpecificSize: 20 kW to 199.99 kWSouth of Lugo2017November Monthly Peak | Program Specific | Size: 20 kW to 199.99 kW | South of Lugo | 2017 | November Monthly Peak | 11 | 0
Program SpecificSize: 20 kW to 199.99 kWSouth of Lugo2017October Monthly Peak | Program Specific | Size: 20 kW to 199.99 kW | South of Lugo | 2017 | October Monthly Peak | 10 | 0
Program SpecificSize: 20 kW to 199.99 kWSouth of Lugo2017September Monthly Peak | Program Specific | Size: 20 kW to 199.99 kW | South of Lugo | 2017 | September Monthly Peak | 9 | 0
Program SpecificSize: 20 kW to 199.99 kWSouth of Lugo2017Typical Event Day | Program Specific | Size: 20 kW to 199.99 kW | South of Lugo | 2017 | Typical Event Day | 8 | 0
Program SpecificSize: 20 kW to 199.99 kWSouth of Lugo2018April Monthly Peak | Program Specific | Size: 20 kW to 199.99 kW | South of Lugo | 2018 | April Monthly Peak | 4 | 4318.5692
Program SpecificSize: 20 kW to 199.99 kWSouth of Lugo2018August Monthly Peak | Program Specific | Size: 20 kW to 199.99 kW | South of Lugo | 2018 | August Monthly Peak | 8 | 4318.5692
Program SpecificSize: 20 kW to 199.99 kWSouth of Lugo2018December Monthly Peak | Program Specific | Size: 20 kW to 199.99 kW | South of Lugo | 2018 | December Monthly Peak | 12 | 4318.5692
Program SpecificSize: 20 kW to 199.99 kWSouth of Lugo2018February Monthly Peak | Program Specific | Size: 20 kW to 199.99 kW | South of Lugo | 2018 | February Monthly Peak | 2 | 0
Program SpecificSize: 20 kW to 199.99 kWSouth of Lugo2018January Monthly Peak | Program Specific | Size: 20 kW to 199.99 kW | South of Lugo | 2018 | January Monthly Peak | 1 | 0
Program SpecificSize: 20 kW to 199.99 kWSouth of Lugo2018July Monthly Peak | Program Specific | Size: 20 kW to 199.99 kW | South of Lugo | 2018 | July Monthly Peak | 7 | 4318.5692
Program SpecificSize: 20 kW to 199.99 kWSouth of Lugo2018June Monthly Peak | Program Specific | Size: 20 kW to 199.99 kW | South of Lugo | 2018 | June Monthly Peak | 6 | 4318.5692
Program SpecificSize: 20 kW to 199.99 kWSouth of Lugo2018March Monthly Peak | Program Specific | Size: 20 kW to 199.99 kW | South of Lugo | 2018 | March Monthly Peak | 3 | 0
Program SpecificSize: 20 kW to 199.99 kWSouth of Lugo2018May Monthly Peak | Program Specific | Size: 20 kW to 199.99 kW | South of Lugo | 2018 | May Monthly Peak | 5 | 4318.5692
Program SpecificSize: 20 kW to 199.99 kWSouth of Lugo2018November Monthly Peak | Program Specific | Size: 20 kW to 199.99 kW | South of Lugo | 2018 | November Monthly Peak | 11 | 4318.5692
Program SpecificSize: 20 kW to 199.99 kWSouth of Lugo2018October Monthly Peak | Program Specific | Size: 20 kW to 199.99 kW | South of Lugo | 2018 | October Monthly Peak | 10 | 4318.5692
Program SpecificSize: 20 kW to 199.99 kWSouth of Lugo2018September Monthly Peak | Program Specific | Size: 20 kW to 199.99 kW | South of Lugo | 2018 | September Monthly Peak | 9 | 4318.5692
Program SpecificSize: 20 kW to 199.99 kWSouth of Lugo2018Typical Event Day | Program Specific | Size: 20 kW to 199.99 kW | South of Lugo | 2018 | Typical Event Day | 8 | 4318.5692
Program SpecificSize: 20 kW to 199.99 kWSouth of Lugo2019April Monthly Peak | Program Specific | Size: 20 kW to 199.99 kW | South of Lugo | 2019 | April Monthly Peak | 4 | 1727.4277
Program SpecificSize: 20 kW to 199.99 kWSouth of Lugo2019August Monthly Peak | Program Specific | Size: 20 kW to 199.99 kW | South of Lugo | 2019 | August Monthly Peak | 8 | 1727.4277
Program SpecificSize: 20 kW to 199.99 kWSouth of Lugo2019December Monthly Peak | Program Specific | Size: 20 kW to 199.99 kW | South of Lugo | 2019 | December Monthly Peak | 12 | 1727.4277
Program SpecificSize: 20 kW to 199.99 kWSouth of Lugo2019February Monthly Peak | Program Specific | Size: 20 kW to 199.99 kW | South of Lugo | 2019 | February Monthly Peak | 2 | 4318.5692
Program SpecificSize: 20 kW to 199.99 kWSouth of Lugo2019January Monthly Peak | Program Specific | Size: 20 kW to 199.99 kW | South of Lugo | 2019 | January Monthly Peak | 1 | 4318.5692
Program SpecificSize: 20 kW to 199.99 kWSouth of Lugo2019July Monthly Peak | Program Specific | Size: 20 kW to 199.99 kW | South of Lugo | 2019 | July Monthly Peak | 7 | 1727.4277
Program SpecificSize: 20 kW to 199.99 kWSouth of Lugo2019June Monthly Peak | Program Specific | Size: 20 kW to 199.99 kW | South of Lugo | 2019 | June Monthly Peak | 6 | 1727.4277
Program SpecificSize: 20 kW to 199.99 kWSouth of Lugo2019March Monthly Peak | Program Specific | Size: 20 kW to 199.99 kW | South of Lugo | 2019 | March Monthly Peak | 3 | 4318.5692
Program SpecificSize: 20 kW to 199.99 kWSouth of Lugo2019May Monthly Peak | Program Specific | Size: 20 kW to 199.99 kW | South of Lugo | 2019 | May Monthly Peak | 5 | 1727.4277
Program SpecificSize: 20 kW to 199.99 kWSouth of Lugo2019November Monthly Peak | Program Specific | Size: 20 kW to 199.99 kW | South of Lugo | 2019 | November Monthly Peak | 11 | 1727.4277
Program SpecificSize: 20 kW to 199.99 kWSouth of Lugo2019October Monthly Peak | Program Specific | Size: 20 kW to 199.99 kW | South of Lugo | 2019 | October Monthly Peak | 10 | 1727.4277
Program SpecificSize: 20 kW to 199.99 kWSouth of Lugo2019September Monthly Peak | Program Specific | Size: 20 kW to 199.99 kW | South of Lugo | 2019 | September Monthly Peak | 9 | 1727.4277
Program SpecificSize: 20 kW to 199.99 kWSouth of Lugo2019Typical Event Day | Program Specific | Size: 20 kW to 199.99 kW | South of Lugo | 2019 | Typical Event Day | 8 | 1727.4277
Program SpecificSize: 20 kW to 199.99 kWSouth of Lugo2020April Monthly Peak | Program Specific | Size: 20 kW to 199.99 kW | South of Lugo | 2020 | April Monthly Peak | 4 | 1727.4277
Program SpecificSize: 20 kW to 199.99 kWSouth of Lugo2020August Monthly Peak | Program Specific | Size: 20 kW to 199.99 kW | South of Lugo | 2020 | August Monthly Peak | 8 | 1727.4277
Program SpecificSize: 20 kW to 199.99 kWSouth of Lugo2020December Monthly Peak | Program Specific | Size: 20 kW to 199.99 kW | South of Lugo | 2020 | December Monthly Peak | 12 | 1727.4277
Program SpecificSize: 20 kW to 199.99 kWSouth of Lugo2020February Monthly Peak | Program Specific | Size: 20 kW to 199.99 kW | South of Lugo | 2020 | February Monthly Peak | 2 | 1727.4277
Program SpecificSize: 20 kW to 199.99 kWSouth of Lugo2020January Monthly Peak | Program Specific | Size: 20 kW to 199.99 kW | South of Lugo | 2020 | January Monthly Peak | 1 | 1727.4277
Program SpecificSize: 20 kW to 199.99 kWSouth of Lugo2020July Monthly Peak | Program Specific | Size: 20 kW to 199.99 kW | South of Lugo | 2020 | July Monthly Peak | 7 | 1727.4277
Program SpecificSize: 20 kW to 199.99 kWSouth of Lugo2020June Monthly Peak | Program Specific | Size: 20 kW to 199.99 kW | South of Lugo | 2020 | June Monthly Peak | 6 | 1727.4277
Program SpecificSize: 20 kW to 199.99 kWSouth of Lugo2020March Monthly Peak | Program Specific | Size: 20 kW to 199.99 kW | South of Lugo | 2020 | March Monthly Peak | 3 | 1727.4277
Program SpecificSize: 20 kW to 199.99 kWSouth of Lugo2020May Monthly Peak | Program Specific | Size: 20 kW to 199.99 kW | South of Lugo | 2020 | May Monthly Peak | 5 | 1727.4277
Program SpecificSize: 20 kW to 199.99 kWSouth of Lugo2020November Monthly Peak | Program Specific | Size: 20 kW to 199.99 kW | South of Lugo | 2020 | November Monthly Peak | 11 | 1727.4277
Program SpecificSize: 20 kW to 199.99 kWSouth of Lugo2020October Monthly Peak | Program Specific | Size: 20 kW to 199.99 kW | South of Lugo | 2020 | October Monthly Peak | 10 | 1727.4277
Program SpecificSize: 20 kW to 199.99 kWSouth of Lugo2020September Monthly Peak | Program Specific | Size: 20 kW to 199.99 kW | South of Lugo | 2020 | September Monthly Peak | 9 | 1727.4277
Program SpecificSize: 20 kW to 199.99 kWSouth of Lugo2020Typical Event Day | Program Specific | Size: 20 kW to 199.99 kW | South of Lugo | 2020 | Typical Event Day | 8 | 1727.4277
Program SpecificSize: 20 kW to 199.99 kWSouth of Lugo2021April Monthly Peak | Program Specific | Size: 20 kW to 199.99 kW | South of Lugo | 2021 | April Monthly Peak | 4 | 1727.4277
Program SpecificSize: 20 kW to 199.99 kWSouth of Lugo2021August Monthly Peak | Program Specific | Size: 20 kW to 199.99 kW | South of Lugo | 2021 | August Monthly Peak | 8 | 1727.4277
Program SpecificSize: 20 kW to 199.99 kWSouth of Lugo2021December Monthly Peak | Program Specific | Size: 20 kW to 199.99 kW | South of Lugo | 2021 | December Monthly Peak | 12 | 1727.4277
Program SpecificSize: 20 kW to 199.99 kWSouth of Lugo2021February Monthly Peak | Program Specific | Size: 20 kW to 199.99 kW | South of Lugo | 2021 | February Monthly Peak | 2 | 1727.4277
Program SpecificSize: 20 kW to 199.99 kWSouth of Lugo2021January Monthly Peak | Program Specific | Size: 20 kW to 199.99 kW | South of Lugo | 2021 | January Monthly Peak | 1 | 1727.4277
Program SpecificSize: 20 kW to 199.99 kWSouth of Lugo2021July Monthly Peak | Program Specific | Size: 20 kW to 199.99 kW | South of Lugo | 2021 | July Monthly Peak | 7 | 1727.4277
Program SpecificSize: 20 kW to 199.99 kWSouth of Lugo2021June Monthly Peak | Program Specific | Size: 20 kW to 199.99 kW | South of Lugo | 2021 | June Monthly Peak | 6 | 1727.4277
Program SpecificSize: 20 kW to 199.99 kWSouth of Lugo2021March Monthly Peak | Program Specific | Size: 20 kW to 199.99 kW | South of Lugo | 2021 | March Monthly Peak | 3 | 1727.4277
Program SpecificSize: 20 kW to 199.99 kWSouth of Lugo2021May Monthly Peak | Program Specific | Size: 20 kW to 199.99 kW | South of Lugo | 2021 | May Monthly Peak | 5 | 1727.4277
Program SpecificSize: 20 kW to 199.99 kWSouth of Lugo2021November Monthly Peak | Program Specific | Size: 20 kW to 199.99 kW | South of Lugo | 2021 | November Monthly Peak | 11 | 1727.4277
Program SpecificSize: 20 kW to 199.99 kWSouth of Lugo2021October Monthly Peak | Program Specific | Size: 20 kW to 199.99 kW | South of Lugo | 2021 | October Monthly Peak | 10 | 1727.4277
Program SpecificSize: 20 kW to 199.99 kWSouth of Lugo2021September Monthly Peak | Program Specific | Size: 20 kW to 199.99 kW | South of Lugo | 2021 | September Monthly Peak | 9 | 1727.4277
Program SpecificSize: 20 kW to 199.99 kWSouth of Lugo2021Typical Event Day | Program Specific | Size: 20 kW to 199.99 kW | South of Lugo | 2021 | Typical Event Day | 8 | 1727.4277
Program SpecificSize: 20 kW to 199.99 kWSouth of Lugo2022April Monthly Peak | Program Specific | Size: 20 kW to 199.99 kW | South of Lugo | 2022 | April Monthly Peak | 4 | 1727.4277
Program SpecificSize: 20 kW to 199.99 kWSouth of Lugo2022August Monthly Peak | Program Specific | Size: 20 kW to 199.99 kW | South of Lugo | 2022 | August Monthly Peak | 8 | 1727.4277
Program SpecificSize: 20 kW to 199.99 kWSouth of Lugo2022December Monthly Peak | Program Specific | Size: 20 kW to 199.99 kW | South of Lugo | 2022 | December Monthly Peak | 12 | 1727.4277
Program SpecificSize: 20 kW to 199.99 kWSouth of Lugo2022February Monthly Peak | Program Specific | Size: 20 kW to 199.99 kW | South of Lugo | 2022 | February Monthly Peak | 2 | 1727.4277
Program SpecificSize: 20 kW to 199.99 kWSouth of Lugo2022January Monthly Peak | Program Specific | Size: 20 kW to 199.99 kW | South of Lugo | 2022 | January Monthly Peak | 1 | 1727.4277
Program SpecificSize: 20 kW to 199.99 kWSouth of Lugo2022July Monthly Peak | Program Specific | Size: 20 kW to 199.99 kW | South of Lugo | 2022 | July Monthly Peak | 7 | 1727.4277
Program SpecificSize: 20 kW to 199.99 kWSouth of Lugo2022June Monthly Peak | Program Specific | Size: 20 kW to 199.99 kW | South of Lugo | 2022 | June Monthly Peak | 6 | 1727.4277
Program SpecificSize: 20 kW to 199.99 kWSouth of Lugo2022March Monthly Peak | Program Specific | Size: 20 kW to 199.99 kW | South of Lugo | 2022 | March Monthly Peak | 3 | 1727.4277
Program SpecificSize: 20 kW to 199.99 kWSouth of Lugo2022May Monthly Peak | Program Specific | Size: 20 kW to 199.99 kW | South of Lugo | 2022 | May Monthly Peak | 5 | 1727.4277
Program SpecificSize: 20 kW to 199.99 kWSouth of Lugo2022November Monthly Peak | Program Specific | Size: 20 kW to 199.99 kW | South of Lugo | 2022 | November Monthly Peak | 11 | 1727.4277
Program SpecificSize: 20 kW to 199.99 kWSouth of Lugo2022October Monthly Peak | Program Specific | Size: 20 kW to 199.99 kW | South of Lugo | 2022 | October Monthly Peak | 10 | 1727.4277
Program SpecificSize: 20 kW to 199.99 kWSouth of Lugo2022September Monthly Peak | Program Specific | Size: 20 kW to 199.99 kW | South of Lugo | 2022 | September Monthly Peak | 9 | 1727.4277
Program SpecificSize: 20 kW to 199.99 kWSouth of Lugo2022Typical Event Day | Program Specific | Size: 20 kW to 199.99 kW | South of Lugo | 2022 | Typical Event Day | 8 | 1727.4277
Program SpecificSize: 20 kW to 199.99 kWSouth of Lugo2023April Monthly Peak | Program Specific | Size: 20 kW to 199.99 kW | South of Lugo | 2023 | April Monthly Peak | 4 | 1727.4277
Program SpecificSize: 20 kW to 199.99 kWSouth of Lugo2023August Monthly Peak | Program Specific | Size: 20 kW to 199.99 kW | South of Lugo | 2023 | August Monthly Peak | 8 | 1727.4277
Program SpecificSize: 20 kW to 199.99 kWSouth of Lugo2023December Monthly Peak | Program Specific | Size: 20 kW to 199.99 kW | South of Lugo | 2023 | December Monthly Peak | 12 | 1727.4277
Program SpecificSize: 20 kW to 199.99 kWSouth of Lugo2023February Monthly Peak | Program Specific | Size: 20 kW to 199.99 kW | South of Lugo | 2023 | February Monthly Peak | 2 | 1727.4277
Program SpecificSize: 20 kW to 199.99 kWSouth of Lugo2023January Monthly Peak | Program Specific | Size: 20 kW to 199.99 kW | South of Lugo | 2023 | January Monthly Peak | 1 | 1727.4277
Program SpecificSize: 20 kW to 199.99 kWSouth of Lugo2023July Monthly Peak | Program Specific | Size: 20 kW to 199.99 kW | South of Lugo | 2023 | July Monthly Peak | 7 | 1727.4277
Program SpecificSize: 20 kW to 199.99 kWSouth of Lugo2023June Monthly Peak | Program Specific | Size: 20 kW to 199.99 kW | South of Lugo | 2023 | June Monthly Peak | 6 | 1727.4277
Program SpecificSize: 20 kW to 199.99 kWSouth of Lugo2023March Monthly Peak | Program Specific | Size: 20 kW to 199.99 kW | South of Lugo | 2023 | March Monthly Peak | 3 | 1727.4277
Program SpecificSize: 20 kW to 199.99 kWSouth of Lugo2023May Monthly Peak | Program Specific | Size: 20 kW to 199.99 kW | South of Lugo | 2023 | May Monthly Peak | 5 | 1727.4277
Program SpecificSize: 20 kW to 199.99 kWSouth of Lugo2023November Monthly Peak | Program Specific | Size: 20 kW to 199.99 kW | South of Lugo | 2023 | November Monthly Peak | 11 | 1727.4277
Program SpecificSize: 20 kW to 199.99 kWSouth of Lugo2023October Monthly Peak | Program Specific | Size: 20 kW to 199.99 kW | South of Lugo | 2023 | October Monthly Peak | 10 | 1727.4277
Program SpecificSize: 20 kW to 199.99 kWSouth of Lugo2023September Monthly Peak | Program Specific | Size: 20 kW to 199.99 kW | South of Lugo | 2023 | September Monthly Peak | 9 | 1727.4277
Program SpecificSize: 20 kW to 199.99 kWSouth of Lugo2023Typical Event Day | Program Specific | Size: 20 kW to 199.99 kW | South of Lugo | 2023 | Typical Event Day | 8 | 1727.4277
Program SpecificSize: 20 kW to 199.99 kWSouth of Lugo2024April Monthly Peak | Program Specific | Size: 20 kW to 199.99 kW | South of Lugo | 2024 | April Monthly Peak | 4 | 1727.4277
Program SpecificSize: 20 kW to 199.99 kWSouth of Lugo2024August Monthly Peak | Program Specific | Size: 20 kW to 199.99 kW | South of Lugo | 2024 | August Monthly Peak | 8 | 1727.4277
Program SpecificSize: 20 kW to 199.99 kWSouth of Lugo2024December Monthly Peak | Program Specific | Size: 20 kW to 199.99 kW | South of Lugo | 2024 | December Monthly Peak | 12 | 1727.4277
Program SpecificSize: 20 kW to 199.99 kWSouth of Lugo2024February Monthly Peak | Program Specific | Size: 20 kW to 199.99 kW | South of Lugo | 2024 | February Monthly Peak | 2 | 1727.4277
Program SpecificSize: 20 kW to 199.99 kWSouth of Lugo2024January Monthly Peak | Program Specific | Size: 20 kW to 199.99 kW | South of Lugo | 2024 | January Monthly Peak | 1 | 1727.4277
Program SpecificSize: 20 kW to 199.99 kWSouth of Lugo2024July Monthly Peak | Program Specific | Size: 20 kW to 199.99 kW | South of Lugo | 2024 | July Monthly Peak | 7 | 1727.4277
Program SpecificSize: 20 kW to 199.99 kWSouth of Lugo2024June Monthly Peak | Program Specific | Size: 20 kW to 199.99 kW | South of Lugo | 2024 | June Monthly Peak | 6 | 1727.4277
Program SpecificSize: 20 kW to 199.99 kWSouth of Lugo2024March Monthly Peak | Program Specific | Size: 20 kW to 199.99 kW | South of Lugo | 2024 | March Monthly Peak | 3 | 1727.4277
Program SpecificSize: 20 kW to 199.99 kWSouth of Lugo2024May Monthly Peak | Program Specific | Size: 20 kW to 199.99 kW | South of Lugo | 2024 | May Monthly Peak | 5 | 1727.4277
Program SpecificSize: 20 kW to 199.99 kWSouth of Lugo2024November Monthly Peak | Program Specific | Size: 20 kW to 199.99 kW | South of Lugo | 2024 | November Monthly Peak | 11 | 1727.4277
Program SpecificSize: 20 kW to 199.99 kWSouth of Lugo2024October Monthly Peak | Program Specific | Size: 20 kW to 199.99 kW | South of Lugo | 2024 | October Monthly Peak | 10 | 1727.4277
Program SpecificSize: 20 kW to 199.99 kWSouth of Lugo2024September Monthly Peak | Program Specific | Size: 20 kW to 199.99 kW | South of Lugo | 2024 | September Monthly Peak | 9 | 1727.4277
Program SpecificSize: 20 kW to 199.99 kWSouth of Lugo2024Typical Event Day | Program Specific | Size: 20 kW to 199.99 kW | South of Lugo | 2024 | Typical Event Day | 8 | 1727.4277
Program SpecificSize: 20 kW to 199.99 kWSouth of Lugo2025April Monthly Peak | Program Specific | Size: 20 kW to 199.99 kW | South of Lugo | 2025 | April Monthly Peak | 4 | 1727.4277
Program SpecificSize: 20 kW to 199.99 kWSouth of Lugo2025August Monthly Peak | Program Specific | Size: 20 kW to 199.99 kW | South of Lugo | 2025 | August Monthly Peak | 8 | 1727.4277
Program SpecificSize: 20 kW to 199.99 kWSouth of Lugo2025December Monthly Peak | Program Specific | Size: 20 kW to 199.99 kW | South of Lugo | 2025 | December Monthly Peak | 12 | 1727.4277
Program SpecificSize: 20 kW to 199.99 kWSouth of Lugo2025February Monthly Peak | Program Specific | Size: 20 kW to 199.99 kW | South of Lugo | 2025 | February Monthly Peak | 2 | 1727.4277
Program SpecificSize: 20 kW to 199.99 kWSouth of Lugo2025January Monthly Peak | Program Specific | Size: 20 kW to 199.99 kW | South of Lugo | 2025 | January Monthly Peak | 1 | 1727.4277
Program SpecificSize: 20 kW to 199.99 kWSouth of Lugo2025July Monthly Peak | Program Specific | Size: 20 kW to 199.99 kW | South of Lugo | 2025 | July Monthly Peak | 7 | 1727.4277
Program SpecificSize: 20 kW to 199.99 kWSouth of Lugo2025June Monthly Peak | Program Specific | Size: 20 kW to 199.99 kW | South of Lugo | 2025 | June Monthly Peak | 6 | 1727.4277
Program SpecificSize: 20 kW to 199.99 kWSouth of Lugo2025March Monthly Peak | Program Specific | Size: 20 kW to 199.99 kW | South of Lugo | 2025 | March Monthly Peak | 3 | 1727.4277
Program SpecificSize: 20 kW to 199.99 kWSouth of Lugo2025May Monthly Peak | Program Specific | Size: 20 kW to 199.99 kW | South of Lugo | 2025 | May Monthly Peak | 5 | 1727.4277
Program SpecificSize: 20 kW to 199.99 kWSouth of Lugo2025November Monthly Peak | Program Specific | Size: 20 kW to 199.99 kW | South of Lugo | 2025 | November Monthly Peak | 11 | 1727.4277
Program SpecificSize: 20 kW to 199.99 kWSouth of Lugo2025October Monthly Peak | Program Specific | Size: 20 kW to 199.99 kW | South of Lugo | 2025 | October Monthly Peak | 10 | 1727.4277
Program SpecificSize: 20 kW to 199.99 kWSouth of Lugo2025September Monthly Peak | Program Specific | Size: 20 kW to 199.99 kW | South of Lugo | 2025 | September Monthly Peak | 9 | 1727.4277
Program SpecificSize: 20 kW to 199.99 kWSouth of Lugo2025Typical Event Day | Program Specific | Size: 20 kW to 199.99 kW | South of Lugo | 2025 | Typical Event Day | 8 | 1727.4277
Program SpecificSize: 20 kW to 199.99 kWSouth of Lugo2026April Monthly Peak | Program Specific | Size: 20 kW to 199.99 kW | South of Lugo | 2026 | April Monthly Peak | 4 | 1727.4277
Program SpecificSize: 20 kW to 199.99 kWSouth of Lugo2026August Monthly Peak | Program Specific | Size: 20 kW to 199.99 kW | South of Lugo | 2026 | August Monthly Peak | 8 | 1727.4277
Program SpecificSize: 20 kW to 199.99 kWSouth of Lugo2026December Monthly Peak | Program Specific | Size: 20 kW to 199.99 kW | South of Lugo | 2026 | December Monthly Peak | 12 | 1727.4277
Program SpecificSize: 20 kW to 199.99 kWSouth of Lugo2026February Monthly Peak | Program Specific | Size: 20 kW to 199.99 kW | South of Lugo | 2026 | February Monthly Peak | 2 | 1727.4277
Program SpecificSize: 20 kW to 199.99 kWSouth of Lugo2026January Monthly Peak | Program Specific | Size: 20 kW to 199.99 kW | South of Lugo | 2026 | January Monthly Peak | 1 | 1727.4277
Program SpecificSize: 20 kW to 199.99 kWSouth of Lugo2026July Monthly Peak | Program Specific | Size: 20 kW to 199.99 kW | South of Lugo | 2026 | July Monthly Peak | 7 | 1727.4277
Program SpecificSize: 20 kW to 199.99 kWSouth of Lugo2026June Monthly Peak | Program Specific | Size: 20 kW to 199.99 kW | South of Lugo | 2026 | June Monthly Peak | 6 | 1727.4277
Program SpecificSize: 20 kW to 199.99 kWSouth of Lugo2026March Monthly Peak | Program Specific | Size: 20 kW to 199.99 kW | South of Lugo | 2026 | March Monthly Peak | 3 | 1727.4277
Program SpecificSize: 20 kW to 199.99 kWSouth of Lugo2026May Monthly Peak | Program Specific | Size: 20 kW to 199.99 kW | South of Lugo | 2026 | May Monthly Peak | 5 | 1727.4277
Program SpecificSize: 20 kW to 199.99 kWSouth of Lugo2026November Monthly Peak | Program Specific | Size: 20 kW to 199.99 kW | South of Lugo | 2026 | November Monthly Peak | 11 | 1727.4277
Program SpecificSize: 20 kW to 199.99 kWSouth of Lugo2026October Monthly Peak | Program Specific | Size: 20 kW to 199.99 kW | South of Lugo | 2026 | October Monthly Peak | 10 | 1727.4277
Program SpecificSize: 20 kW to 199.99 kWSouth of Lugo2026September Monthly Peak | Program Specific | Size: 20 kW to 199.99 kW | South of Lugo | 2026 | September Monthly Peak | 9 | 1727.4277
Program SpecificSize: 20 kW to 199.99 kWSouth of Lugo2026Typical Event Day | Program Specific | Size: 20 kW to 199.99 kW | South of Lugo | 2026 | Typical Event Day | 8 | 1727.4277
Program SpecificSize: Over 200kWAll2015April Monthly Peak | Program Specific | Size: Over 200kW | All | 2015 | April Monthly Peak | 4 | 2718
Program SpecificSize: Over 200kWAll2015August Monthly Peak | Program Specific | Size: Over 200kW | All | 2015 | August Monthly Peak | 8 | 2718
Program SpecificSize: Over 200kWAll2015December Monthly Peak | Program Specific | Size: Over 200kW | All | 2015 | December Monthly Peak | 12 | 2718
Program SpecificSize: Over 200kWAll2015February Monthly Peak | Program Specific | Size: Over 200kW | All | 2015 | February Monthly Peak | 2 | 2718
Program SpecificSize: Over 200kWAll2015January Monthly Peak | Program Specific | Size: Over 200kW | All | 2015 | January Monthly Peak | 1 | 2718
Program SpecificSize: Over 200kWAll2015July Monthly Peak | Program Specific | Size: Over 200kW | All | 2015 | July Monthly Peak | 7 | 2718
Program SpecificSize: Over 200kWAll2015June Monthly Peak | Program Specific | Size: Over 200kW | All | 2015 | June Monthly Peak | 6 | 2718
Program SpecificSize: Over 200kWAll2015March Monthly Peak | Program Specific | Size: Over 200kW | All | 2015 | March Monthly Peak | 3 | 2718
Program SpecificSize: Over 200kWAll2015May Monthly Peak | Program Specific | Size: Over 200kW | All | 2015 | May Monthly Peak | 5 | 2718
Program SpecificSize: Over 200kWAll2015November Monthly Peak | Program Specific | Size: Over 200kW | All | 2015 | November Monthly Peak | 11 | 2718
Program SpecificSize: Over 200kWAll2015October Monthly Peak | Program Specific | Size: Over 200kW | All | 2015 | October Monthly Peak | 10 | 2718
Program SpecificSize: Over 200kWAll2015September Monthly Peak | Program Specific | Size: Over 200kW | All | 2015 | September Monthly Peak | 9 | 2718
Program SpecificSize: Over 200kWAll2015Typical Event Day | Program Specific | Size: Over 200kW | All | 2015 | Typical Event Day | 8 | 2718
Program SpecificSize: Over 200kWAll2016April Monthly Peak | Program Specific | Size: Over 200kW | All | 2016 | April Monthly Peak | 4 | 2718
Program SpecificSize: Over 200kWAll2016August Monthly Peak | Program Specific | Size: Over 200kW | All | 2016 | August Monthly Peak | 8 | 2718
Program SpecificSize: Over 200kWAll2016December Monthly Peak | Program Specific | Size: Over 200kW | All | 2016 | December Monthly Peak | 12 | 2718
Program SpecificSize: Over 200kWAll2016February Monthly Peak | Program Specific | Size: Over 200kW | All | 2016 | February Monthly Peak | 2 | 2718
Program SpecificSize: Over 200kWAll2016January Monthly Peak | Program Specific | Size: Over 200kW | All | 2016 | January Monthly Peak | 1 | 2718
Program SpecificSize: Over 200kWAll2016July Monthly Peak | Program Specific | Size: Over 200kW | All | 2016 | July Monthly Peak | 7 | 2718
Program SpecificSize: Over 200kWAll2016June Monthly Peak | Program Specific | Size: Over 200kW | All | 2016 | June Monthly Peak | 6 | 2718
Program SpecificSize: Over 200kWAll2016March Monthly Peak | Program Specific | Size: Over 200kW | All | 2016 | March Monthly Peak | 3 | 2718
Program SpecificSize: Over 200kWAll2016May Monthly Peak | Program Specific | Size: Over 200kW | All | 2016 | May Monthly Peak | 5 | 2718
Program SpecificSize: Over 200kWAll2016November Monthly Peak | Program Specific | Size: Over 200kW | All | 2016 | November Monthly Peak | 11 | 2718
Program SpecificSize: Over 200kWAll2016October Monthly Peak | Program Specific | Size: Over 200kW | All | 2016 | October Monthly Peak | 10 | 2718
Program SpecificSize: Over 200kWAll2016September Monthly Peak | Program Specific | Size: Over 200kW | All | 2016 | September Monthly Peak | 9 | 2718
Program SpecificSize: Over 200kWAll2016Typical Event Day | Program Specific | Size: Over 200kW | All | 2016 | Typical Event Day | 8 | 2718
Program SpecificSize: Over 200kWAll2017April Monthly Peak | Program Specific | Size: Over 200kW | All | 2017 | April Monthly Peak | 4 | 2737.8414
Program SpecificSize: Over 200kWAll2017August Monthly Peak | Program Specific | Size: Over 200kW | All | 2017 | August Monthly Peak | 8 | 2737.8414
Program SpecificSize: Over 200kWAll2017December Monthly Peak | Program Specific | Size: Over 200kW | All | 2017 | December Monthly Peak | 12 | 2737.8414
Program SpecificSize: Over 200kWAll2017February Monthly Peak | Program Specific | Size: Over 200kW | All | 2017 | February Monthly Peak | 2 | 2737.8414
Program SpecificSize: Over 200kWAll2017January Monthly Peak | Program Specific | Size: Over 200kW | All | 2017 | January Monthly Peak | 1 | 2737.8414
Program SpecificSize: Over 200kWAll2017July Monthly Peak | Program Specific | Size: Over 200kW | All | 2017 | July Monthly Peak | 7 | 2737.8414
Program SpecificSize: Over 200kWAll2017June Monthly Peak | Program Specific | Size: Over 200kW | All | 2017 | June Monthly Peak | 6 | 2737.8414
Program SpecificSize: Over 200kWAll2017March Monthly Peak | Program Specific | Size: Over 200kW | All | 2017 | March Monthly Peak | 3 | 2737.8414
Program SpecificSize: Over 200kWAll2017May Monthly Peak | Program Specific | Size: Over 200kW | All | 2017 | May Monthly Peak | 5 | 2737.8414
Program SpecificSize: Over 200kWAll2017November Monthly Peak | Program Specific | Size: Over 200kW | All | 2017 | November Monthly Peak | 11 | 2737.8414
Program SpecificSize: Over 200kWAll2017October Monthly Peak | Program Specific | Size: Over 200kW | All | 2017 | October Monthly Peak | 10 | 2737.8414
Program SpecificSize: Over 200kWAll2017September Monthly Peak | Program Specific | Size: Over 200kW | All | 2017 | September Monthly Peak | 9 | 2737.8414
Program SpecificSize: Over 200kWAll2017Typical Event Day | Program Specific | Size: Over 200kW | All | 2017 | Typical Event Day | 8 | 2737.8414
Program SpecificSize: Over 200kWAll2018April Monthly Peak | Program Specific | Size: Over 200kW | All | 2018 | April Monthly Peak | 4 | 2746.0549
Program SpecificSize: Over 200kWAll2018August Monthly Peak | Program Specific | Size: Over 200kW | All | 2018 | August Monthly Peak | 8 | 2746.0549
Program SpecificSize: Over 200kWAll2018December Monthly Peak | Program Specific | Size: Over 200kW | All | 2018 | December Monthly Peak | 12 | 2746.0549
Program SpecificSize: Over 200kWAll2018February Monthly Peak | Program Specific | Size: Over 200kW | All | 2018 | February Monthly Peak | 2 | 2746.0549
Program SpecificSize: Over 200kWAll2018January Monthly Peak | Program Specific | Size: Over 200kW | All | 2018 | January Monthly Peak | 1 | 2746.0549
Program SpecificSize: Over 200kWAll2018July Monthly Peak | Program Specific | Size: Over 200kW | All | 2018 | July Monthly Peak | 7 | 2746.0549
Program SpecificSize: Over 200kWAll2018June Monthly Peak | Program Specific | Size: Over 200kW | All | 2018 | June Monthly Peak | 6 | 2746.0549
Program SpecificSize: Over 200kWAll2018March Monthly Peak | Program Specific | Size: Over 200kW | All | 2018 | March Monthly Peak | 3 | 2746.0549
Program SpecificSize: Over 200kWAll2018May Monthly Peak | Program Specific | Size: Over 200kW | All | 2018 | May Monthly Peak | 5 | 2746.0549
Program SpecificSize: Over 200kWAll2018November Monthly Peak | Program Specific | Size: Over 200kW | All | 2018 | November Monthly Peak | 11 | 2746.0549
Program SpecificSize: Over 200kWAll2018October Monthly Peak | Program Specific | Size: Over 200kW | All | 2018 | October Monthly Peak | 10 | 2746.0549
Program SpecificSize: Over 200kWAll2018September Monthly Peak | Program Specific | Size: Over 200kW | All | 2018 | September Monthly Peak | 9 | 2746.0549
Program SpecificSize: Over 200kWAll2018Typical Event Day | Program Specific | Size: Over 200kW | All | 2018 | Typical Event Day | 8 | 2746.0549
Program SpecificSize: Over 200kWAll2019April Monthly Peak | Program Specific | Size: Over 200kW | All | 2019 | April Monthly Peak | 4 | 2754.2931
Program SpecificSize: Over 200kWAll2019August Monthly Peak | Program Specific | Size: Over 200kW | All | 2019 | August Monthly Peak | 8 | 2754.2931
Program SpecificSize: Over 200kWAll2019December Monthly Peak | Program Specific | Size: Over 200kW | All | 2019 | December Monthly Peak | 12 | 2754.2931
Program SpecificSize: Over 200kWAll2019February Monthly Peak | Program Specific | Size: Over 200kW | All | 2019 | February Monthly Peak | 2 | 2754.2931
Program SpecificSize: Over 200kWAll2019January Monthly Peak | Program Specific | Size: Over 200kW | All | 2019 | January Monthly Peak | 1 | 2754.2931
Program SpecificSize: Over 200kWAll2019July Monthly Peak | Program Specific | Size: Over 200kW | All | 2019 | July Monthly Peak | 7 | 2754.2931
Program SpecificSize: Over 200kWAll2019June Monthly Peak | Program Specific | Size: Over 200kW | All | 2019 | June Monthly Peak | 6 | 2754.2931
Program SpecificSize: Over 200kWAll2019March Monthly Peak | Program Specific | Size: Over 200kW | All | 2019 | March Monthly Peak | 3 | 2754.2931
Program SpecificSize: Over 200kWAll2019May Monthly Peak | Program Specific | Size: Over 200kW | All | 2019 | May Monthly Peak | 5 | 2754.2931
Program SpecificSize: Over 200kWAll2019November Monthly Peak | Program Specific | Size: Over 200kW | All | 2019 | November Monthly Peak | 11 | 2754.2931
Program SpecificSize: Over 200kWAll2019October Monthly Peak | Program Specific | Size: Over 200kW | All | 2019 | October Monthly Peak | 10 | 2754.2931
Program SpecificSize: Over 200kWAll2019September Monthly Peak | Program Specific | Size: Over 200kW | All | 2019 | September Monthly Peak | 9 | 2754.2931
Program SpecificSize: Over 200kWAll2019Typical Event Day | Program Specific | Size: Over 200kW | All | 2019 | Typical Event Day | 8 | 2754.2931
Program SpecificSize: Over 200kWAll2020April Monthly Peak | Program Specific | Size: Over 200kW | All | 2020 | April Monthly Peak | 4 | 2762.556
Program SpecificSize: Over 200kWAll2020August Monthly Peak | Program Specific | Size: Over 200kW | All | 2020 | August Monthly Peak | 8 | 2762.556
Program SpecificSize: Over 200kWAll2020December Monthly Peak | Program Specific | Size: Over 200kW | All | 2020 | December Monthly Peak | 12 | 2762.556
Program SpecificSize: Over 200kWAll2020February Monthly Peak | Program Specific | Size: Over 200kW | All | 2020 | February Monthly Peak | 2 | 2762.556
Program SpecificSize: Over 200kWAll2020January Monthly Peak | Program Specific | Size: Over 200kW | All | 2020 | January Monthly Peak | 1 | 2762.556
Program SpecificSize: Over 200kWAll2020July Monthly Peak | Program Specific | Size: Over 200kW | All | 2020 | July Monthly Peak | 7 | 2762.556
Program SpecificSize: Over 200kWAll2020June Monthly Peak | Program Specific | Size: Over 200kW | All | 2020 | June Monthly Peak | 6 | 2762.556
Program SpecificSize: Over 200kWAll2020March Monthly Peak | Program Specific | Size: Over 200kW | All | 2020 | March Monthly Peak | 3 | 2762.556
Program SpecificSize: Over 200kWAll2020May Monthly Peak | Program Specific | Size: Over 200kW | All | 2020 | May Monthly Peak | 5 | 2762.556
Program SpecificSize: Over 200kWAll2020November Monthly Peak | Program Specific | Size: Over 200kW | All | 2020 | November Monthly Peak | 11 | 2762.556
Program SpecificSize: Over 200kWAll2020October Monthly Peak | Program Specific | Size: Over 200kW | All | 2020 | October Monthly Peak | 10 | 2762.556
Program SpecificSize: Over 200kWAll2020September Monthly Peak | Program Specific | Size: Over 200kW | All | 2020 | September Monthly Peak | 9 | 2762.556
Program SpecificSize: Over 200kWAll2020Typical Event Day | Program Specific | Size: Over 200kW | All | 2020 | Typical Event Day | 8 | 2762.556
Program SpecificSize: Over 200kWAll2021April Monthly Peak | Program Specific | Size: Over 200kW | All | 2021 | April Monthly Peak | 4 | 2770.8437
Program SpecificSize: Over 200kWAll2021August Monthly Peak | Program Specific | Size: Over 200kW | All | 2021 | August Monthly Peak | 8 | 2770.8437
Program SpecificSize: Over 200kWAll2021December Monthly Peak | Program Specific | Size: Over 200kW | All | 2021 | December Monthly Peak | 12 | 2770.8437
Program SpecificSize: Over 200kWAll2021February Monthly Peak | Program Specific | Size: Over 200kW | All | 2021 | February Monthly Peak | 2 | 2770.8437
Program SpecificSize: Over 200kWAll2021January Monthly Peak | Program Specific | Size: Over 200kW | All | 2021 | January Monthly Peak | 1 | 2770.8437
Program SpecificSize: Over 200kWAll2021July Monthly Peak | Program Specific | Size: Over 200kW | All | 2021 | July Monthly Peak | 7 | 2770.8437
Program SpecificSize: Over 200kWAll2021June Monthly Peak | Program Specific | Size: Over 200kW | All | 2021 | June Monthly Peak | 6 | 2770.8437
Program SpecificSize: Over 200kWAll2021March Monthly Peak | Program Specific | Size: Over 200kW | All | 2021 | March Monthly Peak | 3 | 2770.8437
Program SpecificSize: Over 200kWAll2021May Monthly Peak | Program Specific | Size: Over 200kW | All | 2021 | May Monthly Peak | 5 | 2770.8437
Program SpecificSize: Over 200kWAll2021November Monthly Peak | Program Specific | Size: Over 200kW | All | 2021 | November Monthly Peak | 11 | 2770.8437
Program SpecificSize: Over 200kWAll2021October Monthly Peak | Program Specific | Size: Over 200kW | All | 2021 | October Monthly Peak | 10 | 2770.8437
Program SpecificSize: Over 200kWAll2021September Monthly Peak | Program Specific | Size: Over 200kW | All | 2021 | September Monthly Peak | 9 | 2770.8437
Program SpecificSize: Over 200kWAll2021Typical Event Day | Program Specific | Size: Over 200kW | All | 2021 | Typical Event Day | 8 | 2770.8437
Program SpecificSize: Over 200kWAll2022April Monthly Peak | Program Specific | Size: Over 200kW | All | 2022 | April Monthly Peak | 4 | 2779.1562
Program SpecificSize: Over 200kWAll2022August Monthly Peak | Program Specific | Size: Over 200kW | All | 2022 | August Monthly Peak | 8 | 2779.1562
Program SpecificSize: Over 200kWAll2022December Monthly Peak | Program Specific | Size: Over 200kW | All | 2022 | December Monthly Peak | 12 | 2779.1562
Program SpecificSize: Over 200kWAll2022February Monthly Peak | Program Specific | Size: Over 200kW | All | 2022 | February Monthly Peak | 2 | 2779.1562
Program SpecificSize: Over 200kWAll2022January Monthly Peak | Program Specific | Size: Over 200kW | All | 2022 | January Monthly Peak | 1 | 2779.1562
Program SpecificSize: Over 200kWAll2022July Monthly Peak | Program Specific | Size: Over 200kW | All | 2022 | July Monthly Peak | 7 | 2779.1562
Program SpecificSize: Over 200kWAll2022June Monthly Peak | Program Specific | Size: Over 200kW | All | 2022 | June Monthly Peak | 6 | 2779.1562
Program SpecificSize: Over 200kWAll2022March Monthly Peak | Program Specific | Size: Over 200kW | All | 2022 | March Monthly Peak | 3 | 2779.1562
Program SpecificSize: Over 200kWAll2022May Monthly Peak | Program Specific | Size: Over 200kW | All | 2022 | May Monthly Peak | 5 | 2779.1562
Program SpecificSize: Over 200kWAll2022November Monthly Peak | Program Specific | Size: Over 200kW | All | 2022 | November Monthly Peak | 11 | 2779.1562
Program SpecificSize: Over 200kWAll2022October Monthly Peak | Program Specific | Size: Over 200kW | All | 2022 | October Monthly Peak | 10 | 2779.1562
Program SpecificSize: Over 200kWAll2022September Monthly Peak | Program Specific | Size: Over 200kW | All | 2022 | September Monthly Peak | 9 | 2779.1562
Program SpecificSize: Over 200kWAll2022Typical Event Day | Program Specific | Size: Over 200kW | All | 2022 | Typical Event Day | 8 | 2779.1562
Program SpecificSize: Over 200kWAll2023April Monthly Peak | Program Specific | Size: Over 200kW | All | 2023 | April Monthly Peak | 4 | 2787.4937
Program SpecificSize: Over 200kWAll2023August Monthly Peak | Program Specific | Size: Over 200kW | All | 2023 | August Monthly Peak | 8 | 2787.4937
Program SpecificSize: Over 200kWAll2023December Monthly Peak | Program Specific | Size: Over 200kW | All | 2023 | December Monthly Peak | 12 | 2787.4937
Program SpecificSize: Over 200kWAll2023February Monthly Peak | Program Specific | Size: Over 200kW | All | 2023 | February Monthly Peak | 2 | 2787.4937
Program SpecificSize: Over 200kWAll2023January Monthly Peak | Program Specific | Size: Over 200kW | All | 2023 | January Monthly Peak | 1 | 2787.4937
Program SpecificSize: Over 200kWAll2023July Monthly Peak | Program Specific | Size: Over 200kW | All | 2023 | July Monthly Peak | 7 | 2787.4937
Program SpecificSize: Over 200kWAll2023June Monthly Peak | Program Specific | Size: Over 200kW | All | 2023 | June Monthly Peak | 6 | 2787.4937
Program SpecificSize: Over 200kWAll2023March Monthly Peak | Program Specific | Size: Over 200kW | All | 2023 | March Monthly Peak | 3 | 2787.4937
Program SpecificSize: Over 200kWAll2023May Monthly Peak | Program Specific | Size: Over 200kW | All | 2023 | May Monthly Peak | 5 | 2787.4937
Program SpecificSize: Over 200kWAll2023November Monthly Peak | Program Specific | Size: Over 200kW | All | 2023 | November Monthly Peak | 11 | 2787.4937
Program SpecificSize: Over 200kWAll2023October Monthly Peak | Program Specific | Size: Over 200kW | All | 2023 | October Monthly Peak | 10 | 2787.4937
Program SpecificSize: Over 200kWAll2023September Monthly Peak | Program Specific | Size: Over 200kW | All | 2023 | September Monthly Peak | 9 | 2787.4937
Program SpecificSize: Over 200kWAll2023Typical Event Day | Program Specific | Size: Over 200kW | All | 2023 | Typical Event Day | 8 | 2787.4937
Program SpecificSize: Over 200kWAll2024April Monthly Peak | Program Specific | Size: Over 200kW | All | 2024 | April Monthly Peak | 4 | 2795.8561
Program SpecificSize: Over 200kWAll2024August Monthly Peak | Program Specific | Size: Over 200kW | All | 2024 | August Monthly Peak | 8 | 2795.8561
Program SpecificSize: Over 200kWAll2024December Monthly Peak | Program Specific | Size: Over 200kW | All | 2024 | December Monthly Peak | 12 | 2795.8561
Program SpecificSize: Over 200kWAll2024February Monthly Peak | Program Specific | Size: Over 200kW | All | 2024 | February Monthly Peak | 2 | 2795.8561
Program SpecificSize: Over 200kWAll2024January Monthly Peak | Program Specific | Size: Over 200kW | All | 2024 | January Monthly Peak | 1 | 2795.8561
Program SpecificSize: Over 200kWAll2024July Monthly Peak | Program Specific | Size: Over 200kW | All | 2024 | July Monthly Peak | 7 | 2795.8561
Program SpecificSize: Over 200kWAll2024June Monthly Peak | Program Specific | Size: Over 200kW | All | 2024 | June Monthly Peak | 6 | 2795.8561
Program SpecificSize: Over 200kWAll2024March Monthly Peak | Program Specific | Size: Over 200kW | All | 2024 | March Monthly Peak | 3 | 2795.8561
Program SpecificSize: Over 200kWAll2024May Monthly Peak | Program Specific | Size: Over 200kW | All | 2024 | May Monthly Peak | 5 | 2795.8561
Program SpecificSize: Over 200kWAll2024November Monthly Peak | Program Specific | Size: Over 200kW | All | 2024 | November Monthly Peak | 11 | 2795.8561
Program SpecificSize: Over 200kWAll2024October Monthly Peak | Program Specific | Size: Over 200kW | All | 2024 | October Monthly Peak | 10 | 2795.8561
Program SpecificSize: Over 200kWAll2024September Monthly Peak | Program Specific | Size: Over 200kW | All | 2024 | September Monthly Peak | 9 | 2795.8561
Program SpecificSize: Over 200kWAll2024Typical Event Day | Program Specific | Size: Over 200kW | All | 2024 | Typical Event Day | 8 | 2795.8561
Program SpecificSize: Over 200kWAll2025April Monthly Peak | Program Specific | Size: Over 200kW | All | 2025 | April Monthly Peak | 4 | 2804.2437
Program SpecificSize: Over 200kWAll2025August Monthly Peak | Program Specific | Size: Over 200kW | All | 2025 | August Monthly Peak | 8 | 2804.2437
Program SpecificSize: Over 200kWAll2025December Monthly Peak | Program Specific | Size: Over 200kW | All | 2025 | December Monthly Peak | 12 | 2804.2437
Program SpecificSize: Over 200kWAll2025February Monthly Peak | Program Specific | Size: Over 200kW | All | 2025 | February Monthly Peak | 2 | 2804.2437
Program SpecificSize: Over 200kWAll2025January Monthly Peak | Program Specific | Size: Over 200kW | All | 2025 | January Monthly Peak | 1 | 2804.2437
Program SpecificSize: Over 200kWAll2025July Monthly Peak | Program Specific | Size: Over 200kW | All | 2025 | July Monthly Peak | 7 | 2804.2437
Program SpecificSize: Over 200kWAll2025June Monthly Peak | Program Specific | Size: Over 200kW | All | 2025 | June Monthly Peak | 6 | 2804.2437
Program SpecificSize: Over 200kWAll2025March Monthly Peak | Program Specific | Size: Over 200kW | All | 2025 | March Monthly Peak | 3 | 2804.2437
Program SpecificSize: Over 200kWAll2025May Monthly Peak | Program Specific | Size: Over 200kW | All | 2025 | May Monthly Peak | 5 | 2804.2437
Program SpecificSize: Over 200kWAll2025November Monthly Peak | Program Specific | Size: Over 200kW | All | 2025 | November Monthly Peak | 11 | 2804.2437
Program SpecificSize: Over 200kWAll2025October Monthly Peak | Program Specific | Size: Over 200kW | All | 2025 | October Monthly Peak | 10 | 2804.2437
Program SpecificSize: Over 200kWAll2025September Monthly Peak | Program Specific | Size: Over 200kW | All | 2025 | September Monthly Peak | 9 | 2804.2437
Program SpecificSize: Over 200kWAll2025Typical Event Day | Program Specific | Size: Over 200kW | All | 2025 | Typical Event Day | 8 | 2804.2437
Program SpecificSize: Over 200kWAll2026April Monthly Peak | Program Specific | Size: Over 200kW | All | 2026 | April Monthly Peak | 4 | 2812.6564
Program SpecificSize: Over 200kWAll2026August Monthly Peak | Program Specific | Size: Over 200kW | All | 2026 | August Monthly Peak | 8 | 2812.6564
Program SpecificSize: Over 200kWAll2026December Monthly Peak | Program Specific | Size: Over 200kW | All | 2026 | December Monthly Peak | 12 | 2812.6564
Program SpecificSize: Over 200kWAll2026February Monthly Peak | Program Specific | Size: Over 200kW | All | 2026 | February Monthly Peak | 2 | 2812.6564
Program SpecificSize: Over 200kWAll2026January Monthly Peak | Program Specific | Size: Over 200kW | All | 2026 | January Monthly Peak | 1 | 2812.6564
Program SpecificSize: Over 200kWAll2026July Monthly Peak | Program Specific | Size: Over 200kW | All | 2026 | July Monthly Peak | 7 | 2812.6564
Program SpecificSize: Over 200kWAll2026June Monthly Peak | Program Specific | Size: Over 200kW | All | 2026 | June Monthly Peak | 6 | 2812.6564
Program SpecificSize: Over 200kWAll2026March Monthly Peak | Program Specific | Size: Over 200kW | All | 2026 | March Monthly Peak | 3 | 2812.6564
Program SpecificSize: Over 200kWAll2026May Monthly Peak | Program Specific | Size: Over 200kW | All | 2026 | May Monthly Peak | 5 | 2812.6564
Program SpecificSize: Over 200kWAll2026November Monthly Peak | Program Specific | Size: Over 200kW | All | 2026 | November Monthly Peak | 11 | 2812.6564
Program SpecificSize: Over 200kWAll2026October Monthly Peak | Program Specific | Size: Over 200kW | All | 2026 | October Monthly Peak | 10 | 2812.6564
Program SpecificSize: Over 200kWAll2026September Monthly Peak | Program Specific | Size: Over 200kW | All | 2026 | September Monthly Peak | 9 | 2812.6564
Program SpecificSize: Over 200kWAll2026Typical Event Day | Program Specific | Size: Over 200kW | All | 2026 | Typical Event Day | 8 | 2812.6564
Program SpecificSize: Over 200kWOrange County2015April Monthly Peak | Program Specific | Size: Over 200kW | Orange County | 2015 | April Monthly Peak | 4 | 930.5442
Program SpecificSize: Over 200kWOrange County2015August Monthly Peak | Program Specific | Size: Over 200kW | Orange County | 2015 | August Monthly Peak | 8 | 930.5442
Program SpecificSize: Over 200kWOrange County2015December Monthly Peak | Program Specific | Size: Over 200kW | Orange County | 2015 | December Monthly Peak | 12 | 930.5442
Program SpecificSize: Over 200kWOrange County2015February Monthly Peak | Program Specific | Size: Over 200kW | Orange County | 2015 | February Monthly Peak | 2 | 930.5442
Program SpecificSize: Over 200kWOrange County2015January Monthly Peak | Program Specific | Size: Over 200kW | Orange County | 2015 | January Monthly Peak | 1 | 930.5442
Program SpecificSize: Over 200kWOrange County2015July Monthly Peak | Program Specific | Size: Over 200kW | Orange County | 2015 | July Monthly Peak | 7 | 930.5442
Program SpecificSize: Over 200kWOrange County2015June Monthly Peak | Program Specific | Size: Over 200kW | Orange County | 2015 | June Monthly Peak | 6 | 930.5442
Program SpecificSize: Over 200kWOrange County2015March Monthly Peak | Program Specific | Size: Over 200kW | Orange County | 2015 | March Monthly Peak | 3 | 930.5442
Program SpecificSize: Over 200kWOrange County2015May Monthly Peak | Program Specific | Size: Over 200kW | Orange County | 2015 | May Monthly Peak | 5 | 930.5442
Program SpecificSize: Over 200kWOrange County2015November Monthly Peak | Program Specific | Size: Over 200kW | Orange County | 2015 | November Monthly Peak | 11 | 930.5442
Program SpecificSize: Over 200kWOrange County2015October Monthly Peak | Program Specific | Size: Over 200kW | Orange County | 2015 | October Monthly Peak | 10 | 930.5442
Program SpecificSize: Over 200kWOrange County2015September Monthly Peak | Program Specific | Size: Over 200kW | Orange County | 2015 | September Monthly Peak | 9 | 930.5442
Program SpecificSize: Over 200kWOrange County2015Typical Event Day | Program Specific | Size: Over 200kW | Orange County | 2015 | Typical Event Day | 8 | 930.5442
Program SpecificSize: Over 200kWOrange County2016April Monthly Peak | Program Specific | Size: Over 200kW | Orange County | 2016 | April Monthly Peak | 4 | 930.5442
Program SpecificSize: Over 200kWOrange County2016August Monthly Peak | Program Specific | Size: Over 200kW | Orange County | 2016 | August Monthly Peak | 8 | 930.5442
Program SpecificSize: Over 200kWOrange County2016December Monthly Peak | Program Specific | Size: Over 200kW | Orange County | 2016 | December Monthly Peak | 12 | 930.5442
Program SpecificSize: Over 200kWOrange County2016February Monthly Peak | Program Specific | Size: Over 200kW | Orange County | 2016 | February Monthly Peak | 2 | 930.5442
Program SpecificSize: Over 200kWOrange County2016January Monthly Peak | Program Specific | Size: Over 200kW | Orange County | 2016 | January Monthly Peak | 1 | 930.5442
Program SpecificSize: Over 200kWOrange County2016July Monthly Peak | Program Specific | Size: Over 200kW | Orange County | 2016 | July Monthly Peak | 7 | 930.5442
Program SpecificSize: Over 200kWOrange County2016June Monthly Peak | Program Specific | Size: Over 200kW | Orange County | 2016 | June Monthly Peak | 6 | 930.5442
Program SpecificSize: Over 200kWOrange County2016March Monthly Peak | Program Specific | Size: Over 200kW | Orange County | 2016 | March Monthly Peak | 3 | 930.5442
Program SpecificSize: Over 200kWOrange County2016May Monthly Peak | Program Specific | Size: Over 200kW | Orange County | 2016 | May Monthly Peak | 5 | 930.5442
Program SpecificSize: Over 200kWOrange County2016November Monthly Peak | Program Specific | Size: Over 200kW | Orange County | 2016 | November Monthly Peak | 11 | 930.5442
Program SpecificSize: Over 200kWOrange County2016October Monthly Peak | Program Specific | Size: Over 200kW | Orange County | 2016 | October Monthly Peak | 10 | 930.5442
Program SpecificSize: Over 200kWOrange County2016September Monthly Peak | Program Specific | Size: Over 200kW | Orange County | 2016 | September Monthly Peak | 9 | 930.5442
Program SpecificSize: Over 200kWOrange County2016Typical Event Day | Program Specific | Size: Over 200kW | Orange County | 2016 | Typical Event Day | 8 | 930.5442
Program SpecificSize: Over 200kWOrange County2017April Monthly Peak | Program Specific | Size: Over 200kW | Orange County | 2017 | April Monthly Peak | 4 | 937.3371
Program SpecificSize: Over 200kWOrange County2017August Monthly Peak | Program Specific | Size: Over 200kW | Orange County | 2017 | August Monthly Peak | 8 | 937.3371
Program SpecificSize: Over 200kWOrange County2017December Monthly Peak | Program Specific | Size: Over 200kW | Orange County | 2017 | December Monthly Peak | 12 | 937.3371
Program SpecificSize: Over 200kWOrange County2017February Monthly Peak | Program Specific | Size: Over 200kW | Orange County | 2017 | February Monthly Peak | 2 | 937.3371
Program SpecificSize: Over 200kWOrange County2017January Monthly Peak | Program Specific | Size: Over 200kW | Orange County | 2017 | January Monthly Peak | 1 | 937.3371
Program SpecificSize: Over 200kWOrange County2017July Monthly Peak | Program Specific | Size: Over 200kW | Orange County | 2017 | July Monthly Peak | 7 | 937.3371
Program SpecificSize: Over 200kWOrange County2017June Monthly Peak | Program Specific | Size: Over 200kW | Orange County | 2017 | June Monthly Peak | 6 | 937.3371
Program SpecificSize: Over 200kWOrange County2017March Monthly Peak | Program Specific | Size: Over 200kW | Orange County | 2017 | March Monthly Peak | 3 | 937.3371
Program SpecificSize: Over 200kWOrange County2017May Monthly Peak | Program Specific | Size: Over 200kW | Orange County | 2017 | May Monthly Peak | 5 | 937.3371
Program SpecificSize: Over 200kWOrange County2017November Monthly Peak | Program Specific | Size: Over 200kW | Orange County | 2017 | November Monthly Peak | 11 | 937.3371
Program SpecificSize: Over 200kWOrange County2017October Monthly Peak | Program Specific | Size: Over 200kW | Orange County | 2017 | October Monthly Peak | 10 | 937.3371
Program SpecificSize: Over 200kWOrange County2017September Monthly Peak | Program Specific | Size: Over 200kW | Orange County | 2017 | September Monthly Peak | 9 | 937.3371
Program SpecificSize: Over 200kWOrange County2017Typical Event Day | Program Specific | Size: Over 200kW | Orange County | 2017 | Typical Event Day | 8 | 937.3371
Program SpecificSize: Over 200kWOrange County2018April Monthly Peak | Program Specific | Size: Over 200kW | Orange County | 2018 | April Monthly Peak | 4 | 940.1492
Program SpecificSize: Over 200kWOrange County2018August Monthly Peak | Program Specific | Size: Over 200kW | Orange County | 2018 | August Monthly Peak | 8 | 940.1492
Program SpecificSize: Over 200kWOrange County2018December Monthly Peak | Program Specific | Size: Over 200kW | Orange County | 2018 | December Monthly Peak | 12 | 940.1492
Program SpecificSize: Over 200kWOrange County2018February Monthly Peak | Program Specific | Size: Over 200kW | Orange County | 2018 | February Monthly Peak | 2 | 940.1492
Program SpecificSize: Over 200kWOrange County2018January Monthly Peak | Program Specific | Size: Over 200kW | Orange County | 2018 | January Monthly Peak | 1 | 940.1492
Program SpecificSize: Over 200kWOrange County2018July Monthly Peak | Program Specific | Size: Over 200kW | Orange County | 2018 | July Monthly Peak | 7 | 940.1492
Program SpecificSize: Over 200kWOrange County2018June Monthly Peak | Program Specific | Size: Over 200kW | Orange County | 2018 | June Monthly Peak | 6 | 940.1492
Program SpecificSize: Over 200kWOrange County2018March Monthly Peak | Program Specific | Size: Over 200kW | Orange County | 2018 | March Monthly Peak | 3 | 940.1492
Program SpecificSize: Over 200kWOrange County2018May Monthly Peak | Program Specific | Size: Over 200kW | Orange County | 2018 | May Monthly Peak | 5 | 940.1492
Program SpecificSize: Over 200kWOrange County2018November Monthly Peak | Program Specific | Size: Over 200kW | Orange County | 2018 | November Monthly Peak | 11 | 940.1492
Program SpecificSize: Over 200kWOrange County2018October Monthly Peak | Program Specific | Size: Over 200kW | Orange County | 2018 | October Monthly Peak | 10 | 940.1492
Program SpecificSize: Over 200kWOrange County2018September Monthly Peak | Program Specific | Size: Over 200kW | Orange County | 2018 | September Monthly Peak | 9 | 940.1492
Program SpecificSize: Over 200kWOrange County2018Typical Event Day | Program Specific | Size: Over 200kW | Orange County | 2018 | Typical Event Day | 8 | 940.1492
Program SpecificSize: Over 200kWOrange County2019April Monthly Peak | Program Specific | Size: Over 200kW | Orange County | 2019 | April Monthly Peak | 4 | 942.9696
Program SpecificSize: Over 200kWOrange County2019August Monthly Peak | Program Specific | Size: Over 200kW | Orange County | 2019 | August Monthly Peak | 8 | 942.9696
Program SpecificSize: Over 200kWOrange County2019December Monthly Peak | Program Specific | Size: Over 200kW | Orange County | 2019 | December Monthly Peak | 12 | 942.9696
Program SpecificSize: Over 200kWOrange County2019February Monthly Peak | Program Specific | Size: Over 200kW | Orange County | 2019 | February Monthly Peak | 2 | 942.9696
Program SpecificSize: Over 200kWOrange County2019January Monthly Peak | Program Specific | Size: Over 200kW | Orange County | 2019 | January Monthly Peak | 1 | 942.9696
Program SpecificSize: Over 200kWOrange County2019July Monthly Peak | Program Specific | Size: Over 200kW | Orange County | 2019 | July Monthly Peak | 7 | 942.9696
Program SpecificSize: Over 200kWOrange County2019June Monthly Peak | Program Specific | Size: Over 200kW | Orange County | 2019 | June Monthly Peak | 6 | 942.9696
Program SpecificSize: Over 200kWOrange County2019March Monthly Peak | Program Specific | Size: Over 200kW | Orange County | 2019 | March Monthly Peak | 3 | 942.9696
Program SpecificSize: Over 200kWOrange County2019May Monthly Peak | Program Specific | Size: Over 200kW | Orange County | 2019 | May Monthly Peak | 5 | 942.9696
Program SpecificSize: Over 200kWOrange County2019November Monthly Peak | Program Specific | Size: Over 200kW | Orange County | 2019 | November Monthly Peak | 11 | 942.9696
Program SpecificSize: Over 200kWOrange County2019October Monthly Peak | Program Specific | Size: Over 200kW | Orange County | 2019 | October Monthly Peak | 10 | 942.9696
Program SpecificSize: Over 200kWOrange County2019September Monthly Peak | Program Specific | Size: Over 200kW | Orange County | 2019 | September Monthly Peak | 9 | 942.9696
Program SpecificSize: Over 200kWOrange County2019Typical Event Day | Program Specific | Size: Over 200kW | Orange County | 2019 | Typical Event Day | 8 | 942.9696
Program SpecificSize: Over 200kWOrange County2020April Monthly Peak | Program Specific | Size: Over 200kW | Orange County | 2020 | April Monthly Peak | 4 | 945.7985
Program SpecificSize: Over 200kWOrange County2020August Monthly Peak | Program Specific | Size: Over 200kW | Orange County | 2020 | August Monthly Peak | 8 | 945.7985
Program SpecificSize: Over 200kWOrange County2020December Monthly Peak | Program Specific | Size: Over 200kW | Orange County | 2020 | December Monthly Peak | 12 | 945.7985
Program SpecificSize: Over 200kWOrange County2020February Monthly Peak | Program Specific | Size: Over 200kW | Orange County | 2020 | February Monthly Peak | 2 | 945.7985
Program SpecificSize: Over 200kWOrange County2020January Monthly Peak | Program Specific | Size: Over 200kW | Orange County | 2020 | January Monthly Peak | 1 | 945.7985
Program SpecificSize: Over 200kWOrange County2020July Monthly Peak | Program Specific | Size: Over 200kW | Orange County | 2020 | July Monthly Peak | 7 | 945.7985
Program SpecificSize: Over 200kWOrange County2020June Monthly Peak | Program Specific | Size: Over 200kW | Orange County | 2020 | June Monthly Peak | 6 | 945.7985
Program SpecificSize: Over 200kWOrange County2020March Monthly Peak | Program Specific | Size: Over 200kW | Orange County | 2020 | March Monthly Peak | 3 | 945.7985
Program SpecificSize: Over 200kWOrange County2020May Monthly Peak | Program Specific | Size: Over 200kW | Orange County | 2020 | May Monthly Peak | 5 | 945.7985
Program SpecificSize: Over 200kWOrange County2020November Monthly Peak | Program Specific | Size: Over 200kW | Orange County | 2020 | November Monthly Peak | 11 | 945.7985
Program SpecificSize: Over 200kWOrange County2020October Monthly Peak | Program Specific | Size: Over 200kW | Orange County | 2020 | October Monthly Peak | 10 | 945.7985
Program SpecificSize: Over 200kWOrange County2020September Monthly Peak | Program Specific | Size: Over 200kW | Orange County | 2020 | September Monthly Peak | 9 | 945.7985
Program SpecificSize: Over 200kWOrange County2020Typical Event Day | Program Specific | Size: Over 200kW | Orange County | 2020 | Typical Event Day | 8 | 945.7985
Program SpecificSize: Over 200kWOrange County2021April Monthly Peak | Program Specific | Size: Over 200kW | Orange County | 2021 | April Monthly Peak | 4 | 948.6359
Program SpecificSize: Over 200kWOrange County2021August Monthly Peak | Program Specific | Size: Over 200kW | Orange County | 2021 | August Monthly Peak | 8 | 948.6359
Program SpecificSize: Over 200kWOrange County2021December Monthly Peak | Program Specific | Size: Over 200kW | Orange County | 2021 | December Monthly Peak | 12 | 948.6359
Program SpecificSize: Over 200kWOrange County2021February Monthly Peak | Program Specific | Size: Over 200kW | Orange County | 2021 | February Monthly Peak | 2 | 948.6359
Program SpecificSize: Over 200kWOrange County2021January Monthly Peak | Program Specific | Size: Over 200kW | Orange County | 2021 | January Monthly Peak | 1 | 948.6359
Program SpecificSize: Over 200kWOrange County2021July Monthly Peak | Program Specific | Size: Over 200kW | Orange County | 2021 | July Monthly Peak | 7 | 948.6359
Program SpecificSize: Over 200kWOrange County2021June Monthly Peak | Program Specific | Size: Over 200kW | Orange County | 2021 | June Monthly Peak | 6 | 948.6359
Program SpecificSize: Over 200kWOrange County2021March Monthly Peak | Program Specific | Size: Over 200kW | Orange County | 2021 | March Monthly Peak | 3 | 948.6359
Program SpecificSize: Over 200kWOrange County2021May Monthly Peak | Program Specific | Size: Over 200kW | Orange County | 2021 | May Monthly Peak | 5 | 948.6359
Program SpecificSize: Over 200kWOrange County2021November Monthly Peak | Program Specific | Size: Over 200kW | Orange County | 2021 | November Monthly Peak | 11 | 948.6359
Program SpecificSize: Over 200kWOrange County2021October Monthly Peak | Program Specific | Size: Over 200kW | Orange County | 2021 | October Monthly Peak | 10 | 948.6359
Program SpecificSize: Over 200kWOrange County2021September Monthly Peak | Program Specific | Size: Over 200kW | Orange County | 2021 | September Monthly Peak | 9 | 948.6359
Program SpecificSize: Over 200kWOrange County2021Typical Event Day | Program Specific | Size: Over 200kW | Orange County | 2021 | Typical Event Day | 8 | 948.6359
Program SpecificSize: Over 200kWOrange County2022April Monthly Peak | Program Specific | Size: Over 200kW | Orange County | 2022 | April Monthly Peak | 4 | 951.4818
Program SpecificSize: Over 200kWOrange County2022August Monthly Peak | Program Specific | Size: Over 200kW | Orange County | 2022 | August Monthly Peak | 8 | 951.4818
Program SpecificSize: Over 200kWOrange County2022December Monthly Peak | Program Specific | Size: Over 200kW | Orange County | 2022 | December Monthly Peak | 12 | 951.4818
Program SpecificSize: Over 200kWOrange County2022February Monthly Peak | Program Specific | Size: Over 200kW | Orange County | 2022 | February Monthly Peak | 2 | 951.4818
Program SpecificSize: Over 200kWOrange County2022January Monthly Peak | Program Specific | Size: Over 200kW | Orange County | 2022 | January Monthly Peak | 1 | 951.4818
Program SpecificSize: Over 200kWOrange County2022July Monthly Peak | Program Specific | Size: Over 200kW | Orange County | 2022 | July Monthly Peak | 7 | 951.4818
Program SpecificSize: Over 200kWOrange County2022June Monthly Peak | Program Specific | Size: Over 200kW | Orange County | 2022 | June Monthly Peak | 6 | 951.4818
Program SpecificSize: Over 200kWOrange County2022March Monthly Peak | Program Specific | Size: Over 200kW | Orange County | 2022 | March Monthly Peak | 3 | 951.4818
Program SpecificSize: Over 200kWOrange County2022May Monthly Peak | Program Specific | Size: Over 200kW | Orange County | 2022 | May Monthly Peak | 5 | 951.4818
Program SpecificSize: Over 200kWOrange County2022November Monthly Peak | Program Specific | Size: Over 200kW | Orange County | 2022 | November Monthly Peak | 11 | 951.4818
Program SpecificSize: Over 200kWOrange County2022October Monthly Peak | Program Specific | Size: Over 200kW | Orange County | 2022 | October Monthly Peak | 10 | 951.4818
Program SpecificSize: Over 200kWOrange County2022September Monthly Peak | Program Specific | Size: Over 200kW | Orange County | 2022 | September Monthly Peak | 9 | 951.4818
Program SpecificSize: Over 200kWOrange County2022Typical Event Day | Program Specific | Size: Over 200kW | Orange County | 2022 | Typical Event Day | 8 | 951.4818
Program SpecificSize: Over 200kWOrange County2023April Monthly Peak | Program Specific | Size: Over 200kW | Orange County | 2023 | April Monthly Peak | 4 | 954.3363
Program SpecificSize: Over 200kWOrange County2023August Monthly Peak | Program Specific | Size: Over 200kW | Orange County | 2023 | August Monthly Peak | 8 | 954.3363
Program SpecificSize: Over 200kWOrange County2023December Monthly Peak | Program Specific | Size: Over 200kW | Orange County | 2023 | December Monthly Peak | 12 | 954.3363
Program SpecificSize: Over 200kWOrange County2023February Monthly Peak | Program Specific | Size: Over 200kW | Orange County | 2023 | February Monthly Peak | 2 | 954.3363
Program SpecificSize: Over 200kWOrange County2023January Monthly Peak | Program Specific | Size: Over 200kW | Orange County | 2023 | January Monthly Peak | 1 | 954.3363
Program SpecificSize: Over 200kWOrange County2023July Monthly Peak | Program Specific | Size: Over 200kW | Orange County | 2023 | July Monthly Peak | 7 | 954.3363
Program SpecificSize: Over 200kWOrange County2023June Monthly Peak | Program Specific | Size: Over 200kW | Orange County | 2023 | June Monthly Peak | 6 | 954.3363
Program SpecificSize: Over 200kWOrange County2023March Monthly Peak | Program Specific | Size: Over 200kW | Orange County | 2023 | March Monthly Peak | 3 | 954.3363
Program SpecificSize: Over 200kWOrange County2023May Monthly Peak | Program Specific | Size: Over 200kW | Orange County | 2023 | May Monthly Peak | 5 | 954.3363
Program SpecificSize: Over 200kWOrange County2023November Monthly Peak | Program Specific | Size: Over 200kW | Orange County | 2023 | November Monthly Peak | 11 | 954.3363
Program SpecificSize: Over 200kWOrange County2023October Monthly Peak | Program Specific | Size: Over 200kW | Orange County | 2023 | October Monthly Peak | 10 | 954.3363
Program SpecificSize: Over 200kWOrange County2023September Monthly Peak | Program Specific | Size: Over 200kW | Orange County | 2023 | September Monthly Peak | 9 | 954.3363
Program SpecificSize: Over 200kWOrange County2023Typical Event Day | Program Specific | Size: Over 200kW | Orange County | 2023 | Typical Event Day | 8 | 954.3363
Program SpecificSize: Over 200kWOrange County2024April Monthly Peak | Program Specific | Size: Over 200kW | Orange County | 2024 | April Monthly Peak | 4 | 957.1993
Program SpecificSize: Over 200kWOrange County2024August Monthly Peak | Program Specific | Size: Over 200kW | Orange County | 2024 | August Monthly Peak | 8 | 957.1993
Program SpecificSize: Over 200kWOrange County2024December Monthly Peak | Program Specific | Size: Over 200kW | Orange County | 2024 | December Monthly Peak | 12 | 957.1993
Program SpecificSize: Over 200kWOrange County2024February Monthly Peak | Program Specific | Size: Over 200kW | Orange County | 2024 | February Monthly Peak | 2 | 957.1993
Program SpecificSize: Over 200kWOrange County2024January Monthly Peak | Program Specific | Size: Over 200kW | Orange County | 2024 | January Monthly Peak | 1 | 957.1993
Program SpecificSize: Over 200kWOrange County2024July Monthly Peak | Program Specific | Size: Over 200kW | Orange County | 2024 | July Monthly Peak | 7 | 957.1993
Program SpecificSize: Over 200kWOrange County2024June Monthly Peak | Program Specific | Size: Over 200kW | Orange County | 2024 | June Monthly Peak | 6 | 957.1993
Program SpecificSize: Over 200kWOrange County2024March Monthly Peak | Program Specific | Size: Over 200kW | Orange County | 2024 | March Monthly Peak | 3 | 957.1993
Program SpecificSize: Over 200kWOrange County2024May Monthly Peak | Program Specific | Size: Over 200kW | Orange County | 2024 | May Monthly Peak | 5 | 957.1993
Program SpecificSize: Over 200kWOrange County2024November Monthly Peak | Program Specific | Size: Over 200kW | Orange County | 2024 | November Monthly Peak | 11 | 957.1993
Program SpecificSize: Over 200kWOrange County2024October Monthly Peak | Program Specific | Size: Over 200kW | Orange County | 2024 | October Monthly Peak | 10 | 957.1993
Program SpecificSize: Over 200kWOrange County2024September Monthly Peak | Program Specific | Size: Over 200kW | Orange County | 2024 | September Monthly Peak | 9 | 957.1993
Program SpecificSize: Over 200kWOrange County2024Typical Event Day | Program Specific | Size: Over 200kW | Orange County | 2024 | Typical Event Day | 8 | 957.1993
Program SpecificSize: Over 200kWOrange County2025April Monthly Peak | Program Specific | Size: Over 200kW | Orange County | 2025 | April Monthly Peak | 4 | 960.0709
Program SpecificSize: Over 200kWOrange County2025August Monthly Peak | Program Specific | Size: Over 200kW | Orange County | 2025 | August Monthly Peak | 8 | 960.0709
Program SpecificSize: Over 200kWOrange County2025December Monthly Peak | Program Specific | Size: Over 200kW | Orange County | 2025 | December Monthly Peak | 12 | 960.0709
Program SpecificSize: Over 200kWOrange County2025February Monthly Peak | Program Specific | Size: Over 200kW | Orange County | 2025 | February Monthly Peak | 2 | 960.0709
Program SpecificSize: Over 200kWOrange County2025January Monthly Peak | Program Specific | Size: Over 200kW | Orange County | 2025 | January Monthly Peak | 1 | 960.0709
Program SpecificSize: Over 200kWOrange County2025July Monthly Peak | Program Specific | Size: Over 200kW | Orange County | 2025 | July Monthly Peak | 7 | 960.0709
Program SpecificSize: Over 200kWOrange County2025June Monthly Peak | Program Specific | Size: Over 200kW | Orange County | 2025 | June Monthly Peak | 6 | 960.0709
Program SpecificSize: Over 200kWOrange County2025March Monthly Peak | Program Specific | Size: Over 200kW | Orange County | 2025 | March Monthly Peak | 3 | 960.0709
Program SpecificSize: Over 200kWOrange County2025May Monthly Peak | Program Specific | Size: Over 200kW | Orange County | 2025 | May Monthly Peak | 5 | 960.0709
Program SpecificSize: Over 200kWOrange County2025November Monthly Peak | Program Specific | Size: Over 200kW | Orange County | 2025 | November Monthly Peak | 11 | 960.0709
Program SpecificSize: Over 200kWOrange County2025October Monthly Peak | Program Specific | Size: Over 200kW | Orange County | 2025 | October Monthly Peak | 10 | 960.0709
Program SpecificSize: Over 200kWOrange County2025September Monthly Peak | Program Specific | Size: Over 200kW | Orange County | 2025 | September Monthly Peak | 9 | 960.0709
Program SpecificSize: Over 200kWOrange County2025Typical Event Day | Program Specific | Size: Over 200kW | Orange County | 2025 | Typical Event Day | 8 | 960.0709
Program SpecificSize: Over 200kWOrange County2026April Monthly Peak | Program Specific | Size: Over 200kW | Orange County | 2026 | April Monthly Peak | 4 | 962.9511
Program SpecificSize: Over 200kWOrange County2026August Monthly Peak | Program Specific | Size: Over 200kW | Orange County | 2026 | August Monthly Peak | 8 | 962.9511
Program SpecificSize: Over 200kWOrange County2026December Monthly Peak | Program Specific | Size: Over 200kW | Orange County | 2026 | December Monthly Peak | 12 | 962.9511
Program SpecificSize: Over 200kWOrange County2026February Monthly Peak | Program Specific | Size: Over 200kW | Orange County | 2026 | February Monthly Peak | 2 | 962.9511
Program SpecificSize: Over 200kWOrange County2026January Monthly Peak | Program Specific | Size: Over 200kW | Orange County | 2026 | January Monthly Peak | 1 | 962.9511
Program SpecificSize: Over 200kWOrange County2026July Monthly Peak | Program Specific | Size: Over 200kW | Orange County | 2026 | July Monthly Peak | 7 | 962.9511
Program SpecificSize: Over 200kWOrange County2026June Monthly Peak | Program Specific | Size: Over 200kW | Orange County | 2026 | June Monthly Peak | 6 | 962.9511
Program SpecificSize: Over 200kWOrange County2026March Monthly Peak | Program Specific | Size: Over 200kW | Orange County | 2026 | March Monthly Peak | 3 | 962.9511
Program SpecificSize: Over 200kWOrange County2026May Monthly Peak | Program Specific | Size: Over 200kW | Orange County | 2026 | May Monthly Peak | 5 | 962.9511
Program SpecificSize: Over 200kWOrange County2026November Monthly Peak | Program Specific | Size: Over 200kW | Orange County | 2026 | November Monthly Peak | 11 | 962.9511
Program SpecificSize: Over 200kWOrange County2026October Monthly Peak | Program Specific | Size: Over 200kW | Orange County | 2026 | October Monthly Peak | 10 | 962.9511
Program SpecificSize: Over 200kWOrange County2026September Monthly Peak | Program Specific | Size: Over 200kW | Orange County | 2026 | September Monthly Peak | 9 | 962.9511
Program SpecificSize: Over 200kWOrange County2026Typical Event Day | Program Specific | Size: Over 200kW | Orange County | 2026 | Typical Event Day | 8 | 962.9511
Program SpecificSize: Over 200kWOther2015April Monthly Peak | Program Specific | Size: Over 200kW | Other | 2015 | April Monthly Peak | 4 | 1497.1944
Program SpecificSize: Over 200kWOther2015August Monthly Peak | Program Specific | Size: Over 200kW | Other | 2015 | August Monthly Peak | 8 | 1497.1944
Program SpecificSize: Over 200kWOther2015December Monthly Peak | Program Specific | Size: Over 200kW | Other | 2015 | December Monthly Peak | 12 | 1497.1944
Program SpecificSize: Over 200kWOther2015February Monthly Peak | Program Specific | Size: Over 200kW | Other | 2015 | February Monthly Peak | 2 | 1497.1944
Program SpecificSize: Over 200kWOther2015January Monthly Peak | Program Specific | Size: Over 200kW | Other | 2015 | January Monthly Peak | 1 | 1497.1944
Program SpecificSize: Over 200kWOther2015July Monthly Peak | Program Specific | Size: Over 200kW | Other | 2015 | July Monthly Peak | 7 | 1497.1944
Program SpecificSize: Over 200kWOther2015June Monthly Peak | Program Specific | Size: Over 200kW | Other | 2015 | June Monthly Peak | 6 | 1497.1944
Program SpecificSize: Over 200kWOther2015March Monthly Peak | Program Specific | Size: Over 200kW | Other | 2015 | March Monthly Peak | 3 | 1497.1944
Program SpecificSize: Over 200kWOther2015May Monthly Peak | Program Specific | Size: Over 200kW | Other | 2015 | May Monthly Peak | 5 | 1497.1944
Program SpecificSize: Over 200kWOther2015November Monthly Peak | Program Specific | Size: Over 200kW | Other | 2015 | November Monthly Peak | 11 | 1497.1944
Program SpecificSize: Over 200kWOther2015October Monthly Peak | Program Specific | Size: Over 200kW | Other | 2015 | October Monthly Peak | 10 | 1497.1944
Program SpecificSize: Over 200kWOther2015September Monthly Peak | Program Specific | Size: Over 200kW | Other | 2015 | September Monthly Peak | 9 | 1497.1944
Program SpecificSize: Over 200kWOther2015Typical Event Day | Program Specific | Size: Over 200kW | Other | 2015 | Typical Event Day | 8 | 1497.1944
Program SpecificSize: Over 200kWOther2016April Monthly Peak | Program Specific | Size: Over 200kW | Other | 2016 | April Monthly Peak | 4 | 1497.1944
Program SpecificSize: Over 200kWOther2016August Monthly Peak | Program Specific | Size: Over 200kW | Other | 2016 | August Monthly Peak | 8 | 1497.1944
Program SpecificSize: Over 200kWOther2016December Monthly Peak | Program Specific | Size: Over 200kW | Other | 2016 | December Monthly Peak | 12 | 1497.1944
Program SpecificSize: Over 200kWOther2016February Monthly Peak | Program Specific | Size: Over 200kW | Other | 2016 | February Monthly Peak | 2 | 1497.1944
Program SpecificSize: Over 200kWOther2016January Monthly Peak | Program Specific | Size: Over 200kW | Other | 2016 | January Monthly Peak | 1 | 1497.1944
Program SpecificSize: Over 200kWOther2016July Monthly Peak | Program Specific | Size: Over 200kW | Other | 2016 | July Monthly Peak | 7 | 1497.1944
Program SpecificSize: Over 200kWOther2016June Monthly Peak | Program Specific | Size: Over 200kW | Other | 2016 | June Monthly Peak | 6 | 1497.1944
Program SpecificSize: Over 200kWOther2016March Monthly Peak | Program Specific | Size: Over 200kW | Other | 2016 | March Monthly Peak | 3 | 1497.1944
Program SpecificSize: Over 200kWOther2016May Monthly Peak | Program Specific | Size: Over 200kW | Other | 2016 | May Monthly Peak | 5 | 1497.1944
Program SpecificSize: Over 200kWOther2016November Monthly Peak | Program Specific | Size: Over 200kW | Other | 2016 | November Monthly Peak | 11 | 1497.1944
Program SpecificSize: Over 200kWOther2016October Monthly Peak | Program Specific | Size: Over 200kW | Other | 2016 | October Monthly Peak | 10 | 1497.1944
Program SpecificSize: Over 200kWOther2016September Monthly Peak | Program Specific | Size: Over 200kW | Other | 2016 | September Monthly Peak | 9 | 1497.1944
Program SpecificSize: Over 200kWOther2016Typical Event Day | Program Specific | Size: Over 200kW | Other | 2016 | Typical Event Day | 8 | 1497.1944
Program SpecificSize: Over 200kWOther2017April Monthly Peak | Program Specific | Size: Over 200kW | Other | 2017 | April Monthly Peak | 4 | 1508.1239
Program SpecificSize: Over 200kWOther2017August Monthly Peak | Program Specific | Size: Over 200kW | Other | 2017 | August Monthly Peak | 8 | 1508.1239
Program SpecificSize: Over 200kWOther2017December Monthly Peak | Program Specific | Size: Over 200kW | Other | 2017 | December Monthly Peak | 12 | 1508.1239
Program SpecificSize: Over 200kWOther2017February Monthly Peak | Program Specific | Size: Over 200kW | Other | 2017 | February Monthly Peak | 2 | 1508.1239
Program SpecificSize: Over 200kWOther2017January Monthly Peak | Program Specific | Size: Over 200kW | Other | 2017 | January Monthly Peak | 1 | 1508.1239
Program SpecificSize: Over 200kWOther2017July Monthly Peak | Program Specific | Size: Over 200kW | Other | 2017 | July Monthly Peak | 7 | 1508.1239
Program SpecificSize: Over 200kWOther2017June Monthly Peak | Program Specific | Size: Over 200kW | Other | 2017 | June Monthly Peak | 6 | 1508.1239
Program SpecificSize: Over 200kWOther2017March Monthly Peak | Program Specific | Size: Over 200kW | Other | 2017 | March Monthly Peak | 3 | 1508.1239
Program SpecificSize: Over 200kWOther2017May Monthly Peak | Program Specific | Size: Over 200kW | Other | 2017 | May Monthly Peak | 5 | 1508.1239
Program SpecificSize: Over 200kWOther2017November Monthly Peak | Program Specific | Size: Over 200kW | Other | 2017 | November Monthly Peak | 11 | 1508.1239
Program SpecificSize: Over 200kWOther2017October Monthly Peak | Program Specific | Size: Over 200kW | Other | 2017 | October Monthly Peak | 10 | 1508.1239
Program SpecificSize: Over 200kWOther2017September Monthly Peak | Program Specific | Size: Over 200kW | Other | 2017 | September Monthly Peak | 9 | 1508.1239
Program SpecificSize: Over 200kWOther2017Typical Event Day | Program Specific | Size: Over 200kW | Other | 2017 | Typical Event Day | 8 | 1508.1239
Program SpecificSize: Over 200kWOther2018April Monthly Peak | Program Specific | Size: Over 200kW | Other | 2018 | April Monthly Peak | 4 | 1512.6482
Program SpecificSize: Over 200kWOther2018August Monthly Peak | Program Specific | Size: Over 200kW | Other | 2018 | August Monthly Peak | 8 | 1512.6482
Program SpecificSize: Over 200kWOther2018December Monthly Peak | Program Specific | Size: Over 200kW | Other | 2018 | December Monthly Peak | 12 | 1512.6482
Program SpecificSize: Over 200kWOther2018February Monthly Peak | Program Specific | Size: Over 200kW | Other | 2018 | February Monthly Peak | 2 | 1512.6482
Program SpecificSize: Over 200kWOther2018January Monthly Peak | Program Specific | Size: Over 200kW | Other | 2018 | January Monthly Peak | 1 | 1512.6482
Program SpecificSize: Over 200kWOther2018July Monthly Peak | Program Specific | Size: Over 200kW | Other | 2018 | July Monthly Peak | 7 | 1512.6482
Program SpecificSize: Over 200kWOther2018June Monthly Peak | Program Specific | Size: Over 200kW | Other | 2018 | June Monthly Peak | 6 | 1512.6482
Program SpecificSize: Over 200kWOther2018March Monthly Peak | Program Specific | Size: Over 200kW | Other | 2018 | March Monthly Peak | 3 | 1512.6482
Program SpecificSize: Over 200kWOther2018May Monthly Peak | Program Specific | Size: Over 200kW | Other | 2018 | May Monthly Peak | 5 | 1512.6482
Program SpecificSize: Over 200kWOther2018November Monthly Peak | Program Specific | Size: Over 200kW | Other | 2018 | November Monthly Peak | 11 | 1512.6482
Program SpecificSize: Over 200kWOther2018October Monthly Peak | Program Specific | Size: Over 200kW | Other | 2018 | October Monthly Peak | 10 | 1512.6482
Program SpecificSize: Over 200kWOther2018September Monthly Peak | Program Specific | Size: Over 200kW | Other | 2018 | September Monthly Peak | 9 | 1512.6482
Program SpecificSize: Over 200kWOther2018Typical Event Day | Program Specific | Size: Over 200kW | Other | 2018 | Typical Event Day | 8 | 1512.6482
Program SpecificSize: Over 200kWOther2019April Monthly Peak | Program Specific | Size: Over 200kW | Other | 2019 | April Monthly Peak | 4 | 1517.1862
Program SpecificSize: Over 200kWOther2019August Monthly Peak | Program Specific | Size: Over 200kW | Other | 2019 | August Monthly Peak | 8 | 1517.1862
Program SpecificSize: Over 200kWOther2019December Monthly Peak | Program Specific | Size: Over 200kW | Other | 2019 | December Monthly Peak | 12 | 1517.1862
Program SpecificSize: Over 200kWOther2019February Monthly Peak | Program Specific | Size: Over 200kW | Other | 2019 | February Monthly Peak | 2 | 1517.1862
Program SpecificSize: Over 200kWOther2019January Monthly Peak | Program Specific | Size: Over 200kW | Other | 2019 | January Monthly Peak | 1 | 1517.1862
Program SpecificSize: Over 200kWOther2019July Monthly Peak | Program Specific | Size: Over 200kW | Other | 2019 | July Monthly Peak | 7 | 1517.1862
Program SpecificSize: Over 200kWOther2019June Monthly Peak | Program Specific | Size: Over 200kW | Other | 2019 | June Monthly Peak | 6 | 1517.1862
Program SpecificSize: Over 200kWOther2019March Monthly Peak | Program Specific | Size: Over 200kW | Other | 2019 | March Monthly Peak | 3 | 1517.1862
Program SpecificSize: Over 200kWOther2019May Monthly Peak | Program Specific | Size: Over 200kW | Other | 2019 | May Monthly Peak | 5 | 1517.1862
Program SpecificSize: Over 200kWOther2019November Monthly Peak | Program Specific | Size: Over 200kW | Other | 2019 | November Monthly Peak | 11 | 1517.1862
Program SpecificSize: Over 200kWOther2019October Monthly Peak | Program Specific | Size: Over 200kW | Other | 2019 | October Monthly Peak | 10 | 1517.1862
Program SpecificSize: Over 200kWOther2019September Monthly Peak | Program Specific | Size: Over 200kW | Other | 2019 | September Monthly Peak | 9 | 1517.1862
Program SpecificSize: Over 200kWOther2019Typical Event Day | Program Specific | Size: Over 200kW | Other | 2019 | Typical Event Day | 8 | 1517.1862
Program SpecificSize: Over 200kWOther2020April Monthly Peak | Program Specific | Size: Over 200kW | Other | 2020 | April Monthly Peak | 4 | 1521.7377
Program SpecificSize: Over 200kWOther2020August Monthly Peak | Program Specific | Size: Over 200kW | Other | 2020 | August Monthly Peak | 8 | 1521.7377
Program SpecificSize: Over 200kWOther2020December Monthly Peak | Program Specific | Size: Over 200kW | Other | 2020 | December Monthly Peak | 12 | 1521.7377
Program SpecificSize: Over 200kWOther2020February Monthly Peak | Program Specific | Size: Over 200kW | Other | 2020 | February Monthly Peak | 2 | 1521.7377
Program SpecificSize: Over 200kWOther2020January Monthly Peak | Program Specific | Size: Over 200kW | Other | 2020 | January Monthly Peak | 1 | 1521.7377
Program SpecificSize: Over 200kWOther2020July Monthly Peak | Program Specific | Size: Over 200kW | Other | 2020 | July Monthly Peak | 7 | 1521.7377
Program SpecificSize: Over 200kWOther2020June Monthly Peak | Program Specific | Size: Over 200kW | Other | 2020 | June Monthly Peak | 6 | 1521.7377
Program SpecificSize: Over 200kWOther2020March Monthly Peak | Program Specific | Size: Over 200kW | Other | 2020 | March Monthly Peak | 3 | 1521.7377
Program SpecificSize: Over 200kWOther2020May Monthly Peak | Program Specific | Size: Over 200kW | Other | 2020 | May Monthly Peak | 5 | 1521.7377
Program SpecificSize: Over 200kWOther2020November Monthly Peak | Program Specific | Size: Over 200kW | Other | 2020 | November Monthly Peak | 11 | 1521.7377
Program SpecificSize: Over 200kWOther2020October Monthly Peak | Program Specific | Size: Over 200kW | Other | 2020 | October Monthly Peak | 10 | 1521.7377
Program SpecificSize: Over 200kWOther2020September Monthly Peak | Program Specific | Size: Over 200kW | Other | 2020 | September Monthly Peak | 9 | 1521.7377
Program SpecificSize: Over 200kWOther2020Typical Event Day | Program Specific | Size: Over 200kW | Other | 2020 | Typical Event Day | 8 | 1521.7377
Program SpecificSize: Over 200kWOther2021April Monthly Peak | Program Specific | Size: Over 200kW | Other | 2021 | April Monthly Peak | 4 | 1526.303
Program SpecificSize: Over 200kWOther2021August Monthly Peak | Program Specific | Size: Over 200kW | Other | 2021 | August Monthly Peak | 8 | 1526.303
Program SpecificSize: Over 200kWOther2021December Monthly Peak | Program Specific | Size: Over 200kW | Other | 2021 | December Monthly Peak | 12 | 1526.303
Program SpecificSize: Over 200kWOther2021February Monthly Peak | Program Specific | Size: Over 200kW | Other | 2021 | February Monthly Peak | 2 | 1526.303
Program SpecificSize: Over 200kWOther2021January Monthly Peak | Program Specific | Size: Over 200kW | Other | 2021 | January Monthly Peak | 1 | 1526.303
Program SpecificSize: Over 200kWOther2021July Monthly Peak | Program Specific | Size: Over 200kW | Other | 2021 | July Monthly Peak | 7 | 1526.303
Program SpecificSize: Over 200kWOther2021June Monthly Peak | Program Specific | Size: Over 200kW | Other | 2021 | June Monthly Peak | 6 | 1526.303
Program SpecificSize: Over 200kWOther2021March Monthly Peak | Program Specific | Size: Over 200kW | Other | 2021 | March Monthly Peak | 3 | 1526.303
Program SpecificSize: Over 200kWOther2021May Monthly Peak | Program Specific | Size: Over 200kW | Other | 2021 | May Monthly Peak | 5 | 1526.303
Program SpecificSize: Over 200kWOther2021November Monthly Peak | Program Specific | Size: Over 200kW | Other | 2021 | November Monthly Peak | 11 | 1526.303
Program SpecificSize: Over 200kWOther2021October Monthly Peak | Program Specific | Size: Over 200kW | Other | 2021 | October Monthly Peak | 10 | 1526.303
Program SpecificSize: Over 200kWOther2021September Monthly Peak | Program Specific | Size: Over 200kW | Other | 2021 | September Monthly Peak | 9 | 1526.303
Program SpecificSize: Over 200kWOther2021Typical Event Day | Program Specific | Size: Over 200kW | Other | 2021 | Typical Event Day | 8 | 1526.303
Program SpecificSize: Over 200kWOther2022April Monthly Peak | Program Specific | Size: Over 200kW | Other | 2022 | April Monthly Peak | 4 | 1530.8819
Program SpecificSize: Over 200kWOther2022August Monthly Peak | Program Specific | Size: Over 200kW | Other | 2022 | August Monthly Peak | 8 | 1530.8819
Program SpecificSize: Over 200kWOther2022December Monthly Peak | Program Specific | Size: Over 200kW | Other | 2022 | December Monthly Peak | 12 | 1530.8819
Program SpecificSize: Over 200kWOther2022February Monthly Peak | Program Specific | Size: Over 200kW | Other | 2022 | February Monthly Peak | 2 | 1530.8819
Program SpecificSize: Over 200kWOther2022January Monthly Peak | Program Specific | Size: Over 200kW | Other | 2022 | January Monthly Peak | 1 | 1530.8819
Program SpecificSize: Over 200kWOther2022July Monthly Peak | Program Specific | Size: Over 200kW | Other | 2022 | July Monthly Peak | 7 | 1530.8819
Program SpecificSize: Over 200kWOther2022June Monthly Peak | Program Specific | Size: Over 200kW | Other | 2022 | June Monthly Peak | 6 | 1530.8819
Program SpecificSize: Over 200kWOther2022March Monthly Peak | Program Specific | Size: Over 200kW | Other | 2022 | March Monthly Peak | 3 | 1530.8819
Program SpecificSize: Over 200kWOther2022May Monthly Peak | Program Specific | Size: Over 200kW | Other | 2022 | May Monthly Peak | 5 | 1530.8819
Program SpecificSize: Over 200kWOther2022November Monthly Peak | Program Specific | Size: Over 200kW | Other | 2022 | November Monthly Peak | 11 | 1530.8819
Program SpecificSize: Over 200kWOther2022October Monthly Peak | Program Specific | Size: Over 200kW | Other | 2022 | October Monthly Peak | 10 | 1530.8819
Program SpecificSize: Over 200kWOther2022September Monthly Peak | Program Specific | Size: Over 200kW | Other | 2022 | September Monthly Peak | 9 | 1530.8819
Program SpecificSize: Over 200kWOther2022Typical Event Day | Program Specific | Size: Over 200kW | Other | 2022 | Typical Event Day | 8 | 1530.8819
Program SpecificSize: Over 200kWOther2023April Monthly Peak | Program Specific | Size: Over 200kW | Other | 2023 | April Monthly Peak | 4 | 1535.4745
Program SpecificSize: Over 200kWOther2023August Monthly Peak | Program Specific | Size: Over 200kW | Other | 2023 | August Monthly Peak | 8 | 1535.4745
Program SpecificSize: Over 200kWOther2023December Monthly Peak | Program Specific | Size: Over 200kW | Other | 2023 | December Monthly Peak | 12 | 1535.4745
Program SpecificSize: Over 200kWOther2023February Monthly Peak | Program Specific | Size: Over 200kW | Other | 2023 | February Monthly Peak | 2 | 1535.4745
Program SpecificSize: Over 200kWOther2023January Monthly Peak | Program Specific | Size: Over 200kW | Other | 2023 | January Monthly Peak | 1 | 1535.4745
Program SpecificSize: Over 200kWOther2023July Monthly Peak | Program Specific | Size: Over 200kW | Other | 2023 | July Monthly Peak | 7 | 1535.4745
Program SpecificSize: Over 200kWOther2023June Monthly Peak | Program Specific | Size: Over 200kW | Other | 2023 | June Monthly Peak | 6 | 1535.4745
Program SpecificSize: Over 200kWOther2023March Monthly Peak | Program Specific | Size: Over 200kW | Other | 2023 | March Monthly Peak | 3 | 1535.4745
Program SpecificSize: Over 200kWOther2023May Monthly Peak | Program Specific | Size: Over 200kW | Other | 2023 | May Monthly Peak | 5 | 1535.4745
Program SpecificSize: Over 200kWOther2023November Monthly Peak | Program Specific | Size: Over 200kW | Other | 2023 | November Monthly Peak | 11 | 1535.4745
Program SpecificSize: Over 200kWOther2023October Monthly Peak | Program Specific | Size: Over 200kW | Other | 2023 | October Monthly Peak | 10 | 1535.4745
Program SpecificSize: Over 200kWOther2023September Monthly Peak | Program Specific | Size: Over 200kW | Other | 2023 | September Monthly Peak | 9 | 1535.4745
Program SpecificSize: Over 200kWOther2023Typical Event Day | Program Specific | Size: Over 200kW | Other | 2023 | Typical Event Day | 8 | 1535.4745
Program SpecificSize: Over 200kWOther2024April Monthly Peak | Program Specific | Size: Over 200kW | Other | 2024 | April Monthly Peak | 4 | 1540.0809
Program SpecificSize: Over 200kWOther2024August Monthly Peak | Program Specific | Size: Over 200kW | Other | 2024 | August Monthly Peak | 8 | 1540.0809
Program SpecificSize: Over 200kWOther2024December Monthly Peak | Program Specific | Size: Over 200kW | Other | 2024 | December Monthly Peak | 12 | 1540.0809
Program SpecificSize: Over 200kWOther2024February Monthly Peak | Program Specific | Size: Over 200kW | Other | 2024 | February Monthly Peak | 2 | 1540.0809
Program SpecificSize: Over 200kWOther2024January Monthly Peak | Program Specific | Size: Over 200kW | Other | 2024 | January Monthly Peak | 1 | 1540.0809
Program SpecificSize: Over 200kWOther2024July Monthly Peak | Program Specific | Size: Over 200kW | Other | 2024 | July Monthly Peak | 7 | 1540.0809
Program SpecificSize: Over 200kWOther2024June Monthly Peak | Program Specific | Size: Over 200kW | Other | 2024 | June Monthly Peak | 6 | 1540.0809
Program SpecificSize: Over 200kWOther2024March Monthly Peak | Program Specific | Size: Over 200kW | Other | 2024 | March Monthly Peak | 3 | 1540.0809
Program SpecificSize: Over 200kWOther2024May Monthly Peak | Program Specific | Size: Over 200kW | Other | 2024 | May Monthly Peak | 5 | 1540.0809
Program SpecificSize: Over 200kWOther2024November Monthly Peak | Program Specific | Size: Over 200kW | Other | 2024 | November Monthly Peak | 11 | 1540.0809
Program SpecificSize: Over 200kWOther2024October Monthly Peak | Program Specific | Size: Over 200kW | Other | 2024 | October Monthly Peak | 10 | 1540.0809
Program SpecificSize: Over 200kWOther2024September Monthly Peak | Program Specific | Size: Over 200kW | Other | 2024 | September Monthly Peak | 9 | 1540.0809
Program SpecificSize: Over 200kWOther2024Typical Event Day | Program Specific | Size: Over 200kW | Other | 2024 | Typical Event Day | 8 | 1540.0809
Program SpecificSize: Over 200kWOther2025April Monthly Peak | Program Specific | Size: Over 200kW | Other | 2025 | April Monthly Peak | 4 | 1544.7012
Program SpecificSize: Over 200kWOther2025August Monthly Peak | Program Specific | Size: Over 200kW | Other | 2025 | August Monthly Peak | 8 | 1544.7012
Program SpecificSize: Over 200kWOther2025December Monthly Peak | Program Specific | Size: Over 200kW | Other | 2025 | December Monthly Peak | 12 | 1544.7012
Program SpecificSize: Over 200kWOther2025February Monthly Peak | Program Specific | Size: Over 200kW | Other | 2025 | February Monthly Peak | 2 | 1544.7012
Program SpecificSize: Over 200kWOther2025January Monthly Peak | Program Specific | Size: Over 200kW | Other | 2025 | January Monthly Peak | 1 | 1544.7012
Program SpecificSize: Over 200kWOther2025July Monthly Peak | Program Specific | Size: Over 200kW | Other | 2025 | July Monthly Peak | 7 | 1544.7012
Program SpecificSize: Over 200kWOther2025June Monthly Peak | Program Specific | Size: Over 200kW | Other | 2025 | June Monthly Peak | 6 | 1544.7012
Program SpecificSize: Over 200kWOther2025March Monthly Peak | Program Specific | Size: Over 200kW | Other | 2025 | March Monthly Peak | 3 | 1544.7012
Program SpecificSize: Over 200kWOther2025May Monthly Peak | Program Specific | Size: Over 200kW | Other | 2025 | May Monthly Peak | 5 | 1544.7012
Program SpecificSize: Over 200kWOther2025November Monthly Peak | Program Specific | Size: Over 200kW | Other | 2025 | November Monthly Peak | 11 | 1544.7012
Program SpecificSize: Over 200kWOther2025October Monthly Peak | Program Specific | Size: Over 200kW | Other | 2025 | October Monthly Peak | 10 | 1544.7012
Program SpecificSize: Over 200kWOther2025September Monthly Peak | Program Specific | Size: Over 200kW | Other | 2025 | September Monthly Peak | 9 | 1544.7012
Program SpecificSize: Over 200kWOther2025Typical Event Day | Program Specific | Size: Over 200kW | Other | 2025 | Typical Event Day | 8 | 1544.7012
Program SpecificSize: Over 200kWOther2026April Monthly Peak | Program Specific | Size: Over 200kW | Other | 2026 | April Monthly Peak | 4 | 1549.3353
Program SpecificSize: Over 200kWOther2026August Monthly Peak | Program Specific | Size: Over 200kW | Other | 2026 | August Monthly Peak | 8 | 1549.3353
Program SpecificSize: Over 200kWOther2026December Monthly Peak | Program Specific | Size: Over 200kW | Other | 2026 | December Monthly Peak | 12 | 1549.3353
Program SpecificSize: Over 200kWOther2026February Monthly Peak | Program Specific | Size: Over 200kW | Other | 2026 | February Monthly Peak | 2 | 1549.3353
Program SpecificSize: Over 200kWOther2026January Monthly Peak | Program Specific | Size: Over 200kW | Other | 2026 | January Monthly Peak | 1 | 1549.3353
Program SpecificSize: Over 200kWOther2026July Monthly Peak | Program Specific | Size: Over 200kW | Other | 2026 | July Monthly Peak | 7 | 1549.3353
Program SpecificSize: Over 200kWOther2026June Monthly Peak | Program Specific | Size: Over 200kW | Other | 2026 | June Monthly Peak | 6 | 1549.3353
Program SpecificSize: Over 200kWOther2026March Monthly Peak | Program Specific | Size: Over 200kW | Other | 2026 | March Monthly Peak | 3 | 1549.3353
Program SpecificSize: Over 200kWOther2026May Monthly Peak | Program Specific | Size: Over 200kW | Other | 2026 | May Monthly Peak | 5 | 1549.3353
Program SpecificSize: Over 200kWOther2026November Monthly Peak | Program Specific | Size: Over 200kW | Other | 2026 | November Monthly Peak | 11 | 1549.3353
Program SpecificSize: Over 200kWOther2026October Monthly Peak | Program Specific | Size: Over 200kW | Other | 2026 | October Monthly Peak | 10 | 1549.3353
Program SpecificSize: Over 200kWOther2026September Monthly Peak | Program Specific | Size: Over 200kW | Other | 2026 | September Monthly Peak | 9 | 1549.3353
Program SpecificSize: Over 200kWOther2026Typical Event Day | Program Specific | Size: Over 200kW | Other | 2026 | Typical Event Day | 8 | 1549.3353
Program SpecificSize: Over 200kWSouth of Lugo2015April Monthly Peak | Program Specific | Size: Over 200kW | South of Lugo | 2015 | April Monthly Peak | 4 | 290.2615
Program SpecificSize: Over 200kWSouth of Lugo2015August Monthly Peak | Program Specific | Size: Over 200kW | South of Lugo | 2015 | August Monthly Peak | 8 | 290.2615
Program SpecificSize: Over 200kWSouth of Lugo2015December Monthly Peak | Program Specific | Size: Over 200kW | South of Lugo | 2015 | December Monthly Peak | 12 | 290.2615
Program SpecificSize: Over 200kWSouth of Lugo2015February Monthly Peak | Program Specific | Size: Over 200kW | South of Lugo | 2015 | February Monthly Peak | 2 | 290.2615
Program SpecificSize: Over 200kWSouth of Lugo2015January Monthly Peak | Program Specific | Size: Over 200kW | South of Lugo | 2015 | January Monthly Peak | 1 | 290.2615
Program SpecificSize: Over 200kWSouth of Lugo2015July Monthly Peak | Program Specific | Size: Over 200kW | South of Lugo | 2015 | July Monthly Peak | 7 | 290.2615
Program SpecificSize: Over 200kWSouth of Lugo2015June Monthly Peak | Program Specific | Size: Over 200kW | South of Lugo | 2015 | June Monthly Peak | 6 | 290.2615
Program SpecificSize: Over 200kWSouth of Lugo2015March Monthly Peak | Program Specific | Size: Over 200kW | South of Lugo | 2015 | March Monthly Peak | 3 | 290.2615
Program SpecificSize: Over 200kWSouth of Lugo2015May Monthly Peak | Program Specific | Size: Over 200kW | South of Lugo | 2015 | May Monthly Peak | 5 | 290.2615
Program SpecificSize: Over 200kWSouth of Lugo2015November Monthly Peak | Program Specific | Size: Over 200kW | South of Lugo | 2015 | November Monthly Peak | 11 | 290.2615
Program SpecificSize: Over 200kWSouth of Lugo2015October Monthly Peak | Program Specific | Size: Over 200kW | South of Lugo | 2015 | October Monthly Peak | 10 | 290.2615
Program SpecificSize: Over 200kWSouth of Lugo2015September Monthly Peak | Program Specific | Size: Over 200kW | South of Lugo | 2015 | September Monthly Peak | 9 | 290.2615
Program SpecificSize: Over 200kWSouth of Lugo2015Typical Event Day | Program Specific | Size: Over 200kW | South of Lugo | 2015 | Typical Event Day | 8 | 290.2615
Program SpecificSize: Over 200kWSouth of Lugo2016April Monthly Peak | Program Specific | Size: Over 200kW | South of Lugo | 2016 | April Monthly Peak | 4 | 290.2615
Program SpecificSize: Over 200kWSouth of Lugo2016August Monthly Peak | Program Specific | Size: Over 200kW | South of Lugo | 2016 | August Monthly Peak | 8 | 290.2615
Program SpecificSize: Over 200kWSouth of Lugo2016December Monthly Peak | Program Specific | Size: Over 200kW | South of Lugo | 2016 | December Monthly Peak | 12 | 290.2615
Program SpecificSize: Over 200kWSouth of Lugo2016February Monthly Peak | Program Specific | Size: Over 200kW | South of Lugo | 2016 | February Monthly Peak | 2 | 290.2615
Program SpecificSize: Over 200kWSouth of Lugo2016January Monthly Peak | Program Specific | Size: Over 200kW | South of Lugo | 2016 | January Monthly Peak | 1 | 290.2615
Program SpecificSize: Over 200kWSouth of Lugo2016July Monthly Peak | Program Specific | Size: Over 200kW | South of Lugo | 2016 | July Monthly Peak | 7 | 290.2615
Program SpecificSize: Over 200kWSouth of Lugo2016June Monthly Peak | Program Specific | Size: Over 200kW | South of Lugo | 2016 | June Monthly Peak | 6 | 290.2615
Program SpecificSize: Over 200kWSouth of Lugo2016March Monthly Peak | Program Specific | Size: Over 200kW | South of Lugo | 2016 | March Monthly Peak | 3 | 290.2615
Program SpecificSize: Over 200kWSouth of Lugo2016May Monthly Peak | Program Specific | Size: Over 200kW | South of Lugo | 2016 | May Monthly Peak | 5 | 290.2615
Program SpecificSize: Over 200kWSouth of Lugo2016November Monthly Peak | Program Specific | Size: Over 200kW | South of Lugo | 2016 | November Monthly Peak | 11 | 290.2615
Program SpecificSize: Over 200kWSouth of Lugo2016October Monthly Peak | Program Specific | Size: Over 200kW | South of Lugo | 2016 | October Monthly Peak | 10 | 290.2615
Program SpecificSize: Over 200kWSouth of Lugo2016September Monthly Peak | Program Specific | Size: Over 200kW | South of Lugo | 2016 | September Monthly Peak | 9 | 290.2615
Program SpecificSize: Over 200kWSouth of Lugo2016Typical Event Day | Program Specific | Size: Over 200kW | South of Lugo | 2016 | Typical Event Day | 8 | 290.2615
Program SpecificSize: Over 200kWSouth of Lugo2017April Monthly Peak | Program Specific | Size: Over 200kW | South of Lugo | 2017 | April Monthly Peak | 4 | 292.3804
Program SpecificSize: Over 200kWSouth of Lugo2017August Monthly Peak | Program Specific | Size: Over 200kW | South of Lugo | 2017 | August Monthly Peak | 8 | 292.3804
Program SpecificSize: Over 200kWSouth of Lugo2017December Monthly Peak | Program Specific | Size: Over 200kW | South of Lugo | 2017 | December Monthly Peak | 12 | 292.3804
Program SpecificSize: Over 200kWSouth of Lugo2017February Monthly Peak | Program Specific | Size: Over 200kW | South of Lugo | 2017 | February Monthly Peak | 2 | 292.3804
Program SpecificSize: Over 200kWSouth of Lugo2017January Monthly Peak | Program Specific | Size: Over 200kW | South of Lugo | 2017 | January Monthly Peak | 1 | 292.3804
Program SpecificSize: Over 200kWSouth of Lugo2017July Monthly Peak | Program Specific | Size: Over 200kW | South of Lugo | 2017 | July Monthly Peak | 7 | 292.3804
Program SpecificSize: Over 200kWSouth of Lugo2017June Monthly Peak | Program Specific | Size: Over 200kW | South of Lugo | 2017 | June Monthly Peak | 6 | 292.3804
Program SpecificSize: Over 200kWSouth of Lugo2017March Monthly Peak | Program Specific | Size: Over 200kW | South of Lugo | 2017 | March Monthly Peak | 3 | 292.3804
Program SpecificSize: Over 200kWSouth of Lugo2017May Monthly Peak | Program Specific | Size: Over 200kW | South of Lugo | 2017 | May Monthly Peak | 5 | 292.3804
Program SpecificSize: Over 200kWSouth of Lugo2017November Monthly Peak | Program Specific | Size: Over 200kW | South of Lugo | 2017 | November Monthly Peak | 11 | 292.3804
Program SpecificSize: Over 200kWSouth of Lugo2017October Monthly Peak | Program Specific | Size: Over 200kW | South of Lugo | 2017 | October Monthly Peak | 10 | 292.3804
Program SpecificSize: Over 200kWSouth of Lugo2017September Monthly Peak | Program Specific | Size: Over 200kW | South of Lugo | 2017 | September Monthly Peak | 9 | 292.3804
Program SpecificSize: Over 200kWSouth of Lugo2017Typical Event Day | Program Specific | Size: Over 200kW | South of Lugo | 2017 | Typical Event Day | 8 | 292.3804
Program SpecificSize: Over 200kWSouth of Lugo2018April Monthly Peak | Program Specific | Size: Over 200kW | South of Lugo | 2018 | April Monthly Peak | 4 | 293.2575
Program SpecificSize: Over 200kWSouth of Lugo2018August Monthly Peak | Program Specific | Size: Over 200kW | South of Lugo | 2018 | August Monthly Peak | 8 | 293.2575
Program SpecificSize: Over 200kWSouth of Lugo2018December Monthly Peak | Program Specific | Size: Over 200kW | South of Lugo | 2018 | December Monthly Peak | 12 | 293.2575
Program SpecificSize: Over 200kWSouth of Lugo2018February Monthly Peak | Program Specific | Size: Over 200kW | South of Lugo | 2018 | February Monthly Peak | 2 | 293.2575
Program SpecificSize: Over 200kWSouth of Lugo2018January Monthly Peak | Program Specific | Size: Over 200kW | South of Lugo | 2018 | January Monthly Peak | 1 | 293.2575
Program SpecificSize: Over 200kWSouth of Lugo2018July Monthly Peak | Program Specific | Size: Over 200kW | South of Lugo | 2018 | July Monthly Peak | 7 | 293.2575
Program SpecificSize: Over 200kWSouth of Lugo2018June Monthly Peak | Program Specific | Size: Over 200kW | South of Lugo | 2018 | June Monthly Peak | 6 | 293.2575
Program SpecificSize: Over 200kWSouth of Lugo2018March Monthly Peak | Program Specific | Size: Over 200kW | South of Lugo | 2018 | March Monthly Peak | 3 | 293.2575
Program SpecificSize: Over 200kWSouth of Lugo2018May Monthly Peak | Program Specific | Size: Over 200kW | South of Lugo | 2018 | May Monthly Peak | 5 | 293.2575
Program SpecificSize: Over 200kWSouth of Lugo2018November Monthly Peak | Program Specific | Size: Over 200kW | South of Lugo | 2018 | November Monthly Peak | 11 | 293.2575
Program SpecificSize: Over 200kWSouth of Lugo2018October Monthly Peak | Program Specific | Size: Over 200kW | South of Lugo | 2018 | October Monthly Peak | 10 | 293.2575
Program SpecificSize: Over 200kWSouth of Lugo2018September Monthly Peak | Program Specific | Size: Over 200kW | South of Lugo | 2018 | September Monthly Peak | 9 | 293.2575
Program SpecificSize: Over 200kWSouth of Lugo2018Typical Event Day | Program Specific | Size: Over 200kW | South of Lugo | 2018 | Typical Event Day | 8 | 293.2575
Program SpecificSize: Over 200kWSouth of Lugo2019April Monthly Peak | Program Specific | Size: Over 200kW | South of Lugo | 2019 | April Monthly Peak | 4 | 294.1373
Program SpecificSize: Over 200kWSouth of Lugo2019August Monthly Peak | Program Specific | Size: Over 200kW | South of Lugo | 2019 | August Monthly Peak | 8 | 294.1373
Program SpecificSize: Over 200kWSouth of Lugo2019December Monthly Peak | Program Specific | Size: Over 200kW | South of Lugo | 2019 | December Monthly Peak | 12 | 294.1373
Program SpecificSize: Over 200kWSouth of Lugo2019February Monthly Peak | Program Specific | Size: Over 200kW | South of Lugo | 2019 | February Monthly Peak | 2 | 294.1373
Program SpecificSize: Over 200kWSouth of Lugo2019January Monthly Peak | Program Specific | Size: Over 200kW | South of Lugo | 2019 | January Monthly Peak | 1 | 294.1373
Program SpecificSize: Over 200kWSouth of Lugo2019July Monthly Peak | Program Specific | Size: Over 200kW | South of Lugo | 2019 | July Monthly Peak | 7 | 294.1373
Program SpecificSize: Over 200kWSouth of Lugo2019June Monthly Peak | Program Specific | Size: Over 200kW | South of Lugo | 2019 | June Monthly Peak | 6 | 294.1373
Program SpecificSize: Over 200kWSouth of Lugo2019March Monthly Peak | Program Specific | Size: Over 200kW | South of Lugo | 2019 | March Monthly Peak | 3 | 294.1373
Program SpecificSize: Over 200kWSouth of Lugo2019May Monthly Peak | Program Specific | Size: Over 200kW | South of Lugo | 2019 | May Monthly Peak | 5 | 294.1373
Program SpecificSize: Over 200kWSouth of Lugo2019November Monthly Peak | Program Specific | Size: Over 200kW | South of Lugo | 2019 | November Monthly Peak | 11 | 294.1373
Program SpecificSize: Over 200kWSouth of Lugo2019October Monthly Peak | Program Specific | Size: Over 200kW | South of Lugo | 2019 | October Monthly Peak | 10 | 294.1373
Program SpecificSize: Over 200kWSouth of Lugo2019September Monthly Peak | Program Specific | Size: Over 200kW | South of Lugo | 2019 | September Monthly Peak | 9 | 294.1373
Program SpecificSize: Over 200kWSouth of Lugo2019Typical Event Day | Program Specific | Size: Over 200kW | South of Lugo | 2019 | Typical Event Day | 8 | 294.1373
Program SpecificSize: Over 200kWSouth of Lugo2020April Monthly Peak | Program Specific | Size: Over 200kW | South of Lugo | 2020 | April Monthly Peak | 4 | 295.0197
Program SpecificSize: Over 200kWSouth of Lugo2020August Monthly Peak | Program Specific | Size: Over 200kW | South of Lugo | 2020 | August Monthly Peak | 8 | 295.0197
Program SpecificSize: Over 200kWSouth of Lugo2020December Monthly Peak | Program Specific | Size: Over 200kW | South of Lugo | 2020 | December Monthly Peak | 12 | 295.0197
Program SpecificSize: Over 200kWSouth of Lugo2020February Monthly Peak | Program Specific | Size: Over 200kW | South of Lugo | 2020 | February Monthly Peak | 2 | 295.0197
Program SpecificSize: Over 200kWSouth of Lugo2020January Monthly Peak | Program Specific | Size: Over 200kW | South of Lugo | 2020 | January Monthly Peak | 1 | 295.0197
Program SpecificSize: Over 200kWSouth of Lugo2020July Monthly Peak | Program Specific | Size: Over 200kW | South of Lugo | 2020 | July Monthly Peak | 7 | 295.0197
Program SpecificSize: Over 200kWSouth of Lugo2020June Monthly Peak | Program Specific | Size: Over 200kW | South of Lugo | 2020 | June Monthly Peak | 6 | 295.0197
Program SpecificSize: Over 200kWSouth of Lugo2020March Monthly Peak | Program Specific | Size: Over 200kW | South of Lugo | 2020 | March Monthly Peak | 3 | 295.0197
Program SpecificSize: Over 200kWSouth of Lugo2020May Monthly Peak | Program Specific | Size: Over 200kW | South of Lugo | 2020 | May Monthly Peak | 5 | 295.0197
Program SpecificSize: Over 200kWSouth of Lugo2020November Monthly Peak | Program Specific | Size: Over 200kW | South of Lugo | 2020 | November Monthly Peak | 11 | 295.0197
Program SpecificSize: Over 200kWSouth of Lugo2020October Monthly Peak | Program Specific | Size: Over 200kW | South of Lugo | 2020 | October Monthly Peak | 10 | 295.0197
Program SpecificSize: Over 200kWSouth of Lugo2020September Monthly Peak | Program Specific | Size: Over 200kW | South of Lugo | 2020 | September Monthly Peak | 9 | 295.0197
Program SpecificSize: Over 200kWSouth of Lugo2020Typical Event Day | Program Specific | Size: Over 200kW | South of Lugo | 2020 | Typical Event Day | 8 | 295.0197
Program SpecificSize: Over 200kWSouth of Lugo2021April Monthly Peak | Program Specific | Size: Over 200kW | South of Lugo | 2021 | April Monthly Peak | 4 | 295.9048
Program SpecificSize: Over 200kWSouth of Lugo2021August Monthly Peak | Program Specific | Size: Over 200kW | South of Lugo | 2021 | August Monthly Peak | 8 | 295.9048
Program SpecificSize: Over 200kWSouth of Lugo2021December Monthly Peak | Program Specific | Size: Over 200kW | South of Lugo | 2021 | December Monthly Peak | 12 | 295.9048
Program SpecificSize: Over 200kWSouth of Lugo2021February Monthly Peak | Program Specific | Size: Over 200kW | South of Lugo | 2021 | February Monthly Peak | 2 | 295.9048
Program SpecificSize: Over 200kWSouth of Lugo2021January Monthly Peak | Program Specific | Size: Over 200kW | South of Lugo | 2021 | January Monthly Peak | 1 | 295.9048
Program SpecificSize: Over 200kWSouth of Lugo2021July Monthly Peak | Program Specific | Size: Over 200kW | South of Lugo | 2021 | July Monthly Peak | 7 | 295.9048
Program SpecificSize: Over 200kWSouth of Lugo2021June Monthly Peak | Program Specific | Size: Over 200kW | South of Lugo | 2021 | June Monthly Peak | 6 | 295.9048
Program SpecificSize: Over 200kWSouth of Lugo2021March Monthly Peak | Program Specific | Size: Over 200kW | South of Lugo | 2021 | March Monthly Peak | 3 | 295.9048
Program SpecificSize: Over 200kWSouth of Lugo2021May Monthly Peak | Program Specific | Size: Over 200kW | South of Lugo | 2021 | May Monthly Peak | 5 | 295.9048
Program SpecificSize: Over 200kWSouth of Lugo2021November Monthly Peak | Program Specific | Size: Over 200kW | South of Lugo | 2021 | November Monthly Peak | 11 | 295.9048
Program SpecificSize: Over 200kWSouth of Lugo2021October Monthly Peak | Program Specific | Size: Over 200kW | South of Lugo | 2021 | October Monthly Peak | 10 | 295.9048
Program SpecificSize: Over 200kWSouth of Lugo2021September Monthly Peak | Program Specific | Size: Over 200kW | South of Lugo | 2021 | September Monthly Peak | 9 | 295.9048
Program SpecificSize: Over 200kWSouth of Lugo2021Typical Event Day | Program Specific | Size: Over 200kW | South of Lugo | 2021 | Typical Event Day | 8 | 295.9048
Program SpecificSize: Over 200kWSouth of Lugo2022April Monthly Peak | Program Specific | Size: Over 200kW | South of Lugo | 2022 | April Monthly Peak | 4 | 296.7925
Program SpecificSize: Over 200kWSouth of Lugo2022August Monthly Peak | Program Specific | Size: Over 200kW | South of Lugo | 2022 | August Monthly Peak | 8 | 296.7925
Program SpecificSize: Over 200kWSouth of Lugo2022December Monthly Peak | Program Specific | Size: Over 200kW | South of Lugo | 2022 | December Monthly Peak | 12 | 296.7925
Program SpecificSize: Over 200kWSouth of Lugo2022February Monthly Peak | Program Specific | Size: Over 200kW | South of Lugo | 2022 | February Monthly Peak | 2 | 296.7925
Program SpecificSize: Over 200kWSouth of Lugo2022January Monthly Peak | Program Specific | Size: Over 200kW | South of Lugo | 2022 | January Monthly Peak | 1 | 296.7925
Program SpecificSize: Over 200kWSouth of Lugo2022July Monthly Peak | Program Specific | Size: Over 200kW | South of Lugo | 2022 | July Monthly Peak | 7 | 296.7925
Program SpecificSize: Over 200kWSouth of Lugo2022June Monthly Peak | Program Specific | Size: Over 200kW | South of Lugo | 2022 | June Monthly Peak | 6 | 296.7925
Program SpecificSize: Over 200kWSouth of Lugo2022March Monthly Peak | Program Specific | Size: Over 200kW | South of Lugo | 2022 | March Monthly Peak | 3 | 296.7925
Program SpecificSize: Over 200kWSouth of Lugo2022May Monthly Peak | Program Specific | Size: Over 200kW | South of Lugo | 2022 | May Monthly Peak | 5 | 296.7925
Program SpecificSize: Over 200kWSouth of Lugo2022November Monthly Peak | Program Specific | Size: Over 200kW | South of Lugo | 2022 | November Monthly Peak | 11 | 296.7925
Program SpecificSize: Over 200kWSouth of Lugo2022October Monthly Peak | Program Specific | Size: Over 200kW | South of Lugo | 2022 | October Monthly Peak | 10 | 296.7925
Program SpecificSize: Over 200kWSouth of Lugo2022September Monthly Peak | Program Specific | Size: Over 200kW | South of Lugo | 2022 | September Monthly Peak | 9 | 296.7925
Program SpecificSize: Over 200kWSouth of Lugo2022Typical Event Day | Program Specific | Size: Over 200kW | South of Lugo | 2022 | Typical Event Day | 8 | 296.7925
Program SpecificSize: Over 200kWSouth of Lugo2023April Monthly Peak | Program Specific | Size: Over 200kW | South of Lugo | 2023 | April Monthly Peak | 4 | 297.6829
Program SpecificSize: Over 200kWSouth of Lugo2023August Monthly Peak | Program Specific | Size: Over 200kW | South of Lugo | 2023 | August Monthly Peak | 8 | 297.6829
Program SpecificSize: Over 200kWSouth of Lugo2023December Monthly Peak | Program Specific | Size: Over 200kW | South of Lugo | 2023 | December Monthly Peak | 12 | 297.6829
Program SpecificSize: Over 200kWSouth of Lugo2023February Monthly Peak | Program Specific | Size: Over 200kW | South of Lugo | 2023 | February Monthly Peak | 2 | 297.6829
Program SpecificSize: Over 200kWSouth of Lugo2023January Monthly Peak | Program Specific | Size: Over 200kW | South of Lugo | 2023 | January Monthly Peak | 1 | 297.6829
Program SpecificSize: Over 200kWSouth of Lugo2023July Monthly Peak | Program Specific | Size: Over 200kW | South of Lugo | 2023 | July Monthly Peak | 7 | 297.6829
Program SpecificSize: Over 200kWSouth of Lugo2023June Monthly Peak | Program Specific | Size: Over 200kW | South of Lugo | 2023 | June Monthly Peak | 6 | 297.6829
Program SpecificSize: Over 200kWSouth of Lugo2023March Monthly Peak | Program Specific | Size: Over 200kW | South of Lugo | 2023 | March Monthly Peak | 3 | 297.6829
Program SpecificSize: Over 200kWSouth of Lugo2023May Monthly Peak | Program Specific | Size: Over 200kW | South of Lugo | 2023 | May Monthly Peak | 5 | 297.6829
Program SpecificSize: Over 200kWSouth of Lugo2023November Monthly Peak | Program Specific | Size: Over 200kW | South of Lugo | 2023 | November Monthly Peak | 11 | 297.6829
Program SpecificSize: Over 200kWSouth of Lugo2023October Monthly Peak | Program Specific | Size: Over 200kW | South of Lugo | 2023 | October Monthly Peak | 10 | 297.6829
Program SpecificSize: Over 200kWSouth of Lugo2023September Monthly Peak | Program Specific | Size: Over 200kW | South of Lugo | 2023 | September Monthly Peak | 9 | 297.6829
Program SpecificSize: Over 200kWSouth of Lugo2023Typical Event Day | Program Specific | Size: Over 200kW | South of Lugo | 2023 | Typical Event Day | 8 | 297.6829
Program SpecificSize: Over 200kWSouth of Lugo2024April Monthly Peak | Program Specific | Size: Over 200kW | South of Lugo | 2024 | April Monthly Peak | 4 | 298.5759
Program SpecificSize: Over 200kWSouth of Lugo2024August Monthly Peak | Program Specific | Size: Over 200kW | South of Lugo | 2024 | August Monthly Peak | 8 | 298.5759
Program SpecificSize: Over 200kWSouth of Lugo2024December Monthly Peak | Program Specific | Size: Over 200kW | South of Lugo | 2024 | December Monthly Peak | 12 | 298.5759
Program SpecificSize: Over 200kWSouth of Lugo2024February Monthly Peak | Program Specific | Size: Over 200kW | South of Lugo | 2024 | February Monthly Peak | 2 | 298.5759
Program SpecificSize: Over 200kWSouth of Lugo2024January Monthly Peak | Program Specific | Size: Over 200kW | South of Lugo | 2024 | January Monthly Peak | 1 | 298.5759
Program SpecificSize: Over 200kWSouth of Lugo2024July Monthly Peak | Program Specific | Size: Over 200kW | South of Lugo | 2024 | July Monthly Peak | 7 | 298.5759
Program SpecificSize: Over 200kWSouth of Lugo2024June Monthly Peak | Program Specific | Size: Over 200kW | South of Lugo | 2024 | June Monthly Peak | 6 | 298.5759
Program SpecificSize: Over 200kWSouth of Lugo2024March Monthly Peak | Program Specific | Size: Over 200kW | South of Lugo | 2024 | March Monthly Peak | 3 | 298.5759
Program SpecificSize: Over 200kWSouth of Lugo2024May Monthly Peak | Program Specific | Size: Over 200kW | South of Lugo | 2024 | May Monthly Peak | 5 | 298.5759
Program SpecificSize: Over 200kWSouth of Lugo2024November Monthly Peak | Program Specific | Size: Over 200kW | South of Lugo | 2024 | November Monthly Peak | 11 | 298.5759
Program SpecificSize: Over 200kWSouth of Lugo2024October Monthly Peak | Program Specific | Size: Over 200kW | South of Lugo | 2024 | October Monthly Peak | 10 | 298.5759
Program SpecificSize: Over 200kWSouth of Lugo2024September Monthly Peak | Program Specific | Size: Over 200kW | South of Lugo | 2024 | September Monthly Peak | 9 | 298.5759
Program SpecificSize: Over 200kWSouth of Lugo2024Typical Event Day | Program Specific | Size: Over 200kW | South of Lugo | 2024 | Typical Event Day | 8 | 298.5759
Program SpecificSize: Over 200kWSouth of Lugo2025April Monthly Peak | Program Specific | Size: Over 200kW | South of Lugo | 2025 | April Monthly Peak | 4 | 299.4717
Program SpecificSize: Over 200kWSouth of Lugo2025August Monthly Peak | Program Specific | Size: Over 200kW | South of Lugo | 2025 | August Monthly Peak | 8 | 299.4717
Program SpecificSize: Over 200kWSouth of Lugo2025December Monthly Peak | Program Specific | Size: Over 200kW | South of Lugo | 2025 | December Monthly Peak | 12 | 299.4717
Program SpecificSize: Over 200kWSouth of Lugo2025February Monthly Peak | Program Specific | Size: Over 200kW | South of Lugo | 2025 | February Monthly Peak | 2 | 299.4717
Program SpecificSize: Over 200kWSouth of Lugo2025January Monthly Peak | Program Specific | Size: Over 200kW | South of Lugo | 2025 | January Monthly Peak | 1 | 299.4717
Program SpecificSize: Over 200kWSouth of Lugo2025July Monthly Peak | Program Specific | Size: Over 200kW | South of Lugo | 2025 | July Monthly Peak | 7 | 299.4717
Program SpecificSize: Over 200kWSouth of Lugo2025June Monthly Peak | Program Specific | Size: Over 200kW | South of Lugo | 2025 | June Monthly Peak | 6 | 299.4717
Program SpecificSize: Over 200kWSouth of Lugo2025March Monthly Peak | Program Specific | Size: Over 200kW | South of Lugo | 2025 | March Monthly Peak | 3 | 299.4717
Program SpecificSize: Over 200kWSouth of Lugo2025May Monthly Peak | Program Specific | Size: Over 200kW | South of Lugo | 2025 | May Monthly Peak | 5 | 299.4717
Program SpecificSize: Over 200kWSouth of Lugo2025November Monthly Peak | Program Specific | Size: Over 200kW | South of Lugo | 2025 | November Monthly Peak | 11 | 299.4717
Program SpecificSize: Over 200kWSouth of Lugo2025October Monthly Peak | Program Specific | Size: Over 200kW | South of Lugo | 2025 | October Monthly Peak | 10 | 299.4717
Program SpecificSize: Over 200kWSouth of Lugo2025September Monthly Peak | Program Specific | Size: Over 200kW | South of Lugo | 2025 | September Monthly Peak | 9 | 299.4717
Program SpecificSize: Over 200kWSouth of Lugo2025Typical Event Day | Program Specific | Size: Over 200kW | South of Lugo | 2025 | Typical Event Day | 8 | 299.4717
Program SpecificSize: Over 200kWSouth of Lugo2026April Monthly Peak | Program Specific | Size: Over 200kW | South of Lugo | 2026 | April Monthly Peak | 4 | 300.3701
Program SpecificSize: Over 200kWSouth of Lugo2026August Monthly Peak | Program Specific | Size: Over 200kW | South of Lugo | 2026 | August Monthly Peak | 8 | 300.3701
Program SpecificSize: Over 200kWSouth of Lugo2026December Monthly Peak | Program Specific | Size: Over 200kW | South of Lugo | 2026 | December Monthly Peak | 12 | 300.3701
Program SpecificSize: Over 200kWSouth of Lugo2026February Monthly Peak | Program Specific | Size: Over 200kW | South of Lugo | 2026 | February Monthly Peak | 2 | 300.3701
Program SpecificSize: Over 200kWSouth of Lugo2026January Monthly Peak | Program Specific | Size: Over 200kW | South of Lugo | 2026 | January Monthly Peak | 1 | 300.3701
Program SpecificSize: Over 200kWSouth of Lugo2026July Monthly Peak | Program Specific | Size: Over 200kW | South of Lugo | 2026 | July Monthly Peak | 7 | 300.3701
Program SpecificSize: Over 200kWSouth of Lugo2026June Monthly Peak | Program Specific | Size: Over 200kW | South of Lugo | 2026 | June Monthly Peak | 6 | 300.3701
Program SpecificSize: Over 200kWSouth of Lugo2026March Monthly Peak | Program Specific | Size: Over 200kW | South of Lugo | 2026 | March Monthly Peak | 3 | 300.3701
Program SpecificSize: Over 200kWSouth of Lugo2026May Monthly Peak | Program Specific | Size: Over 200kW | South of Lugo | 2026 | May Monthly Peak | 5 | 300.3701
Program SpecificSize: Over 200kWSouth of Lugo2026November Monthly Peak | Program Specific | Size: Over 200kW | South of Lugo | 2026 | November Monthly Peak | 11 | 300.3701
Program SpecificSize: Over 200kWSouth of Lugo2026October Monthly Peak | Program Specific | Size: Over 200kW | South of Lugo | 2026 | October Monthly Peak | 10 | 300.3701
Program SpecificSize: Over 200kWSouth of Lugo2026September Monthly Peak | Program Specific | Size: Over 200kW | South of Lugo | 2026 | September Monthly Peak | 9 | 300.3701
Program SpecificSize: Over 200kWSouth of Lugo2026Typical Event Day | Program Specific | Size: Over 200kW | South of Lugo | 2026 | Typical Event Day | 8 | 300.3701
Program SpecificSize: Under 20 kWAll2015April Monthly Peak | Program Specific | Size: Under 20 kW | All | 2015 | April Monthly Peak | 4 | 0
Program SpecificSize: Under 20 kWAll2015August Monthly Peak | Program Specific | Size: Under 20 kW | All | 2015 | August Monthly Peak | 8 | 0
Program SpecificSize: Under 20 kWAll2015December Monthly Peak | Program Specific | Size: Under 20 kW | All | 2015 | December Monthly Peak | 12 | 0
Program SpecificSize: Under 20 kWAll2015February Monthly Peak | Program Specific | Size: Under 20 kW | All | 2015 | February Monthly Peak | 2 | 0
Program SpecificSize: Under 20 kWAll2015January Monthly Peak | Program Specific | Size: Under 20 kW | All | 2015 | January Monthly Peak | 1 | 0
Program SpecificSize: Under 20 kWAll2015July Monthly Peak | Program Specific | Size: Under 20 kW | All | 2015 | July Monthly Peak | 7 | 0
Program SpecificSize: Under 20 kWAll2015June Monthly Peak | Program Specific | Size: Under 20 kW | All | 2015 | June Monthly Peak | 6 | 0
Program SpecificSize: Under 20 kWAll2015March Monthly Peak | Program Specific | Size: Under 20 kW | All | 2015 | March Monthly Peak | 3 | 0
Program SpecificSize: Under 20 kWAll2015May Monthly Peak | Program Specific | Size: Under 20 kW | All | 2015 | May Monthly Peak | 5 | 0
Program SpecificSize: Under 20 kWAll2015November Monthly Peak | Program Specific | Size: Under 20 kW | All | 2015 | November Monthly Peak | 11 | 0
Program SpecificSize: Under 20 kWAll2015October Monthly Peak | Program Specific | Size: Under 20 kW | All | 2015 | October Monthly Peak | 10 | 0
Program SpecificSize: Under 20 kWAll2015September Monthly Peak | Program Specific | Size: Under 20 kW | All | 2015 | September Monthly Peak | 9 | 0
Program SpecificSize: Under 20 kWAll2015Typical Event Day | Program Specific | Size: Under 20 kW | All | 2015 | Typical Event Day | 8 | 0
Program SpecificSize: Under 20 kWAll2016April Monthly Peak | Program Specific | Size: Under 20 kW | All | 2016 | April Monthly Peak | 4 | 0
Program SpecificSize: Under 20 kWAll2016August Monthly Peak | Program Specific | Size: Under 20 kW | All | 2016 | August Monthly Peak | 8 | 0
Program SpecificSize: Under 20 kWAll2016December Monthly Peak | Program Specific | Size: Under 20 kW | All | 2016 | December Monthly Peak | 12 | 0
Program SpecificSize: Under 20 kWAll2016February Monthly Peak | Program Specific | Size: Under 20 kW | All | 2016 | February Monthly Peak | 2 | 0
Program SpecificSize: Under 20 kWAll2016January Monthly Peak | Program Specific | Size: Under 20 kW | All | 2016 | January Monthly Peak | 1 | 0
Program SpecificSize: Under 20 kWAll2016July Monthly Peak | Program Specific | Size: Under 20 kW | All | 2016 | July Monthly Peak | 7 | 0
Program SpecificSize: Under 20 kWAll2016June Monthly Peak | Program Specific | Size: Under 20 kW | All | 2016 | June Monthly Peak | 6 | 0
Program SpecificSize: Under 20 kWAll2016March Monthly Peak | Program Specific | Size: Under 20 kW | All | 2016 | March Monthly Peak | 3 | 0
Program SpecificSize: Under 20 kWAll2016May Monthly Peak | Program Specific | Size: Under 20 kW | All | 2016 | May Monthly Peak | 5 | 0
Program SpecificSize: Under 20 kWAll2016November Monthly Peak | Program Specific | Size: Under 20 kW | All | 2016 | November Monthly Peak | 11 | 0
Program SpecificSize: Under 20 kWAll2016October Monthly Peak | Program Specific | Size: Under 20 kW | All | 2016 | October Monthly Peak | 10 | 0
Program SpecificSize: Under 20 kWAll2016September Monthly Peak | Program Specific | Size: Under 20 kW | All | 2016 | September Monthly Peak | 9 | 0
Program SpecificSize: Under 20 kWAll2016Typical Event Day | Program Specific | Size: Under 20 kW | All | 2016 | Typical Event Day | 8 | 0
Program SpecificSize: Under 20 kWAll2017April Monthly Peak | Program Specific | Size: Under 20 kW | All | 2017 | April Monthly Peak | 4 | 0
Program SpecificSize: Under 20 kWAll2017August Monthly Peak | Program Specific | Size: Under 20 kW | All | 2017 | August Monthly Peak | 8 | 0
Program SpecificSize: Under 20 kWAll2017December Monthly Peak | Program Specific | Size: Under 20 kW | All | 2017 | December Monthly Peak | 12 | 0
Program SpecificSize: Under 20 kWAll2017February Monthly Peak | Program Specific | Size: Under 20 kW | All | 2017 | February Monthly Peak | 2 | 0
Program SpecificSize: Under 20 kWAll2017January Monthly Peak | Program Specific | Size: Under 20 kW | All | 2017 | January Monthly Peak | 1 | 0
Program SpecificSize: Under 20 kWAll2017July Monthly Peak | Program Specific | Size: Under 20 kW | All | 2017 | July Monthly Peak | 7 | 0
Program SpecificSize: Under 20 kWAll2017June Monthly Peak | Program Specific | Size: Under 20 kW | All | 2017 | June Monthly Peak | 6 | 0
Program SpecificSize: Under 20 kWAll2017March Monthly Peak | Program Specific | Size: Under 20 kW | All | 2017 | March Monthly Peak | 3 | 0
Program SpecificSize: Under 20 kWAll2017May Monthly Peak | Program Specific | Size: Under 20 kW | All | 2017 | May Monthly Peak | 5 | 0
Program SpecificSize: Under 20 kWAll2017November Monthly Peak | Program Specific | Size: Under 20 kW | All | 2017 | November Monthly Peak | 11 | 0
Program SpecificSize: Under 20 kWAll2017October Monthly Peak | Program Specific | Size: Under 20 kW | All | 2017 | October Monthly Peak | 10 | 0
Program SpecificSize: Under 20 kWAll2017September Monthly Peak | Program Specific | Size: Under 20 kW | All | 2017 | September Monthly Peak | 9 | 0
Program SpecificSize: Under 20 kWAll2017Typical Event Day | Program Specific | Size: Under 20 kW | All | 2017 | Typical Event Day | 8 | 0
Program SpecificSize: Under 20 kWAll2018April Monthly Peak | Program Specific | Size: Under 20 kW | All | 2018 | April Monthly Peak | 4 | 215205.0064
Program SpecificSize: Under 20 kWAll2018August Monthly Peak | Program Specific | Size: Under 20 kW | All | 2018 | August Monthly Peak | 8 | 215205.0064
Program SpecificSize: Under 20 kWAll2018December Monthly Peak | Program Specific | Size: Under 20 kW | All | 2018 | December Monthly Peak | 12 | 215205.0064
Program SpecificSize: Under 20 kWAll2018February Monthly Peak | Program Specific | Size: Under 20 kW | All | 2018 | February Monthly Peak | 2 | 0
Program SpecificSize: Under 20 kWAll2018January Monthly Peak | Program Specific | Size: Under 20 kW | All | 2018 | January Monthly Peak | 1 | 0
Program SpecificSize: Under 20 kWAll2018July Monthly Peak | Program Specific | Size: Under 20 kW | All | 2018 | July Monthly Peak | 7 | 215205.0064
Program SpecificSize: Under 20 kWAll2018June Monthly Peak | Program Specific | Size: Under 20 kW | All | 2018 | June Monthly Peak | 6 | 215205.0064
Program SpecificSize: Under 20 kWAll2018March Monthly Peak | Program Specific | Size: Under 20 kW | All | 2018 | March Monthly Peak | 3 | 0
Program SpecificSize: Under 20 kWAll2018May Monthly Peak | Program Specific | Size: Under 20 kW | All | 2018 | May Monthly Peak | 5 | 215205.0064
Program SpecificSize: Under 20 kWAll2018November Monthly Peak | Program Specific | Size: Under 20 kW | All | 2018 | November Monthly Peak | 11 | 215205.0064
Program SpecificSize: Under 20 kWAll2018October Monthly Peak | Program Specific | Size: Under 20 kW | All | 2018 | October Monthly Peak | 10 | 215205.0064
Program SpecificSize: Under 20 kWAll2018September Monthly Peak | Program Specific | Size: Under 20 kW | All | 2018 | September Monthly Peak | 9 | 215205.0064
Program SpecificSize: Under 20 kWAll2018Typical Event Day | Program Specific | Size: Under 20 kW | All | 2018 | Typical Event Day | 8 | 215205.0064
Program SpecificSize: Under 20 kWAll2019April Monthly Peak | Program Specific | Size: Under 20 kW | All | 2019 | April Monthly Peak | 4 | 86082.0026
Program SpecificSize: Under 20 kWAll2019August Monthly Peak | Program Specific | Size: Under 20 kW | All | 2019 | August Monthly Peak | 8 | 86082.0026
Program SpecificSize: Under 20 kWAll2019December Monthly Peak | Program Specific | Size: Under 20 kW | All | 2019 | December Monthly Peak | 12 | 86082.0026
Program SpecificSize: Under 20 kWAll2019February Monthly Peak | Program Specific | Size: Under 20 kW | All | 2019 | February Monthly Peak | 2 | 215205.0064
Program SpecificSize: Under 20 kWAll2019January Monthly Peak | Program Specific | Size: Under 20 kW | All | 2019 | January Monthly Peak | 1 | 215205.0064
Program SpecificSize: Under 20 kWAll2019July Monthly Peak | Program Specific | Size: Under 20 kW | All | 2019 | July Monthly Peak | 7 | 86082.0026
Program SpecificSize: Under 20 kWAll2019June Monthly Peak | Program Specific | Size: Under 20 kW | All | 2019 | June Monthly Peak | 6 | 86082.0026
Program SpecificSize: Under 20 kWAll2019March Monthly Peak | Program Specific | Size: Under 20 kW | All | 2019 | March Monthly Peak | 3 | 215205.0064
Program SpecificSize: Under 20 kWAll2019May Monthly Peak | Program Specific | Size: Under 20 kW | All | 2019 | May Monthly Peak | 5 | 86082.0026
Program SpecificSize: Under 20 kWAll2019November Monthly Peak | Program Specific | Size: Under 20 kW | All | 2019 | November Monthly Peak | 11 | 86082.0026
Program SpecificSize: Under 20 kWAll2019October Monthly Peak | Program Specific | Size: Under 20 kW | All | 2019 | October Monthly Peak | 10 | 86082.0026
Program SpecificSize: Under 20 kWAll2019September Monthly Peak | Program Specific | Size: Under 20 kW | All | 2019 | September Monthly Peak | 9 | 86082.0026
Program SpecificSize: Under 20 kWAll2019Typical Event Day | Program Specific | Size: Under 20 kW | All | 2019 | Typical Event Day | 8 | 86082.0026
Program SpecificSize: Under 20 kWAll2020April Monthly Peak | Program Specific | Size: Under 20 kW | All | 2020 | April Monthly Peak | 4 | 86082.0026
Program SpecificSize: Under 20 kWAll2020August Monthly Peak | Program Specific | Size: Under 20 kW | All | 2020 | August Monthly Peak | 8 | 86082.0026
Program SpecificSize: Under 20 kWAll2020December Monthly Peak | Program Specific | Size: Under 20 kW | All | 2020 | December Monthly Peak | 12 | 86082.0026
Program SpecificSize: Under 20 kWAll2020February Monthly Peak | Program Specific | Size: Under 20 kW | All | 2020 | February Monthly Peak | 2 | 86082.0026
Program SpecificSize: Under 20 kWAll2020January Monthly Peak | Program Specific | Size: Under 20 kW | All | 2020 | January Monthly Peak | 1 | 86082.0026
Program SpecificSize: Under 20 kWAll2020July Monthly Peak | Program Specific | Size: Under 20 kW | All | 2020 | July Monthly Peak | 7 | 86082.0026
Program SpecificSize: Under 20 kWAll2020June Monthly Peak | Program Specific | Size: Under 20 kW | All | 2020 | June Monthly Peak | 6 | 86082.0026
Program SpecificSize: Under 20 kWAll2020March Monthly Peak | Program Specific | Size: Under 20 kW | All | 2020 | March Monthly Peak | 3 | 86082.0026
Program SpecificSize: Under 20 kWAll2020May Monthly Peak | Program Specific | Size: Under 20 kW | All | 2020 | May Monthly Peak | 5 | 86082.0026
Program SpecificSize: Under 20 kWAll2020November Monthly Peak | Program Specific | Size: Under 20 kW | All | 2020 | November Monthly Peak | 11 | 86082.0026
Program SpecificSize: Under 20 kWAll2020October Monthly Peak | Program Specific | Size: Under 20 kW | All | 2020 | October Monthly Peak | 10 | 86082.0026
Program SpecificSize: Under 20 kWAll2020September Monthly Peak | Program Specific | Size: Under 20 kW | All | 2020 | September Monthly Peak | 9 | 86082.0026
Program SpecificSize: Under 20 kWAll2020Typical Event Day | Program Specific | Size: Under 20 kW | All | 2020 | Typical Event Day | 8 | 86082.0026
Program SpecificSize: Under 20 kWAll2021April Monthly Peak | Program Specific | Size: Under 20 kW | All | 2021 | April Monthly Peak | 4 | 86082.0026
Program SpecificSize: Under 20 kWAll2021August Monthly Peak | Program Specific | Size: Under 20 kW | All | 2021 | August Monthly Peak | 8 | 86082.0026
Program SpecificSize: Under 20 kWAll2021December Monthly Peak | Program Specific | Size: Under 20 kW | All | 2021 | December Monthly Peak | 12 | 86082.0026
Program SpecificSize: Under 20 kWAll2021February Monthly Peak | Program Specific | Size: Under 20 kW | All | 2021 | February Monthly Peak | 2 | 86082.0026
Program SpecificSize: Under 20 kWAll2021January Monthly Peak | Program Specific | Size: Under 20 kW | All | 2021 | January Monthly Peak | 1 | 86082.0026
Program SpecificSize: Under 20 kWAll2021July Monthly Peak | Program Specific | Size: Under 20 kW | All | 2021 | July Monthly Peak | 7 | 86082.0026
Program SpecificSize: Under 20 kWAll2021June Monthly Peak | Program Specific | Size: Under 20 kW | All | 2021 | June Monthly Peak | 6 | 86082.0026
Program SpecificSize: Under 20 kWAll2021March Monthly Peak | Program Specific | Size: Under 20 kW | All | 2021 | March Monthly Peak | 3 | 86082.0026
Program SpecificSize: Under 20 kWAll2021May Monthly Peak | Program Specific | Size: Under 20 kW | All | 2021 | May Monthly Peak | 5 | 86082.0026
Program SpecificSize: Under 20 kWAll2021November Monthly Peak | Program Specific | Size: Under 20 kW | All | 2021 | November Monthly Peak | 11 | 86082.0026
Program SpecificSize: Under 20 kWAll2021October Monthly Peak | Program Specific | Size: Under 20 kW | All | 2021 | October Monthly Peak | 10 | 86082.0026
Program SpecificSize: Under 20 kWAll2021September Monthly Peak | Program Specific | Size: Under 20 kW | All | 2021 | September Monthly Peak | 9 | 86082.0026
Program SpecificSize: Under 20 kWAll2021Typical Event Day | Program Specific | Size: Under 20 kW | All | 2021 | Typical Event Day | 8 | 86082.0026
Program SpecificSize: Under 20 kWAll2022April Monthly Peak | Program Specific | Size: Under 20 kW | All | 2022 | April Monthly Peak | 4 | 86082.0026
Program SpecificSize: Under 20 kWAll2022August Monthly Peak | Program Specific | Size: Under 20 kW | All | 2022 | August Monthly Peak | 8 | 86082.0026
Program SpecificSize: Under 20 kWAll2022December Monthly Peak | Program Specific | Size: Under 20 kW | All | 2022 | December Monthly Peak | 12 | 86082.0026
Program SpecificSize: Under 20 kWAll2022February Monthly Peak | Program Specific | Size: Under 20 kW | All | 2022 | February Monthly Peak | 2 | 86082.0026
Program SpecificSize: Under 20 kWAll2022January Monthly Peak | Program Specific | Size: Under 20 kW | All | 2022 | January Monthly Peak | 1 | 86082.0026
Program SpecificSize: Under 20 kWAll2022July Monthly Peak | Program Specific | Size: Under 20 kW | All | 2022 | July Monthly Peak | 7 | 86082.0026
Program SpecificSize: Under 20 kWAll2022June Monthly Peak | Program Specific | Size: Under 20 kW | All | 2022 | June Monthly Peak | 6 | 86082.0026
Program SpecificSize: Under 20 kWAll2022March Monthly Peak | Program Specific | Size: Under 20 kW | All | 2022 | March Monthly Peak | 3 | 86082.0026
Program SpecificSize: Under 20 kWAll2022May Monthly Peak | Program Specific | Size: Under 20 kW | All | 2022 | May Monthly Peak | 5 | 86082.0026
Program SpecificSize: Under 20 kWAll2022November Monthly Peak | Program Specific | Size: Under 20 kW | All | 2022 | November Monthly Peak | 11 | 86082.0026
Program SpecificSize: Under 20 kWAll2022October Monthly Peak | Program Specific | Size: Under 20 kW | All | 2022 | October Monthly Peak | 10 | 86082.0026
Program SpecificSize: Under 20 kWAll2022September Monthly Peak | Program Specific | Size: Under 20 kW | All | 2022 | September Monthly Peak | 9 | 86082.0026
Program SpecificSize: Under 20 kWAll2022Typical Event Day | Program Specific | Size: Under 20 kW | All | 2022 | Typical Event Day | 8 | 86082.0026
Program SpecificSize: Under 20 kWAll2023April Monthly Peak | Program Specific | Size: Under 20 kW | All | 2023 | April Monthly Peak | 4 | 86082.0026
Program SpecificSize: Under 20 kWAll2023August Monthly Peak | Program Specific | Size: Under 20 kW | All | 2023 | August Monthly Peak | 8 | 86082.0026
Program SpecificSize: Under 20 kWAll2023December Monthly Peak | Program Specific | Size: Under 20 kW | All | 2023 | December Monthly Peak | 12 | 86082.0026
Program SpecificSize: Under 20 kWAll2023February Monthly Peak | Program Specific | Size: Under 20 kW | All | 2023 | February Monthly Peak | 2 | 86082.0026
Program SpecificSize: Under 20 kWAll2023January Monthly Peak | Program Specific | Size: Under 20 kW | All | 2023 | January Monthly Peak | 1 | 86082.0026
Program SpecificSize: Under 20 kWAll2023July Monthly Peak | Program Specific | Size: Under 20 kW | All | 2023 | July Monthly Peak | 7 | 86082.0026
Program SpecificSize: Under 20 kWAll2023June Monthly Peak | Program Specific | Size: Under 20 kW | All | 2023 | June Monthly Peak | 6 | 86082.0026
Program SpecificSize: Under 20 kWAll2023March Monthly Peak | Program Specific | Size: Under 20 kW | All | 2023 | March Monthly Peak | 3 | 86082.0026
Program SpecificSize: Under 20 kWAll2023May Monthly Peak | Program Specific | Size: Under 20 kW | All | 2023 | May Monthly Peak | 5 | 86082.0026
Program SpecificSize: Under 20 kWAll2023November Monthly Peak | Program Specific | Size: Under 20 kW | All | 2023 | November Monthly Peak | 11 | 86082.0026
Program SpecificSize: Under 20 kWAll2023October Monthly Peak | Program Specific | Size: Under 20 kW | All | 2023 | October Monthly Peak | 10 | 86082.0026
Program SpecificSize: Under 20 kWAll2023September Monthly Peak | Program Specific | Size: Under 20 kW | All | 2023 | September Monthly Peak | 9 | 86082.0026
Program SpecificSize: Under 20 kWAll2023Typical Event Day | Program Specific | Size: Under 20 kW | All | 2023 | Typical Event Day | 8 | 86082.0026
Program SpecificSize: Under 20 kWAll2024April Monthly Peak | Program Specific | Size: Under 20 kW | All | 2024 | April Monthly Peak | 4 | 86082.0026
Program SpecificSize: Under 20 kWAll2024August Monthly Peak | Program Specific | Size: Under 20 kW | All | 2024 | August Monthly Peak | 8 | 86082.0026
Program SpecificSize: Under 20 kWAll2024December Monthly Peak | Program Specific | Size: Under 20 kW | All | 2024 | December Monthly Peak | 12 | 86082.0026
Program SpecificSize: Under 20 kWAll2024February Monthly Peak | Program Specific | Size: Under 20 kW | All | 2024 | February Monthly Peak | 2 | 86082.0026
Program SpecificSize: Under 20 kWAll2024January Monthly Peak | Program Specific | Size: Under 20 kW | All | 2024 | January Monthly Peak | 1 | 86082.0026
Program SpecificSize: Under 20 kWAll2024July Monthly Peak | Program Specific | Size: Under 20 kW | All | 2024 | July Monthly Peak | 7 | 86082.0026
Program SpecificSize: Under 20 kWAll2024June Monthly Peak | Program Specific | Size: Under 20 kW | All | 2024 | June Monthly Peak | 6 | 86082.0026
Program SpecificSize: Under 20 kWAll2024March Monthly Peak | Program Specific | Size: Under 20 kW | All | 2024 | March Monthly Peak | 3 | 86082.0026
Program SpecificSize: Under 20 kWAll2024May Monthly Peak | Program Specific | Size: Under 20 kW | All | 2024 | May Monthly Peak | 5 | 86082.0026
Program SpecificSize: Under 20 kWAll2024November Monthly Peak | Program Specific | Size: Under 20 kW | All | 2024 | November Monthly Peak | 11 | 86082.0026
Program SpecificSize: Under 20 kWAll2024October Monthly Peak | Program Specific | Size: Under 20 kW | All | 2024 | October Monthly Peak | 10 | 86082.0026
Program SpecificSize: Under 20 kWAll2024September Monthly Peak | Program Specific | Size: Under 20 kW | All | 2024 | September Monthly Peak | 9 | 86082.0026
Program SpecificSize: Under 20 kWAll2024Typical Event Day | Program Specific | Size: Under 20 kW | All | 2024 | Typical Event Day | 8 | 86082.0026
Program SpecificSize: Under 20 kWAll2025April Monthly Peak | Program Specific | Size: Under 20 kW | All | 2025 | April Monthly Peak | 4 | 86082.0026
Program SpecificSize: Under 20 kWAll2025August Monthly Peak | Program Specific | Size: Under 20 kW | All | 2025 | August Monthly Peak | 8 | 86082.0026
Program SpecificSize: Under 20 kWAll2025December Monthly Peak | Program Specific | Size: Under 20 kW | All | 2025 | December Monthly Peak | 12 | 86082.0026
Program SpecificSize: Under 20 kWAll2025February Monthly Peak | Program Specific | Size: Under 20 kW | All | 2025 | February Monthly Peak | 2 | 86082.0026
Program SpecificSize: Under 20 kWAll2025January Monthly Peak | Program Specific | Size: Under 20 kW | All | 2025 | January Monthly Peak | 1 | 86082.0026
Program SpecificSize: Under 20 kWAll2025July Monthly Peak | Program Specific | Size: Under 20 kW | All | 2025 | July Monthly Peak | 7 | 86082.0026
Program SpecificSize: Under 20 kWAll2025June Monthly Peak | Program Specific | Size: Under 20 kW | All | 2025 | June Monthly Peak | 6 | 86082.0026
Program SpecificSize: Under 20 kWAll2025March Monthly Peak | Program Specific | Size: Under 20 kW | All | 2025 | March Monthly Peak | 3 | 86082.0026
Program SpecificSize: Under 20 kWAll2025May Monthly Peak | Program Specific | Size: Under 20 kW | All | 2025 | May Monthly Peak | 5 | 86082.0026
Program SpecificSize: Under 20 kWAll2025November Monthly Peak | Program Specific | Size: Under 20 kW | All | 2025 | November Monthly Peak | 11 | 86082.0026
Program SpecificSize: Under 20 kWAll2025October Monthly Peak | Program Specific | Size: Under 20 kW | All | 2025 | October Monthly Peak | 10 | 86082.0026
Program SpecificSize: Under 20 kWAll2025September Monthly Peak | Program Specific | Size: Under 20 kW | All | 2025 | September Monthly Peak | 9 | 86082.0026
Program SpecificSize: Under 20 kWAll2025Typical Event Day | Program Specific | Size: Under 20 kW | All | 2025 | Typical Event Day | 8 | 86082.0026
Program SpecificSize: Under 20 kWAll2026April Monthly Peak | Program Specific | Size: Under 20 kW | All | 2026 | April Monthly Peak | 4 | 86082.0026
Program SpecificSize: Under 20 kWAll2026August Monthly Peak | Program Specific | Size: Under 20 kW | All | 2026 | August Monthly Peak | 8 | 86082.0026
Program SpecificSize: Under 20 kWAll2026December Monthly Peak | Program Specific | Size: Under 20 kW | All | 2026 | December Monthly Peak | 12 | 86082.0026
Program SpecificSize: Under 20 kWAll2026February Monthly Peak | Program Specific | Size: Under 20 kW | All | 2026 | February Monthly Peak | 2 | 86082.0026
Program SpecificSize: Under 20 kWAll2026January Monthly Peak | Program Specific | Size: Under 20 kW | All | 2026 | January Monthly Peak | 1 | 86082.0026
Program SpecificSize: Under 20 kWAll2026July Monthly Peak | Program Specific | Size: Under 20 kW | All | 2026 | July Monthly Peak | 7 | 86082.0026
Program SpecificSize: Under 20 kWAll2026June Monthly Peak | Program Specific | Size: Under 20 kW | All | 2026 | June Monthly Peak | 6 | 86082.0026
Program SpecificSize: Under 20 kWAll2026March Monthly Peak | Program Specific | Size: Under 20 kW | All | 2026 | March Monthly Peak | 3 | 86082.0026
Program SpecificSize: Under 20 kWAll2026May Monthly Peak | Program Specific | Size: Under 20 kW | All | 2026 | May Monthly Peak | 5 | 86082.0026
Program SpecificSize: Under 20 kWAll2026November Monthly Peak | Program Specific | Size: Under 20 kW | All | 2026 | November Monthly Peak | 11 | 86082.0026
Program SpecificSize: Under 20 kWAll2026October Monthly Peak | Program Specific | Size: Under 20 kW | All | 2026 | October Monthly Peak | 10 | 86082.0026
Program SpecificSize: Under 20 kWAll2026September Monthly Peak | Program Specific | Size: Under 20 kW | All | 2026 | September Monthly Peak | 9 | 86082.0026
Program SpecificSize: Under 20 kWAll2026Typical Event Day | Program Specific | Size: Under 20 kW | All | 2026 | Typical Event Day | 8 | 86082.0026
Program SpecificSize: Under 20 kWOrange County2015April Monthly Peak | Program Specific | Size: Under 20 kW | Orange County | 2015 | April Monthly Peak | 4 | 0
Program SpecificSize: Under 20 kWOrange County2015August Monthly Peak | Program Specific | Size: Under 20 kW | Orange County | 2015 | August Monthly Peak | 8 | 0
Program SpecificSize: Under 20 kWOrange County2015December Monthly Peak | Program Specific | Size: Under 20 kW | Orange County | 2015 | December Monthly Peak | 12 | 0
Program SpecificSize: Under 20 kWOrange County2015February Monthly Peak | Program Specific | Size: Under 20 kW | Orange County | 2015 | February Monthly Peak | 2 | 0
Program SpecificSize: Under 20 kWOrange County2015January Monthly Peak | Program Specific | Size: Under 20 kW | Orange County | 2015 | January Monthly Peak | 1 | 0
Program SpecificSize: Under 20 kWOrange County2015July Monthly Peak | Program Specific | Size: Under 20 kW | Orange County | 2015 | July Monthly Peak | 7 | 0
Program SpecificSize: Under 20 kWOrange County2015June Monthly Peak | Program Specific | Size: Under 20 kW | Orange County | 2015 | June Monthly Peak | 6 | 0
Program SpecificSize: Under 20 kWOrange County2015March Monthly Peak | Program Specific | Size: Under 20 kW | Orange County | 2015 | March Monthly Peak | 3 | 0
Program SpecificSize: Under 20 kWOrange County2015May Monthly Peak | Program Specific | Size: Under 20 kW | Orange County | 2015 | May Monthly Peak | 5 | 0
Program SpecificSize: Under 20 kWOrange County2015November Monthly Peak | Program Specific | Size: Under 20 kW | Orange County | 2015 | November Monthly Peak | 11 | 0
Program SpecificSize: Under 20 kWOrange County2015October Monthly Peak | Program Specific | Size: Under 20 kW | Orange County | 2015 | October Monthly Peak | 10 | 0
Program SpecificSize: Under 20 kWOrange County2015September Monthly Peak | Program Specific | Size: Under 20 kW | Orange County | 2015 | September Monthly Peak | 9 | 0
Program SpecificSize: Under 20 kWOrange County2015Typical Event Day | Program Specific | Size: Under 20 kW | Orange County | 2015 | Typical Event Day | 8 | 0
Program SpecificSize: Under 20 kWOrange County2016April Monthly Peak | Program Specific | Size: Under 20 kW | Orange County | 2016 | April Monthly Peak | 4 | 0
Program SpecificSize: Under 20 kWOrange County2016August Monthly Peak | Program Specific | Size: Under 20 kW | Orange County | 2016 | August Monthly Peak | 8 | 0
Program SpecificSize: Under 20 kWOrange County2016December Monthly Peak | Program Specific | Size: Under 20 kW | Orange County | 2016 | December Monthly Peak | 12 | 0
Program SpecificSize: Under 20 kWOrange County2016February Monthly Peak | Program Specific | Size: Under 20 kW | Orange County | 2016 | February Monthly Peak | 2 | 0
Program SpecificSize: Under 20 kWOrange County2016January Monthly Peak | Program Specific | Size: Under 20 kW | Orange County | 2016 | January Monthly Peak | 1 | 0
Program SpecificSize: Under 20 kWOrange County2016July Monthly Peak | Program Specific | Size: Under 20 kW | Orange County | 2016 | July Monthly Peak | 7 | 0
Program SpecificSize: Under 20 kWOrange County2016June Monthly Peak | Program Specific | Size: Under 20 kW | Orange County | 2016 | June Monthly Peak | 6 | 0
Program SpecificSize: Under 20 kWOrange County2016March Monthly Peak | Program Specific | Size: Under 20 kW | Orange County | 2016 | March Monthly Peak | 3 | 0
Program SpecificSize: Under 20 kWOrange County2016May Monthly Peak | Program Specific | Size: Under 20 kW | Orange County | 2016 | May Monthly Peak | 5 | 0
Program SpecificSize: Under 20 kWOrange County2016November Monthly Peak | Program Specific | Size: Under 20 kW | Orange County | 2016 | November Monthly Peak | 11 | 0
Program SpecificSize: Under 20 kWOrange County2016October Monthly Peak | Program Specific | Size: Under 20 kW | Orange County | 2016 | October Monthly Peak | 10 | 0
Program SpecificSize: Under 20 kWOrange County2016September Monthly Peak | Program Specific | Size: Under 20 kW | Orange County | 2016 | September Monthly Peak | 9 | 0
Program SpecificSize: Under 20 kWOrange County2016Typical Event Day | Program Specific | Size: Under 20 kW | Orange County | 2016 | Typical Event Day | 8 | 0
Program SpecificSize: Under 20 kWOrange County2017April Monthly Peak | Program Specific | Size: Under 20 kW | Orange County | 2017 | April Monthly Peak | 4 | 0
Program SpecificSize: Under 20 kWOrange County2017August Monthly Peak | Program Specific | Size: Under 20 kW | Orange County | 2017 | August Monthly Peak | 8 | 0
Program SpecificSize: Under 20 kWOrange County2017December Monthly Peak | Program Specific | Size: Under 20 kW | Orange County | 2017 | December Monthly Peak | 12 | 0
Program SpecificSize: Under 20 kWOrange County2017February Monthly Peak | Program Specific | Size: Under 20 kW | Orange County | 2017 | February Monthly Peak | 2 | 0
Program SpecificSize: Under 20 kWOrange County2017January Monthly Peak | Program Specific | Size: Under 20 kW | Orange County | 2017 | January Monthly Peak | 1 | 0
Program SpecificSize: Under 20 kWOrange County2017July Monthly Peak | Program Specific | Size: Under 20 kW | Orange County | 2017 | July Monthly Peak | 7 | 0
Program SpecificSize: Under 20 kWOrange County2017June Monthly Peak | Program Specific | Size: Under 20 kW | Orange County | 2017 | June Monthly Peak | 6 | 0
Program SpecificSize: Under 20 kWOrange County2017March Monthly Peak | Program Specific | Size: Under 20 kW | Orange County | 2017 | March Monthly Peak | 3 | 0
Program SpecificSize: Under 20 kWOrange County2017May Monthly Peak | Program Specific | Size: Under 20 kW | Orange County | 2017 | May Monthly Peak | 5 | 0
Program SpecificSize: Under 20 kWOrange County2017November Monthly Peak | Program Specific | Size: Under 20 kW | Orange County | 2017 | November Monthly Peak | 11 | 0
Program SpecificSize: Under 20 kWOrange County2017October Monthly Peak | Program Specific | Size: Under 20 kW | Orange County | 2017 | October Monthly Peak | 10 | 0
Program SpecificSize: Under 20 kWOrange County2017September Monthly Peak | Program Specific | Size: Under 20 kW | Orange County | 2017 | September Monthly Peak | 9 | 0
Program SpecificSize: Under 20 kWOrange County2017Typical Event Day | Program Specific | Size: Under 20 kW | Orange County | 2017 | Typical Event Day | 8 | 0
Program SpecificSize: Under 20 kWOrange County2018April Monthly Peak | Program Specific | Size: Under 20 kW | Orange County | 2018 | April Monthly Peak | 4 | 52196.5042
Program SpecificSize: Under 20 kWOrange County2018August Monthly Peak | Program Specific | Size: Under 20 kW | Orange County | 2018 | August Monthly Peak | 8 | 52196.5042
Program SpecificSize: Under 20 kWOrange County2018December Monthly Peak | Program Specific | Size: Under 20 kW | Orange County | 2018 | December Monthly Peak | 12 | 52196.5042
Program SpecificSize: Under 20 kWOrange County2018February Monthly Peak | Program Specific | Size: Under 20 kW | Orange County | 2018 | February Monthly Peak | 2 | 0
Program SpecificSize: Under 20 kWOrange County2018January Monthly Peak | Program Specific | Size: Under 20 kW | Orange County | 2018 | January Monthly Peak | 1 | 0
Program SpecificSize: Under 20 kWOrange County2018July Monthly Peak | Program Specific | Size: Under 20 kW | Orange County | 2018 | July Monthly Peak | 7 | 52196.5042
Program SpecificSize: Under 20 kWOrange County2018June Monthly Peak | Program Specific | Size: Under 20 kW | Orange County | 2018 | June Monthly Peak | 6 | 52196.5042
Program SpecificSize: Under 20 kWOrange County2018March Monthly Peak | Program Specific | Size: Under 20 kW | Orange County | 2018 | March Monthly Peak | 3 | 0
Program SpecificSize: Under 20 kWOrange County2018May Monthly Peak | Program Specific | Size: Under 20 kW | Orange County | 2018 | May Monthly Peak | 5 | 52196.5042
Program SpecificSize: Under 20 kWOrange County2018November Monthly Peak | Program Specific | Size: Under 20 kW | Orange County | 2018 | November Monthly Peak | 11 | 52196.5042
Program SpecificSize: Under 20 kWOrange County2018October Monthly Peak | Program Specific | Size: Under 20 kW | Orange County | 2018 | October Monthly Peak | 10 | 52196.5042
Program SpecificSize: Under 20 kWOrange County2018September Monthly Peak | Program Specific | Size: Under 20 kW | Orange County | 2018 | September Monthly Peak | 9 | 52196.5042
Program SpecificSize: Under 20 kWOrange County2018Typical Event Day | Program Specific | Size: Under 20 kW | Orange County | 2018 | Typical Event Day | 8 | 52196.5042
Program SpecificSize: Under 20 kWOrange County2019April Monthly Peak | Program Specific | Size: Under 20 kW | Orange County | 2019 | April Monthly Peak | 4 | 20878.6017
Program SpecificSize: Under 20 kWOrange County2019August Monthly Peak | Program Specific | Size: Under 20 kW | Orange County | 2019 | August Monthly Peak | 8 | 20878.6017
Program SpecificSize: Under 20 kWOrange County2019December Monthly Peak | Program Specific | Size: Under 20 kW | Orange County | 2019 | December Monthly Peak | 12 | 20878.6017
Program SpecificSize: Under 20 kWOrange County2019February Monthly Peak | Program Specific | Size: Under 20 kW | Orange County | 2019 | February Monthly Peak | 2 | 52196.5042
Program SpecificSize: Under 20 kWOrange County2019January Monthly Peak | Program Specific | Size: Under 20 kW | Orange County | 2019 | January Monthly Peak | 1 | 52196.5042
Program SpecificSize: Under 20 kWOrange County2019July Monthly Peak | Program Specific | Size: Under 20 kW | Orange County | 2019 | July Monthly Peak | 7 | 20878.6017
Program SpecificSize: Under 20 kWOrange County2019June Monthly Peak | Program Specific | Size: Under 20 kW | Orange County | 2019 | June Monthly Peak | 6 | 20878.6017
Program SpecificSize: Under 20 kWOrange County2019March Monthly Peak | Program Specific | Size: Under 20 kW | Orange County | 2019 | March Monthly Peak | 3 | 52196.5042
Program SpecificSize: Under 20 kWOrange County2019May Monthly Peak | Program Specific | Size: Under 20 kW | Orange County | 2019 | May Monthly Peak | 5 | 20878.6017
Program SpecificSize: Under 20 kWOrange County2019November Monthly Peak | Program Specific | Size: Under 20 kW | Orange County | 2019 | November Monthly Peak | 11 | 20878.6017
Program SpecificSize: Under 20 kWOrange County2019October Monthly Peak | Program Specific | Size: Under 20 kW | Orange County | 2019 | October Monthly Peak | 10 | 20878.6017
Program SpecificSize: Under 20 kWOrange County2019September Monthly Peak | Program Specific | Size: Under 20 kW | Orange County | 2019 | September Monthly Peak | 9 | 20878.6017
Program SpecificSize: Under 20 kWOrange County2019Typical Event Day | Program Specific | Size: Under 20 kW | Orange County | 2019 | Typical Event Day | 8 | 20878.6017
Program SpecificSize: Under 20 kWOrange County2020April Monthly Peak | Program Specific | Size: Under 20 kW | Orange County | 2020 | April Monthly Peak | 4 | 20878.6017
Program SpecificSize: Under 20 kWOrange County2020August Monthly Peak | Program Specific | Size: Under 20 kW | Orange County | 2020 | August Monthly Peak | 8 | 20878.6017
Program SpecificSize: Under 20 kWOrange County2020December Monthly Peak | Program Specific | Size: Under 20 kW | Orange County | 2020 | December Monthly Peak | 12 | 20878.6017
Program SpecificSize: Under 20 kWOrange County2020February Monthly Peak | Program Specific | Size: Under 20 kW | Orange County | 2020 | February Monthly Peak | 2 | 20878.6017
Program SpecificSize: Under 20 kWOrange County2020January Monthly Peak | Program Specific | Size: Under 20 kW | Orange County | 2020 | January Monthly Peak | 1 | 20878.6017
Program SpecificSize: Under 20 kWOrange County2020July Monthly Peak | Program Specific | Size: Under 20 kW | Orange County | 2020 | July Monthly Peak | 7 | 20878.6017
Program SpecificSize: Under 20 kWOrange County2020June Monthly Peak | Program Specific | Size: Under 20 kW | Orange County | 2020 | June Monthly Peak | 6 | 20878.6017
Program SpecificSize: Under 20 kWOrange County2020March Monthly Peak | Program Specific | Size: Under 20 kW | Orange County | 2020 | March Monthly Peak | 3 | 20878.6017
Program SpecificSize: Under 20 kWOrange County2020May Monthly Peak | Program Specific | Size: Under 20 kW | Orange County | 2020 | May Monthly Peak | 5 | 20878.6017
Program SpecificSize: Under 20 kWOrange County2020November Monthly Peak | Program Specific | Size: Under 20 kW | Orange County | 2020 | November Monthly Peak | 11 | 20878.6017
Program SpecificSize: Under 20 kWOrange County2020October Monthly Peak | Program Specific | Size: Under 20 kW | Orange County | 2020 | October Monthly Peak | 10 | 20878.6017
Program SpecificSize: Under 20 kWOrange County2020September Monthly Peak | Program Specific | Size: Under 20 kW | Orange County | 2020 | September Monthly Peak | 9 | 20878.6017
Program SpecificSize: Under 20 kWOrange County2020Typical Event Day | Program Specific | Size: Under 20 kW | Orange County | 2020 | Typical Event Day | 8 | 20878.6017
Program SpecificSize: Under 20 kWOrange County2021April Monthly Peak | Program Specific | Size: Under 20 kW | Orange County | 2021 | April Monthly Peak | 4 | 20878.6017
Program SpecificSize: Under 20 kWOrange County2021August Monthly Peak | Program Specific | Size: Under 20 kW | Orange County | 2021 | August Monthly Peak | 8 | 20878.6017
Program SpecificSize: Under 20 kWOrange County2021December Monthly Peak | Program Specific | Size: Under 20 kW | Orange County | 2021 | December Monthly Peak | 12 | 20878.6017
Program SpecificSize: Under 20 kWOrange County2021February Monthly Peak | Program Specific | Size: Under 20 kW | Orange County | 2021 | February Monthly Peak | 2 | 20878.6017
Program SpecificSize: Under 20 kWOrange County2021January Monthly Peak | Program Specific | Size: Under 20 kW | Orange County | 2021 | January Monthly Peak | 1 | 20878.6017
Program SpecificSize: Under 20 kWOrange County2021July Monthly Peak | Program Specific | Size: Under 20 kW | Orange County | 2021 | July Monthly Peak | 7 | 20878.6017
Program SpecificSize: Under 20 kWOrange County2021June Monthly Peak | Program Specific | Size: Under 20 kW | Orange County | 2021 | June Monthly Peak | 6 | 20878.6017
Program SpecificSize: Under 20 kWOrange County2021March Monthly Peak | Program Specific | Size: Under 20 kW | Orange County | 2021 | March Monthly Peak | 3 | 20878.6017
Program SpecificSize: Under 20 kWOrange County2021May Monthly Peak | Program Specific | Size: Under 20 kW | Orange County | 2021 | May Monthly Peak | 5 | 20878.6017
Program SpecificSize: Under 20 kWOrange County2021November Monthly Peak | Program Specific | Size: Under 20 kW | Orange County | 2021 | November Monthly Peak | 11 | 20878.6017
Program SpecificSize: Under 20 kWOrange County2021October Monthly Peak | Program Specific | Size: Under 20 kW | Orange County | 2021 | October Monthly Peak | 10 | 20878.6017
Program SpecificSize: Under 20 kWOrange County2021September Monthly Peak | Program Specific | Size: Under 20 kW | Orange County | 2021 | September Monthly Peak | 9 | 20878.6017
Program SpecificSize: Under 20 kWOrange County2021Typical Event Day | Program Specific | Size: Under 20 kW | Orange County | 2021 | Typical Event Day | 8 | 20878.6017
Program SpecificSize: Under 20 kWOrange County2022April Monthly Peak | Program Specific | Size: Under 20 kW | Orange County | 2022 | April Monthly Peak | 4 | 20878.6017
Program SpecificSize: Under 20 kWOrange County2022August Monthly Peak | Program Specific | Size: Under 20 kW | Orange County | 2022 | August Monthly Peak | 8 | 20878.6017
Program SpecificSize: Under 20 kWOrange County2022December Monthly Peak | Program Specific | Size: Under 20 kW | Orange County | 2022 | December Monthly Peak | 12 | 20878.6017
Program SpecificSize: Under 20 kWOrange County2022February Monthly Peak | Program Specific | Size: Under 20 kW | Orange County | 2022 | February Monthly Peak | 2 | 20878.6017
Program SpecificSize: Under 20 kWOrange County2022January Monthly Peak | Program Specific | Size: Under 20 kW | Orange County | 2022 | January Monthly Peak | 1 | 20878.6017
Program SpecificSize: Under 20 kWOrange County2022July Monthly Peak | Program Specific | Size: Under 20 kW | Orange County | 2022 | July Monthly Peak | 7 | 20878.6017
Program SpecificSize: Under 20 kWOrange County2022June Monthly Peak | Program Specific | Size: Under 20 kW | Orange County | 2022 | June Monthly Peak | 6 | 20878.6017
Program SpecificSize: Under 20 kWOrange County2022March Monthly Peak | Program Specific | Size: Under 20 kW | Orange County | 2022 | March Monthly Peak | 3 | 20878.6017
Program SpecificSize: Under 20 kWOrange County2022May Monthly Peak | Program Specific | Size: Under 20 kW | Orange County | 2022 | May Monthly Peak | 5 | 20878.6017
Program SpecificSize: Under 20 kWOrange County2022November Monthly Peak | Program Specific | Size: Under 20 kW | Orange County | 2022 | November Monthly Peak | 11 | 20878.6017
Program SpecificSize: Under 20 kWOrange County2022October Monthly Peak | Program Specific | Size: Under 20 kW | Orange County | 2022 | October Monthly Peak | 10 | 20878.6017
Program SpecificSize: Under 20 kWOrange County2022September Monthly Peak | Program Specific | Size: Under 20 kW | Orange County | 2022 | September Monthly Peak | 9 | 20878.6017
Program SpecificSize: Under 20 kWOrange County2022Typical Event Day | Program Specific | Size: Under 20 kW | Orange County | 2022 | Typical Event Day | 8 | 20878.6017
Program SpecificSize: Under 20 kWOrange County2023April Monthly Peak | Program Specific | Size: Under 20 kW | Orange County | 2023 | April Monthly Peak | 4 | 20878.6017
Program SpecificSize: Under 20 kWOrange County2023August Monthly Peak | Program Specific | Size: Under 20 kW | Orange County | 2023 | August Monthly Peak | 8 | 20878.6017
Program SpecificSize: Under 20 kWOrange County2023December Monthly Peak | Program Specific | Size: Under 20 kW | Orange County | 2023 | December Monthly Peak | 12 | 20878.6017
Program SpecificSize: Under 20 kWOrange County2023February Monthly Peak | Program Specific | Size: Under 20 kW | Orange County | 2023 | February Monthly Peak | 2 | 20878.6017
Program SpecificSize: Under 20 kWOrange County2023January Monthly Peak | Program Specific | Size: Under 20 kW | Orange County | 2023 | January Monthly Peak | 1 | 20878.6017
Program SpecificSize: Under 20 kWOrange County2023July Monthly Peak | Program Specific | Size: Under 20 kW | Orange County | 2023 | July Monthly Peak | 7 | 20878.6017
Program SpecificSize: Under 20 kWOrange County2023June Monthly Peak | Program Specific | Size: Under 20 kW | Orange County | 2023 | June Monthly Peak | 6 | 20878.6017
Program SpecificSize: Under 20 kWOrange County2023March Monthly Peak | Program Specific | Size: Under 20 kW | Orange County | 2023 | March Monthly Peak | 3 | 20878.6017
Program SpecificSize: Under 20 kWOrange County2023May Monthly Peak | Program Specific | Size: Under 20 kW | Orange County | 2023 | May Monthly Peak | 5 | 20878.6017
Program SpecificSize: Under 20 kWOrange County2023November Monthly Peak | Program Specific | Size: Under 20 kW | Orange County | 2023 | November Monthly Peak | 11 | 20878.6017
Program SpecificSize: Under 20 kWOrange County2023October Monthly Peak | Program Specific | Size: Under 20 kW | Orange County | 2023 | October Monthly Peak | 10 | 20878.6017
Program SpecificSize: Under 20 kWOrange County2023September Monthly Peak | Program Specific | Size: Under 20 kW | Orange County | 2023 | September Monthly Peak | 9 | 20878.6017
Program SpecificSize: Under 20 kWOrange County2023Typical Event Day | Program Specific | Size: Under 20 kW | Orange County | 2023 | Typical Event Day | 8 | 20878.6017
Program SpecificSize: Under 20 kWOrange County2024April Monthly Peak | Program Specific | Size: Under 20 kW | Orange County | 2024 | April Monthly Peak | 4 | 20878.6017
Program SpecificSize: Under 20 kWOrange County2024August Monthly Peak | Program Specific | Size: Under 20 kW | Orange County | 2024 | August Monthly Peak | 8 | 20878.6017
Program SpecificSize: Under 20 kWOrange County2024December Monthly Peak | Program Specific | Size: Under 20 kW | Orange County | 2024 | December Monthly Peak | 12 | 20878.6017
Program SpecificSize: Under 20 kWOrange County2024February Monthly Peak | Program Specific | Size: Under 20 kW | Orange County | 2024 | February Monthly Peak | 2 | 20878.6017
Program SpecificSize: Under 20 kWOrange County2024January Monthly Peak | Program Specific | Size: Under 20 kW | Orange County | 2024 | January Monthly Peak | 1 | 20878.6017
Program SpecificSize: Under 20 kWOrange County2024July Monthly Peak | Program Specific | Size: Under 20 kW | Orange County | 2024 | July Monthly Peak | 7 | 20878.6017
Program SpecificSize: Under 20 kWOrange County2024June Monthly Peak | Program Specific | Size: Under 20 kW | Orange County | 2024 | June Monthly Peak | 6 | 20878.6017
Program SpecificSize: Under 20 kWOrange County2024March Monthly Peak | Program Specific | Size: Under 20 kW | Orange County | 2024 | March Monthly Peak | 3 | 20878.6017
Program SpecificSize: Under 20 kWOrange County2024May Monthly Peak | Program Specific | Size: Under 20 kW | Orange County | 2024 | May Monthly Peak | 5 | 20878.6017
Program SpecificSize: Under 20 kWOrange County2024November Monthly Peak | Program Specific | Size: Under 20 kW | Orange County | 2024 | November Monthly Peak | 11 | 20878.6017
Program SpecificSize: Under 20 kWOrange County2024October Monthly Peak | Program Specific | Size: Under 20 kW | Orange County | 2024 | October Monthly Peak | 10 | 20878.6017
Program SpecificSize: Under 20 kWOrange County2024September Monthly Peak | Program Specific | Size: Under 20 kW | Orange County | 2024 | September Monthly Peak | 9 | 20878.6017
Program SpecificSize: Under 20 kWOrange County2024Typical Event Day | Program Specific | Size: Under 20 kW | Orange County | 2024 | Typical Event Day | 8 | 20878.6017
Program SpecificSize: Under 20 kWOrange County2025April Monthly Peak | Program Specific | Size: Under 20 kW | Orange County | 2025 | April Monthly Peak | 4 | 20878.6017
Program SpecificSize: Under 20 kWOrange County2025August Monthly Peak | Program Specific | Size: Under 20 kW | Orange County | 2025 | August Monthly Peak | 8 | 20878.6017
Program SpecificSize: Under 20 kWOrange County2025December Monthly Peak | Program Specific | Size: Under 20 kW | Orange County | 2025 | December Monthly Peak | 12 | 20878.6017
Program SpecificSize: Under 20 kWOrange County2025February Monthly Peak | Program Specific | Size: Under 20 kW | Orange County | 2025 | February Monthly Peak | 2 | 20878.6017
Program SpecificSize: Under 20 kWOrange County2025January Monthly Peak | Program Specific | Size: Under 20 kW | Orange County | 2025 | January Monthly Peak | 1 | 20878.6017
Program SpecificSize: Under 20 kWOrange County2025July Monthly Peak | Program Specific | Size: Under 20 kW | Orange County | 2025 | July Monthly Peak | 7 | 20878.6017
Program SpecificSize: Under 20 kWOrange County2025June Monthly Peak | Program Specific | Size: Under 20 kW | Orange County | 2025 | June Monthly Peak | 6 | 20878.6017
Program SpecificSize: Under 20 kWOrange County2025March Monthly Peak | Program Specific | Size: Under 20 kW | Orange County | 2025 | March Monthly Peak | 3 | 20878.6017
Program SpecificSize: Under 20 kWOrange County2025May Monthly Peak | Program Specific | Size: Under 20 kW | Orange County | 2025 | May Monthly Peak | 5 | 20878.6017
Program SpecificSize: Under 20 kWOrange County2025November Monthly Peak | Program Specific | Size: Under 20 kW | Orange County | 2025 | November Monthly Peak | 11 | 20878.6017
Program SpecificSize: Under 20 kWOrange County2025October Monthly Peak | Program Specific | Size: Under 20 kW | Orange County | 2025 | October Monthly Peak | 10 | 20878.6017
Program SpecificSize: Under 20 kWOrange County2025September Monthly Peak | Program Specific | Size: Under 20 kW | Orange County | 2025 | September Monthly Peak | 9 | 20878.6017
Program SpecificSize: Under 20 kWOrange County2025Typical Event Day | Program Specific | Size: Under 20 kW | Orange County | 2025 | Typical Event Day | 8 | 20878.6017
Program SpecificSize: Under 20 kWOrange County2026April Monthly Peak | Program Specific | Size: Under 20 kW | Orange County | 2026 | April Monthly Peak | 4 | 20878.6017
Program SpecificSize: Under 20 kWOrange County2026August Monthly Peak | Program Specific | Size: Under 20 kW | Orange County | 2026 | August Monthly Peak | 8 | 20878.6017
Program SpecificSize: Under 20 kWOrange County2026December Monthly Peak | Program Specific | Size: Under 20 kW | Orange County | 2026 | December Monthly Peak | 12 | 20878.6017
Program SpecificSize: Under 20 kWOrange County2026February Monthly Peak | Program Specific | Size: Under 20 kW | Orange County | 2026 | February Monthly Peak | 2 | 20878.6017
Program SpecificSize: Under 20 kWOrange County2026January Monthly Peak | Program Specific | Size: Under 20 kW | Orange County | 2026 | January Monthly Peak | 1 | 20878.6017
Program SpecificSize: Under 20 kWOrange County2026July Monthly Peak | Program Specific | Size: Under 20 kW | Orange County | 2026 | July Monthly Peak | 7 | 20878.6017
Program SpecificSize: Under 20 kWOrange County2026June Monthly Peak | Program Specific | Size: Under 20 kW | Orange County | 2026 | June Monthly Peak | 6 | 20878.6017
Program SpecificSize: Under 20 kWOrange County2026March Monthly Peak | Program Specific | Size: Under 20 kW | Orange County | 2026 | March Monthly Peak | 3 | 20878.6017
Program SpecificSize: Under 20 kWOrange County2026May Monthly Peak | Program Specific | Size: Under 20 kW | Orange County | 2026 | May Monthly Peak | 5 | 20878.6017
Program SpecificSize: Under 20 kWOrange County2026November Monthly Peak | Program Specific | Size: Under 20 kW | Orange County | 2026 | November Monthly Peak | 11 | 20878.6017
Program SpecificSize: Under 20 kWOrange County2026October Monthly Peak | Program Specific | Size: Under 20 kW | Orange County | 2026 | October Monthly Peak | 10 | 20878.6017
Program SpecificSize: Under 20 kWOrange County2026September Monthly Peak | Program Specific | Size: Under 20 kW | Orange County | 2026 | September Monthly Peak | 9 | 20878.6017
Program SpecificSize: Under 20 kWOrange County2026Typical Event Day | Program Specific | Size: Under 20 kW | Orange County | 2026 | Typical Event Day | 8 | 20878.6017
Program SpecificSize: Under 20 kWOther2015April Monthly Peak | Program Specific | Size: Under 20 kW | Other | 2015 | April Monthly Peak | 4 | 0
Program SpecificSize: Under 20 kWOther2015August Monthly Peak | Program Specific | Size: Under 20 kW | Other | 2015 | August Monthly Peak | 8 | 0
Program SpecificSize: Under 20 kWOther2015December Monthly Peak | Program Specific | Size: Under 20 kW | Other | 2015 | December Monthly Peak | 12 | 0
Program SpecificSize: Under 20 kWOther2015February Monthly Peak | Program Specific | Size: Under 20 kW | Other | 2015 | February Monthly Peak | 2 | 0
Program SpecificSize: Under 20 kWOther2015January Monthly Peak | Program Specific | Size: Under 20 kW | Other | 2015 | January Monthly Peak | 1 | 0
Program SpecificSize: Under 20 kWOther2015July Monthly Peak | Program Specific | Size: Under 20 kW | Other | 2015 | July Monthly Peak | 7 | 0
Program SpecificSize: Under 20 kWOther2015June Monthly Peak | Program Specific | Size: Under 20 kW | Other | 2015 | June Monthly Peak | 6 | 0
Program SpecificSize: Under 20 kWOther2015March Monthly Peak | Program Specific | Size: Under 20 kW | Other | 2015 | March Monthly Peak | 3 | 0
Program SpecificSize: Under 20 kWOther2015May Monthly Peak | Program Specific | Size: Under 20 kW | Other | 2015 | May Monthly Peak | 5 | 0
Program SpecificSize: Under 20 kWOther2015November Monthly Peak | Program Specific | Size: Under 20 kW | Other | 2015 | November Monthly Peak | 11 | 0
Program SpecificSize: Under 20 kWOther2015October Monthly Peak | Program Specific | Size: Under 20 kW | Other | 2015 | October Monthly Peak | 10 | 0
Program SpecificSize: Under 20 kWOther2015September Monthly Peak | Program Specific | Size: Under 20 kW | Other | 2015 | September Monthly Peak | 9 | 0
Program SpecificSize: Under 20 kWOther2015Typical Event Day | Program Specific | Size: Under 20 kW | Other | 2015 | Typical Event Day | 8 | 0
Program SpecificSize: Under 20 kWOther2016April Monthly Peak | Program Specific | Size: Under 20 kW | Other | 2016 | April Monthly Peak | 4 | 0
Program SpecificSize: Under 20 kWOther2016August Monthly Peak | Program Specific | Size: Under 20 kW | Other | 2016 | August Monthly Peak | 8 | 0
Program SpecificSize: Under 20 kWOther2016December Monthly Peak | Program Specific | Size: Under 20 kW | Other | 2016 | December Monthly Peak | 12 | 0
Program SpecificSize: Under 20 kWOther2016February Monthly Peak | Program Specific | Size: Under 20 kW | Other | 2016 | February Monthly Peak | 2 | 0
Program SpecificSize: Under 20 kWOther2016January Monthly Peak | Program Specific | Size: Under 20 kW | Other | 2016 | January Monthly Peak | 1 | 0
Program SpecificSize: Under 20 kWOther2016July Monthly Peak | Program Specific | Size: Under 20 kW | Other | 2016 | July Monthly Peak | 7 | 0
Program SpecificSize: Under 20 kWOther2016June Monthly Peak | Program Specific | Size: Under 20 kW | Other | 2016 | June Monthly Peak | 6 | 0
Program SpecificSize: Under 20 kWOther2016March Monthly Peak | Program Specific | Size: Under 20 kW | Other | 2016 | March Monthly Peak | 3 | 0
Program SpecificSize: Under 20 kWOther2016May Monthly Peak | Program Specific | Size: Under 20 kW | Other | 2016 | May Monthly Peak | 5 | 0
Program SpecificSize: Under 20 kWOther2016November Monthly Peak | Program Specific | Size: Under 20 kW | Other | 2016 | November Monthly Peak | 11 | 0
Program SpecificSize: Under 20 kWOther2016October Monthly Peak | Program Specific | Size: Under 20 kW | Other | 2016 | October Monthly Peak | 10 | 0
Program SpecificSize: Under 20 kWOther2016September Monthly Peak | Program Specific | Size: Under 20 kW | Other | 2016 | September Monthly Peak | 9 | 0
Program SpecificSize: Under 20 kWOther2016Typical Event Day | Program Specific | Size: Under 20 kW | Other | 2016 | Typical Event Day | 8 | 0
Program SpecificSize: Under 20 kWOther2017April Monthly Peak | Program Specific | Size: Under 20 kW | Other | 2017 | April Monthly Peak | 4 | 0
Program SpecificSize: Under 20 kWOther2017August Monthly Peak | Program Specific | Size: Under 20 kW | Other | 2017 | August Monthly Peak | 8 | 0
Program SpecificSize: Under 20 kWOther2017December Monthly Peak | Program Specific | Size: Under 20 kW | Other | 2017 | December Monthly Peak | 12 | 0
Program SpecificSize: Under 20 kWOther2017February Monthly Peak | Program Specific | Size: Under 20 kW | Other | 2017 | February Monthly Peak | 2 | 0
Program SpecificSize: Under 20 kWOther2017January Monthly Peak | Program Specific | Size: Under 20 kW | Other | 2017 | January Monthly Peak | 1 | 0
Program SpecificSize: Under 20 kWOther2017July Monthly Peak | Program Specific | Size: Under 20 kW | Other | 2017 | July Monthly Peak | 7 | 0
Program SpecificSize: Under 20 kWOther2017June Monthly Peak | Program Specific | Size: Under 20 kW | Other | 2017 | June Monthly Peak | 6 | 0
Program SpecificSize: Under 20 kWOther2017March Monthly Peak | Program Specific | Size: Under 20 kW | Other | 2017 | March Monthly Peak | 3 | 0
Program SpecificSize: Under 20 kWOther2017May Monthly Peak | Program Specific | Size: Under 20 kW | Other | 2017 | May Monthly Peak | 5 | 0
Program SpecificSize: Under 20 kWOther2017November Monthly Peak | Program Specific | Size: Under 20 kW | Other | 2017 | November Monthly Peak | 11 | 0
Program SpecificSize: Under 20 kWOther2017October Monthly Peak | Program Specific | Size: Under 20 kW | Other | 2017 | October Monthly Peak | 10 | 0
Program SpecificSize: Under 20 kWOther2017September Monthly Peak | Program Specific | Size: Under 20 kW | Other | 2017 | September Monthly Peak | 9 | 0
Program SpecificSize: Under 20 kWOther2017Typical Event Day | Program Specific | Size: Under 20 kW | Other | 2017 | Typical Event Day | 8 | 0
Program SpecificSize: Under 20 kWOther2018April Monthly Peak | Program Specific | Size: Under 20 kW | Other | 2018 | April Monthly Peak | 4 | 138191.7838
Program SpecificSize: Under 20 kWOther2018August Monthly Peak | Program Specific | Size: Under 20 kW | Other | 2018 | August Monthly Peak | 8 | 138191.7838
Program SpecificSize: Under 20 kWOther2018December Monthly Peak | Program Specific | Size: Under 20 kW | Other | 2018 | December Monthly Peak | 12 | 138191.7838
Program SpecificSize: Under 20 kWOther2018February Monthly Peak | Program Specific | Size: Under 20 kW | Other | 2018 | February Monthly Peak | 2 | 0
Program SpecificSize: Under 20 kWOther2018January Monthly Peak | Program Specific | Size: Under 20 kW | Other | 2018 | January Monthly Peak | 1 | 0
Program SpecificSize: Under 20 kWOther2018July Monthly Peak | Program Specific | Size: Under 20 kW | Other | 2018 | July Monthly Peak | 7 | 138191.7838
Program SpecificSize: Under 20 kWOther2018June Monthly Peak | Program Specific | Size: Under 20 kW | Other | 2018 | June Monthly Peak | 6 | 138191.7838
Program SpecificSize: Under 20 kWOther2018March Monthly Peak | Program Specific | Size: Under 20 kW | Other | 2018 | March Monthly Peak | 3 | 0
Program SpecificSize: Under 20 kWOther2018May Monthly Peak | Program Specific | Size: Under 20 kW | Other | 2018 | May Monthly Peak | 5 | 138191.7838
Program SpecificSize: Under 20 kWOther2018November Monthly Peak | Program Specific | Size: Under 20 kW | Other | 2018 | November Monthly Peak | 11 | 138191.7838
Program SpecificSize: Under 20 kWOther2018October Monthly Peak | Program Specific | Size: Under 20 kW | Other | 2018 | October Monthly Peak | 10 | 138191.7838
Program SpecificSize: Under 20 kWOther2018September Monthly Peak | Program Specific | Size: Under 20 kW | Other | 2018 | September Monthly Peak | 9 | 138191.7838
Program SpecificSize: Under 20 kWOther2018Typical Event Day | Program Specific | Size: Under 20 kW | Other | 2018 | Typical Event Day | 8 | 138191.7838
Program SpecificSize: Under 20 kWOther2019April Monthly Peak | Program Specific | Size: Under 20 kW | Other | 2019 | April Monthly Peak | 4 | 55276.7135
Program SpecificSize: Under 20 kWOther2019August Monthly Peak | Program Specific | Size: Under 20 kW | Other | 2019 | August Monthly Peak | 8 | 55276.7135
Program SpecificSize: Under 20 kWOther2019December Monthly Peak | Program Specific | Size: Under 20 kW | Other | 2019 | December Monthly Peak | 12 | 55276.7135
Program SpecificSize: Under 20 kWOther2019February Monthly Peak | Program Specific | Size: Under 20 kW | Other | 2019 | February Monthly Peak | 2 | 138191.7838
Program SpecificSize: Under 20 kWOther2019January Monthly Peak | Program Specific | Size: Under 20 kW | Other | 2019 | January Monthly Peak | 1 | 138191.7838
Program SpecificSize: Under 20 kWOther2019July Monthly Peak | Program Specific | Size: Under 20 kW | Other | 2019 | July Monthly Peak | 7 | 55276.7135
Program SpecificSize: Under 20 kWOther2019June Monthly Peak | Program Specific | Size: Under 20 kW | Other | 2019 | June Monthly Peak | 6 | 55276.7135
Program SpecificSize: Under 20 kWOther2019March Monthly Peak | Program Specific | Size: Under 20 kW | Other | 2019 | March Monthly Peak | 3 | 138191.7838
Program SpecificSize: Under 20 kWOther2019May Monthly Peak | Program Specific | Size: Under 20 kW | Other | 2019 | May Monthly Peak | 5 | 55276.7135
Program SpecificSize: Under 20 kWOther2019November Monthly Peak | Program Specific | Size: Under 20 kW | Other | 2019 | November Monthly Peak | 11 | 55276.7135
Program SpecificSize: Under 20 kWOther2019October Monthly Peak | Program Specific | Size: Under 20 kW | Other | 2019 | October Monthly Peak | 10 | 55276.7135
Program SpecificSize: Under 20 kWOther2019September Monthly Peak | Program Specific | Size: Under 20 kW | Other | 2019 | September Monthly Peak | 9 | 55276.7135
Program SpecificSize: Under 20 kWOther2019Typical Event Day | Program Specific | Size: Under 20 kW | Other | 2019 | Typical Event Day | 8 | 55276.7135
Program SpecificSize: Under 20 kWOther2020April Monthly Peak | Program Specific | Size: Under 20 kW | Other | 2020 | April Monthly Peak | 4 | 55276.7135
Program SpecificSize: Under 20 kWOther2020August Monthly Peak | Program Specific | Size: Under 20 kW | Other | 2020 | August Monthly Peak | 8 | 55276.7135
Program SpecificSize: Under 20 kWOther2020December Monthly Peak | Program Specific | Size: Under 20 kW | Other | 2020 | December Monthly Peak | 12 | 55276.7135
Program SpecificSize: Under 20 kWOther2020February Monthly Peak | Program Specific | Size: Under 20 kW | Other | 2020 | February Monthly Peak | 2 | 55276.7135
Program SpecificSize: Under 20 kWOther2020January Monthly Peak | Program Specific | Size: Under 20 kW | Other | 2020 | January Monthly Peak | 1 | 55276.7135
Program SpecificSize: Under 20 kWOther2020July Monthly Peak | Program Specific | Size: Under 20 kW | Other | 2020 | July Monthly Peak | 7 | 55276.7135
Program SpecificSize: Under 20 kWOther2020June Monthly Peak | Program Specific | Size: Under 20 kW | Other | 2020 | June Monthly Peak | 6 | 55276.7135
Program SpecificSize: Under 20 kWOther2020March Monthly Peak | Program Specific | Size: Under 20 kW | Other | 2020 | March Monthly Peak | 3 | 55276.7135
Program SpecificSize: Under 20 kWOther2020May Monthly Peak | Program Specific | Size: Under 20 kW | Other | 2020 | May Monthly Peak | 5 | 55276.7135
Program SpecificSize: Under 20 kWOther2020November Monthly Peak | Program Specific | Size: Under 20 kW | Other | 2020 | November Monthly Peak | 11 | 55276.7135
Program SpecificSize: Under 20 kWOther2020October Monthly Peak | Program Specific | Size: Under 20 kW | Other | 2020 | October Monthly Peak | 10 | 55276.7135
Program SpecificSize: Under 20 kWOther2020September Monthly Peak | Program Specific | Size: Under 20 kW | Other | 2020 | September Monthly Peak | 9 | 55276.7135
Program SpecificSize: Under 20 kWOther2020Typical Event Day | Program Specific | Size: Under 20 kW | Other | 2020 | Typical Event Day | 8 | 55276.7135
Program SpecificSize: Under 20 kWOther2021April Monthly Peak | Program Specific | Size: Under 20 kW | Other | 2021 | April Monthly Peak | 4 | 55276.7135
Program SpecificSize: Under 20 kWOther2021August Monthly Peak | Program Specific | Size: Under 20 kW | Other | 2021 | August Monthly Peak | 8 | 55276.7135
Program SpecificSize: Under 20 kWOther2021December Monthly Peak | Program Specific | Size: Under 20 kW | Other | 2021 | December Monthly Peak | 12 | 55276.7135
Program SpecificSize: Under 20 kWOther2021February Monthly Peak | Program Specific | Size: Under 20 kW | Other | 2021 | February Monthly Peak | 2 | 55276.7135
Program SpecificSize: Under 20 kWOther2021January Monthly Peak | Program Specific | Size: Under 20 kW | Other | 2021 | January Monthly Peak | 1 | 55276.7135
Program SpecificSize: Under 20 kWOther2021July Monthly Peak | Program Specific | Size: Under 20 kW | Other | 2021 | July Monthly Peak | 7 | 55276.7135
Program SpecificSize: Under 20 kWOther2021June Monthly Peak | Program Specific | Size: Under 20 kW | Other | 2021 | June Monthly Peak | 6 | 55276.7135
Program SpecificSize: Under 20 kWOther2021March Monthly Peak | Program Specific | Size: Under 20 kW | Other | 2021 | March Monthly Peak | 3 | 55276.7135
Program SpecificSize: Under 20 kWOther2021May Monthly Peak | Program Specific | Size: Under 20 kW | Other | 2021 | May Monthly Peak | 5 | 55276.7135
Program SpecificSize: Under 20 kWOther2021November Monthly Peak | Program Specific | Size: Under 20 kW | Other | 2021 | November Monthly Peak | 11 | 55276.7135
Program SpecificSize: Under 20 kWOther2021October Monthly Peak | Program Specific | Size: Under 20 kW | Other | 2021 | October Monthly Peak | 10 | 55276.7135
Program SpecificSize: Under 20 kWOther2021September Monthly Peak | Program Specific | Size: Under 20 kW | Other | 2021 | September Monthly Peak | 9 | 55276.7135
Program SpecificSize: Under 20 kWOther2021Typical Event Day | Program Specific | Size: Under 20 kW | Other | 2021 | Typical Event Day | 8 | 55276.7135
Program SpecificSize: Under 20 kWOther2022April Monthly Peak | Program Specific | Size: Under 20 kW | Other | 2022 | April Monthly Peak | 4 | 55276.7135
Program SpecificSize: Under 20 kWOther2022August Monthly Peak | Program Specific | Size: Under 20 kW | Other | 2022 | August Monthly Peak | 8 | 55276.7135
Program SpecificSize: Under 20 kWOther2022December Monthly Peak | Program Specific | Size: Under 20 kW | Other | 2022 | December Monthly Peak | 12 | 55276.7135
Program SpecificSize: Under 20 kWOther2022February Monthly Peak | Program Specific | Size: Under 20 kW | Other | 2022 | February Monthly Peak | 2 | 55276.7135
Program SpecificSize: Under 20 kWOther2022January Monthly Peak | Program Specific | Size: Under 20 kW | Other | 2022 | January Monthly Peak | 1 | 55276.7135
Program SpecificSize: Under 20 kWOther2022July Monthly Peak | Program Specific | Size: Under 20 kW | Other | 2022 | July Monthly Peak | 7 | 55276.7135
Program SpecificSize: Under 20 kWOther2022June Monthly Peak | Program Specific | Size: Under 20 kW | Other | 2022 | June Monthly Peak | 6 | 55276.7135
Program SpecificSize: Under 20 kWOther2022March Monthly Peak | Program Specific | Size: Under 20 kW | Other | 2022 | March Monthly Peak | 3 | 55276.7135
Program SpecificSize: Under 20 kWOther2022May Monthly Peak | Program Specific | Size: Under 20 kW | Other | 2022 | May Monthly Peak | 5 | 55276.7135
Program SpecificSize: Under 20 kWOther2022November Monthly Peak | Program Specific | Size: Under 20 kW | Other | 2022 | November Monthly Peak | 11 | 55276.7135
Program SpecificSize: Under 20 kWOther2022October Monthly Peak | Program Specific | Size: Under 20 kW | Other | 2022 | October Monthly Peak | 10 | 55276.7135
Program SpecificSize: Under 20 kWOther2022September Monthly Peak | Program Specific | Size: Under 20 kW | Other | 2022 | September Monthly Peak | 9 | 55276.7135
Program SpecificSize: Under 20 kWOther2022Typical Event Day | Program Specific | Size: Under 20 kW | Other | 2022 | Typical Event Day | 8 | 55276.7135
Program SpecificSize: Under 20 kWOther2023April Monthly Peak | Program Specific | Size: Under 20 kW | Other | 2023 | April Monthly Peak | 4 | 55276.7135
Program SpecificSize: Under 20 kWOther2023August Monthly Peak | Program Specific | Size: Under 20 kW | Other | 2023 | August Monthly Peak | 8 | 55276.7135
Program SpecificSize: Under 20 kWOther2023December Monthly Peak | Program Specific | Size: Under 20 kW | Other | 2023 | December Monthly Peak | 12 | 55276.7135
Program SpecificSize: Under 20 kWOther2023February Monthly Peak | Program Specific | Size: Under 20 kW | Other | 2023 | February Monthly Peak | 2 | 55276.7135
Program SpecificSize: Under 20 kWOther2023January Monthly Peak | Program Specific | Size: Under 20 kW | Other | 2023 | January Monthly Peak | 1 | 55276.7135
Program SpecificSize: Under 20 kWOther2023July Monthly Peak | Program Specific | Size: Under 20 kW | Other | 2023 | July Monthly Peak | 7 | 55276.7135
Program SpecificSize: Under 20 kWOther2023June Monthly Peak | Program Specific | Size: Under 20 kW | Other | 2023 | June Monthly Peak | 6 | 55276.7135
Program SpecificSize: Under 20 kWOther2023March Monthly Peak | Program Specific | Size: Under 20 kW | Other | 2023 | March Monthly Peak | 3 | 55276.7135
Program SpecificSize: Under 20 kWOther2023May Monthly Peak | Program Specific | Size: Under 20 kW | Other | 2023 | May Monthly Peak | 5 | 55276.7135
Program SpecificSize: Under 20 kWOther2023November Monthly Peak | Program Specific | Size: Under 20 kW | Other | 2023 | November Monthly Peak | 11 | 55276.7135
Program SpecificSize: Under 20 kWOther2023October Monthly Peak | Program Specific | Size: Under 20 kW | Other | 2023 | October Monthly Peak | 10 | 55276.7135
Program SpecificSize: Under 20 kWOther2023September Monthly Peak | Program Specific | Size: Under 20 kW | Other | 2023 | September Monthly Peak | 9 | 55276.7135
Program SpecificSize: Under 20 kWOther2023Typical Event Day | Program Specific | Size: Under 20 kW | Other | 2023 | Typical Event Day | 8 | 55276.7135
Program SpecificSize: Under 20 kWOther2024April Monthly Peak | Program Specific | Size: Under 20 kW | Other | 2024 | April Monthly Peak | 4 | 55276.7135
Program SpecificSize: Under 20 kWOther2024August Monthly Peak | Program Specific | Size: Under 20 kW | Other | 2024 | August Monthly Peak | 8 | 55276.7135
Program SpecificSize: Under 20 kWOther2024December Monthly Peak | Program Specific | Size: Under 20 kW | Other | 2024 | December Monthly Peak | 12 | 55276.7135
Program SpecificSize: Under 20 kWOther2024February Monthly Peak | Program Specific | Size: Under 20 kW | Other | 2024 | February Monthly Peak | 2 | 55276.7135
Program SpecificSize: Under 20 kWOther2024January Monthly Peak | Program Specific | Size: Under 20 kW | Other | 2024 | January Monthly Peak | 1 | 55276.7135
Program SpecificSize: Under 20 kWOther2024July Monthly Peak | Program Specific | Size: Under 20 kW | Other | 2024 | July Monthly Peak | 7 | 55276.7135
Program SpecificSize: Under 20 kWOther2024June Monthly Peak | Program Specific | Size: Under 20 kW | Other | 2024 | June Monthly Peak | 6 | 55276.7135
Program SpecificSize: Under 20 kWOther2024March Monthly Peak | Program Specific | Size: Under 20 kW | Other | 2024 | March Monthly Peak | 3 | 55276.7135
Program SpecificSize: Under 20 kWOther2024May Monthly Peak | Program Specific | Size: Under 20 kW | Other | 2024 | May Monthly Peak | 5 | 55276.7135
Program SpecificSize: Under 20 kWOther2024November Monthly Peak | Program Specific | Size: Under 20 kW | Other | 2024 | November Monthly Peak | 11 | 55276.7135
Program SpecificSize: Under 20 kWOther2024October Monthly Peak | Program Specific | Size: Under 20 kW | Other | 2024 | October Monthly Peak | 10 | 55276.7135
Program SpecificSize: Under 20 kWOther2024September Monthly Peak | Program Specific | Size: Under 20 kW | Other | 2024 | September Monthly Peak | 9 | 55276.7135
Program SpecificSize: Under 20 kWOther2024Typical Event Day | Program Specific | Size: Under 20 kW | Other | 2024 | Typical Event Day | 8 | 55276.7135
Program SpecificSize: Under 20 kWOther2025April Monthly Peak | Program Specific | Size: Under 20 kW | Other | 2025 | April Monthly Peak | 4 | 55276.7135
Program SpecificSize: Under 20 kWOther2025August Monthly Peak | Program Specific | Size: Under 20 kW | Other | 2025 | August Monthly Peak | 8 | 55276.7135
Program SpecificSize: Under 20 kWOther2025December Monthly Peak | Program Specific | Size: Under 20 kW | Other | 2025 | December Monthly Peak | 12 | 55276.7135
Program SpecificSize: Under 20 kWOther2025February Monthly Peak | Program Specific | Size: Under 20 kW | Other | 2025 | February Monthly Peak | 2 | 55276.7135
Program SpecificSize: Under 20 kWOther2025January Monthly Peak | Program Specific | Size: Under 20 kW | Other | 2025 | January Monthly Peak | 1 | 55276.7135
Program SpecificSize: Under 20 kWOther2025July Monthly Peak | Program Specific | Size: Under 20 kW | Other | 2025 | July Monthly Peak | 7 | 55276.7135
Program SpecificSize: Under 20 kWOther2025June Monthly Peak | Program Specific | Size: Under 20 kW | Other | 2025 | June Monthly Peak | 6 | 55276.7135
Program SpecificSize: Under 20 kWOther2025March Monthly Peak | Program Specific | Size: Under 20 kW | Other | 2025 | March Monthly Peak | 3 | 55276.7135
Program SpecificSize: Under 20 kWOther2025May Monthly Peak | Program Specific | Size: Under 20 kW | Other | 2025 | May Monthly Peak | 5 | 55276.7135
Program SpecificSize: Under 20 kWOther2025November Monthly Peak | Program Specific | Size: Under 20 kW | Other | 2025 | November Monthly Peak | 11 | 55276.7135
Program SpecificSize: Under 20 kWOther2025October Monthly Peak | Program Specific | Size: Under 20 kW | Other | 2025 | October Monthly Peak | 10 | 55276.7135
Program SpecificSize: Under 20 kWOther2025September Monthly Peak | Program Specific | Size: Under 20 kW | Other | 2025 | September Monthly Peak | 9 | 55276.7135
Program SpecificSize: Under 20 kWOther2025Typical Event Day | Program Specific | Size: Under 20 kW | Other | 2025 | Typical Event Day | 8 | 55276.7135
Program SpecificSize: Under 20 kWOther2026April Monthly Peak | Program Specific | Size: Under 20 kW | Other | 2026 | April Monthly Peak | 4 | 55276.7135
Program SpecificSize: Under 20 kWOther2026August Monthly Peak | Program Specific | Size: Under 20 kW | Other | 2026 | August Monthly Peak | 8 | 55276.7135
Program SpecificSize: Under 20 kWOther2026December Monthly Peak | Program Specific | Size: Under 20 kW | Other | 2026 | December Monthly Peak | 12 | 55276.7135
Program SpecificSize: Under 20 kWOther2026February Monthly Peak | Program Specific | Size: Under 20 kW | Other | 2026 | February Monthly Peak | 2 | 55276.7135
Program SpecificSize: Under 20 kWOther2026January Monthly Peak | Program Specific | Size: Under 20 kW | Other | 2026 | January Monthly Peak | 1 | 55276.7135
Program SpecificSize: Under 20 kWOther2026July Monthly Peak | Program Specific | Size: Under 20 kW | Other | 2026 | July Monthly Peak | 7 | 55276.7135
Program SpecificSize: Under 20 kWOther2026June Monthly Peak | Program Specific | Size: Under 20 kW | Other | 2026 | June Monthly Peak | 6 | 55276.7135
Program SpecificSize: Under 20 kWOther2026March Monthly Peak | Program Specific | Size: Under 20 kW | Other | 2026 | March Monthly Peak | 3 | 55276.7135
Program SpecificSize: Under 20 kWOther2026May Monthly Peak | Program Specific | Size: Under 20 kW | Other | 2026 | May Monthly Peak | 5 | 55276.7135
Program SpecificSize: Under 20 kWOther2026November Monthly Peak | Program Specific | Size: Under 20 kW | Other | 2026 | November Monthly Peak | 11 | 55276.7135
Program SpecificSize: Under 20 kWOther2026October Monthly Peak | Program Specific | Size: Under 20 kW | Other | 2026 | October Monthly Peak | 10 | 55276.7135
Program SpecificSize: Under 20 kWOther2026September Monthly Peak | Program Specific | Size: Under 20 kW | Other | 2026 | September Monthly Peak | 9 | 55276.7135
Program SpecificSize: Under 20 kWOther2026Typical Event Day | Program Specific | Size: Under 20 kW | Other | 2026 | Typical Event Day | 8 | 55276.7135
Program SpecificSize: Under 20 kWSouth of Lugo2015April Monthly Peak | Program Specific | Size: Under 20 kW | South of Lugo | 2015 | April Monthly Peak | 4 | 0
Program SpecificSize: Under 20 kWSouth of Lugo2015August Monthly Peak | Program Specific | Size: Under 20 kW | South of Lugo | 2015 | August Monthly Peak | 8 | 0
Program SpecificSize: Under 20 kWSouth of Lugo2015December Monthly Peak | Program Specific | Size: Under 20 kW | South of Lugo | 2015 | December Monthly Peak | 12 | 0
Program SpecificSize: Under 20 kWSouth of Lugo2015February Monthly Peak | Program Specific | Size: Under 20 kW | South of Lugo | 2015 | February Monthly Peak | 2 | 0
Program SpecificSize: Under 20 kWSouth of Lugo2015January Monthly Peak | Program Specific | Size: Under 20 kW | South of Lugo | 2015 | January Monthly Peak | 1 | 0
Program SpecificSize: Under 20 kWSouth of Lugo2015July Monthly Peak | Program Specific | Size: Under 20 kW | South of Lugo | 2015 | July Monthly Peak | 7 | 0
Program SpecificSize: Under 20 kWSouth of Lugo2015June Monthly Peak | Program Specific | Size: Under 20 kW | South of Lugo | 2015 | June Monthly Peak | 6 | 0
Program SpecificSize: Under 20 kWSouth of Lugo2015March Monthly Peak | Program Specific | Size: Under 20 kW | South of Lugo | 2015 | March Monthly Peak | 3 | 0
Program SpecificSize: Under 20 kWSouth of Lugo2015May Monthly Peak | Program Specific | Size: Under 20 kW | South of Lugo | 2015 | May Monthly Peak | 5 | 0
Program SpecificSize: Under 20 kWSouth of Lugo2015November Monthly Peak | Program Specific | Size: Under 20 kW | South of Lugo | 2015 | November Monthly Peak | 11 | 0
Program SpecificSize: Under 20 kWSouth of Lugo2015October Monthly Peak | Program Specific | Size: Under 20 kW | South of Lugo | 2015 | October Monthly Peak | 10 | 0
Program SpecificSize: Under 20 kWSouth of Lugo2015September Monthly Peak | Program Specific | Size: Under 20 kW | South of Lugo | 2015 | September Monthly Peak | 9 | 0
Program SpecificSize: Under 20 kWSouth of Lugo2015Typical Event Day | Program Specific | Size: Under 20 kW | South of Lugo | 2015 | Typical Event Day | 8 | 0
Program SpecificSize: Under 20 kWSouth of Lugo2016April Monthly Peak | Program Specific | Size: Under 20 kW | South of Lugo | 2016 | April Monthly Peak | 4 | 0
Program SpecificSize: Under 20 kWSouth of Lugo2016August Monthly Peak | Program Specific | Size: Under 20 kW | South of Lugo | 2016 | August Monthly Peak | 8 | 0
Program SpecificSize: Under 20 kWSouth of Lugo2016December Monthly Peak | Program Specific | Size: Under 20 kW | South of Lugo | 2016 | December Monthly Peak | 12 | 0
Program SpecificSize: Under 20 kWSouth of Lugo2016February Monthly Peak | Program Specific | Size: Under 20 kW | South of Lugo | 2016 | February Monthly Peak | 2 | 0
Program SpecificSize: Under 20 kWSouth of Lugo2016January Monthly Peak | Program Specific | Size: Under 20 kW | South of Lugo | 2016 | January Monthly Peak | 1 | 0
Program SpecificSize: Under 20 kWSouth of Lugo2016July Monthly Peak | Program Specific | Size: Under 20 kW | South of Lugo | 2016 | July Monthly Peak | 7 | 0
Program SpecificSize: Under 20 kWSouth of Lugo2016June Monthly Peak | Program Specific | Size: Under 20 kW | South of Lugo | 2016 | June Monthly Peak | 6 | 0
Program SpecificSize: Under 20 kWSouth of Lugo2016March Monthly Peak | Program Specific | Size: Under 20 kW | South of Lugo | 2016 | March Monthly Peak | 3 | 0
Program SpecificSize: Under 20 kWSouth of Lugo2016May Monthly Peak | Program Specific | Size: Under 20 kW | South of Lugo | 2016 | May Monthly Peak | 5 | 0
Program SpecificSize: Under 20 kWSouth of Lugo2016November Monthly Peak | Program Specific | Size: Under 20 kW | South of Lugo | 2016 | November Monthly Peak | 11 | 0
Program SpecificSize: Under 20 kWSouth of Lugo2016October Monthly Peak | Program Specific | Size: Under 20 kW | South of Lugo | 2016 | October Monthly Peak | 10 | 0
Program SpecificSize: Under 20 kWSouth of Lugo2016September Monthly Peak | Program Specific | Size: Under 20 kW | South of Lugo | 2016 | September Monthly Peak | 9 | 0
Program SpecificSize: Under 20 kWSouth of Lugo2016Typical Event Day | Program Specific | Size: Under 20 kW | South of Lugo | 2016 | Typical Event Day | 8 | 0
Program SpecificSize: Under 20 kWSouth of Lugo2017April Monthly Peak | Program Specific | Size: Under 20 kW | South of Lugo | 2017 | April Monthly Peak | 4 | 0
Program SpecificSize: Under 20 kWSouth of Lugo2017August Monthly Peak | Program Specific | Size: Under 20 kW | South of Lugo | 2017 | August Monthly Peak | 8 | 0
Program SpecificSize: Under 20 kWSouth of Lugo2017December Monthly Peak | Program Specific | Size: Under 20 kW | South of Lugo | 2017 | December Monthly Peak | 12 | 0
Program SpecificSize: Under 20 kWSouth of Lugo2017February Monthly Peak | Program Specific | Size: Under 20 kW | South of Lugo | 2017 | February Monthly Peak | 2 | 0
Program SpecificSize: Under 20 kWSouth of Lugo2017January Monthly Peak | Program Specific | Size: Under 20 kW | South of Lugo | 2017 | January Monthly Peak | 1 | 0
Program SpecificSize: Under 20 kWSouth of Lugo2017July Monthly Peak | Program Specific | Size: Under 20 kW | South of Lugo | 2017 | July Monthly Peak | 7 | 0
Program SpecificSize: Under 20 kWSouth of Lugo2017June Monthly Peak | Program Specific | Size: Under 20 kW | South of Lugo | 2017 | June Monthly Peak | 6 | 0
Program SpecificSize: Under 20 kWSouth of Lugo2017March Monthly Peak | Program Specific | Size: Under 20 kW | South of Lugo | 2017 | March Monthly Peak | 3 | 0
Program SpecificSize: Under 20 kWSouth of Lugo2017May Monthly Peak | Program Specific | Size: Under 20 kW | South of Lugo | 2017 | May Monthly Peak | 5 | 0
Program SpecificSize: Under 20 kWSouth of Lugo2017November Monthly Peak | Program Specific | Size: Under 20 kW | South of Lugo | 2017 | November Monthly Peak | 11 | 0
Program SpecificSize: Under 20 kWSouth of Lugo2017October Monthly Peak | Program Specific | Size: Under 20 kW | South of Lugo | 2017 | October Monthly Peak | 10 | 0
Program SpecificSize: Under 20 kWSouth of Lugo2017September Monthly Peak | Program Specific | Size: Under 20 kW | South of Lugo | 2017 | September Monthly Peak | 9 | 0
Program SpecificSize: Under 20 kWSouth of Lugo2017Typical Event Day | Program Specific | Size: Under 20 kW | South of Lugo | 2017 | Typical Event Day | 8 | 0
Program SpecificSize: Under 20 kWSouth of Lugo2018April Monthly Peak | Program Specific | Size: Under 20 kW | South of Lugo | 2018 | April Monthly Peak | 4 | 24816.7184
Program SpecificSize: Under 20 kWSouth of Lugo2018August Monthly Peak | Program Specific | Size: Under 20 kW | South of Lugo | 2018 | August Monthly Peak | 8 | 24816.7184
Program SpecificSize: Under 20 kWSouth of Lugo2018December Monthly Peak | Program Specific | Size: Under 20 kW | South of Lugo | 2018 | December Monthly Peak | 12 | 24816.7184
Program SpecificSize: Under 20 kWSouth of Lugo2018February Monthly Peak | Program Specific | Size: Under 20 kW | South of Lugo | 2018 | February Monthly Peak | 2 | 0
Program SpecificSize: Under 20 kWSouth of Lugo2018January Monthly Peak | Program Specific | Size: Under 20 kW | South of Lugo | 2018 | January Monthly Peak | 1 | 0
Program SpecificSize: Under 20 kWSouth of Lugo2018July Monthly Peak | Program Specific | Size: Under 20 kW | South of Lugo | 2018 | July Monthly Peak | 7 | 24816.7184
Program SpecificSize: Under 20 kWSouth of Lugo2018June Monthly Peak | Program Specific | Size: Under 20 kW | South of Lugo | 2018 | June Monthly Peak | 6 | 24816.7184
Program SpecificSize: Under 20 kWSouth of Lugo2018March Monthly Peak | Program Specific | Size: Under 20 kW | South of Lugo | 2018 | March Monthly Peak | 3 | 0
Program SpecificSize: Under 20 kWSouth of Lugo2018May Monthly Peak | Program Specific | Size: Under 20 kW | South of Lugo | 2018 | May Monthly Peak | 5 | 24816.7184
Program SpecificSize: Under 20 kWSouth of Lugo2018November Monthly Peak | Program Specific | Size: Under 20 kW | South of Lugo | 2018 | November Monthly Peak | 11 | 24816.7184
Program SpecificSize: Under 20 kWSouth of Lugo2018October Monthly Peak | Program Specific | Size: Under 20 kW | South of Lugo | 2018 | October Monthly Peak | 10 | 24816.7184
Program SpecificSize: Under 20 kWSouth of Lugo2018September Monthly Peak | Program Specific | Size: Under 20 kW | South of Lugo | 2018 | September Monthly Peak | 9 | 24816.7184
Program SpecificSize: Under 20 kWSouth of Lugo2018Typical Event Day | Program Specific | Size: Under 20 kW | South of Lugo | 2018 | Typical Event Day | 8 | 24816.7184
Program SpecificSize: Under 20 kWSouth of Lugo2019April Monthly Peak | Program Specific | Size: Under 20 kW | South of Lugo | 2019 | April Monthly Peak | 4 | 9926.6874
Program SpecificSize: Under 20 kWSouth of Lugo2019August Monthly Peak | Program Specific | Size: Under 20 kW | South of Lugo | 2019 | August Monthly Peak | 8 | 9926.6874
Program SpecificSize: Under 20 kWSouth of Lugo2019December Monthly Peak | Program Specific | Size: Under 20 kW | South of Lugo | 2019 | December Monthly Peak | 12 | 9926.6874
Program SpecificSize: Under 20 kWSouth of Lugo2019February Monthly Peak | Program Specific | Size: Under 20 kW | South of Lugo | 2019 | February Monthly Peak | 2 | 24816.7184
Program SpecificSize: Under 20 kWSouth of Lugo2019January Monthly Peak | Program Specific | Size: Under 20 kW | South of Lugo | 2019 | January Monthly Peak | 1 | 24816.7184
Program SpecificSize: Under 20 kWSouth of Lugo2019July Monthly Peak | Program Specific | Size: Under 20 kW | South of Lugo | 2019 | July Monthly Peak | 7 | 9926.6874
Program SpecificSize: Under 20 kWSouth of Lugo2019June Monthly Peak | Program Specific | Size: Under 20 kW | South of Lugo | 2019 | June Monthly Peak | 6 | 9926.6874
Program SpecificSize: Under 20 kWSouth of Lugo2019March Monthly Peak | Program Specific | Size: Under 20 kW | South of Lugo | 2019 | March Monthly Peak | 3 | 24816.7184
Program SpecificSize: Under 20 kWSouth of Lugo2019May Monthly Peak | Program Specific | Size: Under 20 kW | South of Lugo | 2019 | May Monthly Peak | 5 | 9926.6874
Program SpecificSize: Under 20 kWSouth of Lugo2019November Monthly Peak | Program Specific | Size: Under 20 kW | South of Lugo | 2019 | November Monthly Peak | 11 | 9926.6874
Program SpecificSize: Under 20 kWSouth of Lugo2019October Monthly Peak | Program Specific | Size: Under 20 kW | South of Lugo | 2019 | October Monthly Peak | 10 | 9926.6874
Program SpecificSize: Under 20 kWSouth of Lugo2019September Monthly Peak | Program Specific | Size: Under 20 kW | South of Lugo | 2019 | September Monthly Peak | 9 | 9926.6874
Program SpecificSize: Under 20 kWSouth of Lugo2019Typical Event Day | Program Specific | Size: Under 20 kW | South of Lugo | 2019 | Typical Event Day | 8 | 9926.6874
Program SpecificSize: Under 20 kWSouth of Lugo2020April Monthly Peak | Program Specific | Size: Under 20 kW | South of Lugo | 2020 | April Monthly Peak | 4 | 9926.6874
Program SpecificSize: Under 20 kWSouth of Lugo2020August Monthly Peak | Program Specific | Size: Under 20 kW | South of Lugo | 2020 | August Monthly Peak | 8 | 9926.6874
Program SpecificSize: Under 20 kWSouth of Lugo2020December Monthly Peak | Program Specific | Size: Under 20 kW | South of Lugo | 2020 | December Monthly Peak | 12 | 9926.6874
Program SpecificSize: Under 20 kWSouth of Lugo2020February Monthly Peak | Program Specific | Size: Under 20 kW | South of Lugo | 2020 | February Monthly Peak | 2 | 9926.6874
Program SpecificSize: Under 20 kWSouth of Lugo2020January Monthly Peak | Program Specific | Size: Under 20 kW | South of Lugo | 2020 | January Monthly Peak | 1 | 9926.6874
Program SpecificSize: Under 20 kWSouth of Lugo2020July Monthly Peak | Program Specific | Size: Under 20 kW | South of Lugo | 2020 | July Monthly Peak | 7 | 9926.6874
Program SpecificSize: Under 20 kWSouth of Lugo2020June Monthly Peak | Program Specific | Size: Under 20 kW | South of Lugo | 2020 | June Monthly Peak | 6 | 9926.6874
Program SpecificSize: Under 20 kWSouth of Lugo2020March Monthly Peak | Program Specific | Size: Under 20 kW | South of Lugo | 2020 | March Monthly Peak | 3 | 9926.6874
Program SpecificSize: Under 20 kWSouth of Lugo2020May Monthly Peak | Program Specific | Size: Under 20 kW | South of Lugo | 2020 | May Monthly Peak | 5 | 9926.6874
Program SpecificSize: Under 20 kWSouth of Lugo2020November Monthly Peak | Program Specific | Size: Under 20 kW | South of Lugo | 2020 | November Monthly Peak | 11 | 9926.6874
Program SpecificSize: Under 20 kWSouth of Lugo2020October Monthly Peak | Program Specific | Size: Under 20 kW | South of Lugo | 2020 | October Monthly Peak | 10 | 9926.6874
Program SpecificSize: Under 20 kWSouth of Lugo2020September Monthly Peak | Program Specific | Size: Under 20 kW | South of Lugo | 2020 | September Monthly Peak | 9 | 9926.6874
Program SpecificSize: Under 20 kWSouth of Lugo2020Typical Event Day | Program Specific | Size: Under 20 kW | South of Lugo | 2020 | Typical Event Day | 8 | 9926.6874
Program SpecificSize: Under 20 kWSouth of Lugo2021April Monthly Peak | Program Specific | Size: Under 20 kW | South of Lugo | 2021 | April Monthly Peak | 4 | 9926.6874
Program SpecificSize: Under 20 kWSouth of Lugo2021August Monthly Peak | Program Specific | Size: Under 20 kW | South of Lugo | 2021 | August Monthly Peak | 8 | 9926.6874
Program SpecificSize: Under 20 kWSouth of Lugo2021December Monthly Peak | Program Specific | Size: Under 20 kW | South of Lugo | 2021 | December Monthly Peak | 12 | 9926.6874
Program SpecificSize: Under 20 kWSouth of Lugo2021February Monthly Peak | Program Specific | Size: Under 20 kW | South of Lugo | 2021 | February Monthly Peak | 2 | 9926.6874
Program SpecificSize: Under 20 kWSouth of Lugo2021January Monthly Peak | Program Specific | Size: Under 20 kW | South of Lugo | 2021 | January Monthly Peak | 1 | 9926.6874
Program SpecificSize: Under 20 kWSouth of Lugo2021July Monthly Peak | Program Specific | Size: Under 20 kW | South of Lugo | 2021 | July Monthly Peak | 7 | 9926.6874
Program SpecificSize: Under 20 kWSouth of Lugo2021June Monthly Peak | Program Specific | Size: Under 20 kW | South of Lugo | 2021 | June Monthly Peak | 6 | 9926.6874
Program SpecificSize: Under 20 kWSouth of Lugo2021March Monthly Peak | Program Specific | Size: Under 20 kW | South of Lugo | 2021 | March Monthly Peak | 3 | 9926.6874
Program SpecificSize: Under 20 kWSouth of Lugo2021May Monthly Peak | Program Specific | Size: Under 20 kW | South of Lugo | 2021 | May Monthly Peak | 5 | 9926.6874
Program SpecificSize: Under 20 kWSouth of Lugo2021November Monthly Peak | Program Specific | Size: Under 20 kW | South of Lugo | 2021 | November Monthly Peak | 11 | 9926.6874
Program SpecificSize: Under 20 kWSouth of Lugo2021October Monthly Peak | Program Specific | Size: Under 20 kW | South of Lugo | 2021 | October Monthly Peak | 10 | 9926.6874
Program SpecificSize: Under 20 kWSouth of Lugo2021September Monthly Peak | Program Specific | Size: Under 20 kW | South of Lugo | 2021 | September Monthly Peak | 9 | 9926.6874
Program SpecificSize: Under 20 kWSouth of Lugo2021Typical Event Day | Program Specific | Size: Under 20 kW | South of Lugo | 2021 | Typical Event Day | 8 | 9926.6874
Program SpecificSize: Under 20 kWSouth of Lugo2022April Monthly Peak | Program Specific | Size: Under 20 kW | South of Lugo | 2022 | April Monthly Peak | 4 | 9926.6874
Program SpecificSize: Under 20 kWSouth of Lugo2022August Monthly Peak | Program Specific | Size: Under 20 kW | South of Lugo | 2022 | August Monthly Peak | 8 | 9926.6874
Program SpecificSize: Under 20 kWSouth of Lugo2022December Monthly Peak | Program Specific | Size: Under 20 kW | South of Lugo | 2022 | December Monthly Peak | 12 | 9926.6874
Program SpecificSize: Under 20 kWSouth of Lugo2022February Monthly Peak | Program Specific | Size: Under 20 kW | South of Lugo | 2022 | February Monthly Peak | 2 | 9926.6874
Program SpecificSize: Under 20 kWSouth of Lugo2022January Monthly Peak | Program Specific | Size: Under 20 kW | South of Lugo | 2022 | January Monthly Peak | 1 | 9926.6874
Program SpecificSize: Under 20 kWSouth of Lugo2022July Monthly Peak | Program Specific | Size: Under 20 kW | South of Lugo | 2022 | July Monthly Peak | 7 | 9926.6874
Program SpecificSize: Under 20 kWSouth of Lugo2022June Monthly Peak | Program Specific | Size: Under 20 kW | South of Lugo | 2022 | June Monthly Peak | 6 | 9926.6874
Program SpecificSize: Under 20 kWSouth of Lugo2022March Monthly Peak | Program Specific | Size: Under 20 kW | South of Lugo | 2022 | March Monthly Peak | 3 | 9926.6874
Program SpecificSize: Under 20 kWSouth of Lugo2022May Monthly Peak | Program Specific | Size: Under 20 kW | South of Lugo | 2022 | May Monthly Peak | 5 | 9926.6874
Program SpecificSize: Under 20 kWSouth of Lugo2022November Monthly Peak | Program Specific | Size: Under 20 kW | South of Lugo | 2022 | November Monthly Peak | 11 | 9926.6874
Program SpecificSize: Under 20 kWSouth of Lugo2022October Monthly Peak | Program Specific | Size: Under 20 kW | South of Lugo | 2022 | October Monthly Peak | 10 | 9926.6874
Program SpecificSize: Under 20 kWSouth of Lugo2022September Monthly Peak | Program Specific | Size: Under 20 kW | South of Lugo | 2022 | September Monthly Peak | 9 | 9926.6874
Program SpecificSize: Under 20 kWSouth of Lugo2022Typical Event Day | Program Specific | Size: Under 20 kW | South of Lugo | 2022 | Typical Event Day | 8 | 9926.6874
Program SpecificSize: Under 20 kWSouth of Lugo2023April Monthly Peak | Program Specific | Size: Under 20 kW | South of Lugo | 2023 | April Monthly Peak | 4 | 9926.6874
Program SpecificSize: Under 20 kWSouth of Lugo2023August Monthly Peak | Program Specific | Size: Under 20 kW | South of Lugo | 2023 | August Monthly Peak | 8 | 9926.6874
Program SpecificSize: Under 20 kWSouth of Lugo2023December Monthly Peak | Program Specific | Size: Under 20 kW | South of Lugo | 2023 | December Monthly Peak | 12 | 9926.6874
Program SpecificSize: Under 20 kWSouth of Lugo2023February Monthly Peak | Program Specific | Size: Under 20 kW | South of Lugo | 2023 | February Monthly Peak | 2 | 9926.6874
Program SpecificSize: Under 20 kWSouth of Lugo2023January Monthly Peak | Program Specific | Size: Under 20 kW | South of Lugo | 2023 | January Monthly Peak | 1 | 9926.6874
Program SpecificSize: Under 20 kWSouth of Lugo2023July Monthly Peak | Program Specific | Size: Under 20 kW | South of Lugo | 2023 | July Monthly Peak | 7 | 9926.6874
Program SpecificSize: Under 20 kWSouth of Lugo2023June Monthly Peak | Program Specific | Size: Under 20 kW | South of Lugo | 2023 | June Monthly Peak | 6 | 9926.6874
Program SpecificSize: Under 20 kWSouth of Lugo2023March Monthly Peak | Program Specific | Size: Under 20 kW | South of Lugo | 2023 | March Monthly Peak | 3 | 9926.6874
Program SpecificSize: Under 20 kWSouth of Lugo2023May Monthly Peak | Program Specific | Size: Under 20 kW | South of Lugo | 2023 | May Monthly Peak | 5 | 9926.6874
Program SpecificSize: Under 20 kWSouth of Lugo2023November Monthly Peak | Program Specific | Size: Under 20 kW | South of Lugo | 2023 | November Monthly Peak | 11 | 9926.6874
Program SpecificSize: Under 20 kWSouth of Lugo2023October Monthly Peak | Program Specific | Size: Under 20 kW | South of Lugo | 2023 | October Monthly Peak | 10 | 9926.6874
Program SpecificSize: Under 20 kWSouth of Lugo2023September Monthly Peak | Program Specific | Size: Under 20 kW | South of Lugo | 2023 | September Monthly Peak | 9 | 9926.6874
Program SpecificSize: Under 20 kWSouth of Lugo2023Typical Event Day | Program Specific | Size: Under 20 kW | South of Lugo | 2023 | Typical Event Day | 8 | 9926.6874
Program SpecificSize: Under 20 kWSouth of Lugo2024April Monthly Peak | Program Specific | Size: Under 20 kW | South of Lugo | 2024 | April Monthly Peak | 4 | 9926.6874
Program SpecificSize: Under 20 kWSouth of Lugo2024August Monthly Peak | Program Specific | Size: Under 20 kW | South of Lugo | 2024 | August Monthly Peak | 8 | 9926.6874
Program SpecificSize: Under 20 kWSouth of Lugo2024December Monthly Peak | Program Specific | Size: Under 20 kW | South of Lugo | 2024 | December Monthly Peak | 12 | 9926.6874
Program SpecificSize: Under 20 kWSouth of Lugo2024February Monthly Peak | Program Specific | Size: Under 20 kW | South of Lugo | 2024 | February Monthly Peak | 2 | 9926.6874
Program SpecificSize: Under 20 kWSouth of Lugo2024January Monthly Peak | Program Specific | Size: Under 20 kW | South of Lugo | 2024 | January Monthly Peak | 1 | 9926.6874
Program SpecificSize: Under 20 kWSouth of Lugo2024July Monthly Peak | Program Specific | Size: Under 20 kW | South of Lugo | 2024 | July Monthly Peak | 7 | 9926.6874
Program SpecificSize: Under 20 kWSouth of Lugo2024June Monthly Peak | Program Specific | Size: Under 20 kW | South of Lugo | 2024 | June Monthly Peak | 6 | 9926.6874
Program SpecificSize: Under 20 kWSouth of Lugo2024March Monthly Peak | Program Specific | Size: Under 20 kW | South of Lugo | 2024 | March Monthly Peak | 3 | 9926.6874
Program SpecificSize: Under 20 kWSouth of Lugo2024May Monthly Peak | Program Specific | Size: Under 20 kW | South of Lugo | 2024 | May Monthly Peak | 5 | 9926.6874
Program SpecificSize: Under 20 kWSouth of Lugo2024November Monthly Peak | Program Specific | Size: Under 20 kW | South of Lugo | 2024 | November Monthly Peak | 11 | 9926.6874
Program SpecificSize: Under 20 kWSouth of Lugo2024October Monthly Peak | Program Specific | Size: Under 20 kW | South of Lugo | 2024 | October Monthly Peak | 10 | 9926.6874
Program SpecificSize: Under 20 kWSouth of Lugo2024September Monthly Peak | Program Specific | Size: Under 20 kW | South of Lugo | 2024 | September Monthly Peak | 9 | 9926.6874
Program SpecificSize: Under 20 kWSouth of Lugo2024Typical Event Day | Program Specific | Size: Under 20 kW | South of Lugo | 2024 | Typical Event Day | 8 | 9926.6874
Program SpecificSize: Under 20 kWSouth of Lugo2025April Monthly Peak | Program Specific | Size: Under 20 kW | South of Lugo | 2025 | April Monthly Peak | 4 | 9926.6874
Program SpecificSize: Under 20 kWSouth of Lugo2025August Monthly Peak | Program Specific | Size: Under 20 kW | South of Lugo | 2025 | August Monthly Peak | 8 | 9926.6874
Program SpecificSize: Under 20 kWSouth of Lugo2025December Monthly Peak | Program Specific | Size: Under 20 kW | South of Lugo | 2025 | December Monthly Peak | 12 | 9926.6874
Program SpecificSize: Under 20 kWSouth of Lugo2025February Monthly Peak | Program Specific | Size: Under 20 kW | South of Lugo | 2025 | February Monthly Peak | 2 | 9926.6874
Program SpecificSize: Under 20 kWSouth of Lugo2025January Monthly Peak | Program Specific | Size: Under 20 kW | South of Lugo | 2025 | January Monthly Peak | 1 | 9926.6874
Program SpecificSize: Under 20 kWSouth of Lugo2025July Monthly Peak | Program Specific | Size: Under 20 kW | South of Lugo | 2025 | July Monthly Peak | 7 | 9926.6874
Program SpecificSize: Under 20 kWSouth of Lugo2025June Monthly Peak | Program Specific | Size: Under 20 kW | South of Lugo | 2025 | June Monthly Peak | 6 | 9926.6874
Program SpecificSize: Under 20 kWSouth of Lugo2025March Monthly Peak | Program Specific | Size: Under 20 kW | South of Lugo | 2025 | March Monthly Peak | 3 | 9926.6874
Program SpecificSize: Under 20 kWSouth of Lugo2025May Monthly Peak | Program Specific | Size: Under 20 kW | South of Lugo | 2025 | May Monthly Peak | 5 | 9926.6874
Program SpecificSize: Under 20 kWSouth of Lugo2025November Monthly Peak | Program Specific | Size: Under 20 kW | South of Lugo | 2025 | November Monthly Peak | 11 | 9926.6874
Program SpecificSize: Under 20 kWSouth of Lugo2025October Monthly Peak | Program Specific | Size: Under 20 kW | South of Lugo | 2025 | October Monthly Peak | 10 | 9926.6874
Program SpecificSize: Under 20 kWSouth of Lugo2025September Monthly Peak | Program Specific | Size: Under 20 kW | South of Lugo | 2025 | September Monthly Peak | 9 | 9926.6874
Program SpecificSize: Under 20 kWSouth of Lugo2025Typical Event Day | Program Specific | Size: Under 20 kW | South of Lugo | 2025 | Typical Event Day | 8 | 9926.6874
Program SpecificSize: Under 20 kWSouth of Lugo2026April Monthly Peak | Program Specific | Size: Under 20 kW | South of Lugo | 2026 | April Monthly Peak | 4 | 9926.6874
Program SpecificSize: Under 20 kWSouth of Lugo2026August Monthly Peak | Program Specific | Size: Under 20 kW | South of Lugo | 2026 | August Monthly Peak | 8 | 9926.6874
Program SpecificSize: Under 20 kWSouth of Lugo2026December Monthly Peak | Program Specific | Size: Under 20 kW | South of Lugo | 2026 | December Monthly Peak | 12 | 9926.6874
Program SpecificSize: Under 20 kWSouth of Lugo2026February Monthly Peak | Program Specific | Size: Under 20 kW | South of Lugo | 2026 | February Monthly Peak | 2 | 9926.6874
Program SpecificSize: Under 20 kWSouth of Lugo2026January Monthly Peak | Program Specific | Size: Under 20 kW | South of Lugo | 2026 | January Monthly Peak | 1 | 9926.6874
Program SpecificSize: Under 20 kWSouth of Lugo2026July Monthly Peak | Program Specific | Size: Under 20 kW | South of Lugo | 2026 | July Monthly Peak | 7 | 9926.6874
Program SpecificSize: Under 20 kWSouth of Lugo2026June Monthly Peak | Program Specific | Size: Under 20 kW | South of Lugo | 2026 | June Monthly Peak | 6 | 9926.6874
Program SpecificSize: Under 20 kWSouth of Lugo2026March Monthly Peak | Program Specific | Size: Under 20 kW | South of Lugo | 2026 | March Monthly Peak | 3 | 9926.6874
Program SpecificSize: Under 20 kWSouth of Lugo2026May Monthly Peak | Program Specific | Size: Under 20 kW | South of Lugo | 2026 | May Monthly Peak | 5 | 9926.6874
Program SpecificSize: Under 20 kWSouth of Lugo2026November Monthly Peak | Program Specific | Size: Under 20 kW | South of Lugo | 2026 | November Monthly Peak | 11 | 9926.6874
Program SpecificSize: Under 20 kWSouth of Lugo2026October Monthly Peak | Program Specific | Size: Under 20 kW | South of Lugo | 2026 | October Monthly Peak | 10 | 9926.6874
Program SpecificSize: Under 20 kWSouth of Lugo2026September Monthly Peak | Program Specific | Size: Under 20 kW | South of Lugo | 2026 | September Monthly Peak | 9 | 9926.6874
Program SpecificSize: Under 20 kWSouth of Lugo2026Typical Event Day | Program Specific | Size: Under 20 kW | South of Lugo | 2026 | Typical Event Day | 8 | 9926.6874