## Inputs-Results
Southern California Edison
2014 Non-Residential CPP Ex ante Impact Tables -- CAISO Weather Scenarios
TABLE 1: Menu options |  | TABLE 2: Resource Adequacy (RA) Information |  | Hour Ending | Reference Load (MW) | Estimated Load w/ DR (MW) | Load Impact (MW) | %Load Reduction | Weighted Temp (F) | Uncertainty Adjusted Impact - Percentiles |  |  |  |  | MW
Aggregation | Aggregate | RA Window Start | 1:00 PM | [6 empty] | 10th | 30th | 50th | 70th | 90th |  | se | var | 90% Confidence Band | 90% Confidence Band | Event Period
Type of Impacts | Program Specific | RA Window End | 6:00 PM | 1 | 369.4949 | 373.3921 | -3.8972 | -1.055% | 74.2645 | -16.487 | -9.0489 | -3.8972 | 1.2544 | 8.6926 |  | 9.8239 | 96.5082 | -20.056 | 12.2616 | 0
Customer size | Size: Over 200kW | Total Enrolled Acoounts | 2559.8999 | 2 | 359.0638 | 364.3642 | -5.3004 | -1.476% | 72.9232 | -17.4969 | -10.2911 | -5.3004 | -0.3097 | 6.8961 |  | 9.517 | 90.5728 | -20.9544 | 10.3536 | 0
Transmission Planning Area | All | Avg. Reduction (MW) | 21.7453 | 3 | 348.3428 | 351.8984 | -3.5556 | -1.021% | 71.7491 | -16.2609 | -8.7545 | -3.5556 | 1.6433 | 9.1498 |  | 9.914 | 98.2882 | -19.8627 | 12.7516 | 0
Weather Year | 1-in-2 | % Reduction | 3.652% | 4 | 347.806 | 352.9887 | -5.1827 | -1.49% | 70.9978 | -17.1111 | -10.0637 | -5.1827 | -0.30176 | 6.7456 |  | 9.3077 | 86.6338 | -20.4926 | 10.1271 | 0
Forecast Year | 2015 |  |  | 5 | 372.2597 | 379.4549 | -7.1952 | -1.933% | 70.3301 | -19.0159 | -12.0321 | -7.1952 | -2.3583 | 4.6254 |  | 9.2237 | 85.0764 | -22.3669 | 7.9764 | 0
Day Type | August Monthly Peak |  |  | 6 | 435.9041 | 442.7544 | -6.8503 | -1.572% | 69.5466 | -18.5047 | -11.6192 | -6.8503 | -2.0814 | 4.8042 |  | 9.094 | 82.7013 | -21.8086 | 8.1081 | 0
|  |  |  | 7 | 508.2981 | 516.6287 | -8.3307 | -1.639% | 69.1759 | -21.3595 | -13.6619 | -8.3307 | -2.9994 | 4.6981 |  | 10.1664 | 103.3563 | -25.053 | 8.3916 | 0
|  |  |  | 8 | 564.5457 | 572.2017 | -7.656 | -1.356% | 68.9803 | -20.3061 | -12.8323 | -7.656 | -2.4797 | 4.9941 |  | 9.8709 | 97.4354 | -23.8923 | 8.5802 | 0
|  |  |  | 9 | 606.0144 | 613.9373 | -7.9229 | -1.307% | 71.0586 | -22.9239 | -14.0612 | -7.9229 | -1.7847 | 7.078 |  | 11.7053 | 137.0146 | -27.1765 | 11.3306 | 0
|  |  |  | 10 | 632.0047 | 641.5545 | -9.5498 | -1.511% | 75.9996 | -24.6718 | -15.7376 | -9.5498 | -3.3619 | 5.5723 |  | 11.7998 | 139.2361 | -28.9588 | 9.8592 | 0
|  |  |  | 11 | 656.497 | 664.3568 | -7.8598 | -1.197% | 81.2671 | -21.4656 | -13.4272 | -7.8598 | -2.2924 | 5.746 |  | 10.6167 | 112.7139 | -25.3227 | 9.6031 | 0
% Load Reduction for Event Window | 0% |  |  | 12 | 659.2675 | 668.1367 | -8.8692 | -1.345% | 85.8665 | -21.6051 | -14.0806 | -8.8692 | -3.6578 | 3.8667 |  | 9.9379 | 98.7611 | -25.2156 | 7.4771 | 0
|  |  |  | 13 | 648.7783 | 654.3937 | -5.6153 | -0.8655% | 89.1469 | -17.6317 | -10.5324 | -5.6153 | -0.69834 | 6.401 |  | 9.3764 | 87.9176 | -21.0382 | 9.8075 | 0
|  |  |  | 14 | 653.1376 | 651.8367 | 1.3009 | 0.1992% | 91.0823 | -10.9265 | -3.7024 | 1.3009 | 6.3043 | 13.5284 |  | 9.5411 | 91.0334 | -14.3928 | 16.9947 | 1
|  |  |  | 15 | 637.6728 | 611.4106 | 26.2622 | 4.118% | 92.3257 | 15.3954 | 21.8156 | 26.2622 | 30.7088 | 37.129 |  | 8.4794 | 71.9005 | 12.3148 | 40.2096 | 1
|  |  |  | 16 | 603.6384 | 575.4951 | 28.1434 | 4.662% | 92.7252 | 18.927 | 24.3721 | 28.1434 | 31.9146 | 37.3598 |  | 7.1916 | 51.7187 | 16.3143 | 39.9725 | 1
|  |  |  | 17 | 561.619 | 533.9748 | 27.6442 | 4.922% | 92.6981 | 19.6506 | 24.3733 | 27.6442 | 30.9152 | 35.6379 |  | 6.2375 | 38.9062 | 17.3845 | 37.904 | 1
|  |  |  | 18 | 520.9467 | 495.5711 | 25.3756 | 4.871% | 92.0255 | 17.4929 | 22.15 | 25.3756 | 28.6011 | 33.2583 |  | 6.1509 | 37.8338 | 15.2582 | 35.4929 | 1
|  |  |  | 19 | 495.7328 | 485.6969 | 10.0359 | 2.024% | 90.2517 | 2.151 | 6.8095 | 10.0359 | 13.2624 | 17.9208 |  | 6.1526 | 37.8548 | -0.084248 | 20.1561 | 0
|  |  |  | 20 | 485.3281 | 481.3983 | 3.9298 | 0.8097% | 86.9401 | -7.6097 | -0.79205 | 3.9298 | 8.6517 | 15.4693 |  | 9.0043 | 81.0772 | -10.8809 | 18.7405 | 0
|  |  |  | 21 | 474.7654 | 473.0118 | 1.7537 | 0.3694% | 82.4839 | -10.773 | -3.3721 | 1.7537 | 6.8795 | 14.2803 |  | 9.7746 | 95.5428 | -14.3241 | 17.8315 | 0
|  |  |  | 22 | 449.5972 | 445.9082 | 3.689 | 0.8205% | 79.3628 | -9.0801 | -1.536 | 3.689 | 8.914 | 16.4581 |  | 9.9638 | 99.2775 | -12.7 | 20.078 | 0
|  |  |  | 23 | 418.0971 | 414.9724 | 3.1247 | 0.7474% | 77.51 | -7.9061 | -1.389 | 3.1247 | 7.6385 | 14.1556 |  | 8.6074 | 74.0881 | -11.0332 | 17.2827 | 0
|  |  |  | 24 | 397.8342 | 395.1566 | 2.6776 | 0.673% | 76.0597 | -9.0368 | -2.1158 | 2.6776 | 7.471 | 14.3919 |  | 9.1407 | 83.5531 | -12.3576 | 17.7128 | 0
[5 empty] | Reference Energy Use (MWh) | Estimated Energy Use w/ DR (MWh) | Total Load Impact (MWh) | % Load Change | Cooling Degree Hours (Base 65) | Uncertainty Adjusted Impact - Percentiles
[10 empty] | 10th | 30th | 50th | 70th | 90th
|  |  |  | Avg. Event Hour | 595.4029 | 573.6577 | 21.7453 | 3.755% | 92.1714 | 15.5208 | 19.1983 | 21.7453 | 24.2923 | 27.9697 |  |  |  | VARIANCE (DAILY | 23.5903
|  |  |  | Note: A positive value % Daily Load Change indicates the use of less energy for the day. | [13 empty] | SE (DAILY) | 4.857

## Lookup
Lookup Impacts |  |  | Types | Start | End | Type of Impacts | Weather Year | Forecast Year | Month |  | Size | Local Capacity Area | Active list
Program Specific1-in-2Size: Over 200kWAll2015August Monthly Peak |  |  | Aggregate | 13:00 | 18:00 | Program Specific | 1-in-2 | 2015 | January Monthly Peak |  | Size: Under 20 kW | All
|  |  | Average Customer | 13:00 | 18:00 | Portfolio Adjusted | 1-in-10 | 2016 | February Monthly Peak |  | Size: 20 kW to 199.99 kW | Orange County
Lookup enrollments |  |  |  | 13:00 | 18:00 |  |  | 2017 | March Monthly Peak |  | Size: Over 200kW | Other
Program SpecificSize: Over 200kWAll2015August Monthly Peak |  |  |  | 13:00 | 18:00 |  |  | 2018 | April Monthly Peak |  | All | South of Lugo
|  |  |  | 13:00 | 18:00 |  |  | 2019 | May Monthly Peak
|  | daytype |  | 13:00 | 18:00 |  |  | 2020 | June Monthly Peak
ROW | 8160 | [6 empty] | 2021 | July Monthly Peak
ADDRESS | Data!$A$8160 | [6 empty] | 2022 | August Monthly Peak
[8 empty] | 2023 | September Monthly Peak
[8 empty] | 2024 | October Monthly Peak
Lookup year | 2015 | [6 empty] | 2025 | November Monthly Peak
Month | 8 | [6 empty] | 2026 | December Monthly Peak
Typical Event Day
Cooling Degree Hours
9.2645
7.9232
| FALSE |  | 6.7491
|  |  | 5.9978 | [5 empty] | Day Type | Month
|  |  | 5.3301 | [5 empty] | January | 1 | Summer
|  |  | 4.5466 | [5 empty] | April | 4 | 0
|  |  | 4.1759 | [5 empty] | August | 8 | 0
|  |  | 3.9803 | [5 empty] | December | 12 | 1
|  |  | 6.0586 |  | Type of Results |  |  |  | February | 2 | 0
|  |  | 10.9996 |  | Type of Impacts |  |  |  | July | 7 | 0
|  |  | 16.2671 |  | Customer category |  |  |  | June | 6 | 1
|  |  | 20.8665 |  | Weather Year |  |  |  | March | 3 | 1
|  |  | 24.1469 |  | Forecast Year |  |  |  | May | 5 | 0
|  |  | 26.0823 |  | Day Type |  |  |  | November | 11 | 1
|  |  | 27.3257 | [5 empty] | October | 10 | 0
|  |  | 27.7252 | [5 empty] | September | 9 | 1
|  |  | 27.6981 | [7 empty] | 1
27.0255
25.2517
21.9401
17.4839
14.3628
12.51
11.0597

## Data
concat | portfoliotype | weatheryear | dmdrflg | lca | year | daytype | month | ref_load1 | ref_load2 | ref_load3 | ref_load4 | ref_load5 | ref_load6 | ref_load7 | ref_load8 | ref_load9 | ref_load10 | ref_load11 | ref_load12 | ref_load13 | ref_load14 | ref_load15 | ref_load16 | ref_load17 | ref_load18 | ref_load19 | ref_load20 | ref_load21 | ref_load22 | ref_load23 | ref_load24 | impact1 | impact2 | impact3 | impact4 | impact5 | impact6 | impact7 | impact8 | impact9 | impact10 | impact11 | impact12 | impact13 | impact14 | impact15 | impact16 | impact17 | impact18 | impact19 | impact20 | impact21 | impact22 | impact23 | impact24 | temperature1 | temperature2 | temperature3 | temperature4 | temperature5 | temperature6 | temperature7 | temperature8 | temperature9 | temperature10 | temperature11 | temperature12 | temperature13 | temperature14 | temperature15 | temperature16 | temperature17 | temperature18 | temperature19 | temperature20 | temperature21 | temperature22 | temperature23 | temperature24 | se1 | se2 | se3 | se4 | se5 | se6 | se7 | se8 | se9 | se10 | se11 | se12 | se13 | se14 | se15 | se16 | se17 | se18 | se19 | se20 | se21 | se22 | se23 | se24
Portfolio Adjusted1-in-10AllAll2015January Monthly Peak | Portfolio Adjusted | 1-in-10 | All | All | 2015 | January Monthly Peak | 1 | 117.4174 | 113.9214 | 110.8692 | 111.3969 | 121.0033 | 145.4744 | 174.2942 | 190.4659 | 199.9738 | 200.0248 | 200.3246 | 197.1865 | 190.9072 | 188.4521 | 180.4908 | 170.8422 | 162.6996 | 161.0556 | 157.9742 | 152.7846 | 147.1465 | 141.4731 | 132.5214 | 126.2186 | 0.38683 | 0.03813 | 0.1325 | -0.056106 | -0.18201 | -0.66375 | -0.0052815 | 0.059834 | -0.29108 | -0.23435 | 0.022684 | 0.30935 | 0.63011 | 1.8847 | 6.099 | 5.7111 | 5.0761 | 4.6169 | 0.93848 | -0.088115 | -0.57106 | -0.6517 | -0.53635 | -0.78218 | 42.2816 | 42.0876 | 41.3999 | 40.7397 | 40.2972 | 39.8261 | 39.3452 | 38.9851 | 39.5569 | 42.3096 | 44.9889 | 47.3626 | 49.0016 | 50.1232 | 51.0596 | 51.3796 | 50.9981 | 49.8765 | 48.0611 | 46.9737 | 45.9926 | 45.591 | 45.0681 | 44.4398 | 2.3297 | 1.9797 | 2.1544 | 2.3158 | 2.7344 | 2.4066 | 2.2736 | 2.3258 | 2.5174 | 2.4457 | 2.397 | 2.651 | 2.5404 | 2.6721 | 2.7192 | 2.6547 | 2.5892 | 2.4209 | 2.2136 | 2.1726 | 2.0494 | 2.1792 | 2.2607 | 2.299
Portfolio Adjusted1-in-10AllAll2015February Monthly Peak | Portfolio Adjusted | 1-in-10 | All | All | 2015 | February Monthly Peak | 2 | 119.1244 | 115.5055 | 112.2568 | 112.8339 | 121.7112 | 145.3204 | 173.0538 | 187.6318 | 196.6726 | 198.5873 | 201.6163 | 202.0386 | 198.8473 | 199.0922 | 193.1439 | 181.9741 | 171.5257 | 166.3385 | 163.0218 | 156.94 | 151.068 | 144.102 | 134.2184 | 127.5131 | 0.38514 | 0.031368 | 0.13338 | -0.058344 | -0.18813 | -0.6602 | -0.0042879 | 0.064425 | -0.2853 | -0.23117 | 0.027145 | 0.32428 | 0.66521 | 1.978 | 6.4831 | 6.0506 | 5.3281 | 4.7535 | 0.97813 | -0.080864 | -0.57805 | -0.65971 | -0.54402 | -0.78974 | 48.7514 | 48.3525 | 47.9156 | 47.3329 | 46.9353 | 46.5044 | 45.8902 | 46.1565 | 47.4231 | 50.9059 | 54.351 | 57.5515 | 59.4679 | 60.4616 | 61.0823 | 61.2986 | 60.3081 | 59.324 | 57.4117 | 55.3677 | 54.0252 | 52.7413 | 51.7615 | 50.3801 | 2.3552 | 2.0011 | 2.1788 | 2.3427 | 2.7393 | 2.397 | 2.2502 | 2.2797 | 2.4629 | 2.4193 | 2.4062 | 2.7042 | 2.6414 | 2.8222 | 2.9188 | 2.8303 | 2.7246 | 2.4945 | 2.2771 | 2.2282 | 2.1023 | 2.2179 | 2.2869 | 2.3153
Portfolio Adjusted1-in-10AllAll2015March Monthly Peak | Portfolio Adjusted | 1-in-10 | All | All | 2015 | March Monthly Peak | 3 | 124.784 | 120.7949 | 116.9265 | 117.0163 | 125.2472 | 148.2669 | 176.6263 | 192.0928 | 201.5816 | 206.7167 | 213.7411 | 216.8995 | 216.5532 | 218.4929 | 213.4337 | 201.866 | 189.3331 | 178.5158 | 171.7479 | 168.8705 | 162.6585 | 153.9502 | 142.8987 | 135.0816 | 0.40611 | 0.036692 | 0.13829 | -0.060227 | -0.19764 | -0.67214 | -0.005284 | 0.066904 | -0.29219 | -0.23715 | 0.034434 | 0.35704 | 0.73669 | 2.176 | 7.1529 | 6.7016 | 5.8854 | 5.1061 | 1.0451 | -0.070884 | -0.61067 | -0.6926 | -0.57357 | -0.83493 | 60.5368 | 59.2285 | 58.3491 | 57.7841 | 56.7498 | 55.7557 | 55.0974 | 55.752 | 59.1714 | 64.0049 | 69.1301 | 73.5118 | 76.5073 | 78.1015 | 78.7799 | 79.306 | 78.8725 | 77.4663 | 74.8317 | 71.3895 | 68.3176 | 65.4753 | 63.2181 | 61.4578 | 2.4668 | 2.0934 | 2.2681 | 2.4279 | 2.8111 | 2.4397 | 2.29 | 2.3269 | 2.5146 | 2.5126 | 2.5451 | 2.8895 | 2.8686 | 3.084 | 3.2079 | 3.1214 | 2.9804 | 2.6575 | 2.3891 | 2.3906 | 2.2606 | 2.3677 | 2.4327 | 2.4503
Portfolio Adjusted1-in-10AllAll2015April Monthly Peak | Portfolio Adjusted | 1-in-10 | All | All | 2015 | April Monthly Peak | 4 | 128.2611 | 124.2703 | 120.4879 | 120.728 | 129.5495 | 153.0577 | 179.4578 | 197.5999 | 211.231 | 220.2398 | 229.9653 | 233.7106 | 233.8911 | 235.5064 | 229.6604 | 217.2296 | 203.2396 | 189.5121 | 178.2655 | 175.7926 | 170.7217 | 161.3876 | 149.5008 | 141.2453 | 0.037293 | -0.088689 | -0.038161 | -0.22568 | -0.4139 | -0.71186 | -0.31946 | -0.37131 | -0.2845 | -0.14099 | -0.2886 | -0.026577 | 0.45478 | 2.2112 | 7.4644 | 7.142 | 6.3591 | 5.5262 | 1.5829 | 0.10045 | -0.37012 | -0.52064 | -0.64962 | -0.83304 | 70.5455 | 69.1262 | 67.5765 | 66.3205 | 65.3571 | 64.4415 | 63.8003 | 63.8899 | 66.9776 | 72.5344 | 78.1632 | 83.4896 | 86.9455 | 88.8975 | 89.6083 | 89.9885 | 89.7788 | 88.8727 | 87.0496 | 83.319 | 78.5877 | 74.7755 | 72.21 | 70.2695 | 2.3858 | 2.0276 | 2.2001 | 2.3586 | 2.7333 | 2.3724 | 2.1878 | 2.2516 | 2.4836 | 2.5257 | 2.582 | 2.9293 | 2.9156 | 3.1251 | 3.2405 | 3.1495 | 2.9947 | 2.6402 | 2.3272 | 2.337 | 2.2347 | 2.3412 | 2.3971 | 2.412
Portfolio Adjusted1-in-10AllAll2015May Monthly Peak | Portfolio Adjusted | 1-in-10 | All | All | 2015 | May Monthly Peak | 5 | 128.7025 | 124.761 | 121.2167 | 121.5781 | 131.0015 | 155.1021 | 180.5689 | 201.7362 | 217.102 | 227.4258 | 237.5327 | 240.9362 | 240.2566 | 241.4425 | 235.3346 | 221.9712 | 207.3189 | 192.5933 | 180.6376 | 175.8396 | 172.4391 | 163.3624 | 151.4759 | 143.5251 | -0.14312 | -0.19361 | -0.14465 | -0.30927 | -0.51873 | -0.78904 | -0.46352 | -0.51123 | -0.25417 | -0.04805 | -0.37657 | -0.11449 | 0.41823 | 2.2513 | 7.6773 | 7.3563 | 6.5364 | 5.6859 | 1.7793 | 0.13313 | -0.32712 | -0.50354 | -0.7099 | -0.85107 | 70.8229 | 69.5077 | 68.1184 | 67.2017 | 66.4452 | 65.5485 | 65.3535 | 65.6767 | 69.1584 | 75.0838 | 80.7167 | 85.0011 | 87.9415 | 89.9135 | 91.3457 | 91.9804 | 91.6688 | 90.6587 | 88.745 | 86.0994 | 82.6763 | 78.809 | 75.9943 | 73.6998 | 2.3889 | 2.0291 | 2.2048 | 2.3642 | 2.7494 | 2.3917 | 2.1905 | 2.2876 | 2.5373 | 2.5931 | 2.6525 | 3.0096 | 2.9792 | 3.1846 | 3.2958 | 3.1921 | 3.0299 | 2.662 | 2.3442 | 2.3208 | 2.2434 | 2.3611 | 2.4201 | 2.4474
Portfolio Adjusted1-in-10AllAll2015June Monthly Peak | Portfolio Adjusted | 1-in-10 | All | All | 2015 | June Monthly Peak | 6 | 135.6971 | 131.4614 | 127.3994 | 127.6457 | 136.4788 | 159.1978 | 184.1884 | 204.2294 | 217.9659 | 226.8391 | 235.8832 | 237.7737 | 234.0077 | 234.3381 | 228.4309 | 218.4766 | 205.921 | 192.5395 | 183.3055 | 178.0829 | 175.7599 | 167.5223 | 155.3141 | 147.7925 | -0.1544 | -0.19476 | -0.14775 | -0.34149 | -0.56505 | -0.79594 | -0.47313 | -0.51133 | -0.25274 | -0.041619 | -0.39166 | -0.10308 | 0.43233 | 2.222 | 7.5023 | 7.2979 | 6.5542 | 5.7414 | 1.875 | 0.1999 | -0.28867 | -0.49117 | -0.71894 | -0.87032 | 71.4805 | 70.2038 | 69.1174 | 68.1123 | 66.9627 | 66.0152 | 65.7339 | 66.8789 | 70.2684 | 75.0623 | 80.0966 | 84.3314 | 87.0654 | 89.1446 | 90.5042 | 90.9715 | 91.5067 | 90.7619 | 89.5865 | 87.5341 | 83.8284 | 79.7366 | 77.1317 | 75.1191 | 2.5402 | 2.1524 | 2.3287 | 2.4819 | 2.8533 | 2.4535 | 2.2304 | 2.3092 | 2.5421 | 2.5825 | 2.6332 | 2.9698 | 2.8991 | 3.0864 | 3.1869 | 3.1265 | 2.9956 | 2.6563 | 2.3795 | 2.348 | 2.2869 | 2.4242 | 2.4849 | 2.5281
Portfolio Adjusted1-in-10AllAll2015July Monthly Peak | Portfolio Adjusted | 1-in-10 | All | All | 2015 | July Monthly Peak | 7 | 138.2939 | 134.1219 | 130.7929 | 130.881 | 140.3936 | 164.6157 | 190.5934 | 209.2253 | 221.7596 | 230.2352 | 238.4847 | 239.7158 | 236.0457 | 236.7132 | 231.2656 | 221.8409 | 209.9231 | 197.2808 | 187.4351 | 182.1295 | 179.6056 | 171.289 | 158.9234 | 150.9368 | -0.32954 | -0.26257 | -0.23808 | -0.41983 | -0.66726 | -0.84086 | -0.63251 | -0.72062 | -0.24344 | 0.011459 | -0.52625 | -0.28275 | 0.28899 | 2.1795 | 7.4991 | 7.3759 | 6.689 | 5.9163 | 2.1099 | 0.24066 | -0.20599 | -0.4305 | -0.76646 | -0.87157 | 73.828 | 72.9356 | 72.0508 | 71.2916 | 70.6453 | 70.0846 | 69.7478 | 70.09 | 72.9721 | 77.4718 | 82.0195 | 85.5022 | 87.7578 | 89.5174 | 91.1074 | 91.6338 | 92.2063 | 91.2118 | 89.3584 | 87.2008 | 84.0591 | 81.1057 | 79.0752 | 77.6383 | 2.599 | 2.2025 | 2.4003 | 2.5519 | 2.9414 | 2.5423 | 2.3121 | 2.3699 | 2.5906 | 2.6265 | 2.6676 | 3.0011 | 2.9265 | 3.1206 | 3.225 | 3.1708 | 3.0463 | 2.72 | 2.4352 | 2.4052 | 2.3431 | 2.4863 | 2.5515 | 2.593
Portfolio Adjusted1-in-10AllAll2015August Monthly Peak | Portfolio Adjusted | 1-in-10 | All | All | 2015 | August Monthly Peak | 8 | 141.9017 | 137.2986 | 133.3859 | 134.1168 | 143.9365 | 169.497 | 198.2581 | 218.673 | 233.7592 | 243.7544 | 253.2229 | 255.6858 | 252.6533 | 253.7612 | 247.4835 | 235.3666 | 220.5417 | 205.4272 | 194.2134 | 189.3875 | 185.1802 | 175.6385 | 163.0507 | 155.1412 | -0.62139 | -0.43421 | -0.41308 | -0.53456 | -0.80668 | -0.98602 | -0.88805 | -0.98998 | -0.20707 | 0.14842 | -0.66592 | -0.48067 | 0.16152 | 2.2212 | 7.9131 | 7.7638 | 6.9607 | 6.1333 | 2.3475 | 0.19289 | -0.2038 | -0.4327 | -0.87656 | -0.90613 | 75.8354 | 74.9827 | 74.1068 | 73.367 | 72.7545 | 72.2175 | 71.8182 | 71.9146 | 74.4983 | 78.7721 | 83.0581 | 87.2767 | 90.5511 | 93.0092 | 94.2445 | 94.434 | 94.0862 | 92.9657 | 91.891 | 89.3648 | 85.347 | 82.1013 | 79.8722 | 78.101 | 2.7049 | 2.2842 | 2.4804 | 2.6472 | 3.051 | 2.6497 | 2.434 | 2.5075 | 2.7641 | 2.8135 | 2.8673 | 3.2453 | 3.1737 | 3.3888 | 3.4948 | 3.4035 | 3.2284 | 2.8558 | 2.5519 | 2.5267 | 2.4437 | 2.5826 | 2.651 | 2.7012
Portfolio Adjusted1-in-10AllAll2015September Monthly Peak | Portfolio Adjusted | 1-in-10 | All | All | 2015 | September Monthly Peak | 9 | 141.2071 | 137.3821 | 133.9592 | 134.7561 | 145.2026 | 171.0094 | 201.789 | 224.2165 | 244.3854 | 257.2365 | 268.0604 | 270.9071 | 267.4381 | 268.4817 | 261.0147 | 246.3492 | 229.1493 | 212.134 | 200.0471 | 196.9761 | 188.785 | 178.9017 | 164.72 | 156.1839 | -0.73917 | -0.44753 | -0.46336 | -0.58126 | -0.86731 | -0.96199 | -1.0137 | -1.2285 | -0.23427 | 0.14689 | -0.87935 | -0.74727 | -0.051048 | 2.2484 | 8.1504 | 8.0225 | 7.2062 | 6.3282 | 2.5908 | 0.24506 | -0.093838 | -0.34223 | -0.89416 | -0.88609 | 78.2896 | 77.1255 | 76.0871 | 75.5477 | 74.5736 | 73.7672 | 73.3954 | 73.413 | 75.6012 | 80.1125 | 85.0901 | 90.0443 | 94.0062 | 96.7542 | 97.7594 | 97.7402 | 97.1735 | 95.9028 | 94.2054 | 91.3952 | 87.496 | 84.0353 | 81.5822 | 79.7932 | 2.7489 | 2.3369 | 2.5474 | 2.7275 | 3.173 | 2.7443 | 2.5483 | 2.6488 | 2.9827 | 3.0618 | 3.1216 | 3.5279 | 3.4559 | 3.6925 | 3.8113 | 3.6849 | 3.4701 | 3.04 | 2.6989 | 2.6983 | 2.5544 | 2.6935 | 2.7435 | 2.7835
Portfolio Adjusted1-in-10AllAll2015October Monthly Peak | Portfolio Adjusted | 1-in-10 | All | All | 2015 | October Monthly Peak | 10 | 135.5788 | 131.4682 | 127.2595 | 127.1508 | 136.493 | 160.8899 | 190.5589 | 209.0056 | 224.8564 | 236.5692 | 247.7971 | 252.5214 | 252.0849 | 253.7821 | 247.37 | 233.2445 | 216.5825 | 201.2735 | 193.4983 | 187.0241 | 178.4018 | 168.714 | 156.1509 | 147.5669 | -0.2084 | -0.21655 | -0.18093 | -0.34064 | -0.56004 | -0.82296 | -0.54948 | -0.63049 | -0.26604 | -0.042488 | -0.45572 | -0.22894 | 0.32912 | 2.2957 | 7.9544 | 7.6559 | 6.7847 | 5.9142 | 1.9556 | 0.12446 | -0.31718 | -0.49524 | -0.74363 | -0.86627 | 73.8522 | 73.2606 | 72.5985 | 71.3208 | 70.3296 | 69.5877 | 69.2596 | 69.0202 | 69.9486 | 73.5434 | 78.08 | 82.9005 | 86.7234 | 89.1722 | 90.1717 | 90.2498 | 89.344 | 87.6142 | 84.9536 | 81.689 | 78.6211 | 76.6208 | 75.1306 | 73.7892 | 2.5236 | 2.1412 | 2.3151 | 2.4704 | 2.866 | 2.4809 | 2.3142 | 2.3733 | 2.634 | 2.7026 | 2.769 | 3.1546 | 3.1309 | 3.3541 | 3.4761 | 3.367 | 3.1711 | 2.7867 | 2.5104 | 2.4665 | 2.3208 | 2.4361 | 2.4942 | 2.5173
Portfolio Adjusted1-in-10AllAll2015November Monthly Peak | Portfolio Adjusted | 1-in-10 | All | All | 2015 | November Monthly Peak | 11 | 125.8587 | 122.1116 | 118.2657 | 118.2733 | 127.306 | 150.5975 | 176.1651 | 192.2245 | 203.6208 | 210.4234 | 217.7097 | 220.1401 | 218.9983 | 219.9905 | 213.5242 | 201.1561 | 189.6702 | 182.986 | 173.903 | 166.9758 | 160.2339 | 152.0625 | 141.8356 | 135.0371 | 0.42177 | 0.047874 | 0.15017 | -0.05904 | -0.20066 | -0.68256 | -0.0035021 | 0.068508 | -0.29486 | -0.24224 | 0.035406 | 0.36247 | 0.74537 | 2.1986 | 7.1755 | 6.6975 | 5.914 | 5.2633 | 1.0669 | -0.059191 | -0.59175 | -0.67595 | -0.56031 | -0.82927 | 63.6276 | 62.3532 | 61.5806 | 60.4774 | 59.5841 | 58.8258 | 58.4959 | 58.8375 | 60.9339 | 65.2122 | 70.5375 | 74.7603 | 77.4806 | 79.0698 | 80.0744 | 80.0987 | 78.8158 | 76.4632 | 73.8534 | 71.1428 | 69.0111 | 67.3974 | 65.8146 | 64.9734 | 2.4983 | 2.1221 | 2.3006 | 2.4516 | 2.8487 | 2.4794 | 2.2842 | 2.3275 | 2.5394 | 2.5556 | 2.5898 | 2.9327 | 2.8991 | 3.1018 | 3.203 | 3.1051 | 2.983 | 2.7171 | 2.415 | 2.3565 | 2.2236 | 2.3404 | 2.4166 | 2.4572
Portfolio Adjusted1-in-10AllAll2015December Monthly Peak | Portfolio Adjusted | 1-in-10 | All | All | 2015 | December Monthly Peak | 12 | 118.7444 | 114.9233 | 111.8628 | 111.5332 | 120.3367 | 143.6111 | 170.7797 | 185.5355 | 194.6448 | 196.255 | 197.0488 | 194.2324 | 188.9462 | 186.9686 | 179.7573 | 170.7603 | 164.587 | 162.3029 | 158.2084 | 153.2969 | 147.754 | 142.0257 | 132.5674 | 125.9075 | 0.39977 | 0.045693 | 0.14207 | -0.053967 | -0.17931 | -0.64963 | 0.00054552 | 0.063568 | -0.28232 | -0.2301 | 0.023463 | 0.30585 | 0.62244 | 1.868 | 6.0716 | 5.712 | 5.1432 | 4.6677 | 0.94834 | -0.08083 | -0.56886 | -0.65211 | -0.53585 | -0.77953 | 44.8587 | 44.1959 | 43.5293 | 43.1039 | 42.6255 | 41.8128 | 41.9104 | 41.9686 | 42.7153 | 44.804 | 47.375 | 49.5205 | 50.8156 | 51.172 | 51.4927 | 51.6458 | 51.113 | 49.7643 | 48.1349 | 47.1746 | 46.3125 | 45.4561 | 44.867 | 44.4152 | 2.3625 | 2.0006 | 2.1799 | 2.3167 | 2.7087 | 2.3731 | 2.2223 | 2.2582 | 2.4422 | 2.394 | 2.3541 | 2.6095 | 2.5162 | 2.653 | 2.7117 | 2.6529 | 2.6132 | 2.4303 | 2.2116 | 2.1757 | 2.0565 | 2.1878 | 2.262 | 2.2952
Portfolio Adjusted1-in-10AllAll2015Typical Event Day | Portfolio Adjusted | 1-in-10 | All | All | 2015 | Typical Event Day | 8 | 141.4578 | 136.8567 | 132.901 | 133.6171 | 143.38 | 168.8267 | 197.4684 | 217.4904 | 232.0559 | 241.5259 | 250.5917 | 252.877 | 249.7816 | 250.9401 | 244.7712 | 232.8251 | 218.2034 | 203.3684 | 192.5351 | 187.8438 | 183.8295 | 174.4308 | 161.9897 | 154.198 | -0.46478 | -0.33753 | -0.31672 | -0.47397 | -0.73499 | -0.91122 | -0.76114 | -0.86771 | -0.23686 | 0.065689 | -0.61215 | -0.39545 | 0.21872 | 2.2454 | 7.8597 | 7.6934 | 6.9111 | 6.0764 | 2.2408 | 0.22353 | -0.19946 | -0.42514 | -0.81827 | -0.89192 | 74.8583 | 73.8119 | 72.8405 | 72.0797 | 71.234 | 70.5211 | 70.1738 | 70.5741 | 73.335 | 77.8547 | 82.5661 | 86.7887 | 89.8451 | 92.1063 | 93.4039 | 93.6949 | 93.7432 | 92.7105 | 91.2603 | 88.8737 | 85.1826 | 81.7447 | 79.4153 | 77.6629 | 2.6695 | 2.2556 | 2.4487 | 2.6172 | 3.0204 | 2.6201 | 2.408 | 2.4791 | 2.7287 | 2.7714 | 2.8192 | 3.1856 | 3.1197 | 3.3339 | 3.444 | 3.3558 | 3.1851 | 2.8146 | 2.5129 | 2.4912 | 2.4086 | 2.5432 | 2.6114 | 2.6594
Portfolio Adjusted1-in-10AllAll2016January Monthly Peak | Portfolio Adjusted | 1-in-10 | All | All | 2016 | January Monthly Peak | 1 | 117.4174 | 113.9214 | 110.8692 | 111.3969 | 121.0033 | 145.4744 | 174.2942 | 190.4659 | 199.9738 | 200.0248 | 200.3246 | 197.1865 | 190.9072 | 188.4521 | 180.4908 | 170.8422 | 162.6996 | 161.0556 | 157.9742 | 152.7846 | 147.1465 | 141.4731 | 132.5214 | 126.2186 | 0.38683 | 0.03813 | 0.1325 | -0.056106 | -0.18201 | -0.66375 | -0.0052815 | 0.059834 | -0.29108 | -0.23435 | 0.022684 | 0.30935 | 0.63011 | 1.8847 | 6.099 | 5.7111 | 5.0761 | 4.6169 | 0.93848 | -0.088115 | -0.57106 | -0.6517 | -0.53635 | -0.78218 | 42.2816 | 42.0876 | 41.3999 | 40.7397 | 40.2972 | 39.8261 | 39.3452 | 38.9851 | 39.5569 | 42.3096 | 44.9889 | 47.3626 | 49.0016 | 50.1232 | 51.0596 | 51.3796 | 50.9981 | 49.8765 | 48.0611 | 46.9737 | 45.9926 | 45.591 | 45.0681 | 44.4398 | 2.3297 | 1.9797 | 2.1544 | 2.3158 | 2.7344 | 2.4066 | 2.2736 | 2.3258 | 2.5174 | 2.4457 | 2.397 | 2.651 | 2.5404 | 2.6721 | 2.7192 | 2.6547 | 2.5892 | 2.4209 | 2.2136 | 2.1726 | 2.0494 | 2.1792 | 2.2607 | 2.299
Portfolio Adjusted1-in-10AllAll2016February Monthly Peak | Portfolio Adjusted | 1-in-10 | All | All | 2016 | February Monthly Peak | 2 | 119.1244 | 115.5055 | 112.2568 | 112.8339 | 121.7112 | 145.3204 | 173.0538 | 187.6318 | 196.6726 | 198.5873 | 201.6163 | 202.0386 | 198.8473 | 199.0922 | 193.1439 | 181.9741 | 171.5257 | 166.3385 | 163.0218 | 156.94 | 151.068 | 144.102 | 134.2184 | 127.5131 | 0.38514 | 0.031368 | 0.13338 | -0.058344 | -0.18813 | -0.6602 | -0.0042879 | 0.064425 | -0.2853 | -0.23117 | 0.027145 | 0.32428 | 0.66521 | 1.978 | 6.4831 | 6.0506 | 5.3281 | 4.7535 | 0.97813 | -0.080864 | -0.57805 | -0.65971 | -0.54402 | -0.78974 | 48.7514 | 48.3525 | 47.9156 | 47.3329 | 46.9353 | 46.5044 | 45.8902 | 46.1565 | 47.4231 | 50.9059 | 54.351 | 57.5515 | 59.4679 | 60.4616 | 61.0823 | 61.2986 | 60.3081 | 59.324 | 57.4117 | 55.3677 | 54.0252 | 52.7413 | 51.7615 | 50.3801 | 2.3552 | 2.0011 | 2.1788 | 2.3427 | 2.7393 | 2.397 | 2.2502 | 2.2797 | 2.4629 | 2.4193 | 2.4062 | 2.7042 | 2.6414 | 2.8222 | 2.9188 | 2.8303 | 2.7246 | 2.4945 | 2.2771 | 2.2282 | 2.1023 | 2.2179 | 2.2869 | 2.3153
Portfolio Adjusted1-in-10AllAll2016March Monthly Peak | Portfolio Adjusted | 1-in-10 | All | All | 2016 | March Monthly Peak | 3 | 124.784 | 120.7949 | 116.9265 | 117.0163 | 125.2472 | 148.2669 | 176.6263 | 192.0928 | 201.5816 | 206.7167 | 213.7411 | 216.8995 | 216.5532 | 218.4929 | 213.4337 | 201.866 | 189.3331 | 178.5158 | 171.7479 | 168.8705 | 162.6585 | 153.9502 | 142.8987 | 135.0816 | 0.40611 | 0.036692 | 0.13829 | -0.060227 | -0.19764 | -0.67214 | -0.005284 | 0.066904 | -0.29219 | -0.23715 | 0.034434 | 0.35704 | 0.73669 | 2.176 | 7.1529 | 6.7016 | 5.8854 | 5.1061 | 1.0451 | -0.070884 | -0.61067 | -0.6926 | -0.57357 | -0.83493 | 60.5368 | 59.2285 | 58.3491 | 57.7841 | 56.7498 | 55.7557 | 55.0974 | 55.752 | 59.1714 | 64.0049 | 69.1301 | 73.5118 | 76.5073 | 78.1015 | 78.7799 | 79.306 | 78.8725 | 77.4663 | 74.8317 | 71.3895 | 68.3176 | 65.4753 | 63.2181 | 61.4578 | 2.4668 | 2.0934 | 2.2681 | 2.4279 | 2.8111 | 2.4397 | 2.29 | 2.3269 | 2.5146 | 2.5126 | 2.5451 | 2.8895 | 2.8686 | 3.084 | 3.2079 | 3.1214 | 2.9804 | 2.6575 | 2.3891 | 2.3906 | 2.2606 | 2.3677 | 2.4327 | 2.4503
Portfolio Adjusted1-in-10AllAll2016April Monthly Peak | Portfolio Adjusted | 1-in-10 | All | All | 2016 | April Monthly Peak | 4 | 128.2611 | 124.2703 | 120.4879 | 120.728 | 129.5495 | 153.0577 | 179.4578 | 197.5999 | 211.231 | 220.2398 | 229.9653 | 233.7106 | 233.8911 | 235.5064 | 229.6604 | 217.2296 | 203.2396 | 189.5121 | 178.2655 | 175.7926 | 170.7217 | 161.3876 | 149.5008 | 141.2453 | 0.037293 | -0.088689 | -0.038161 | -0.22568 | -0.4139 | -0.71186 | -0.31946 | -0.37131 | -0.2845 | -0.14099 | -0.2886 | -0.026577 | 0.45478 | 2.2112 | 7.4644 | 7.142 | 6.3591 | 5.5262 | 1.5829 | 0.10045 | -0.37012 | -0.52064 | -0.64962 | -0.83304 | 70.5455 | 69.1262 | 67.5765 | 66.3205 | 65.3571 | 64.4415 | 63.8003 | 63.8899 | 66.9776 | 72.5344 | 78.1632 | 83.4896 | 86.9455 | 88.8975 | 89.6083 | 89.9885 | 89.7788 | 88.8727 | 87.0496 | 83.319 | 78.5877 | 74.7755 | 72.21 | 70.2695 | 2.3858 | 2.0276 | 2.2001 | 2.3586 | 2.7333 | 2.3724 | 2.1878 | 2.2516 | 2.4836 | 2.5257 | 2.582 | 2.9293 | 2.9156 | 3.1251 | 3.2405 | 3.1495 | 2.9947 | 2.6402 | 2.3272 | 2.337 | 2.2347 | 2.3412 | 2.3971 | 2.412
Portfolio Adjusted1-in-10AllAll2016May Monthly Peak | Portfolio Adjusted | 1-in-10 | All | All | 2016 | May Monthly Peak | 5 | 128.7025 | 124.761 | 121.2167 | 121.5781 | 131.0015 | 155.1021 | 180.5689 | 201.7362 | 217.102 | 227.4258 | 237.5327 | 240.9362 | 240.2566 | 241.4425 | 235.3346 | 221.9712 | 207.3189 | 192.5933 | 180.6376 | 175.8396 | 172.4391 | 163.3624 | 151.4759 | 143.5251 | -0.14312 | -0.19361 | -0.14465 | -0.30927 | -0.51873 | -0.78904 | -0.46352 | -0.51123 | -0.25417 | -0.04805 | -0.37657 | -0.11449 | 0.41823 | 2.2513 | 7.6773 | 7.3563 | 6.5364 | 5.6859 | 1.7793 | 0.13313 | -0.32712 | -0.50354 | -0.7099 | -0.85107 | 70.8229 | 69.5077 | 68.1184 | 67.2017 | 66.4452 | 65.5485 | 65.3535 | 65.6767 | 69.1584 | 75.0838 | 80.7167 | 85.0011 | 87.9415 | 89.9135 | 91.3457 | 91.9804 | 91.6688 | 90.6587 | 88.745 | 86.0994 | 82.6763 | 78.809 | 75.9943 | 73.6998 | 2.3889 | 2.0291 | 2.2048 | 2.3642 | 2.7494 | 2.3917 | 2.1905 | 2.2876 | 2.5373 | 2.5931 | 2.6525 | 3.0096 | 2.9792 | 3.1846 | 3.2958 | 3.1921 | 3.0299 | 2.662 | 2.3442 | 2.3208 | 2.2434 | 2.3611 | 2.4201 | 2.4474
Portfolio Adjusted1-in-10AllAll2016June Monthly Peak | Portfolio Adjusted | 1-in-10 | All | All | 2016 | June Monthly Peak | 6 | 135.6971 | 131.4614 | 127.3994 | 127.6457 | 136.4788 | 159.1978 | 184.1884 | 204.2294 | 217.9659 | 226.8391 | 235.8832 | 237.7737 | 234.0077 | 234.3381 | 228.4309 | 218.4766 | 205.921 | 192.5395 | 183.3055 | 178.0829 | 175.7599 | 167.5223 | 155.3141 | 147.7925 | -0.1544 | -0.19476 | -0.14775 | -0.34149 | -0.56505 | -0.79594 | -0.47313 | -0.51133 | -0.25274 | -0.041619 | -0.39166 | -0.10308 | 0.43233 | 2.222 | 7.5023 | 7.2979 | 6.5542 | 5.7414 | 1.875 | 0.1999 | -0.28867 | -0.49117 | -0.71894 | -0.87032 | 71.4805 | 70.2038 | 69.1174 | 68.1123 | 66.9627 | 66.0152 | 65.7339 | 66.8789 | 70.2684 | 75.0623 | 80.0966 | 84.3314 | 87.0654 | 89.1446 | 90.5042 | 90.9715 | 91.5067 | 90.7619 | 89.5865 | 87.5341 | 83.8284 | 79.7366 | 77.1317 | 75.1191 | 2.5402 | 2.1524 | 2.3287 | 2.4819 | 2.8533 | 2.4535 | 2.2304 | 2.3092 | 2.5421 | 2.5825 | 2.6332 | 2.9698 | 2.8991 | 3.0864 | 3.1869 | 3.1265 | 2.9956 | 2.6563 | 2.3795 | 2.348 | 2.2869 | 2.4242 | 2.4849 | 2.5281
Portfolio Adjusted1-in-10AllAll2016July Monthly Peak | Portfolio Adjusted | 1-in-10 | All | All | 2016 | July Monthly Peak | 7 | 138.2939 | 134.1219 | 130.7929 | 130.881 | 140.3936 | 164.6157 | 190.5934 | 209.2253 | 221.7596 | 230.2352 | 238.4847 | 239.7158 | 236.0457 | 236.7132 | 231.2656 | 221.8409 | 209.9231 | 197.2808 | 187.4351 | 182.1295 | 179.6056 | 171.289 | 158.9234 | 150.9368 | -0.32954 | -0.26257 | -0.23808 | -0.41983 | -0.66726 | -0.84086 | -0.63251 | -0.72062 | -0.24344 | 0.011459 | -0.52625 | -0.28275 | 0.28899 | 2.1795 | 7.4991 | 7.3759 | 6.689 | 5.9163 | 2.1099 | 0.24066 | -0.20599 | -0.4305 | -0.76646 | -0.87157 | 73.828 | 72.9356 | 72.0508 | 71.2916 | 70.6453 | 70.0846 | 69.7478 | 70.09 | 72.9721 | 77.4718 | 82.0195 | 85.5022 | 87.7578 | 89.5174 | 91.1074 | 91.6338 | 92.2063 | 91.2118 | 89.3584 | 87.2008 | 84.0591 | 81.1057 | 79.0752 | 77.6383 | 2.599 | 2.2025 | 2.4003 | 2.5519 | 2.9414 | 2.5423 | 2.3121 | 2.3699 | 2.5906 | 2.6265 | 2.6676 | 3.0011 | 2.9265 | 3.1206 | 3.225 | 3.1708 | 3.0463 | 2.72 | 2.4352 | 2.4052 | 2.3431 | 2.4863 | 2.5515 | 2.593
Portfolio Adjusted1-in-10AllAll2016August Monthly Peak | Portfolio Adjusted | 1-in-10 | All | All | 2016 | August Monthly Peak | 8 | 141.9017 | 137.2986 | 133.3859 | 134.1168 | 143.9365 | 169.497 | 198.2581 | 218.673 | 233.7592 | 243.7544 | 253.2229 | 255.6858 | 252.6533 | 253.7612 | 247.4835 | 235.3666 | 220.5417 | 205.4272 | 194.2134 | 189.3875 | 185.1802 | 175.6385 | 163.0507 | 155.1412 | -0.62139 | -0.43421 | -0.41308 | -0.53456 | -0.80668 | -0.98602 | -0.88805 | -0.98998 | -0.20707 | 0.14842 | -0.66592 | -0.48067 | 0.16152 | 2.2212 | 7.9131 | 7.7638 | 6.9607 | 6.1333 | 2.3475 | 0.19289 | -0.2038 | -0.4327 | -0.87656 | -0.90613 | 75.8354 | 74.9827 | 74.1068 | 73.367 | 72.7545 | 72.2175 | 71.8182 | 71.9146 | 74.4983 | 78.7721 | 83.0581 | 87.2767 | 90.5511 | 93.0092 | 94.2445 | 94.434 | 94.0862 | 92.9657 | 91.891 | 89.3648 | 85.347 | 82.1013 | 79.8722 | 78.101 | 2.7049 | 2.2842 | 2.4804 | 2.6472 | 3.051 | 2.6497 | 2.434 | 2.5075 | 2.7641 | 2.8135 | 2.8673 | 3.2453 | 3.1737 | 3.3888 | 3.4948 | 3.4035 | 3.2284 | 2.8558 | 2.5519 | 2.5267 | 2.4437 | 2.5826 | 2.651 | 2.7012
Portfolio Adjusted1-in-10AllAll2016September Monthly Peak | Portfolio Adjusted | 1-in-10 | All | All | 2016 | September Monthly Peak | 9 | 141.2071 | 137.3821 | 133.9592 | 134.7561 | 145.2026 | 171.0094 | 201.789 | 224.2165 | 244.3854 | 257.2365 | 268.0604 | 270.9071 | 267.4381 | 268.4817 | 261.0147 | 246.3492 | 229.1493 | 212.134 | 200.0471 | 196.9761 | 188.785 | 178.9017 | 164.72 | 156.1839 | -0.73917 | -0.44753 | -0.46336 | -0.58126 | -0.86731 | -0.96199 | -1.0137 | -1.2285 | -0.23427 | 0.14689 | -0.87935 | -0.74727 | -0.051048 | 2.2484 | 8.1504 | 8.0225 | 7.2062 | 6.3282 | 2.5908 | 0.24506 | -0.093838 | -0.34223 | -0.89416 | -0.88609 | 78.2896 | 77.1255 | 76.0871 | 75.5477 | 74.5736 | 73.7672 | 73.3954 | 73.413 | 75.6012 | 80.1125 | 85.0901 | 90.0443 | 94.0062 | 96.7542 | 97.7594 | 97.7402 | 97.1735 | 95.9028 | 94.2054 | 91.3952 | 87.496 | 84.0353 | 81.5822 | 79.7932 | 2.7489 | 2.3369 | 2.5474 | 2.7275 | 3.173 | 2.7443 | 2.5483 | 2.6488 | 2.9827 | 3.0618 | 3.1216 | 3.5279 | 3.4559 | 3.6925 | 3.8113 | 3.6849 | 3.4701 | 3.04 | 2.6989 | 2.6983 | 2.5544 | 2.6935 | 2.7435 | 2.7835
Portfolio Adjusted1-in-10AllAll2016October Monthly Peak | Portfolio Adjusted | 1-in-10 | All | All | 2016 | October Monthly Peak | 10 | 135.5788 | 131.4682 | 127.2595 | 127.1508 | 136.493 | 160.8899 | 190.5589 | 209.0056 | 224.8564 | 236.5692 | 247.7971 | 252.5214 | 252.0849 | 253.7821 | 247.37 | 233.2445 | 216.5825 | 201.2735 | 193.4983 | 187.0241 | 178.4018 | 168.714 | 156.1509 | 147.5669 | -0.2084 | -0.21655 | -0.18093 | -0.34064 | -0.56004 | -0.82296 | -0.54948 | -0.63049 | -0.26604 | -0.042488 | -0.45572 | -0.22894 | 0.32912 | 2.2957 | 7.9544 | 7.6559 | 6.7847 | 5.9142 | 1.9556 | 0.12446 | -0.31718 | -0.49524 | -0.74363 | -0.86627 | 73.8522 | 73.2606 | 72.5985 | 71.3208 | 70.3296 | 69.5877 | 69.2596 | 69.0202 | 69.9486 | 73.5434 | 78.08 | 82.9005 | 86.7234 | 89.1722 | 90.1717 | 90.2498 | 89.344 | 87.6142 | 84.9536 | 81.689 | 78.6211 | 76.6208 | 75.1306 | 73.7892 | 2.5236 | 2.1412 | 2.3151 | 2.4704 | 2.866 | 2.4809 | 2.3142 | 2.3733 | 2.634 | 2.7026 | 2.769 | 3.1546 | 3.1309 | 3.3541 | 3.4761 | 3.367 | 3.1711 | 2.7867 | 2.5104 | 2.4665 | 2.3208 | 2.4361 | 2.4942 | 2.5173
Portfolio Adjusted1-in-10AllAll2016November Monthly Peak | Portfolio Adjusted | 1-in-10 | All | All | 2016 | November Monthly Peak | 11 | 125.8587 | 122.1116 | 118.2657 | 118.2733 | 127.306 | 150.5975 | 176.1651 | 192.2245 | 203.6208 | 210.4234 | 217.7097 | 220.1401 | 218.9983 | 219.9905 | 213.5242 | 201.1561 | 189.6702 | 182.986 | 173.903 | 166.9758 | 160.2339 | 152.0625 | 141.8356 | 135.0371 | 0.42177 | 0.047874 | 0.15017 | -0.05904 | -0.20066 | -0.68256 | -0.0035021 | 0.068508 | -0.29486 | -0.24224 | 0.035406 | 0.36247 | 0.74537 | 2.1986 | 7.1755 | 6.6975 | 5.914 | 5.2633 | 1.0669 | -0.059191 | -0.59175 | -0.67595 | -0.56031 | -0.82927 | 63.6276 | 62.3532 | 61.5806 | 60.4774 | 59.5841 | 58.8258 | 58.4959 | 58.8375 | 60.9339 | 65.2122 | 70.5375 | 74.7603 | 77.4806 | 79.0698 | 80.0744 | 80.0987 | 78.8158 | 76.4632 | 73.8534 | 71.1428 | 69.0111 | 67.3974 | 65.8146 | 64.9734 | 2.4983 | 2.1221 | 2.3006 | 2.4516 | 2.8487 | 2.4794 | 2.2842 | 2.3275 | 2.5394 | 2.5556 | 2.5898 | 2.9327 | 2.8991 | 3.1018 | 3.203 | 3.1051 | 2.983 | 2.7171 | 2.415 | 2.3565 | 2.2236 | 2.3404 | 2.4166 | 2.4572
Portfolio Adjusted1-in-10AllAll2016December Monthly Peak | Portfolio Adjusted | 1-in-10 | All | All | 2016 | December Monthly Peak | 12 | 118.7444 | 114.9233 | 111.8628 | 111.5332 | 120.3367 | 143.6111 | 170.7797 | 185.5355 | 194.6448 | 196.255 | 197.0488 | 194.2324 | 188.9462 | 186.9686 | 179.7573 | 170.7603 | 164.587 | 162.3029 | 158.2084 | 153.2969 | 147.754 | 142.0257 | 132.5674 | 125.9075 | 0.39977 | 0.045693 | 0.14207 | -0.053967 | -0.17931 | -0.64963 | 0.00054552 | 0.063568 | -0.28232 | -0.2301 | 0.023463 | 0.30585 | 0.62244 | 1.868 | 6.0716 | 5.712 | 5.1432 | 4.6677 | 0.94834 | -0.08083 | -0.56886 | -0.65211 | -0.53585 | -0.77953 | 44.8587 | 44.1959 | 43.5293 | 43.1039 | 42.6255 | 41.8128 | 41.9104 | 41.9686 | 42.7153 | 44.804 | 47.375 | 49.5205 | 50.8156 | 51.172 | 51.4927 | 51.6458 | 51.113 | 49.7643 | 48.1349 | 47.1746 | 46.3125 | 45.4561 | 44.867 | 44.4152 | 2.3625 | 2.0006 | 2.1799 | 2.3167 | 2.7087 | 2.3731 | 2.2223 | 2.2582 | 2.4422 | 2.394 | 2.3541 | 2.6095 | 2.5162 | 2.653 | 2.7117 | 2.6529 | 2.6132 | 2.4303 | 2.2116 | 2.1757 | 2.0565 | 2.1878 | 2.262 | 2.2952
Portfolio Adjusted1-in-10AllAll2016Typical Event Day | Portfolio Adjusted | 1-in-10 | All | All | 2016 | Typical Event Day | 8 | 141.4578 | 136.8567 | 132.901 | 133.6171 | 143.38 | 168.8267 | 197.4684 | 217.4904 | 232.0559 | 241.5259 | 250.5917 | 252.877 | 249.7816 | 250.9401 | 244.7712 | 232.8251 | 218.2034 | 203.3684 | 192.5351 | 187.8438 | 183.8295 | 174.4308 | 161.9897 | 154.198 | -0.46478 | -0.33753 | -0.31672 | -0.47397 | -0.73499 | -0.91122 | -0.76114 | -0.86771 | -0.23686 | 0.065689 | -0.61215 | -0.39545 | 0.21872 | 2.2454 | 7.8597 | 7.6934 | 6.9111 | 6.0764 | 2.2408 | 0.22353 | -0.19946 | -0.42514 | -0.81827 | -0.89192 | 74.8583 | 73.8119 | 72.8405 | 72.0797 | 71.234 | 70.5211 | 70.1738 | 70.5741 | 73.335 | 77.8547 | 82.5661 | 86.7887 | 89.8451 | 92.1063 | 93.4039 | 93.6949 | 93.7432 | 92.7105 | 91.2603 | 88.8737 | 85.1826 | 81.7447 | 79.4153 | 77.6629 | 2.6695 | 2.2556 | 2.4487 | 2.6172 | 3.0204 | 2.6201 | 2.408 | 2.4791 | 2.7287 | 2.7714 | 2.8192 | 3.1856 | 3.1197 | 3.3339 | 3.444 | 3.3558 | 3.1851 | 2.8146 | 2.5129 | 2.4912 | 2.4086 | 2.5432 | 2.6114 | 2.6594
Portfolio Adjusted1-in-10AllAll2017January Monthly Peak | Portfolio Adjusted | 1-in-10 | All | All | 2017 | January Monthly Peak | 1 | 117.4174 | 113.9214 | 110.8692 | 111.3969 | 121.0033 | 145.4744 | 174.2942 | 190.4659 | 199.9738 | 200.0249 | 200.3246 | 197.1865 | 190.9072 | 188.4521 | 180.4908 | 170.8422 | 162.6996 | 161.0556 | 157.9742 | 152.7846 | 147.1465 | 141.4731 | 132.5214 | 126.2186 | 0.38683 | 0.03813 | 0.1325 | -0.056106 | -0.18201 | -0.66375 | -0.0052815 | 0.059834 | -0.29108 | -0.23435 | 0.022684 | 0.30935 | 0.63011 | 1.8847 | 6.099 | 5.7111 | 5.0761 | 4.6169 | 0.93848 | -0.088115 | -0.57106 | -0.6517 | -0.53635 | -0.78218 | 42.2816 | 42.0876 | 41.3999 | 40.7397 | 40.2972 | 39.8261 | 39.3452 | 38.9851 | 39.5569 | 42.3096 | 44.9889 | 47.3626 | 49.0016 | 50.1232 | 51.0596 | 51.3796 | 50.9981 | 49.8765 | 48.0611 | 46.9737 | 45.9926 | 45.591 | 45.0681 | 44.4398 | 2.3297 | 1.9797 | 2.1544 | 2.3158 | 2.7344 | 2.4066 | 2.2736 | 2.3258 | 2.5174 | 2.4457 | 2.397 | 2.651 | 2.5404 | 2.6721 | 2.7192 | 2.6547 | 2.5892 | 2.4209 | 2.2136 | 2.1726 | 2.0494 | 2.1792 | 2.2607 | 2.299
Portfolio Adjusted1-in-10AllAll2017February Monthly Peak | Portfolio Adjusted | 1-in-10 | All | All | 2017 | February Monthly Peak | 2 | 119.1244 | 115.5055 | 112.2568 | 112.8339 | 121.7112 | 145.3204 | 173.0538 | 187.6318 | 196.6726 | 198.5873 | 201.6163 | 202.0386 | 198.8473 | 199.0922 | 193.1439 | 181.9741 | 171.5257 | 166.3385 | 163.0218 | 156.94 | 151.068 | 144.1021 | 134.2184 | 127.5131 | 0.38514 | 0.031368 | 0.13338 | -0.058344 | -0.18813 | -0.6602 | -0.0042879 | 0.064425 | -0.2853 | -0.23117 | 0.027145 | 0.32428 | 0.66521 | 1.978 | 6.4831 | 6.0506 | 5.3281 | 4.7535 | 0.97813 | -0.080863 | -0.57805 | -0.65971 | -0.54402 | -0.78974 | 48.7514 | 48.3525 | 47.9156 | 47.3329 | 46.9353 | 46.5044 | 45.8902 | 46.1565 | 47.4231 | 50.9059 | 54.351 | 57.5515 | 59.4679 | 60.4616 | 61.0823 | 61.2986 | 60.3081 | 59.324 | 57.4117 | 55.3677 | 54.0252 | 52.7413 | 51.7615 | 50.3801 | 2.3552 | 2.0011 | 2.1788 | 2.3427 | 2.7393 | 2.397 | 2.2502 | 2.2797 | 2.4629 | 2.4193 | 2.4062 | 2.7042 | 2.6414 | 2.8222 | 2.9188 | 2.8303 | 2.7246 | 2.4945 | 2.2771 | 2.2282 | 2.1023 | 2.2179 | 2.2869 | 2.3153
Portfolio Adjusted1-in-10AllAll2017March Monthly Peak | Portfolio Adjusted | 1-in-10 | All | All | 2017 | March Monthly Peak | 3 | 124.784 | 120.7949 | 116.9265 | 117.0163 | 125.2472 | 148.2669 | 176.6263 | 192.0928 | 201.5816 | 206.7167 | 213.7411 | 216.8995 | 216.5532 | 218.4929 | 213.4337 | 201.866 | 189.3331 | 178.5158 | 171.7479 | 168.8705 | 162.6585 | 153.9502 | 142.8987 | 135.0816 | 0.40611 | 0.036691 | 0.13829 | -0.060227 | -0.19764 | -0.67214 | -0.005284 | 0.066904 | -0.29219 | -0.23715 | 0.034434 | 0.35704 | 0.73669 | 2.176 | 7.1529 | 6.7016 | 5.8854 | 5.1061 | 1.0451 | -0.070884 | -0.61067 | -0.6926 | -0.57357 | -0.83493 | 60.5368 | 59.2285 | 58.3491 | 57.7841 | 56.7498 | 55.7557 | 55.0974 | 55.752 | 59.1714 | 64.0049 | 69.1301 | 73.5118 | 76.5073 | 78.1015 | 78.7799 | 79.306 | 78.8725 | 77.4663 | 74.8317 | 71.3895 | 68.3176 | 65.4753 | 63.2181 | 61.4578 | 2.4668 | 2.0934 | 2.2681 | 2.4279 | 2.8111 | 2.4397 | 2.29 | 2.3269 | 2.5146 | 2.5126 | 2.5451 | 2.8895 | 2.8686 | 3.084 | 3.2079 | 3.1214 | 2.9804 | 2.6575 | 2.3891 | 2.3906 | 2.2606 | 2.3677 | 2.4327 | 2.4503
Portfolio Adjusted1-in-10AllAll2017April Monthly Peak | Portfolio Adjusted | 1-in-10 | All | All | 2017 | April Monthly Peak | 4 | 128.2611 | 124.2703 | 120.4879 | 120.728 | 129.5495 | 153.0577 | 179.4578 | 197.5999 | 211.231 | 220.2398 | 229.9653 | 233.7106 | 233.8911 | 235.5064 | 229.6604 | 217.2296 | 203.2395 | 189.5121 | 178.2655 | 175.7926 | 170.7217 | 161.3877 | 149.5008 | 141.2453 | 0.037293 | -0.088689 | -0.038161 | -0.22568 | -0.4139 | -0.71186 | -0.31946 | -0.37131 | -0.2845 | -0.14099 | -0.2886 | -0.026577 | 0.45478 | 2.2112 | 7.4644 | 7.142 | 6.3591 | 5.5262 | 1.5829 | 0.10045 | -0.37012 | -0.52064 | -0.64962 | -0.83304 | 70.5455 | 69.1262 | 67.5765 | 66.3205 | 65.3571 | 64.4415 | 63.8003 | 63.8899 | 66.9776 | 72.5344 | 78.1632 | 83.4896 | 86.9455 | 88.8975 | 89.6083 | 89.9885 | 89.7788 | 88.8727 | 87.0496 | 83.319 | 78.5877 | 74.7755 | 72.21 | 70.2695 | 2.3858 | 2.0276 | 2.2001 | 2.3586 | 2.7333 | 2.3724 | 2.1878 | 2.2516 | 2.4836 | 2.5257 | 2.582 | 2.9293 | 2.9156 | 3.1251 | 3.2405 | 3.1495 | 2.9947 | 2.6402 | 2.3272 | 2.337 | 2.2347 | 2.3412 | 2.3971 | 2.412
Portfolio Adjusted1-in-10AllAll2017May Monthly Peak | Portfolio Adjusted | 1-in-10 | All | All | 2017 | May Monthly Peak | 5 | 128.7025 | 124.761 | 121.2167 | 121.5781 | 131.0015 | 155.1021 | 180.5689 | 201.7362 | 217.102 | 227.4258 | 237.5327 | 240.9363 | 240.2566 | 241.4425 | 235.3346 | 221.9712 | 207.3189 | 192.5933 | 180.6376 | 175.8396 | 172.4391 | 163.3624 | 151.4759 | 143.5251 | -0.14312 | -0.19361 | -0.14465 | -0.30927 | -0.51873 | -0.78904 | -0.46352 | -0.51123 | -0.25417 | -0.04805 | -0.37657 | -0.11449 | 0.41823 | 2.2513 | 7.6773 | 7.3563 | 6.5364 | 5.6859 | 1.7793 | 0.13313 | -0.32712 | -0.50354 | -0.7099 | -0.85107 | 70.8229 | 69.5077 | 68.1184 | 67.2017 | 66.4452 | 65.5485 | 65.3535 | 65.6767 | 69.1584 | 75.0838 | 80.7167 | 85.0011 | 87.9415 | 89.9135 | 91.3457 | 91.9804 | 91.6688 | 90.6587 | 88.745 | 86.0994 | 82.6763 | 78.809 | 75.9943 | 73.6998 | 2.3889 | 2.0291 | 2.2048 | 2.3642 | 2.7494 | 2.3917 | 2.1905 | 2.2876 | 2.5373 | 2.5931 | 2.6525 | 3.0096 | 2.9792 | 3.1846 | 3.2958 | 3.1921 | 3.0299 | 2.662 | 2.3442 | 2.3208 | 2.2434 | 2.3611 | 2.4201 | 2.4474
Portfolio Adjusted1-in-10AllAll2017June Monthly Peak | Portfolio Adjusted | 1-in-10 | All | All | 2017 | June Monthly Peak | 6 | 135.6972 | 131.4614 | 127.3994 | 127.6457 | 136.4788 | 159.1978 | 184.1884 | 204.2294 | 217.9659 | 226.8391 | 235.8832 | 237.7737 | 234.0077 | 234.3381 | 228.4309 | 218.4766 | 205.921 | 192.5395 | 183.3055 | 178.0829 | 175.7599 | 167.5223 | 155.3141 | 147.7925 | -0.1544 | -0.19476 | -0.14775 | -0.34149 | -0.56505 | -0.79594 | -0.47313 | -0.51133 | -0.25274 | -0.041619 | -0.39166 | -0.10308 | 0.43233 | 2.222 | 7.5023 | 7.2979 | 6.5542 | 5.7414 | 1.875 | 0.1999 | -0.28867 | -0.49117 | -0.71894 | -0.87032 | 71.4805 | 70.2038 | 69.1174 | 68.1123 | 66.9627 | 66.0152 | 65.7339 | 66.8789 | 70.2684 | 75.0623 | 80.0966 | 84.3314 | 87.0654 | 89.1446 | 90.5042 | 90.9715 | 91.5067 | 90.7619 | 89.5865 | 87.5341 | 83.8284 | 79.7366 | 77.1317 | 75.1191 | 2.5402 | 2.1524 | 2.3287 | 2.4819 | 2.8533 | 2.4535 | 2.2304 | 2.3092 | 2.5421 | 2.5825 | 2.6332 | 2.9698 | 2.8991 | 3.0864 | 3.1869 | 3.1265 | 2.9956 | 2.6563 | 2.3795 | 2.348 | 2.2869 | 2.4242 | 2.4849 | 2.5281
Portfolio Adjusted1-in-10AllAll2017July Monthly Peak | Portfolio Adjusted | 1-in-10 | All | All | 2017 | July Monthly Peak | 7 | 138.2939 | 134.1219 | 130.7929 | 130.881 | 140.3936 | 164.6157 | 190.5934 | 209.2253 | 221.7596 | 230.2352 | 238.4847 | 239.7158 | 236.0457 | 236.7132 | 231.2655 | 221.8409 | 209.9231 | 197.2808 | 187.4351 | 182.1295 | 179.6056 | 171.289 | 158.9234 | 150.9368 | -0.32954 | -0.26257 | -0.23808 | -0.41983 | -0.66726 | -0.84086 | -0.63251 | -0.72062 | -0.24344 | 0.011459 | -0.52625 | -0.28275 | 0.28899 | 2.1795 | 7.4991 | 7.3759 | 6.689 | 5.9163 | 2.1099 | 0.24066 | -0.20599 | -0.4305 | -0.76646 | -0.87157 | 73.828 | 72.9356 | 72.0508 | 71.2916 | 70.6453 | 70.0846 | 69.7478 | 70.09 | 72.9721 | 77.4718 | 82.0195 | 85.5022 | 87.7578 | 89.5174 | 91.1074 | 91.6338 | 92.2063 | 91.2118 | 89.3584 | 87.2008 | 84.0591 | 81.1057 | 79.0752 | 77.6383 | 2.599 | 2.2025 | 2.4003 | 2.5519 | 2.9414 | 2.5423 | 2.3121 | 2.3699 | 2.5906 | 2.6265 | 2.6676 | 3.0011 | 2.9265 | 3.1206 | 3.225 | 3.1708 | 3.0463 | 2.72 | 2.4352 | 2.4052 | 2.3431 | 2.4863 | 2.5515 | 2.593
Portfolio Adjusted1-in-10AllAll2017August Monthly Peak | Portfolio Adjusted | 1-in-10 | All | All | 2017 | August Monthly Peak | 8 | 141.9017 | 137.2986 | 133.3859 | 134.1168 | 143.9365 | 169.497 | 198.2581 | 218.673 | 233.7592 | 243.7544 | 253.2229 | 255.6858 | 252.6533 | 253.7612 | 247.4835 | 235.3666 | 220.5417 | 205.4272 | 194.2134 | 189.3875 | 185.1802 | 175.6385 | 163.0507 | 155.1412 | -0.62139 | -0.43421 | -0.41308 | -0.53456 | -0.80668 | -0.98602 | -0.88805 | -0.98998 | -0.20707 | 0.14842 | -0.66592 | -0.48067 | 0.16152 | 2.2212 | 7.9131 | 7.7638 | 6.9607 | 6.1333 | 2.3475 | 0.19289 | -0.2038 | -0.4327 | -0.87656 | -0.90613 | 75.8354 | 74.9827 | 74.1068 | 73.367 | 72.7545 | 72.2175 | 71.8182 | 71.9146 | 74.4983 | 78.7721 | 83.0581 | 87.2767 | 90.5511 | 93.0092 | 94.2445 | 94.434 | 94.0862 | 92.9657 | 91.891 | 89.3648 | 85.347 | 82.1013 | 79.8722 | 78.101 | 2.7049 | 2.2842 | 2.4804 | 2.6472 | 3.051 | 2.6497 | 2.434 | 2.5075 | 2.7641 | 2.8135 | 2.8673 | 3.2453 | 3.1737 | 3.3888 | 3.4948 | 3.4035 | 3.2284 | 2.8558 | 2.5519 | 2.5267 | 2.4437 | 2.5826 | 2.651 | 2.7012
Portfolio Adjusted1-in-10AllAll2017September Monthly Peak | Portfolio Adjusted | 1-in-10 | All | All | 2017 | September Monthly Peak | 9 | 141.2071 | 137.3821 | 133.9592 | 134.7561 | 145.2026 | 171.0094 | 201.789 | 224.2165 | 244.3854 | 257.2365 | 268.0604 | 270.9071 | 267.4381 | 268.4817 | 261.0147 | 246.3492 | 229.1493 | 212.134 | 200.0471 | 196.9761 | 188.785 | 178.9017 | 164.72 | 156.1839 | -0.73917 | -0.44753 | -0.46336 | -0.58126 | -0.86731 | -0.96199 | -1.0137 | -1.2285 | -0.23427 | 0.14689 | -0.87935 | -0.74727 | -0.051048 | 2.2484 | 8.1504 | 8.0225 | 7.2062 | 6.3282 | 2.5908 | 0.24506 | -0.093838 | -0.34223 | -0.89416 | -0.88609 | 78.2896 | 77.1255 | 76.0871 | 75.5477 | 74.5736 | 73.7672 | 73.3954 | 73.413 | 75.6012 | 80.1125 | 85.0901 | 90.0443 | 94.0062 | 96.7542 | 97.7594 | 97.7402 | 97.1735 | 95.9028 | 94.2054 | 91.3952 | 87.496 | 84.0353 | 81.5822 | 79.7932 | 2.7489 | 2.3369 | 2.5474 | 2.7275 | 3.173 | 2.7443 | 2.5483 | 2.6488 | 2.9827 | 3.0618 | 3.1216 | 3.5279 | 3.4559 | 3.6925 | 3.8113 | 3.6849 | 3.4701 | 3.04 | 2.6989 | 2.6983 | 2.5544 | 2.6935 | 2.7435 | 2.7835
Portfolio Adjusted1-in-10AllAll2017October Monthly Peak | Portfolio Adjusted | 1-in-10 | All | All | 2017 | October Monthly Peak | 10 | 135.5788 | 131.4681 | 127.2595 | 127.1508 | 136.493 | 160.8899 | 190.5589 | 209.0056 | 224.8564 | 236.5692 | 247.7971 | 252.5214 | 252.0849 | 253.7821 | 247.37 | 233.2445 | 216.5825 | 201.2735 | 193.4983 | 187.0241 | 178.4018 | 168.7141 | 156.1509 | 147.5669 | -0.2084 | -0.21655 | -0.18093 | -0.34064 | -0.56004 | -0.82296 | -0.54948 | -0.63049 | -0.26604 | -0.042488 | -0.45572 | -0.22894 | 0.32912 | 2.2957 | 7.9544 | 7.6559 | 6.7847 | 5.9142 | 1.9556 | 0.12446 | -0.31718 | -0.49524 | -0.74363 | -0.86627 | 73.8522 | 73.2606 | 72.5985 | 71.3208 | 70.3296 | 69.5877 | 69.2596 | 69.0202 | 69.9486 | 73.5434 | 78.08 | 82.9005 | 86.7234 | 89.1722 | 90.1717 | 90.2498 | 89.344 | 87.6142 | 84.9536 | 81.689 | 78.6211 | 76.6208 | 75.1306 | 73.7892 | 2.5236 | 2.1412 | 2.3151 | 2.4704 | 2.866 | 2.4809 | 2.3142 | 2.3733 | 2.634 | 2.7026 | 2.769 | 3.1546 | 3.1309 | 3.3541 | 3.4761 | 3.367 | 3.1711 | 2.7867 | 2.5104 | 2.4665 | 2.3208 | 2.4361 | 2.4942 | 2.5173
Portfolio Adjusted1-in-10AllAll2017November Monthly Peak | Portfolio Adjusted | 1-in-10 | All | All | 2017 | November Monthly Peak | 11 | 125.8587 | 122.1116 | 118.2657 | 118.2733 | 127.306 | 150.5975 | 176.1651 | 192.2245 | 203.6208 | 210.4234 | 217.7097 | 220.1401 | 218.9983 | 219.9905 | 213.5242 | 201.1561 | 189.6703 | 182.986 | 173.903 | 166.9758 | 160.2339 | 152.0625 | 141.8356 | 135.0371 | 0.42177 | 0.047874 | 0.15017 | -0.05904 | -0.20066 | -0.68256 | -0.0035021 | 0.068508 | -0.29486 | -0.24224 | 0.035406 | 0.36247 | 0.74537 | 2.1986 | 7.1755 | 6.6975 | 5.914 | 5.2633 | 1.0669 | -0.059191 | -0.59175 | -0.67595 | -0.56031 | -0.82927 | 63.6276 | 62.3532 | 61.5806 | 60.4774 | 59.5841 | 58.8258 | 58.4959 | 58.8374 | 60.9339 | 65.2122 | 70.5375 | 74.7603 | 77.4806 | 79.0698 | 80.0744 | 80.0987 | 78.8158 | 76.4632 | 73.8534 | 71.1428 | 69.0111 | 67.3974 | 65.8146 | 64.9734 | 2.4983 | 2.1221 | 2.3006 | 2.4516 | 2.8487 | 2.4794 | 2.2842 | 2.3275 | 2.5394 | 2.5556 | 2.5898 | 2.9327 | 2.8991 | 3.1018 | 3.203 | 3.1051 | 2.983 | 2.7171 | 2.415 | 2.3565 | 2.2236 | 2.3404 | 2.4166 | 2.4572
Portfolio Adjusted1-in-10AllAll2017December Monthly Peak | Portfolio Adjusted | 1-in-10 | All | All | 2017 | December Monthly Peak | 12 | 118.7444 | 114.9233 | 111.8628 | 111.5332 | 120.3367 | 143.6111 | 170.7797 | 185.5355 | 194.6448 | 196.255 | 197.0488 | 194.2324 | 188.9462 | 186.9687 | 179.7573 | 170.7603 | 164.587 | 162.3029 | 158.2084 | 153.2969 | 147.754 | 142.0257 | 132.5674 | 125.9075 | 0.39977 | 0.045693 | 0.14207 | -0.053967 | -0.17931 | -0.64963 | 0.00054552 | 0.063568 | -0.28232 | -0.2301 | 0.023463 | 0.30585 | 0.62244 | 1.868 | 6.0716 | 5.712 | 5.1432 | 4.6677 | 0.94834 | -0.08083 | -0.56886 | -0.65211 | -0.53585 | -0.77953 | 44.8587 | 44.1959 | 43.5293 | 43.1039 | 42.6255 | 41.8128 | 41.9104 | 41.9686 | 42.7153 | 44.804 | 47.375 | 49.5205 | 50.8156 | 51.172 | 51.4927 | 51.6458 | 51.113 | 49.7643 | 48.1349 | 47.1746 | 46.3125 | 45.4561 | 44.867 | 44.4152 | 2.3625 | 2.0006 | 2.1799 | 2.3167 | 2.7087 | 2.3731 | 2.2223 | 2.2582 | 2.4422 | 2.394 | 2.3541 | 2.6095 | 2.5162 | 2.653 | 2.7117 | 2.6529 | 2.6132 | 2.4303 | 2.2116 | 2.1757 | 2.0565 | 2.1878 | 2.262 | 2.2952
Portfolio Adjusted1-in-10AllAll2017Typical Event Day | Portfolio Adjusted | 1-in-10 | All | All | 2017 | Typical Event Day | 8 | 141.4578 | 136.8567 | 132.901 | 133.6171 | 143.38 | 168.8267 | 197.4684 | 217.4904 | 232.0559 | 241.5259 | 250.5917 | 252.877 | 249.7816 | 250.9401 | 244.7712 | 232.8251 | 218.2034 | 203.3684 | 192.5351 | 187.8438 | 183.8295 | 174.4308 | 161.9897 | 154.198 | -0.46478 | -0.33753 | -0.31672 | -0.47397 | -0.73499 | -0.91122 | -0.76114 | -0.86771 | -0.23686 | 0.065689 | -0.61216 | -0.39545 | 0.21872 | 2.2454 | 7.8597 | 7.6934 | 6.9111 | 6.0764 | 2.2408 | 0.22353 | -0.19946 | -0.42514 | -0.81827 | -0.89192 | 74.8583 | 73.8119 | 72.8405 | 72.0797 | 71.234 | 70.5211 | 70.1738 | 70.5741 | 73.335 | 77.8547 | 82.5661 | 86.7887 | 89.8451 | 92.1063 | 93.4039 | 93.6949 | 93.7432 | 92.7105 | 91.2603 | 88.8737 | 85.1826 | 81.7447 | 79.4153 | 77.6629 | 2.6695 | 2.2556 | 2.4487 | 2.6172 | 3.0204 | 2.6201 | 2.408 | 2.4791 | 2.7287 | 2.7714 | 2.8192 | 3.1856 | 3.1197 | 3.3339 | 3.444 | 3.3558 | 3.1851 | 2.8146 | 2.5129 | 2.4912 | 2.4086 | 2.5432 | 2.6114 | 2.6594
Portfolio Adjusted1-in-10AllAll2018January Monthly Peak | Portfolio Adjusted | 1-in-10 | All | All | 2018 | January Monthly Peak | 1 | 117.4174 | 113.9214 | 110.8692 | 111.3969 | 121.0033 | 145.4744 | 174.2942 | 190.4659 | 199.9738 | 200.0248 | 200.3246 | 197.1865 | 190.9072 | 188.4521 | 180.4908 | 170.8422 | 162.6996 | 161.0556 | 157.9742 | 152.7846 | 147.1465 | 141.4731 | 132.5214 | 126.2186 | 0.38683 | 0.03813 | 0.1325 | -0.056106 | -0.18201 | -0.66375 | -0.0052815 | 0.059834 | -0.29108 | -0.23435 | 0.022684 | 0.30935 | 0.63011 | 1.8847 | 6.099 | 5.7111 | 5.0761 | 4.6169 | 0.93848 | -0.088115 | -0.57106 | -0.6517 | -0.53635 | -0.78218 | 42.2816 | 42.0876 | 41.3999 | 40.7397 | 40.2972 | 39.8261 | 39.3452 | 38.9851 | 39.5569 | 42.3096 | 44.9889 | 47.3626 | 49.0016 | 50.1232 | 51.0596 | 51.3796 | 50.9981 | 49.8765 | 48.0611 | 46.9737 | 45.9926 | 45.591 | 45.0681 | 44.4398 | 2.3297 | 1.9797 | 2.1544 | 2.3158 | 2.7344 | 2.4066 | 2.2736 | 2.3258 | 2.5174 | 2.4457 | 2.397 | 2.651 | 2.5404 | 2.6721 | 2.7192 | 2.6547 | 2.5892 | 2.4209 | 2.2136 | 2.1726 | 2.0494 | 2.1792 | 2.2607 | 2.299
Portfolio Adjusted1-in-10AllAll2018February Monthly Peak | Portfolio Adjusted | 1-in-10 | All | All | 2018 | February Monthly Peak | 2 | 119.1244 | 115.5055 | 112.2568 | 112.8339 | 121.7112 | 145.3204 | 173.0538 | 187.6318 | 196.6726 | 198.5873 | 201.6163 | 202.0386 | 198.8473 | 199.0922 | 193.1439 | 181.9741 | 171.5257 | 166.3385 | 163.0218 | 156.9401 | 151.068 | 144.102 | 134.2184 | 127.5131 | 0.38514 | 0.031368 | 0.13338 | -0.058344 | -0.18813 | -0.6602 | -0.0042879 | 0.064425 | -0.2853 | -0.23117 | 0.027145 | 0.32428 | 0.66521 | 1.978 | 6.4831 | 6.0506 | 5.3281 | 4.7535 | 0.97813 | -0.080864 | -0.57805 | -0.65971 | -0.54402 | -0.78974 | 48.7514 | 48.3525 | 47.9156 | 47.3329 | 46.9353 | 46.5044 | 45.8902 | 46.1565 | 47.4231 | 50.9059 | 54.351 | 57.5515 | 59.4679 | 60.4616 | 61.0823 | 61.2986 | 60.3081 | 59.324 | 57.4117 | 55.3677 | 54.0252 | 52.7413 | 51.7615 | 50.3801 | 2.3552 | 2.0011 | 2.1788 | 2.3427 | 2.7393 | 2.397 | 2.2502 | 2.2797 | 2.4629 | 2.4193 | 2.4062 | 2.7042 | 2.6414 | 2.8222 | 2.9188 | 2.8303 | 2.7246 | 2.4945 | 2.2771 | 2.2282 | 2.1023 | 2.2179 | 2.2869 | 2.3153
Portfolio Adjusted1-in-10AllAll2018March Monthly Peak | Portfolio Adjusted | 1-in-10 | All | All | 2018 | March Monthly Peak | 3 | 124.784 | 120.7949 | 116.9265 | 117.0163 | 125.2472 | 148.2669 | 176.6263 | 192.0928 | 201.5816 | 206.7167 | 213.7411 | 216.8995 | 216.5532 | 218.4929 | 213.4338 | 201.866 | 189.3331 | 178.5158 | 171.7479 | 168.8705 | 162.6585 | 153.9502 | 142.8987 | 135.0816 | 0.40611 | 0.036691 | 0.13829 | -0.060227 | -0.19764 | -0.67214 | -0.005284 | 0.066904 | -0.29219 | -0.23715 | 0.034434 | 0.35704 | 0.73669 | 2.176 | 7.1529 | 6.7016 | 5.8854 | 5.1061 | 1.0451 | -0.070884 | -0.61067 | -0.6926 | -0.57357 | -0.83493 | 60.5368 | 59.2285 | 58.3491 | 57.7841 | 56.7498 | 55.7556 | 55.0974 | 55.752 | 59.1714 | 64.0049 | 69.1301 | 73.5118 | 76.5073 | 78.1015 | 78.7799 | 79.306 | 78.8725 | 77.4663 | 74.8317 | 71.3895 | 68.3176 | 65.4753 | 63.2181 | 61.4578 | 2.4668 | 2.0934 | 2.2681 | 2.4279 | 2.8111 | 2.4397 | 2.29 | 2.3269 | 2.5146 | 2.5126 | 2.5451 | 2.8895 | 2.8686 | 3.084 | 3.2079 | 3.1214 | 2.9804 | 2.6575 | 2.3891 | 2.3906 | 2.2606 | 2.3677 | 2.4327 | 2.4503
Portfolio Adjusted1-in-10AllAll2018April Monthly Peak | Portfolio Adjusted | 1-in-10 | All | All | 2018 | April Monthly Peak | 4 | 4.0033 | 3.8434 | 3.7269 | 3.7205 | 3.8775 | 4.3229 | 4.8661 | 5.3809 | 6.1712 | 6.8623 | 7.4661 | 7.8339 | 8.0178 | 8.1802 | 8.1783 | 7.9633 | 7.5448 | 6.8673 | 6.2001 | 6.0856 | 5.8667 | 5.3989 | 4.8413 | 4.4224 | 0.00040519 | -0.00096359 | -0.00041461 | -0.002452 | -0.004497 | -0.0077343 | -0.0034709 | -0.0040342 | -0.0030911 | -0.0015318 | -0.0031356 | -0.00028875 | 0.0049411 | 0.024024 | 0.12239 | 0.1242 | 0.11664 | 0.096352 | 0.017197 | 0.0010914 | -0.0040213 | -0.0056567 | -0.007058 | -0.0090509 | 68.2983 | 66.8489 | 65.2 | 63.8716 | 62.735 | 61.771 | 61.2139 | 61.2341 | 64.4867 | 70.5273 | 76.646 | 81.9406 | 85.1626 | 87.0196 | 87.864 | 88.3999 | 88.2748 | 87.6381 | 85.7565 | 82.4025 | 77.9935 | 74.1096 | 71.4519 | 69.7939 | 0.026362 | 0.022699 | 0.024171 | 0.025906 | 0.029979 | 0.026638 | 0.024395 | 0.02488 | 0.027471 | 0.028042 | 0.028762 | 0.032536 | 0.032413 | 0.034663 | 0.035864 | 0.034816 | 0.033062 | 0.029167 | 0.025707 | 0.025845 | 0.024794 | 0.025822 | 0.026437 | 0.026634
Portfolio Adjusted1-in-10AllAll2018May Monthly Peak | Portfolio Adjusted | 1-in-10 | All | All | 2018 | May Monthly Peak | 5 | 4.1002 | 3.9343 | 3.8137 | 3.8025 | 3.9721 | 4.4168 | 4.8851 | 5.5687 | 6.4636 | 7.2221 | 7.8621 | 8.2384 | 8.3917 | 8.5283 | 8.4994 | 8.2641 | 7.8251 | 7.1047 | 6.3861 | 6.1295 | 6.0328 | 5.5639 | 4.9874 | 4.5633 | -0.001555 | -0.0021035 | -0.0015716 | -0.0033602 | -0.0056359 | -0.0085728 | -0.0050361 | -0.0055544 | -0.0027615 | -0.00052206 | -0.0040914 | -0.0012439 | 0.0045441 | 0.02446 | 0.12639 | 0.12848 | 0.1206 | 0.099621 | 0.019332 | 0.0014464 | -0.0035541 | -0.0054709 | -0.007713 | -0.0092468 | 70.8957 | 69.4381 | 68.0438 | 66.916 | 65.8695 | 64.9892 | 64.5654 | 64.9426 | 68.4474 | 74.1516 | 79.8549 | 84.0073 | 87.0588 | 89.0835 | 90.6081 | 91.3265 | 91.2124 | 90.3362 | 88.5214 | 86.0148 | 82.3796 | 78.3809 | 75.4319 | 72.8501 | 0.026426 | 0.02276 | 0.02424 | 0.025982 | 0.030169 | 0.026859 | 0.024404 | 0.025308 | 0.028113 | 0.028852 | 0.029623 | 0.033504 | 0.033195 | 0.035391 | 0.036533 | 0.035343 | 0.033502 | 0.029454 | 0.02593 | 0.025689 | 0.024933 | 0.026071 | 0.026718 | 0.027048
Portfolio Adjusted1-in-10AllAll2018June Monthly Peak | Portfolio Adjusted | 1-in-10 | All | All | 2018 | June Monthly Peak | 6 | 4.2939 | 4.1163 | 3.9838 | 3.965 | 4.12 | 4.5418 | 5.0524 | 5.8362 | 6.7923 | 7.6073 | 8.2811 | 8.6665 | 8.7834 | 8.921 | 8.8969 | 8.6812 | 8.2668 | 7.543 | 6.8035 | 6.3878 | 6.2655 | 5.8283 | 5.215 | 4.7457 | -0.0016775 | -0.0021161 | -0.0016052 | -0.0037103 | -0.0061392 | -0.0086478 | -0.0051405 | -0.0055555 | -0.002746 | -0.00045218 | -0.0042554 | -0.0011199 | 0.0046973 | 0.024141 | 0.12761 | 0.13145 | 0.12473 | 0.10352 | 0.020371 | 0.0021719 | -0.0031364 | -0.0053365 | -0.0078111 | -0.009456 | 72.6607 | 71.3258 | 70.2755 | 69.1477 | 68.1952 | 66.945 | 66.3501 | 67.2334 | 70.9387 | 76.0693 | 81.1392 | 84.9018 | 87.4199 | 89.1288 | 90.5024 | 91.1469 | 91.6264 | 91.103 | 89.9624 | 87.8839 | 84.4099 | 80.5302 | 77.9745 | 76.1259 | 0.028079 | 0.024109 | 0.025597 | 0.027267 | 0.031305 | 0.027527 | 0.024865 | 0.02561 | 0.028261 | 0.028869 | 0.029572 | 0.033237 | 0.032507 | 0.0345 | 0.035514 | 0.03477 | 0.033253 | 0.029508 | 0.026405 | 0.026045 | 0.02546 | 0.026807 | 0.027468 | 0.027952
Portfolio Adjusted1-in-10AllAll2018July Monthly Peak | Portfolio Adjusted | 1-in-10 | All | All | 2018 | July Monthly Peak | 7 | 4.4334 | 4.2506 | 4.1219 | 4.1018 | 4.2679 | 4.7621 | 5.3285 | 6.1242 | 7.1099 | 7.9501 | 8.6389 | 9.0234 | 9.1549 | 9.3014 | 9.2844 | 9.0657 | 8.6579 | 7.9021 | 7.0882 | 6.6392 | 6.498 | 6.0371 | 5.4046 | 4.9107 | -0.0035804 | -0.0028528 | -0.0025867 | -0.0045614 | -0.0072497 | -0.0091359 | -0.0068721 | -0.0078294 | -0.0026449 | 0.00012451 | -0.0057176 | -0.003072 | 0.0031399 | 0.023681 | 0.12985 | 0.135 | 0.12915 | 0.10773 | 0.022924 | 0.0026147 | -0.0022381 | -0.0046773 | -0.0083275 | -0.0094695 | 74.7115 | 73.6919 | 72.7276 | 71.8597 | 71.1048 | 70.3763 | 69.8504 | 70.152 | 73.3134 | 78.1521 | 82.8202 | 86.3656 | 88.7893 | 90.484 | 91.6982 | 92.0741 | 92.3648 | 91.5363 | 89.8829 | 87.6031 | 84.6747 | 81.664 | 79.5326 | 78.0785 | 0.028742 | 0.024689 | 0.026389 | 0.028042 | 0.032275 | 0.028555 | 0.02581 | 0.026321 | 0.028855 | 0.029429 | 0.030049 | 0.033679 | 0.032912 | 0.034974 | 0.036019 | 0.035332 | 0.033878 | 0.03026 | 0.027053 | 0.026704 | 0.026108 | 0.027507 | 0.028218 | 0.028682
Portfolio Adjusted1-in-10AllAll2018August Monthly Peak | Portfolio Adjusted | 1-in-10 | All | All | 2018 | August Monthly Peak | 8 | 4.5227 | 4.3288 | 4.1912 | 4.1795 | 4.3552 | 4.8804 | 5.5114 | 6.2808 | 7.3525 | 8.2539 | 8.992 | 9.4075 | 9.5416 | 9.6845 | 9.6604 | 9.4068 | 8.9533 | 8.1335 | 7.2671 | 6.887 | 6.6721 | 6.1374 | 5.4977 | 4.9932 | -0.0067513 | -0.0047176 | -0.004488 | -0.0058079 | -0.0087645 | -0.010713 | -0.0096486 | -0.010756 | -0.0022498 | 0.0016126 | -0.0072352 | -0.0052224 | 0.0017549 | 0.024133 | 0.13561 | 0.14074 | 0.13364 | 0.11116 | 0.025505 | 0.0020957 | -0.0022143 | -0.0047013 | -0.0095237 | -0.009845 | 75.8561 | 74.8896 | 73.8174 | 72.9889 | 72.2185 | 71.5788 | 71.049 | 71.0395 | 73.7561 | 78.4949 | 82.9443 | 87.1469 | 90.3306 | 92.4885 | 93.6911 | 94.124 | 93.8207 | 92.9695 | 91.776 | 89.258 | 85.4383 | 82.3672 | 80.3898 | 78.6812 | 0.029886 | 0.025568 | 0.027256 | 0.029074 | 0.033464 | 0.029733 | 0.027148 | 0.027794 | 0.030717 | 0.031436 | 0.032195 | 0.036304 | 0.035561 | 0.037849 | 0.038917 | 0.037837 | 0.035843 | 0.031724 | 0.028311 | 0.028033 | 0.027203 | 0.028543 | 0.029289 | 0.029846
Portfolio Adjusted1-in-10AllAll2018September Monthly Peak | Portfolio Adjusted | 1-in-10 | All | All | 2018 | September Monthly Peak | 9 | 4.4998 | 4.3273 | 4.1999 | 4.1896 | 4.3781 | 4.923 | 5.6757 | 6.3839 | 7.5466 | 8.5246 | 9.2951 | 9.7269 | 9.857 | 9.9876 | 9.9069 | 9.5831 | 9.0643 | 8.1874 | 7.3259 | 7.1271 | 6.6795 | 6.1343 | 5.4728 | 4.9764 | -0.008031 | -0.0048623 | -0.0050343 | -0.0063153 | -0.0094232 | -0.010452 | -0.011013 | -0.013348 | -0.0025453 | 0.001596 | -0.0095541 | -0.0081189 | -0.00055463 | 0.024429 | 0.13884 | 0.14396 | 0.13642 | 0.11312 | 0.028148 | 0.0026626 | -0.0010195 | -0.0037182 | -0.0097149 | -0.0096273 | 77.1181 | 75.9303 | 74.7193 | 73.9513 | 72.9564 | 72.0139 | 71.4342 | 71.353 | 73.5995 | 78.4272 | 83.7567 | 88.7808 | 92.6604 | 95.1656 | 95.8549 | 96.2492 | 96.0588 | 95.1151 | 93.4142 | 90.4611 | 86.3661 | 82.9677 | 80.6136 | 78.8089 | 0.030347 | 0.026111 | 0.027975 | 0.029935 | 0.034775 | 0.03073 | 0.02842 | 0.029306 | 0.033053 | 0.034086 | 0.034905 | 0.039327 | 0.038576 | 0.041097 | 0.042298 | 0.040839 | 0.038418 | 0.033679 | 0.029873 | 0.029897 | 0.028365 | 0.029715 | 0.030264 | 0.030713
Portfolio Adjusted1-in-10AllAll2018October Monthly Peak | Portfolio Adjusted | 1-in-10 | All | All | 2018 | October Monthly Peak | 10 | 4.1953 | 4.0355 | 3.9163 | 3.8999 | 4.0664 | 4.5514 | 5.3004 | 5.7919 | 6.6546 | 7.4666 | 8.1287 | 8.5367 | 8.6951 | 8.8644 | 8.8409 | 8.563 | 8.0751 | 7.3049 | 6.8391 | 6.5406 | 6.1079 | 5.6249 | 5.0384 | 4.602 | -0.0022643 | -0.0023528 | -0.0019657 | -0.003701 | -0.0060848 | -0.0089414 | -0.00597 | -0.0068502 | -0.0028905 | -0.00046163 | -0.0049513 | -0.0024874 | 0.0035759 | 0.024943 | 0.13076 | 0.1331 | 0.12454 | 0.10289 | 0.021247 | 0.0013522 | -0.0034461 | -0.0053807 | -0.0080794 | -0.009412 | 72.828 | 71.903 | 70.9214 | 69.6028 | 68.6284 | 67.778 | 67.3805 | 67.052 | 67.9534 | 72.1838 | 77.3636 | 82.1329 | 85.5035 | 87.8745 | 89.0122 | 89.3731 | 88.6942 | 86.9859 | 84.3321 | 81.2355 | 78.1657 | 75.9571 | 74.2528 | 72.8126 | 0.02786 | 0.023939 | 0.025432 | 0.027127 | 0.031426 | 0.027824 | 0.02587 | 0.026254 | 0.02916 | 0.03004 | 0.030883 | 0.035073 | 0.034837 | 0.037231 | 0.038493 | 0.037239 | 0.035033 | 0.030802 | 0.027767 | 0.02731 | 0.025751 | 0.02687 | 0.027507 | 0.027786
Portfolio Adjusted1-in-10AllAll2018November Monthly Peak | Portfolio Adjusted | 1-in-10 | All | All | 2018 | November Monthly Peak | 11 | 3.8119 | 3.6762 | 3.5947 | 3.5915 | 3.7578 | 4.2077 | 4.6938 | 5.1555 | 5.81 | 6.3201 | 6.7394 | 6.9704 | 7.0586 | 7.1577 | 7.0962 | 6.8523 | 6.5394 | 6.3855 | 5.9014 | 5.5551 | 5.2441 | 4.8609 | 4.4199 | 4.0997 | 0.0045825 | 0.00052015 | 0.0016316 | -0.00064146 | -0.0021801 | -0.0074159 | -3.805e-05 | 0.00074433 | -0.0032036 | -0.0026319 | 0.00038468 | 0.0039382 | 0.0080983 | 0.023887 | 0.11306 | 0.11179 | 0.10428 | 0.090364 | 0.011591 | -0.0006431 | -0.0064293 | -0.0073441 | -0.0060877 | -0.0090099 | 60.7604 | 59.43 | 58.421 | 57.1526 | 56.2771 | 55.6732 | 55.2191 | 55.2069 | 57.5451 | 62.0508 | 67.4161 | 71.6605 | 74.3585 | 76.0127 | 77.0419 | 77.1711 | 76.1462 | 73.8567 | 71.1722 | 68.1855 | 66.0142 | 64.4455 | 62.8678 | 61.8221 | 0.027519 | 0.02364 | 0.02523 | 0.026886 | 0.031204 | 0.027722 | 0.025366 | 0.025653 | 0.028001 | 0.02825 | 0.028684 | 0.032388 | 0.03203 | 0.034205 | 0.03526 | 0.034149 | 0.032774 | 0.029913 | 0.026604 | 0.025968 | 0.024552 | 0.025727 | 0.026569 | 0.027049
Portfolio Adjusted1-in-10AllAll2018December Monthly Peak | Portfolio Adjusted | 1-in-10 | All | All | 2018 | December Monthly Peak | 12 | 3.6962 | 3.6122 | 3.5573 | 3.5731 | 3.7352 | 4.2995 | 5.0507 | 5.5132 | 6.1986 | 6.5246 | 6.5811 | 6.4462 | 6.184 | 6.0344 | 5.8062 | 5.5077 | 5.4739 | 5.6277 | 5.4144 | 5.1745 | 4.9464 | 4.6893 | 4.3417 | 3.9621 | 0.0043434 | 0.00049645 | 0.0015436 | -0.00058634 | -0.0019482 | -0.0070582 | 5.9272e-06 | 0.00069066 | -0.0030674 | -0.0025001 | 0.00025492 | 0.003323 | 0.0067627 | 0.020296 | 0.0941 | 0.092469 | 0.08852 | 0.079788 | 0.010304 | -0.00087821 | -0.0061806 | -0.0070851 | -0.005822 | -0.0084695 | 42.1072 | 41.4371 | 40.9914 | 40.5644 | 40.0905 | 39.3896 | 39.362 | 39.2961 | 40.0423 | 42.549 | 45.1743 | 47.498 | 48.948 | 49.5585 | 49.9206 | 49.9442 | 49.302 | 47.8218 | 46.1456 | 45.0139 | 44.0848 | 43.1559 | 42.6665 | 42.2257 | 0.026053 | 0.022358 | 0.023936 | 0.025445 | 0.029705 | 0.02667 | 0.024865 | 0.025021 | 0.027087 | 0.026637 | 0.026226 | 0.028913 | 0.027844 | 0.029264 | 0.029833 | 0.029135 | 0.028699 | 0.026787 | 0.02441 | 0.02404 | 0.022794 | 0.024121 | 0.024959 | 0.025301
Portfolio Adjusted1-in-10AllAll2018Typical Event Day | Portfolio Adjusted | 1-in-10 | All | All | 2018 | Typical Event Day | 8 | 4.4975 | 4.3045 | 4.1679 | 4.1565 | 4.3315 | 4.8514 | 5.4742 | 6.2253 | 7.2679 | 8.1423 | 8.8622 | 9.2693 | 9.4034 | 9.5514 | 9.5354 | 9.2922 | 8.846 | 8.0388 | 7.1894 | 6.8169 | 6.6114 | 6.0836 | 5.4512 | 4.9547 | -0.0050498 | -0.0036672 | -0.0034411 | -0.0051496 | -0.0079856 | -0.0099003 | -0.0082697 | -0.0094275 | -0.0025734 | 0.00071371 | -0.006651 | -0.0042965 | 0.0023764 | 0.024396 | 0.13441 | 0.13929 | 0.1324 | 0.10999 | 0.024346 | 0.0024286 | -0.0021671 | -0.0046191 | -0.0088904 | -0.0096906 | 75.0866 | 73.9594 | 72.8849 | 71.9869 | 71.1187 | 70.2285 | 69.6709 | 69.9445 | 72.9019 | 77.7859 | 82.6651 | 86.7988 | 89.8 | 91.8167 | 92.9367 | 93.3986 | 93.4677 | 92.681 | 91.2588 | 88.8015 | 85.2222 | 81.8823 | 79.6276 | 77.9236 | 0.029503 | 0.02526 | 0.026913 | 0.028748 | 0.033132 | 0.029413 | 0.026865 | 0.027481 | 0.030325 | 0.030968 | 0.031659 | 0.035644 | 0.034962 | 0.037242 | 0.038356 | 0.03731 | 0.035365 | 0.031271 | 0.027884 | 0.027642 | 0.026819 | 0.028114 | 0.028857 | 0.029392
Portfolio Adjusted1-in-10AllAll2019January Monthly Peak | Portfolio Adjusted | 1-in-10 | All | All | 2019 | January Monthly Peak | 1 | 3.5724 | 3.5219 | 3.4754 | 3.5078 | 3.6617 | 4.306 | 5.1899 | 5.6845 | 6.3898 | 6.7154 | 6.7132 | 6.5394 | 6.1809 | 5.9818 | 5.6857 | 5.3053 | 5.2549 | 5.4862 | 5.3688 | 5.123 | 4.8939 | 4.6283 | 4.2825 | 3.8514 | 0.0042153 | 0.00041551 | 0.0014439 | -0.0006114 | -0.0019833 | -0.0072329 | -5.7553e-05 | 0.00065202 | -0.0031719 | -0.0025538 | 0.0002472 | 0.0033711 | 0.0068664 | 0.020537 | 0.093942 | 0.091022 | 0.086129 | 0.078354 | 0.010227 | -0.0009602 | -0.0062229 | -0.0071016 | -0.0058446 | -0.0085235 | 39.3363 | 38.8245 | 38.2308 | 37.4596 | 36.9774 | 36.5251 | 36.0003 | 35.7146 | 36.3515 | 39.2198 | 42.1249 | 44.4583 | 46.1343 | 47.3089 | 48.3065 | 48.5135 | 48.2037 | 47.1642 | 45.3788 | 44.2017 | 43.212 | 42.7021 | 42.0985 | 41.4413 | 0.02572 | 0.022114 | 0.023708 | 0.025477 | 0.030035 | 0.026987 | 0.025456 | 0.025847 | 0.028008 | 0.027308 | 0.026785 | 0.029455 | 0.028177 | 0.029538 | 0.029975 | 0.029205 | 0.028499 | 0.026757 | 0.024517 | 0.024102 | 0.022811 | 0.024118 | 0.025029 | 0.025372
Portfolio Adjusted1-in-10AllAll2019February Monthly Peak | Portfolio Adjusted | 1-in-10 | All | All | 2019 | February Monthly Peak | 2 | 3.6357 | 3.5355 | 3.471 | 3.4986 | 3.6653 | 4.1779 | 4.8374 | 5.2158 | 5.8188 | 6.1717 | 6.3547 | 6.3948 | 6.3051 | 6.3046 | 6.1948 | 5.9324 | 5.7032 | 5.6003 | 5.5548 | 5.2599 | 4.9994 | 4.6672 | 4.2626 | 3.9071 | 0.0041969 | 0.00034182 | 0.0014534 | -0.00063578 | -0.0020501 | -0.0071942 | -4.6725e-05 | 0.00070204 | -0.0031089 | -0.0025191 | 0.0002958 | 0.0035337 | 0.0072489 | 0.021555 | 0.10089 | 0.099037 | 0.092279 | 0.080359 | 0.010659 | -0.00088118 | -0.0062991 | -0.007189 | -0.0059282 | -0.0086059 | 46.7696 | 46.3682 | 46.0486 | 45.5624 | 45.3042 | 44.7327 | 44.172 | 44.3452 | 45.5369 | 48.9394 | 52.125 | 54.8726 | 56.6243 | 57.6379 | 58.2715 | 58.506 | 57.8578 | 56.8681 | 54.7975 | 52.6818 | 51.1715 | 49.8336 | 48.7437 | 47.4817 | 0.02602 | 0.022366 | 0.023971 | 0.025773 | 0.030099 | 0.026907 | 0.025124 | 0.025237 | 0.027284 | 0.026875 | 0.026764 | 0.029958 | 0.029253 | 0.031183 | 0.032186 | 0.031175 | 0.029996 | 0.027518 | 0.025182 | 0.02466 | 0.023324 | 0.024484 | 0.025257 | 0.025568
Portfolio Adjusted1-in-10AllAll2019March Monthly Peak | Portfolio Adjusted | 1-in-10 | All | All | 2019 | March Monthly Peak | 3 | 3.8241 | 3.6799 | 3.5808 | 3.5819 | 3.7361 | 4.1825 | 4.836 | 5.1965 | 5.7478 | 6.2345 | 6.654 | 6.9121 | 7.0304 | 7.1891 | 7.211 | 7.0294 | 6.6963 | 6.2004 | 5.821 | 5.7365 | 5.4461 | 5.0337 | 4.5375 | 4.167 | 0.0044254 | 0.00039983 | 0.001507 | -0.00065631 | -0.0021537 | -0.0073244 | -5.7581e-05 | 0.00072906 | -0.0031841 | -0.0025843 | 0.00037524 | 0.0038907 | 0.0080278 | 0.023713 | 0.11385 | 0.1134 | 0.10553 | 0.087781 | 0.011388 | -0.00077244 | -0.0066545 | -0.0075474 | -0.0062502 | -0.0090983 | 57.7545 | 56.4728 | 55.6339 | 54.8729 | 54.0128 | 53.0579 | 52.4759 | 53.0426 | 56.5976 | 61.7712 | 66.946 | 71.3045 | 74.2148 | 75.7422 | 76.4902 | 76.9029 | 76.5154 | 75.2409 | 72.7393 | 69.1437 | 65.9317 | 63.0312 | 60.7523 | 59.0407 | 0.027261 | 0.023395 | 0.024949 | 0.026705 | 0.030886 | 0.027377 | 0.025573 | 0.025729 | 0.027807 | 0.027861 | 0.028278 | 0.032014 | 0.0318 | 0.034128 | 0.035442 | 0.034458 | 0.032872 | 0.029332 | 0.02639 | 0.026444 | 0.025062 | 0.026125 | 0.026843 | 0.027067
Portfolio Adjusted1-in-10AllAll2019April Monthly Peak | Portfolio Adjusted | 1-in-10 | All | All | 2019 | April Monthly Peak | 4 | 6.0057 | 5.784 | 5.6085 | 5.6061 | 5.9027 | 6.7198 | 7.6796 | 8.4785 | 9.4757 | 10.3008 | 11.0517 | 11.4739 | 11.6578 | 11.8435 | 11.7475 | 11.3356 | 10.6984 | 9.8106 | 8.9729 | 8.8204 | 8.5233 | 7.9126 | 7.1725 | 6.6273 | 0.00099963 | -0.0023773 | -0.0010229 | -0.0060493 | -0.011095 | -0.019081 | -0.0085631 | -0.0099528 | -0.0076259 | -0.0037791 | -0.0077359 | -0.00071238 | 0.01219 | 0.05927 | 0.24071 | 0.23729 | 0.21724 | 0.18385 | 0.042428 | 0.0026925 | -0.0099208 | -0.013955 | -0.017413 | -0.022329 | 68.3345 | 66.8856 | 65.2383 | 63.911 | 62.7773 | 61.8141 | 61.2556 | 61.2769 | 64.5269 | 70.5597 | 76.6704 | 81.9655 | 85.1913 | 87.0498 | 87.8921 | 88.4255 | 88.2991 | 87.658 | 85.7774 | 82.4173 | 78.0031 | 74.1203 | 71.4641 | 69.8015 | 0.064124 | 0.054615 | 0.059078 | 0.063333 | 0.073377 | 0.063935 | 0.058892 | 0.060518 | 0.066764 | 0.067938 | 0.069491 | 0.0788 | 0.078443 | 0.084049 | 0.087121 | 0.084657 | 0.080479 | 0.07096 | 0.062546 | 0.062821 | 0.060105 | 0.062907 | 0.064408 | 0.064823
Portfolio Adjusted1-in-10AllAll2019May Monthly Peak | Portfolio Adjusted | 1-in-10 | All | All | 2019 | May Monthly Peak | 5 | 6.1082 | 5.8814 | 5.7056 | 5.7004 | 6.0191 | 6.845 | 7.7162 | 8.7299 | 9.858 | 10.7706 | 11.5632 | 11.9883 | 12.1282 | 12.2817 | 12.1548 | 11.708 | 11.0399 | 10.0939 | 9.1942 | 8.8644 | 8.7144 | 8.1068 | 7.348 | 6.8027 | -0.0038364 | -0.0051896 | -0.0038774 | -0.0082899 | -0.013904 | -0.02115 | -0.012425 | -0.013703 | -0.0068129 | -0.001288 | -0.010094 | -0.0030689 | 0.011211 | 0.060346 | 0.24807 | 0.24495 | 0.22399 | 0.18964 | 0.047694 | 0.0035684 | -0.0087682 | -0.013497 | -0.019029 | -0.022813 | 70.8945 | 69.4393 | 68.045 | 66.9206 | 65.8787 | 64.9982 | 64.5781 | 64.9544 | 68.4588 | 74.1666 | 79.8687 | 84.0233 | 87.0731 | 89.0969 | 90.62 | 91.337 | 91.2197 | 90.3414 | 88.525 | 86.0162 | 82.3844 | 78.3878 | 75.441 | 72.8638 | 0.06422 | 0.054674 | 0.059211 | 0.063488 | 0.073813 | 0.064457 | 0.058954 | 0.061498 | 0.068226 | 0.069775 | 0.071419 | 0.08099 | 0.080184 | 0.085675 | 0.088629 | 0.085824 | 0.081447 | 0.071564 | 0.063017 | 0.062397 | 0.060356 | 0.063453 | 0.065038 | 0.065782
Portfolio Adjusted1-in-10AllAll2019June Monthly Peak | Portfolio Adjusted | 1-in-10 | All | All | 2019 | June Monthly Peak | 6 | 6.4114 | 6.1685 | 5.9726 | 5.9581 | 6.253 | 7.0341 | 7.9392 | 9.0333 | 10.1953 | 11.1402 | 11.9488 | 12.3586 | 12.4129 | 12.5535 | 12.4347 | 12.062 | 11.452 | 10.5242 | 9.6478 | 9.1547 | 8.9969 | 8.434 | 7.6338 | 7.0509 | -0.0041386 | -0.0052206 | -0.0039603 | -0.0091536 | -0.015146 | -0.021335 | -0.012682 | -0.013706 | -0.0067746 | -0.0011156 | -0.010498 | -0.0027629 | 0.011589 | 0.059559 | 0.24646 | 0.24693 | 0.22834 | 0.19437 | 0.050258 | 0.0053582 | -0.0077377 | -0.013166 | -0.019271 | -0.023329 | 72.6416 | 71.3077 | 70.2568 | 69.1311 | 68.1754 | 66.9301 | 66.3402 | 67.2277 | 70.9279 | 76.0531 | 81.1224 | 84.8926 | 87.4142 | 89.1291 | 90.5025 | 91.1441 | 91.6244 | 91.0975 | 89.9563 | 87.8783 | 84.4005 | 80.5174 | 77.961 | 76.1096 | 0.068279 | 0.057983 | 0.062537 | 0.066645 | 0.076602 | 0.066112 | 0.060036 | 0.062103 | 0.068394 | 0.069546 | 0.070964 | 0.079991 | 0.078111 | 0.083113 | 0.085777 | 0.084123 | 0.080576 | 0.071458 | 0.064 | 0.063149 | 0.061541 | 0.065165 | 0.066792 | 0.067956
Portfolio Adjusted1-in-10AllAll2019July Monthly Peak | Portfolio Adjusted | 1-in-10 | All | All | 2019 | July Monthly Peak | 7 | 6.5906 | 6.3434 | 6.1632 | 6.1449 | 6.4615 | 7.3381 | 8.314 | 9.3972 | 10.5689 | 11.5322 | 12.3428 | 12.7409 | 12.8112 | 12.9661 | 12.8616 | 12.4945 | 11.9012 | 10.9539 | 9.9944 | 9.4672 | 9.2876 | 8.7001 | 7.8786 | 7.2639 | -0.0088332 | -0.0070381 | -0.0063817 | -0.011253 | -0.017886 | -0.022539 | -0.016954 | -0.019316 | -0.0065252 | 0.00030717 | -0.014106 | -0.007579 | 0.0077463 | 0.058422 | 0.24861 | 0.25169 | 0.23486 | 0.20133 | 0.056556 | 0.0064507 | -0.0055215 | -0.011539 | -0.020545 | -0.023362 | 74.6973 | 73.6797 | 72.7167 | 71.8505 | 71.0974 | 70.3716 | 69.8487 | 70.151 | 73.3079 | 78.1412 | 82.8073 | 86.3517 | 88.7726 | 90.4684 | 91.6887 | 92.067 | 92.3623 | 91.5311 | 89.8744 | 87.5966 | 84.6648 | 81.655 | 79.5253 | 78.0714 | 0.069865 | 0.05934 | 0.064461 | 0.068528 | 0.078968 | 0.068517 | 0.062248 | 0.06375 | 0.069722 | 0.070756 | 0.071928 | 0.08087 | 0.078889 | 0.084071 | 0.086833 | 0.085342 | 0.081965 | 0.073189 | 0.065511 | 0.064697 | 0.063063 | 0.066839 | 0.068589 | 0.069705
Portfolio Adjusted1-in-10AllAll2019August Monthly Peak | Portfolio Adjusted | 1-in-10 | All | All | 2019 | August Monthly Peak | 8 | 6.7365 | 6.4716 | 6.2732 | 6.2735 | 6.6046 | 7.5332 | 8.6175 | 9.7035 | 11.001 | 12.0489 | 12.9277 | 13.3762 | 13.4593 | 13.6178 | 13.4929 | 13.0482 | 12.363 | 11.3129 | 10.2797 | 9.828 | 9.5488 | 8.8689 | 8.0366 | 7.4128 | -0.016656 | -0.011639 | -0.011072 | -0.014329 | -0.021623 | -0.02643 | -0.023804 | -0.026536 | -0.0055505 | 0.0039785 | -0.01785 | -0.012884 | 0.0043294 | 0.059538 | 0.26095 | 0.26358 | 0.24366 | 0.2082 | 0.062924 | 0.0051703 | -0.0054629 | -0.011599 | -0.023496 | -0.024288 | 75.8558 | 74.8911 | 73.8221 | 72.995 | 72.2271 | 71.5891 | 71.0614 | 71.0536 | 73.768 | 78.4994 | 82.9461 | 87.149 | 90.3341 | 92.4969 | 93.7 | 94.129 | 93.825 | 92.9694 | 91.7778 | 89.2598 | 85.4368 | 82.3629 | 80.3815 | 78.6718 | 0.0727 | 0.061526 | 0.066607 | 0.07108 | 0.081904 | 0.071401 | 0.06552 | 0.06743 | 0.074362 | 0.07576 | 0.077272 | 0.087405 | 0.0855 | 0.091244 | 0.094052 | 0.091569 | 0.086839 | 0.076824 | 0.068635 | 0.067958 | 0.06576 | 0.069418 | 0.071252 | 0.072602
Portfolio Adjusted1-in-10AllAll2019September Monthly Peak | Portfolio Adjusted | 1-in-10 | All | All | 2019 | September Monthly Peak | 9 | 6.7029 | 6.4715 | 6.291 | 6.2936 | 6.6475 | 7.5995 | 8.8361 | 9.8943 | 11.3633 | 12.5326 | 13.4651 | 13.9358 | 14.0079 | 14.1532 | 13.9535 | 13.3985 | 12.611 | 11.4739 | 10.4316 | 10.1865 | 9.6141 | 8.9184 | 8.0391 | 7.4131 | -0.019813 | -0.011996 | -0.01242 | -0.01558 | -0.023248 | -0.025786 | -0.027171 | -0.032931 | -0.0062795 | 0.0039375 | -0.023571 | -0.02003 | -0.0013683 | 0.060268 | 0.26794 | 0.27093 | 0.25035 | 0.21328 | 0.069445 | 0.0065688 | -0.0025153 | -0.0091732 | -0.023968 | -0.023751 | 77.137 | 75.9496 | 74.7413 | 73.977 | 72.9824 | 72.0421 | 71.4658 | 71.3862 | 73.6318 | 78.4544 | 83.7782 | 88.8012 | 92.6821 | 95.1912 | 95.8856 | 96.2732 | 96.0767 | 95.1278 | 93.4269 | 90.4761 | 86.3843 | 82.9849 | 80.6292 | 78.8248 | 0.073873 | 0.062925 | 0.0684 | 0.073229 | 0.08517 | 0.073924 | 0.068596 | 0.071209 | 0.080206 | 0.082395 | 0.084067 | 0.09496 | 0.093042 | 0.099365 | 0.10251 | 0.099089 | 0.093298 | 0.081744 | 0.072561 | 0.072556 | 0.068712 | 0.072376 | 0.073719 | 0.074797
Portfolio Adjusted1-in-10AllAll2019October Monthly Peak | Portfolio Adjusted | 1-in-10 | All | All | 2019 | October Monthly Peak | 10 | 6.3125 | 6.089 | 5.904 | 5.8861 | 6.2005 | 7.0708 | 8.2858 | 9.0667 | 10.1708 | 11.1586 | 11.991 | 12.4685 | 12.6173 | 12.8112 | 12.6848 | 12.1837 | 11.4351 | 10.4307 | 9.8471 | 9.449 | 8.8844 | 8.2531 | 7.4736 | 6.9058 | -0.0055862 | -0.0058047 | -0.0048496 | -0.0091307 | -0.015012 | -0.022059 | -0.014729 | -0.0169 | -0.0071311 | -0.0011389 | -0.012215 | -0.0061365 | 0.008822 | 0.061536 | 0.25684 | 0.25433 | 0.23187 | 0.19654 | 0.052418 | 0.0033361 | -0.0085019 | -0.013275 | -0.019933 | -0.02322 | 72.8445 | 71.9249 | 70.9484 | 69.6305 | 68.6558 | 67.8072 | 67.4108 | 67.0837 | 67.9855 | 72.2057 | 77.3752 | 82.1452 | 85.5231 | 87.8954 | 89.0308 | 89.3872 | 88.7046 | 86.996 | 84.3421 | 81.2428 | 78.1731 | 75.9678 | 74.2669 | 72.8283 | 0.067817 | 0.057662 | 0.062166 | 0.066332 | 0.076935 | 0.066844 | 0.06232 | 0.063801 | 0.070818 | 0.072709 | 0.074538 | 0.084874 | 0.084248 | 0.090217 | 0.093463 | 0.090511 | 0.085228 | 0.074903 | 0.067484 | 0.066317 | 0.06242 | 0.065458 | 0.067017 | 0.067648
Portfolio Adjusted1-in-10AllAll2019November Monthly Peak | Portfolio Adjusted | 1-in-10 | All | All | 2019 | November Monthly Peak | 11 | 5.7786 | 5.5848 | 5.4426 | 5.4395 | 5.7488 | 6.5667 | 7.457 | 8.1701 | 8.9977 | 9.6092 | 10.1392 | 10.4056 | 10.474 | 10.5874 | 10.4228 | 9.9835 | 9.4905 | 9.2314 | 8.6087 | 8.1564 | 7.7417 | 7.233 | 6.6344 | 6.2098 | 0.011305 | 0.0012832 | 0.0040254 | -0.0015825 | -0.0053785 | -0.018296 | -9.3872e-05 | 0.0018363 | -0.0079035 | -0.0064932 | 0.00094905 | 0.0097159 | 0.019979 | 0.058932 | 0.22686 | 0.21792 | 0.1979 | 0.17373 | 0.028597 | -0.0015866 | -0.015862 | -0.018119 | -0.015019 | -0.022228 | 60.8066 | 59.4771 | 58.4719 | 57.2061 | 56.3304 | 55.724 | 55.2719 | 55.2654 | 57.5998 | 62.1018 | 67.4664 | 71.7104 | 74.4088 | 76.062 | 77.0908 | 77.2183 | 76.1893 | 73.8987 | 71.2155 | 68.2332 | 66.0625 | 64.4931 | 62.9152 | 61.8729 | 0.067113 | 0.057115 | 0.061759 | 0.065814 | 0.076457 | 0.066771 | 0.061444 | 0.062532 | 0.068231 | 0.068694 | 0.069636 | 0.078817 | 0.077919 | 0.083341 | 0.086037 | 0.083395 | 0.080102 | 0.072986 | 0.064878 | 0.063309 | 0.059759 | 0.062851 | 0.064899 | 0.066003
Portfolio Adjusted1-in-10AllAll2019December Monthly Peak | Portfolio Adjusted | 1-in-10 | All | All | 2019 | December Monthly Peak | 12 | 5.5502 | 5.4059 | 5.3026 | 5.3129 | 5.6142 | 6.5445 | 7.7214 | 8.4143 | 9.2354 | 9.582 | 9.6504 | 9.4724 | 9.1292 | 8.9501 | 8.6094 | 8.1707 | 8.038 | 8.1525 | 7.8767 | 7.5615 | 7.2477 | 6.9024 | 6.408 | 5.9273 | 0.010716 | 0.0012248 | 0.0038081 | -0.0014466 | -0.0048064 | -0.017413 | 1.4623e-05 | 0.0017039 | -0.0075676 | -0.0061679 | 0.00062891 | 0.0081982 | 0.016684 | 0.050072 | 0.19043 | 0.18303 | 0.16998 | 0.15372 | 0.02542 | -0.0021666 | -0.015248 | -0.01748 | -0.014363 | -0.020895 | 42.1515 | 41.4816 | 41.0323 | 40.6054 | 40.1313 | 39.4286 | 39.4031 | 39.3391 | 40.0854 | 42.5854 | 45.2098 | 47.5305 | 48.9781 | 49.5845 | 49.946 | 49.9716 | 49.3312 | 47.8531 | 46.1776 | 45.0488 | 44.1207 | 43.193 | 42.702 | 42.2609 | 0.063477 | 0.053872 | 0.058532 | 0.062207 | 0.072714 | 0.063963 | 0.059854 | 0.060722 | 0.065682 | 0.064419 | 0.063359 | 0.070169 | 0.067646 | 0.071285 | 0.072833 | 0.071233 | 0.070167 | 0.065293 | 0.059432 | 0.058478 | 0.055303 | 0.058781 | 0.060783 | 0.061665
Portfolio Adjusted1-in-10AllAll2019Typical Event Day | Portfolio Adjusted | 1-in-10 | All | All | 2019 | Typical Event Day | 8 | 6.7045 | 6.4406 | 6.2424 | 6.2427 | 6.5723 | 7.4939 | 8.5682 | 9.6298 | 10.8903 | 11.9033 | 12.7576 | 13.195 | 13.277 | 13.4413 | 13.3262 | 12.8944 | 12.2198 | 11.1865 | 10.1762 | 9.7341 | 9.4673 | 8.7965 | 7.9738 | 7.3597 | -0.012458 | -0.0090473 | -0.0084895 | -0.012705 | -0.019701 | -0.024425 | -0.020402 | -0.023259 | -0.0063489 | 0.0017608 | -0.016409 | -0.0106 | 0.0058628 | 0.060187 | 0.2589 | 0.26102 | 0.24164 | 0.20614 | 0.060063 | 0.0059916 | -0.0053464 | -0.011396 | -0.021933 | -0.023908 | 75.0829 | 73.957 | 72.8842 | 71.9884 | 71.1206 | 70.2332 | 69.679 | 69.9546 | 72.9089 | 77.787 | 82.6635 | 86.7986 | 89.8007 | 91.8214 | 92.9442 | 93.4033 | 93.4721 | 92.6814 | 91.2589 | 88.8027 | 85.2216 | 81.8801 | 79.6242 | 77.9194 | 0.071753 | 0.06076 | 0.065759 | 0.070277 | 0.081086 | 0.070606 | 0.064825 | 0.066667 | 0.073411 | 0.074627 | 0.075976 | 0.0858 | 0.084046 | 0.089769 | 0.092687 | 0.090287 | 0.085675 | 0.075719 | 0.067588 | 0.067003 | 0.064819 | 0.06836 | 0.070188 | 0.07148
Portfolio Adjusted1-in-10AllAll2020January Monthly Peak | Portfolio Adjusted | 1-in-10 | All | All | 2020 | January Monthly Peak | 1 | 5.4123 | 5.3061 | 5.2111 | 5.2515 | 5.5582 | 6.5875 | 7.9229 | 8.6709 | 9.5185 | 9.8397 | 9.8423 | 9.6207 | 9.1664 | 8.9309 | 8.5109 | 7.9807 | 7.7995 | 8.0005 | 7.8352 | 7.5095 | 7.193 | 6.84 | 6.3551 | 5.8291 | 0.010399 | 0.0010251 | 0.0035619 | -0.0015083 | -0.0048928 | -0.017843 | -0.00014198 | 0.0016085 | -0.0078251 | -0.0063001 | 0.00060982 | 0.0083163 | 0.016939 | 0.050665 | 0.191 | 0.18185 | 0.16678 | 0.15171 | 0.025229 | -0.0023688 | -0.015352 | -0.017519 | -0.014419 | -0.021027 | 39.3839 | 38.8773 | 38.282 | 37.5126 | 37.0311 | 36.5785 | 36.0544 | 35.7675 | 36.4033 | 39.2698 | 42.1711 | 44.5053 | 46.1806 | 47.3544 | 48.351 | 48.5598 | 48.2488 | 47.208 | 45.4221 | 44.2465 | 43.257 | 42.7488 | 42.1465 | 41.4898 | 0.06276 | 0.053434 | 0.058009 | 0.06235 | 0.073602 | 0.064999 | 0.061392 | 0.062724 | 0.067903 | 0.066007 | 0.064702 | 0.07149 | 0.068488 | 0.071999 | 0.073236 | 0.071475 | 0.069718 | 0.065229 | 0.059663 | 0.058573 | 0.055283 | 0.05873 | 0.06093 | 0.061929
Portfolio Adjusted1-in-10AllAll2020February Monthly Peak | Portfolio Adjusted | 1-in-10 | All | All | 2020 | February Monthly Peak | 2 | 5.5022 | 5.3452 | 5.2292 | 5.2657 | 5.5731 | 6.459 | 7.5561 | 8.164 | 8.9034 | 9.2815 | 9.5105 | 9.5568 | 9.4169 | 9.4205 | 9.2163 | 8.7775 | 8.3832 | 8.1982 | 8.0998 | 7.7114 | 7.3602 | 6.9207 | 6.3629 | 5.9048 | 0.010354 | 0.00084326 | 0.0035855 | -0.0015685 | -0.0050575 | -0.017748 | -0.00011527 | 0.0017319 | -0.0076696 | -0.0062146 | 0.00072973 | 0.0087176 | 0.017883 | 0.053175 | 0.20404 | 0.19523 | 0.1769 | 0.15589 | 0.026295 | -0.0021738 | -0.01554 | -0.017735 | -0.014625 | -0.021231 | 46.8016 | 46.4003 | 46.0788 | 45.591 | 45.3305 | 44.7613 | 44.1997 | 44.3744 | 45.5674 | 48.9712 | 52.161 | 54.9159 | 56.6703 | 57.6835 | 58.3169 | 58.5511 | 57.8974 | 56.9078 | 54.8398 | 52.7252 | 51.2176 | 49.8806 | 48.7924 | 47.5285 | 0.063455 | 0.054016 | 0.058662 | 0.063074 | 0.073738 | 0.064752 | 0.060732 | 0.06144 | 0.066387 | 0.06524 | 0.064902 | 0.07289 | 0.071194 | 0.076037 | 0.078616 | 0.076218 | 0.073366 | 0.067191 | 0.061362 | 0.06005 | 0.05668 | 0.059747 | 0.061611 | 0.062376
Portfolio Adjusted1-in-10AllAll2020March Monthly Peak | Portfolio Adjusted | 1-in-10 | All | All | 2020 | March Monthly Peak | 3 | 5.779 | 5.5727 | 5.4127 | 5.4152 | 5.6999 | 6.5112 | 7.6125 | 8.2171 | 8.9128 | 9.4747 | 10.0009 | 10.3059 | 10.4167 | 10.6042 | 10.544 | 10.1783 | 9.648 | 8.9854 | 8.5027 | 8.373 | 7.9869 | 7.4405 | 6.7737 | 6.2828 | 0.010917 | 0.00098637 | 0.0037177 | -0.0016191 | -0.0053131 | -0.018069 | -0.00014205 | 0.0017986 | -0.007855 | -0.0063753 | 0.0009257 | 0.0095983 | 0.019804 | 0.058498 | 0.22762 | 0.21987 | 0.19894 | 0.16889 | 0.028094 | -0.0019056 | -0.016417 | -0.018619 | -0.015419 | -0.022445 | 57.7995 | 56.5174 | 55.6778 | 54.9199 | 54.0571 | 53.1015 | 52.5183 | 53.0863 | 56.6392 | 61.8073 | 66.9813 | 71.3402 | 74.2519 | 75.7803 | 76.5272 | 76.9417 | 76.5535 | 75.2768 | 72.7731 | 69.18 | 65.9702 | 63.0707 | 60.7922 | 59.0797 | 0.066464 | 0.056507 | 0.061065 | 0.065367 | 0.07567 | 0.065901 | 0.061807 | 0.0627 | 0.067759 | 0.067736 | 0.068636 | 0.077886 | 0.077331 | 0.083112 | 0.086428 | 0.084087 | 0.080277 | 0.071588 | 0.064367 | 0.064422 | 0.060941 | 0.063779 | 0.065528 | 0.066015
Portfolio Adjusted1-in-10AllAll2020April Monthly Peak | Portfolio Adjusted | 1-in-10 | All | All | 2020 | April Monthly Peak | 4 | 6.0156 | 5.7936 | 5.6177 | 5.6154 | 5.9126 | 6.7315 | 7.6934 | 8.4937 | 9.4919 | 10.3177 | 11.0693 | 11.4917 | 11.6756 | 11.8615 | 11.765 | 11.3521 | 10.7138 | 9.825 | 8.9865 | 8.8338 | 8.5364 | 7.9249 | 7.184 | 6.6381 | 0.0010025 | -0.0023842 | -0.0010259 | -0.006067 | -0.011127 | -0.019137 | -0.0085881 | -0.0099818 | -0.0076482 | -0.0037901 | -0.0077584 | -0.00071446 | 0.012226 | 0.059443 | 0.24129 | 0.23785 | 0.21774 | 0.18428 | 0.042552 | 0.0027004 | -0.0099498 | -0.013996 | -0.017464 | -0.022395 | 68.3347 | 66.8858 | 65.2385 | 63.9112 | 62.7775 | 61.8143 | 61.2558 | 61.2771 | 64.5271 | 70.5599 | 76.6706 | 81.9657 | 85.1915 | 87.05 | 87.8922 | 88.4256 | 88.2992 | 87.6581 | 85.7775 | 82.4174 | 78.0031 | 74.1204 | 71.4641 | 69.8016 | 0.06431 | 0.054773 | 0.05925 | 0.063517 | 0.073591 | 0.06412 | 0.059062 | 0.060694 | 0.066958 | 0.068135 | 0.069692 | 0.079029 | 0.07867 | 0.084292 | 0.087374 | 0.084903 | 0.080713 | 0.071166 | 0.062728 | 0.063004 | 0.060279 | 0.06309 | 0.064596 | 0.065011
Portfolio Adjusted1-in-10AllAll2020May Monthly Peak | Portfolio Adjusted | 1-in-10 | All | All | 2020 | May Monthly Peak | 5 | 6.118 | 5.891 | 5.7149 | 5.7097 | 6.0292 | 6.857 | 7.7301 | 8.7455 | 9.8747 | 10.7881 | 11.5814 | 12.0067 | 12.1465 | 12.3001 | 12.1727 | 11.7249 | 11.0557 | 10.1085 | 9.208 | 8.8778 | 8.7276 | 8.1192 | 7.3596 | 6.8136 | -0.0038476 | -0.0052048 | -0.0038887 | -0.0083141 | -0.013945 | -0.021212 | -0.012461 | -0.013743 | -0.0068328 | -0.0012917 | -0.010123 | -0.0030779 | 0.011243 | 0.060522 | 0.24867 | 0.24553 | 0.2245 | 0.19009 | 0.047834 | 0.0035788 | -0.0087938 | -0.013537 | -0.019084 | -0.022879 | 70.8945 | 69.4393 | 68.045 | 66.9206 | 65.8788 | 64.9982 | 64.5782 | 64.9545 | 68.4589 | 74.1667 | 79.8688 | 84.0234 | 87.0731 | 89.0969 | 90.6201 | 91.3371 | 91.2198 | 90.3415 | 88.525 | 86.0162 | 82.3844 | 78.3878 | 75.441 | 72.8639 | 0.064406 | 0.054832 | 0.059383 | 0.063672 | 0.074028 | 0.064643 | 0.059125 | 0.061676 | 0.068424 | 0.069978 | 0.071626 | 0.081225 | 0.080416 | 0.085924 | 0.088886 | 0.086073 | 0.081683 | 0.071772 | 0.063199 | 0.062578 | 0.060531 | 0.063637 | 0.065227 | 0.065973
Portfolio Adjusted1-in-10AllAll2020June Monthly Peak | Portfolio Adjusted | 1-in-10 | All | All | 2020 | June Monthly Peak | 6 | 6.4218 | 6.1786 | 5.9824 | 5.9679 | 6.2634 | 7.0463 | 7.9533 | 9.0489 | 10.212 | 11.1576 | 11.9668 | 12.3767 | 12.4307 | 12.5714 | 12.452 | 12.0786 | 11.4676 | 10.5389 | 9.6618 | 9.1683 | 9.0103 | 8.4468 | 7.6457 | 7.0622 | -0.0041507 | -0.0052358 | -0.0039719 | -0.0091803 | -0.01519 | -0.021397 | -0.012719 | -0.013746 | -0.0067943 | -0.0011188 | -0.010529 | -0.002771 | 0.011622 | 0.059733 | 0.24704 | 0.2475 | 0.22885 | 0.19482 | 0.050405 | 0.0053738 | -0.0077603 | -0.013204 | -0.019327 | -0.023397 | 72.6416 | 71.3076 | 70.2567 | 69.131 | 68.1753 | 66.93 | 66.3401 | 67.2277 | 70.9278 | 76.053 | 81.1224 | 84.8926 | 87.4141 | 89.1291 | 90.5025 | 91.1441 | 91.6244 | 91.0975 | 89.9563 | 87.8783 | 84.4004 | 80.5174 | 77.9609 | 76.1096 | 0.068478 | 0.05815 | 0.062719 | 0.066839 | 0.076825 | 0.066303 | 0.06021 | 0.062283 | 0.068592 | 0.069747 | 0.071169 | 0.080222 | 0.078337 | 0.083354 | 0.086025 | 0.084366 | 0.08081 | 0.071665 | 0.064185 | 0.063332 | 0.06172 | 0.065355 | 0.066986 | 0.068153
Portfolio Adjusted1-in-10AllAll2020July Monthly Peak | Portfolio Adjusted | 1-in-10 | All | All | 2020 | July Monthly Peak | 7 | 6.6011 | 6.3537 | 6.1732 | 6.1549 | 6.4723 | 7.3507 | 8.3287 | 9.4133 | 10.5859 | 11.5498 | 12.361 | 12.7592 | 12.8291 | 12.9841 | 12.8791 | 12.5114 | 11.9172 | 10.9689 | 10.0087 | 9.4811 | 9.3013 | 8.7132 | 7.8907 | 7.2754 | -0.008859 | -0.0070587 | -0.0064004 | -0.011286 | -0.017938 | -0.022605 | -0.017004 | -0.019372 | -0.0065443 | 0.00030806 | -0.014147 | -0.0076011 | 0.0077689 | 0.058593 | 0.24919 | 0.25226 | 0.23538 | 0.20179 | 0.056721 | 0.0064696 | -0.0055376 | -0.011573 | -0.020605 | -0.02343 | 74.6972 | 73.6796 | 72.7167 | 71.8505 | 71.0974 | 70.3716 | 69.8487 | 70.151 | 73.3079 | 78.1411 | 82.8072 | 86.3516 | 88.7726 | 90.4683 | 91.6886 | 92.067 | 92.3622 | 91.531 | 89.8744 | 87.5965 | 84.6647 | 81.6549 | 79.5252 | 78.0713 | 0.070068 | 0.059511 | 0.064649 | 0.068727 | 0.079197 | 0.068715 | 0.062428 | 0.063935 | 0.069924 | 0.070961 | 0.072136 | 0.081104 | 0.079116 | 0.084314 | 0.087084 | 0.085589 | 0.082202 | 0.073401 | 0.065701 | 0.064885 | 0.063245 | 0.067033 | 0.068788 | 0.069907
Portfolio Adjusted1-in-10AllAll2020August Monthly Peak | Portfolio Adjusted | 1-in-10 | All | All | 2020 | August Monthly Peak | 8 | 6.7474 | 6.4821 | 6.2834 | 6.2837 | 6.6156 | 7.5462 | 8.6327 | 9.7203 | 11.0189 | 12.0676 | 12.9471 | 13.3957 | 13.4785 | 13.6371 | 13.5117 | 13.066 | 12.3797 | 11.3285 | 10.2945 | 9.8424 | 9.5629 | 8.8823 | 8.0491 | 7.4247 | -0.016705 | -0.011673 | -0.011105 | -0.014371 | -0.021686 | -0.026507 | -0.023873 | -0.026614 | -0.0055667 | 0.0039901 | -0.017902 | -0.012922 | 0.0043421 | 0.059712 | 0.26156 | 0.26419 | 0.2442 | 0.20868 | 0.063107 | 0.0051854 | -0.0054788 | -0.011632 | -0.023564 | -0.024359 | 75.8558 | 74.8911 | 73.8221 | 72.995 | 72.2271 | 71.5892 | 71.0614 | 71.0536 | 73.7681 | 78.4994 | 82.9461 | 87.149 | 90.3341 | 92.497 | 93.7 | 94.129 | 93.825 | 92.9694 | 91.7778 | 89.2598 | 85.4368 | 82.3629 | 80.3814 | 78.6718 | 0.072911 | 0.061704 | 0.066801 | 0.071287 | 0.082143 | 0.071607 | 0.06571 | 0.067626 | 0.074578 | 0.075979 | 0.077495 | 0.087658 | 0.085747 | 0.091507 | 0.094324 | 0.091834 | 0.087091 | 0.077046 | 0.068834 | 0.068155 | 0.065951 | 0.069619 | 0.071459 | 0.072813
Portfolio Adjusted1-in-10AllAll2020September Monthly Peak | Portfolio Adjusted | 1-in-10 | All | All | 2020 | September Monthly Peak | 9 | 6.7137 | 6.482 | 6.3013 | 6.304 | 6.6586 | 7.6126 | 8.8516 | 9.9115 | 11.382 | 12.5523 | 13.4856 | 13.9565 | 14.0283 | 14.1737 | 13.9734 | 13.4172 | 12.6284 | 11.4901 | 10.4468 | 10.2015 | 9.6285 | 8.9321 | 8.0517 | 7.4251 | -0.019871 | -0.012031 | -0.012456 | -0.015626 | -0.023316 | -0.025861 | -0.02725 | -0.033027 | -0.0062979 | 0.0039489 | -0.02364 | -0.020089 | -0.0013723 | 0.060444 | 0.26858 | 0.27155 | 0.25091 | 0.21377 | 0.069648 | 0.006588 | -0.0025226 | -0.0092 | -0.024037 | -0.023821 | 77.1371 | 75.9497 | 74.7414 | 73.9772 | 72.9826 | 72.0423 | 71.4659 | 71.3864 | 73.6319 | 78.4545 | 83.7783 | 88.8013 | 92.6822 | 95.1914 | 95.8858 | 96.2734 | 96.0768 | 95.1279 | 93.427 | 90.4762 | 86.3844 | 82.985 | 80.6293 | 78.8248 | 0.074088 | 0.063107 | 0.068599 | 0.073442 | 0.085418 | 0.074138 | 0.068795 | 0.071416 | 0.080438 | 0.082634 | 0.08431 | 0.095235 | 0.093311 | 0.099652 | 0.10281 | 0.099377 | 0.093569 | 0.081981 | 0.072772 | 0.072767 | 0.068911 | 0.072586 | 0.073933 | 0.075014
Portfolio Adjusted1-in-10AllAll2020October Monthly Peak | Portfolio Adjusted | 1-in-10 | All | All | 2020 | October Monthly Peak | 10 | 6.3229 | 6.0991 | 5.9137 | 5.8958 | 6.211 | 7.0832 | 8.3005 | 9.0827 | 10.1881 | 11.1767 | 12.0099 | 12.4878 | 12.6366 | 12.8306 | 12.7037 | 12.2015 | 11.4516 | 10.446 | 9.8619 | 9.4633 | 8.898 | 8.266 | 7.4855 | 6.9171 | -0.0056025 | -0.0058216 | -0.0048638 | -0.0091573 | -0.015055 | -0.022124 | -0.014772 | -0.01695 | -0.0071519 | -0.0011422 | -0.012251 | -0.0061545 | 0.0088477 | 0.061716 | 0.25746 | 0.25492 | 0.2324 | 0.197 | 0.052571 | 0.0033458 | -0.0085267 | -0.013314 | -0.019991 | -0.023288 | 72.8446 | 71.925 | 70.9485 | 69.6306 | 68.6559 | 67.8073 | 67.4109 | 67.0838 | 67.9857 | 72.2058 | 77.3752 | 82.1453 | 85.5232 | 87.8955 | 89.0309 | 89.3873 | 88.7047 | 86.9961 | 84.3421 | 81.2428 | 78.1731 | 75.9679 | 74.267 | 72.8284 | 0.068014 | 0.057829 | 0.062347 | 0.066525 | 0.077159 | 0.067037 | 0.0625 | 0.063986 | 0.071023 | 0.07292 | 0.074754 | 0.08512 | 0.084492 | 0.090479 | 0.093734 | 0.090774 | 0.085476 | 0.075121 | 0.06768 | 0.066509 | 0.062601 | 0.065648 | 0.067212 | 0.067845
Portfolio Adjusted1-in-10AllAll2020November Monthly Peak | Portfolio Adjusted | 1-in-10 | All | All | 2020 | November Monthly Peak | 11 | 5.7883 | 5.5941 | 5.4517 | 5.4486 | 5.7585 | 6.5783 | 7.4706 | 8.1849 | 9.0134 | 9.6254 | 10.1559 | 10.4225 | 10.4908 | 10.6043 | 10.4391 | 9.9989 | 9.505 | 9.2454 | 8.622 | 8.1691 | 7.754 | 7.2447 | 6.6452 | 6.2201 | 0.011338 | 0.001287 | 0.0040371 | -0.0015872 | -0.0053942 | -0.018349 | -9.4145e-05 | 0.0018417 | -0.0079266 | -0.0065121 | 0.00095182 | 0.0097442 | 0.020038 | 0.059104 | 0.22742 | 0.21844 | 0.19836 | 0.17413 | 0.028681 | -0.0015912 | -0.015908 | -0.018172 | -0.015063 | -0.022293 | 60.8069 | 59.4773 | 58.4721 | 57.2064 | 56.3307 | 55.7243 | 55.2722 | 55.2657 | 57.6 | 62.102 | 67.4667 | 71.7107 | 74.4091 | 76.0622 | 77.091 | 77.2185 | 76.1895 | 73.8989 | 71.2157 | 68.2334 | 66.0627 | 64.4933 | 62.9155 | 61.8732 | 0.067308 | 0.05728 | 0.061938 | 0.066005 | 0.07668 | 0.066964 | 0.061622 | 0.062714 | 0.068429 | 0.068893 | 0.069838 | 0.079046 | 0.078145 | 0.083583 | 0.086287 | 0.083637 | 0.080335 | 0.073199 | 0.065067 | 0.063493 | 0.059932 | 0.063034 | 0.065088 | 0.066195
Portfolio Adjusted1-in-10AllAll2020December Monthly Peak | Portfolio Adjusted | 1-in-10 | All | All | 2020 | December Monthly Peak | 12 | 5.5593 | 5.4148 | 5.3112 | 5.3214 | 5.6235 | 6.5555 | 7.7345 | 8.4285 | 9.2503 | 9.5971 | 9.6655 | 9.4872 | 9.1437 | 8.9644 | 8.6232 | 8.1838 | 8.0505 | 8.1649 | 7.8887 | 7.5732 | 7.259 | 6.9133 | 6.4182 | 5.9369 | 0.010747 | 0.0012284 | 0.0038192 | -0.0014508 | -0.0048204 | -0.017464 | 1.4665e-05 | 0.0017089 | -0.0075897 | -0.0061859 | 0.00063075 | 0.0082221 | 0.016733 | 0.050218 | 0.1909 | 0.18347 | 0.17038 | 0.15408 | 0.025494 | -0.0021729 | -0.015293 | -0.017531 | -0.014405 | -0.020956 | 42.1517 | 41.4818 | 41.0325 | 40.6056 | 40.1315 | 39.4288 | 39.4033 | 39.3393 | 40.0856 | 42.5856 | 45.2099 | 47.5307 | 48.9783 | 49.5846 | 49.9461 | 49.9718 | 49.3313 | 47.8533 | 46.1778 | 45.0489 | 44.1209 | 43.1931 | 42.7022 | 42.2611 | 0.063661 | 0.054028 | 0.058702 | 0.062388 | 0.072925 | 0.064148 | 0.060027 | 0.060898 | 0.065872 | 0.064606 | 0.063542 | 0.070372 | 0.067842 | 0.071492 | 0.073044 | 0.07144 | 0.070371 | 0.065483 | 0.059605 | 0.058647 | 0.055463 | 0.058952 | 0.06096 | 0.061845
Portfolio Adjusted1-in-10AllAll2020Typical Event Day | Portfolio Adjusted | 1-in-10 | All | All | 2020 | Typical Event Day | 8 | 6.7154 | 6.4511 | 6.2526 | 6.2529 | 6.5833 | 7.5068 | 8.5833 | 9.6465 | 10.9081 | 11.9217 | 12.7767 | 13.2142 | 13.296 | 13.4604 | 13.3448 | 12.9121 | 12.2363 | 11.2019 | 10.1909 | 9.7485 | 9.4813 | 8.8098 | 7.9862 | 7.3715 | -0.012495 | -0.0090738 | -0.0085143 | -0.012742 | -0.019759 | -0.024496 | -0.020462 | -0.023327 | -0.0063674 | 0.0017659 | -0.016457 | -0.010631 | 0.0058799 | 0.060363 | 0.25951 | 0.26162 | 0.24217 | 0.20661 | 0.060239 | 0.0060091 | -0.005362 | -0.011429 | -0.021998 | -0.023978 | 75.0829 | 73.957 | 72.8842 | 71.9884 | 71.1206 | 70.2333 | 69.6791 | 69.9547 | 72.9089 | 77.787 | 82.6635 | 86.7986 | 89.8007 | 91.8214 | 92.9442 | 93.4034 | 93.4721 | 92.6814 | 91.2589 | 88.8027 | 85.2216 | 81.8801 | 79.6242 | 77.9194 | 0.071961 | 0.060936 | 0.06595 | 0.070481 | 0.081322 | 0.07081 | 0.065013 | 0.06686 | 0.073623 | 0.074843 | 0.076195 | 0.086048 | 0.084289 | 0.090029 | 0.092956 | 0.090549 | 0.085923 | 0.075938 | 0.067784 | 0.067197 | 0.065007 | 0.068559 | 0.070392 | 0.071688
Portfolio Adjusted1-in-10AllAll2021January Monthly Peak | Portfolio Adjusted | 1-in-10 | All | All | 2021 | January Monthly Peak | 1 | 5.4213 | 5.3149 | 5.2197 | 5.26 | 5.5675 | 6.5987 | 7.9364 | 8.6856 | 9.5339 | 9.855 | 9.8577 | 9.6358 | 9.1811 | 8.9454 | 8.5248 | 7.9939 | 7.812 | 8.0128 | 7.8473 | 7.5212 | 7.2043 | 6.8508 | 6.3652 | 5.8388 | 0.010429 | 0.001028 | 0.0035723 | -0.0015127 | -0.0049071 | -0.017896 | -0.0001424 | 0.0016132 | -0.007848 | -0.0063185 | 0.0006116 | 0.0083406 | 0.016989 | 0.050813 | 0.19147 | 0.1823 | 0.16717 | 0.15207 | 0.025303 | -0.0023757 | -0.015397 | -0.017571 | -0.014461 | -0.021089 | 39.3841 | 38.8775 | 38.2823 | 37.5129 | 37.0313 | 36.5787 | 36.0546 | 35.7678 | 36.4036 | 39.27 | 42.1714 | 44.5055 | 46.1809 | 47.3546 | 48.3512 | 48.5601 | 48.2491 | 47.2082 | 45.4224 | 44.2467 | 43.2572 | 42.749 | 42.1467 | 41.49 | 0.062942 | 0.053589 | 0.058177 | 0.062531 | 0.073816 | 0.065186 | 0.061569 | 0.062906 | 0.0681 | 0.066198 | 0.064889 | 0.071697 | 0.068687 | 0.072208 | 0.073449 | 0.071683 | 0.06992 | 0.065418 | 0.059837 | 0.058743 | 0.055443 | 0.058901 | 0.061107 | 0.062109
Portfolio Adjusted1-in-10AllAll2021February Monthly Peak | Portfolio Adjusted | 1-in-10 | All | All | 2021 | February Monthly Peak | 2 | 5.5114 | 5.354 | 5.2378 | 5.2743 | 5.5825 | 6.4702 | 7.5694 | 8.1785 | 8.9185 | 9.2968 | 9.526 | 9.5723 | 9.4322 | 9.4358 | 9.2311 | 8.7915 | 8.3964 | 8.2109 | 8.1123 | 7.7234 | 7.3717 | 6.9317 | 6.3732 | 5.9146 | 0.010384 | 0.00084572 | 0.003596 | -0.001573 | -0.0050723 | -0.0178 | -0.00011561 | 0.001737 | -0.007692 | -0.0062327 | 0.00073186 | 0.0087431 | 0.017935 | 0.053331 | 0.20454 | 0.1957 | 0.17731 | 0.15626 | 0.026372 | -0.0021802 | -0.015585 | -0.017787 | -0.014667 | -0.021293 | 46.8018 | 46.4004 | 46.079 | 45.5911 | 45.3307 | 44.7614 | 44.1999 | 44.3746 | 45.5675 | 48.9713 | 52.1612 | 54.9161 | 56.6705 | 57.6837 | 58.3171 | 58.5514 | 57.8976 | 56.908 | 54.84 | 52.7255 | 51.2178 | 49.8808 | 48.7927 | 47.5288 | 0.063639 | 0.054173 | 0.058833 | 0.063258 | 0.073953 | 0.064939 | 0.060908 | 0.061619 | 0.066579 | 0.065429 | 0.06509 | 0.073102 | 0.071401 | 0.076258 | 0.078844 | 0.07644 | 0.073579 | 0.067386 | 0.06154 | 0.060225 | 0.056844 | 0.059921 | 0.06179 | 0.062557
Portfolio Adjusted1-in-10AllAll2021March Monthly Peak | Portfolio Adjusted | 1-in-10 | All | All | 2021 | March Monthly Peak | 3 | 5.7886 | 5.582 | 5.4217 | 5.4242 | 5.7096 | 6.5226 | 7.6261 | 8.232 | 8.9284 | 9.4906 | 10.0174 | 10.3225 | 10.4333 | 10.621 | 10.5603 | 10.1938 | 9.6625 | 8.999 | 8.5158 | 8.386 | 7.9994 | 7.4523 | 6.7847 | 6.2932 | 0.010949 | 0.00098925 | 0.0037286 | -0.0016238 | -0.0053286 | -0.018122 | -0.00014246 | 0.0018038 | -0.0078779 | -0.0063939 | 0.0009284 | 0.0096263 | 0.019862 | 0.058669 | 0.22818 | 0.2204 | 0.1994 | 0.16928 | 0.028176 | -0.0019111 | -0.016464 | -0.018673 | -0.015464 | -0.022511 | 57.7997 | 56.5176 | 55.678 | 54.9202 | 54.0573 | 53.1017 | 52.5185 | 53.0866 | 56.6394 | 61.8075 | 66.9815 | 71.3403 | 74.2521 | 75.7805 | 76.5274 | 76.9419 | 76.5537 | 75.277 | 72.7732 | 69.1802 | 65.9704 | 63.0709 | 60.7924 | 59.0799 | 0.066657 | 0.056671 | 0.061242 | 0.065557 | 0.07589 | 0.066092 | 0.061986 | 0.062882 | 0.067955 | 0.067932 | 0.068835 | 0.078112 | 0.077555 | 0.083353 | 0.08668 | 0.084331 | 0.08051 | 0.071796 | 0.064554 | 0.064609 | 0.061118 | 0.063964 | 0.065719 | 0.066207
Portfolio Adjusted1-in-10AllAll2021April Monthly Peak | Portfolio Adjusted | 1-in-10 | All | All | 2021 | April Monthly Peak | 4 | 6.0254 | 5.8031 | 5.627 | 5.6246 | 5.9226 | 6.7433 | 7.7073 | 8.5089 | 9.5082 | 10.3346 | 11.0869 | 11.5097 | 11.6935 | 11.8795 | 11.7825 | 11.3687 | 10.7294 | 9.8395 | 9.0001 | 8.8473 | 8.5495 | 7.9373 | 7.1954 | 6.649 | 0.0010055 | -0.0023912 | -0.0010289 | -0.0060847 | -0.011159 | -0.019193 | -0.0086131 | -0.010011 | -0.0076705 | -0.0038012 | -0.0077811 | -0.00071654 | 0.012261 | 0.059616 | 0.24187 | 0.23841 | 0.21823 | 0.18471 | 0.042676 | 0.0027082 | -0.0099788 | -0.014037 | -0.017515 | -0.02246 | 68.3348 | 66.886 | 65.2387 | 63.9114 | 62.7777 | 61.8145 | 61.256 | 61.2773 | 64.5273 | 70.56 | 76.6707 | 81.9658 | 85.1916 | 87.0501 | 87.8923 | 88.4257 | 88.2993 | 87.6582 | 85.7776 | 82.4174 | 78.0032 | 74.1204 | 71.4642 | 69.8016 | 0.064497 | 0.054931 | 0.059422 | 0.063702 | 0.073805 | 0.064305 | 0.059233 | 0.06087 | 0.067152 | 0.068332 | 0.069894 | 0.079258 | 0.078898 | 0.084537 | 0.087627 | 0.085149 | 0.080947 | 0.071373 | 0.06291 | 0.063186 | 0.060454 | 0.063273 | 0.064783 | 0.0652
Portfolio Adjusted1-in-10AllAll2021May Monthly Peak | Portfolio Adjusted | 1-in-10 | All | All | 2021 | May Monthly Peak | 5 | 6.1279 | 5.9006 | 5.7242 | 5.7191 | 6.0393 | 6.8689 | 7.744 | 8.761 | 9.8914 | 10.8055 | 11.5996 | 12.0252 | 12.1649 | 12.3186 | 12.1907 | 11.7419 | 11.0716 | 10.1232 | 9.2218 | 8.8913 | 8.7408 | 8.1318 | 7.3712 | 6.8247 | -0.0038588 | -0.0052199 | -0.0039001 | -0.0083384 | -0.013986 | -0.021274 | -0.012497 | -0.013783 | -0.0068527 | -0.0012955 | -0.010153 | -0.0030869 | 0.011276 | 0.060699 | 0.24927 | 0.2461 | 0.225 | 0.19053 | 0.047973 | 0.0035893 | -0.0088195 | -0.013576 | -0.01914 | -0.022946 | 70.8945 | 69.4393 | 68.045 | 66.9207 | 65.8788 | 64.9983 | 64.5783 | 64.9546 | 68.459 | 74.1668 | 79.8689 | 84.0235 | 87.0732 | 89.097 | 90.6201 | 91.3371 | 91.2198 | 90.3415 | 88.5251 | 86.0162 | 82.3844 | 78.3879 | 75.4411 | 72.8639 | 0.064593 | 0.05499 | 0.059556 | 0.063857 | 0.074243 | 0.064829 | 0.059296 | 0.061855 | 0.068623 | 0.07018 | 0.071833 | 0.08146 | 0.080649 | 0.086173 | 0.089144 | 0.086322 | 0.08192 | 0.07198 | 0.063383 | 0.062759 | 0.060706 | 0.063822 | 0.065416 | 0.066164
Portfolio Adjusted1-in-10AllAll2021June Monthly Peak | Portfolio Adjusted | 1-in-10 | All | All | 2021 | June Monthly Peak | 6 | 6.4323 | 6.1887 | 5.9922 | 5.9777 | 6.2739 | 7.0586 | 7.9675 | 9.0647 | 10.2288 | 11.175 | 11.9849 | 12.3949 | 12.4485 | 12.5893 | 12.4695 | 12.0953 | 11.4833 | 10.5536 | 9.6758 | 9.1819 | 9.0237 | 8.4596 | 7.6576 | 7.0736 | -0.0041628 | -0.0052511 | -0.0039835 | -0.0092071 | -0.015235 | -0.02146 | -0.012756 | -0.013786 | -0.0068142 | -0.0011221 | -0.01056 | -0.0027791 | 0.011656 | 0.059907 | 0.24763 | 0.24807 | 0.22936 | 0.19527 | 0.050552 | 0.0053895 | -0.0077829 | -0.013243 | -0.019383 | -0.023465 | 72.6415 | 71.3075 | 70.2566 | 69.1309 | 68.1752 | 66.9299 | 66.3401 | 67.2276 | 70.9278 | 76.0529 | 81.1223 | 84.8925 | 87.4141 | 89.1291 | 90.5025 | 91.1441 | 91.6244 | 91.0974 | 89.9563 | 87.8782 | 84.4004 | 80.5173 | 77.9608 | 76.1095 | 0.068676 | 0.058318 | 0.062902 | 0.067034 | 0.077048 | 0.066495 | 0.060384 | 0.062464 | 0.068791 | 0.069949 | 0.071375 | 0.080454 | 0.078563 | 0.083595 | 0.086274 | 0.084611 | 0.081044 | 0.071872 | 0.064371 | 0.063516 | 0.061898 | 0.065544 | 0.067181 | 0.068351
Portfolio Adjusted1-in-10AllAll2021July Monthly Peak | Portfolio Adjusted | 1-in-10 | All | All | 2021 | July Monthly Peak | 7 | 6.6118 | 6.364 | 6.1833 | 6.1649 | 6.4831 | 7.3634 | 8.3434 | 9.4294 | 10.6029 | 11.5674 | 12.3793 | 12.7775 | 12.8471 | 13.0021 | 12.8967 | 12.5282 | 11.9331 | 10.9839 | 10.023 | 9.495 | 9.3151 | 8.7263 | 7.9029 | 7.287 | -0.0088848 | -0.0070793 | -0.006419 | -0.011319 | -0.01799 | -0.022671 | -0.017053 | -0.019429 | -0.0065634 | 0.00030896 | -0.014188 | -0.0076233 | 0.0077916 | 0.058764 | 0.24978 | 0.25283 | 0.2359 | 0.20225 | 0.056887 | 0.0064885 | -0.0055538 | -0.011607 | -0.020665 | -0.023499 | 74.6971 | 73.6796 | 72.7166 | 71.8504 | 71.0973 | 70.3716 | 69.8487 | 70.151 | 73.3078 | 78.141 | 82.8071 | 86.3515 | 88.7725 | 90.4682 | 91.6886 | 92.0669 | 92.3622 | 91.531 | 89.8743 | 87.5965 | 84.6647 | 81.6549 | 79.5252 | 78.0713 | 0.070272 | 0.059683 | 0.064836 | 0.068927 | 0.079428 | 0.068913 | 0.062609 | 0.06412 | 0.070126 | 0.071166 | 0.072344 | 0.081338 | 0.079345 | 0.084558 | 0.087336 | 0.085837 | 0.08244 | 0.073614 | 0.065891 | 0.065073 | 0.063429 | 0.067227 | 0.068987 | 0.07011
Portfolio Adjusted1-in-10AllAll2021August Monthly Peak | Portfolio Adjusted | 1-in-10 | All | All | 2021 | August Monthly Peak | 8 | 6.7583 | 6.4927 | 6.2936 | 6.294 | 6.6267 | 7.5593 | 8.648 | 9.7371 | 11.0369 | 12.0862 | 12.9664 | 13.4153 | 13.4978 | 13.6565 | 13.5305 | 13.084 | 12.3965 | 11.3441 | 10.3094 | 9.8569 | 9.577 | 8.8957 | 8.0616 | 7.4366 | -0.016753 | -0.011707 | -0.011137 | -0.014413 | -0.021749 | -0.026584 | -0.023943 | -0.026691 | -0.0055829 | 0.0040017 | -0.017954 | -0.01296 | 0.0043547 | 0.059886 | 0.26218 | 0.26479 | 0.24474 | 0.20916 | 0.063292 | 0.0052005 | -0.0054948 | -0.011666 | -0.023633 | -0.02443 | 75.8558 | 74.8911 | 73.8221 | 72.9951 | 72.2272 | 71.5892 | 71.0615 | 71.0537 | 73.7681 | 78.4995 | 82.9461 | 87.149 | 90.3341 | 92.497 | 93.7001 | 94.1291 | 93.8251 | 92.9694 | 91.7779 | 89.2598 | 85.4368 | 82.3629 | 80.3814 | 78.6717 | 0.073123 | 0.061882 | 0.066995 | 0.071494 | 0.082382 | 0.071814 | 0.0659 | 0.067822 | 0.074794 | 0.076199 | 0.077719 | 0.087911 | 0.085994 | 0.091772 | 0.094597 | 0.092101 | 0.087343 | 0.077269 | 0.069034 | 0.068353 | 0.066142 | 0.069821 | 0.071666 | 0.073025
Portfolio Adjusted1-in-10AllAll2021September Monthly Peak | Portfolio Adjusted | 1-in-10 | All | All | 2021 | September Monthly Peak | 9 | 6.7245 | 6.4925 | 6.3116 | 6.3143 | 6.6698 | 7.6258 | 8.8671 | 9.9288 | 11.4008 | 12.572 | 13.5061 | 13.9772 | 14.0487 | 14.1942 | 13.9933 | 13.436 | 12.6458 | 11.5062 | 10.4621 | 10.2166 | 9.6429 | 8.9458 | 8.0643 | 7.437 | -0.019929 | -0.012066 | -0.012493 | -0.015672 | -0.023384 | -0.025937 | -0.02733 | -0.033123 | -0.0063162 | 0.0039605 | -0.023709 | -0.020147 | -0.0013763 | 0.060621 | 0.26921 | 0.27217 | 0.25147 | 0.21426 | 0.069851 | 0.0066072 | -0.00253 | -0.0092269 | -0.024108 | -0.02389 | 77.1372 | 75.9498 | 74.7415 | 73.9773 | 72.9827 | 72.0424 | 71.4661 | 71.3866 | 73.6321 | 78.4547 | 83.7784 | 88.8014 | 92.6823 | 95.1915 | 95.8859 | 96.2735 | 96.0769 | 95.128 | 93.427 | 90.4763 | 86.3845 | 82.9851 | 80.6294 | 78.8249 | 0.074303 | 0.06329 | 0.068799 | 0.073655 | 0.085666 | 0.074352 | 0.068994 | 0.071623 | 0.080671 | 0.082873 | 0.084554 | 0.095511 | 0.093581 | 0.099941 | 0.10311 | 0.099665 | 0.09384 | 0.082219 | 0.072983 | 0.072978 | 0.069111 | 0.072797 | 0.074148 | 0.075232
Portfolio Adjusted1-in-10AllAll2021October Monthly Peak | Portfolio Adjusted | 1-in-10 | All | All | 2021 | October Monthly Peak | 10 | 6.3334 | 6.1092 | 5.9235 | 5.9056 | 6.2215 | 7.0956 | 8.3151 | 9.0989 | 10.2054 | 11.1949 | 12.0289 | 12.5071 | 12.6559 | 12.85 | 12.7226 | 12.2193 | 11.4682 | 10.4614 | 9.8767 | 9.4776 | 8.9117 | 8.2789 | 7.4975 | 6.9285 | -0.0056188 | -0.0058386 | -0.004878 | -0.0091841 | -0.015099 | -0.022188 | -0.014815 | -0.016999 | -0.0071728 | -0.0011455 | -0.012287 | -0.0061724 | 0.0088736 | 0.061896 | 0.25808 | 0.25552 | 0.23293 | 0.19746 | 0.052725 | 0.0033556 | -0.0085516 | -0.013352 | -0.020049 | -0.023356 | 72.8446 | 71.9251 | 70.9487 | 69.6308 | 68.6561 | 67.8075 | 67.4111 | 67.084 | 67.9858 | 72.206 | 77.3753 | 82.1453 | 85.5233 | 87.8956 | 89.031 | 89.3874 | 88.7047 | 86.9961 | 84.3422 | 81.2429 | 78.1731 | 75.9679 | 74.267 | 72.8284 | 0.068212 | 0.057996 | 0.062529 | 0.066718 | 0.077383 | 0.067231 | 0.062681 | 0.064172 | 0.071229 | 0.073131 | 0.07497 | 0.085367 | 0.084737 | 0.090741 | 0.094006 | 0.091037 | 0.085724 | 0.075339 | 0.067876 | 0.066702 | 0.062783 | 0.065839 | 0.067407 | 0.068042
Portfolio Adjusted1-in-10AllAll2021November Monthly Peak | Portfolio Adjusted | 1-in-10 | All | All | 2021 | November Monthly Peak | 11 | 5.798 | 5.6035 | 5.4608 | 5.4577 | 5.7684 | 6.5899 | 7.4842 | 8.1998 | 9.0291 | 9.6416 | 10.1726 | 10.4394 | 10.5076 | 10.6212 | 10.4555 | 10.0143 | 9.5195 | 9.2594 | 8.6353 | 8.1819 | 7.7663 | 7.2564 | 6.6561 | 6.2305 | 0.011371 | 0.0012907 | 0.0040489 | -0.0015918 | -0.00541 | -0.018403 | -9.4421e-05 | 0.0018471 | -0.0079497 | -0.0065311 | 0.0009546 | 0.0097727 | 0.020096 | 0.059277 | 0.22798 | 0.21896 | 0.19882 | 0.17455 | 0.028764 | -0.0015959 | -0.015954 | -0.018225 | -0.015107 | -0.022358 | 60.8071 | 59.4776 | 58.4724 | 57.2067 | 56.3309 | 55.7245 | 55.2724 | 55.266 | 57.6003 | 62.1023 | 67.4669 | 71.7109 | 74.4093 | 76.0625 | 77.0912 | 77.2187 | 76.1897 | 73.8992 | 71.2159 | 68.2336 | 66.0629 | 64.4936 | 62.9157 | 61.8734 | 0.067504 | 0.057446 | 0.062119 | 0.066197 | 0.076903 | 0.067158 | 0.0618 | 0.062896 | 0.068628 | 0.069093 | 0.070041 | 0.079275 | 0.078372 | 0.083826 | 0.086538 | 0.083881 | 0.080569 | 0.073411 | 0.065256 | 0.063678 | 0.060106 | 0.063217 | 0.065277 | 0.066387
Portfolio Adjusted1-in-10AllAll2021December Monthly Peak | Portfolio Adjusted | 1-in-10 | All | All | 2021 | December Monthly Peak | 12 | 5.5684 | 5.4236 | 5.3198 | 5.33 | 5.6327 | 6.5665 | 7.7476 | 8.4428 | 9.2652 | 9.6121 | 9.6806 | 9.5021 | 9.1582 | 8.9788 | 8.637 | 8.1969 | 8.0632 | 8.1773 | 7.9009 | 7.5849 | 7.2703 | 6.9242 | 6.4283 | 5.9466 | 0.010778 | 0.0012319 | 0.0038304 | -0.001455 | -0.0048345 | -0.017515 | 1.4707e-05 | 0.0017139 | -0.0076119 | -0.0062039 | 0.00063259 | 0.0082461 | 0.016782 | 0.050365 | 0.19137 | 0.18392 | 0.17078 | 0.15445 | 0.025569 | -0.0021793 | -0.015337 | -0.017582 | -0.014447 | -0.021017 | 42.1519 | 41.482 | 41.0327 | 40.6058 | 40.1317 | 39.429 | 39.4035 | 39.3396 | 40.0858 | 42.5857 | 45.2101 | 47.5309 | 48.9784 | 49.5848 | 49.9462 | 49.9719 | 49.3314 | 47.8534 | 46.178 | 45.0491 | 44.121 | 43.1933 | 42.7023 | 42.2613 | 0.063846 | 0.054185 | 0.058873 | 0.06257 | 0.073138 | 0.064333 | 0.060201 | 0.061075 | 0.066063 | 0.064793 | 0.063726 | 0.070577 | 0.068039 | 0.0717 | 0.073257 | 0.071648 | 0.070575 | 0.065673 | 0.059778 | 0.058818 | 0.055624 | 0.059123 | 0.061137 | 0.062024
Portfolio Adjusted1-in-10AllAll2021Typical Event Day | Portfolio Adjusted | 1-in-10 | All | All | 2021 | Typical Event Day | 8 | 6.7262 | 6.4616 | 6.2628 | 6.2632 | 6.5943 | 7.5198 | 8.5986 | 9.6633 | 10.9259 | 11.9402 | 12.7959 | 13.2336 | 13.3151 | 13.4796 | 13.3634 | 12.9298 | 12.253 | 11.2174 | 10.2056 | 9.7628 | 9.4953 | 8.8232 | 7.9986 | 7.3833 | -0.012531 | -0.0091002 | -0.0085391 | -0.012779 | -0.019816 | -0.024568 | -0.020521 | -0.023395 | -0.006386 | 0.0017711 | -0.016505 | -0.010662 | 0.005897 | 0.060539 | 0.26012 | 0.26222 | 0.24271 | 0.20709 | 0.060415 | 0.0060266 | -0.0053777 | -0.011462 | -0.022062 | -0.024048 | 75.0829 | 73.957 | 72.8842 | 71.9884 | 71.1206 | 70.2333 | 69.6791 | 69.9547 | 72.909 | 77.787 | 82.6635 | 86.7986 | 89.8008 | 91.8215 | 92.9443 | 93.4034 | 93.4722 | 92.6814 | 91.2589 | 88.8027 | 85.2216 | 81.88 | 79.6242 | 77.9194 | 0.07217 | 0.061112 | 0.066142 | 0.070686 | 0.081559 | 0.071015 | 0.065201 | 0.067054 | 0.073837 | 0.075059 | 0.076415 | 0.086297 | 0.084532 | 0.090289 | 0.093225 | 0.090811 | 0.086172 | 0.076158 | 0.067981 | 0.067392 | 0.065195 | 0.068758 | 0.070596 | 0.071896
Portfolio Adjusted1-in-10AllAll2022January Monthly Peak | Portfolio Adjusted | 1-in-10 | All | All | 2022 | January Monthly Peak | 1 | 5.4304 | 5.3237 | 5.2282 | 5.2686 | 5.5768 | 6.61 | 7.9498 | 8.7003 | 9.5493 | 9.8704 | 9.8731 | 9.651 | 9.1958 | 8.9599 | 8.5387 | 8.007 | 7.8246 | 8.0252 | 7.8595 | 7.5329 | 7.2156 | 6.8617 | 6.3754 | 5.8485 | 0.01046 | 0.0010311 | 0.0035828 | -0.0015171 | -0.0049214 | -0.017948 | -0.00014281 | 0.0016179 | -0.0078709 | -0.006337 | 0.00061339 | 0.008365 | 0.017038 | 0.050962 | 0.19195 | 0.18275 | 0.16757 | 0.15243 | 0.025377 | -0.0023826 | -0.015442 | -0.017622 | -0.014503 | -0.02115 | 39.3844 | 38.8778 | 38.2825 | 37.5132 | 37.0316 | 36.579 | 36.0549 | 35.768 | 36.4038 | 39.2703 | 42.1716 | 44.5057 | 46.1811 | 47.3548 | 48.3515 | 48.5603 | 48.2493 | 47.2084 | 45.4226 | 44.247 | 43.2574 | 42.7493 | 42.1469 | 41.4903 | 0.063125 | 0.053744 | 0.058347 | 0.062713 | 0.074031 | 0.065375 | 0.061747 | 0.063088 | 0.068297 | 0.06639 | 0.065077 | 0.071905 | 0.068886 | 0.072418 | 0.073662 | 0.071891 | 0.070124 | 0.065608 | 0.06001 | 0.058914 | 0.055604 | 0.059072 | 0.061284 | 0.06229
Portfolio Adjusted1-in-10AllAll2022February Monthly Peak | Portfolio Adjusted | 1-in-10 | All | All | 2022 | February Monthly Peak | 2 | 5.5206 | 5.3629 | 5.2465 | 5.283 | 5.5919 | 6.4815 | 7.5828 | 8.193 | 8.9337 | 9.3121 | 9.5415 | 9.5879 | 9.4475 | 9.4511 | 9.246 | 8.8055 | 8.4096 | 8.2237 | 8.1248 | 7.7355 | 7.3834 | 6.9428 | 6.3836 | 5.9245 | 0.010414 | 0.00084819 | 0.0036065 | -0.0015776 | -0.0050871 | -0.017852 | -0.00011594 | 0.001742 | -0.0077144 | -0.0062509 | 0.000734 | 0.0087686 | 0.017987 | 0.053486 | 0.20505 | 0.19617 | 0.17773 | 0.15663 | 0.026449 | -0.0021866 | -0.015631 | -0.017839 | -0.01471 | -0.021355 | 46.8019 | 46.4006 | 46.0791 | 45.5913 | 45.3308 | 44.7616 | 44.2 | 44.3747 | 45.5677 | 48.9715 | 52.1614 | 54.9163 | 56.6707 | 57.6839 | 58.3173 | 58.5516 | 57.8978 | 56.9082 | 54.8402 | 52.7257 | 51.218 | 49.881 | 48.7929 | 47.529 | 0.063824 | 0.054329 | 0.059004 | 0.063442 | 0.074168 | 0.065127 | 0.061084 | 0.061797 | 0.066773 | 0.065619 | 0.065279 | 0.073314 | 0.071608 | 0.07648 | 0.079073 | 0.076663 | 0.073793 | 0.067582 | 0.061719 | 0.0604 | 0.057009 | 0.060095 | 0.06197 | 0.062739
Portfolio Adjusted1-in-10AllAll2022March Monthly Peak | Portfolio Adjusted | 1-in-10 | All | All | 2022 | March Monthly Peak | 3 | 5.7983 | 5.5913 | 5.4307 | 5.4333 | 5.7192 | 6.5341 | 7.6398 | 8.2468 | 8.9439 | 9.5065 | 10.0339 | 10.3392 | 10.45 | 10.6378 | 10.5767 | 10.2093 | 9.677 | 9.0127 | 8.529 | 8.399 | 8.0119 | 7.4642 | 6.7957 | 6.3036 | 0.010981 | 0.00099214 | 0.0037394 | -0.0016286 | -0.0053441 | -0.018175 | -0.00014288 | 0.0018091 | -0.0079009 | -0.0064126 | 0.00093111 | 0.0096544 | 0.01992 | 0.05884 | 0.22874 | 0.22092 | 0.19986 | 0.16968 | 0.028258 | -0.0019167 | -0.016513 | -0.018728 | -0.015509 | -0.022577 | 57.7999 | 56.5178 | 55.6782 | 54.9204 | 54.0575 | 53.1019 | 52.5187 | 53.0868 | 56.6396 | 61.8077 | 66.9817 | 71.3405 | 74.2522 | 75.7807 | 76.5275 | 76.9421 | 76.5539 | 75.2772 | 72.7734 | 69.1803 | 65.9706 | 63.0711 | 60.7926 | 59.0801 | 0.066851 | 0.056835 | 0.061421 | 0.065748 | 0.076111 | 0.066283 | 0.062166 | 0.063065 | 0.068153 | 0.068129 | 0.069035 | 0.078338 | 0.077781 | 0.083595 | 0.086931 | 0.084576 | 0.080744 | 0.072005 | 0.064741 | 0.064797 | 0.061295 | 0.06415 | 0.06591 | 0.066399
Portfolio Adjusted1-in-10AllAll2022April Monthly Peak | Portfolio Adjusted | 1-in-10 | All | All | 2022 | April Monthly Peak | 4 | 6.0353 | 5.8127 | 5.6363 | 5.634 | 5.9326 | 6.7552 | 7.7212 | 8.5242 | 9.5245 | 10.3516 | 11.1046 | 11.5276 | 11.7115 | 11.8976 | 11.8002 | 11.3854 | 10.7449 | 9.8541 | 9.0138 | 8.8608 | 8.5626 | 7.9497 | 7.2069 | 6.6599 | 0.0010084 | -0.0023981 | -0.0010319 | -0.0061024 | -0.011192 | -0.019249 | -0.0086383 | -0.01004 | -0.0076929 | -0.0038123 | -0.0078038 | -0.00071864 | 0.012297 | 0.05979 | 0.24246 | 0.23896 | 0.21873 | 0.18515 | 0.0428 | 0.0027161 | -0.010008 | -0.014078 | -0.017566 | -0.022525 | 68.335 | 66.8862 | 65.2389 | 63.9116 | 62.7779 | 61.8147 | 61.2562 | 61.2775 | 64.5275 | 70.5602 | 76.6708 | 81.9659 | 85.1918 | 87.0503 | 87.8925 | 88.4258 | 88.2994 | 87.6583 | 85.7777 | 82.4175 | 78.0032 | 74.1205 | 71.4642 | 69.8016 | 0.064684 | 0.05509 | 0.059595 | 0.063887 | 0.074019 | 0.06449 | 0.059405 | 0.061047 | 0.067347 | 0.06853 | 0.070096 | 0.079487 | 0.079127 | 0.084782 | 0.087881 | 0.085396 | 0.081182 | 0.07158 | 0.063093 | 0.06337 | 0.060629 | 0.063457 | 0.064971 | 0.065389
Portfolio Adjusted1-in-10AllAll2022May Monthly Peak | Portfolio Adjusted | 1-in-10 | All | All | 2022 | May Monthly Peak | 5 | 6.1378 | 5.9102 | 5.7336 | 5.7285 | 6.0494 | 6.8809 | 7.758 | 8.7766 | 9.9081 | 10.8231 | 11.6179 | 12.0437 | 12.1833 | 12.3372 | 12.2088 | 11.7589 | 11.0874 | 10.138 | 9.2356 | 8.9048 | 8.754 | 8.1443 | 7.3829 | 6.8357 | -0.0038701 | -0.0052352 | -0.0039115 | -0.0083627 | -0.014026 | -0.021336 | -0.012534 | -0.013824 | -0.0068727 | -0.0012993 | -0.010183 | -0.0030959 | 0.011309 | 0.060876 | 0.24987 | 0.24667 | 0.22552 | 0.19097 | 0.048113 | 0.0035997 | -0.0088453 | -0.013616 | -0.019196 | -0.023013 | 70.8945 | 69.4393 | 68.045 | 66.9207 | 65.8789 | 64.9983 | 64.5783 | 64.9546 | 68.459 | 74.1668 | 79.8689 | 84.0236 | 87.0733 | 89.0971 | 90.6202 | 91.3372 | 91.2198 | 90.3415 | 88.5251 | 86.0162 | 82.3844 | 78.3879 | 75.4411 | 72.864 | 0.06478 | 0.055149 | 0.059729 | 0.064043 | 0.074459 | 0.065016 | 0.059468 | 0.062035 | 0.068822 | 0.070383 | 0.072041 | 0.081696 | 0.080883 | 0.086422 | 0.089402 | 0.086573 | 0.082158 | 0.072189 | 0.063567 | 0.062941 | 0.060882 | 0.064007 | 0.065606 | 0.066356
Portfolio Adjusted1-in-10AllAll2022June Monthly Peak | Portfolio Adjusted | 1-in-10 | All | All | 2022 | June Monthly Peak | 6 | 6.4427 | 6.1988 | 6.002 | 5.9876 | 6.2845 | 7.0709 | 7.9818 | 9.0805 | 10.2456 | 11.1924 | 12.003 | 12.4131 | 12.4665 | 12.6072 | 12.4869 | 12.112 | 11.499 | 10.5683 | 9.6898 | 9.1955 | 9.0372 | 8.4724 | 7.6695 | 7.0849 | -0.0041749 | -0.0052665 | -0.0039951 | -0.009234 | -0.015279 | -0.021522 | -0.012794 | -0.013826 | -0.0068341 | -0.0011254 | -0.010591 | -0.0027872 | 0.01169 | 0.060082 | 0.24821 | 0.24864 | 0.22987 | 0.19571 | 0.050699 | 0.0054052 | -0.0078057 | -0.013281 | -0.01944 | -0.023534 | 72.6414 | 71.3074 | 70.2565 | 69.1308 | 68.1751 | 66.9298 | 66.34 | 67.2276 | 70.9277 | 76.0528 | 81.1222 | 84.8925 | 87.4141 | 89.1291 | 90.5025 | 91.1441 | 91.6244 | 91.0974 | 89.9562 | 87.8782 | 84.4004 | 80.5172 | 77.9608 | 76.1094 | 0.068876 | 0.058487 | 0.063085 | 0.067229 | 0.077272 | 0.066687 | 0.060559 | 0.062645 | 0.06899 | 0.070151 | 0.071581 | 0.080686 | 0.07879 | 0.083836 | 0.086524 | 0.084856 | 0.081279 | 0.072081 | 0.064558 | 0.0637 | 0.062078 | 0.065735 | 0.067376 | 0.068549
Portfolio Adjusted1-in-10AllAll2022July Monthly Peak | Portfolio Adjusted | 1-in-10 | All | All | 2022 | July Monthly Peak | 7 | 6.6224 | 6.3743 | 6.1934 | 6.175 | 6.4939 | 7.3761 | 8.3581 | 9.4455 | 10.62 | 11.5851 | 12.3975 | 12.7958 | 12.8652 | 13.0202 | 12.9144 | 12.5452 | 11.9491 | 10.999 | 10.0374 | 9.509 | 9.3288 | 8.7394 | 7.9151 | 7.2986 | -0.0089108 | -0.0071 | -0.0064378 | -0.011352 | -0.018043 | -0.022737 | -0.017103 | -0.019486 | -0.0065825 | 0.00030987 | -0.01423 | -0.0076456 | 0.0078144 | 0.058935 | 0.25036 | 0.25341 | 0.23642 | 0.20271 | 0.057053 | 0.0065074 | -0.00557 | -0.011641 | -0.020725 | -0.023567 | 74.6971 | 73.6795 | 72.7166 | 71.8504 | 71.0973 | 70.3715 | 69.8487 | 70.151 | 73.3078 | 78.141 | 82.8071 | 86.3515 | 88.7724 | 90.4682 | 91.6885 | 92.0669 | 92.3622 | 91.531 | 89.8743 | 87.5965 | 84.6646 | 81.6549 | 79.5252 | 78.0713 | 0.070476 | 0.059855 | 0.065025 | 0.069127 | 0.079659 | 0.069112 | 0.06279 | 0.064306 | 0.070329 | 0.071371 | 0.072553 | 0.081573 | 0.079573 | 0.084802 | 0.087588 | 0.086085 | 0.082679 | 0.073827 | 0.066082 | 0.065261 | 0.063612 | 0.067422 | 0.069188 | 0.070313
Portfolio Adjusted1-in-10AllAll2022August Monthly Peak | Portfolio Adjusted | 1-in-10 | All | All | 2022 | August Monthly Peak | 8 | 6.7692 | 6.5033 | 6.3039 | 6.3044 | 6.6378 | 7.5724 | 8.6634 | 9.754 | 11.0549 | 12.105 | 12.9859 | 13.4348 | 13.5172 | 13.6759 | 13.5495 | 13.1019 | 12.4134 | 11.3598 | 10.3242 | 9.8714 | 9.5912 | 8.9092 | 8.0741 | 7.4485 | -0.016802 | -0.011741 | -0.01117 | -0.014455 | -0.021813 | -0.026662 | -0.024013 | -0.026769 | -0.0055992 | 0.0040134 | -0.018007 | -0.012997 | 0.0043675 | 0.060061 | 0.2628 | 0.2654 | 0.24528 | 0.20963 | 0.063476 | 0.0052157 | -0.0055109 | -0.0117 | -0.023702 | -0.024502 | 75.8558 | 74.8911 | 73.8221 | 72.9951 | 72.2272 | 71.5893 | 71.0616 | 71.0538 | 73.7682 | 78.4995 | 82.9461 | 87.149 | 90.3342 | 92.497 | 93.7001 | 94.1291 | 93.8251 | 92.9694 | 91.7779 | 89.2598 | 85.4368 | 82.3628 | 80.3813 | 78.6717 | 0.073335 | 0.062061 | 0.06719 | 0.071702 | 0.082621 | 0.072021 | 0.066091 | 0.068019 | 0.07501 | 0.076419 | 0.077943 | 0.088165 | 0.086243 | 0.092038 | 0.094871 | 0.092367 | 0.087596 | 0.077493 | 0.069234 | 0.068551 | 0.066333 | 0.070024 | 0.071874 | 0.073237
Portfolio Adjusted1-in-10AllAll2022September Monthly Peak | Portfolio Adjusted | 1-in-10 | All | All | 2022 | September Monthly Peak | 9 | 6.7354 | 6.5031 | 6.3219 | 6.3247 | 6.681 | 7.639 | 8.8827 | 9.9461 | 11.4196 | 12.5918 | 13.5267 | 13.998 | 14.0692 | 14.2147 | 14.0133 | 13.4549 | 12.6634 | 11.5225 | 10.4775 | 10.2317 | 9.6574 | 8.9596 | 8.077 | 7.4491 | -0.019987 | -0.012101 | -0.012529 | -0.015717 | -0.023452 | -0.026012 | -0.027409 | -0.03322 | -0.0063347 | 0.003972 | -0.023778 | -0.020206 | -0.0013803 | 0.060798 | 0.26985 | 0.2728 | 0.25203 | 0.21476 | 0.070055 | 0.0066265 | -0.0025374 | -0.0092538 | -0.024178 | -0.02396 | 77.1373 | 75.9499 | 74.7416 | 73.9774 | 72.9828 | 72.0425 | 71.4663 | 71.3867 | 73.6322 | 78.4548 | 83.7785 | 88.8015 | 92.6824 | 95.1916 | 95.8861 | 96.2736 | 96.077 | 95.128 | 93.4271 | 90.4763 | 86.3846 | 82.9852 | 80.6294 | 78.825 | 0.074519 | 0.063473 | 0.068999 | 0.07387 | 0.085916 | 0.074567 | 0.069193 | 0.071831 | 0.080905 | 0.083113 | 0.084798 | 0.095787 | 0.093851 | 0.10023 | 0.10341 | 0.099954 | 0.094112 | 0.082458 | 0.073195 | 0.07319 | 0.069311 | 0.073009 | 0.074364 | 0.07545
Portfolio Adjusted1-in-10AllAll2022October Monthly Peak | Portfolio Adjusted | 1-in-10 | All | All | 2022 | October Monthly Peak | 10 | 6.3438 | 6.1194 | 5.9333 | 5.9154 | 6.232 | 7.108 | 8.3299 | 9.115 | 10.2228 | 11.2131 | 12.048 | 12.5266 | 12.6752 | 12.8695 | 12.7416 | 12.2372 | 11.4847 | 10.4769 | 9.8916 | 9.492 | 8.9254 | 8.2919 | 7.5095 | 6.9399 | -0.0056352 | -0.0058556 | -0.0048922 | -0.0092109 | -0.015143 | -0.022253 | -0.014858 | -0.017049 | -0.0071938 | -0.0011489 | -0.012323 | -0.0061904 | 0.0088995 | 0.062077 | 0.2587 | 0.25612 | 0.23346 | 0.19792 | 0.052879 | 0.0033654 | -0.0085765 | -0.013391 | -0.020108 | -0.023424 | 72.8447 | 71.9252 | 70.9488 | 69.6309 | 68.6562 | 67.8076 | 67.4112 | 67.0841 | 67.986 | 72.2061 | 77.3753 | 82.1454 | 85.5234 | 87.8957 | 89.0311 | 89.3874 | 88.7048 | 86.9962 | 84.3422 | 81.2429 | 78.1732 | 75.968 | 74.2671 | 72.8285 | 0.06841 | 0.058164 | 0.062711 | 0.066912 | 0.077608 | 0.067425 | 0.062862 | 0.064358 | 0.071436 | 0.073343 | 0.075187 | 0.085614 | 0.084982 | 0.091004 | 0.094279 | 0.091301 | 0.085973 | 0.075558 | 0.068073 | 0.066896 | 0.062965 | 0.06603 | 0.067603 | 0.06824
Portfolio Adjusted1-in-10AllAll2022November Monthly Peak | Portfolio Adjusted | 1-in-10 | All | All | 2022 | November Monthly Peak | 11 | 5.8077 | 5.613 | 5.4699 | 5.4668 | 5.7782 | 6.6015 | 7.4978 | 8.2146 | 9.0448 | 9.6578 | 10.1894 | 10.4563 | 10.5244 | 10.6381 | 10.4719 | 10.0298 | 9.5341 | 9.2734 | 8.6487 | 8.1948 | 7.7786 | 7.2681 | 6.6671 | 6.2409 | 0.011405 | 0.0012945 | 0.0040607 | -0.0015964 | -0.0054258 | -0.018456 | -9.4696e-05 | 0.0018525 | -0.0079729 | -0.0065502 | 0.00095738 | 0.0098012 | 0.020155 | 0.05945 | 0.22855 | 0.21948 | 0.19929 | 0.17496 | 0.028848 | -0.0016005 | -0.016001 | -0.018278 | -0.015151 | -0.022423 | 60.8073 | 59.4778 | 58.4726 | 57.2069 | 56.3312 | 55.7248 | 55.2727 | 55.2663 | 57.6006 | 62.1025 | 67.4671 | 71.7111 | 74.4096 | 76.0627 | 77.0915 | 77.219 | 76.1899 | 73.8994 | 71.2161 | 68.2339 | 66.0632 | 64.4938 | 62.9159 | 61.8737 | 0.0677 | 0.057612 | 0.062299 | 0.06639 | 0.077127 | 0.067352 | 0.06198 | 0.063079 | 0.068827 | 0.069294 | 0.070244 | 0.079506 | 0.0786 | 0.084069 | 0.086789 | 0.084124 | 0.080803 | 0.073625 | 0.065445 | 0.063863 | 0.060281 | 0.063401 | 0.065467 | 0.06658
Portfolio Adjusted1-in-10AllAll2022December Monthly Peak | Portfolio Adjusted | 1-in-10 | All | All | 2022 | December Monthly Peak | 12 | 5.5776 | 5.4324 | 5.3284 | 5.3386 | 5.642 | 6.5776 | 7.7608 | 8.4571 | 9.2802 | 9.6272 | 9.6958 | 9.5171 | 9.1727 | 8.9932 | 8.6508 | 8.2101 | 8.0758 | 8.1898 | 7.913 | 7.5967 | 7.2817 | 6.9351 | 6.4385 | 5.9563 | 0.01081 | 0.0012355 | 0.0038416 | -0.0014593 | -0.0048486 | -0.017566 | 1.4751e-05 | 0.0017189 | -0.0076341 | -0.006222 | 0.00063444 | 0.0082702 | 0.016831 | 0.050512 | 0.19185 | 0.18436 | 0.17118 | 0.15481 | 0.025643 | -0.0021856 | -0.015382 | -0.017633 | -0.01449 | -0.021079 | 42.1521 | 41.4823 | 41.0329 | 40.606 | 40.1319 | 39.4292 | 39.4037 | 39.3398 | 40.0861 | 42.5859 | 45.2103 | 47.531 | 48.9786 | 49.5849 | 49.9463 | 49.9721 | 49.3316 | 47.8536 | 46.1781 | 45.0493 | 44.1212 | 43.1935 | 42.7025 | 42.2615 | 0.064032 | 0.054341 | 0.059044 | 0.062752 | 0.073351 | 0.064519 | 0.060375 | 0.061252 | 0.066254 | 0.064981 | 0.063911 | 0.070781 | 0.068236 | 0.071908 | 0.07347 | 0.071856 | 0.070781 | 0.065864 | 0.059951 | 0.058988 | 0.055785 | 0.059295 | 0.061314 | 0.062204
Portfolio Adjusted1-in-10AllAll2022Typical Event Day | Portfolio Adjusted | 1-in-10 | All | All | 2022 | Typical Event Day | 8 | 6.7371 | 6.4722 | 6.273 | 6.2735 | 6.6054 | 7.5329 | 8.6139 | 9.6801 | 10.9438 | 11.9588 | 12.8151 | 13.2529 | 13.3342 | 13.4988 | 13.3821 | 12.9476 | 12.2696 | 11.233 | 10.2203 | 9.7772 | 9.5094 | 8.8365 | 8.011 | 7.3952 | -0.012568 | -0.0091268 | -0.0085641 | -0.012816 | -0.019874 | -0.024639 | -0.020581 | -0.023463 | -0.0064047 | 0.0017762 | -0.016553 | -0.010693 | 0.0059143 | 0.060716 | 0.26074 | 0.26282 | 0.24325 | 0.20756 | 0.060591 | 0.0060442 | -0.0053934 | -0.011496 | -0.022126 | -0.024118 | 75.0829 | 73.957 | 72.8842 | 71.9884 | 71.1206 | 70.2333 | 69.6791 | 69.9548 | 72.909 | 77.787 | 82.6635 | 86.7986 | 89.8008 | 91.8215 | 92.9443 | 93.4034 | 93.4722 | 92.6815 | 91.2589 | 88.8027 | 85.2216 | 81.88 | 79.6242 | 77.9193 | 0.07238 | 0.061289 | 0.066334 | 0.070892 | 0.081796 | 0.07122 | 0.06539 | 0.067248 | 0.07405 | 0.075276 | 0.076636 | 0.086547 | 0.084776 | 0.09055 | 0.093495 | 0.091074 | 0.086422 | 0.076379 | 0.068178 | 0.067587 | 0.065384 | 0.068957 | 0.070801 | 0.072105
Portfolio Adjusted1-in-10AllAll2023January Monthly Peak | Portfolio Adjusted | 1-in-10 | All | All | 2023 | January Monthly Peak | 1 | 5.4395 | 5.3325 | 5.2368 | 5.2772 | 5.5862 | 6.6212 | 7.9633 | 8.715 | 9.5647 | 9.8858 | 9.8885 | 9.6662 | 9.2105 | 8.9744 | 8.5526 | 8.0202 | 7.8371 | 8.0376 | 7.8716 | 7.5447 | 7.227 | 6.8727 | 6.3857 | 5.8583 | 0.01049 | 0.0010341 | 0.0035932 | -0.0015215 | -0.0049358 | -0.018 | -0.00014323 | 0.0016226 | -0.0078938 | -0.0063555 | 0.00061518 | 0.0083894 | 0.017088 | 0.05111 | 0.19243 | 0.18319 | 0.16797 | 0.15279 | 0.025451 | -0.0023896 | -0.015487 | -0.017673 | -0.014545 | -0.021212 | 39.3846 | 38.878 | 38.2828 | 37.5134 | 37.0319 | 36.5793 | 36.0552 | 35.7683 | 36.4041 | 39.2705 | 42.1718 | 44.506 | 46.1813 | 47.3551 | 48.3517 | 48.5605 | 48.2495 | 47.2087 | 45.4228 | 44.2472 | 43.2576 | 42.7495 | 42.1472 | 41.4905 | 0.063309 | 0.0539 | 0.058516 | 0.062896 | 0.074246 | 0.065564 | 0.061926 | 0.063271 | 0.068495 | 0.066582 | 0.065266 | 0.072114 | 0.069086 | 0.072628 | 0.073876 | 0.0721 | 0.070328 | 0.065799 | 0.060185 | 0.059085 | 0.055765 | 0.059244 | 0.061462 | 0.062471
Portfolio Adjusted1-in-10AllAll2023February Monthly Peak | Portfolio Adjusted | 1-in-10 | All | All | 2023 | February Monthly Peak | 2 | 5.5298 | 5.3719 | 5.2552 | 5.2918 | 5.6013 | 6.4927 | 7.5962 | 8.2076 | 8.9489 | 9.3275 | 9.5571 | 9.6035 | 9.4629 | 9.4665 | 9.2609 | 8.8196 | 8.4228 | 8.2365 | 8.1374 | 7.7476 | 7.395 | 6.954 | 6.3939 | 5.9343 | 0.010445 | 0.00085066 | 0.003617 | -0.0015822 | -0.0051019 | -0.017904 | -0.00011628 | 0.0017471 | -0.0077369 | -0.0062691 | 0.00073614 | 0.0087942 | 0.01804 | 0.053642 | 0.20556 | 0.19665 | 0.17815 | 0.157 | 0.026526 | -0.0021929 | -0.015676 | -0.017891 | -0.014753 | -0.021417 | 46.8021 | 46.4007 | 46.0793 | 45.5914 | 45.3309 | 44.7617 | 44.2001 | 44.3749 | 45.5678 | 48.9716 | 52.1615 | 54.9165 | 56.671 | 57.6842 | 58.3176 | 58.5518 | 57.898 | 56.9084 | 54.8404 | 52.7259 | 51.2183 | 49.8812 | 48.7932 | 47.5292 | 0.06401 | 0.054487 | 0.059176 | 0.063626 | 0.074384 | 0.065315 | 0.061261 | 0.061977 | 0.066967 | 0.065809 | 0.065468 | 0.073527 | 0.071816 | 0.076702 | 0.079303 | 0.076885 | 0.074008 | 0.067778 | 0.061898 | 0.060575 | 0.057175 | 0.06027 | 0.06215 | 0.062921
Portfolio Adjusted1-in-10AllAll2023March Monthly Peak | Portfolio Adjusted | 1-in-10 | All | All | 2023 | March Monthly Peak | 3 | 5.8079 | 5.6007 | 5.4397 | 5.4423 | 5.7289 | 6.5456 | 7.6535 | 8.2618 | 8.9596 | 9.5225 | 10.0504 | 10.356 | 10.4667 | 10.6547 | 10.5932 | 10.2248 | 9.6916 | 9.0265 | 8.5423 | 8.412 | 8.0244 | 7.4761 | 6.8068 | 6.3141 | 0.011013 | 0.00099504 | 0.0037504 | -0.0016333 | -0.0053597 | -0.018228 | -0.0001433 | 0.0018144 | -0.007924 | -0.0064313 | 0.00093383 | 0.0096826 | 0.019978 | 0.059012 | 0.2293 | 0.22145 | 0.20032 | 0.17008 | 0.028341 | -0.0019223 | -0.016561 | -0.018783 | -0.015555 | -0.022642 | 57.8002 | 56.518 | 55.6784 | 54.9206 | 54.0577 | 53.1021 | 52.5189 | 53.087 | 56.6398 | 61.8079 | 66.9818 | 71.3407 | 74.2524 | 75.7809 | 76.5277 | 76.9423 | 76.5541 | 75.2774 | 72.7736 | 69.1805 | 65.9708 | 63.0713 | 60.7928 | 59.0803 | 0.067045 | 0.056999 | 0.061599 | 0.065939 | 0.076333 | 0.066474 | 0.062346 | 0.063248 | 0.068351 | 0.068327 | 0.069235 | 0.078566 | 0.078006 | 0.083838 | 0.087184 | 0.084822 | 0.080979 | 0.072214 | 0.064929 | 0.064985 | 0.061473 | 0.064337 | 0.066102 | 0.066592
Portfolio Adjusted1-in-10AllAll2023April Monthly Peak | Portfolio Adjusted | 1-in-10 | All | All | 2023 | April Monthly Peak | 4 | 6.0452 | 5.8223 | 5.6456 | 5.6433 | 5.9426 | 6.767 | 7.7351 | 8.5396 | 9.5409 | 10.3686 | 11.1224 | 11.5456 | 11.7295 | 11.9157 | 11.8178 | 11.4021 | 10.7606 | 9.8686 | 9.0276 | 8.8743 | 8.5757 | 7.9622 | 7.2185 | 6.6708 | 0.0010114 | -0.0024051 | -0.0010349 | -0.0061202 | -0.011225 | -0.019305 | -0.0086635 | -0.010069 | -0.0077153 | -0.0038234 | -0.0078266 | -0.00072073 | 0.012333 | 0.059965 | 0.24304 | 0.23952 | 0.21923 | 0.18558 | 0.042925 | 0.0027241 | -0.010037 | -0.014119 | -0.017617 | -0.022591 | 68.3352 | 66.8864 | 65.239 | 63.9118 | 62.7781 | 61.8149 | 61.2564 | 61.2778 | 64.5277 | 70.5603 | 76.6709 | 81.966 | 85.1919 | 87.0504 | 87.8926 | 88.426 | 88.2996 | 87.6584 | 85.7778 | 82.4176 | 78.0033 | 74.1205 | 71.4643 | 69.8017 | 0.064872 | 0.055249 | 0.059768 | 0.064073 | 0.074235 | 0.064677 | 0.059577 | 0.061224 | 0.067542 | 0.068729 | 0.070299 | 0.079718 | 0.079356 | 0.085027 | 0.088136 | 0.085644 | 0.081418 | 0.071788 | 0.063276 | 0.063554 | 0.060805 | 0.063641 | 0.06516 | 0.065579
Portfolio Adjusted1-in-10AllAll2023May Monthly Peak | Portfolio Adjusted | 1-in-10 | All | All | 2023 | May Monthly Peak | 5 | 6.1478 | 5.9198 | 5.7429 | 5.7379 | 6.0595 | 6.8929 | 7.772 | 8.7923 | 9.9249 | 10.8406 | 11.6362 | 12.0623 | 12.2018 | 12.3557 | 12.2269 | 11.7759 | 11.1033 | 10.1528 | 9.2496 | 8.9183 | 8.7673 | 8.1569 | 7.3946 | 6.8468 | -0.0038814 | -0.0052505 | -0.0039229 | -0.0083871 | -0.014067 | -0.021398 | -0.01257 | -0.013864 | -0.0068928 | -0.0013031 | -0.010212 | -0.0031049 | 0.011342 | 0.061054 | 0.25047 | 0.24725 | 0.22603 | 0.19142 | 0.048254 | 0.0036103 | -0.0088711 | -0.013656 | -0.019252 | -0.02308 | 70.8945 | 69.4393 | 68.045 | 66.9207 | 65.8789 | 64.9984 | 64.5784 | 64.9547 | 68.4591 | 74.1669 | 79.869 | 84.0237 | 87.0734 | 89.0971 | 90.6203 | 91.3372 | 91.2199 | 90.3415 | 88.5251 | 86.0162 | 82.3845 | 78.388 | 75.4412 | 72.8641 | 0.064968 | 0.055308 | 0.059902 | 0.064229 | 0.074676 | 0.065204 | 0.05964 | 0.062215 | 0.069021 | 0.070587 | 0.072249 | 0.081932 | 0.081117 | 0.086673 | 0.089662 | 0.086824 | 0.082396 | 0.072399 | 0.063751 | 0.063124 | 0.061059 | 0.064193 | 0.065797 | 0.066549
Portfolio Adjusted1-in-10AllAll2023June Monthly Peak | Portfolio Adjusted | 1-in-10 | All | All | 2023 | June Monthly Peak | 6 | 6.4532 | 6.209 | 6.0119 | 5.9975 | 6.295 | 7.0832 | 7.9961 | 9.0963 | 10.2624 | 11.2099 | 12.0212 | 12.4314 | 12.4844 | 12.6252 | 12.5044 | 12.1287 | 11.5148 | 10.583 | 9.7039 | 9.2092 | 9.0508 | 8.4853 | 7.6815 | 7.0963 | -0.0041871 | -0.0052818 | -0.0040067 | -0.009261 | -0.015324 | -0.021585 | -0.012831 | -0.013867 | -0.006854 | -0.0011287 | -0.010622 | -0.0027953 | 0.011724 | 0.060258 | 0.2488 | 0.24921 | 0.23038 | 0.19616 | 0.050847 | 0.005421 | -0.0078284 | -0.01332 | -0.019497 | -0.023602 | 72.6413 | 71.3073 | 70.2565 | 69.1307 | 68.175 | 66.9298 | 66.34 | 67.2276 | 70.9277 | 76.0528 | 81.1221 | 84.8925 | 87.4141 | 89.1291 | 90.5025 | 91.1441 | 91.6244 | 91.0974 | 89.9562 | 87.8782 | 84.4003 | 80.5172 | 77.9607 | 76.1093 | 0.069076 | 0.058656 | 0.063268 | 0.067424 | 0.077497 | 0.066879 | 0.060734 | 0.062827 | 0.06919 | 0.070354 | 0.071787 | 0.08092 | 0.079018 | 0.084079 | 0.086774 | 0.085102 | 0.081514 | 0.072289 | 0.064745 | 0.063885 | 0.062257 | 0.065925 | 0.067571 | 0.068748
Portfolio Adjusted1-in-10AllAll2023July Monthly Peak | Portfolio Adjusted | 1-in-10 | All | All | 2023 | July Monthly Peak | 7 | 6.6331 | 6.3847 | 6.2035 | 6.1851 | 6.5048 | 7.3889 | 8.3729 | 9.4617 | 10.6371 | 11.6028 | 12.4159 | 12.8143 | 12.8833 | 13.0383 | 12.9321 | 12.5621 | 11.9652 | 11.0141 | 10.0517 | 9.523 | 9.3427 | 8.7526 | 7.9273 | 7.3103 | -0.0089368 | -0.0071207 | -0.0064566 | -0.011385 | -0.018095 | -0.022803 | -0.017153 | -0.019542 | -0.0066017 | 0.00031077 | -0.014271 | -0.0076679 | 0.0078372 | 0.059107 | 0.25095 | 0.25399 | 0.23695 | 0.20318 | 0.057219 | 0.0065264 | -0.0055863 | -0.011675 | -0.020786 | -0.023636 | 74.697 | 73.6794 | 72.7165 | 71.8503 | 71.0973 | 70.3715 | 69.8487 | 70.151 | 73.3078 | 78.1409 | 82.807 | 86.3514 | 88.7723 | 90.4681 | 91.6885 | 92.0669 | 92.3622 | 91.5309 | 89.8743 | 87.5964 | 84.6646 | 81.6548 | 79.5251 | 78.0712 | 0.07068 | 0.060028 | 0.065214 | 0.069328 | 0.079891 | 0.069312 | 0.062972 | 0.064492 | 0.070533 | 0.071578 | 0.072762 | 0.081809 | 0.079803 | 0.085047 | 0.087842 | 0.086334 | 0.082919 | 0.074041 | 0.066274 | 0.06545 | 0.063796 | 0.067618 | 0.069388 | 0.070517
Portfolio Adjusted1-in-10AllAll2023August Monthly Peak | Portfolio Adjusted | 1-in-10 | All | All | 2023 | August Monthly Peak | 8 | 6.7802 | 6.5139 | 6.3142 | 6.3147 | 6.6489 | 7.5855 | 8.6787 | 9.771 | 11.0729 | 12.1238 | 13.0054 | 13.4545 | 13.5366 | 13.6954 | 13.5684 | 13.12 | 12.4302 | 11.3756 | 10.3391 | 9.886 | 9.6055 | 8.9227 | 8.0867 | 7.4605 | -0.016851 | -0.011775 | -0.011202 | -0.014497 | -0.021876 | -0.02674 | -0.024083 | -0.026847 | -0.0056156 | 0.0040251 | -0.018059 | -0.013035 | 0.0043802 | 0.060237 | 0.26342 | 0.26601 | 0.24583 | 0.21012 | 0.063662 | 0.0052309 | -0.005527 | -0.011735 | -0.023771 | -0.024573 | 75.8558 | 74.8912 | 73.8221 | 72.9951 | 72.2273 | 71.5893 | 71.0616 | 71.0538 | 73.7683 | 78.4995 | 82.9461 | 87.149 | 90.3342 | 92.4971 | 93.7002 | 94.1291 | 93.8251 | 92.9694 | 91.7779 | 89.2598 | 85.4368 | 82.3628 | 80.3813 | 78.6716 | 0.073548 | 0.06224 | 0.067386 | 0.07191 | 0.082862 | 0.072229 | 0.066282 | 0.068216 | 0.075228 | 0.07664 | 0.078168 | 0.08842 | 0.086492 | 0.092304 | 0.095146 | 0.092635 | 0.08785 | 0.077718 | 0.069435 | 0.068749 | 0.066525 | 0.070227 | 0.072083 | 0.073449
Portfolio Adjusted1-in-10AllAll2023September Monthly Peak | Portfolio Adjusted | 1-in-10 | All | All | 2023 | September Monthly Peak | 9 | 6.7463 | 6.5137 | 6.3322 | 6.3351 | 6.6922 | 7.6522 | 8.8984 | 9.9635 | 11.4385 | 12.6116 | 13.5473 | 14.0188 | 14.0897 | 14.2354 | 14.0333 | 13.4738 | 12.6809 | 11.5387 | 10.4928 | 10.2468 | 9.672 | 8.9733 | 8.0897 | 7.4611 | -0.020045 | -0.012136 | -0.012566 | -0.015763 | -0.023521 | -0.026088 | -0.027489 | -0.033317 | -0.0063532 | 0.0039836 | -0.023847 | -0.020265 | -0.0013844 | 0.060975 | 0.27049 | 0.27343 | 0.2526 | 0.21525 | 0.070259 | 0.0066458 | -0.0025448 | -0.0092808 | -0.024249 | -0.02403 | 77.1374 | 75.95 | 74.7418 | 73.9775 | 72.9829 | 72.0427 | 71.4664 | 71.3869 | 73.6324 | 78.4549 | 83.7786 | 88.8016 | 92.6825 | 95.1917 | 95.8862 | 96.2737 | 96.0771 | 95.1281 | 93.4272 | 90.4764 | 86.3847 | 82.9853 | 80.6295 | 78.8251 | 0.074735 | 0.063657 | 0.0692 | 0.074085 | 0.086166 | 0.074782 | 0.069393 | 0.072039 | 0.08114 | 0.083354 | 0.085044 | 0.096064 | 0.094123 | 0.10052 | 0.10371 | 0.10024 | 0.094385 | 0.082697 | 0.073407 | 0.073402 | 0.069512 | 0.073221 | 0.07458 | 0.075669
Portfolio Adjusted1-in-10AllAll2023October Monthly Peak | Portfolio Adjusted | 1-in-10 | All | All | 2023 | October Monthly Peak | 10 | 6.3543 | 6.1295 | 5.9432 | 5.9253 | 6.2426 | 7.1205 | 8.3447 | 9.1312 | 10.2402 | 11.2314 | 12.0671 | 12.546 | 12.6947 | 12.889 | 12.7606 | 12.2551 | 11.5014 | 10.4923 | 9.9065 | 9.5064 | 8.9391 | 8.3049 | 7.5216 | 6.9513 | -0.0056517 | -0.0058727 | -0.0049065 | -0.0092377 | -0.015188 | -0.022318 | -0.014901 | -0.017098 | -0.0072148 | -0.0011522 | -0.012359 | -0.0062085 | 0.0089254 | 0.062258 | 0.25932 | 0.25672 | 0.23399 | 0.19839 | 0.053033 | 0.0033752 | -0.0086016 | -0.01343 | -0.020166 | -0.023492 | 72.8448 | 71.9253 | 70.9489 | 69.631 | 68.6563 | 67.8078 | 67.4114 | 67.0843 | 67.9862 | 72.2062 | 77.3754 | 82.1455 | 85.5235 | 87.8958 | 89.0312 | 89.3875 | 88.7048 | 86.9962 | 84.3423 | 81.243 | 78.1732 | 75.968 | 74.2672 | 72.8286 | 0.068609 | 0.058332 | 0.062893 | 0.067107 | 0.077834 | 0.06762 | 0.063044 | 0.064545 | 0.071643 | 0.073556 | 0.075405 | 0.085862 | 0.085228 | 0.091268 | 0.094552 | 0.091566 | 0.086222 | 0.075777 | 0.068271 | 0.06709 | 0.063147 | 0.066222 | 0.067799 | 0.068438
Portfolio Adjusted1-in-10AllAll2023November Monthly Peak | Portfolio Adjusted | 1-in-10 | All | All | 2023 | November Monthly Peak | 11 | 5.8174 | 5.6224 | 5.4791 | 5.476 | 5.788 | 6.6132 | 7.5115 | 8.2296 | 9.0606 | 9.6741 | 10.2062 | 10.4733 | 10.5413 | 10.6551 | 10.4884 | 10.0453 | 9.5487 | 9.2875 | 8.6621 | 8.2077 | 7.791 | 7.2798 | 6.678 | 6.2514 | 0.011438 | 0.0012983 | 0.0040726 | -0.0016011 | -0.0054416 | -0.01851 | -9.4973e-05 | 0.0018579 | -0.0079962 | -0.0065693 | 0.00096018 | 0.0098298 | 0.020214 | 0.059623 | 0.22911 | 0.22001 | 0.19975 | 0.17537 | 0.028933 | -0.0016052 | -0.016048 | -0.018331 | -0.015195 | -0.022489 | 60.8075 | 59.478 | 58.4729 | 57.2072 | 56.3315 | 55.725 | 55.273 | 55.2666 | 57.6008 | 62.1028 | 67.4674 | 71.7114 | 74.4098 | 76.063 | 77.0917 | 77.2192 | 76.1901 | 73.8996 | 71.2163 | 68.2341 | 66.0634 | 64.494 | 62.9162 | 61.8739 | 0.067897 | 0.057779 | 0.062481 | 0.066583 | 0.077351 | 0.067547 | 0.062159 | 0.063262 | 0.069027 | 0.069495 | 0.070447 | 0.079736 | 0.078828 | 0.084313 | 0.087042 | 0.084369 | 0.081038 | 0.073839 | 0.065636 | 0.064048 | 0.060456 | 0.063586 | 0.065658 | 0.066774
Portfolio Adjusted1-in-10AllAll2023December Monthly Peak | Portfolio Adjusted | 1-in-10 | All | All | 2023 | December Monthly Peak | 12 | 5.5868 | 5.4413 | 5.337 | 5.3472 | 5.6513 | 6.5887 | 7.774 | 8.4715 | 9.2953 | 9.6423 | 9.711 | 9.532 | 9.1873 | 9.0076 | 8.6647 | 8.2233 | 8.0885 | 8.2023 | 7.9252 | 7.6085 | 7.2931 | 6.9461 | 6.4488 | 5.966 | 0.010841 | 0.0012391 | 0.0038528 | -0.0014635 | -0.0048628 | -0.017617 | 1.4793e-05 | 0.0017239 | -0.0076564 | -0.0062402 | 0.00063629 | 0.0082943 | 0.01688 | 0.050659 | 0.19233 | 0.18481 | 0.17158 | 0.15518 | 0.025718 | -0.002192 | -0.015427 | -0.017685 | -0.014532 | -0.02114 | 42.1524 | 41.4825 | 41.0331 | 40.6062 | 40.1321 | 39.4294 | 39.4039 | 39.34 | 40.0863 | 42.5861 | 45.2105 | 47.5312 | 48.9787 | 49.585 | 49.9465 | 49.9722 | 49.3317 | 47.8537 | 46.1783 | 45.0495 | 44.1214 | 43.1937 | 42.7027 | 42.2616 | 0.064218 | 0.054498 | 0.059216 | 0.062934 | 0.073564 | 0.064705 | 0.060549 | 0.06143 | 0.066447 | 0.065169 | 0.064096 | 0.070986 | 0.068434 | 0.072117 | 0.073683 | 0.072065 | 0.070987 | 0.066055 | 0.060125 | 0.05916 | 0.055947 | 0.059467 | 0.061492 | 0.062385
Portfolio Adjusted1-in-10AllAll2023Typical Event Day | Portfolio Adjusted | 1-in-10 | All | All | 2023 | Typical Event Day | 8 | 6.7481 | 6.4827 | 6.2833 | 6.2838 | 6.6165 | 7.546 | 8.6292 | 9.6969 | 10.9618 | 11.9774 | 12.8344 | 13.2724 | 13.3534 | 13.5181 | 13.4009 | 12.9654 | 12.2863 | 11.2486 | 10.2351 | 9.7917 | 9.5236 | 8.85 | 8.0235 | 7.4071 | -0.012604 | -0.0091534 | -0.008589 | -0.012854 | -0.019932 | -0.024711 | -0.020641 | -0.023531 | -0.0064234 | 0.0017814 | -0.016601 | -0.010724 | 0.0059315 | 0.060893 | 0.26135 | 0.26342 | 0.24379 | 0.20804 | 0.060768 | 0.0060619 | -0.0054091 | -0.011529 | -0.022191 | -0.024188 | 75.0829 | 73.957 | 72.8842 | 71.9884 | 71.1206 | 70.2333 | 69.6792 | 69.9548 | 72.909 | 77.787 | 82.6635 | 86.7986 | 89.8008 | 91.8215 | 92.9443 | 93.4034 | 93.4722 | 92.6815 | 91.2589 | 88.8027 | 85.2216 | 81.88 | 79.6241 | 77.9193 | 0.07259 | 0.061466 | 0.066527 | 0.071098 | 0.082034 | 0.071425 | 0.065579 | 0.067443 | 0.074265 | 0.075494 | 0.076857 | 0.086797 | 0.085021 | 0.090812 | 0.093765 | 0.091338 | 0.086673 | 0.0766 | 0.068375 | 0.067783 | 0.065573 | 0.069158 | 0.071007 | 0.072314
Portfolio Adjusted1-in-10AllAll2024January Monthly Peak | Portfolio Adjusted | 1-in-10 | All | All | 2024 | January Monthly Peak | 1 | 5.4486 | 5.3413 | 5.2454 | 5.2858 | 5.5956 | 6.6325 | 7.9768 | 8.7298 | 9.5802 | 9.9013 | 9.904 | 9.6814 | 9.2253 | 8.989 | 8.5666 | 8.0335 | 7.8497 | 8.0501 | 7.8838 | 7.5565 | 7.2383 | 6.8836 | 6.3959 | 5.8681 | 0.010521 | 0.0010371 | 0.0036037 | -0.001526 | -0.0049502 | -0.018053 | -0.00014365 | 0.0016274 | -0.0079169 | -0.006374 | 0.00061698 | 0.0084139 | 0.017138 | 0.05126 | 0.19291 | 0.18364 | 0.16837 | 0.15315 | 0.025525 | -0.0023966 | -0.015532 | -0.017725 | -0.014588 | -0.021274 | 39.3849 | 38.8783 | 38.283 | 37.5137 | 37.0321 | 36.5795 | 36.0554 | 35.7685 | 36.4043 | 39.2708 | 42.1721 | 44.5062 | 46.1815 | 47.3553 | 48.3519 | 48.5607 | 48.2497 | 47.2089 | 45.423 | 44.2474 | 43.2579 | 42.7497 | 42.1474 | 41.4908 | 0.063493 | 0.054056 | 0.058687 | 0.063079 | 0.074463 | 0.065753 | 0.062105 | 0.063454 | 0.068693 | 0.066775 | 0.065454 | 0.072323 | 0.069286 | 0.072839 | 0.074091 | 0.07231 | 0.070532 | 0.06599 | 0.060359 | 0.059256 | 0.055927 | 0.059416 | 0.061641 | 0.062653
Portfolio Adjusted1-in-10AllAll2024February Monthly Peak | Portfolio Adjusted | 1-in-10 | All | All | 2024 | February Monthly Peak | 2 | 5.539 | 5.3808 | 5.2639 | 5.3005 | 5.6107 | 6.504 | 7.6097 | 8.2222 | 8.9642 | 9.3429 | 9.5727 | 9.6192 | 9.4783 | 9.4819 | 9.2759 | 8.8336 | 8.4361 | 8.2494 | 8.15 | 7.7597 | 7.4067 | 6.9651 | 6.4043 | 5.9442 | 0.010475 | 0.00085315 | 0.0036276 | -0.0015868 | -0.0051168 | -0.017956 | -0.00011662 | 0.0017522 | -0.0077595 | -0.0062874 | 0.00073829 | 0.0088198 | 0.018092 | 0.053799 | 0.20607 | 0.19712 | 0.17857 | 0.15738 | 0.026603 | -0.0021993 | -0.015722 | -0.017943 | -0.014796 | -0.02148 | 46.8022 | 46.4009 | 46.0794 | 45.5915 | 45.331 | 44.7619 | 44.2003 | 44.375 | 45.568 | 48.9718 | 52.1617 | 54.9167 | 56.6712 | 57.6844 | 58.3178 | 58.552 | 57.8982 | 56.9086 | 54.8406 | 52.7261 | 51.2185 | 49.8815 | 48.7934 | 47.5295 | 0.064196 | 0.054644 | 0.059348 | 0.063811 | 0.074601 | 0.065504 | 0.061438 | 0.062157 | 0.067161 | 0.066 | 0.065658 | 0.07374 | 0.072025 | 0.076925 | 0.079534 | 0.077109 | 0.074223 | 0.067975 | 0.062078 | 0.060751 | 0.05734 | 0.060445 | 0.062331 | 0.063104
Portfolio Adjusted1-in-10AllAll2024March Monthly Peak | Portfolio Adjusted | 1-in-10 | All | All | 2024 | March Monthly Peak | 3 | 5.8176 | 5.6101 | 5.4488 | 5.4514 | 5.7386 | 6.5571 | 7.6672 | 8.2767 | 8.9752 | 9.5386 | 10.0669 | 10.3728 | 10.4834 | 10.6716 | 10.6097 | 10.2404 | 9.7062 | 9.0403 | 8.5556 | 8.425 | 8.037 | 7.488 | 6.8178 | 6.3245 | 0.011045 | 0.00099794 | 0.0037613 | -0.0016381 | -0.0053754 | -0.018281 | -0.00014372 | 0.0018197 | -0.0079471 | -0.0064501 | 0.00093655 | 0.0097108 | 0.020037 | 0.059184 | 0.22986 | 0.22197 | 0.20079 | 0.17049 | 0.028424 | -0.0019279 | -0.016609 | -0.018837 | -0.0156 | -0.022708 | 57.8004 | 56.5182 | 55.6787 | 54.9209 | 54.0579 | 53.1024 | 52.5191 | 53.0872 | 56.64 | 61.808 | 66.982 | 71.3409 | 74.2526 | 75.7811 | 76.5279 | 76.9425 | 76.5543 | 75.2776 | 72.7737 | 69.1807 | 65.971 | 63.0715 | 60.793 | 59.0805 | 0.06724 | 0.057164 | 0.061779 | 0.066131 | 0.076555 | 0.066666 | 0.062526 | 0.063432 | 0.068549 | 0.068525 | 0.069436 | 0.078794 | 0.078233 | 0.084081 | 0.087437 | 0.085069 | 0.081214 | 0.072424 | 0.065118 | 0.065174 | 0.061652 | 0.064524 | 0.066294 | 0.066786
Portfolio Adjusted1-in-10AllAll2024April Monthly Peak | Portfolio Adjusted | 1-in-10 | All | All | 2024 | April Monthly Peak | 4 | 6.0552 | 5.8319 | 5.6549 | 5.6527 | 5.9527 | 6.7789 | 7.7491 | 8.5549 | 9.5573 | 10.3857 | 11.1402 | 11.5637 | 11.7476 | 11.9339 | 11.8356 | 11.4188 | 10.7762 | 9.8832 | 9.0413 | 8.8879 | 8.5889 | 7.9746 | 7.2301 | 6.6817 | 0.0010143 | -0.0024122 | -0.0010379 | -0.0061381 | -0.011257 | -0.019361 | -0.0086888 | -0.010099 | -0.0077379 | -0.0038345 | -0.0078494 | -0.00072284 | 0.012369 | 0.06014 | 0.24363 | 0.24009 | 0.21972 | 0.18601 | 0.043051 | 0.002732 | -0.010066 | -0.01416 | -0.017668 | -0.022657 | 68.3354 | 66.8866 | 65.2392 | 63.912 | 62.7783 | 61.8151 | 61.2567 | 61.278 | 64.5279 | 70.5605 | 76.671 | 81.9662 | 85.192 | 87.0506 | 87.8928 | 88.4261 | 88.2997 | 87.6585 | 85.7779 | 82.4177 | 78.0033 | 74.1206 | 71.4644 | 69.8017 | 0.06506 | 0.055409 | 0.059942 | 0.064259 | 0.074451 | 0.064863 | 0.059749 | 0.061402 | 0.067738 | 0.068928 | 0.070503 | 0.079949 | 0.079586 | 0.085274 | 0.088392 | 0.085893 | 0.081654 | 0.071996 | 0.06346 | 0.063738 | 0.060981 | 0.063826 | 0.065349 | 0.065769
Portfolio Adjusted1-in-10AllAll2024May Monthly Peak | Portfolio Adjusted | 1-in-10 | All | All | 2024 | May Monthly Peak | 5 | 6.1577 | 5.9295 | 5.7523 | 5.7473 | 6.0697 | 6.905 | 7.7861 | 8.808 | 9.9418 | 10.8582 | 11.6546 | 12.0809 | 12.2204 | 12.3744 | 12.245 | 11.793 | 11.1193 | 10.1676 | 9.2635 | 8.9319 | 8.7806 | 8.1695 | 7.4063 | 6.8579 | -0.0038927 | -0.0052658 | -0.0039343 | -0.0084116 | -0.014108 | -0.02146 | -0.012607 | -0.013904 | -0.0069129 | -0.0013069 | -0.010242 | -0.003114 | 0.011375 | 0.061232 | 0.25108 | 0.24783 | 0.22654 | 0.19187 | 0.048394 | 0.0036208 | -0.008897 | -0.013695 | -0.019308 | -0.023147 | 70.8945 | 69.4393 | 68.045 | 66.9207 | 65.879 | 64.9984 | 64.5784 | 64.9547 | 68.4591 | 74.167 | 79.8691 | 84.0237 | 87.0734 | 89.0972 | 90.6203 | 91.3373 | 91.2199 | 90.3416 | 88.5251 | 86.0162 | 82.3845 | 78.388 | 75.4412 | 72.8641 | 0.065157 | 0.055468 | 0.060077 | 0.064416 | 0.074893 | 0.065392 | 0.059813 | 0.062395 | 0.069221 | 0.070792 | 0.072458 | 0.08217 | 0.081352 | 0.086924 | 0.089922 | 0.087076 | 0.082635 | 0.072609 | 0.063936 | 0.063307 | 0.061235 | 0.064379 | 0.065988 | 0.066742
Portfolio Adjusted1-in-10AllAll2024June Monthly Peak | Portfolio Adjusted | 1-in-10 | All | All | 2024 | June Monthly Peak | 6 | 6.4637 | 6.2192 | 6.0217 | 6.0073 | 6.3056 | 7.0956 | 8.0104 | 9.1122 | 10.2793 | 11.2274 | 12.0394 | 12.4497 | 12.5025 | 12.6432 | 12.522 | 12.1455 | 11.5306 | 10.5978 | 9.718 | 9.223 | 9.0643 | 8.4983 | 7.6935 | 7.1078 | -0.0041993 | -0.0052972 | -0.0040184 | -0.009288 | -0.015368 | -0.021648 | -0.012868 | -0.013907 | -0.006874 | -0.001132 | -0.010653 | -0.0028035 | 0.011759 | 0.060433 | 0.24939 | 0.24979 | 0.2309 | 0.19662 | 0.050996 | 0.0054368 | -0.0078513 | -0.013359 | -0.019554 | -0.023671 | 72.6412 | 71.3073 | 70.2564 | 69.1306 | 68.1749 | 66.9297 | 66.3399 | 67.2276 | 70.9276 | 76.0527 | 81.122 | 84.8924 | 87.414 | 89.1291 | 90.5025 | 91.1441 | 91.6244 | 91.0973 | 89.9562 | 87.8781 | 84.4003 | 80.5171 | 77.9606 | 76.1092 | 0.069276 | 0.058825 | 0.063452 | 0.06762 | 0.077723 | 0.067072 | 0.06091 | 0.063009 | 0.069391 | 0.070557 | 0.071995 | 0.081153 | 0.079246 | 0.084322 | 0.087025 | 0.085348 | 0.081751 | 0.072499 | 0.064933 | 0.06407 | 0.062438 | 0.066117 | 0.067767 | 0.068948
Portfolio Adjusted1-in-10AllAll2024July Monthly Peak | Portfolio Adjusted | 1-in-10 | All | All | 2024 | July Monthly Peak | 7 | 6.6438 | 6.3951 | 6.2136 | 6.1953 | 6.5157 | 7.4017 | 8.3877 | 9.478 | 10.6543 | 11.6206 | 12.4343 | 12.8327 | 12.9014 | 13.0565 | 12.9499 | 12.5792 | 11.9813 | 11.0292 | 10.0662 | 9.537 | 9.3565 | 8.7658 | 7.9396 | 7.322 | -0.0089629 | -0.0071415 | -0.0064754 | -0.011419 | -0.018148 | -0.02287 | -0.017203 | -0.019599 | -0.006621 | 0.00031168 | -0.014313 | -0.0076903 | 0.00786 | 0.05928 | 0.25154 | 0.25457 | 0.23747 | 0.20364 | 0.057386 | 0.0065454 | -0.0056026 | -0.011709 | -0.020846 | -0.023705 | 74.6969 | 73.6794 | 72.7164 | 71.8503 | 71.0972 | 70.3715 | 69.8487 | 70.151 | 73.3078 | 78.1409 | 82.807 | 86.3513 | 88.7722 | 90.468 | 91.6884 | 92.0668 | 92.3622 | 91.5309 | 89.8742 | 87.5964 | 84.6645 | 81.6548 | 79.5251 | 78.0712 | 0.070885 | 0.060202 | 0.065404 | 0.06953 | 0.080123 | 0.069512 | 0.063154 | 0.064679 | 0.070737 | 0.071784 | 0.072972 | 0.082045 | 0.080033 | 0.085293 | 0.088096 | 0.086584 | 0.083159 | 0.074255 | 0.066466 | 0.06564 | 0.063981 | 0.067814 | 0.06959 | 0.070722
Portfolio Adjusted1-in-10AllAll2024August Monthly Peak | Portfolio Adjusted | 1-in-10 | All | All | 2024 | August Monthly Peak | 8 | 6.7912 | 6.5245 | 6.3246 | 6.3251 | 6.6601 | 7.5987 | 8.6942 | 9.788 | 11.0911 | 12.1426 | 13.0249 | 13.4742 | 13.556 | 13.7149 | 13.5875 | 13.138 | 12.4472 | 11.3913 | 10.3541 | 9.9006 | 9.6198 | 8.9363 | 8.0993 | 7.4725 | -0.016901 | -0.01181 | -0.011235 | -0.014539 | -0.02194 | -0.026818 | -0.024153 | -0.026926 | -0.005632 | 0.0040369 | -0.018112 | -0.013073 | 0.004393 | 0.060412 | 0.26404 | 0.26662 | 0.24637 | 0.2106 | 0.063847 | 0.0052462 | -0.0055431 | -0.011769 | -0.023841 | -0.024645 | 75.8558 | 74.8912 | 73.8222 | 72.9952 | 72.2273 | 71.5894 | 71.0617 | 71.0539 | 73.7683 | 78.4995 | 82.9461 | 87.149 | 90.3342 | 92.4971 | 93.7002 | 94.1291 | 93.8251 | 92.9694 | 91.7779 | 89.2598 | 85.4368 | 82.3628 | 80.3812 | 78.6716 | 0.073762 | 0.06242 | 0.067582 | 0.07212 | 0.083103 | 0.072438 | 0.066474 | 0.068414 | 0.075446 | 0.076862 | 0.078394 | 0.088676 | 0.086742 | 0.092571 | 0.095421 | 0.092903 | 0.088105 | 0.077943 | 0.069636 | 0.068949 | 0.066718 | 0.070431 | 0.072292 | 0.073662
Portfolio Adjusted1-in-10AllAll2024September Monthly Peak | Portfolio Adjusted | 1-in-10 | All | All | 2024 | September Monthly Peak | 9 | 6.7572 | 6.5244 | 6.3426 | 6.3456 | 6.7035 | 7.6655 | 8.9141 | 9.9809 | 11.4575 | 12.6315 | 13.568 | 14.0397 | 14.1103 | 14.2561 | 14.0534 | 13.4927 | 12.6985 | 11.5551 | 10.5083 | 10.262 | 9.6865 | 8.9872 | 8.1024 | 7.4732 | -0.020104 | -0.012172 | -0.012602 | -0.015809 | -0.023589 | -0.026164 | -0.02757 | -0.033414 | -0.0063717 | 0.0039953 | -0.023917 | -0.020324 | -0.0013884 | 0.061153 | 0.27113 | 0.27406 | 0.25316 | 0.21575 | 0.070464 | 0.0066652 | -0.0025522 | -0.0093079 | -0.024319 | -0.0241 | 77.1375 | 75.9501 | 74.7419 | 73.9777 | 72.9831 | 72.0428 | 71.4666 | 71.3871 | 73.6326 | 78.4551 | 83.7788 | 88.8017 | 92.6826 | 95.1919 | 95.8864 | 96.2738 | 96.0772 | 95.1281 | 93.4272 | 90.4765 | 86.3848 | 82.9854 | 80.6296 | 78.8251 | 0.074952 | 0.063841 | 0.069401 | 0.0743 | 0.086417 | 0.074999 | 0.069594 | 0.072248 | 0.081375 | 0.083595 | 0.085289 | 0.096342 | 0.094395 | 0.10081 | 0.10401 | 0.10053 | 0.094659 | 0.082936 | 0.07362 | 0.073615 | 0.069714 | 0.073433 | 0.074796 | 0.075889
Portfolio Adjusted1-in-10AllAll2024October Monthly Peak | Portfolio Adjusted | 1-in-10 | All | All | 2024 | October Monthly Peak | 10 | 6.3648 | 6.1397 | 5.953 | 5.9351 | 6.2532 | 7.133 | 8.3595 | 9.1475 | 10.2577 | 11.2497 | 12.0863 | 12.5655 | 12.7141 | 12.9086 | 12.7797 | 12.2731 | 11.5181 | 10.5079 | 9.9214 | 9.5208 | 8.9529 | 8.318 | 7.5337 | 6.9627 | -0.0056682 | -0.0058899 | -0.0049208 | -0.0092647 | -0.015232 | -0.022383 | -0.014945 | -0.017148 | -0.0072358 | -0.0011556 | -0.012395 | -0.0062266 | 0.0089515 | 0.06244 | 0.25995 | 0.25732 | 0.23452 | 0.19885 | 0.053188 | 0.0033851 | -0.0086267 | -0.01347 | -0.020225 | -0.023561 | 72.8449 | 71.9254 | 70.9491 | 69.6312 | 68.6565 | 67.8079 | 67.4115 | 67.0845 | 67.9863 | 72.2063 | 77.3755 | 82.1455 | 85.5236 | 87.8959 | 89.0313 | 89.3876 | 88.7049 | 86.9963 | 84.3423 | 81.243 | 78.1732 | 75.9681 | 74.2672 | 72.8287 | 0.068808 | 0.058501 | 0.063076 | 0.067302 | 0.078061 | 0.067815 | 0.063226 | 0.064732 | 0.071851 | 0.073769 | 0.075623 | 0.086111 | 0.085475 | 0.091532 | 0.094826 | 0.091832 | 0.086473 | 0.075997 | 0.068469 | 0.067284 | 0.06333 | 0.066414 | 0.067996 | 0.068636
Portfolio Adjusted1-in-10AllAll2024November Monthly Peak | Portfolio Adjusted | 1-in-10 | All | All | 2024 | November Monthly Peak | 11 | 5.8272 | 5.6319 | 5.4883 | 5.4852 | 5.7979 | 6.6249 | 7.5252 | 8.2445 | 9.0764 | 9.6904 | 10.2231 | 10.4904 | 10.5583 | 10.6721 | 10.5049 | 10.0608 | 9.5634 | 9.3016 | 8.6756 | 8.2206 | 7.8034 | 7.2916 | 6.689 | 6.2618 | 0.011471 | 0.0013021 | 0.0040845 | -0.0016058 | -0.0054575 | -0.018564 | -9.525e-05 | 0.0018633 | -0.0080195 | -0.0065885 | 0.00096298 | 0.0098585 | 0.020273 | 0.059797 | 0.22967 | 0.22054 | 0.20021 | 0.17578 | 0.029017 | -0.0016099 | -0.016094 | -0.018385 | -0.015239 | -0.022554 | 60.8078 | 59.4783 | 58.4731 | 57.2075 | 56.3317 | 55.7253 | 55.2732 | 55.2669 | 57.6011 | 62.103 | 67.4676 | 71.7116 | 74.4101 | 76.0632 | 77.092 | 77.2194 | 76.1903 | 73.8998 | 71.2165 | 68.2343 | 66.0637 | 64.4943 | 62.9164 | 61.8742 | 0.068094 | 0.057946 | 0.062663 | 0.066777 | 0.077577 | 0.067742 | 0.062339 | 0.063446 | 0.069227 | 0.069697 | 0.070652 | 0.079968 | 0.079057 | 0.084558 | 0.087294 | 0.084614 | 0.081274 | 0.074053 | 0.065826 | 0.064234 | 0.060631 | 0.06377 | 0.065848 | 0.066968
Portfolio Adjusted1-in-10AllAll2024December Monthly Peak | Portfolio Adjusted | 1-in-10 | All | All | 2024 | December Monthly Peak | 12 | 5.596 | 5.4502 | 5.3457 | 5.3558 | 5.6606 | 6.5999 | 7.7873 | 8.4859 | 9.3103 | 9.6575 | 9.7262 | 9.5471 | 9.2019 | 9.0221 | 8.6786 | 8.2365 | 8.1012 | 8.2148 | 7.9374 | 7.6204 | 7.3045 | 6.9571 | 6.459 | 5.9758 | 0.010873 | 0.0012428 | 0.003864 | -0.0014678 | -0.004877 | -0.017669 | 1.4836e-05 | 0.0017289 | -0.0076787 | -0.0062584 | 0.00063815 | 0.0083185 | 0.016929 | 0.050807 | 0.19281 | 0.18526 | 0.17199 | 0.15555 | 0.025793 | -0.0021984 | -0.015472 | -0.017736 | -0.014574 | -0.021202 | 42.1526 | 41.4827 | 41.0333 | 40.6064 | 40.1323 | 39.4296 | 39.4041 | 39.3402 | 40.0865 | 42.5863 | 45.2106 | 47.5313 | 48.9789 | 49.5851 | 49.9466 | 49.9723 | 49.3319 | 47.8539 | 46.1784 | 45.0496 | 44.1216 | 43.1939 | 42.7029 | 42.2618 | 0.064404 | 0.054656 | 0.059388 | 0.063117 | 0.073778 | 0.064892 | 0.060725 | 0.061608 | 0.066639 | 0.065358 | 0.064281 | 0.071192 | 0.068633 | 0.072326 | 0.073897 | 0.072275 | 0.071193 | 0.066247 | 0.0603 | 0.059331 | 0.056109 | 0.05964 | 0.061671 | 0.062566
Portfolio Adjusted1-in-10AllAll2024Typical Event Day | Portfolio Adjusted | 1-in-10 | All | All | 2024 | Typical Event Day | 8 | 6.759 | 6.4933 | 6.2936 | 6.2942 | 6.6276 | 7.5591 | 8.6445 | 9.7138 | 10.9797 | 11.9961 | 12.8538 | 13.2919 | 13.3727 | 13.5374 | 13.4197 | 12.9833 | 12.3031 | 11.2642 | 10.25 | 9.8062 | 9.5378 | 8.8635 | 8.036 | 7.4191 | -0.012641 | -0.0091802 | -0.0086141 | -0.012891 | -0.01999 | -0.024783 | -0.020702 | -0.0236 | -0.0064421 | 0.0017866 | -0.016649 | -0.010755 | 0.0059488 | 0.061071 | 0.26197 | 0.26402 | 0.24433 | 0.20851 | 0.060945 | 0.0060796 | -0.0054249 | -0.011563 | -0.022255 | -0.024259 | 75.0828 | 73.957 | 72.8842 | 71.9884 | 71.1206 | 70.2333 | 69.6792 | 69.9549 | 72.9091 | 77.787 | 82.6635 | 86.7986 | 89.8008 | 91.8215 | 92.9444 | 93.4035 | 93.4722 | 92.6815 | 91.2589 | 88.8027 | 85.2216 | 81.88 | 79.6241 | 77.9193 | 0.0728 | 0.061643 | 0.066721 | 0.071305 | 0.082273 | 0.071632 | 0.065768 | 0.067639 | 0.07448 | 0.075712 | 0.077079 | 0.087048 | 0.085267 | 0.091075 | 0.094037 | 0.091602 | 0.086924 | 0.076822 | 0.068574 | 0.067979 | 0.065763 | 0.069358 | 0.071213 | 0.072524
Portfolio Adjusted1-in-10AllAll2025January Monthly Peak | Portfolio Adjusted | 1-in-10 | All | All | 2025 | January Monthly Peak | 1 | 5.4577 | 5.3502 | 5.254 | 5.2945 | 5.605 | 6.6438 | 7.9904 | 8.7446 | 9.5957 | 9.9168 | 9.9195 | 9.6967 | 9.2401 | 9.0037 | 8.5806 | 8.0468 | 7.8623 | 8.0625 | 7.8961 | 7.5684 | 7.2498 | 6.8946 | 6.4062 | 5.8779 | 0.010552 | 0.0010401 | 0.0036142 | -0.0015304 | -0.0049647 | -0.018105 | -0.00014407 | 0.0016321 | -0.00794 | -0.0063926 | 0.00061878 | 0.0084384 | 0.017188 | 0.051409 | 0.19339 | 0.18409 | 0.16877 | 0.15352 | 0.025599 | -0.0024036 | -0.015577 | -0.017777 | -0.01463 | -0.021336 | 39.3851 | 38.8786 | 38.2833 | 37.5139 | 37.0324 | 36.5798 | 36.0557 | 35.7688 | 36.4046 | 39.271 | 42.1723 | 44.5064 | 46.1818 | 47.3555 | 48.3521 | 48.561 | 48.25 | 47.2091 | 45.4232 | 44.2476 | 43.2581 | 42.75 | 42.1476 | 41.491 | 0.063677 | 0.054212 | 0.058857 | 0.063262 | 0.074679 | 0.065944 | 0.062285 | 0.063638 | 0.068893 | 0.066968 | 0.065644 | 0.072533 | 0.069487 | 0.073051 | 0.074307 | 0.072521 | 0.070738 | 0.066182 | 0.060535 | 0.059428 | 0.056089 | 0.059588 | 0.061819 | 0.062835
Portfolio Adjusted1-in-10AllAll2025February Monthly Peak | Portfolio Adjusted | 1-in-10 | All | All | 2025 | February Monthly Peak | 2 | 5.5483 | 5.3898 | 5.2726 | 5.3093 | 5.6202 | 6.5154 | 7.6232 | 8.2368 | 8.9795 | 9.3583 | 9.5884 | 9.6349 | 9.4937 | 9.4974 | 9.2909 | 8.8478 | 8.4494 | 8.2623 | 8.1626 | 7.7719 | 7.4184 | 6.9763 | 6.4148 | 5.9541 | 0.010506 | 0.00085563 | 0.0036381 | -0.0015915 | -0.0051318 | -0.018009 | -0.00011696 | 0.0017573 | -0.0077822 | -0.0063058 | 0.00074044 | 0.0088456 | 0.018145 | 0.053956 | 0.20658 | 0.1976 | 0.17899 | 0.15775 | 0.026681 | -0.0022058 | -0.015768 | -0.017995 | -0.014839 | -0.021542 | 46.8024 | 46.4011 | 46.0796 | 45.5917 | 45.3312 | 44.762 | 44.2004 | 44.3752 | 45.5681 | 48.972 | 52.1619 | 54.9169 | 56.6714 | 57.6846 | 58.318 | 58.5523 | 57.8984 | 56.9088 | 54.8408 | 52.7263 | 51.2187 | 49.8817 | 48.7936 | 47.5297 | 0.064382 | 0.054802 | 0.05952 | 0.063997 | 0.074818 | 0.065693 | 0.061616 | 0.062337 | 0.067356 | 0.066192 | 0.065848 | 0.073954 | 0.072234 | 0.077148 | 0.079765 | 0.077333 | 0.074439 | 0.068173 | 0.062258 | 0.060927 | 0.057507 | 0.060621 | 0.062512 | 0.063287
Portfolio Adjusted1-in-10AllAll2025March Monthly Peak | Portfolio Adjusted | 1-in-10 | All | All | 2025 | March Monthly Peak | 3 | 5.8273 | 5.6195 | 5.4579 | 5.4605 | 5.7484 | 6.5687 | 7.681 | 8.2917 | 8.991 | 9.5547 | 10.0836 | 10.3897 | 10.5003 | 10.6885 | 10.6262 | 10.2561 | 9.7209 | 9.0541 | 8.5689 | 8.4381 | 8.0496 | 7.4999 | 6.8289 | 6.335 | 0.011078 | 0.0010009 | 0.0037723 | -0.0016429 | -0.005391 | -0.018334 | -0.00014413 | 0.001825 | -0.0079703 | -0.0064689 | 0.00093929 | 0.0097391 | 0.020095 | 0.059357 | 0.23043 | 0.2225 | 0.20125 | 0.17089 | 0.028507 | -0.0019335 | -0.016658 | -0.018892 | -0.015645 | -0.022775 | 57.8006 | 56.5185 | 55.6789 | 54.9211 | 54.0582 | 53.1026 | 52.5194 | 53.0874 | 56.6402 | 61.8082 | 66.9822 | 71.341 | 74.2528 | 75.7813 | 76.5281 | 76.9427 | 76.5545 | 75.2777 | 72.7739 | 69.1809 | 65.9712 | 63.0717 | 60.7932 | 59.0807 | 0.067435 | 0.05733 | 0.061958 | 0.066323 | 0.076778 | 0.066859 | 0.062707 | 0.063616 | 0.068748 | 0.068724 | 0.069637 | 0.079023 | 0.07846 | 0.084325 | 0.087691 | 0.085316 | 0.08145 | 0.072634 | 0.065307 | 0.065363 | 0.061831 | 0.064711 | 0.066486 | 0.06698
Portfolio Adjusted1-in-10AllAll2025April Monthly Peak | Portfolio Adjusted | 1-in-10 | All | All | 2025 | April Monthly Peak | 4 | 6.0651 | 5.8416 | 5.6643 | 5.662 | 5.9628 | 6.7909 | 7.7631 | 8.5704 | 9.5737 | 10.4028 | 11.158 | 11.5818 | 11.7657 | 11.9522 | 11.8533 | 11.4356 | 10.7919 | 9.8979 | 9.0551 | 8.9015 | 8.6022 | 7.9872 | 7.2417 | 6.6927 | 0.0010173 | -0.0024192 | -0.0010409 | -0.006156 | -0.01129 | -0.019418 | -0.0087141 | -0.010128 | -0.0077604 | -0.0038457 | -0.0078723 | -0.00072495 | 0.012405 | 0.060315 | 0.24422 | 0.24065 | 0.22023 | 0.18645 | 0.043176 | 0.00274 | -0.010096 | -0.014202 | -0.01772 | -0.022723 | 68.3356 | 66.8867 | 65.2394 | 63.9122 | 62.7785 | 61.8153 | 61.2569 | 61.2782 | 64.5281 | 70.5607 | 76.6712 | 81.9663 | 85.1922 | 87.0507 | 87.8929 | 88.4262 | 88.2998 | 87.6586 | 85.778 | 82.4177 | 78.0034 | 74.1206 | 71.4644 | 69.8018 | 0.065249 | 0.055569 | 0.060116 | 0.064446 | 0.074667 | 0.065051 | 0.059922 | 0.06158 | 0.067935 | 0.069128 | 0.070707 | 0.08018 | 0.079816 | 0.085521 | 0.088648 | 0.086142 | 0.081891 | 0.072205 | 0.063644 | 0.063923 | 0.061158 | 0.064012 | 0.065539 | 0.06596
Portfolio Adjusted1-in-10AllAll2025May Monthly Peak | Portfolio Adjusted | 1-in-10 | All | All | 2025 | May Monthly Peak | 5 | 6.1677 | 5.9392 | 5.7617 | 5.7567 | 6.0799 | 6.9171 | 7.8002 | 8.8237 | 9.9587 | 10.8759 | 11.673 | 12.0995 | 12.239 | 12.3931 | 12.2632 | 11.8102 | 11.1353 | 10.1825 | 9.2775 | 8.9455 | 8.794 | 8.1822 | 7.4181 | 6.8691 | -0.003904 | -0.0052812 | -0.0039458 | -0.0084362 | -0.01415 | -0.021523 | -0.012644 | -0.013945 | -0.0069331 | -0.0013107 | -0.010272 | -0.0031231 | 0.011408 | 0.06141 | 0.25168 | 0.24841 | 0.22706 | 0.19231 | 0.048536 | 0.0036314 | -0.0089229 | -0.013735 | -0.019364 | -0.023215 | 70.8945 | 69.4393 | 68.045 | 66.9207 | 65.879 | 64.9984 | 64.5785 | 64.9548 | 68.4592 | 74.1671 | 79.8692 | 84.0238 | 87.0735 | 89.0973 | 90.6204 | 91.3373 | 91.2199 | 90.3416 | 88.5251 | 86.0162 | 82.3845 | 78.388 | 75.4412 | 72.8642 | 0.065346 | 0.055628 | 0.060251 | 0.064603 | 0.075111 | 0.065581 | 0.059986 | 0.062576 | 0.069422 | 0.070997 | 0.072667 | 0.082407 | 0.081587 | 0.087176 | 0.090182 | 0.087328 | 0.082875 | 0.072819 | 0.064122 | 0.063491 | 0.061413 | 0.064566 | 0.066179 | 0.066936
Portfolio Adjusted1-in-10AllAll2025June Monthly Peak | Portfolio Adjusted | 1-in-10 | All | All | 2025 | June Monthly Peak | 6 | 6.4743 | 6.2294 | 6.0316 | 6.0173 | 6.3162 | 7.108 | 8.0248 | 9.1281 | 10.2963 | 11.245 | 12.0576 | 12.4681 | 12.5205 | 12.6613 | 12.5396 | 12.1623 | 11.5464 | 10.6127 | 9.7322 | 9.2368 | 9.0779 | 8.5113 | 7.7056 | 7.1193 | -0.0042116 | -0.0053127 | -0.0040302 | -0.0093151 | -0.015413 | -0.021711 | -0.012906 | -0.013948 | -0.0068941 | -0.0011353 | -0.010684 | -0.0028116 | 0.011793 | 0.06061 | 0.24998 | 0.25036 | 0.23141 | 0.19707 | 0.051144 | 0.0054527 | -0.0078742 | -0.013398 | -0.019611 | -0.02374 | 72.6411 | 71.3072 | 70.2563 | 69.1306 | 68.1748 | 66.9296 | 66.3399 | 67.2275 | 70.9276 | 76.0526 | 81.1219 | 84.8924 | 87.414 | 89.1291 | 90.5025 | 91.144 | 91.6244 | 91.0973 | 89.9561 | 87.8781 | 84.4002 | 80.5171 | 77.9606 | 76.1092 | 0.069477 | 0.058995 | 0.063636 | 0.067817 | 0.077949 | 0.067266 | 0.061086 | 0.063191 | 0.069592 | 0.070761 | 0.072202 | 0.081388 | 0.079475 | 0.084566 | 0.087277 | 0.085595 | 0.081987 | 0.072709 | 0.065121 | 0.064256 | 0.062618 | 0.066308 | 0.067964 | 0.069148
Portfolio Adjusted1-in-10AllAll2025July Monthly Peak | Portfolio Adjusted | 1-in-10 | All | All | 2025 | July Monthly Peak | 7 | 6.6546 | 6.4055 | 6.2238 | 6.2055 | 6.5266 | 7.4145 | 8.4026 | 9.4943 | 10.6715 | 11.6385 | 12.4527 | 12.8512 | 12.9196 | 13.0748 | 12.9677 | 12.5962 | 11.9975 | 11.0444 | 10.0806 | 9.5511 | 9.3704 | 8.7791 | 7.952 | 7.3337 | -0.008989 | -0.0071623 | -0.0064943 | -0.011452 | -0.018201 | -0.022937 | -0.017253 | -0.019657 | -0.0066403 | 0.00031259 | -0.014355 | -0.0077127 | 0.007883 | 0.059453 | 0.25213 | 0.25515 | 0.238 | 0.20411 | 0.057554 | 0.0065645 | -0.0056189 | -0.011743 | -0.020907 | -0.023774 | 74.6968 | 73.6793 | 72.7164 | 71.8503 | 71.0972 | 70.3715 | 69.8487 | 70.151 | 73.3077 | 78.1408 | 82.8069 | 86.3512 | 88.7721 | 90.4679 | 91.6884 | 92.0668 | 92.3622 | 91.5309 | 89.8742 | 87.5964 | 84.6645 | 81.6547 | 79.525 | 78.0712 | 0.071091 | 0.060376 | 0.065594 | 0.069732 | 0.080356 | 0.069712 | 0.063336 | 0.064866 | 0.070942 | 0.071992 | 0.073182 | 0.082282 | 0.080264 | 0.085539 | 0.088351 | 0.086835 | 0.0834 | 0.07447 | 0.066658 | 0.06583 | 0.064166 | 0.068011 | 0.069792 | 0.070927
Portfolio Adjusted1-in-10AllAll2025August Monthly Peak | Portfolio Adjusted | 1-in-10 | All | All | 2025 | August Monthly Peak | 8 | 6.8022 | 6.5352 | 6.3349 | 6.3356 | 6.6713 | 7.6119 | 8.7096 | 9.805 | 11.1092 | 12.1615 | 13.0445 | 13.494 | 13.5755 | 13.7345 | 13.6066 | 13.1562 | 12.4641 | 11.4072 | 10.3691 | 9.9152 | 9.6341 | 8.9499 | 8.1119 | 7.4846 | -0.01695 | -0.011844 | -0.011268 | -0.014581 | -0.022004 | -0.026896 | -0.024224 | -0.027004 | -0.0056484 | 0.0040486 | -0.018165 | -0.013111 | 0.0044058 | 0.060589 | 0.26467 | 0.26723 | 0.24692 | 0.21108 | 0.064034 | 0.0052615 | -0.0055593 | -0.011803 | -0.02391 | -0.024717 | 75.8558 | 74.8912 | 73.8222 | 72.9952 | 72.2273 | 71.5894 | 71.0618 | 71.054 | 73.7684 | 78.4995 | 82.9461 | 87.149 | 90.3342 | 92.4972 | 93.7003 | 94.1292 | 93.8251 | 92.9694 | 91.7779 | 89.2598 | 85.4368 | 82.3628 | 80.3812 | 78.6715 | 0.073976 | 0.062601 | 0.067778 | 0.072329 | 0.083345 | 0.072647 | 0.066666 | 0.068612 | 0.075664 | 0.077084 | 0.07862 | 0.088932 | 0.086993 | 0.092839 | 0.095697 | 0.093172 | 0.08836 | 0.078169 | 0.069838 | 0.069149 | 0.066911 | 0.070635 | 0.072502 | 0.073876
Portfolio Adjusted1-in-10AllAll2025September Monthly Peak | Portfolio Adjusted | 1-in-10 | All | All | 2025 | September Monthly Peak | 9 | 6.7682 | 6.5351 | 6.353 | 6.3561 | 6.7148 | 7.6789 | 8.9298 | 9.9984 | 11.4765 | 12.6515 | 13.5888 | 14.0607 | 14.131 | 14.2768 | 14.0735 | 13.5117 | 12.7162 | 11.5714 | 10.5237 | 10.2773 | 9.7011 | 9.001 | 8.1152 | 7.4854 | -0.020163 | -0.012207 | -0.012639 | -0.015855 | -0.023658 | -0.026241 | -0.02765 | -0.033511 | -0.0063903 | 0.0040069 | -0.023987 | -0.020384 | -0.0013925 | 0.061331 | 0.27177 | 0.27469 | 0.25373 | 0.21625 | 0.07067 | 0.0066847 | -0.0025597 | -0.009335 | -0.02439 | -0.02417 | 77.1376 | 75.9502 | 74.742 | 73.9778 | 72.9832 | 72.043 | 71.4667 | 71.3872 | 73.6327 | 78.4552 | 83.7789 | 88.8018 | 92.6827 | 95.192 | 95.8865 | 96.274 | 96.0773 | 95.1282 | 93.4273 | 90.4766 | 86.3849 | 82.9855 | 80.6297 | 78.8252 | 0.07517 | 0.064025 | 0.069603 | 0.074516 | 0.086668 | 0.075215 | 0.069796 | 0.072458 | 0.081611 | 0.083837 | 0.085536 | 0.096621 | 0.094668 | 0.1011 | 0.10431 | 0.10083 | 0.094934 | 0.083177 | 0.073833 | 0.073828 | 0.069916 | 0.073646 | 0.075013 | 0.07611
Portfolio Adjusted1-in-10AllAll2025October Monthly Peak | Portfolio Adjusted | 1-in-10 | All | All | 2025 | October Monthly Peak | 10 | 6.3753 | 6.15 | 5.9629 | 5.945 | 6.2638 | 7.1455 | 8.3744 | 9.1638 | 10.2752 | 11.2681 | 12.1055 | 12.5851 | 12.7337 | 12.9283 | 12.7988 | 12.2911 | 11.5348 | 10.5234 | 9.9364 | 9.5353 | 8.9668 | 8.3311 | 7.5458 | 6.9742 | -0.0056847 | -0.0059071 | -0.0049352 | -0.0092917 | -0.015276 | -0.022448 | -0.014988 | -0.017198 | -0.0072569 | -0.001159 | -0.012431 | -0.0062448 | 0.0089776 | 0.062622 | 0.26058 | 0.25792 | 0.23505 | 0.19932 | 0.053343 | 0.0033949 | -0.0086518 | -0.013509 | -0.020284 | -0.02363 | 72.845 | 71.9255 | 70.9492 | 69.6313 | 68.6566 | 67.808 | 67.4117 | 67.0846 | 67.9865 | 72.2064 | 77.3755 | 82.1456 | 85.5237 | 87.896 | 89.0314 | 89.3876 | 88.7049 | 86.9963 | 84.3424 | 81.243 | 78.1733 | 75.9681 | 74.2673 | 72.8288 | 0.069008 | 0.05867 | 0.063259 | 0.067498 | 0.078288 | 0.068011 | 0.063409 | 0.06492 | 0.072059 | 0.073982 | 0.075842 | 0.08636 | 0.085723 | 0.091797 | 0.095101 | 0.092099 | 0.086724 | 0.076217 | 0.068668 | 0.067479 | 0.063514 | 0.066607 | 0.068193 | 0.068836
Portfolio Adjusted1-in-10AllAll2025November Monthly Peak | Portfolio Adjusted | 1-in-10 | All | All | 2025 | November Monthly Peak | 11 | 5.837 | 5.6414 | 5.4975 | 5.4944 | 5.8078 | 6.6367 | 7.539 | 8.2596 | 9.0923 | 9.7068 | 10.24 | 10.5075 | 10.5753 | 10.6892 | 10.5214 | 10.0764 | 9.5781 | 9.3158 | 8.689 | 8.2335 | 7.8158 | 7.3034 | 6.7001 | 6.2724 | 0.011505 | 0.0013059 | 0.0040964 | -0.0016105 | -0.0054734 | -0.018618 | -9.5527e-05 | 0.0018687 | -0.008043 | -0.0066077 | 0.00096579 | 0.0098873 | 0.020332 | 0.059972 | 0.23024 | 0.22106 | 0.20068 | 0.1762 | 0.029102 | -0.0016146 | -0.016141 | -0.018438 | -0.015284 | -0.02262 | 60.808 | 59.4785 | 58.4734 | 57.2077 | 56.332 | 55.7256 | 55.2735 | 55.2672 | 57.6014 | 62.1033 | 67.4679 | 71.7119 | 74.4103 | 76.0635 | 77.0922 | 77.2197 | 76.1905 | 73.9 | 71.2167 | 68.2346 | 66.0639 | 64.4945 | 62.9166 | 61.8744 | 0.068292 | 0.058114 | 0.062845 | 0.066971 | 0.077802 | 0.067938 | 0.06252 | 0.06363 | 0.069428 | 0.069899 | 0.070857 | 0.0802 | 0.079286 | 0.084804 | 0.087548 | 0.08486 | 0.08151 | 0.074268 | 0.066018 | 0.064421 | 0.060807 | 0.063956 | 0.06604 | 0.067162
Portfolio Adjusted1-in-10AllAll2025December Monthly Peak | Portfolio Adjusted | 1-in-10 | All | All | 2025 | December Monthly Peak | 12 | 5.6052 | 5.4592 | 5.3544 | 5.3645 | 5.67 | 6.6111 | 7.8006 | 8.5003 | 9.3255 | 9.6727 | 9.7415 | 9.5621 | 9.2166 | 9.0366 | 8.6926 | 8.2497 | 8.114 | 8.2274 | 7.9497 | 7.6323 | 7.316 | 6.9681 | 6.4693 | 5.9856 | 0.010905 | 0.0012464 | 0.0038753 | -0.0014721 | -0.0048912 | -0.01772 | 1.488e-05 | 0.001734 | -0.0077011 | -0.0062767 | 0.00064001 | 0.0083428 | 0.016979 | 0.050956 | 0.19329 | 0.18571 | 0.17239 | 0.15591 | 0.025868 | -0.0022048 | -0.015517 | -0.017788 | -0.014617 | -0.021264 | 42.1528 | 41.4829 | 41.0335 | 40.6066 | 40.1325 | 39.4298 | 39.4043 | 39.3404 | 40.0867 | 42.5865 | 45.2108 | 47.5315 | 48.979 | 49.5853 | 49.9467 | 49.9725 | 49.332 | 47.854 | 46.1786 | 45.0498 | 44.1218 | 43.1941 | 42.703 | 42.262 | 0.064591 | 0.054814 | 0.059561 | 0.063301 | 0.073993 | 0.065079 | 0.0609 | 0.061787 | 0.066832 | 0.065547 | 0.064467 | 0.071399 | 0.068832 | 0.072536 | 0.074112 | 0.072485 | 0.0714 | 0.066439 | 0.060475 | 0.059504 | 0.056272 | 0.059813 | 0.06185 | 0.062748
Portfolio Adjusted1-in-10AllAll2025Typical Event Day | Portfolio Adjusted | 1-in-10 | All | All | 2025 | Typical Event Day | 8 | 6.77 | 6.504 | 6.3039 | 6.3046 | 6.6387 | 7.5722 | 8.6599 | 9.7308 | 10.9978 | 12.0148 | 12.8731 | 13.3114 | 13.3919 | 13.5567 | 13.4386 | 13.0013 | 12.3199 | 11.2799 | 10.2648 | 9.8207 | 9.552 | 8.877 | 8.0486 | 7.431 | -0.012678 | -0.0092069 | -0.0086393 | -0.012929 | -0.020049 | -0.024856 | -0.020762 | -0.023669 | -0.0064609 | 0.0017918 | -0.016698 | -0.010787 | 0.0059662 | 0.061249 | 0.26259 | 0.26463 | 0.24488 | 0.20899 | 0.061123 | 0.0060973 | -0.0054407 | -0.011597 | -0.02232 | -0.024329 | 75.0828 | 73.957 | 72.8842 | 71.9885 | 71.1206 | 70.2334 | 69.6793 | 69.9549 | 72.9091 | 77.787 | 82.6635 | 86.7986 | 89.8008 | 91.8215 | 92.9444 | 93.4035 | 93.4722 | 92.6815 | 91.2589 | 88.8027 | 85.2216 | 81.88 | 79.6241 | 77.9193 | 0.073012 | 0.061822 | 0.066915 | 0.071512 | 0.082512 | 0.071839 | 0.065959 | 0.067835 | 0.074696 | 0.075931 | 0.077301 | 0.087299 | 0.085513 | 0.091338 | 0.094309 | 0.091868 | 0.087176 | 0.077045 | 0.068772 | 0.068176 | 0.065953 | 0.06956 | 0.071419 | 0.072734
Portfolio Adjusted1-in-10AllAll2026January Monthly Peak | Portfolio Adjusted | 1-in-10 | All | All | 2026 | January Monthly Peak | 1 | 5.4669 | 5.3591 | 5.2626 | 5.3032 | 5.6145 | 6.6552 | 8.004 | 8.7595 | 9.6113 | 9.9324 | 9.9351 | 9.7121 | 9.255 | 9.0184 | 8.5947 | 8.0601 | 7.875 | 8.0751 | 7.9084 | 7.5803 | 7.2612 | 6.9056 | 6.4165 | 5.8877 | 0.010583 | 0.0010431 | 0.0036248 | -0.0015349 | -0.0049791 | -0.018158 | -0.00014449 | 0.0016369 | -0.0079631 | -0.0064113 | 0.00062058 | 0.008463 | 0.017238 | 0.051559 | 0.19387 | 0.18455 | 0.16917 | 0.15388 | 0.025674 | -0.0024106 | -0.015623 | -0.017829 | -0.014673 | -0.021398 | 39.3853 | 38.8788 | 38.2836 | 37.5142 | 37.0327 | 36.5801 | 36.056 | 35.7691 | 36.4049 | 39.2713 | 42.1725 | 44.5067 | 46.182 | 47.3557 | 48.3523 | 48.5612 | 48.2502 | 47.2093 | 45.4234 | 44.2479 | 43.2583 | 42.7502 | 42.1479 | 41.4912 | 0.063862 | 0.054369 | 0.059029 | 0.063446 | 0.074897 | 0.066134 | 0.062465 | 0.063823 | 0.069092 | 0.067162 | 0.065834 | 0.072743 | 0.069689 | 0.073263 | 0.074523 | 0.072732 | 0.070943 | 0.066374 | 0.06071 | 0.059601 | 0.056252 | 0.059761 | 0.061999 | 0.063017
Portfolio Adjusted1-in-10AllAll2026February Monthly Peak | Portfolio Adjusted | 1-in-10 | All | All | 2026 | February Monthly Peak | 2 | 5.5576 | 5.3988 | 5.2814 | 5.3181 | 5.6297 | 6.5267 | 7.6367 | 8.2515 | 8.9949 | 9.3738 | 9.6041 | 9.6506 | 9.5092 | 9.5129 | 9.3059 | 8.8619 | 8.4627 | 8.2752 | 8.1753 | 7.7841 | 7.4302 | 6.9875 | 6.4252 | 5.9641 | 0.010536 | 0.00085813 | 0.0036488 | -0.0015961 | -0.0051467 | -0.018061 | -0.0001173 | 0.0017625 | -0.0078049 | -0.0063242 | 0.0007426 | 0.0088714 | 0.018198 | 0.054113 | 0.2071 | 0.19808 | 0.17941 | 0.15813 | 0.026759 | -0.0022122 | -0.015814 | -0.018048 | -0.014883 | -0.021605 | 46.8026 | 46.4012 | 46.0797 | 45.5918 | 45.3313 | 44.7621 | 44.2006 | 44.3753 | 45.5683 | 48.9721 | 52.1621 | 54.9171 | 56.6716 | 57.6848 | 58.3182 | 58.5525 | 57.8986 | 56.909 | 54.841 | 52.7265 | 51.2189 | 49.8819 | 48.7939 | 47.5299 | 0.064569 | 0.054961 | 0.059694 | 0.064183 | 0.075035 | 0.065883 | 0.061795 | 0.062518 | 0.067551 | 0.066384 | 0.066039 | 0.074169 | 0.072443 | 0.077373 | 0.079997 | 0.077558 | 0.074656 | 0.068371 | 0.062439 | 0.061104 | 0.057674 | 0.060797 | 0.062693 | 0.063471
Portfolio Adjusted1-in-10AllAll2026March Monthly Peak | Portfolio Adjusted | 1-in-10 | All | All | 2026 | March Monthly Peak | 3 | 5.837 | 5.6289 | 5.467 | 5.4696 | 5.7582 | 6.5803 | 7.6948 | 8.3067 | 9.0067 | 9.5708 | 10.1002 | 10.4065 | 10.5171 | 10.7055 | 10.6428 | 10.2717 | 9.7356 | 9.068 | 8.5822 | 8.4513 | 8.0623 | 7.5119 | 6.8401 | 6.3456 | 0.01111 | 0.0010038 | 0.0037833 | -0.0016476 | -0.0054068 | -0.018388 | -0.00014456 | 0.0018303 | -0.0079935 | -0.0064878 | 0.00094203 | 0.0097676 | 0.020154 | 0.05953 | 0.23099 | 0.22303 | 0.20172 | 0.17129 | 0.02859 | -0.0019392 | -0.016706 | -0.018948 | -0.015691 | -0.022841 | 57.8008 | 56.5187 | 55.6791 | 54.9213 | 54.0584 | 53.1028 | 52.5196 | 53.0876 | 56.6404 | 61.8084 | 66.9824 | 71.3412 | 74.253 | 75.7815 | 76.5283 | 76.9429 | 76.5546 | 75.2779 | 72.7741 | 69.1811 | 65.9714 | 63.0719 | 60.7934 | 59.0809 | 0.067631 | 0.057496 | 0.062139 | 0.066516 | 0.077001 | 0.067052 | 0.062889 | 0.063801 | 0.068948 | 0.068924 | 0.069839 | 0.079252 | 0.078687 | 0.08457 | 0.087946 | 0.085564 | 0.081687 | 0.072845 | 0.065497 | 0.065553 | 0.06201 | 0.064899 | 0.06668 | 0.067174
Portfolio Adjusted1-in-10AllAll2026April Monthly Peak | Portfolio Adjusted | 1-in-10 | All | All | 2026 | April Monthly Peak | 4 | 6.0751 | 5.8513 | 5.6737 | 5.6715 | 5.9729 | 6.8028 | 7.7771 | 8.5858 | 9.5902 | 10.42 | 11.1759 | 11.6 | 11.7839 | 11.9705 | 11.8712 | 11.4524 | 10.8077 | 9.9126 | 9.069 | 8.9151 | 8.6154 | 7.9997 | 7.2533 | 6.7037 | 0.0010202 | -0.0024263 | -0.001044 | -0.006174 | -0.011323 | -0.019474 | -0.0087396 | -0.010158 | -0.0077831 | -0.003857 | -0.0078953 | -0.00072706 | 0.012441 | 0.060491 | 0.24481 | 0.24121 | 0.22073 | 0.18689 | 0.043302 | 0.002748 | -0.010125 | -0.014243 | -0.017772 | -0.02279 | 68.3357 | 66.8869 | 65.2396 | 63.9124 | 62.7787 | 61.8156 | 61.2571 | 61.2784 | 64.5283 | 70.5608 | 76.6713 | 81.9664 | 85.1923 | 87.0509 | 87.893 | 88.4264 | 88.2999 | 87.6587 | 85.7781 | 82.4178 | 78.0034 | 74.1207 | 71.4645 | 69.8018 | 0.065438 | 0.055729 | 0.060291 | 0.064633 | 0.074885 | 0.065238 | 0.060095 | 0.061759 | 0.068132 | 0.069328 | 0.070911 | 0.080413 | 0.080048 | 0.085769 | 0.088905 | 0.086392 | 0.082129 | 0.072415 | 0.063829 | 0.064109 | 0.061335 | 0.064198 | 0.065729 | 0.066152
Portfolio Adjusted1-in-10AllAll2026May Monthly Peak | Portfolio Adjusted | 1-in-10 | All | All | 2026 | May Monthly Peak | 5 | 6.1778 | 5.9489 | 5.7712 | 5.7662 | 6.0901 | 6.9292 | 7.8143 | 8.8395 | 9.9756 | 10.8936 | 11.6915 | 12.1183 | 12.2577 | 12.4118 | 12.2815 | 11.8274 | 11.1514 | 10.1975 | 9.2915 | 8.9592 | 8.8074 | 8.1949 | 7.4298 | 6.8803 | -0.0039154 | -0.0052966 | -0.0039573 | -0.0084608 | -0.014191 | -0.021586 | -0.012681 | -0.013986 | -0.0069533 | -0.0013145 | -0.010302 | -0.0031322 | 0.011442 | 0.06159 | 0.25229 | 0.24899 | 0.22757 | 0.19276 | 0.048677 | 0.0036419 | -0.008949 | -0.013775 | -0.019421 | -0.023283 | 70.8945 | 69.4393 | 68.045 | 66.9208 | 65.8791 | 64.9985 | 64.5786 | 64.9549 | 68.4592 | 74.1671 | 79.8692 | 84.0239 | 87.0736 | 89.0973 | 90.6204 | 91.3374 | 91.22 | 90.3416 | 88.5252 | 86.0162 | 82.3845 | 78.3881 | 75.4413 | 72.8643 | 0.065535 | 0.055789 | 0.060426 | 0.064791 | 0.075329 | 0.06577 | 0.060159 | 0.062758 | 0.069624 | 0.071202 | 0.072878 | 0.082646 | 0.081823 | 0.087428 | 0.090444 | 0.087582 | 0.083116 | 0.073031 | 0.064308 | 0.063675 | 0.061591 | 0.064754 | 0.066371 | 0.06713
Portfolio Adjusted1-in-10AllAll2026June Monthly Peak | Portfolio Adjusted | 1-in-10 | All | All | 2026 | June Monthly Peak | 6 | 6.4848 | 6.2396 | 6.0416 | 6.0272 | 6.3269 | 7.1205 | 8.0392 | 9.1441 | 10.3133 | 11.2627 | 12.076 | 12.4865 | 12.5387 | 12.6794 | 12.5573 | 12.1792 | 11.5623 | 10.6276 | 9.7464 | 9.2506 | 9.0916 | 8.5243 | 7.7176 | 7.1308 | -0.0042239 | -0.0053282 | -0.0040419 | -0.0093423 | -0.015458 | -0.021775 | -0.012944 | -0.013988 | -0.0069142 | -0.0011386 | -0.010715 | -0.0028199 | 0.011827 | 0.060787 | 0.25058 | 0.25094 | 0.23193 | 0.19752 | 0.051294 | 0.0054686 | -0.0078972 | -0.013437 | -0.019668 | -0.02381 | 72.641 | 71.3071 | 70.2562 | 69.1305 | 68.1747 | 66.9295 | 66.3398 | 67.2275 | 70.9275 | 76.0525 | 81.1219 | 84.8923 | 87.414 | 89.1291 | 90.5025 | 91.144 | 91.6244 | 91.0973 | 89.9561 | 87.8781 | 84.4002 | 80.517 | 77.9605 | 76.1091 | 0.069679 | 0.059166 | 0.063821 | 0.068014 | 0.078175 | 0.06746 | 0.061263 | 0.063375 | 0.069793 | 0.070966 | 0.072411 | 0.081623 | 0.079704 | 0.08481 | 0.08753 | 0.085843 | 0.082225 | 0.07292 | 0.06531 | 0.064442 | 0.0628 | 0.066501 | 0.068161 | 0.069348
Portfolio Adjusted1-in-10AllAll2026July Monthly Peak | Portfolio Adjusted | 1-in-10 | All | All | 2026 | July Monthly Peak | 7 | 6.6653 | 6.416 | 6.2339 | 6.2157 | 6.5376 | 7.4274 | 8.4175 | 9.5106 | 10.6888 | 11.6564 | 12.4712 | 12.8698 | 12.9379 | 13.0931 | 12.9855 | 12.6134 | 12.0137 | 11.0597 | 10.0952 | 9.5652 | 9.3843 | 8.7924 | 7.9643 | 7.3454 | -0.0090152 | -0.0071832 | -0.0065133 | -0.011485 | -0.018254 | -0.023004 | -0.017304 | -0.019714 | -0.0066597 | 0.0003135 | -0.014397 | -0.0077352 | 0.007906 | 0.059626 | 0.25272 | 0.25573 | 0.23853 | 0.20457 | 0.057722 | 0.0065837 | -0.0056353 | -0.011777 | -0.020968 | -0.023844 | 74.6968 | 73.6793 | 72.7163 | 71.8502 | 71.0971 | 70.3715 | 69.8486 | 70.151 | 73.3077 | 78.1408 | 82.8068 | 86.3512 | 88.7721 | 90.4679 | 91.6883 | 92.0668 | 92.3622 | 91.5309 | 89.8741 | 87.5963 | 84.6644 | 81.6547 | 79.525 | 78.0711 | 0.071297 | 0.06055 | 0.065784 | 0.069935 | 0.08059 | 0.069914 | 0.06352 | 0.065054 | 0.071147 | 0.0722 | 0.073393 | 0.082519 | 0.080496 | 0.085786 | 0.088606 | 0.087086 | 0.083641 | 0.074686 | 0.066852 | 0.066021 | 0.064352 | 0.068208 | 0.069994 | 0.071133
Portfolio Adjusted1-in-10AllAll2026August Monthly Peak | Portfolio Adjusted | 1-in-10 | All | All | 2026 | August Monthly Peak | 8 | 6.8133 | 6.5459 | 6.3453 | 6.346 | 6.6825 | 7.6251 | 8.7251 | 9.8221 | 11.1274 | 12.1805 | 13.0641 | 13.5138 | 13.5951 | 13.7541 | 13.6257 | 13.1744 | 12.4812 | 11.4231 | 10.3841 | 9.9299 | 9.6485 | 8.9635 | 8.1246 | 7.4966 | -0.016999 | -0.011879 | -0.011301 | -0.014624 | -0.022068 | -0.026975 | -0.024294 | -0.027083 | -0.0056649 | 0.0040605 | -0.018218 | -0.01315 | 0.0044187 | 0.060765 | 0.26529 | 0.26784 | 0.24747 | 0.21157 | 0.064221 | 0.0052768 | -0.0055755 | -0.011838 | -0.02398 | -0.024789 | 75.8558 | 74.8912 | 73.8222 | 72.9952 | 72.2274 | 71.5895 | 71.0618 | 71.0541 | 73.7684 | 78.4996 | 82.9462 | 87.149 | 90.3342 | 92.4972 | 93.7003 | 94.1292 | 93.8252 | 92.9694 | 91.7779 | 89.2598 | 85.4368 | 82.3627 | 80.3812 | 78.6715 | 0.07419 | 0.062782 | 0.067975 | 0.07254 | 0.083587 | 0.072857 | 0.066859 | 0.068811 | 0.075883 | 0.077307 | 0.078847 | 0.089189 | 0.087244 | 0.093107 | 0.095974 | 0.093442 | 0.088616 | 0.078395 | 0.07004 | 0.069349 | 0.067105 | 0.07084 | 0.072712 | 0.074091
Portfolio Adjusted1-in-10AllAll2026September Monthly Peak | Portfolio Adjusted | 1-in-10 | All | All | 2026 | September Monthly Peak | 9 | 6.7792 | 6.5458 | 6.3635 | 6.3666 | 6.7261 | 7.6922 | 8.9456 | 10.0159 | 11.4955 | 12.6715 | 13.6096 | 14.0817 | 14.1517 | 14.2976 | 14.0937 | 13.5308 | 12.7339 | 11.5878 | 10.5392 | 10.2925 | 9.7158 | 9.0149 | 8.128 | 7.4975 | -0.020221 | -0.012243 | -0.012676 | -0.015902 | -0.023727 | -0.026317 | -0.027731 | -0.033609 | -0.006409 | 0.0040186 | -0.024057 | -0.020443 | -0.0013965 | 0.06151 | 0.27242 | 0.27533 | 0.2543 | 0.21675 | 0.070876 | 0.0067042 | -0.0025671 | -0.0093623 | -0.024462 | -0.024241 | 77.1377 | 75.9503 | 74.7421 | 73.9779 | 72.9833 | 72.0431 | 71.4669 | 71.3874 | 73.6329 | 78.4553 | 83.779 | 88.8019 | 92.6828 | 95.1921 | 95.8867 | 96.2741 | 96.0773 | 95.1283 | 93.4274 | 90.4766 | 86.3849 | 82.9855 | 80.6297 | 78.8253 | 0.075388 | 0.06421 | 0.069805 | 0.074733 | 0.08692 | 0.075433 | 0.069998 | 0.072668 | 0.081848 | 0.08408 | 0.085783 | 0.096901 | 0.094942 | 0.1014 | 0.10461 | 0.10112 | 0.095209 | 0.083418 | 0.074048 | 0.074042 | 0.070118 | 0.07386 | 0.075231 | 0.076331
Portfolio Adjusted1-in-10AllAll2026October Monthly Peak | Portfolio Adjusted | 1-in-10 | All | All | 2026 | October Monthly Peak | 10 | 6.3859 | 6.1602 | 5.9729 | 5.9549 | 6.2744 | 7.1581 | 8.3893 | 9.1802 | 10.2927 | 11.2865 | 12.1248 | 12.6048 | 12.7532 | 12.948 | 12.818 | 12.3092 | 11.5516 | 10.539 | 9.9514 | 9.5498 | 8.9806 | 8.3442 | 7.5579 | 6.9857 | -0.0057013 | -0.0059243 | -0.0049496 | -0.0093189 | -0.015321 | -0.022514 | -0.015032 | -0.017248 | -0.0072781 | -0.0011624 | -0.012467 | -0.006263 | 0.0090038 | 0.062805 | 0.26121 | 0.25853 | 0.23559 | 0.19979 | 0.053499 | 0.0034048 | -0.0086771 | -0.013548 | -0.020343 | -0.023699 | 72.8451 | 71.9256 | 70.9494 | 69.6315 | 68.6567 | 67.8082 | 67.4118 | 67.0848 | 67.9866 | 72.2065 | 77.3756 | 82.1457 | 85.5238 | 87.8961 | 89.0315 | 89.3877 | 88.705 | 86.9964 | 84.3424 | 81.2431 | 78.1733 | 75.9682 | 74.2674 | 72.8288 | 0.069208 | 0.058839 | 0.063443 | 0.067694 | 0.078516 | 0.068208 | 0.063592 | 0.065108 | 0.072268 | 0.074197 | 0.076061 | 0.08661 | 0.085971 | 0.092063 | 0.095377 | 0.092366 | 0.086975 | 0.076438 | 0.068867 | 0.067675 | 0.063698 | 0.066801 | 0.068391 | 0.069036
Portfolio Adjusted1-in-10AllAll2026November Monthly Peak | Portfolio Adjusted | 1-in-10 | All | All | 2026 | November Monthly Peak | 11 | 5.8468 | 5.6509 | 5.5067 | 5.5036 | 5.8178 | 6.6485 | 7.5528 | 8.2746 | 9.1082 | 9.7232 | 10.257 | 10.5247 | 10.5924 | 10.7063 | 10.5381 | 10.092 | 9.5928 | 9.33 | 8.7026 | 8.2465 | 7.8283 | 7.3153 | 6.7111 | 6.2829 | 0.011538 | 0.0013097 | 0.0041083 | -0.0016152 | -0.0054894 | -0.018673 | -9.5806e-05 | 0.0018742 | -0.0080664 | -0.006627 | 0.00096861 | 0.0099161 | 0.020391 | 0.060147 | 0.23081 | 0.22159 | 0.20115 | 0.17661 | 0.029187 | -0.0016193 | -0.016189 | -0.018492 | -0.015329 | -0.022686 | 60.8082 | 59.4787 | 58.4736 | 57.208 | 56.3323 | 55.7258 | 55.2738 | 55.2675 | 57.6016 | 62.1035 | 67.4682 | 71.7121 | 74.4106 | 76.0637 | 77.0925 | 77.2199 | 76.1908 | 73.9002 | 71.2169 | 68.2348 | 66.0641 | 64.4947 | 62.9169 | 61.8747 | 0.06849 | 0.058282 | 0.063028 | 0.067166 | 0.078029 | 0.068135 | 0.062701 | 0.063815 | 0.06963 | 0.070102 | 0.071062 | 0.080433 | 0.079516 | 0.08505 | 0.087803 | 0.085107 | 0.081747 | 0.074484 | 0.066209 | 0.064608 | 0.060984 | 0.064142 | 0.066232 | 0.067358
Portfolio Adjusted1-in-10AllAll2026December Monthly Peak | Portfolio Adjusted | 1-in-10 | All | All | 2026 | December Monthly Peak | 12 | 5.6144 | 5.4681 | 5.3631 | 5.3732 | 5.6794 | 6.6223 | 7.8139 | 8.5148 | 9.3406 | 9.688 | 9.7568 | 9.5772 | 9.2313 | 9.0512 | 8.7066 | 8.263 | 8.1268 | 8.24 | 7.962 | 7.6442 | 7.3275 | 6.9791 | 6.4796 | 5.9954 | 0.010936 | 0.00125 | 0.0038866 | -0.0014764 | -0.0049055 | -0.017772 | 1.4923e-05 | 0.001739 | -0.0077236 | -0.006295 | 0.00064188 | 0.0083671 | 0.017028 | 0.051104 | 0.19377 | 0.18617 | 0.1728 | 0.15628 | 0.025944 | -0.0022113 | -0.015562 | -0.01784 | -0.014659 | -0.021326 | 42.153 | 41.4831 | 41.0337 | 40.6068 | 40.1327 | 39.43 | 39.4045 | 39.3406 | 40.0869 | 42.5866 | 45.211 | 47.5317 | 48.9792 | 49.5854 | 49.9468 | 49.9726 | 49.3322 | 47.8542 | 46.1788 | 45.05 | 44.1219 | 43.1943 | 42.7032 | 42.2622 | 0.064779 | 0.054972 | 0.059734 | 0.063485 | 0.074208 | 0.065267 | 0.061076 | 0.061966 | 0.067026 | 0.065737 | 0.064654 | 0.071606 | 0.069032 | 0.072747 | 0.074328 | 0.072696 | 0.071608 | 0.066632 | 0.060651 | 0.059676 | 0.056435 | 0.059987 | 0.062029 | 0.06293
Portfolio Adjusted1-in-10AllAll2026Typical Event Day | Portfolio Adjusted | 1-in-10 | All | All | 2026 | Typical Event Day | 8 | 6.781 | 6.5146 | 6.3143 | 6.315 | 6.6499 | 7.5854 | 8.6754 | 9.7478 | 11.0159 | 12.0336 | 12.8926 | 13.331 | 13.4113 | 13.5762 | 13.4575 | 13.0192 | 12.3367 | 11.2956 | 10.2797 | 9.8353 | 9.5662 | 8.8905 | 8.0612 | 7.443 | -0.012715 | -0.0092338 | -0.0086645 | -0.012966 | -0.020107 | -0.024928 | -0.020823 | -0.023738 | -0.0064798 | 0.0017971 | -0.016747 | -0.010818 | 0.0059836 | 0.061428 | 0.26321 | 0.26524 | 0.24542 | 0.20947 | 0.061301 | 0.0061151 | -0.0054566 | -0.011631 | -0.022386 | -0.0244 | 75.0828 | 73.9569 | 72.8842 | 71.9885 | 71.1206 | 70.2334 | 69.6793 | 69.955 | 72.9091 | 77.787 | 82.6635 | 86.7986 | 89.8008 | 91.8216 | 92.9444 | 93.4035 | 93.4723 | 92.6815 | 91.2589 | 88.8027 | 85.2216 | 81.88 | 79.6241 | 77.9193 | 0.073224 | 0.062 | 0.067109 | 0.07172 | 0.082752 | 0.072046 | 0.06615 | 0.068032 | 0.074912 | 0.076151 | 0.077525 | 0.087552 | 0.08576 | 0.091602 | 0.094582 | 0.092134 | 0.087428 | 0.077268 | 0.068972 | 0.068374 | 0.066144 | 0.069761 | 0.071627 | 0.072945
Portfolio Adjusted1-in-2AllAll2015January Monthly Peak | Portfolio Adjusted | 1-in-2 | All | All | 2015 | January Monthly Peak | 1 | 117.5233 | 114.0401 | 110.6345 | 111.2035 | 120.6138 | 144.7546 | 173.2765 | 188.6106 | 197.2547 | 197.5762 | 198.7766 | 196.8462 | 191.826 | 190.4729 | 183.2784 | 173.2704 | 164.5268 | 162.1114 | 158.061 | 152.6592 | 147.1232 | 141.0674 | 132.1717 | 125.8838 | 0.38736 | 0.038109 | 0.13466 | -0.055898 | -0.18311 | -0.6581 | -0.0033108 | 0.062838 | -0.28598 | -0.23152 | 0.024558 | 0.31229 | 0.63753 | 1.9043 | 6.1831 | 5.7831 | 5.1278 | 4.646 | 0.94454 | -0.081021 | -0.56545 | -0.64446 | -0.53249 | -0.77861 | 46.5772 | 45.7179 | 45.0007 | 44.5162 | 44.1132 | 43.9975 | 43.7732 | 43.5951 | 43.9619 | 45.8713 | 49.0769 | 51.8879 | 53.7373 | 55.1112 | 56.0155 | 56.5013 | 56.3522 | 54.9256 | 53.0439 | 51.5897 | 50.5019 | 49.512 | 48.666 | 47.7422 | 2.3312 | 1.9811 | 2.1505 | 2.3105 | 2.7206 | 2.3917 | 2.2566 | 2.2969 | 2.4739 | 2.4092 | 2.3739 | 2.6409 | 2.549 | 2.6979 | 2.7618 | 2.6931 | 2.6159 | 2.4329 | 2.2111 | 2.1674 | 2.0475 | 2.1723 | 2.254 | 2.2921
Portfolio Adjusted1-in-2AllAll2015February Monthly Peak | Portfolio Adjusted | 1-in-2 | All | All | 2015 | February Monthly Peak | 2 | 118.952 | 115.3387 | 112.1671 | 112.7246 | 121.639 | 145.3034 | 173.0932 | 187.806 | 196.9391 | 198.6254 | 201.2725 | 201.3112 | 197.7525 | 197.6799 | 191.5542 | 180.5464 | 170.3296 | 165.4554 | 162.533 | 156.5603 | 150.7028 | 143.8879 | 134.0441 | 127.3625 | 0.38482 | 0.031501 | 0.13281 | -0.058185 | -0.1872 | -0.66035 | -0.0043852 | 0.063858 | -0.28586 | -0.23148 | 0.026264 | 0.32161 | 0.65926 | 1.9637 | 6.433 | 6.0063 | 5.2924 | 4.7285 | 0.97284 | -0.083352 | -0.5788 | -0.66054 | -0.54406 | -0.78926 | 49.6796 | 49.3391 | 48.9759 | 48.588 | 48.0959 | 47.7697 | 47.5917 | 47.5268 | 48.102 | 49.8766 | 51.8696 | 53.7264 | 54.4728 | 54.7053 | 54.7588 | 54.2249 | 54.0314 | 53.3591 | 52.1298 | 50.9589 | 49.8556 | 49.2761 | 48.0339 | 46.956 | 2.3523 | 1.9985 | 2.1771 | 2.3408 | 2.739 | 2.3977 | 2.2518 | 2.2833 | 2.4684 | 2.4212 | 2.4034 | 2.6968 | 2.6286 | 2.8041 | 2.8965 | 2.8098 | 2.7081 | 2.4835 | 2.2719 | 2.224 | 2.0978 | 2.2149 | 2.2843 | 2.313
Portfolio Adjusted1-in-2AllAll2015March Monthly Peak | Portfolio Adjusted | 1-in-2 | All | All | 2015 | March Monthly Peak | 3 | 121.9627 | 118.0187 | 114.4761 | 114.3487 | 122.6488 | 145.6957 | 174.0018 | 189.0385 | 197.2702 | 198.9803 | 202.1634 | 202.2534 | 199.3168 | 199.2227 | 193.3941 | 183.5796 | 173.3785 | 165.7364 | 162.932 | 161.2492 | 155.7276 | 148.4872 | 138.1355 | 130.8153 | 0.4009 | 0.039428 | 0.13507 | -0.057568 | -0.18812 | -0.65913 | -0.0033631 | 0.063953 | -0.28637 | -0.23081 | 0.027686 | 0.32484 | 0.6667 | 1.9859 | 6.5024 | 6.1128 | 5.3969 | 4.7375 | 0.97611 | -0.084185 | -0.59619 | -0.67752 | -0.55892 | -0.81066 | 49.5208 | 48.5527 | 47.7298 | 47.2616 | 46.9325 | 46.455 | 46.0747 | 46.0921 | 48.0551 | 50.3959 | 52.7994 | 54.7774 | 55.9955 | 56.9644 | 57.3324 | 57.6964 | 57.4504 | 56.7606 | 55.3284 | 53.3779 | 52.0949 | 50.933 | 49.9987 | 49.1291 | 2.4156 | 2.0484 | 2.2222 | 2.3746 | 2.7574 | 2.402 | 2.261 | 2.2969 | 2.4702 | 2.4237 | 2.4126 | 2.7067 | 2.6475 | 2.8195 | 2.9118 | 2.8446 | 2.7419 | 2.4815 | 2.2764 | 2.2908 | 2.1674 | 2.2847 | 2.3531 | 2.375
Portfolio Adjusted1-in-2AllAll2015April Monthly Peak | Portfolio Adjusted | 1-in-2 | All | All | 2015 | April Monthly Peak | 4 | 125.1198 | 121.1783 | 117.1441 | 117.1947 | 125.7261 | 148.6552 | 174.3872 | 190.4073 | 200.8665 | 206.285 | 213.1993 | 215.5944 | 215.0884 | 216.4284 | 211.1238 | 200.0858 | 187.7484 | 176.3196 | 167.9461 | 166.4951 | 162.4685 | 154.1439 | 143.1098 | 135.4698 | 0.40279 | 0.03497 | 0.13823 | -0.060836 | -0.20127 | -0.67486 | -0.0036633 | 0.06808 | -0.291 | -0.23749 | 0.033975 | 0.3546 | 0.73004 | 2.158 | 7.0801 | 6.647 | 5.8414 | 5.0541 | 1.0265 | -0.063977 | -0.6054 | -0.68861 | -0.57136 | -0.83581 | 62.6415 | 61.6291 | 60.3159 | 59.2798 | 58.4274 | 57.7612 | 57.296 | 57.2034 | 59.4872 | 63.4861 | 67.8413 | 72.0225 | 75.4097 | 77.9018 | 79.2844 | 79.8652 | 79.8802 | 79.3133 | 77.7093 | 75.0408 | 71.2482 | 68.4723 | 66.2025 | 64.0469 | 2.4692 | 2.0974 | 2.2698 | 2.4299 | 2.8178 | 2.4458 | 2.2577 | 2.3037 | 2.5047 | 2.5057 | 2.5379 | 2.8727 | 2.8496 | 3.0549 | 3.1749 | 3.0934 | 2.954 | 2.6215 | 2.3337 | 2.3538 | 2.2568 | 2.3703 | 2.4345 | 2.4548
Portfolio Adjusted1-in-2AllAll2015May Monthly Peak | Portfolio Adjusted | 1-in-2 | All | All | 2015 | May Monthly Peak | 5 | 125.2875 | 121.4027 | 117.5669 | 117.7353 | 126.8172 | 150.2414 | 174.9623 | 193.726 | 205.5702 | 211.9954 | 219.0431 | 221.0146 | 219.6464 | 220.6388 | 215.171 | 203.2911 | 190.3928 | 178.1109 | 169.2396 | 165.5471 | 163.3136 | 155.3251 | 144.4087 | 137.1512 | 0.41376 | 0.04163 | 0.14189 | -0.059469 | -0.19994 | -0.67755 | -0.00078691 | 0.070349 | -0.29673 | -0.24669 | 0.032749 | 0.35939 | 0.73964 | 2.209 | 7.2437 | 6.7813 | 5.9519 | 5.1322 | 1.0391 | -0.059244 | -0.60249 | -0.68762 | -0.57057 | -0.84094 | 62.5554 | 61.9342 | 61.2956 | 60.4788 | 59.7352 | 59.301 | 59.1795 | 59.6066 | 61.1681 | 64.4917 | 68.5039 | 72.357 | 76.0199 | 78.6357 | 79.7587 | 80.3573 | 80.3914 | 79.0277 | 76.8911 | 74.0811 | 70.3353 | 67.19 | 65.3562 | 64.0291 | 2.4815 | 2.1061 | 2.2816 | 2.4419 | 2.8407 | 2.4716 | 2.265 | 2.3438 | 2.5605 | 2.5736 | 2.6073 | 2.9514 | 2.9124 | 3.115 | 3.2336 | 3.1389 | 2.9921 | 2.6437 | 2.3503 | 2.336 | 2.2658 | 2.3913 | 2.4601 | 2.4944
Portfolio Adjusted1-in-2AllAll2015June Monthly Peak | Portfolio Adjusted | 1-in-2 | All | All | 2015 | June Monthly Peak | 6 | 133.9007 | 129.6943 | 125.4402 | 125.5934 | 134.2327 | 156.578 | 181.1529 | 199.8444 | 211.656 | 218.51 | 226.0594 | 227.3214 | 223.3227 | 223.6592 | 218.159 | 208.9507 | 197.2637 | 185.0988 | 177.3712 | 172.6869 | 170.9708 | 163.256 | 151.5625 | 144.3985 | 0.20809 | -0.04532 | 0.035326 | -0.18024 | -0.36301 | -0.74197 | -0.18808 | -0.14328 | -0.27584 | -0.15723 | -0.12551 | 0.20351 | 0.64688 | 2.217 | 7.3109 | 7.0097 | 6.2446 | 5.4377 | 1.4059 | 0.068881 | -0.47858 | -0.62056 | -0.63593 | -0.86939 | 67.289 | 66.3712 | 65.4433 | 64.3806 | 63.6391 | 62.8981 | 62.2448 | 62.956 | 65.7351 | 70.2868 | 75.1513 | 79.4783 | 82.1758 | 83.7308 | 85.2477 | 85.8142 | 86.2561 | 85.5578 | 84.4072 | 81.6278 | 77.814 | 73.6474 | 71.3316 | 69.6524 | 2.5726 | 2.1794 | 2.3538 | 2.5066 | 2.8797 | 2.4768 | 2.2515 | 2.3187 | 2.5319 | 2.5515 | 2.5895 | 2.9148 | 2.8406 | 3.0249 | 3.1271 | 3.0731 | 2.9508 | 2.6257 | 2.3652 | 2.3388 | 2.2837 | 2.4242 | 2.4883 | 2.5342
Portfolio Adjusted1-in-2AllAll2015July Monthly Peak | Portfolio Adjusted | 1-in-2 | All | All | 2015 | July Monthly Peak | 7 | 138.1668 | 133.9985 | 130.6457 | 130.7199 | 140.2159 | 164.4087 | 190.3493 | 208.8892 | 221.2691 | 229.6101 | 237.7893 | 239.0224 | 235.3753 | 236.0506 | 230.6544 | 221.2824 | 209.4185 | 196.8535 | 187.0954 | 181.8325 | 179.3419 | 171.049 | 158.7038 | 150.7302 | -0.34703 | -0.28639 | -0.2541 | -0.42719 | -0.67492 | -0.86488 | -0.64199 | -0.70714 | -0.23215 | 0.032475 | -0.50637 | -0.2572 | 0.31581 | 2.1817 | 7.5104 | 7.3775 | 6.6757 | 5.9068 | 2.098 | 0.22553 | -0.22812 | -0.45112 | -0.77852 | -0.8787 | 74.298 | 73.32 | 72.5502 | 71.8277 | 71.1069 | 70.3982 | 69.9488 | 70.6884 | 73.4049 | 77.0447 | 80.8853 | 84.5822 | 87.2103 | 88.8571 | 90.2366 | 90.7276 | 90.1221 | 89.1078 | 88.3477 | 86.8808 | 84.1848 | 80.6864 | 78.241 | 76.4913 | 2.5973 | 2.2006 | 2.3976 | 2.5473 | 2.9338 | 2.5373 | 2.3068 | 2.3629 | 2.581 | 2.6158 | 2.6572 | 2.9911 | 2.9146 | 3.1072 | 3.2097 | 3.1558 | 3.0318 | 2.7096 | 2.4287 | 2.3985 | 2.3379 | 2.4822 | 2.5474 | 2.5896
Portfolio Adjusted1-in-2AllAll2015August Monthly Peak | Portfolio Adjusted | 1-in-2 | All | All | 2015 | August Monthly Peak | 8 | 140.8784 | 136.288 | 132.2466 | 132.9356 | 142.6292 | 167.9468 | 196.443 | 215.99 | 229.8973 | 238.7368 | 247.3889 | 249.5472 | 246.4524 | 247.6658 | 241.6683 | 229.9457 | 215.5738 | 201.0945 | 190.6812 | 186.1405 | 182.3132 | 173.0542 | 160.7798 | 153.0962 | -0.37894 | -0.31381 | -0.279 | -0.43214 | -0.68078 | -0.91573 | -0.69151 | -0.76283 | -0.23533 | 0.047851 | -0.51972 | -0.29733 | 0.28935 | 2.2366 | 7.803 | 7.6016 | 6.8043 | 5.9737 | 2.0901 | 0.16299 | -0.27416 | -0.47696 | -0.80414 | -0.89519 | 74.2061 | 72.8467 | 71.6969 | 70.9725 | 70.32 | 69.55 | 69.2012 | 69.0328 | 71.0878 | 75.99 | 81.2175 | 85.8157 | 89.0777 | 90.999 | 92.2277 | 92.621 | 92.5891 | 91.8987 | 90.1018 | 86.7863 | 82.3204 | 79.2231 | 77.4047 | 75.9808 | 2.6441 | 2.2336 | 2.423 | 2.5877 | 2.9826 | 2.5896 | 2.3793 | 2.4442 | 2.6834 | 2.7205 | 2.7648 | 3.1227 | 3.0561 | 3.266 | 3.3731 | 3.2877 | 3.121 | 2.7624 | 2.4719 | 2.452 | 2.3739 | 2.5083 | 2.576 | 2.6246
Portfolio Adjusted1-in-2AllAll2015September Monthly Peak | Portfolio Adjusted | 1-in-2 | All | All | 2015 | September Monthly Peak | 9 | 138.768 | 134.9757 | 131.2098 | 131.8805 | 142.021 | 167.2387 | 197.35 | 217.7088 | 234.9811 | 245.0847 | 254.0807 | 256.3614 | 252.8791 | 254.196 | 247.4744 | 233.7495 | 217.6002 | 202.0649 | 191.8271 | 189.4533 | 182.1563 | 172.9115 | 159.4187 | 151.3912 | -0.28377 | -0.25291 | -0.22199 | -0.39009 | -0.62856 | -0.86896 | -0.62646 | -0.71736 | -0.2649 | -0.010119 | -0.51639 | -0.28206 | 0.30264 | 2.3001 | 7.9705 | 7.7045 | 6.8605 | 5.985 | 2.0375 | 0.16412 | -0.27994 | -0.47668 | -0.76863 | -0.87892 | 72.9555 | 71.8843 | 71.0658 | 70.3468 | 69.6534 | 68.9439 | 68.7154 | 68.6413 | 70.612 | 75.0047 | 80.055 | 84.8204 | 88.9431 | 91.3794 | 92.6636 | 93.0209 | 92.783 | 91.692 | 90.2234 | 87.1446 | 83.3753 | 80.4979 | 78.5516 | 77.2626 | 2.6002 | 2.2087 | 2.401 | 2.5644 | 2.9739 | 2.5769 | 2.3913 | 2.4657 | 2.7485 | 2.7982 | 2.8412 | 3.2073 | 3.138 | 3.3571 | 3.4699 | 3.358 | 3.1646 | 2.7825 | 2.4865 | 2.4931 | 2.3683 | 2.502 | 2.5516 | 2.5934
Portfolio Adjusted1-in-2AllAll2015October Monthly Peak | Portfolio Adjusted | 1-in-2 | All | All | 2015 | October Monthly Peak | 10 | 132.9347 | 128.8613 | 124.3772 | 124.1206 | 133.1835 | 157.0306 | 186.069 | 202.5331 | 215.5172 | 224.2194 | 233.232 | 237.0246 | 236.2347 | 237.921 | 232.1057 | 219.0881 | 203.7133 | 190.202 | 184.6777 | 179.018 | 171.32 | 162.4213 | 150.5914 | 142.5456 | 0.3399 | 0.01357 | 0.10301 | -0.11662 | -0.27977 | -0.71758 | -0.08966 | -0.033572 | -0.30424 | -0.22301 | -0.050421 | 0.29973 | 0.73763 | 2.3604 | 7.7669 | 7.3061 | 6.3964 | 5.5279 | 1.3008 | 0.018133 | -0.54837 | -0.66472 | -0.60632 | -0.86568 | 65.5439 | 64.6087 | 63.7946 | 62.9249 | 62.1854 | 61.5851 | 61.093 | 61.0535 | 62.1026 | 65.6397 | 71.0893 | 77.1142 | 82.6134 | 85.7961 | 86.5654 | 87.1009 | 87.1811 | 86.2022 | 83.4518 | 78.7181 | 75.2499 | 72.6681 | 70.5832 | 69.0169 | 2.5882 | 2.1947 | 2.3667 | 2.5207 | 2.9212 | 2.5306 | 2.3616 | 2.4026 | 2.6357 | 2.6739 | 2.723 | 3.0979 | 3.0695 | 3.2909 | 3.417 | 3.3149 | 3.1281 | 2.7612 | 2.508 | 2.4704 | 2.3298 | 2.4505 | 2.5141 | 2.5419
Portfolio Adjusted1-in-2AllAll2015November Monthly Peak | Portfolio Adjusted | 1-in-2 | All | All | 2015 | November Monthly Peak | 11 | 124.5978 | 120.87 | 117.0022 | 116.919 | 125.8623 | 148.9867 | 174.3562 | 189.7743 | 200.1144 | 205.4757 | 211.4845 | 213.158 | 211.5059 | 212.1803 | 205.7882 | 194.0439 | 183.3438 | 177.7292 | 169.9758 | 163.5138 | 157.1293 | 149.413 | 139.4899 | 132.9018 | 0.42182 | 0.050969 | 0.15137 | -0.056959 | -0.19564 | -0.67198 | -8.8618e-05 | 0.069899 | -0.28884 | -0.23918 | 0.032463 | 0.34826 | 0.7168 | 2.1302 | 6.9387 | 6.4811 | 5.7352 | 5.125 | 1.0404 | -0.060097 | -0.58159 | -0.66459 | -0.55029 | -0.81558 | 58.9535 | 58.0059 | 57.4396 | 56.7595 | 55.7428 | 54.8486 | 54.8861 | 54.7796 | 57.4947 | 61.2714 | 65.9485 | 70.5517 | 73.4009 | 74.9757 | 76.0605 | 75.8804 | 74.023 | 70.9746 | 67.879 | 65.7121 | 64.1883 | 63.2995 | 62.3832 | 61.7272 | 2.4773 | 2.1031 | 2.2787 | 2.4243 | 2.8153 | 2.4537 | 2.2611 | 2.2974 | 2.4941 | 2.4929 | 2.515 | 2.8442 | 2.7995 | 2.9903 | 3.0829 | 2.9915 | 2.8812 | 2.6401 | 2.3627 | 2.3078 | 2.1805 | 2.3006 | 2.3782 | 2.4213
Portfolio Adjusted1-in-2AllAll2015December Monthly Peak | Portfolio Adjusted | 1-in-2 | All | All | 2015 | December Monthly Peak | 12 | 119.3348 | 115.5044 | 111.9992 | 111.7487 | 120.3395 | 143.2633 | 170.084 | 183.9573 | 192.2766 | 194.7217 | 197.2028 | 196.2578 | 192.8155 | 192.4064 | 186.1707 | 176.4794 | 169.2485 | 165.5671 | 159.7173 | 154.3505 | 148.8365 | 142.4403 | 132.8889 | 126.1746 | 0.4007 | 0.044971 | 0.14474 | -0.05435 | -0.18272 | -0.64608 | 0.0019591 | 0.066983 | -0.27768 | -0.22763 | 0.027043 | 0.31535 | 0.64417 | 1.921 | 6.2688 | 5.8852 | 5.2778 | 4.7575 | 0.96683 | -0.070261 | -0.564 | -0.64595 | -0.534 | -0.77932 | 50.6816 | 49.8195 | 49.1802 | 48.6884 | 48.1085 | 47.5342 | 47.2824 | 47.192 | 47.8212 | 51.0785 | 54.8543 | 58.0413 | 60.1215 | 61.3002 | 62.0166 | 62.3139 | 61.7486 | 59.5354 | 56.7943 | 54.6415 | 52.9456 | 51.1221 | 49.4652 | 48.1197 | 2.372 | 2.0091 | 2.1826 | 2.3195 | 2.7021 | 2.3629 | 2.2082 | 2.2311 | 2.4013 | 2.3678 | 2.3499 | 2.6266 | 2.561 | 2.7236 | 2.8056 | 2.7391 | 2.6803 | 2.4712 | 2.2263 | 2.1856 | 2.0693 | 2.1929 | 2.2662 | 2.2984
Portfolio Adjusted1-in-2AllAll2015Typical Event Day | Portfolio Adjusted | 1-in-2 | All | All | 2015 | Typical Event Day | 8 | 140.1014 | 135.5204 | 131.3893 | 132.0366 | 141.6365 | 166.7704 | 195.062 | 213.977 | 226.9884 | 234.9349 | 242.9451 | 244.8597 | 241.6991 | 242.9621 | 237.171 | 225.7606 | 211.7468 | 197.7665 | 187.9968 | 183.6978 | 180.1653 | 171.1341 | 159.0814 | 151.5678 | -0.19889 | -0.22596 | -0.178 | -0.36247 | -0.59624 | -0.85951 | -0.53949 | -0.57903 | -0.25477 | -0.023028 | -0.41384 | -0.14474 | 0.40692 | 2.2676 | 7.7505 | 7.5096 | 6.7128 | 5.8801 | 1.9248 | 0.16973 | -0.31158 | -0.50523 | -0.74947 | -0.8893 | 72.1872 | 71.1055 | 70.1891 | 69.3819 | 68.6799 | 67.9476 | 67.5275 | 67.8296 | 70.2099 | 74.5815 | 79.3272 | 83.6742 | 86.8518 | 88.7416 | 90.0939 | 90.5459 | 90.4376 | 89.5641 | 88.27 | 85.6099 | 81.9236 | 78.5137 | 76.3822 | 74.8468 | 2.6216 | 2.2147 | 2.4007 | 2.5637 | 2.9543 | 2.5651 | 2.3569 | 2.4159 | 2.6436 | 2.6714 | 2.7095 | 3.0574 | 2.9921 | 3.1995 | 3.3075 | 3.2257 | 3.064 | 2.7141 | 2.4323 | 2.4155 | 2.3407 | 2.4738 | 2.5418 | 2.5903
Portfolio Adjusted1-in-2AllAll2016January Monthly Peak | Portfolio Adjusted | 1-in-2 | All | All | 2016 | January Monthly Peak | 1 | 117.5233 | 114.0401 | 110.6345 | 111.2035 | 120.6138 | 144.7546 | 173.2765 | 188.6106 | 197.2547 | 197.5762 | 198.7766 | 196.8462 | 191.826 | 190.4729 | 183.2784 | 173.2704 | 164.5268 | 162.1114 | 158.061 | 152.6592 | 147.1232 | 141.0674 | 132.1717 | 125.8838 | 0.38736 | 0.038109 | 0.13466 | -0.055898 | -0.18311 | -0.6581 | -0.0033108 | 0.062838 | -0.28598 | -0.23152 | 0.024558 | 0.31229 | 0.63753 | 1.9043 | 6.1831 | 5.7831 | 5.1278 | 4.646 | 0.94454 | -0.081021 | -0.56545 | -0.64446 | -0.53249 | -0.77861 | 46.5772 | 45.7179 | 45.0007 | 44.5162 | 44.1132 | 43.9975 | 43.7732 | 43.5951 | 43.9619 | 45.8713 | 49.0769 | 51.8879 | 53.7373 | 55.1112 | 56.0155 | 56.5013 | 56.3522 | 54.9256 | 53.0439 | 51.5897 | 50.5019 | 49.512 | 48.666 | 47.7422 | 2.3312 | 1.9811 | 2.1505 | 2.3105 | 2.7206 | 2.3917 | 2.2566 | 2.2969 | 2.4739 | 2.4092 | 2.3739 | 2.6409 | 2.549 | 2.6979 | 2.7618 | 2.6931 | 2.6159 | 2.4329 | 2.2111 | 2.1674 | 2.0475 | 2.1723 | 2.254 | 2.2921
Portfolio Adjusted1-in-2AllAll2016February Monthly Peak | Portfolio Adjusted | 1-in-2 | All | All | 2016 | February Monthly Peak | 2 | 118.952 | 115.3387 | 112.1671 | 112.7246 | 121.639 | 145.3034 | 173.0932 | 187.806 | 196.9391 | 198.6254 | 201.2725 | 201.3112 | 197.7525 | 197.6799 | 191.5542 | 180.5464 | 170.3296 | 165.4554 | 162.533 | 156.5603 | 150.7028 | 143.8879 | 134.0441 | 127.3625 | 0.38482 | 0.031501 | 0.13281 | -0.058185 | -0.1872 | -0.66035 | -0.0043852 | 0.063858 | -0.28586 | -0.23148 | 0.026264 | 0.32161 | 0.65926 | 1.9637 | 6.433 | 6.0063 | 5.2924 | 4.7285 | 0.97284 | -0.083352 | -0.5788 | -0.66054 | -0.54406 | -0.78926 | 49.6796 | 49.3391 | 48.9759 | 48.588 | 48.0959 | 47.7697 | 47.5917 | 47.5268 | 48.102 | 49.8766 | 51.8696 | 53.7264 | 54.4728 | 54.7053 | 54.7588 | 54.2249 | 54.0314 | 53.3591 | 52.1298 | 50.9589 | 49.8556 | 49.2761 | 48.0339 | 46.956 | 2.3523 | 1.9985 | 2.1771 | 2.3408 | 2.739 | 2.3977 | 2.2518 | 2.2833 | 2.4684 | 2.4212 | 2.4034 | 2.6968 | 2.6286 | 2.8041 | 2.8965 | 2.8098 | 2.7081 | 2.4835 | 2.2719 | 2.224 | 2.0978 | 2.2149 | 2.2843 | 2.313
Portfolio Adjusted1-in-2AllAll2016March Monthly Peak | Portfolio Adjusted | 1-in-2 | All | All | 2016 | March Monthly Peak | 3 | 121.9627 | 118.0187 | 114.4761 | 114.3487 | 122.6488 | 145.6957 | 174.0018 | 189.0385 | 197.2702 | 198.9803 | 202.1634 | 202.2534 | 199.3168 | 199.2227 | 193.3941 | 183.5796 | 173.3785 | 165.7364 | 162.932 | 161.2492 | 155.7276 | 148.4872 | 138.1355 | 130.8153 | 0.4009 | 0.039428 | 0.13507 | -0.057568 | -0.18812 | -0.65913 | -0.0033631 | 0.063953 | -0.28637 | -0.23081 | 0.027686 | 0.32484 | 0.6667 | 1.9859 | 6.5024 | 6.1128 | 5.3969 | 4.7375 | 0.97611 | -0.084185 | -0.59619 | -0.67752 | -0.55892 | -0.81066 | 49.5208 | 48.5527 | 47.7298 | 47.2616 | 46.9325 | 46.455 | 46.0747 | 46.0921 | 48.0551 | 50.3959 | 52.7994 | 54.7774 | 55.9955 | 56.9644 | 57.3324 | 57.6964 | 57.4504 | 56.7606 | 55.3284 | 53.3779 | 52.0949 | 50.933 | 49.9987 | 49.1291 | 2.4156 | 2.0484 | 2.2222 | 2.3746 | 2.7574 | 2.402 | 2.261 | 2.2969 | 2.4702 | 2.4237 | 2.4126 | 2.7067 | 2.6475 | 2.8195 | 2.9118 | 2.8446 | 2.7419 | 2.4815 | 2.2764 | 2.2908 | 2.1674 | 2.2847 | 2.3531 | 2.375
Portfolio Adjusted1-in-2AllAll2016April Monthly Peak | Portfolio Adjusted | 1-in-2 | All | All | 2016 | April Monthly Peak | 4 | 125.1198 | 121.1783 | 117.1441 | 117.1947 | 125.7261 | 148.6552 | 174.3872 | 190.4073 | 200.8665 | 206.285 | 213.1993 | 215.5944 | 215.0884 | 216.4284 | 211.1238 | 200.0858 | 187.7484 | 176.3196 | 167.9461 | 166.4951 | 162.4685 | 154.1439 | 143.1098 | 135.4698 | 0.40279 | 0.03497 | 0.13823 | -0.060836 | -0.20127 | -0.67486 | -0.0036633 | 0.06808 | -0.291 | -0.23749 | 0.033975 | 0.3546 | 0.73004 | 2.158 | 7.0801 | 6.647 | 5.8414 | 5.0541 | 1.0265 | -0.063977 | -0.6054 | -0.68861 | -0.57136 | -0.83581 | 62.6415 | 61.6291 | 60.3159 | 59.2798 | 58.4274 | 57.7612 | 57.296 | 57.2034 | 59.4872 | 63.4861 | 67.8413 | 72.0225 | 75.4097 | 77.9018 | 79.2844 | 79.8652 | 79.8802 | 79.3133 | 77.7093 | 75.0408 | 71.2482 | 68.4723 | 66.2025 | 64.0469 | 2.4692 | 2.0974 | 2.2698 | 2.4299 | 2.8178 | 2.4458 | 2.2577 | 2.3037 | 2.5047 | 2.5057 | 2.5379 | 2.8727 | 2.8496 | 3.0549 | 3.1749 | 3.0934 | 2.954 | 2.6215 | 2.3337 | 2.3538 | 2.2568 | 2.3703 | 2.4345 | 2.4548
Portfolio Adjusted1-in-2AllAll2016May Monthly Peak | Portfolio Adjusted | 1-in-2 | All | All | 2016 | May Monthly Peak | 5 | 125.2875 | 121.4027 | 117.5669 | 117.7353 | 126.8172 | 150.2414 | 174.9623 | 193.726 | 205.5702 | 211.9954 | 219.0431 | 221.0146 | 219.6464 | 220.6388 | 215.171 | 203.2911 | 190.3928 | 178.1109 | 169.2396 | 165.5471 | 163.3136 | 155.3251 | 144.4087 | 137.1512 | 0.41376 | 0.04163 | 0.14189 | -0.059469 | -0.19994 | -0.67755 | -0.00078691 | 0.070349 | -0.29673 | -0.24669 | 0.032749 | 0.35939 | 0.73964 | 2.209 | 7.2437 | 6.7813 | 5.9519 | 5.1322 | 1.0391 | -0.059244 | -0.60249 | -0.68762 | -0.57057 | -0.84094 | 62.5554 | 61.9342 | 61.2956 | 60.4788 | 59.7352 | 59.301 | 59.1795 | 59.6066 | 61.1681 | 64.4917 | 68.5039 | 72.357 | 76.0199 | 78.6357 | 79.7587 | 80.3573 | 80.3914 | 79.0277 | 76.8911 | 74.0811 | 70.3353 | 67.19 | 65.3562 | 64.0291 | 2.4815 | 2.1061 | 2.2816 | 2.4419 | 2.8407 | 2.4716 | 2.265 | 2.3438 | 2.5605 | 2.5736 | 2.6073 | 2.9514 | 2.9124 | 3.115 | 3.2336 | 3.1389 | 2.9921 | 2.6437 | 2.3503 | 2.336 | 2.2658 | 2.3913 | 2.4601 | 2.4944
Portfolio Adjusted1-in-2AllAll2016June Monthly Peak | Portfolio Adjusted | 1-in-2 | All | All | 2016 | June Monthly Peak | 6 | 133.9007 | 129.6943 | 125.4402 | 125.5934 | 134.2327 | 156.578 | 181.1529 | 199.8444 | 211.656 | 218.51 | 226.0594 | 227.3214 | 223.3227 | 223.6592 | 218.159 | 208.9507 | 197.2637 | 185.0988 | 177.3712 | 172.6869 | 170.9708 | 163.256 | 151.5625 | 144.3985 | 0.20809 | -0.04532 | 0.035326 | -0.18024 | -0.36301 | -0.74197 | -0.18808 | -0.14328 | -0.27584 | -0.15723 | -0.12551 | 0.20351 | 0.64688 | 2.217 | 7.3109 | 7.0097 | 6.2446 | 5.4377 | 1.4059 | 0.068881 | -0.47858 | -0.62056 | -0.63593 | -0.86939 | 67.289 | 66.3712 | 65.4433 | 64.3806 | 63.6391 | 62.8981 | 62.2448 | 62.956 | 65.7351 | 70.2868 | 75.1513 | 79.4783 | 82.1758 | 83.7308 | 85.2477 | 85.8142 | 86.2561 | 85.5578 | 84.4072 | 81.6278 | 77.814 | 73.6474 | 71.3316 | 69.6524 | 2.5726 | 2.1794 | 2.3538 | 2.5066 | 2.8797 | 2.4768 | 2.2515 | 2.3187 | 2.5319 | 2.5515 | 2.5895 | 2.9148 | 2.8406 | 3.0249 | 3.1271 | 3.0731 | 2.9508 | 2.6257 | 2.3652 | 2.3388 | 2.2837 | 2.4242 | 2.4883 | 2.5342
Portfolio Adjusted1-in-2AllAll2016July Monthly Peak | Portfolio Adjusted | 1-in-2 | All | All | 2016 | July Monthly Peak | 7 | 138.1668 | 133.9985 | 130.6457 | 130.7199 | 140.2159 | 164.4087 | 190.3493 | 208.8892 | 221.2691 | 229.6101 | 237.7893 | 239.0224 | 235.3753 | 236.0506 | 230.6544 | 221.2824 | 209.4185 | 196.8535 | 187.0954 | 181.8325 | 179.3419 | 171.049 | 158.7038 | 150.7302 | -0.34703 | -0.28639 | -0.2541 | -0.42719 | -0.67492 | -0.86488 | -0.64199 | -0.70714 | -0.23215 | 0.032475 | -0.50637 | -0.2572 | 0.31581 | 2.1817 | 7.5104 | 7.3775 | 6.6757 | 5.9068 | 2.098 | 0.22553 | -0.22812 | -0.45112 | -0.77852 | -0.8787 | 74.298 | 73.32 | 72.5502 | 71.8277 | 71.1069 | 70.3982 | 69.9488 | 70.6884 | 73.4049 | 77.0447 | 80.8853 | 84.5822 | 87.2103 | 88.8571 | 90.2366 | 90.7276 | 90.1221 | 89.1078 | 88.3477 | 86.8808 | 84.1848 | 80.6864 | 78.241 | 76.4913 | 2.5973 | 2.2006 | 2.3976 | 2.5473 | 2.9338 | 2.5373 | 2.3068 | 2.3629 | 2.581 | 2.6158 | 2.6572 | 2.9911 | 2.9146 | 3.1072 | 3.2097 | 3.1558 | 3.0318 | 2.7096 | 2.4287 | 2.3985 | 2.3379 | 2.4822 | 2.5474 | 2.5896
Portfolio Adjusted1-in-2AllAll2016August Monthly Peak | Portfolio Adjusted | 1-in-2 | All | All | 2016 | August Monthly Peak | 8 | 140.8784 | 136.288 | 132.2466 | 132.9356 | 142.6292 | 167.9468 | 196.443 | 215.99 | 229.8973 | 238.7368 | 247.3889 | 249.5472 | 246.4524 | 247.6658 | 241.6683 | 229.9457 | 215.5738 | 201.0945 | 190.6812 | 186.1405 | 182.3132 | 173.0542 | 160.7798 | 153.0962 | -0.37894 | -0.31381 | -0.279 | -0.43214 | -0.68078 | -0.91573 | -0.69151 | -0.76283 | -0.23533 | 0.047851 | -0.51972 | -0.29733 | 0.28935 | 2.2366 | 7.803 | 7.6016 | 6.8043 | 5.9737 | 2.0901 | 0.16299 | -0.27416 | -0.47696 | -0.80414 | -0.89519 | 74.2061 | 72.8467 | 71.6969 | 70.9725 | 70.32 | 69.55 | 69.2012 | 69.0328 | 71.0878 | 75.99 | 81.2175 | 85.8157 | 89.0777 | 90.999 | 92.2277 | 92.621 | 92.5891 | 91.8987 | 90.1018 | 86.7863 | 82.3204 | 79.2231 | 77.4047 | 75.9808 | 2.6441 | 2.2336 | 2.423 | 2.5877 | 2.9826 | 2.5896 | 2.3793 | 2.4442 | 2.6834 | 2.7205 | 2.7648 | 3.1227 | 3.0561 | 3.266 | 3.3731 | 3.2877 | 3.121 | 2.7624 | 2.4719 | 2.452 | 2.3739 | 2.5083 | 2.576 | 2.6246
Portfolio Adjusted1-in-2AllAll2016September Monthly Peak | Portfolio Adjusted | 1-in-2 | All | All | 2016 | September Monthly Peak | 9 | 138.768 | 134.9757 | 131.2098 | 131.8805 | 142.021 | 167.2387 | 197.35 | 217.7088 | 234.9811 | 245.0847 | 254.0807 | 256.3614 | 252.8791 | 254.196 | 247.4744 | 233.7495 | 217.6002 | 202.0649 | 191.8271 | 189.4533 | 182.1563 | 172.9115 | 159.4187 | 151.3912 | -0.28377 | -0.25291 | -0.22199 | -0.39009 | -0.62856 | -0.86896 | -0.62646 | -0.71736 | -0.2649 | -0.010119 | -0.51639 | -0.28206 | 0.30264 | 2.3001 | 7.9705 | 7.7045 | 6.8605 | 5.985 | 2.0375 | 0.16412 | -0.27994 | -0.47668 | -0.76863 | -0.87892 | 72.9555 | 71.8843 | 71.0658 | 70.3468 | 69.6534 | 68.9439 | 68.7154 | 68.6413 | 70.612 | 75.0047 | 80.055 | 84.8204 | 88.9431 | 91.3794 | 92.6636 | 93.0209 | 92.783 | 91.692 | 90.2234 | 87.1446 | 83.3753 | 80.4979 | 78.5516 | 77.2626 | 2.6002 | 2.2087 | 2.401 | 2.5644 | 2.9739 | 2.5769 | 2.3913 | 2.4657 | 2.7485 | 2.7982 | 2.8412 | 3.2073 | 3.138 | 3.3571 | 3.4699 | 3.358 | 3.1646 | 2.7825 | 2.4865 | 2.4931 | 2.3683 | 2.502 | 2.5516 | 2.5934
Portfolio Adjusted1-in-2AllAll2016October Monthly Peak | Portfolio Adjusted | 1-in-2 | All | All | 2016 | October Monthly Peak | 10 | 132.9347 | 128.8613 | 124.3772 | 124.1206 | 133.1835 | 157.0306 | 186.069 | 202.5331 | 215.5172 | 224.2194 | 233.232 | 237.0246 | 236.2347 | 237.921 | 232.1057 | 219.0881 | 203.7133 | 190.202 | 184.6777 | 179.018 | 171.32 | 162.4213 | 150.5914 | 142.5456 | 0.3399 | 0.01357 | 0.10301 | -0.11662 | -0.27977 | -0.71758 | -0.08966 | -0.033572 | -0.30424 | -0.22301 | -0.050421 | 0.29973 | 0.73763 | 2.3604 | 7.7669 | 7.3061 | 6.3964 | 5.5279 | 1.3008 | 0.018133 | -0.54837 | -0.66472 | -0.60632 | -0.86568 | 65.5439 | 64.6087 | 63.7946 | 62.9249 | 62.1854 | 61.5851 | 61.093 | 61.0535 | 62.1026 | 65.6397 | 71.0893 | 77.1142 | 82.6134 | 85.7961 | 86.5654 | 87.1009 | 87.1811 | 86.2022 | 83.4518 | 78.7181 | 75.2499 | 72.6681 | 70.5832 | 69.0169 | 2.5882 | 2.1947 | 2.3667 | 2.5207 | 2.9212 | 2.5306 | 2.3616 | 2.4026 | 2.6357 | 2.6739 | 2.723 | 3.0979 | 3.0695 | 3.2909 | 3.417 | 3.3149 | 3.1281 | 2.7612 | 2.508 | 2.4704 | 2.3298 | 2.4505 | 2.5141 | 2.5419
Portfolio Adjusted1-in-2AllAll2016November Monthly Peak | Portfolio Adjusted | 1-in-2 | All | All | 2016 | November Monthly Peak | 11 | 124.5978 | 120.87 | 117.0022 | 116.919 | 125.8623 | 148.9867 | 174.3562 | 189.7743 | 200.1144 | 205.4757 | 211.4845 | 213.158 | 211.5059 | 212.1803 | 205.7882 | 194.0439 | 183.3438 | 177.7292 | 169.9758 | 163.5138 | 157.1293 | 149.413 | 139.4899 | 132.9018 | 0.42182 | 0.050969 | 0.15137 | -0.056959 | -0.19564 | -0.67198 | -8.8618e-05 | 0.069899 | -0.28884 | -0.23918 | 0.032463 | 0.34826 | 0.7168 | 2.1302 | 6.9387 | 6.4811 | 5.7352 | 5.125 | 1.0404 | -0.060097 | -0.58159 | -0.66459 | -0.55029 | -0.81558 | 58.9535 | 58.0059 | 57.4396 | 56.7595 | 55.7428 | 54.8486 | 54.8861 | 54.7796 | 57.4947 | 61.2714 | 65.9485 | 70.5517 | 73.4009 | 74.9757 | 76.0605 | 75.8804 | 74.023 | 70.9746 | 67.879 | 65.7121 | 64.1883 | 63.2995 | 62.3832 | 61.7272 | 2.4773 | 2.1031 | 2.2787 | 2.4243 | 2.8153 | 2.4537 | 2.2611 | 2.2974 | 2.4941 | 2.4929 | 2.515 | 2.8442 | 2.7995 | 2.9903 | 3.0829 | 2.9915 | 2.8812 | 2.6401 | 2.3627 | 2.3078 | 2.1805 | 2.3006 | 2.3782 | 2.4213
Portfolio Adjusted1-in-2AllAll2016December Monthly Peak | Portfolio Adjusted | 1-in-2 | All | All | 2016 | December Monthly Peak | 12 | 119.3348 | 115.5044 | 111.9992 | 111.7487 | 120.3395 | 143.2633 | 170.084 | 183.9573 | 192.2766 | 194.7217 | 197.2028 | 196.2578 | 192.8155 | 192.4064 | 186.1707 | 176.4794 | 169.2485 | 165.5671 | 159.7173 | 154.3505 | 148.8365 | 142.4403 | 132.8889 | 126.1746 | 0.4007 | 0.044971 | 0.14474 | -0.05435 | -0.18272 | -0.64608 | 0.0019591 | 0.066983 | -0.27768 | -0.22763 | 0.027043 | 0.31535 | 0.64417 | 1.921 | 6.2688 | 5.8852 | 5.2778 | 4.7575 | 0.96683 | -0.070261 | -0.564 | -0.64595 | -0.534 | -0.77932 | 50.6816 | 49.8195 | 49.1802 | 48.6884 | 48.1085 | 47.5342 | 47.2824 | 47.192 | 47.8212 | 51.0785 | 54.8543 | 58.0413 | 60.1215 | 61.3002 | 62.0166 | 62.3139 | 61.7486 | 59.5354 | 56.7943 | 54.6415 | 52.9456 | 51.1221 | 49.4652 | 48.1197 | 2.372 | 2.0091 | 2.1826 | 2.3195 | 2.7021 | 2.3629 | 2.2082 | 2.2311 | 2.4013 | 2.3678 | 2.3499 | 2.6266 | 2.561 | 2.7236 | 2.8056 | 2.7391 | 2.6803 | 2.4712 | 2.2263 | 2.1856 | 2.0693 | 2.1929 | 2.2662 | 2.2984
Portfolio Adjusted1-in-2AllAll2016Typical Event Day | Portfolio Adjusted | 1-in-2 | All | All | 2016 | Typical Event Day | 8 | 140.1014 | 135.5204 | 131.3893 | 132.0366 | 141.6365 | 166.7704 | 195.062 | 213.977 | 226.9884 | 234.9349 | 242.9451 | 244.8597 | 241.6991 | 242.9621 | 237.171 | 225.7606 | 211.7468 | 197.7665 | 187.9968 | 183.6978 | 180.1653 | 171.1341 | 159.0814 | 151.5678 | -0.19889 | -0.22596 | -0.178 | -0.36247 | -0.59624 | -0.85951 | -0.53949 | -0.57903 | -0.25477 | -0.023028 | -0.41384 | -0.14474 | 0.40692 | 2.2676 | 7.7505 | 7.5096 | 6.7128 | 5.8801 | 1.9248 | 0.16973 | -0.31158 | -0.50523 | -0.74947 | -0.8893 | 72.1872 | 71.1055 | 70.1891 | 69.3819 | 68.6799 | 67.9476 | 67.5275 | 67.8296 | 70.2099 | 74.5815 | 79.3272 | 83.6742 | 86.8518 | 88.7416 | 90.0939 | 90.5459 | 90.4376 | 89.5641 | 88.27 | 85.6099 | 81.9236 | 78.5137 | 76.3822 | 74.8468 | 2.6216 | 2.2147 | 2.4007 | 2.5637 | 2.9543 | 2.5651 | 2.3569 | 2.4159 | 2.6436 | 2.6714 | 2.7095 | 3.0574 | 2.9921 | 3.1995 | 3.3075 | 3.2257 | 3.064 | 2.7141 | 2.4323 | 2.4155 | 2.3407 | 2.4738 | 2.5418 | 2.5903
Portfolio Adjusted1-in-2AllAll2017January Monthly Peak | Portfolio Adjusted | 1-in-2 | All | All | 2017 | January Monthly Peak | 1 | 117.5233 | 114.0401 | 110.6345 | 111.2035 | 120.6138 | 144.7546 | 173.2765 | 188.6106 | 197.2547 | 197.5762 | 198.7766 | 196.8462 | 191.826 | 190.4729 | 183.2784 | 173.2704 | 164.5268 | 162.1114 | 158.061 | 152.6592 | 147.1232 | 141.0674 | 132.1717 | 125.8838 | 0.38736 | 0.038109 | 0.13466 | -0.055898 | -0.18311 | -0.6581 | -0.0033108 | 0.062838 | -0.28598 | -0.23152 | 0.024558 | 0.31229 | 0.63753 | 1.9043 | 6.1831 | 5.7831 | 5.1278 | 4.646 | 0.94454 | -0.081021 | -0.56545 | -0.64446 | -0.53249 | -0.77861 | 46.5772 | 45.7179 | 45.0007 | 44.5162 | 44.1132 | 43.9975 | 43.7732 | 43.5951 | 43.9619 | 45.8713 | 49.0769 | 51.888 | 53.7373 | 55.1112 | 56.0155 | 56.5013 | 56.3522 | 54.9256 | 53.0439 | 51.5897 | 50.5019 | 49.512 | 48.666 | 47.7422 | 2.3312 | 1.9811 | 2.1505 | 2.3105 | 2.7206 | 2.3917 | 2.2566 | 2.2969 | 2.4739 | 2.4092 | 2.3739 | 2.6409 | 2.549 | 2.6979 | 2.7618 | 2.6931 | 2.6159 | 2.4329 | 2.2111 | 2.1674 | 2.0475 | 2.1723 | 2.254 | 2.2921
Portfolio Adjusted1-in-2AllAll2017February Monthly Peak | Portfolio Adjusted | 1-in-2 | All | All | 2017 | February Monthly Peak | 2 | 118.952 | 115.3387 | 112.1671 | 112.7246 | 121.639 | 145.3034 | 173.0932 | 187.806 | 196.9391 | 198.6254 | 201.2725 | 201.3112 | 197.7525 | 197.6799 | 191.5542 | 180.5464 | 170.3296 | 165.4554 | 162.533 | 156.5603 | 150.7028 | 143.8879 | 134.0441 | 127.3625 | 0.38482 | 0.031501 | 0.13281 | -0.058185 | -0.1872 | -0.66035 | -0.0043852 | 0.063858 | -0.28586 | -0.23148 | 0.026264 | 0.32161 | 0.65926 | 1.9637 | 6.433 | 6.0063 | 5.2924 | 4.7285 | 0.97284 | -0.083352 | -0.5788 | -0.66054 | -0.54406 | -0.78926 | 49.6796 | 49.3391 | 48.9759 | 48.588 | 48.0959 | 47.7697 | 47.5917 | 47.5268 | 48.102 | 49.8766 | 51.8696 | 53.7264 | 54.4728 | 54.7053 | 54.7588 | 54.2249 | 54.0314 | 53.3591 | 52.1298 | 50.9589 | 49.8556 | 49.2761 | 48.0339 | 46.956 | 2.3523 | 1.9985 | 2.1771 | 2.3408 | 2.739 | 2.3977 | 2.2518 | 2.2833 | 2.4684 | 2.4212 | 2.4034 | 2.6968 | 2.6286 | 2.8041 | 2.8965 | 2.8098 | 2.7081 | 2.4835 | 2.2719 | 2.224 | 2.0978 | 2.2149 | 2.2843 | 2.313
Portfolio Adjusted1-in-2AllAll2017March Monthly Peak | Portfolio Adjusted | 1-in-2 | All | All | 2017 | March Monthly Peak | 3 | 121.9627 | 118.0187 | 114.4761 | 114.3487 | 122.6488 | 145.6957 | 174.0018 | 189.0385 | 197.2702 | 198.9803 | 202.1634 | 202.2535 | 199.3168 | 199.2227 | 193.3941 | 183.5796 | 173.3785 | 165.7364 | 162.932 | 161.2492 | 155.7276 | 148.4872 | 138.1355 | 130.8153 | 0.4009 | 0.039428 | 0.13507 | -0.057568 | -0.18812 | -0.65913 | -0.0033631 | 0.063953 | -0.28637 | -0.23081 | 0.027686 | 0.32484 | 0.6667 | 1.9859 | 6.5024 | 6.1128 | 5.3969 | 4.7375 | 0.97611 | -0.084185 | -0.59619 | -0.67752 | -0.55892 | -0.81066 | 49.5208 | 48.5527 | 47.7298 | 47.2616 | 46.9325 | 46.455 | 46.0747 | 46.0921 | 48.0551 | 50.3959 | 52.7994 | 54.7774 | 55.9955 | 56.9644 | 57.3324 | 57.6964 | 57.4504 | 56.7606 | 55.3284 | 53.3779 | 52.0949 | 50.933 | 49.9987 | 49.1291 | 2.4156 | 2.0484 | 2.2222 | 2.3746 | 2.7574 | 2.402 | 2.261 | 2.2969 | 2.4702 | 2.4237 | 2.4126 | 2.7067 | 2.6475 | 2.8195 | 2.9118 | 2.8446 | 2.7419 | 2.4815 | 2.2764 | 2.2908 | 2.1674 | 2.2847 | 2.3531 | 2.375
Portfolio Adjusted1-in-2AllAll2017April Monthly Peak | Portfolio Adjusted | 1-in-2 | All | All | 2017 | April Monthly Peak | 4 | 125.1198 | 121.1783 | 117.1441 | 117.1947 | 125.7261 | 148.6552 | 174.3872 | 190.4073 | 200.8665 | 206.285 | 213.1993 | 215.5944 | 215.0884 | 216.4284 | 211.1238 | 200.0858 | 187.7484 | 176.3196 | 167.9461 | 166.4951 | 162.4685 | 154.1439 | 143.1098 | 135.4698 | 0.40279 | 0.03497 | 0.13823 | -0.060836 | -0.20127 | -0.67486 | -0.0036633 | 0.06808 | -0.291 | -0.23749 | 0.033975 | 0.3546 | 0.73004 | 2.158 | 7.0801 | 6.647 | 5.8414 | 5.0541 | 1.0265 | -0.063977 | -0.6054 | -0.68861 | -0.57136 | -0.83581 | 62.6415 | 61.6291 | 60.3159 | 59.2798 | 58.4274 | 57.7612 | 57.296 | 57.2034 | 59.4872 | 63.4861 | 67.8413 | 72.0225 | 75.4097 | 77.9018 | 79.2844 | 79.8652 | 79.8802 | 79.3133 | 77.7093 | 75.0408 | 71.2482 | 68.4723 | 66.2025 | 64.0469 | 2.4692 | 2.0974 | 2.2698 | 2.4299 | 2.8178 | 2.4458 | 2.2577 | 2.3037 | 2.5047 | 2.5057 | 2.5379 | 2.8727 | 2.8496 | 3.0549 | 3.1749 | 3.0934 | 2.954 | 2.6215 | 2.3337 | 2.3538 | 2.2568 | 2.3703 | 2.4345 | 2.4548
Portfolio Adjusted1-in-2AllAll2017May Monthly Peak | Portfolio Adjusted | 1-in-2 | All | All | 2017 | May Monthly Peak | 5 | 125.2875 | 121.4027 | 117.5669 | 117.7353 | 126.8172 | 150.2414 | 174.9623 | 193.726 | 205.5703 | 211.9954 | 219.0431 | 221.0146 | 219.6464 | 220.6388 | 215.171 | 203.2911 | 190.3928 | 178.1109 | 169.2396 | 165.5471 | 163.3136 | 155.3251 | 144.4087 | 137.1512 | 0.41377 | 0.041629 | 0.14189 | -0.059469 | -0.19994 | -0.67755 | -0.00078691 | 0.070349 | -0.29673 | -0.24669 | 0.032749 | 0.35939 | 0.73964 | 2.209 | 7.2437 | 6.7813 | 5.9519 | 5.1322 | 1.0391 | -0.059244 | -0.60249 | -0.68762 | -0.57057 | -0.84094 | 62.5554 | 61.9342 | 61.2956 | 60.4788 | 59.7352 | 59.301 | 59.1795 | 59.6066 | 61.1681 | 64.4917 | 68.5039 | 72.357 | 76.0199 | 78.6356 | 79.7587 | 80.3573 | 80.3914 | 79.0277 | 76.8911 | 74.0811 | 70.3353 | 67.19 | 65.3562 | 64.0291 | 2.4815 | 2.1061 | 2.2816 | 2.4419 | 2.8407 | 2.4716 | 2.265 | 2.3438 | 2.5605 | 2.5736 | 2.6073 | 2.9514 | 2.9124 | 3.115 | 3.2336 | 3.1389 | 2.9921 | 2.6437 | 2.3503 | 2.336 | 2.2658 | 2.3913 | 2.4601 | 2.4944
Portfolio Adjusted1-in-2AllAll2017June Monthly Peak | Portfolio Adjusted | 1-in-2 | All | All | 2017 | June Monthly Peak | 6 | 133.9007 | 129.6943 | 125.4402 | 125.5934 | 134.2327 | 156.578 | 181.1529 | 199.8444 | 211.656 | 218.51 | 226.0594 | 227.3214 | 223.3227 | 223.6592 | 218.159 | 208.9507 | 197.2637 | 185.0988 | 177.3712 | 172.6869 | 170.9708 | 163.256 | 151.5625 | 144.3985 | 0.20809 | -0.04532 | 0.035326 | -0.18024 | -0.36301 | -0.74197 | -0.18808 | -0.14328 | -0.27584 | -0.15723 | -0.12551 | 0.20351 | 0.64688 | 2.217 | 7.3109 | 7.0097 | 6.2446 | 5.4377 | 1.4059 | 0.068881 | -0.47858 | -0.62056 | -0.63593 | -0.86939 | 67.289 | 66.3712 | 65.4433 | 64.3806 | 63.6391 | 62.8981 | 62.2448 | 62.956 | 65.7351 | 70.2868 | 75.1513 | 79.4783 | 82.1758 | 83.7308 | 85.2477 | 85.8142 | 86.2561 | 85.5578 | 84.4072 | 81.6278 | 77.814 | 73.6474 | 71.3316 | 69.6524 | 2.5726 | 2.1794 | 2.3538 | 2.5066 | 2.8797 | 2.4768 | 2.2515 | 2.3187 | 2.5319 | 2.5515 | 2.5895 | 2.9148 | 2.8406 | 3.0249 | 3.1271 | 3.0731 | 2.9508 | 2.6257 | 2.3652 | 2.3388 | 2.2837 | 2.4242 | 2.4883 | 2.5342
Portfolio Adjusted1-in-2AllAll2017July Monthly Peak | Portfolio Adjusted | 1-in-2 | All | All | 2017 | July Monthly Peak | 7 | 138.1668 | 133.9985 | 130.6457 | 130.7199 | 140.2159 | 164.4087 | 190.3493 | 208.8892 | 221.2691 | 229.6101 | 237.7893 | 239.0224 | 235.3753 | 236.0506 | 230.6544 | 221.2824 | 209.4185 | 196.8535 | 187.0954 | 181.8325 | 179.3419 | 171.049 | 158.7038 | 150.7302 | -0.34703 | -0.28639 | -0.2541 | -0.42719 | -0.67492 | -0.86488 | -0.64199 | -0.70714 | -0.23215 | 0.032475 | -0.50637 | -0.2572 | 0.31581 | 2.1817 | 7.5104 | 7.3775 | 6.6757 | 5.9068 | 2.098 | 0.22553 | -0.22812 | -0.45112 | -0.77852 | -0.8787 | 74.298 | 73.32 | 72.5502 | 71.8277 | 71.1069 | 70.3982 | 69.9488 | 70.6884 | 73.4049 | 77.0447 | 80.8853 | 84.5822 | 87.2103 | 88.8571 | 90.2366 | 90.7276 | 90.1221 | 89.1078 | 88.3477 | 86.8808 | 84.1848 | 80.6864 | 78.241 | 76.4913 | 2.5973 | 2.2006 | 2.3976 | 2.5473 | 2.9338 | 2.5373 | 2.3068 | 2.3629 | 2.581 | 2.6158 | 2.6572 | 2.9911 | 2.9146 | 3.1072 | 3.2097 | 3.1558 | 3.0318 | 2.7096 | 2.4287 | 2.3985 | 2.3379 | 2.4822 | 2.5474 | 2.5896
Portfolio Adjusted1-in-2AllAll2017August Monthly Peak | Portfolio Adjusted | 1-in-2 | All | All | 2017 | August Monthly Peak | 8 | 140.8784 | 136.288 | 132.2466 | 132.9356 | 142.6292 | 167.9468 | 196.443 | 215.99 | 229.8973 | 238.7368 | 247.3889 | 249.5472 | 246.4524 | 247.6658 | 241.6683 | 229.9458 | 215.5738 | 201.0945 | 190.6812 | 186.1405 | 182.3132 | 173.0542 | 160.7798 | 153.0962 | -0.37894 | -0.31381 | -0.279 | -0.43214 | -0.68078 | -0.91573 | -0.69151 | -0.76283 | -0.23533 | 0.047851 | -0.51972 | -0.29733 | 0.28935 | 2.2366 | 7.803 | 7.6016 | 6.8043 | 5.9737 | 2.0901 | 0.16299 | -0.27416 | -0.47696 | -0.80414 | -0.89519 | 74.2061 | 72.8467 | 71.6969 | 70.9725 | 70.32 | 69.55 | 69.2012 | 69.0328 | 71.0878 | 75.99 | 81.2175 | 85.8157 | 89.0777 | 90.999 | 92.2277 | 92.621 | 92.5891 | 91.8987 | 90.1018 | 86.7863 | 82.3204 | 79.2231 | 77.4047 | 75.9808 | 2.6441 | 2.2336 | 2.423 | 2.5877 | 2.9826 | 2.5896 | 2.3793 | 2.4442 | 2.6834 | 2.7205 | 2.7648 | 3.1227 | 3.0561 | 3.266 | 3.3731 | 3.2877 | 3.121 | 2.7624 | 2.4719 | 2.452 | 2.3739 | 2.5083 | 2.576 | 2.6246
Portfolio Adjusted1-in-2AllAll2017September Monthly Peak | Portfolio Adjusted | 1-in-2 | All | All | 2017 | September Monthly Peak | 9 | 138.768 | 134.9758 | 131.2098 | 131.8805 | 142.021 | 167.2387 | 197.35 | 217.7088 | 234.9811 | 245.0847 | 254.0807 | 256.3614 | 252.8791 | 254.196 | 247.4744 | 233.7495 | 217.6002 | 202.0649 | 191.8271 | 189.4533 | 182.1563 | 172.9115 | 159.4187 | 151.3912 | -0.28377 | -0.25291 | -0.22199 | -0.39009 | -0.62856 | -0.86896 | -0.62646 | -0.71736 | -0.2649 | -0.010119 | -0.51639 | -0.28206 | 0.30264 | 2.3001 | 7.9705 | 7.7045 | 6.8605 | 5.985 | 2.0375 | 0.16412 | -0.27994 | -0.47668 | -0.76863 | -0.87892 | 72.9555 | 71.8843 | 71.0658 | 70.3468 | 69.6534 | 68.9439 | 68.7154 | 68.6413 | 70.612 | 75.0047 | 80.055 | 84.8204 | 88.9431 | 91.3794 | 92.6636 | 93.0209 | 92.783 | 91.692 | 90.2234 | 87.1446 | 83.3753 | 80.4979 | 78.5516 | 77.2626 | 2.6002 | 2.2087 | 2.401 | 2.5644 | 2.9739 | 2.5769 | 2.3913 | 2.4657 | 2.7485 | 2.7982 | 2.8412 | 3.2073 | 3.138 | 3.3571 | 3.4699 | 3.358 | 3.1646 | 2.7826 | 2.4865 | 2.4931 | 2.3683 | 2.502 | 2.5516 | 2.5934
Portfolio Adjusted1-in-2AllAll2017October Monthly Peak | Portfolio Adjusted | 1-in-2 | All | All | 2017 | October Monthly Peak | 10 | 132.9347 | 128.8613 | 124.3772 | 124.1206 | 133.1835 | 157.0306 | 186.069 | 202.5331 | 215.5172 | 224.2194 | 233.232 | 237.0246 | 236.2347 | 237.921 | 232.1057 | 219.0881 | 203.7133 | 190.202 | 184.6777 | 179.018 | 171.32 | 162.4213 | 150.5914 | 142.5456 | 0.3399 | 0.01357 | 0.10301 | -0.11662 | -0.27977 | -0.71758 | -0.08966 | -0.033572 | -0.30424 | -0.22301 | -0.050421 | 0.29973 | 0.73763 | 2.3604 | 7.7669 | 7.3061 | 6.3964 | 5.5279 | 1.3008 | 0.018133 | -0.54837 | -0.66472 | -0.60632 | -0.86568 | 65.5439 | 64.6087 | 63.7946 | 62.9249 | 62.1854 | 61.5851 | 61.093 | 61.0535 | 62.1026 | 65.6397 | 71.0893 | 77.1142 | 82.6134 | 85.7961 | 86.5654 | 87.1009 | 87.1811 | 86.2022 | 83.4518 | 78.7181 | 75.2499 | 72.6681 | 70.5832 | 69.0169 | 2.5882 | 2.1947 | 2.3667 | 2.5207 | 2.9212 | 2.5306 | 2.3616 | 2.4026 | 2.6357 | 2.6739 | 2.723 | 3.0979 | 3.0695 | 3.2909 | 3.417 | 3.3149 | 3.1281 | 2.7612 | 2.508 | 2.4704 | 2.3298 | 2.4505 | 2.5141 | 2.5419
Portfolio Adjusted1-in-2AllAll2017November Monthly Peak | Portfolio Adjusted | 1-in-2 | All | All | 2017 | November Monthly Peak | 11 | 124.5978 | 120.87 | 117.0021 | 116.919 | 125.8623 | 148.9867 | 174.3562 | 189.7743 | 200.1144 | 205.4757 | 211.4845 | 213.158 | 211.5059 | 212.1803 | 205.7882 | 194.0439 | 183.3438 | 177.7292 | 169.9758 | 163.5138 | 157.1293 | 149.413 | 139.4899 | 132.9018 | 0.42182 | 0.050969 | 0.15137 | -0.056959 | -0.19564 | -0.67198 | -8.8639e-05 | 0.069899 | -0.28884 | -0.23918 | 0.032463 | 0.34826 | 0.7168 | 2.1302 | 6.9387 | 6.4811 | 5.7352 | 5.125 | 1.0404 | -0.060098 | -0.58159 | -0.66459 | -0.55029 | -0.81558 | 58.9535 | 58.0059 | 57.4396 | 56.7595 | 55.7428 | 54.8486 | 54.8861 | 54.7796 | 57.4947 | 61.2714 | 65.9485 | 70.5517 | 73.4009 | 74.9757 | 76.0605 | 75.8804 | 74.023 | 70.9746 | 67.879 | 65.7121 | 64.1883 | 63.2995 | 62.3832 | 61.7272 | 2.4773 | 2.1031 | 2.2787 | 2.4243 | 2.8153 | 2.4537 | 2.2611 | 2.2974 | 2.4941 | 2.4929 | 2.515 | 2.8442 | 2.7995 | 2.9903 | 3.0829 | 2.9915 | 2.8812 | 2.6401 | 2.3627 | 2.3078 | 2.1805 | 2.3006 | 2.3782 | 2.4213
Portfolio Adjusted1-in-2AllAll2017December Monthly Peak | Portfolio Adjusted | 1-in-2 | All | All | 2017 | December Monthly Peak | 12 | 119.3348 | 115.5044 | 111.9992 | 111.7487 | 120.3395 | 143.2633 | 170.084 | 183.9573 | 192.2766 | 194.7216 | 197.2028 | 196.2578 | 192.8155 | 192.4064 | 186.1707 | 176.4794 | 169.2485 | 165.5671 | 159.7173 | 154.3505 | 148.8365 | 142.4403 | 132.8889 | 126.1746 | 0.4007 | 0.044971 | 0.14474 | -0.05435 | -0.18272 | -0.64608 | 0.0019591 | 0.066983 | -0.27768 | -0.22763 | 0.027043 | 0.31535 | 0.64417 | 1.921 | 6.2688 | 5.8852 | 5.2778 | 4.7575 | 0.96683 | -0.070261 | -0.564 | -0.64595 | -0.534 | -0.77932 | 50.6816 | 49.8195 | 49.1802 | 48.6884 | 48.1085 | 47.5342 | 47.2824 | 47.192 | 47.8212 | 51.0785 | 54.8543 | 58.0413 | 60.1215 | 61.3002 | 62.0166 | 62.3139 | 61.7486 | 59.5354 | 56.7943 | 54.6415 | 52.9456 | 51.1221 | 49.4652 | 48.1197 | 2.372 | 2.0091 | 2.1826 | 2.3195 | 2.7021 | 2.3629 | 2.2082 | 2.2311 | 2.4013 | 2.3678 | 2.3499 | 2.6266 | 2.561 | 2.7236 | 2.8056 | 2.7391 | 2.6803 | 2.4712 | 2.2263 | 2.1856 | 2.0693 | 2.1929 | 2.2662 | 2.2984
Portfolio Adjusted1-in-2AllAll2017Typical Event Day | Portfolio Adjusted | 1-in-2 | All | All | 2017 | Typical Event Day | 8 | 140.1014 | 135.5204 | 131.3893 | 132.0366 | 141.6365 | 166.7704 | 195.062 | 213.977 | 226.9884 | 234.9349 | 242.9451 | 244.8597 | 241.6991 | 242.9621 | 237.171 | 225.7606 | 211.7468 | 197.7665 | 187.9968 | 183.6978 | 180.1653 | 171.1341 | 159.0814 | 151.5679 | -0.19889 | -0.22596 | -0.178 | -0.36247 | -0.59624 | -0.85951 | -0.53949 | -0.57903 | -0.25477 | -0.023028 | -0.41384 | -0.14474 | 0.40692 | 2.2676 | 7.7505 | 7.5096 | 6.7128 | 5.8801 | 1.9248 | 0.16973 | -0.31158 | -0.50523 | -0.74947 | -0.8893 | 72.1872 | 71.1055 | 70.1891 | 69.3819 | 68.6799 | 67.9476 | 67.5275 | 67.8296 | 70.2099 | 74.5815 | 79.3272 | 83.6742 | 86.8518 | 88.7416 | 90.0939 | 90.5459 | 90.4376 | 89.5641 | 88.27 | 85.6099 | 81.9236 | 78.5137 | 76.3822 | 74.8468 | 2.6216 | 2.2147 | 2.4007 | 2.5637 | 2.9543 | 2.5651 | 2.3569 | 2.4159 | 2.6436 | 2.6714 | 2.7095 | 3.0574 | 2.9921 | 3.1995 | 3.3075 | 3.2257 | 3.064 | 2.7141 | 2.4323 | 2.4155 | 2.3407 | 2.4738 | 2.5418 | 2.5903
Portfolio Adjusted1-in-2AllAll2018January Monthly Peak | Portfolio Adjusted | 1-in-2 | All | All | 2018 | January Monthly Peak | 1 | 117.5233 | 114.0401 | 110.6345 | 111.2035 | 120.6138 | 144.7546 | 173.2765 | 188.6106 | 197.2547 | 197.5762 | 198.7766 | 196.8462 | 191.8259 | 190.4729 | 183.2784 | 173.2704 | 164.5268 | 162.1114 | 158.061 | 152.6592 | 147.1232 | 141.0674 | 132.1717 | 125.8838 | 0.38736 | 0.038109 | 0.13466 | -0.055898 | -0.18311 | -0.6581 | -0.0033108 | 0.062838 | -0.28598 | -0.23152 | 0.024558 | 0.31229 | 0.63753 | 1.9043 | 6.1831 | 5.7831 | 5.1278 | 4.646 | 0.94454 | -0.081021 | -0.56545 | -0.64446 | -0.53249 | -0.77861 | 46.5772 | 45.7179 | 45.0007 | 44.5162 | 44.1132 | 43.9975 | 43.7732 | 43.5951 | 43.9619 | 45.8713 | 49.0769 | 51.8879 | 53.7373 | 55.1112 | 56.0155 | 56.5013 | 56.3522 | 54.9256 | 53.0439 | 51.5897 | 50.5019 | 49.512 | 48.666 | 47.7422 | 2.3312 | 1.9811 | 2.1505 | 2.3105 | 2.7206 | 2.3917 | 2.2566 | 2.2969 | 2.4739 | 2.4092 | 2.3739 | 2.6409 | 2.549 | 2.6979 | 2.7618 | 2.6931 | 2.6159 | 2.4329 | 2.2111 | 2.1674 | 2.0475 | 2.1723 | 2.254 | 2.2921
Portfolio Adjusted1-in-2AllAll2018February Monthly Peak | Portfolio Adjusted | 1-in-2 | All | All | 2018 | February Monthly Peak | 2 | 118.952 | 115.3387 | 112.1671 | 112.7246 | 121.639 | 145.3034 | 173.0932 | 187.806 | 196.9391 | 198.6254 | 201.2725 | 201.3112 | 197.7525 | 197.6799 | 191.5542 | 180.5464 | 170.3296 | 165.4554 | 162.533 | 156.5603 | 150.7028 | 143.8879 | 134.0441 | 127.3625 | 0.38482 | 0.031501 | 0.13281 | -0.058185 | -0.1872 | -0.66035 | -0.0043852 | 0.063858 | -0.28586 | -0.23148 | 0.026264 | 0.32161 | 0.65926 | 1.9637 | 6.433 | 6.0063 | 5.2924 | 4.7285 | 0.97284 | -0.083352 | -0.5788 | -0.66054 | -0.54406 | -0.78926 | 49.6796 | 49.3391 | 48.9759 | 48.588 | 48.0959 | 47.7697 | 47.5917 | 47.5268 | 48.102 | 49.8766 | 51.8696 | 53.7264 | 54.4728 | 54.7053 | 54.7588 | 54.2249 | 54.0314 | 53.3591 | 52.1298 | 50.9589 | 49.8556 | 49.2761 | 48.0339 | 46.956 | 2.3523 | 1.9985 | 2.1771 | 2.3408 | 2.739 | 2.3977 | 2.2518 | 2.2833 | 2.4684 | 2.4212 | 2.4034 | 2.6968 | 2.6286 | 2.8041 | 2.8965 | 2.8098 | 2.7081 | 2.4835 | 2.2719 | 2.224 | 2.0978 | 2.2149 | 2.2843 | 2.313
Portfolio Adjusted1-in-2AllAll2018March Monthly Peak | Portfolio Adjusted | 1-in-2 | All | All | 2018 | March Monthly Peak | 3 | 121.9627 | 118.0187 | 114.4761 | 114.3487 | 122.6488 | 145.6957 | 174.0018 | 189.0385 | 197.2702 | 198.9803 | 202.1634 | 202.2534 | 199.3168 | 199.2227 | 193.3941 | 183.5796 | 173.3785 | 165.7364 | 162.932 | 161.2492 | 155.7276 | 148.4872 | 138.1355 | 130.8153 | 0.4009 | 0.039428 | 0.13507 | -0.057568 | -0.18812 | -0.65913 | -0.0033631 | 0.063953 | -0.28637 | -0.23081 | 0.027686 | 0.32484 | 0.6667 | 1.9859 | 6.5024 | 6.1128 | 5.3969 | 4.7375 | 0.97611 | -0.084185 | -0.59619 | -0.67752 | -0.55892 | -0.81066 | 49.5208 | 48.5527 | 47.7298 | 47.2616 | 46.9325 | 46.455 | 46.0747 | 46.0921 | 48.0551 | 50.3959 | 52.7994 | 54.7774 | 55.9955 | 56.9644 | 57.3324 | 57.6964 | 57.4504 | 56.7606 | 55.3284 | 53.3779 | 52.0949 | 50.933 | 49.9987 | 49.1291 | 2.4156 | 2.0484 | 2.2222 | 2.3746 | 2.7574 | 2.402 | 2.261 | 2.2969 | 2.4702 | 2.4237 | 2.4126 | 2.7067 | 2.6475 | 2.8195 | 2.9118 | 2.8446 | 2.7419 | 2.4815 | 2.2764 | 2.2908 | 2.1674 | 2.2847 | 2.3531 | 2.375
Portfolio Adjusted1-in-2AllAll2018April Monthly Peak | Portfolio Adjusted | 1-in-2 | All | All | 2018 | April Monthly Peak | 4 | 3.8517 | 3.7049 | 3.596 | 3.5926 | 3.7449 | 4.1755 | 4.6903 | 5.1234 | 5.7718 | 6.3051 | 6.7702 | 7.0473 | 7.1855 | 7.3342 | 7.3476 | 7.1671 | 6.8123 | 6.2465 | 5.7175 | 5.6612 | 5.5005 | 5.0864 | 4.5804 | 4.2001 | 0.0043763 | 0.00037995 | 0.0015018 | -0.00066097 | -0.0021867 | -0.0073323 | -3.9801e-05 | 0.00073968 | -0.0031617 | -0.0025803 | 0.00036913 | 0.0038527 | 0.0079318 | 0.023447 | 0.11395 | 0.11392 | 0.10609 | 0.087625 | 0.011153 | -0.0006951 | -0.0065776 | -0.0074817 | -0.0062077 | -0.0090809 | 62.1138 | 61.0241 | 59.6663 | 58.4951 | 57.6087 | 56.9269 | 56.4561 | 56.4454 | 58.9349 | 62.9125 | 67.7579 | 72.0163 | 75.2654 | 77.6235 | 78.8215 | 79.4389 | 79.5143 | 78.9395 | 77.5729 | 75.1208 | 71.3278 | 68.4429 | 66.3088 | 64.0192 | 0.027222 | 0.023394 | 0.024902 | 0.026655 | 0.030872 | 0.02737 | 0.025098 | 0.025396 | 0.027633 | 0.027733 | 0.028164 | 0.031792 | 0.031561 | 0.033771 | 0.035033 | 0.0341 | 0.032527 | 0.028881 | 0.025712 | 0.025964 | 0.024968 | 0.026091 | 0.026798 | 0.027052
Portfolio Adjusted1-in-2AllAll2018May Monthly Peak | Portfolio Adjusted | 1-in-2 | All | All | 2018 | May Monthly Peak | 5 | 3.9254 | 3.772 | 3.6596 | 3.6515 | 3.8166 | 4.2361 | 4.6621 | 5.2431 | 5.964 | 6.5394 | 7.0273 | 7.3096 | 7.4249 | 7.5571 | 7.5567 | 7.3692 | 6.9946 | 6.3924 | 5.8274 | 5.6356 | 5.6052 | 5.1957 | 4.6773 | 4.3051 | 0.0044955 | 0.0004523 | 0.0015416 | -0.00064612 | -0.0021724 | -0.0073615 | -8.5497e-06 | 0.00076434 | -0.0032239 | -0.0026803 | 0.00035581 | 0.0039048 | 0.0080362 | 0.024 | 0.11677 | 0.11667 | 0.10862 | 0.089429 | 0.01129 | -0.00064368 | -0.006546 | -0.0074709 | -0.0061992 | -0.0091367 | 64.3147 | 63.4257 | 62.6489 | 61.7417 | 60.9391 | 60.3341 | 59.8332 | 60.2643 | 62.3569 | 65.926 | 69.7689 | 73.5212 | 76.7912 | 79.2866 | 80.3351 | 80.9403 | 80.8201 | 79.921 | 78.2786 | 75.7572 | 72.2937 | 69.3826 | 67.2904 | 65.8251 | 0.027378 | 0.02352 | 0.025042 | 0.026796 | 0.031132 | 0.02765 | 0.025147 | 0.02585 | 0.02827 | 0.028513 | 0.02897 | 0.032702 | 0.032297 | 0.034472 | 0.035713 | 0.034636 | 0.032975 | 0.029151 | 0.025914 | 0.025772 | 0.025091 | 0.026338 | 0.027093 | 0.027502
Portfolio Adjusted1-in-2AllAll2018June Monthly Peak | Portfolio Adjusted | 1-in-2 | All | All | 2018 | June Monthly Peak | 6 | 4.188 | 4.0162 | 3.888 | 3.8709 | 4.0239 | 4.425 | 4.9034 | 5.6195 | 6.4648 | 7.1727 | 7.7644 | 8.1039 | 8.211 | 8.3549 | 8.3552 | 8.1724 | 7.7897 | 7.1274 | 6.4723 | 6.0924 | 6.0084 | 5.6039 | 5.0235 | 4.5896 | 0.0022608 | -0.00049239 | 0.00038381 | -0.0019583 | -0.0039441 | -0.0080614 | -0.0020435 | -0.0015567 | -0.002997 | -0.0017083 | -0.0013636 | 0.0022111 | 0.0070283 | 0.024087 | 0.12264 | 0.12508 | 0.11805 | 0.097702 | 0.015275 | 0.00074839 | -0.0051997 | -0.0067423 | -0.0069094 | -0.0094458 | 68.5796 | 67.434 | 66.3918 | 65.3802 | 64.454 | 63.5466 | 62.7428 | 63.5459 | 66.8385 | 71.5537 | 76.3162 | 80.6244 | 83.3801 | 84.8571 | 85.9408 | 86.4168 | 86.7541 | 86.3601 | 85.3788 | 82.9703 | 79.5459 | 75.5007 | 73.0597 | 71.1879 | 0.0284 | 0.024359 | 0.02585 | 0.027518 | 0.031575 | 0.027737 | 0.025052 | 0.025662 | 0.028078 | 0.028434 | 0.028975 | 0.032513 | 0.031743 | 0.033715 | 0.034761 | 0.0341 | 0.032685 | 0.029102 | 0.02619 | 0.025888 | 0.025366 | 0.026764 | 0.027463 | 0.027984
Portfolio Adjusted1-in-2AllAll2018July Monthly Peak | Portfolio Adjusted | 1-in-2 | All | All | 2018 | July Monthly Peak | 7 | 4.419 | 4.2367 | 4.1086 | 4.0887 | 4.2547 | 4.7449 | 5.3055 | 6.0916 | 7.0615 | 7.8884 | 8.5681 | 8.9479 | 9.0804 | 9.2288 | 9.2162 | 9.0019 | 8.5971 | 7.8482 | 7.0446 | 6.6004 | 6.4642 | 6.0073 | 5.3788 | 4.8904 | -0.0037704 | -0.0031116 | -0.0027608 | -0.0046414 | -0.0073329 | -0.0093968 | -0.0069752 | -0.007683 | -0.0025223 | 0.00035283 | -0.0055016 | -0.0027945 | 0.0034312 | 0.023704 | 0.12955 | 0.13455 | 0.12853 | 0.10725 | 0.022795 | 0.0024504 | -0.0024785 | -0.0049013 | -0.0084585 | -0.0095469 | 74.9109 | 73.7228 | 72.876 | 72.0652 | 71.18 | 70.3032 | 69.702 | 70.3262 | 73.3765 | 77.4188 | 81.5583 | 85.0835 | 87.8513 | 89.3604 | 90.3952 | 90.8507 | 90.7151 | 89.7805 | 88.8047 | 87.2961 | 84.5809 | 81.0513 | 78.6577 | 77.01 | 0.02872 | 0.024663 | 0.026357 | 0.027991 | 0.032192 | 0.028496 | 0.025748 | 0.026238 | 0.028738 | 0.029297 | 0.029916 | 0.033549 | 0.032762 | 0.034811 | 0.035838 | 0.035157 | 0.033709 | 0.030136 | 0.026974 | 0.026623 | 0.026043 | 0.027457 | 0.028167 | 0.028641
Portfolio Adjusted1-in-2AllAll2018August Monthly Peak | Portfolio Adjusted | 1-in-2 | All | All | 2018 | August Monthly Peak | 8 | 4.4511 | 4.2599 | 4.125 | 4.1142 | 4.2889 | 4.7972 | 5.4027 | 6.122 | 7.1141 | 7.9441 | 8.6328 | 9.0246 | 9.1605 | 9.3149 | 9.3125 | 9.0849 | 8.6488 | 7.8637 | 7.0477 | 6.6894 | 6.4998 | 5.9849 | 5.3658 | 4.8871 | -0.0041171 | -0.0034095 | -0.0030313 | -0.0046952 | -0.0073966 | -0.0099493 | -0.0075132 | -0.0082881 | -0.0025569 | 0.00051989 | -0.0056467 | -0.0032305 | 0.0031437 | 0.024301 | 0.13253 | 0.13689 | 0.12978 | 0.10775 | 0.022708 | 0.0017708 | -0.0029787 | -0.0051821 | -0.0087369 | -0.0097261 | 73.8809 | 72.6605 | 71.3815 | 70.4639 | 69.6662 | 68.7869 | 68.2974 | 67.9057 | 70.1042 | 75.1662 | 80.5801 | 85.0986 | 88.3293 | 90.1946 | 91.3976 | 91.9621 | 92.0464 | 91.5769 | 90.0455 | 86.8822 | 82.7456 | 79.6575 | 77.5714 | 75.9317 | 0.029218 | 0.025009 | 0.026628 | 0.028423 | 0.032718 | 0.029074 | 0.02654 | 0.027083 | 0.029802 | 0.030371 | 0.031013 | 0.034904 | 0.034215 | 0.036455 | 0.037544 | 0.036536 | 0.034636 | 0.030673 | 0.027414 | 0.027193 | 0.026417 | 0.027717 | 0.028457 | 0.029003
Portfolio Adjusted1-in-2AllAll2018September Monthly Peak | Portfolio Adjusted | 1-in-2 | All | All | 2018 | September Monthly Peak | 9 | 4.3609 | 4.1938 | 4.0703 | 4.061 | 4.2462 | 4.7593 | 5.464 | 6.0737 | 7.0797 | 7.9183 | 8.5945 | 8.9826 | 9.1171 | 9.2719 | 9.2341 | 8.9595 | 8.4783 | 7.6697 | 6.9024 | 6.746 | 6.3485 | 5.8415 | 5.2191 | 4.7693 | -0.0030831 | -0.0027478 | -0.0024119 | -0.0042383 | -0.0068293 | -0.0094411 | -0.0068064 | -0.007794 | -0.0028782 | -0.00010994 | -0.0056105 | -0.0030645 | 0.0032882 | 0.02499 | 0.1334 | 0.13665 | 0.12871 | 0.10633 | 0.022137 | 0.0017832 | -0.0030415 | -0.0051791 | -0.0083511 | -0.0095494 | 72.3873 | 71.2933 | 70.1652 | 69.1544 | 68.2385 | 67.429 | 67.0443 | 66.8486 | 69.0687 | 73.9637 | 79.2202 | 83.9937 | 87.8636 | 90.1253 | 91.4326 | 91.9412 | 91.8845 | 90.981 | 89.5873 | 86.7073 | 82.6809 | 79.6397 | 77.4764 | 76.047 | 0.028727 | 0.024716 | 0.026381 | 0.028163 | 0.032615 | 0.028922 | 0.026711 | 0.027292 | 0.030466 | 0.031161 | 0.031778 | 0.035761 | 0.035045 | 0.037386 | 0.038535 | 0.037244 | 0.035058 | 0.030842 | 0.027535 | 0.027639 | 0.026315 | 0.027616 | 0.02816 | 0.028639
Portfolio Adjusted1-in-2AllAll2018October Monthly Peak | Portfolio Adjusted | 1-in-2 | All | All | 2018 | October Monthly Peak | 10 | 4.0375 | 3.8884 | 3.7763 | 3.7626 | 3.9251 | 4.3864 | 5.0956 | 5.4918 | 6.1958 | 6.8498 | 7.3857 | 7.7196 | 7.854 | 8.0272 | 8.0329 | 7.7984 | 7.3649 | 6.6918 | 6.3517 | 6.1073 | 5.7326 | 5.2994 | 4.762 | 4.3712 | 0.0036929 | 0.00014743 | 0.0011192 | -0.0012671 | -0.0030396 | -0.0077965 | -0.00097415 | -0.00036475 | -0.0033055 | -0.0024229 | -0.00054782 | 0.0032565 | 0.0080143 | 0.025645 | 0.12441 | 0.12441 | 0.11538 | 0.094987 | 0.014133 | 0.00019701 | -0.005958 | -0.007222 | -0.0065876 | -0.0094055 | 64.3444 | 63.4218 | 62.5649 | 61.5887 | 60.7377 | 60.0507 | 59.393 | 59.0187 | 59.9844 | 64.0743 | 69.9144 | 76.0833 | 81.3475 | 84.3316 | 85.1485 | 85.8246 | 85.9819 | 85.0718 | 82.672 | 78.1183 | 74.3995 | 71.5134 | 69.1565 | 67.2731 | 0.028517 | 0.024456 | 0.025964 | 0.027648 | 0.032001 | 0.028299 | 0.02632 | 0.026509 | 0.029092 | 0.029609 | 0.030231 | 0.034298 | 0.034007 | 0.036392 | 0.037716 | 0.036552 | 0.034459 | 0.03043 | 0.027663 | 0.027275 | 0.025772 | 0.026971 | 0.027671 | 0.028003
Portfolio Adjusted1-in-2AllAll2018November Monthly Peak | Portfolio Adjusted | 1-in-2 | All | All | 2018 | November Monthly Peak | 11 | 3.7596 | 3.6314 | 3.554 | 3.5524 | 3.7163 | 4.1702 | 4.6577 | 5.1022 | 5.7196 | 6.1746 | 6.5338 | 6.7178 | 6.771 | 6.8504 | 6.7819 | 6.5427 | 6.2614 | 6.1587 | 5.7333 | 5.4109 | 5.1204 | 4.7596 | 4.3389 | 4.0256 | 0.0045831 | 0.00055377 | 0.0016446 | -0.00061885 | -0.0021256 | -0.0073009 | -9.6295e-07 | 0.00075944 | -0.0031382 | -0.0025986 | 0.00035271 | 0.0037838 | 0.0077879 | 0.023144 | 0.10888 | 0.10754 | 0.10048 | 0.087578 | 0.011304 | -0.00065295 | -0.0063189 | -0.0072206 | -0.0059788 | -0.0088611 | 56.7384 | 55.8113 | 55.1323 | 54.3245 | 53.2806 | 52.5561 | 52.4122 | 52.371 | 54.9438 | 59.4544 | 64.2715 | 68.669 | 71.4983 | 73.0306 | 73.785 | 73.6092 | 72.0075 | 69.0848 | 65.7751 | 63.6259 | 61.9528 | 60.8655 | 59.8719 | 59.1158 | 0.027283 | 0.023425 | 0.024989 | 0.026587 | 0.030839 | 0.02744 | 0.025113 | 0.025325 | 0.027506 | 0.027562 | 0.027857 | 0.031407 | 0.030925 | 0.03297 | 0.033933 | 0.032892 | 0.03165 | 0.029062 | 0.026025 | 0.02543 | 0.024077 | 0.025291 | 0.026149 | 0.026652
Portfolio Adjusted1-in-2AllAll2018December Monthly Peak | Portfolio Adjusted | 1-in-2 | All | All | 2018 | December Monthly Peak | 12 | 3.7027 | 3.5951 | 3.5283 | 3.5375 | 3.7031 | 4.2025 | 4.8771 | 5.2621 | 5.8578 | 6.1949 | 6.3561 | 6.3487 | 6.2382 | 6.2066 | 6.0776 | 5.8398 | 5.7361 | 5.7822 | 5.4701 | 5.1974 | 4.9596 | 4.6675 | 4.294 | 3.9553 | 0.0043536 | 0.00048861 | 0.0015726 | -0.00059051 | -0.0019853 | -0.0070196 | 2.1286e-05 | 0.00072776 | -0.003017 | -0.0024732 | 0.00029382 | 0.0034262 | 0.0069988 | 0.020871 | 0.097851 | 0.096701 | 0.092024 | 0.081702 | 0.010504 | -0.00076337 | -0.0061278 | -0.0070182 | -0.0058018 | -0.0084672 | 47.9176 | 47.2065 | 46.6563 | 46.0856 | 45.5778 | 45.0185 | 44.7943 | 44.7179 | 45.404 | 48.6958 | 52.4323 | 55.5437 | 57.6154 | 58.6179 | 59.2511 | 59.52 | 58.8577 | 56.5668 | 53.7468 | 51.7092 | 50.1311 | 48.2811 | 46.5987 | 45.3239 | 0.026162 | 0.022451 | 0.023961 | 0.025472 | 0.029633 | 0.026551 | 0.024684 | 0.024673 | 0.026571 | 0.026271 | 0.02611 | 0.029055 | 0.028315 | 0.030034 | 0.030871 | 0.0301 | 0.029442 | 0.027225 | 0.024552 | 0.02412 | 0.022897 | 0.024148 | 0.02497 | 0.025337
Portfolio Adjusted1-in-2AllAll2018Typical Event Day | Portfolio Adjusted | 1-in-2 | All | All | 2018 | Typical Event Day | 8 | 4.414 | 4.2246 | 4.0908 | 4.0803 | 4.2538 | 4.7547 | 5.3489 | 6.0427 | 6.9933 | 7.7841 | 8.445 | 8.8228 | 8.9569 | 9.1165 | 9.1245 | 8.91 | 8.4861 | 7.7217 | 6.9325 | 6.5863 | 6.4107 | 5.9067 | 5.2986 | 4.831 | -0.0021609 | -0.002455 | -0.0019339 | -0.0039382 | -0.006478 | -0.0093385 | -0.0058615 | -0.0062911 | -0.002768 | -0.00025019 | -0.0044964 | -0.0015726 | 0.0044211 | 0.024637 | 0.13103 | 0.13486 | 0.12775 | 0.10594 | 0.020913 | 0.0018441 | -0.0033853 | -0.0054893 | -0.0081429 | -0.0096621 | 72.4397 | 71.2777 | 70.2036 | 69.2659 | 68.3847 | 67.5164 | 66.9466 | 67.1566 | 69.847 | 74.5256 | 79.4187 | 83.7001 | 86.8561 | 88.6344 | 89.7915 | 90.2927 | 90.35 | 89.6746 | 88.4541 | 85.964 | 82.3883 | 78.9623 | 76.6913 | 75.0442 | 0.028972 | 0.0248 | 0.026384 | 0.028162 | 0.03241 | 0.028806 | 0.026293 | 0.026768 | 0.029358 | 0.029822 | 0.030393 | 0.034175 | 0.033502 | 0.035715 | 0.036818 | 0.03585 | 0.034006 | 0.030138 | 0.026976 | 0.026789 | 0.02605 | 0.027338 | 0.028081 | 0.028628
Portfolio Adjusted1-in-2AllAll2019January Monthly Peak | Portfolio Adjusted | 1-in-2 | All | All | 2019 | January Monthly Peak | 1 | 3.5642 | 3.4951 | 3.4401 | 3.4677 | 3.6252 | 4.2112 | 5.0259 | 5.45 | 6.0687 | 6.3836 | 6.4463 | 6.361 | 6.118 | 6.0085 | 5.7948 | 5.4683 | 5.3636 | 5.5222 | 5.3506 | 5.0872 | 4.8565 | 4.5706 | 4.2115 | 3.8249 | 0.0042211 | 0.00041528 | 0.0014674 | -0.00060912 | -0.0019954 | -0.0071713 | -3.6078e-05 | 0.00068475 | -0.0031164 | -0.0025229 | 0.00026762 | 0.0034031 | 0.0069472 | 0.020751 | 0.095547 | 0.093029 | 0.087616 | 0.07889 | 0.010293 | -0.00088289 | -0.0061618 | -0.0070227 | -0.0058026 | -0.0084846 | 43.9111 | 43.2937 | 42.632 | 42.126 | 41.5863 | 41.282 | 41.0527 | 40.8212 | 41.1409 | 43.3279 | 46.7671 | 49.4486 | 51.3163 | 52.6442 | 53.4414 | 53.8063 | 53.5527 | 52.1754 | 50.3645 | 48.9967 | 47.8787 | 46.9405 | 46.1088 | 45.3954 | 0.025739 | 0.022128 | 0.023659 | 0.025417 | 0.029884 | 0.026815 | 0.025239 | 0.025477 | 0.027461 | 0.026827 | 0.026456 | 0.029292 | 0.028243 | 0.029809 | 0.030443 | 0.029636 | 0.02879 | 0.02687 | 0.024463 | 0.024008 | 0.022747 | 0.024007 | 0.024918 | 0.025295
Portfolio Adjusted1-in-2AllAll2019February Monthly Peak | Portfolio Adjusted | 1-in-2 | All | All | 2019 | February Monthly Peak | 2 | 3.634 | 3.5368 | 3.4742 | 3.5027 | 3.6695 | 4.1891 | 4.8568 | 5.2455 | 5.8597 | 6.2076 | 6.372 | 6.3908 | 6.2781 | 6.2589 | 6.1354 | 5.8652 | 5.645 | 5.5601 | 5.535 | 5.2468 | 4.9886 | 4.6631 | 4.2637 | 3.9062 | 0.0041935 | 0.00034327 | 0.0014473 | -0.00063405 | -0.0020399 | -0.0071959 | -4.7786e-05 | 0.00069586 | -0.0031151 | -0.0025225 | 0.0002862 | 0.0035046 | 0.007184 | 0.021398 | 0.10001 | 0.098106 | 0.091465 | 0.079851 | 0.010601 | -0.00090829 | -0.0063072 | -0.007198 | -0.0059287 | -0.0086006 | 47.8728 | 47.4865 | 47.1355 | 46.7761 | 46.455 | 46.289 | 46.2366 | 46.2046 | 46.5689 | 48.3673 | 50.3953 | 52.231 | 53.019 | 53.077 | 53.1287 | 52.6777 | 52.1925 | 51.296 | 49.8817 | 48.5102 | 47.2397 | 46.4724 | 45.3191 | 44.2928 | 0.025988 | 0.022339 | 0.023954 | 0.025754 | 0.030097 | 0.026916 | 0.025144 | 0.025281 | 0.02735 | 0.026903 | 0.02674 | 0.029882 | 0.029114 | 0.030985 | 0.031941 | 0.030948 | 0.029814 | 0.027398 | 0.025126 | 0.024617 | 0.023277 | 0.024454 | 0.025231 | 0.025543
Portfolio Adjusted1-in-2AllAll2019March Monthly Peak | Portfolio Adjusted | 1-in-2 | All | All | 2019 | March Monthly Peak | 3 | 3.7009 | 3.594 | 3.5147 | 3.5259 | 3.6732 | 4.1823 | 4.9012 | 5.2897 | 5.8384 | 6.195 | 6.3893 | 6.4316 | 6.3408 | 6.3521 | 6.2698 | 6.0424 | 5.8362 | 5.5488 | 5.3887 | 5.3858 | 5.1506 | 4.82 | 4.3931 | 4.0063 | 0.0043686 | 0.00042965 | 0.0014719 | -0.00062733 | -0.00205 | -0.0071827 | -3.6648e-05 | 0.0006969 | -0.0031206 | -0.0025151 | 0.0003017 | 0.0035398 | 0.0072651 | 0.021641 | 0.10157 | 0.10043 | 0.093988 | 0.079855 | 0.010637 | -0.00091738 | -0.0064967 | -0.0073831 | -0.0060906 | -0.0088339 | 47.5984 | 46.8971 | 46.2536 | 45.8596 | 45.5106 | 45.0544 | 44.6688 | 44.5853 | 46.4628 | 48.7991 | 51.0768 | 53.0758 | 54.481 | 55.4995 | 55.9256 | 56.3376 | 56.1482 | 55.4644 | 53.9105 | 51.7908 | 50.389 | 49.2185 | 48.3164 | 47.4032 | 0.026679 | 0.02288 | 0.024443 | 0.026119 | 0.030294 | 0.026957 | 0.025266 | 0.025435 | 0.027362 | 0.026923 | 0.026836 | 0.029992 | 0.029326 | 0.031167 | 0.032127 | 0.031348 | 0.030204 | 0.027371 | 0.025139 | 0.025347 | 0.024048 | 0.025227 | 0.02599 | 0.026224
Portfolio Adjusted1-in-2AllAll2019April Monthly Peak | Portfolio Adjusted | 1-in-2 | All | All | 2019 | April Monthly Peak | 4 | 5.8059 | 5.5979 | 5.4258 | 5.4233 | 5.7106 | 6.5038 | 7.425 | 8.1093 | 8.9157 | 9.5278 | 10.0968 | 10.408 | 10.5358 | 10.7037 | 10.6314 | 10.276 | 9.7281 | 8.9872 | 8.3318 | 8.253 | 8.03 | 7.4884 | 6.8128 | 6.3155 | 0.010797 | 0.00093737 | 0.0037051 | -0.0016307 | -0.0053948 | -0.018089 | -9.8194e-05 | 0.0018249 | -0.0078002 | -0.0063658 | 0.00091069 | 0.009505 | 0.019569 | 0.057845 | 0.22621 | 0.2192 | 0.19852 | 0.16766 | 0.027516 | -0.0017149 | -0.016228 | -0.018458 | -0.015315 | -0.022404 | 62.1223 | 61.0338 | 59.6768 | 58.5078 | 57.6219 | 56.9404 | 56.4696 | 56.4576 | 58.9438 | 62.9217 | 67.7592 | 72.0164 | 75.2678 | 77.6279 | 78.8289 | 79.4458 | 79.5202 | 78.9455 | 77.5751 | 75.1195 | 71.3265 | 68.4433 | 66.3071 | 64.0197 | 0.066341 | 0.05646 | 0.060936 | 0.065232 | 0.075631 | 0.065874 | 0.060743 | 0.061894 | 0.067303 | 0.067365 | 0.068261 | 0.07723 | 0.076621 | 0.082116 | 0.085314 | 0.083112 | 0.079352 | 0.070425 | 0.062695 | 0.063247 | 0.060669 | 0.063668 | 0.065392 | 0.06595
Portfolio Adjusted1-in-2AllAll2019May Monthly Peak | Portfolio Adjusted | 1-in-2 | All | All | 2019 | May Monthly Peak | 5 | 5.8811 | 5.6676 | 5.4952 | 5.49 | 5.7988 | 6.5889 | 7.4064 | 8.2805 | 9.1806 | 9.8503 | 10.4439 | 10.7535 | 10.8448 | 10.9909 | 10.9024 | 10.5265 | 9.95 | 9.1596 | 8.4608 | 8.2125 | 8.1467 | 7.615 | 6.929 | 6.4459 | 0.011091 | 0.0011159 | 0.0038033 | -0.001594 | -0.0053594 | -0.018162 | -2.1092e-05 | 0.0018857 | -0.0079536 | -0.0066125 | 0.00087782 | 0.0096334 | 0.019826 | 0.059211 | 0.23162 | 0.22407 | 0.20278 | 0.17069 | 0.027853 | -0.001588 | -0.01615 | -0.018431 | -0.015294 | -0.022541 | 64.2864 | 63.4016 | 62.6271 | 61.7213 | 60.9197 | 60.3175 | 59.8227 | 60.2537 | 62.3377 | 65.9029 | 69.7486 | 73.5025 | 76.7788 | 79.2761 | 80.3258 | 80.9309 | 80.8132 | 79.9066 | 78.2562 | 75.7302 | 72.2622 | 69.3472 | 67.2592 | 65.7962 | 0.06668 | 0.056707 | 0.061257 | 0.065559 | 0.07625 | 0.066566 | 0.060925 | 0.062977 | 0.068812 | 0.069203 | 0.070142 | 0.079362 | 0.078324 | 0.083746 | 0.086905 | 0.084348 | 0.080385 | 0.071031 | 0.063149 | 0.062769 | 0.060921 | 0.064238 | 0.066087 | 0.067019
Portfolio Adjusted1-in-2AllAll2019June Monthly Peak | Portfolio Adjusted | 1-in-2 | All | All | 2019 | June Monthly Peak | 6 | 6.2783 | 6.0414 | 5.8468 | 5.8324 | 6.1222 | 6.8769 | 7.7436 | 8.7494 | 9.7714 | 10.5784 | 11.2822 | 11.6366 | 11.6774 | 11.8245 | 11.7362 | 11.4079 | 10.843 | 9.9954 | 9.2263 | 8.777 | 8.6668 | 8.1445 | 7.3849 | 6.8426 | 0.0055777 | -0.0012148 | 0.0009469 | -0.0048313 | -0.0097304 | -0.019888 | -0.0050415 | -0.0038406 | -0.0073939 | -0.0042145 | -0.0033642 | 0.0054551 | 0.017339 | 0.059425 | 0.23848 | 0.23602 | 0.21678 | 0.18376 | 0.037685 | 0.0018463 | -0.012828 | -0.016634 | -0.017046 | -0.023304 | 68.5588 | 67.4169 | 66.3765 | 65.3641 | 64.4409 | 63.5361 | 62.7347 | 63.5364 | 66.8208 | 71.5333 | 76.2975 | 80.6059 | 83.3607 | 84.839 | 85.9296 | 86.407 | 86.746 | 86.3472 | 85.3632 | 82.9487 | 79.5179 | 75.4709 | 73.0319 | 71.1632 | 0.069136 | 0.058689 | 0.063202 | 0.067301 | 0.077303 | 0.066719 | 0.060585 | 0.062337 | 0.068091 | 0.068676 | 0.069744 | 0.078466 | 0.07649 | 0.081419 | 0.084131 | 0.082656 | 0.079342 | 0.070609 | 0.063592 | 0.06288 | 0.061434 | 0.065147 | 0.066867 | 0.068106
Portfolio Adjusted1-in-2AllAll2019July Monthly Peak | Portfolio Adjusted | 1-in-2 | All | All | 2019 | July Monthly Peak | 7 | 6.5743 | 6.3278 | 6.1477 | 6.1293 | 6.4457 | 7.3178 | 8.2874 | 9.3597 | 10.5134 | 11.4614 | 12.262 | 12.6555 | 12.7271 | 12.884 | 12.7846 | 12.4227 | 11.8333 | 10.894 | 9.9461 | 9.4242 | 9.2501 | 8.6669 | 7.8496 | 7.2406 | -0.009302 | -0.0076766 | -0.0068111 | -0.011451 | -0.018091 | -0.023183 | -0.017208 | -0.018955 | -0.0062226 | 0.00087047 | -0.013573 | -0.0068942 | 0.0084651 | 0.058479 | 0.2485 | 0.25127 | 0.23403 | 0.20071 | 0.056237 | 0.0060452 | -0.0061146 | -0.012092 | -0.020868 | -0.023553 | 74.901 | 73.7163 | 72.8707 | 72.0613 | 71.1788 | 70.3048 | 69.706 | 70.3321 | 73.3769 | 77.4127 | 81.5474 | 85.0754 | 87.841 | 89.3523 | 90.3927 | 90.8487 | 90.7055 | 89.7697 | 88.7974 | 87.2894 | 84.5745 | 81.0455 | 78.651 | 77.0017 | 0.069818 | 0.059286 | 0.064389 | 0.068404 | 0.078764 | 0.06838 | 0.062105 | 0.063561 | 0.069458 | 0.070464 | 0.071641 | 0.080593 | 0.07856 | 0.083706 | 0.086417 | 0.084935 | 0.081572 | 0.072905 | 0.065334 | 0.064513 | 0.062921 | 0.066727 | 0.068475 | 0.069613
Portfolio Adjusted1-in-2AllAll2019August Monthly Peak | Portfolio Adjusted | 1-in-2 | All | All | 2019 | August Monthly Peak | 8 | 6.6496 | 6.3875 | 6.1896 | 6.1902 | 6.5183 | 7.4263 | 8.4813 | 9.504 | 10.7042 | 11.6633 | 12.4803 | 12.9006 | 12.9844 | 13.1559 | 13.0569 | 12.644 | 11.9834 | 10.9776 | 10.007 | 9.5812 | 9.333 | 8.6772 | 7.8703 | 7.2754 | -0.010157 | -0.0084115 | -0.0074784 | -0.011583 | -0.018248 | -0.024546 | -0.018536 | -0.020447 | -0.006308 | 0.0012826 | -0.013931 | -0.0079699 | 0.0077558 | 0.059953 | 0.25614 | 0.25718 | 0.23734 | 0.20228 | 0.056024 | 0.0043688 | -0.0073487 | -0.012785 | -0.021555 | -0.023995 | 73.8861 | 72.6635 | 71.3866 | 70.4721 | 69.6768 | 68.7992 | 68.312 | 67.9239 | 70.12 | 75.1795 | 80.5904 | 85.1102 | 88.3414 | 90.2076 | 91.4109 | 91.9727 | 92.0551 | 91.582 | 90.0464 | 86.8806 | 82.7387 | 79.6505 | 77.5687 | 75.9325 | 0.071068 | 0.060165 | 0.065068 | 0.069483 | 0.080071 | 0.069786 | 0.064049 | 0.065725 | 0.072185 | 0.073244 | 0.074497 | 0.084091 | 0.082318 | 0.08793 | 0.090769 | 0.088448 | 0.083944 | 0.074307 | 0.066479 | 0.065943 | 0.063878 | 0.067417 | 0.069235 | 0.070543
Portfolio Adjusted1-in-2AllAll2019September Monthly Peak | Portfolio Adjusted | 1-in-2 | All | All | 2019 | September Monthly Peak | 9 | 6.5269 | 6.3013 | 6.1191 | 6.1208 | 6.4664 | 7.3776 | 8.5562 | 9.4842 | 10.7523 | 11.7402 | 12.5505 | 12.969 | 13.0453 | 13.2188 | 13.0733 | 12.5819 | 11.8483 | 10.8023 | 9.8824 | 9.6903 | 9.1816 | 8.5338 | 7.704 | 7.1321 | -0.0076064 | -0.0067791 | -0.0059505 | -0.010456 | -0.016848 | -0.023292 | -0.016792 | -0.019228 | -0.0071007 | -0.00027123 | -0.013842 | -0.0075605 | 0.0081122 | 0.061654 | 0.25969 | 0.2586 | 0.23719 | 0.20107 | 0.054613 | 0.0043992 | -0.0075036 | -0.012777 | -0.020603 | -0.023559 | 72.3964 | 71.3028 | 70.1797 | 69.1736 | 68.2613 | 67.4535 | 67.0712 | 66.8775 | 69.0936 | 73.9804 | 79.2337 | 84.007 | 87.881 | 90.1455 | 91.4524 | 91.9586 | 91.899 | 90.9924 | 89.5975 | 86.7144 | 82.6921 | 79.6536 | 77.4937 | 76.0666 | 0.069886 | 0.059489 | 0.064474 | 0.068857 | 0.079835 | 0.069441 | 0.064387 | 0.066292 | 0.073911 | 0.075305 | 0.076519 | 0.086332 | 0.084491 | 0.090347 | 0.09334 | 0.090311 | 0.085094 | 0.074827 | 0.066854 | 0.067045 | 0.063713 | 0.067237 | 0.068568 | 0.069697
Portfolio Adjusted1-in-2AllAll2019October Monthly Peak | Portfolio Adjusted | 1-in-2 | All | All | 2019 | October Monthly Peak | 10 | 6.1147 | 5.9023 | 5.7198 | 5.7021 | 6.0081 | 6.8462 | 8.0119 | 8.6671 | 9.569 | 10.3527 | 11.0251 | 11.4148 | 11.5344 | 11.7319 | 11.6438 | 11.2033 | 10.529 | 9.6491 | 9.2254 | 8.8937 | 8.401 | 7.8314 | 7.112 | 6.5978 | 0.0091108 | 0.00036374 | 0.0027612 | -0.0031259 | -0.007499 | -0.019235 | -0.0024033 | -0.00089988 | -0.008155 | -0.0059776 | -0.0013515 | 0.0080341 | 0.019772 | 0.063269 | 0.24757 | 0.24015 | 0.21659 | 0.18254 | 0.034867 | 0.00048604 | -0.014699 | -0.017817 | -0.016252 | -0.023204 | 64.3638 | 63.4409 | 62.5847 | 61.6102 | 60.761 | 60.0755 | 59.4204 | 59.0515 | 60.0186 | 64.0995 | 69.9333 | 76.0999 | 81.3679 | 84.3552 | 85.1713 | 85.8452 | 86.0012 | 85.0901 | 82.6846 | 78.128 | 74.4132 | 71.532 | 69.1795 | 67.3012 | 0.069533 | 0.05907 | 0.063537 | 0.067669 | 0.078405 | 0.068152 | 0.063564 | 0.064561 | 0.07083 | 0.071895 | 0.073244 | 0.083291 | 0.082537 | 0.088462 | 0.091826 | 0.089066 | 0.084034 | 0.074183 | 0.06739 | 0.06639 | 0.062631 | 0.065821 | 0.067531 | 0.068288
Portfolio Adjusted1-in-2AllAll2019November Monthly Peak | Portfolio Adjusted | 1-in-2 | All | All | 2019 | November Monthly Peak | 11 | 5.7069 | 5.5207 | 5.3822 | 5.3793 | 5.6846 | 6.5039 | 7.3923 | 8.0782 | 8.8522 | 9.3863 | 9.8365 | 10.0446 | 10.0703 | 10.1592 | 9.9888 | 9.5643 | 9.115 | 8.9235 | 8.38 | 7.9587 | 7.57 | 7.0906 | 6.5169 | 6.1024 | 0.011307 | 0.0013662 | 0.0040575 | -0.0015268 | -0.0052439 | -0.018012 | -2.3748e-06 | 0.0018736 | -0.0077421 | -0.0064111 | 0.00087016 | 0.0093349 | 0.019213 | 0.057099 | 0.21894 | 0.21025 | 0.19128 | 0.16875 | 0.027887 | -0.0016109 | -0.015589 | -0.017814 | -0.01475 | -0.021861 | 56.7741 | 55.8466 | 55.1694 | 54.3637 | 53.3203 | 52.5931 | 52.4521 | 52.4098 | 54.9849 | 59.4836 | 64.2985 | 68.6993 | 71.5289 | 73.0619 | 73.8217 | 73.6458 | 72.04 | 69.1153 | 65.809 | 63.6595 | 61.9888 | 60.9047 | 59.9124 | 59.1579 | 0.066548 | 0.056601 | 0.06117 | 0.065079 | 0.075562 | 0.066082 | 0.060824 | 0.061725 | 0.067015 | 0.067009 | 0.067624 | 0.076437 | 0.075241 | 0.080344 | 0.082809 | 0.080339 | 0.077365 | 0.070916 | 0.063471 | 0.062 | 0.058601 | 0.061784 | 0.063869 | 0.065038
Portfolio Adjusted1-in-2AllAll2019December Monthly Peak | Portfolio Adjusted | 1-in-2 | All | All | 2019 | December Monthly Peak | 12 | 5.5661 | 5.3985 | 5.2763 | 5.2814 | 5.5827 | 6.4435 | 7.5394 | 8.1417 | 8.8619 | 9.233 | 9.4316 | 9.4091 | 9.2449 | 9.2072 | 8.9797 | 8.5896 | 8.371 | 8.3571 | 7.9558 | 7.601 | 7.2782 | 6.8877 | 6.3662 | 5.9249 | 0.010741 | 0.0012054 | 0.0038798 | -0.0014568 | -0.0048978 | -0.017318 | 5.2515e-05 | 0.0017955 | -0.0074431 | -0.0061015 | 0.00072487 | 0.0084527 | 0.017267 | 0.051491 | 0.19729 | 0.18998 | 0.17559 | 0.15705 | 0.025915 | -0.0018833 | -0.015118 | -0.017314 | -0.014314 | -0.020889 | 47.9621 | 47.2486 | 46.697 | 46.1276 | 45.6186 | 45.0591 | 44.8344 | 44.7577 | 45.4429 | 48.7342 | 52.4713 | 55.584 | 57.6558 | 58.6611 | 59.2956 | 59.5651 | 58.9043 | 56.6146 | 53.7959 | 51.7565 | 50.1765 | 48.3269 | 46.6449 | 45.3689 | 0.063735 | 0.0541 | 0.058602 | 0.062279 | 0.072537 | 0.063687 | 0.059464 | 0.059975 | 0.064556 | 0.063683 | 0.063216 | 0.07061 | 0.068839 | 0.073181 | 0.075356 | 0.073555 | 0.071971 | 0.066389 | 0.059819 | 0.058732 | 0.05563 | 0.058907 | 0.060882 | 0.061752
Portfolio Adjusted1-in-2AllAll2019Typical Event Day | Portfolio Adjusted | 1-in-2 | All | All | 2019 | Typical Event Day | 8 | 6.6006 | 6.3404 | 6.1422 | 6.1423 | 6.4677 | 7.3656 | 8.4061 | 9.3935 | 10.5384 | 11.4446 | 12.224 | 12.6265 | 12.7075 | 12.8849 | 12.7995 | 12.4045 | 11.7616 | 10.7842 | 9.8503 | 9.4404 | 9.2108 | 8.5693 | 7.7768 | 7.1957 | -0.0053311 | -0.0060568 | -0.0047711 | -0.009716 | -0.015982 | -0.023039 | -0.014461 | -0.015521 | -0.006829 | -0.00061725 | -0.011093 | -0.0038797 | 0.010907 | 0.060781 | 0.25382 | 0.2537 | 0.23386 | 0.19899 | 0.051595 | 0.0045495 | -0.0083518 | -0.013543 | -0.020089 | -0.023837 | 72.4356 | 71.2749 | 70.2034 | 69.2678 | 68.3894 | 67.5234 | 66.956 | 67.1675 | 69.8528 | 74.5265 | 79.4172 | 83.6996 | 86.856 | 88.6361 | 89.7964 | 90.2968 | 90.3514 | 89.6728 | 88.4511 | 85.9583 | 82.3808 | 78.9551 | 76.6863 | 75.041 | 0.070464 | 0.059656 | 0.064469 | 0.068841 | 0.079313 | 0.06913 | 0.063447 | 0.064963 | 0.071113 | 0.071921 | 0.073007 | 0.082333 | 0.080597 | 0.086138 | 0.089006 | 0.086781 | 0.082414 | 0.073007 | 0.065414 | 0.064962 | 0.062987 | 0.066491 | 0.068316 | 0.069625
Portfolio Adjusted1-in-2AllAll2020January Monthly Peak | Portfolio Adjusted | 1-in-2 | All | All | 2020 | January Monthly Peak | 1 | 5.406 | 5.2817 | 5.1726 | 5.2089 | 5.516 | 6.4826 | 7.7452 | 8.4102 | 9.1586 | 9.4737 | 9.5548 | 9.4396 | 9.1194 | 8.9898 | 8.6633 | 8.1803 | 7.9359 | 8.0529 | 7.8187 | 7.4722 | 7.1558 | 6.7766 | 6.2796 | 5.7976 | 0.010413 | 0.0010245 | 0.0036201 | -0.0015027 | -0.0049226 | -0.017692 | -8.9004e-05 | 0.0016893 | -0.0076881 | -0.006224 | 0.0006602 | 0.0083954 | 0.017139 | 0.051193 | 0.19393 | 0.18499 | 0.16908 | 0.1527 | 0.025392 | -0.0021781 | -0.015201 | -0.017325 | -0.014315 | -0.020931 | 43.9542 | 43.3328 | 42.6702 | 42.1646 | 41.6272 | 41.3259 | 41.0967 | 40.8661 | 41.1865 | 43.369 | 46.8044 | 49.488 | 51.3554 | 52.6841 | 53.483 | 53.8499 | 53.598 | 52.2199 | 50.4078 | 49.0386 | 47.9211 | 46.982 | 46.1501 | 45.4333 | 0.062802 | 0.053473 | 0.0579 | 0.062208 | 0.07323 | 0.064594 | 0.060921 | 0.061925 | 0.066706 | 0.064994 | 0.064049 | 0.071197 | 0.068709 | 0.07269 | 0.074383 | 0.072512 | 0.070434 | 0.065545 | 0.059585 | 0.058419 | 0.055215 | 0.05853 | 0.060734 | 0.061744
Portfolio Adjusted1-in-2AllAll2020February Monthly Peak | Portfolio Adjusted | 1-in-2 | All | All | 2020 | February Monthly Peak | 2 | 5.4978 | 5.3437 | 5.2309 | 5.268 | 5.5761 | 6.4698 | 7.5758 | 8.196 | 8.9479 | 9.3174 | 9.522 | 9.5411 | 9.3727 | 9.3526 | 9.1322 | 8.6884 | 8.3066 | 8.1444 | 8.0724 | 7.6923 | 7.3436 | 6.9133 | 6.3612 | 5.9015 | 0.010345 | 0.00084684 | 0.0035704 | -0.0015642 | -0.0050323 | -0.017752 | -0.00011789 | 0.0017167 | -0.0076848 | -0.0062228 | 0.00070604 | 0.0086458 | 0.017723 | 0.052789 | 0.20236 | 0.19359 | 0.17552 | 0.15498 | 0.026153 | -0.0022407 | -0.01556 | -0.017757 | -0.014626 | -0.021217 | 47.902 | 47.5164 | 47.1653 | 46.8053 | 46.4815 | 46.313 | 46.2585 | 46.226 | 46.5936 | 48.3917 | 50.4192 | 52.2552 | 53.0425 | 53.1033 | 53.1551 | 52.7027 | 52.2222 | 51.3293 | 49.9181 | 48.5498 | 47.282 | 46.5177 | 45.3629 | 44.3358 | 0.063377 | 0.053949 | 0.058618 | 0.063025 | 0.073731 | 0.06477 | 0.060775 | 0.061539 | 0.066535 | 0.065293 | 0.064828 | 0.072693 | 0.07085 | 0.075551 | 0.078016 | 0.075664 | 0.072922 | 0.066897 | 0.061221 | 0.059939 | 0.056559 | 0.059667 | 0.061542 | 0.062314
Portfolio Adjusted1-in-2AllAll2020March Monthly Peak | Portfolio Adjusted | 1-in-2 | All | All | 2020 | March Monthly Peak | 3 | 5.6123 | 5.4433 | 5.308 | 5.317 | 5.5961 | 6.4694 | 7.6342 | 8.2594 | 8.9324 | 9.3108 | 9.5534 | 9.5964 | 9.4597 | 9.4693 | 9.2941 | 8.9117 | 8.544 | 8.1378 | 7.9349 | 7.9049 | 7.5842 | 7.1419 | 6.5546 | 6.0558 | 0.010777 | 0.0010599 | 0.003631 | -0.0015476 | -0.0050573 | -0.017719 | -9.041e-05 | 0.0017192 | -0.0076984 | -0.0062048 | 0.00074429 | 0.0087327 | 0.017923 | 0.053388 | 0.20502 | 0.1976 | 0.17969 | 0.15513 | 0.026241 | -0.0022631 | -0.016027 | -0.018214 | -0.015025 | -0.021793 | 47.6295 | 46.9239 | 46.2774 | 45.8823 | 45.5336 | 45.0771 | 44.6915 | 44.6097 | 46.4885 | 48.8249 | 51.1046 | 53.1033 | 54.5055 | 55.5232 | 55.9483 | 56.3595 | 56.1692 | 55.4853 | 53.9334 | 51.8164 | 50.4166 | 49.2462 | 48.3436 | 47.4311 | 0.065079 | 0.055288 | 0.05983 | 0.063931 | 0.074225 | 0.064883 | 0.06103 | 0.061907 | 0.066582 | 0.065359 | 0.065074 | 0.072959 | 0.07136 | 0.075972 | 0.078434 | 0.076609 | 0.073839 | 0.06684 | 0.061329 | 0.061734 | 0.058436 | 0.06155 | 0.063394 | 0.063982
Portfolio Adjusted1-in-2AllAll2020April Monthly Peak | Portfolio Adjusted | 1-in-2 | All | All | 2020 | April Monthly Peak | 4 | 5.8155 | 5.6072 | 5.4348 | 5.4323 | 5.7202 | 6.5152 | 7.4384 | 8.1239 | 8.9312 | 9.5436 | 10.1131 | 10.4245 | 10.5523 | 10.7203 | 10.6475 | 10.2912 | 9.7424 | 9.0007 | 8.3446 | 8.2657 | 8.0424 | 7.5002 | 6.8237 | 6.3259 | 0.010828 | 0.00094011 | 0.0037159 | -0.0016354 | -0.0054106 | -0.018142 | -9.8481e-05 | 0.0018302 | -0.007823 | -0.0063844 | 0.00091335 | 0.0095328 | 0.019626 | 0.058014 | 0.22676 | 0.21971 | 0.19897 | 0.16805 | 0.027596 | -0.0017199 | -0.016275 | -0.018512 | -0.01536 | -0.022469 | 62.1223 | 61.0339 | 59.6768 | 58.5078 | 57.622 | 56.9404 | 56.4697 | 56.4577 | 58.9438 | 62.9218 | 67.7592 | 72.0164 | 75.2678 | 77.628 | 78.829 | 79.4458 | 79.5202 | 78.9455 | 77.5751 | 75.1195 | 71.3265 | 68.4433 | 66.3071 | 64.0197 | 0.066534 | 0.056624 | 0.061114 | 0.065422 | 0.075851 | 0.066065 | 0.060919 | 0.062073 | 0.067499 | 0.067561 | 0.068459 | 0.077454 | 0.076843 | 0.082354 | 0.085562 | 0.083353 | 0.079583 | 0.07063 | 0.062877 | 0.063431 | 0.060846 | 0.063853 | 0.065582 | 0.066141
Portfolio Adjusted1-in-2AllAll2020May Monthly Peak | Portfolio Adjusted | 1-in-2 | All | All | 2020 | May Monthly Peak | 5 | 5.8908 | 5.6769 | 5.5042 | 5.499 | 5.8085 | 6.6005 | 7.4199 | 8.2954 | 9.1964 | 9.8666 | 10.4607 | 10.7704 | 10.8616 | 11.0078 | 10.9188 | 10.542 | 9.9646 | 9.1732 | 8.4737 | 8.2252 | 8.1592 | 7.6269 | 6.9401 | 6.4565 | 0.011123 | 0.0011191 | 0.0038144 | -0.0015987 | -0.0053751 | -0.018215 | -2.1154e-05 | 0.0018912 | -0.0079768 | -0.0066318 | 0.00088038 | 0.0096616 | 0.019884 | 0.059384 | 0.23219 | 0.2246 | 0.20325 | 0.17109 | 0.027934 | -0.0015927 | -0.016197 | -0.018485 | -0.015339 | -0.022607 | 64.2862 | 63.4015 | 62.627 | 61.7212 | 60.9196 | 60.3174 | 59.8226 | 60.2537 | 62.3377 | 65.9028 | 69.7485 | 73.5024 | 76.7787 | 79.2761 | 80.3257 | 80.9308 | 80.8132 | 79.9065 | 78.2561 | 75.7301 | 72.262 | 69.3471 | 67.2591 | 65.796 | 0.066873 | 0.056871 | 0.061435 | 0.06575 | 0.076472 | 0.066758 | 0.061102 | 0.06316 | 0.069011 | 0.069404 | 0.070345 | 0.079592 | 0.078551 | 0.083989 | 0.087157 | 0.084593 | 0.080619 | 0.071238 | 0.063332 | 0.062952 | 0.061098 | 0.064425 | 0.066279 | 0.067213
Portfolio Adjusted1-in-2AllAll2020June Monthly Peak | Portfolio Adjusted | 1-in-2 | All | All | 2020 | June Monthly Peak | 6 | 6.2886 | 6.0514 | 5.8564 | 5.842 | 6.1325 | 6.8889 | 7.7576 | 8.7647 | 9.7876 | 10.5951 | 11.2994 | 11.6539 | 11.6945 | 11.8415 | 11.7528 | 11.4238 | 10.858 | 10.0095 | 9.2398 | 8.7902 | 8.6798 | 8.157 | 7.3965 | 6.8537 | 0.005594 | -0.0012183 | 0.00094966 | -0.0048454 | -0.0097588 | -0.019946 | -0.0050562 | -0.0038518 | -0.0074155 | -0.0042268 | -0.003374 | 0.005471 | 0.01739 | 0.059598 | 0.23905 | 0.23657 | 0.21726 | 0.18418 | 0.037795 | 0.0018517 | -0.012866 | -0.016682 | -0.017096 | -0.023372 | 68.5587 | 67.4168 | 66.3765 | 65.364 | 64.4408 | 63.5361 | 62.7347 | 63.5363 | 66.8207 | 71.5332 | 76.2974 | 80.6058 | 83.3606 | 84.8389 | 85.9295 | 86.407 | 86.746 | 86.3471 | 85.3631 | 82.9486 | 79.5178 | 75.4707 | 73.0317 | 71.1631 | 0.069337 | 0.058859 | 0.063386 | 0.067497 | 0.077528 | 0.066911 | 0.060761 | 0.062518 | 0.068289 | 0.068874 | 0.069946 | 0.078693 | 0.076712 | 0.081655 | 0.084375 | 0.082895 | 0.079572 | 0.070814 | 0.063776 | 0.063062 | 0.061612 | 0.065336 | 0.067061 | 0.068304
Portfolio Adjusted1-in-2AllAll2020July Monthly Peak | Portfolio Adjusted | 1-in-2 | All | All | 2020 | July Monthly Peak | 7 | 6.5849 | 6.338 | 6.1578 | 6.1394 | 6.4564 | 7.3305 | 8.3021 | 9.3757 | 10.5303 | 11.479 | 12.2801 | 12.6738 | 12.745 | 12.902 | 12.8021 | 12.4395 | 11.8492 | 10.9089 | 9.9604 | 9.4381 | 9.2637 | 8.68 | 7.8617 | 7.2522 | -0.0093291 | -0.007699 | -0.006831 | -0.011484 | -0.018144 | -0.02325 | -0.017259 | -0.01901 | -0.0062408 | 0.00087301 | -0.013613 | -0.0069143 | 0.0084898 | 0.05865 | 0.24908 | 0.25185 | 0.23455 | 0.20117 | 0.056401 | 0.0060629 | -0.0061324 | -0.012127 | -0.020929 | -0.023622 | 74.9009 | 73.7163 | 72.8707 | 72.0613 | 71.1788 | 70.3048 | 69.706 | 70.3321 | 73.3769 | 77.4127 | 81.5474 | 85.0754 | 87.8409 | 89.3522 | 90.3927 | 90.8487 | 90.7055 | 89.7696 | 88.7973 | 87.2894 | 84.5745 | 81.0454 | 78.651 | 77.0016 | 0.07002 | 0.059457 | 0.064576 | 0.068603 | 0.078993 | 0.068577 | 0.062285 | 0.063745 | 0.069659 | 0.070668 | 0.071848 | 0.080826 | 0.078787 | 0.083948 | 0.086667 | 0.085181 | 0.081808 | 0.073116 | 0.065523 | 0.0647 | 0.063103 | 0.066921 | 0.068674 | 0.069815
Portfolio Adjusted1-in-2AllAll2020August Monthly Peak | Portfolio Adjusted | 1-in-2 | All | All | 2020 | August Monthly Peak | 8 | 6.6604 | 6.398 | 6.1998 | 6.2004 | 6.5292 | 7.4392 | 8.4964 | 9.5206 | 10.7219 | 11.6816 | 12.4992 | 12.9196 | 13.0032 | 13.1748 | 13.0753 | 12.6615 | 11.9997 | 10.9929 | 10.0215 | 9.5954 | 9.3469 | 8.6904 | 7.8826 | 7.2872 | -0.010187 | -0.0084361 | -0.0075002 | -0.011617 | -0.018301 | -0.024618 | -0.01859 | -0.020507 | -0.0063264 | 0.0012864 | -0.013972 | -0.0079932 | 0.0077785 | 0.060128 | 0.25674 | 0.25777 | 0.23787 | 0.20274 | 0.056187 | 0.0043816 | -0.0073701 | -0.012822 | -0.021618 | -0.024065 | 73.8862 | 72.6635 | 71.3866 | 70.4721 | 69.6768 | 68.7993 | 68.312 | 67.924 | 70.1201 | 75.1796 | 80.5904 | 85.1102 | 88.3414 | 90.2076 | 91.411 | 91.9728 | 92.0552 | 91.5821 | 90.0464 | 86.8806 | 82.7387 | 79.6505 | 77.5687 | 75.9325 | 0.071274 | 0.060339 | 0.065257 | 0.069685 | 0.080304 | 0.069988 | 0.064234 | 0.065916 | 0.072394 | 0.073456 | 0.074713 | 0.084335 | 0.082556 | 0.088184 | 0.091032 | 0.088705 | 0.084188 | 0.074522 | 0.066671 | 0.066134 | 0.064063 | 0.067613 | 0.069436 | 0.070748
Portfolio Adjusted1-in-2AllAll2020September Monthly Peak | Portfolio Adjusted | 1-in-2 | All | All | 2020 | September Monthly Peak | 9 | 6.5375 | 6.3117 | 6.1292 | 6.1309 | 6.4773 | 7.3905 | 8.5714 | 9.501 | 10.7703 | 11.759 | 12.5699 | 12.9886 | 13.0646 | 13.2382 | 13.0922 | 12.5997 | 11.8648 | 10.8177 | 9.8971 | 9.7047 | 9.1955 | 8.547 | 7.7162 | 7.1437 | -0.0076286 | -0.0067989 | -0.0059678 | -0.010487 | -0.016898 | -0.02336 | -0.016841 | -0.019285 | -0.0071214 | -0.00027202 | -0.013882 | -0.0075825 | 0.0081359 | 0.061834 | 0.26031 | 0.2592 | 0.23772 | 0.20153 | 0.054773 | 0.0044121 | -0.0075255 | -0.012815 | -0.020663 | -0.023628 | 72.3965 | 71.3028 | 70.1797 | 69.1737 | 68.2614 | 67.4536 | 67.0713 | 66.8777 | 69.0937 | 73.9805 | 79.2338 | 84.0071 | 87.8811 | 90.1456 | 91.4525 | 91.9587 | 91.899 | 90.9925 | 89.5976 | 86.7144 | 82.6921 | 79.6536 | 77.4938 | 76.0667 | 0.070089 | 0.059661 | 0.064661 | 0.069057 | 0.080067 | 0.069642 | 0.064573 | 0.066484 | 0.074125 | 0.075523 | 0.07674 | 0.086582 | 0.084735 | 0.090609 | 0.093611 | 0.090573 | 0.08534 | 0.075044 | 0.067048 | 0.06724 | 0.063898 | 0.067432 | 0.068767 | 0.069899
Portfolio Adjusted1-in-2AllAll2020October Monthly Peak | Portfolio Adjusted | 1-in-2 | All | All | 2020 | October Monthly Peak | 10 | 6.1249 | 5.9122 | 5.7293 | 5.7116 | 6.0183 | 6.8583 | 8.0262 | 8.6827 | 9.5855 | 10.3699 | 11.043 | 11.4329 | 11.5524 | 11.7501 | 11.6615 | 11.22 | 10.5446 | 9.6636 | 9.2395 | 8.9074 | 8.4141 | 7.8439 | 7.1236 | 6.6088 | 0.0091374 | 0.0003648 | 0.0027693 | -0.0031351 | -0.0075209 | -0.019291 | -0.0024103 | -0.00090251 | -0.0081788 | -0.005995 | -0.0013555 | 0.0080575 | 0.01983 | 0.063453 | 0.24817 | 0.24071 | 0.21709 | 0.18297 | 0.034969 | 0.00048746 | -0.014742 | -0.017869 | -0.0163 | -0.023272 | 64.3639 | 63.441 | 62.5848 | 61.6103 | 60.7611 | 60.0756 | 59.4206 | 59.0516 | 60.0187 | 64.0997 | 69.9334 | 76.1 | 81.368 | 84.3553 | 85.1714 | 85.8453 | 86.0013 | 85.0901 | 82.6847 | 78.128 | 74.4132 | 71.5321 | 69.1796 | 67.3014 | 0.069735 | 0.059241 | 0.063722 | 0.067866 | 0.078633 | 0.068349 | 0.063748 | 0.064748 | 0.071035 | 0.072103 | 0.073456 | 0.083532 | 0.082776 | 0.088719 | 0.092093 | 0.089324 | 0.084278 | 0.074398 | 0.067585 | 0.066583 | 0.062813 | 0.066012 | 0.067727 | 0.068486
Portfolio Adjusted1-in-2AllAll2020November Monthly Peak | Portfolio Adjusted | 1-in-2 | All | All | 2020 | November Monthly Peak | 11 | 5.7165 | 5.53 | 5.3912 | 5.3883 | 5.6943 | 6.5153 | 7.4058 | 8.0928 | 8.8676 | 9.4021 | 9.8527 | 10.0609 | 10.0865 | 10.1755 | 10.0046 | 9.5791 | 9.129 | 8.9371 | 8.393 | 7.9712 | 7.5821 | 7.1021 | 6.5276 | 6.1126 | 0.01134 | 0.0013702 | 0.0040693 | -0.0015312 | -0.0052592 | -0.018065 | -2.3829e-06 | 0.0018791 | -0.0077647 | -0.0064298 | 0.0008727 | 0.0093622 | 0.01927 | 0.057266 | 0.21948 | 0.21075 | 0.19173 | 0.16915 | 0.027969 | -0.0016156 | -0.015635 | -0.017866 | -0.014793 | -0.021925 | 56.7743 | 55.8468 | 55.1696 | 54.3639 | 53.3205 | 52.5933 | 52.4522 | 52.41 | 54.9851 | 59.4838 | 64.2987 | 68.6995 | 71.5291 | 73.0621 | 73.8219 | 73.646 | 72.0402 | 69.1154 | 65.8092 | 63.6597 | 61.989 | 60.9049 | 59.9126 | 59.1581 | 0.066741 | 0.056765 | 0.061348 | 0.065268 | 0.075782 | 0.066273 | 0.061 | 0.061905 | 0.067209 | 0.067204 | 0.06782 | 0.076659 | 0.075459 | 0.080578 | 0.08305 | 0.080573 | 0.07759 | 0.071122 | 0.063656 | 0.06218 | 0.058771 | 0.061964 | 0.064055 | 0.065227
Portfolio Adjusted1-in-2AllAll2020December Monthly Peak | Portfolio Adjusted | 1-in-2 | All | All | 2020 | December Monthly Peak | 12 | 5.5753 | 5.4074 | 5.2849 | 5.2899 | 5.5919 | 6.4545 | 7.5525 | 8.1558 | 8.8767 | 9.2479 | 9.4467 | 9.4241 | 9.2596 | 9.2219 | 8.994 | 8.6031 | 8.384 | 8.3697 | 7.968 | 7.6128 | 7.2896 | 6.8986 | 6.3764 | 5.9345 | 0.010772 | 0.001209 | 0.0038911 | -0.0014611 | -0.0049121 | -0.017369 | 5.2668e-05 | 0.0018007 | -0.0074649 | -0.0061193 | 0.00072699 | 0.0084774 | 0.017317 | 0.051641 | 0.19778 | 0.19044 | 0.176 | 0.15742 | 0.025991 | -0.0018888 | -0.015162 | -0.017365 | -0.014355 | -0.02095 | 47.9624 | 47.2488 | 46.6972 | 46.1278 | 45.6188 | 45.0593 | 44.8346 | 44.7579 | 45.4431 | 48.7343 | 52.4715 | 55.5842 | 57.656 | 58.6613 | 59.2959 | 59.5653 | 58.9045 | 56.6149 | 53.7961 | 51.7567 | 50.1767 | 48.3271 | 46.6452 | 45.3691 | 0.06392 | 0.054256 | 0.058772 | 0.06246 | 0.072748 | 0.063871 | 0.059636 | 0.060149 | 0.064743 | 0.063868 | 0.063399 | 0.070815 | 0.069039 | 0.073394 | 0.075575 | 0.073769 | 0.07218 | 0.066582 | 0.059992 | 0.058902 | 0.055791 | 0.059078 | 0.061058 | 0.061931
Portfolio Adjusted1-in-2AllAll2020Typical Event Day | Portfolio Adjusted | 1-in-2 | All | All | 2020 | Typical Event Day | 8 | 6.6113 | 6.3508 | 6.1522 | 6.1524 | 6.4786 | 7.3784 | 8.4211 | 9.41 | 10.5559 | 11.4626 | 12.2425 | 12.6452 | 12.726 | 12.9034 | 12.8175 | 12.4217 | 11.7777 | 10.7992 | 9.8646 | 9.4544 | 9.2245 | 8.5824 | 7.7889 | 7.2073 | -0.0053467 | -0.0060745 | -0.004785 | -0.0097444 | -0.016029 | -0.023106 | -0.014503 | -0.015566 | -0.0068489 | -0.00061905 | -0.011125 | -0.003891 | 0.010939 | 0.060959 | 0.25442 | 0.25428 | 0.23438 | 0.19945 | 0.051745 | 0.0045628 | -0.0083762 | -0.013582 | -0.020148 | -0.023907 | 72.4356 | 71.2749 | 70.2034 | 69.2678 | 68.3895 | 67.5234 | 66.956 | 67.1675 | 69.8528 | 74.5265 | 79.4172 | 83.6996 | 86.856 | 88.6361 | 89.7964 | 90.2968 | 90.3514 | 89.6728 | 88.4511 | 85.9582 | 82.3808 | 78.9551 | 76.6863 | 75.041 | 0.070669 | 0.059829 | 0.064657 | 0.069042 | 0.079544 | 0.069329 | 0.06363 | 0.065151 | 0.071319 | 0.07213 | 0.073218 | 0.082571 | 0.08083 | 0.086388 | 0.089264 | 0.087033 | 0.082653 | 0.073218 | 0.065604 | 0.06515 | 0.06317 | 0.066684 | 0.068514 | 0.069827
Portfolio Adjusted1-in-2AllAll2021January Monthly Peak | Portfolio Adjusted | 1-in-2 | All | All | 2021 | January Monthly Peak | 1 | 5.415 | 5.2905 | 5.1811 | 5.2174 | 5.5253 | 6.4938 | 7.7585 | 8.4247 | 9.1738 | 9.4888 | 9.57 | 9.4547 | 9.1341 | 9.0044 | 8.6774 | 8.1936 | 7.9486 | 8.0654 | 7.8308 | 7.4839 | 7.1671 | 6.7874 | 6.2898 | 5.8073 | 0.010444 | 0.0010275 | 0.0036306 | -0.0015071 | -0.004937 | -0.017743 | -8.9264e-05 | 0.0016942 | -0.0077105 | -0.0062421 | 0.00066213 | 0.0084199 | 0.017189 | 0.051342 | 0.19442 | 0.18544 | 0.16948 | 0.15307 | 0.025466 | -0.0021844 | -0.015245 | -0.017375 | -0.014357 | -0.020992 | 43.9544 | 43.333 | 42.6704 | 42.1648 | 41.6274 | 41.3261 | 41.0969 | 40.8663 | 41.1867 | 43.3692 | 46.8046 | 49.4882 | 51.3556 | 52.6843 | 53.4832 | 53.8501 | 53.5982 | 52.2201 | 50.408 | 49.0388 | 47.9213 | 46.9822 | 46.1503 | 45.4335 | 0.062984 | 0.053628 | 0.058068 | 0.062389 | 0.073443 | 0.064781 | 0.061098 | 0.062105 | 0.066899 | 0.065182 | 0.064235 | 0.071404 | 0.068909 | 0.072902 | 0.074599 | 0.072723 | 0.070639 | 0.065735 | 0.059758 | 0.058589 | 0.055375 | 0.0587 | 0.060911 | 0.061924
Portfolio Adjusted1-in-2AllAll2021February Monthly Peak | Portfolio Adjusted | 1-in-2 | All | All | 2021 | February Monthly Peak | 2 | 5.5069 | 5.3526 | 5.2395 | 5.2766 | 5.5855 | 6.481 | 7.5892 | 8.2105 | 8.963 | 9.3327 | 9.5374 | 9.5566 | 9.3879 | 9.3678 | 9.1469 | 8.7022 | 8.3197 | 8.157 | 8.0849 | 7.7043 | 7.3551 | 6.9243 | 6.3715 | 5.9113 | 0.010375 | 0.00084931 | 0.0035808 | -0.0015688 | -0.005047 | -0.017804 | -0.00011823 | 0.0017217 | -0.0077072 | -0.006241 | 0.0007081 | 0.0086711 | 0.017775 | 0.052943 | 0.20286 | 0.19406 | 0.17594 | 0.15535 | 0.026229 | -0.0022473 | -0.015605 | -0.017809 | -0.014669 | -0.021279 | 47.9021 | 47.5166 | 47.1654 | 46.8055 | 46.4817 | 46.3131 | 46.2586 | 46.2261 | 46.5938 | 48.3918 | 50.4193 | 52.2553 | 53.0426 | 53.1034 | 53.1552 | 52.7028 | 52.2223 | 51.3295 | 49.9182 | 48.55 | 47.2822 | 46.5179 | 45.3632 | 44.3361 | 0.063561 | 0.054105 | 0.058788 | 0.063208 | 0.073946 | 0.064957 | 0.060951 | 0.061718 | 0.066728 | 0.065483 | 0.065016 | 0.072904 | 0.071055 | 0.075771 | 0.078243 | 0.075885 | 0.073134 | 0.067091 | 0.061399 | 0.060113 | 0.056723 | 0.059841 | 0.061721 | 0.062495
Portfolio Adjusted1-in-2AllAll2021March Monthly Peak | Portfolio Adjusted | 1-in-2 | All | All | 2021 | March Monthly Peak | 3 | 5.6217 | 5.4524 | 5.3168 | 5.3258 | 5.6056 | 6.4806 | 7.6476 | 8.274 | 8.9475 | 9.3261 | 9.5689 | 9.612 | 9.475 | 9.4846 | 9.309 | 8.9258 | 8.5573 | 8.1505 | 7.9474 | 7.9173 | 7.5961 | 7.1533 | 6.5653 | 6.0659 | 0.010809 | 0.001063 | 0.0036416 | -0.0015521 | -0.0050721 | -0.017771 | -9.0675e-05 | 0.0017243 | -0.0077209 | -0.0062229 | 0.00074646 | 0.0087582 | 0.017975 | 0.053544 | 0.20553 | 0.19808 | 0.18011 | 0.1555 | 0.026317 | -0.0022697 | -0.016074 | -0.018267 | -0.015069 | -0.021857 | 47.6297 | 46.924 | 46.2776 | 45.8824 | 45.5337 | 45.0772 | 44.6916 | 44.6098 | 46.4887 | 48.8251 | 51.1048 | 53.1035 | 54.5056 | 55.5233 | 55.9484 | 56.3596 | 56.1693 | 55.4854 | 53.9335 | 51.8165 | 50.4167 | 49.2463 | 48.3438 | 47.4313 | 0.065268 | 0.055448 | 0.060004 | 0.064117 | 0.074441 | 0.065071 | 0.061207 | 0.062087 | 0.066775 | 0.065548 | 0.065263 | 0.073171 | 0.071567 | 0.076193 | 0.078662 | 0.076832 | 0.074054 | 0.067035 | 0.061507 | 0.061913 | 0.058605 | 0.061729 | 0.063579 | 0.064168
Portfolio Adjusted1-in-2AllAll2021April Monthly Peak | Portfolio Adjusted | 1-in-2 | All | All | 2021 | April Monthly Peak | 4 | 5.8251 | 5.6165 | 5.4438 | 5.4413 | 5.7299 | 6.5267 | 7.4519 | 8.1386 | 8.9467 | 9.5595 | 10.1295 | 10.441 | 10.5687 | 10.7368 | 10.6637 | 10.3065 | 9.7568 | 9.0141 | 8.3575 | 8.2785 | 8.0549 | 7.5121 | 6.8347 | 6.3363 | 0.01086 | 0.00094285 | 0.0037268 | -0.0016402 | -0.0054264 | -0.018195 | -9.8768e-05 | 0.0018355 | -0.0078458 | -0.006403 | 0.00091601 | 0.0095606 | 0.019683 | 0.058184 | 0.22731 | 0.22023 | 0.19943 | 0.16845 | 0.027677 | -0.0017249 | -0.016322 | -0.018566 | -0.015405 | -0.022535 | 62.1224 | 61.0339 | 59.6769 | 58.5079 | 57.622 | 56.9405 | 56.4697 | 56.4577 | 58.9439 | 62.9218 | 67.7592 | 72.0164 | 75.2678 | 77.628 | 78.829 | 79.4459 | 79.5202 | 78.9455 | 77.5751 | 75.1195 | 71.3265 | 68.4433 | 66.3071 | 64.0197 | 0.066727 | 0.056787 | 0.061292 | 0.065612 | 0.076072 | 0.066256 | 0.061096 | 0.062254 | 0.067695 | 0.067757 | 0.068657 | 0.077679 | 0.077066 | 0.082593 | 0.085811 | 0.083595 | 0.079814 | 0.070835 | 0.06306 | 0.063615 | 0.061022 | 0.064039 | 0.065773 | 0.066333
Portfolio Adjusted1-in-2AllAll2021May Monthly Peak | Portfolio Adjusted | 1-in-2 | All | All | 2021 | May Monthly Peak | 5 | 5.9004 | 5.6862 | 5.5132 | 5.508 | 5.8183 | 6.612 | 7.4334 | 8.3103 | 9.2122 | 9.8829 | 10.4775 | 10.7873 | 10.8784 | 11.0247 | 10.9353 | 10.5575 | 9.9791 | 9.1869 | 8.4867 | 8.2379 | 8.1717 | 7.6388 | 6.9512 | 6.467 | 0.011156 | 0.0011224 | 0.0038255 | -0.0016034 | -0.0053908 | -0.018268 | -2.1216e-05 | 0.0018967 | -0.0080001 | -0.0066511 | 0.00088295 | 0.0096898 | 0.019942 | 0.059557 | 0.23275 | 0.22512 | 0.20371 | 0.17149 | 0.028016 | -0.0015973 | -0.016244 | -0.018539 | -0.015383 | -0.022673 | 64.2861 | 63.4014 | 62.6269 | 61.7211 | 60.9195 | 60.3173 | 59.8226 | 60.2536 | 62.3376 | 65.9027 | 69.7484 | 73.5023 | 76.7787 | 79.276 | 80.3257 | 80.9308 | 80.8131 | 79.9065 | 78.256 | 75.73 | 72.2619 | 69.3469 | 67.2589 | 65.7959 | 0.067068 | 0.057035 | 0.061614 | 0.065941 | 0.076694 | 0.066951 | 0.061279 | 0.063343 | 0.069212 | 0.069605 | 0.070549 | 0.079823 | 0.078779 | 0.084232 | 0.08741 | 0.084839 | 0.080853 | 0.071445 | 0.063516 | 0.063135 | 0.061275 | 0.064612 | 0.066471 | 0.067409
Portfolio Adjusted1-in-2AllAll2021June Monthly Peak | Portfolio Adjusted | 1-in-2 | All | All | 2021 | June Monthly Peak | 6 | 6.2988 | 6.0614 | 5.866 | 5.8517 | 6.1428 | 6.901 | 7.7716 | 8.7801 | 9.8039 | 10.6119 | 11.3168 | 11.6713 | 11.7115 | 11.8586 | 11.7694 | 11.4397 | 10.8731 | 10.0236 | 9.2534 | 8.8034 | 8.6929 | 8.1695 | 7.4081 | 6.8648 | 0.0056103 | -0.0012219 | 0.00095244 | -0.0048596 | -0.0097873 | -0.020004 | -0.005071 | -0.003863 | -0.0074371 | -0.0042392 | -0.0033839 | 0.005487 | 0.017441 | 0.059772 | 0.23962 | 0.23711 | 0.21775 | 0.1846 | 0.037906 | 0.0018571 | -0.012903 | -0.016731 | -0.017146 | -0.02344 | 68.5586 | 67.4167 | 66.3764 | 65.3639 | 64.4407 | 63.536 | 62.7347 | 63.5363 | 66.8206 | 71.5331 | 76.2973 | 80.6058 | 83.3605 | 84.8388 | 85.9295 | 86.407 | 86.746 | 86.347 | 85.363 | 82.9485 | 79.5177 | 75.4706 | 73.0316 | 71.1629 | 0.069538 | 0.059029 | 0.063571 | 0.067693 | 0.077754 | 0.067105 | 0.060937 | 0.062699 | 0.068487 | 0.069074 | 0.070148 | 0.078921 | 0.076933 | 0.081891 | 0.084619 | 0.083136 | 0.079803 | 0.071019 | 0.063961 | 0.063245 | 0.061791 | 0.065526 | 0.067256 | 0.068503
Portfolio Adjusted1-in-2AllAll2021July Monthly Peak | Portfolio Adjusted | 1-in-2 | All | All | 2021 | July Monthly Peak | 7 | 6.5955 | 6.3483 | 6.1678 | 6.1494 | 6.4672 | 7.3431 | 8.3168 | 9.3918 | 10.5473 | 11.4966 | 12.2983 | 12.692 | 12.763 | 12.92 | 12.8197 | 12.4564 | 11.8651 | 10.9239 | 9.9746 | 9.452 | 9.2775 | 8.6931 | 7.8739 | 7.2637 | -0.0093564 | -0.0077215 | -0.0068509 | -0.011518 | -0.018197 | -0.023318 | -0.017309 | -0.019066 | -0.006259 | 0.00087556 | -0.013652 | -0.0069345 | 0.0085146 | 0.058821 | 0.24967 | 0.25242 | 0.23507 | 0.20163 | 0.056566 | 0.0060806 | -0.0061503 | -0.012163 | -0.02099 | -0.023691 | 74.9009 | 73.7163 | 72.8707 | 72.0613 | 71.1788 | 70.3048 | 69.706 | 70.3321 | 73.3769 | 77.4127 | 81.5473 | 85.0753 | 87.8409 | 89.3522 | 90.3927 | 90.8487 | 90.7054 | 89.7695 | 88.7973 | 87.2894 | 84.5744 | 81.0454 | 78.6509 | 77.0016 | 0.070223 | 0.059629 | 0.064764 | 0.068802 | 0.079223 | 0.068775 | 0.062465 | 0.06393 | 0.069861 | 0.070872 | 0.072055 | 0.08106 | 0.079014 | 0.08419 | 0.086918 | 0.085428 | 0.082045 | 0.073328 | 0.065713 | 0.064888 | 0.063286 | 0.067115 | 0.068873 | 0.070018
Portfolio Adjusted1-in-2AllAll2021August Monthly Peak | Portfolio Adjusted | 1-in-2 | All | All | 2021 | August Monthly Peak | 8 | 6.6712 | 6.4084 | 6.2099 | 6.2106 | 6.5402 | 7.4522 | 8.5116 | 9.5373 | 10.7395 | 11.6999 | 12.5182 | 12.9387 | 13.022 | 13.1937 | 13.0937 | 12.679 | 12.0162 | 11.0082 | 10.0361 | 9.6097 | 9.3608 | 8.7037 | 7.8949 | 7.2989 | -0.010217 | -0.0084607 | -0.0075221 | -0.011651 | -0.018355 | -0.024689 | -0.018644 | -0.020567 | -0.0063449 | 0.0012901 | -0.014012 | -0.0080165 | 0.0078012 | 0.060303 | 0.25735 | 0.25836 | 0.2384 | 0.20321 | 0.056351 | 0.0043943 | -0.0073916 | -0.01286 | -0.021681 | -0.024135 | 73.8862 | 72.6636 | 71.3866 | 70.4722 | 69.6769 | 68.7993 | 68.3121 | 67.9241 | 70.1202 | 75.1796 | 80.5905 | 85.1103 | 88.3415 | 90.2077 | 91.4111 | 91.9728 | 92.0552 | 91.5821 | 90.0464 | 86.8806 | 82.7387 | 79.6504 | 77.5687 | 75.9325 | 0.071481 | 0.060513 | 0.065447 | 0.069888 | 0.080538 | 0.07019 | 0.06442 | 0.066107 | 0.072604 | 0.073668 | 0.074928 | 0.084579 | 0.082795 | 0.08844 | 0.091295 | 0.088962 | 0.084432 | 0.074738 | 0.066865 | 0.066326 | 0.064249 | 0.067809 | 0.069638 | 0.070953
Portfolio Adjusted1-in-2AllAll2021September Monthly Peak | Portfolio Adjusted | 1-in-2 | All | All | 2021 | September Monthly Peak | 9 | 6.5482 | 6.3221 | 6.1393 | 6.141 | 6.4883 | 7.4033 | 8.5866 | 9.5177 | 10.7884 | 11.7778 | 12.5894 | 13.0082 | 13.0839 | 13.2576 | 13.1111 | 12.6175 | 11.8814 | 10.8331 | 9.9117 | 9.7192 | 9.2094 | 8.5602 | 7.7284 | 7.1553 | -0.0076509 | -0.0068187 | -0.0059852 | -0.010517 | -0.016947 | -0.023428 | -0.01689 | -0.019341 | -0.0071422 | -0.00027282 | -0.013923 | -0.0076047 | 0.0081596 | 0.062014 | 0.26093 | 0.2598 | 0.23826 | 0.202 | 0.054933 | 0.0044249 | -0.0075475 | -0.012852 | -0.020723 | -0.023697 | 72.3965 | 71.3029 | 70.1798 | 69.1738 | 68.2615 | 67.4537 | 67.0715 | 66.8778 | 69.0938 | 73.9806 | 79.2338 | 84.0072 | 87.8812 | 90.1457 | 91.4526 | 91.9587 | 91.8991 | 90.9926 | 89.5976 | 86.7144 | 82.6922 | 79.6537 | 77.4939 | 76.0668 | 0.070293 | 0.059833 | 0.064849 | 0.069258 | 0.0803 | 0.069843 | 0.06476 | 0.066677 | 0.07434 | 0.075741 | 0.076962 | 0.086833 | 0.08498 | 0.090871 | 0.093882 | 0.090835 | 0.085588 | 0.075261 | 0.067242 | 0.067435 | 0.064083 | 0.067628 | 0.068967 | 0.070102
Portfolio Adjusted1-in-2AllAll2021October Monthly Peak | Portfolio Adjusted | 1-in-2 | All | All | 2021 | October Monthly Peak | 10 | 6.1351 | 5.9221 | 5.7389 | 5.7212 | 6.0286 | 6.8704 | 8.0406 | 8.6983 | 9.6021 | 10.3871 | 11.0609 | 11.4511 | 11.5705 | 11.7683 | 11.6793 | 11.2367 | 10.5601 | 9.6782 | 9.2537 | 8.9211 | 8.4273 | 7.8563 | 7.1351 | 6.6197 | 0.0091641 | 0.00036586 | 0.0027774 | -0.0031442 | -0.0075429 | -0.019347 | -0.0024174 | -0.00090515 | -0.0082027 | -0.0060125 | -0.0013594 | 0.008081 | 0.019888 | 0.063638 | 0.24878 | 0.24128 | 0.21759 | 0.1834 | 0.035071 | 0.00048888 | -0.014785 | -0.017922 | -0.016347 | -0.02334 | 64.364 | 63.4411 | 62.5849 | 61.6105 | 60.7612 | 60.0757 | 59.4207 | 59.0518 | 60.0189 | 64.0998 | 69.9335 | 76.1001 | 81.3681 | 84.3554 | 85.1715 | 85.8454 | 86.0014 | 85.0902 | 82.6847 | 78.1281 | 74.4133 | 71.5322 | 69.1797 | 67.3015 | 0.069938 | 0.059412 | 0.063908 | 0.068063 | 0.078862 | 0.068546 | 0.063933 | 0.064936 | 0.071242 | 0.072312 | 0.073669 | 0.083775 | 0.083016 | 0.088976 | 0.09236 | 0.089584 | 0.084523 | 0.074614 | 0.067782 | 0.066776 | 0.062995 | 0.066204 | 0.067924 | 0.068685
Portfolio Adjusted1-in-2AllAll2021November Monthly Peak | Portfolio Adjusted | 1-in-2 | All | All | 2021 | November Monthly Peak | 11 | 5.7261 | 5.5393 | 5.4002 | 5.3973 | 5.704 | 6.5268 | 7.4192 | 8.1074 | 8.883 | 9.4179 | 9.869 | 10.0773 | 10.1027 | 10.1918 | 10.0204 | 9.594 | 9.1431 | 8.9507 | 8.406 | 7.9838 | 7.5941 | 7.1136 | 6.5383 | 6.1229 | 0.011373 | 0.0013742 | 0.0040812 | -0.0015357 | -0.0052746 | -0.018117 | -2.3885e-06 | 0.0018846 | -0.0077874 | -0.0064486 | 0.00087525 | 0.0093895 | 0.019326 | 0.057433 | 0.22002 | 0.21126 | 0.19218 | 0.16955 | 0.02805 | -0.0016203 | -0.01568 | -0.017918 | -0.014837 | -0.021989 | 56.7745 | 55.847 | 55.1698 | 54.3641 | 53.3207 | 52.5934 | 52.4524 | 52.4102 | 54.9853 | 59.4839 | 64.2988 | 68.6996 | 71.5292 | 73.0622 | 73.8221 | 73.6461 | 72.0403 | 69.1156 | 65.8093 | 63.6599 | 61.9891 | 60.9051 | 59.9128 | 59.1583 | 0.066935 | 0.05693 | 0.061527 | 0.065458 | 0.076003 | 0.066464 | 0.061177 | 0.062084 | 0.067404 | 0.067399 | 0.068017 | 0.076881 | 0.075678 | 0.080812 | 0.083292 | 0.080807 | 0.077816 | 0.071329 | 0.063841 | 0.062361 | 0.058942 | 0.062144 | 0.064241 | 0.065417
Portfolio Adjusted1-in-2AllAll2021December Monthly Peak | Portfolio Adjusted | 1-in-2 | All | All | 2021 | December Monthly Peak | 12 | 5.5844 | 5.4163 | 5.2935 | 5.2985 | 5.6011 | 6.4655 | 7.5656 | 8.17 | 8.8915 | 9.2628 | 9.4618 | 9.4392 | 9.2744 | 9.2367 | 9.0083 | 8.6166 | 8.3969 | 8.3824 | 7.9802 | 7.6247 | 7.301 | 6.9095 | 6.3866 | 5.9442 | 0.010804 | 0.0012125 | 0.0039024 | -0.0014654 | -0.0049265 | -0.017419 | 5.2821e-05 | 0.001806 | -0.0074866 | -0.0061372 | 0.00072911 | 0.0085022 | 0.017368 | 0.051792 | 0.19827 | 0.1909 | 0.17641 | 0.15779 | 0.026067 | -0.0018943 | -0.015206 | -0.017416 | -0.014397 | -0.021012 | 47.9626 | 47.249 | 46.6974 | 46.128 | 45.619 | 45.0595 | 44.8348 | 44.7581 | 45.4433 | 48.7345 | 52.4717 | 55.5844 | 57.6562 | 58.6615 | 59.2961 | 59.5655 | 58.9048 | 56.6151 | 53.7964 | 51.757 | 50.1769 | 48.3273 | 46.6454 | 45.3694 | 0.064106 | 0.054413 | 0.058943 | 0.062642 | 0.07296 | 0.064055 | 0.059809 | 0.060323 | 0.064931 | 0.064053 | 0.063583 | 0.071021 | 0.069239 | 0.073607 | 0.075795 | 0.073984 | 0.07239 | 0.066775 | 0.060167 | 0.059073 | 0.055953 | 0.05925 | 0.061236 | 0.062111
Portfolio Adjusted1-in-2AllAll2021Typical Event Day | Portfolio Adjusted | 1-in-2 | All | All | 2021 | Typical Event Day | 8 | 6.6221 | 6.3612 | 6.1623 | 6.1625 | 6.4895 | 7.3913 | 8.4362 | 9.4265 | 10.5733 | 11.4806 | 12.2611 | 12.6639 | 12.7444 | 12.9219 | 12.8356 | 12.4389 | 11.7938 | 10.8143 | 9.879 | 9.4685 | 9.2383 | 8.5955 | 7.8011 | 7.2189 | -0.0053623 | -0.0060922 | -0.004799 | -0.0097728 | -0.016075 | -0.023174 | -0.014545 | -0.015611 | -0.0068689 | -0.00062085 | -0.011158 | -0.0039024 | 0.010971 | 0.061137 | 0.25502 | 0.25487 | 0.23491 | 0.1999 | 0.051896 | 0.0045761 | -0.0084006 | -0.013622 | -0.020207 | -0.023977 | 72.4356 | 71.2749 | 70.2034 | 69.2678 | 68.3895 | 67.5235 | 66.9561 | 67.1676 | 69.8529 | 74.5265 | 79.4172 | 83.6996 | 86.856 | 88.6361 | 89.7965 | 90.2968 | 90.3514 | 89.6728 | 88.4511 | 85.9582 | 82.3807 | 78.955 | 76.6863 | 75.041 | 0.070874 | 0.060002 | 0.064845 | 0.069242 | 0.079775 | 0.069529 | 0.063815 | 0.06534 | 0.071526 | 0.072338 | 0.073429 | 0.08281 | 0.081064 | 0.086638 | 0.089523 | 0.087285 | 0.082893 | 0.07343 | 0.065794 | 0.065339 | 0.063353 | 0.066878 | 0.068713 | 0.07003
Portfolio Adjusted1-in-2AllAll2022January Monthly Peak | Portfolio Adjusted | 1-in-2 | All | All | 2022 | January Monthly Peak | 1 | 5.4241 | 5.2992 | 5.1896 | 5.226 | 5.5346 | 6.505 | 7.7719 | 8.4393 | 9.189 | 9.504 | 9.5853 | 9.4698 | 9.1489 | 9.0191 | 8.6915 | 8.207 | 7.9612 | 8.0778 | 7.8429 | 7.4957 | 7.1784 | 6.7983 | 6.2999 | 5.817 | 0.010474 | 0.0010305 | 0.0036412 | -0.0015115 | -0.0049514 | -0.017795 | -8.9524e-05 | 0.0016991 | -0.007733 | -0.0062603 | 0.00066406 | 0.0084444 | 0.017239 | 0.051492 | 0.1949 | 0.1859 | 0.16988 | 0.15343 | 0.025541 | -0.0021908 | -0.01529 | -0.017426 | -0.014399 | -0.021054 | 43.9546 | 43.3332 | 42.6706 | 42.165 | 41.6276 | 41.3263 | 41.0971 | 40.8665 | 41.187 | 43.3694 | 46.8048 | 49.4884 | 51.3558 | 52.6845 | 53.4834 | 53.8503 | 53.5984 | 52.2203 | 50.4082 | 49.039 | 47.9215 | 46.9824 | 46.1505 | 45.4337 | 0.063167 | 0.053783 | 0.058237 | 0.062571 | 0.073657 | 0.064968 | 0.061274 | 0.062285 | 0.067093 | 0.065371 | 0.064421 | 0.071611 | 0.069109 | 0.073113 | 0.074816 | 0.072934 | 0.070845 | 0.065926 | 0.059932 | 0.058759 | 0.055536 | 0.058871 | 0.061088 | 0.062104
Portfolio Adjusted1-in-2AllAll2022February Monthly Peak | Portfolio Adjusted | 1-in-2 | All | All | 2022 | February Monthly Peak | 2 | 5.5161 | 5.3615 | 5.2481 | 5.2853 | 5.5948 | 6.4922 | 7.6026 | 8.225 | 8.9782 | 9.348 | 9.5529 | 9.5721 | 9.4031 | 9.383 | 9.1616 | 8.7161 | 8.3328 | 8.1698 | 8.0974 | 7.7163 | 7.3667 | 6.9354 | 6.3818 | 5.9211 | 0.010406 | 0.00085179 | 0.0035913 | -0.0015733 | -0.0050618 | -0.017856 | -0.00011858 | 0.0017267 | -0.0077297 | -0.0062592 | 0.00071017 | 0.0086964 | 0.017826 | 0.053098 | 0.20336 | 0.19453 | 0.17635 | 0.15572 | 0.026306 | -0.0022538 | -0.015651 | -0.017861 | -0.014712 | -0.021342 | 47.9023 | 47.5167 | 47.1656 | 46.8056 | 46.4818 | 46.3132 | 46.2587 | 46.2262 | 46.5939 | 48.3919 | 50.4194 | 52.2554 | 53.0427 | 53.1035 | 53.1553 | 52.703 | 52.2225 | 51.3297 | 49.9184 | 48.5502 | 47.2824 | 46.5182 | 45.3634 | 44.3363 | 0.063746 | 0.054262 | 0.058959 | 0.063392 | 0.074161 | 0.065145 | 0.061127 | 0.061897 | 0.066922 | 0.065673 | 0.065205 | 0.073116 | 0.071262 | 0.075991 | 0.07847 | 0.076105 | 0.073347 | 0.067286 | 0.061578 | 0.060288 | 0.056888 | 0.060015 | 0.0619 | 0.062676
Portfolio Adjusted1-in-2AllAll2022March Monthly Peak | Portfolio Adjusted | 1-in-2 | All | All | 2022 | March Monthly Peak | 3 | 5.6311 | 5.4615 | 5.3256 | 5.3346 | 5.615 | 6.4919 | 7.6611 | 8.2886 | 8.9628 | 9.3414 | 9.5845 | 9.6276 | 9.4904 | 9.4999 | 9.3239 | 8.9399 | 8.5706 | 8.1632 | 7.9599 | 7.9297 | 7.6081 | 7.1647 | 6.5759 | 6.076 | 0.01084 | 0.0010661 | 0.0036523 | -0.0015566 | -0.0050869 | -0.017823 | -9.0939e-05 | 0.0017293 | -0.0077435 | -0.006241 | 0.00074864 | 0.0087837 | 0.018027 | 0.0537 | 0.20604 | 0.19856 | 0.18054 | 0.15587 | 0.026394 | -0.0022764 | -0.016121 | -0.01832 | -0.015113 | -0.02192 | 47.6298 | 46.9241 | 46.2777 | 45.8825 | 45.5338 | 45.0773 | 44.6917 | 44.6099 | 46.4888 | 48.8252 | 51.1049 | 53.1036 | 54.5057 | 55.5234 | 55.9485 | 56.3597 | 56.1694 | 55.4855 | 53.9336 | 51.8167 | 50.4168 | 49.2465 | 48.3439 | 47.4314 | 0.065457 | 0.055609 | 0.060178 | 0.064303 | 0.074657 | 0.065259 | 0.061384 | 0.062267 | 0.066969 | 0.065738 | 0.065452 | 0.073384 | 0.071775 | 0.076414 | 0.078891 | 0.077055 | 0.074269 | 0.06723 | 0.061686 | 0.062093 | 0.058775 | 0.061908 | 0.063763 | 0.064355
Portfolio Adjusted1-in-2AllAll2022April Monthly Peak | Portfolio Adjusted | 1-in-2 | All | All | 2022 | April Monthly Peak | 4 | 5.8348 | 5.6259 | 5.4528 | 5.4503 | 5.7396 | 6.5381 | 7.4654 | 8.1534 | 8.9622 | 9.5754 | 10.1459 | 10.4576 | 10.5853 | 10.7535 | 10.6799 | 10.3219 | 9.7712 | 9.0277 | 8.3704 | 8.2913 | 8.0674 | 7.5239 | 6.8457 | 6.3467 | 0.010892 | 0.0009456 | 0.0037377 | -0.001645 | -0.0054422 | -0.018248 | -9.9057e-05 | 0.0018409 | -0.0078687 | -0.0064217 | 0.00091869 | 0.0095885 | 0.01974 | 0.058353 | 0.22786 | 0.22075 | 0.19988 | 0.16884 | 0.027757 | -0.0017299 | -0.01637 | -0.01862 | -0.01545 | -0.0226 | 62.1224 | 61.034 | 59.677 | 58.5079 | 57.6221 | 56.9406 | 56.4698 | 56.4578 | 58.9439 | 62.9219 | 67.7592 | 72.0164 | 75.2678 | 77.628 | 78.829 | 79.4459 | 79.5203 | 78.9456 | 77.5751 | 75.1195 | 71.3265 | 68.4433 | 66.3071 | 64.0197 | 0.066921 | 0.056952 | 0.06147 | 0.065803 | 0.076293 | 0.066447 | 0.061273 | 0.062435 | 0.067891 | 0.067954 | 0.068856 | 0.077904 | 0.077289 | 0.082833 | 0.08606 | 0.083838 | 0.080046 | 0.071041 | 0.063243 | 0.0638 | 0.061199 | 0.064225 | 0.065964 | 0.066526
Portfolio Adjusted1-in-2AllAll2022May Monthly Peak | Portfolio Adjusted | 1-in-2 | All | All | 2022 | May Monthly Peak | 5 | 5.91 | 5.6956 | 5.5223 | 5.5171 | 5.8281 | 6.6237 | 7.447 | 8.3253 | 9.2281 | 9.8992 | 10.4944 | 10.8043 | 10.8953 | 11.0416 | 10.9518 | 10.5731 | 9.9937 | 9.2005 | 8.4997 | 8.2506 | 8.1842 | 7.6507 | 6.9623 | 6.4776 | 0.011188 | 0.0011257 | 0.0038367 | -0.001608 | -0.0054065 | -0.018321 | -2.1278e-05 | 0.0019023 | -0.0080235 | -0.0066705 | 0.00088553 | 0.009718 | 0.02 | 0.059731 | 0.23332 | 0.22566 | 0.20417 | 0.17189 | 0.028098 | -0.001602 | -0.016291 | -0.018593 | -0.015428 | -0.022739 | 64.286 | 63.4013 | 62.6268 | 61.721 | 60.9194 | 60.3172 | 59.8225 | 60.2536 | 62.3375 | 65.9026 | 69.7483 | 73.5022 | 76.7786 | 79.276 | 80.3256 | 80.9307 | 80.8131 | 79.9064 | 78.2559 | 75.7298 | 72.2617 | 69.3467 | 67.2588 | 65.7958 | 0.067262 | 0.0572 | 0.061793 | 0.066133 | 0.076917 | 0.067145 | 0.061457 | 0.063527 | 0.069413 | 0.069807 | 0.070753 | 0.080054 | 0.079007 | 0.084477 | 0.087664 | 0.085085 | 0.081088 | 0.071652 | 0.063701 | 0.063318 | 0.061453 | 0.064799 | 0.066664 | 0.067605
Portfolio Adjusted1-in-2AllAll2022June Monthly Peak | Portfolio Adjusted | 1-in-2 | All | All | 2022 | June Monthly Peak | 6 | 6.3092 | 6.0714 | 5.8757 | 5.8614 | 6.1531 | 6.9131 | 7.7856 | 8.7956 | 9.8202 | 10.6287 | 11.3341 | 11.6887 | 11.7286 | 11.8757 | 11.7861 | 11.4557 | 10.8881 | 10.0377 | 9.267 | 8.8167 | 8.706 | 8.182 | 7.4198 | 6.8759 | 0.0056267 | -0.0012255 | 0.00095522 | -0.0048737 | -0.0098159 | -0.020063 | -0.0050858 | -0.0038743 | -0.0074588 | -0.0042515 | -0.0033938 | 0.005503 | 0.017492 | 0.059947 | 0.24019 | 0.23766 | 0.21824 | 0.18503 | 0.038016 | 0.0018626 | -0.012941 | -0.01678 | -0.017196 | -0.023508 | 68.5585 | 67.4166 | 66.3763 | 65.3639 | 64.4407 | 63.536 | 62.7346 | 63.5362 | 66.8205 | 71.533 | 76.2972 | 80.6057 | 83.3604 | 84.8387 | 85.9294 | 86.4069 | 86.7459 | 86.347 | 85.3629 | 82.9484 | 79.5175 | 75.4704 | 73.0315 | 71.1628 | 0.06974 | 0.0592 | 0.063756 | 0.06789 | 0.07798 | 0.067299 | 0.061113 | 0.062881 | 0.068685 | 0.069274 | 0.070351 | 0.079149 | 0.077156 | 0.082128 | 0.084864 | 0.083377 | 0.080034 | 0.071225 | 0.064147 | 0.063429 | 0.06197 | 0.065716 | 0.067451 | 0.068701
Portfolio Adjusted1-in-2AllAll2022July Monthly Peak | Portfolio Adjusted | 1-in-2 | All | All | 2022 | July Monthly Peak | 7 | 6.6062 | 6.3586 | 6.1779 | 6.1595 | 6.478 | 7.3559 | 8.3315 | 9.4079 | 10.5644 | 11.5142 | 12.3165 | 12.7103 | 12.781 | 12.938 | 12.8373 | 12.4733 | 11.8811 | 10.939 | 9.989 | 9.4659 | 9.2912 | 8.7062 | 7.8861 | 7.2753 | -0.0093837 | -0.007744 | -0.0068709 | -0.011551 | -0.01825 | -0.023386 | -0.01736 | -0.019121 | -0.0062773 | 0.00087811 | -0.013692 | -0.0069548 | 0.0085394 | 0.058993 | 0.25025 | 0.253 | 0.23559 | 0.20209 | 0.056731 | 0.0060983 | -0.0061683 | -0.012198 | -0.021051 | -0.02376 | 74.9008 | 73.7162 | 72.8707 | 72.0613 | 71.1788 | 70.3048 | 69.706 | 70.3322 | 73.3769 | 77.4126 | 81.5473 | 85.0753 | 87.8408 | 89.3521 | 90.3926 | 90.8487 | 90.7054 | 89.7695 | 88.7973 | 87.2893 | 84.5744 | 81.0454 | 78.6509 | 77.0015 | 0.070427 | 0.059801 | 0.064952 | 0.069002 | 0.079453 | 0.068974 | 0.062646 | 0.064115 | 0.070063 | 0.071077 | 0.072263 | 0.081294 | 0.079242 | 0.084434 | 0.087169 | 0.085675 | 0.082283 | 0.07354 | 0.065903 | 0.065076 | 0.063469 | 0.06731 | 0.069073 | 0.070221
Portfolio Adjusted1-in-2AllAll2022August Monthly Peak | Portfolio Adjusted | 1-in-2 | All | All | 2022 | August Monthly Peak | 8 | 6.6821 | 6.4189 | 6.2201 | 6.2208 | 6.5512 | 7.4652 | 8.5268 | 9.554 | 10.7573 | 11.7183 | 12.5371 | 12.9578 | 13.0409 | 13.2127 | 13.1122 | 12.6966 | 12.0326 | 11.0236 | 10.0507 | 9.6239 | 9.3748 | 8.717 | 7.9073 | 7.3107 | -0.010247 | -0.0084854 | -0.0075441 | -0.011685 | -0.018408 | -0.024761 | -0.018699 | -0.020627 | -0.0063634 | 0.0012939 | -0.014053 | -0.0080399 | 0.0078239 | 0.060479 | 0.25796 | 0.25896 | 0.23893 | 0.20368 | 0.056516 | 0.0044072 | -0.0074132 | -0.012897 | -0.021744 | -0.024206 | 73.8862 | 72.6636 | 71.3866 | 70.4722 | 69.6769 | 68.7994 | 68.3122 | 67.9242 | 70.1203 | 75.1797 | 80.5905 | 85.1104 | 88.3416 | 90.2078 | 91.4111 | 91.9729 | 92.0552 | 91.5821 | 90.0464 | 86.8806 | 82.7386 | 79.6504 | 77.5687 | 75.9325 | 0.071688 | 0.060688 | 0.065637 | 0.070091 | 0.080772 | 0.070393 | 0.064606 | 0.066299 | 0.072814 | 0.073881 | 0.075145 | 0.084823 | 0.083034 | 0.088695 | 0.09156 | 0.089219 | 0.084676 | 0.074955 | 0.067058 | 0.066518 | 0.064435 | 0.068006 | 0.06984 | 0.071159
Portfolio Adjusted1-in-2AllAll2022September Monthly Peak | Portfolio Adjusted | 1-in-2 | All | All | 2022 | September Monthly Peak | 9 | 6.5588 | 6.3325 | 6.1494 | 6.1512 | 6.4992 | 7.4163 | 8.6019 | 9.5346 | 10.8065 | 11.7967 | 12.6089 | 13.0279 | 13.1033 | 13.2771 | 13.13 | 12.6354 | 11.898 | 10.8486 | 9.9264 | 9.7338 | 9.2234 | 8.5735 | 7.7407 | 7.167 | -0.0076732 | -0.0068387 | -0.0060027 | -0.010548 | -0.016996 | -0.023497 | -0.016939 | -0.019397 | -0.007163 | -0.00027361 | -0.013963 | -0.0076269 | 0.0081835 | 0.062195 | 0.26156 | 0.2604 | 0.23879 | 0.20247 | 0.055093 | 0.0044379 | -0.0075695 | -0.01289 | -0.020784 | -0.023766 | 72.3966 | 71.3029 | 70.1799 | 69.1739 | 68.2616 | 67.4538 | 67.0716 | 66.878 | 69.0939 | 73.9807 | 79.2339 | 84.0072 | 87.8813 | 90.1458 | 91.4527 | 91.9588 | 91.8992 | 90.9926 | 89.5977 | 86.7145 | 82.6922 | 79.6538 | 77.4939 | 76.0669 | 0.070497 | 0.060006 | 0.065038 | 0.069459 | 0.080534 | 0.070044 | 0.064947 | 0.06687 | 0.074556 | 0.075961 | 0.077184 | 0.087084 | 0.085226 | 0.091134 | 0.094154 | 0.091099 | 0.085836 | 0.07548 | 0.067438 | 0.06763 | 0.064269 | 0.067824 | 0.069167 | 0.070306
Portfolio Adjusted1-in-2AllAll2022October Monthly Peak | Portfolio Adjusted | 1-in-2 | All | All | 2022 | October Monthly Peak | 10 | 6.1453 | 5.932 | 5.7485 | 5.7308 | 6.0389 | 6.8825 | 8.055 | 8.714 | 9.6188 | 10.4044 | 11.0789 | 11.4694 | 11.5887 | 11.7866 | 11.6971 | 11.2536 | 10.5758 | 9.6928 | 9.2679 | 8.9349 | 8.4404 | 7.8688 | 7.1467 | 6.6307 | 0.0091909 | 0.00036693 | 0.0027855 | -0.0031534 | -0.0075649 | -0.019404 | -0.0024244 | -0.00090779 | -0.0082266 | -0.0060301 | -0.0013634 | 0.0081046 | 0.019946 | 0.063824 | 0.24939 | 0.24186 | 0.21809 | 0.18383 | 0.035173 | 0.00049031 | -0.014828 | -0.017974 | -0.016395 | -0.023408 | 64.3641 | 63.4412 | 62.585 | 61.6106 | 60.7613 | 60.0758 | 59.4208 | 59.052 | 60.0191 | 64.0999 | 69.9336 | 76.1001 | 81.3682 | 84.3556 | 85.1717 | 85.8455 | 86.0015 | 85.0903 | 82.6848 | 78.1281 | 74.4134 | 71.5323 | 69.1798 | 67.3016 | 0.070141 | 0.059584 | 0.064093 | 0.068261 | 0.079092 | 0.068745 | 0.064118 | 0.065125 | 0.071449 | 0.072522 | 0.073883 | 0.084018 | 0.083257 | 0.089235 | 0.092628 | 0.089844 | 0.084768 | 0.074831 | 0.067978 | 0.06697 | 0.063178 | 0.066396 | 0.068121 | 0.068885
Portfolio Adjusted1-in-2AllAll2022November Monthly Peak | Portfolio Adjusted | 1-in-2 | All | All | 2022 | November Monthly Peak | 11 | 5.7357 | 5.5486 | 5.4092 | 5.4063 | 5.7137 | 6.5384 | 7.4327 | 8.1221 | 8.8985 | 9.4338 | 9.8853 | 10.0937 | 10.119 | 10.2081 | 10.0362 | 9.6089 | 9.1572 | 8.9644 | 8.4191 | 7.9963 | 7.6062 | 7.1251 | 6.549 | 6.1331 | 0.011406 | 0.0013782 | 0.0040931 | -0.0015402 | -0.00529 | -0.01817 | -2.3971e-06 | 0.0018901 | -0.0078101 | -0.0064674 | 0.0008778 | 0.0094169 | 0.019382 | 0.057601 | 0.22057 | 0.21176 | 0.19262 | 0.16995 | 0.028132 | -0.001625 | -0.015726 | -0.01797 | -0.01488 | -0.022053 | 56.7746 | 55.8472 | 55.17 | 54.3643 | 53.3209 | 52.5936 | 52.4526 | 52.4104 | 54.9855 | 59.4841 | 64.2989 | 68.6998 | 71.5294 | 73.0624 | 73.8222 | 73.6463 | 72.0405 | 69.1157 | 65.8095 | 63.66 | 61.9893 | 60.9053 | 59.913 | 59.1585 | 0.06713 | 0.057094 | 0.061706 | 0.065649 | 0.076224 | 0.066656 | 0.061355 | 0.062265 | 0.0676 | 0.067594 | 0.068214 | 0.077105 | 0.075898 | 0.081046 | 0.083534 | 0.081042 | 0.078042 | 0.071536 | 0.064026 | 0.062542 | 0.059113 | 0.062325 | 0.064428 | 0.065607
Portfolio Adjusted1-in-2AllAll2022December Monthly Peak | Portfolio Adjusted | 1-in-2 | All | All | 2022 | December Monthly Peak | 12 | 5.5936 | 5.4252 | 5.3021 | 5.3071 | 5.6104 | 6.4766 | 7.5787 | 8.1842 | 8.9063 | 9.2778 | 9.477 | 9.4543 | 9.2893 | 9.2515 | 9.0226 | 8.6302 | 8.41 | 8.3951 | 7.9925 | 7.6365 | 7.3124 | 6.9205 | 6.3968 | 5.954 | 0.010835 | 0.001216 | 0.0039138 | -0.0014696 | -0.0049408 | -0.01747 | 5.2975e-05 | 0.0018112 | -0.0075085 | -0.0061551 | 0.00073124 | 0.008527 | 0.017418 | 0.051943 | 0.19876 | 0.19136 | 0.17683 | 0.15816 | 0.026143 | -0.0018999 | -0.015251 | -0.017467 | -0.014439 | -0.021073 | 47.9628 | 47.2492 | 46.6976 | 46.1282 | 45.6192 | 45.0597 | 44.835 | 44.7583 | 45.4435 | 48.7347 | 52.4719 | 55.5846 | 57.6564 | 58.6617 | 59.2963 | 59.5657 | 58.905 | 56.6153 | 53.7966 | 51.7572 | 50.1772 | 48.3275 | 46.6456 | 45.3696 | 0.064292 | 0.05457 | 0.059114 | 0.062824 | 0.073172 | 0.06424 | 0.059982 | 0.060498 | 0.065119 | 0.064238 | 0.063767 | 0.071227 | 0.06944 | 0.073821 | 0.076015 | 0.074199 | 0.072601 | 0.066969 | 0.060342 | 0.059245 | 0.056116 | 0.059422 | 0.061414 | 0.062291
Portfolio Adjusted1-in-2AllAll2022Typical Event Day | Portfolio Adjusted | 1-in-2 | All | All | 2022 | Typical Event Day | 8 | 6.6329 | 6.3716 | 6.1725 | 6.1727 | 6.5004 | 7.4042 | 8.4513 | 9.443 | 10.5908 | 11.4987 | 12.2798 | 12.6827 | 12.7629 | 12.9406 | 12.8537 | 12.4561 | 11.81 | 10.8294 | 9.8934 | 9.4826 | 9.2521 | 8.6087 | 7.8134 | 7.2306 | -0.0053779 | -0.00611 | -0.004813 | -0.0098013 | -0.016122 | -0.023241 | -0.014588 | -0.015657 | -0.0068889 | -0.00062267 | -0.01119 | -0.0039138 | 0.011003 | 0.061315 | 0.25563 | 0.25546 | 0.23543 | 0.20036 | 0.052048 | 0.0045895 | -0.0084252 | -0.013661 | -0.020266 | -0.024047 | 72.4355 | 71.2749 | 70.2034 | 69.2678 | 68.3895 | 67.5235 | 66.9561 | 67.1676 | 69.8529 | 74.5265 | 79.4172 | 83.6996 | 86.856 | 88.6361 | 89.7965 | 90.2968 | 90.3514 | 89.6728 | 88.4511 | 85.9582 | 82.3807 | 78.955 | 76.6862 | 75.0409 | 0.07108 | 0.060175 | 0.065033 | 0.069444 | 0.080007 | 0.06973 | 0.063999 | 0.06553 | 0.071733 | 0.072547 | 0.073642 | 0.083049 | 0.081298 | 0.086888 | 0.089782 | 0.087538 | 0.083133 | 0.073643 | 0.065985 | 0.065529 | 0.063536 | 0.067072 | 0.068912 | 0.070233
Portfolio Adjusted1-in-2AllAll2023January Monthly Peak | Portfolio Adjusted | 1-in-2 | All | All | 2023 | January Monthly Peak | 1 | 5.4332 | 5.3081 | 5.1982 | 5.2346 | 5.5439 | 6.5162 | 7.7853 | 8.4539 | 9.2042 | 9.5193 | 9.6007 | 9.485 | 9.1637 | 9.0338 | 8.7057 | 8.2203 | 7.9739 | 8.0903 | 7.8551 | 7.5074 | 7.1898 | 6.8092 | 6.3101 | 5.8268 | 0.010505 | 0.0010335 | 0.0036518 | -0.0015159 | -0.0049659 | -0.017847 | -8.9786e-05 | 0.0017041 | -0.0077556 | -0.0062786 | 0.000666 | 0.0084691 | 0.017289 | 0.051642 | 0.19539 | 0.18635 | 0.17028 | 0.15379 | 0.025615 | -0.0021972 | -0.015334 | -0.017477 | -0.014441 | -0.021115 | 43.9548 | 43.3334 | 42.6708 | 42.1652 | 41.6278 | 41.3265 | 41.0974 | 40.8667 | 41.1872 | 43.3696 | 46.805 | 49.4886 | 51.356 | 52.6847 | 53.4836 | 53.8505 | 53.5986 | 52.2205 | 50.4084 | 49.0392 | 47.9217 | 46.9826 | 46.1507 | 45.4339 | 0.063351 | 0.053939 | 0.058406 | 0.062753 | 0.073872 | 0.065156 | 0.061452 | 0.062466 | 0.067288 | 0.065561 | 0.064608 | 0.071819 | 0.069309 | 0.073326 | 0.075033 | 0.073146 | 0.071051 | 0.066118 | 0.060106 | 0.058929 | 0.055697 | 0.059042 | 0.061265 | 0.062284
Portfolio Adjusted1-in-2AllAll2023February Monthly Peak | Portfolio Adjusted | 1-in-2 | All | All | 2023 | February Monthly Peak | 2 | 5.5253 | 5.3704 | 5.2568 | 5.294 | 5.6043 | 6.5034 | 7.616 | 8.2396 | 8.9935 | 9.3634 | 9.5685 | 9.5876 | 9.4184 | 9.3983 | 9.1764 | 8.7301 | 8.3459 | 8.1825 | 8.1099 | 7.7284 | 7.3784 | 6.9465 | 6.3922 | 5.931 | 0.010436 | 0.00085428 | 0.0036017 | -0.0015779 | -0.0050765 | -0.017908 | -0.00011892 | 0.0017318 | -0.0077523 | -0.0062775 | 0.00071224 | 0.0087218 | 0.017878 | 0.053253 | 0.20387 | 0.195 | 0.17676 | 0.15609 | 0.026383 | -0.0022604 | -0.015696 | -0.017913 | -0.014754 | -0.021404 | 47.9024 | 47.5169 | 47.1657 | 46.8058 | 46.4819 | 46.3133 | 46.2588 | 46.2263 | 46.594 | 48.392 | 50.4195 | 52.2555 | 53.0429 | 53.1037 | 53.1554 | 52.7031 | 52.2226 | 51.3298 | 49.9186 | 48.5504 | 47.2826 | 46.5184 | 45.3636 | 44.3365 | 0.063931 | 0.054419 | 0.059131 | 0.063576 | 0.074377 | 0.065333 | 0.061304 | 0.062077 | 0.067116 | 0.065863 | 0.065394 | 0.073328 | 0.071469 | 0.076211 | 0.078698 | 0.076327 | 0.07356 | 0.067482 | 0.061757 | 0.060463 | 0.057053 | 0.060189 | 0.06208 | 0.062858
Portfolio Adjusted1-in-2AllAll2023March Monthly Peak | Portfolio Adjusted | 1-in-2 | All | All | 2023 | March Monthly Peak | 3 | 5.6405 | 5.4707 | 5.3345 | 5.3435 | 5.6245 | 6.5032 | 7.6746 | 8.3033 | 8.978 | 9.3568 | 9.6001 | 9.6432 | 9.5058 | 9.5153 | 9.3388 | 8.9541 | 8.584 | 8.176 | 7.9725 | 7.9421 | 7.6201 | 7.1762 | 6.5866 | 6.0861 | 0.010872 | 0.0010692 | 0.0036629 | -0.0015612 | -0.0051017 | -0.017875 | -9.1204e-05 | 0.0017343 | -0.0077661 | -0.0062593 | 0.00075083 | 0.0088094 | 0.01808 | 0.053857 | 0.20655 | 0.19904 | 0.18096 | 0.15624 | 0.026471 | -0.002283 | -0.016168 | -0.018374 | -0.015157 | -0.021984 | 47.63 | 46.9243 | 46.2778 | 45.8826 | 45.5339 | 45.0774 | 44.6918 | 44.61 | 46.4889 | 48.8253 | 51.105 | 53.1037 | 54.5058 | 55.5235 | 55.9487 | 56.3598 | 56.1695 | 55.4856 | 53.9337 | 51.8168 | 50.417 | 49.2466 | 48.344 | 47.4315 | 0.065648 | 0.05577 | 0.060353 | 0.064491 | 0.074875 | 0.065447 | 0.061562 | 0.062448 | 0.067163 | 0.065929 | 0.065641 | 0.073597 | 0.071983 | 0.076636 | 0.07912 | 0.077279 | 0.074485 | 0.067425 | 0.061865 | 0.062273 | 0.058946 | 0.062088 | 0.063949 | 0.064542
Portfolio Adjusted1-in-2AllAll2023April Monthly Peak | Portfolio Adjusted | 1-in-2 | All | All | 2023 | April Monthly Peak | 4 | 5.8444 | 5.6353 | 5.4619 | 5.4594 | 5.7493 | 6.5497 | 7.4789 | 8.1682 | 8.9777 | 9.5913 | 10.1624 | 10.4743 | 10.6019 | 10.7702 | 10.6962 | 10.3373 | 9.7856 | 9.0412 | 8.3833 | 8.3041 | 8.0799 | 7.5358 | 6.8568 | 6.3572 | 0.010923 | 0.00094836 | 0.0037486 | -0.0016498 | -0.0054581 | -0.018302 | -9.9345e-05 | 0.0018463 | -0.0078917 | -0.0064405 | 0.00092137 | 0.0096165 | 0.019798 | 0.058524 | 0.22842 | 0.22127 | 0.20034 | 0.16924 | 0.027838 | -0.001735 | -0.016418 | -0.018674 | -0.015495 | -0.022666 | 62.1224 | 61.034 | 59.677 | 58.508 | 57.6222 | 56.9406 | 56.4699 | 56.4578 | 58.944 | 62.9219 | 67.7592 | 72.0164 | 75.2678 | 77.628 | 78.8291 | 79.4459 | 79.5203 | 78.9456 | 77.5751 | 75.1195 | 71.3265 | 68.4433 | 66.3071 | 64.0197 | 0.067115 | 0.057117 | 0.061649 | 0.065994 | 0.076515 | 0.066639 | 0.06145 | 0.062616 | 0.068088 | 0.068151 | 0.069056 | 0.07813 | 0.077513 | 0.083073 | 0.08631 | 0.084082 | 0.080279 | 0.071247 | 0.063426 | 0.063985 | 0.061377 | 0.064411 | 0.066156 | 0.066719
Portfolio Adjusted1-in-2AllAll2023May Monthly Peak | Portfolio Adjusted | 1-in-2 | All | All | 2023 | May Monthly Peak | 5 | 5.9197 | 5.705 | 5.5314 | 5.5262 | 5.8379 | 6.6353 | 7.4606 | 8.3404 | 9.244 | 9.9156 | 10.5113 | 10.8214 | 10.9122 | 11.0586 | 10.9683 | 10.5887 | 10.0083 | 9.2142 | 8.5127 | 8.2633 | 8.1968 | 7.6627 | 6.9734 | 6.4882 | 0.011221 | 0.0011289 | 0.0038479 | -0.0016127 | -0.0054223 | -0.018375 | -2.1341e-05 | 0.0019078 | -0.0080469 | -0.00669 | 0.00088812 | 0.0097464 | 0.020058 | 0.059905 | 0.23389 | 0.22619 | 0.20464 | 0.1723 | 0.02818 | -0.0016067 | -0.016339 | -0.018647 | -0.015473 | -0.022805 | 64.2858 | 63.4012 | 62.6267 | 61.7209 | 60.9193 | 60.3171 | 59.8225 | 60.2535 | 62.3374 | 65.9025 | 69.7482 | 73.5021 | 76.7785 | 79.2759 | 80.3256 | 80.9307 | 80.8131 | 79.9063 | 78.2558 | 75.7297 | 72.2616 | 69.3465 | 67.2586 | 65.7956 | 0.067458 | 0.057366 | 0.061973 | 0.066326 | 0.077141 | 0.067339 | 0.061635 | 0.063712 | 0.069614 | 0.07001 | 0.070958 | 0.080286 | 0.079236 | 0.084722 | 0.087919 | 0.085333 | 0.081324 | 0.07186 | 0.063886 | 0.063502 | 0.061631 | 0.064988 | 0.066858 | 0.067801
Portfolio Adjusted1-in-2AllAll2023June Monthly Peak | Portfolio Adjusted | 1-in-2 | All | All | 2023 | June Monthly Peak | 6 | 6.3195 | 6.0814 | 5.8854 | 5.8711 | 6.1635 | 6.9252 | 7.7997 | 8.8111 | 9.8366 | 10.6456 | 11.3516 | 11.7062 | 11.7458 | 11.8929 | 11.8029 | 11.4717 | 10.9033 | 10.0519 | 9.2806 | 8.83 | 8.7192 | 8.1946 | 7.4315 | 6.887 | 0.0056431 | -0.001229 | 0.000958 | -0.004888 | -0.0098445 | -0.020121 | -0.0051006 | -0.0038856 | -0.0074806 | -0.0042639 | -0.0034037 | 0.0055191 | 0.017543 | 0.060122 | 0.24076 | 0.23821 | 0.21872 | 0.18545 | 0.038127 | 0.001868 | -0.012979 | -0.016829 | -0.017246 | -0.023577 | 68.5584 | 67.4166 | 66.3762 | 65.3638 | 64.4406 | 63.5359 | 62.7346 | 63.5362 | 66.8204 | 71.5329 | 76.2971 | 80.6056 | 83.3603 | 84.8386 | 85.9294 | 86.4069 | 86.7459 | 86.3469 | 85.3628 | 82.9483 | 79.5174 | 75.4703 | 73.0313 | 71.1627 | 0.069943 | 0.059371 | 0.063941 | 0.068087 | 0.078207 | 0.067493 | 0.06129 | 0.063063 | 0.068884 | 0.069474 | 0.070554 | 0.079378 | 0.077379 | 0.082366 | 0.08511 | 0.083618 | 0.080266 | 0.071432 | 0.064333 | 0.063613 | 0.062149 | 0.065907 | 0.067647 | 0.068901
Portfolio Adjusted1-in-2AllAll2023July Monthly Peak | Portfolio Adjusted | 1-in-2 | All | All | 2023 | July Monthly Peak | 7 | 6.6168 | 6.369 | 6.188 | 6.1696 | 6.4889 | 7.3686 | 8.3463 | 9.4241 | 10.5815 | 11.5319 | 12.3348 | 12.7287 | 12.799 | 12.9561 | 12.855 | 12.4902 | 11.8971 | 10.9541 | 10.0033 | 9.4799 | 9.305 | 8.7194 | 7.8983 | 7.287 | -0.0094111 | -0.0077666 | -0.006891 | -0.011585 | -0.018303 | -0.023455 | -0.01741 | -0.019177 | -0.0062956 | 0.00088068 | -0.013732 | -0.0069751 | 0.0085644 | 0.059165 | 0.25084 | 0.25357 | 0.23611 | 0.20255 | 0.056896 | 0.0061161 | -0.0061863 | -0.012234 | -0.021113 | -0.023829 | 74.9008 | 73.7162 | 72.8706 | 72.0613 | 71.1788 | 70.3048 | 69.7061 | 70.3322 | 73.3769 | 77.4126 | 81.5472 | 85.0753 | 87.8408 | 89.3521 | 90.3926 | 90.8487 | 90.7053 | 89.7694 | 88.7972 | 87.2893 | 84.5744 | 81.0453 | 78.6509 | 77.0015 | 0.070632 | 0.059974 | 0.065141 | 0.069203 | 0.079685 | 0.069173 | 0.062827 | 0.064301 | 0.070266 | 0.071282 | 0.072472 | 0.081528 | 0.079471 | 0.084678 | 0.087422 | 0.085923 | 0.082521 | 0.073753 | 0.066094 | 0.065265 | 0.063653 | 0.067505 | 0.069274 | 0.070425
Portfolio Adjusted1-in-2AllAll2023August Monthly Peak | Portfolio Adjusted | 1-in-2 | All | All | 2023 | August Monthly Peak | 8 | 6.6929 | 6.4295 | 6.2304 | 6.2311 | 6.5622 | 7.4782 | 8.542 | 9.5707 | 10.775 | 11.7367 | 12.5562 | 12.977 | 13.0598 | 13.2317 | 13.1307 | 12.7142 | 12.0491 | 11.039 | 10.0653 | 9.6383 | 9.3888 | 8.7303 | 7.9197 | 7.3225 | -0.010276 | -0.0085101 | -0.0075661 | -0.011719 | -0.018462 | -0.024834 | -0.018753 | -0.020687 | -0.006382 | 0.0012977 | -0.014094 | -0.0080634 | 0.0078468 | 0.060656 | 0.25857 | 0.25955 | 0.23946 | 0.20414 | 0.056681 | 0.00442 | -0.0074348 | -0.012935 | -0.021808 | -0.024277 | 73.8862 | 72.6636 | 71.3867 | 70.4723 | 69.677 | 68.7994 | 68.3122 | 67.9243 | 70.1203 | 75.1798 | 80.5906 | 85.1104 | 88.3416 | 90.2078 | 91.4112 | 91.9729 | 92.0553 | 91.5821 | 90.0464 | 86.8806 | 82.7386 | 79.6503 | 77.5687 | 75.9325 | 0.071897 | 0.060864 | 0.065828 | 0.070295 | 0.081007 | 0.070596 | 0.064793 | 0.066491 | 0.073025 | 0.074095 | 0.075362 | 0.085068 | 0.083274 | 0.088952 | 0.091825 | 0.089478 | 0.084922 | 0.075172 | 0.067253 | 0.066711 | 0.064621 | 0.068203 | 0.070042 | 0.071366
Portfolio Adjusted1-in-2AllAll2023September Monthly Peak | Portfolio Adjusted | 1-in-2 | All | All | 2023 | September Monthly Peak | 9 | 6.5696 | 6.3429 | 6.1596 | 6.1614 | 6.5102 | 7.4292 | 8.6172 | 9.5515 | 10.8247 | 11.8156 | 12.6285 | 13.0477 | 13.1228 | 13.2966 | 13.149 | 12.6534 | 11.9147 | 10.8641 | 9.9412 | 9.7484 | 9.2375 | 8.5869 | 7.753 | 7.1787 | -0.0076956 | -0.0068586 | -0.0060202 | -0.010579 | -0.017046 | -0.023565 | -0.016989 | -0.019454 | -0.0071839 | -0.00027441 | -0.014004 | -0.0076491 | 0.0082073 | 0.062377 | 0.26218 | 0.26101 | 0.23933 | 0.20293 | 0.055254 | 0.0044508 | -0.0075916 | -0.012927 | -0.020845 | -0.023836 | 72.3966 | 71.303 | 70.18 | 69.174 | 68.2617 | 67.4539 | 67.0717 | 66.8781 | 69.094 | 73.9808 | 79.234 | 84.0073 | 87.8814 | 90.1459 | 91.4528 | 91.9589 | 91.8992 | 90.9927 | 89.5977 | 86.7145 | 82.6923 | 79.6538 | 77.494 | 76.067 | 0.070701 | 0.06018 | 0.065227 | 0.069662 | 0.080768 | 0.070247 | 0.065135 | 0.067064 | 0.074772 | 0.076181 | 0.077407 | 0.087336 | 0.085472 | 0.091398 | 0.094427 | 0.091363 | 0.086085 | 0.075698 | 0.067633 | 0.067826 | 0.064455 | 0.068021 | 0.069368 | 0.07051
Portfolio Adjusted1-in-2AllAll2023October Monthly Peak | Portfolio Adjusted | 1-in-2 | All | All | 2023 | October Monthly Peak | 10 | 6.1556 | 5.942 | 5.7581 | 5.7404 | 6.0492 | 6.8947 | 8.0694 | 8.7297 | 9.6355 | 10.4218 | 11.0969 | 11.4877 | 11.6069 | 11.8049 | 11.715 | 11.2704 | 10.5914 | 9.7074 | 9.2821 | 8.9487 | 8.4537 | 7.8814 | 7.1584 | 6.6417 | 0.0092177 | 0.000368 | 0.0027936 | -0.0031626 | -0.007587 | -0.01946 | -0.0024315 | -0.00091044 | -0.0082506 | -0.0060477 | -0.0013674 | 0.0081283 | 0.020004 | 0.064011 | 0.25 | 0.24243 | 0.21859 | 0.18426 | 0.035276 | 0.00049174 | -0.014871 | -0.018026 | -0.016443 | -0.023476 | 64.3642 | 63.4413 | 62.5851 | 61.6107 | 60.7614 | 60.0759 | 59.421 | 59.0521 | 60.0192 | 64.1 | 69.9337 | 76.1002 | 81.3683 | 84.3557 | 85.1718 | 85.8456 | 86.0016 | 85.0904 | 82.6849 | 78.1282 | 74.4134 | 71.5324 | 69.1799 | 67.3018 | 0.070345 | 0.059757 | 0.06428 | 0.06846 | 0.079322 | 0.068943 | 0.064303 | 0.065314 | 0.071656 | 0.072732 | 0.074097 | 0.084261 | 0.083498 | 0.089493 | 0.092897 | 0.090105 | 0.085015 | 0.075048 | 0.068176 | 0.067165 | 0.063362 | 0.066589 | 0.068319 | 0.069085
Portfolio Adjusted1-in-2AllAll2023November Monthly Peak | Portfolio Adjusted | 1-in-2 | All | All | 2023 | November Monthly Peak | 11 | 5.7453 | 5.558 | 5.4183 | 5.4153 | 5.7235 | 6.5499 | 7.4463 | 8.1369 | 8.914 | 9.4497 | 9.9016 | 10.1102 | 10.1353 | 10.2245 | 10.0521 | 9.6239 | 9.1713 | 8.9781 | 8.4322 | 8.0089 | 7.6184 | 7.1366 | 6.5598 | 6.1434 | 0.011439 | 0.0013822 | 0.004105 | -0.0015447 | -0.0053054 | -0.018223 | -2.4025e-06 | 0.0018956 | -0.0078329 | -0.0064863 | 0.00088036 | 0.0094444 | 0.019439 | 0.057769 | 0.22111 | 0.21227 | 0.19307 | 0.17036 | 0.028214 | -0.0016298 | -0.015772 | -0.018023 | -0.014923 | -0.022118 | 56.7748 | 55.8473 | 55.1702 | 54.3645 | 53.3211 | 52.5938 | 52.4528 | 52.4106 | 54.9858 | 59.4842 | 64.2991 | 68.6999 | 71.5295 | 73.0626 | 73.8224 | 73.6465 | 72.0407 | 69.1159 | 65.8097 | 63.6602 | 61.9895 | 60.9055 | 59.9132 | 59.1587 | 0.067325 | 0.05726 | 0.061886 | 0.06584 | 0.076446 | 0.066849 | 0.061532 | 0.062446 | 0.067797 | 0.067791 | 0.068412 | 0.077329 | 0.076118 | 0.081282 | 0.083776 | 0.081278 | 0.078269 | 0.071744 | 0.064212 | 0.062724 | 0.059284 | 0.062506 | 0.064615 | 0.065798
Portfolio Adjusted1-in-2AllAll2023December Monthly Peak | Portfolio Adjusted | 1-in-2 | All | All | 2023 | December Monthly Peak | 12 | 5.6029 | 5.4341 | 5.3108 | 5.3157 | 5.6197 | 6.4877 | 7.5919 | 8.1985 | 8.9212 | 9.2929 | 9.4922 | 9.4695 | 9.3042 | 9.2664 | 9.037 | 8.6438 | 8.423 | 8.4078 | 8.0048 | 7.6484 | 7.3239 | 6.9315 | 6.4071 | 5.9637 | 0.010867 | 0.0012196 | 0.0039253 | -0.0014739 | -0.0049553 | -0.017521 | 5.313e-05 | 0.0018165 | -0.0075304 | -0.0061731 | 0.00073337 | 0.0085519 | 0.017469 | 0.052095 | 0.19926 | 0.19182 | 0.17724 | 0.15854 | 0.026219 | -0.0019054 | -0.015295 | -0.017518 | -0.014482 | -0.021134 | 47.963 | 47.2495 | 46.6978 | 46.1284 | 45.6194 | 45.0599 | 44.8352 | 44.7585 | 45.4437 | 48.7349 | 52.4721 | 55.5848 | 57.6566 | 58.662 | 59.2965 | 59.566 | 58.9052 | 56.6156 | 53.7968 | 51.7574 | 50.1774 | 48.3278 | 46.6458 | 45.3698 | 0.064479 | 0.054728 | 0.059286 | 0.063007 | 0.073385 | 0.064425 | 0.060155 | 0.060674 | 0.065308 | 0.064425 | 0.063952 | 0.071434 | 0.069642 | 0.074035 | 0.076236 | 0.074414 | 0.072812 | 0.067164 | 0.060517 | 0.059417 | 0.056278 | 0.059595 | 0.061592 | 0.062472
Portfolio Adjusted1-in-2AllAll2023Typical Event Day | Portfolio Adjusted | 1-in-2 | All | All | 2023 | Typical Event Day | 8 | 6.6437 | 6.3821 | 6.1826 | 6.1829 | 6.5113 | 7.4171 | 8.4664 | 9.4596 | 10.6084 | 11.5168 | 12.2985 | 12.7015 | 12.7815 | 12.9592 | 12.8719 | 12.4734 | 11.8262 | 10.8446 | 9.9078 | 9.4967 | 9.266 | 8.6219 | 7.8256 | 7.2423 | -0.0053936 | -0.0061278 | -0.0048271 | -0.0098299 | -0.016169 | -0.023309 | -0.01463 | -0.015703 | -0.006909 | -0.00062448 | -0.011223 | -0.0039252 | 0.011035 | 0.061494 | 0.25624 | 0.25604 | 0.23596 | 0.20082 | 0.0522 | 0.0046029 | -0.0084498 | -0.013701 | -0.020325 | -0.024117 | 72.4355 | 71.2748 | 70.2034 | 69.2678 | 68.3895 | 67.5235 | 66.9562 | 67.1677 | 69.8529 | 74.5265 | 79.4172 | 83.6996 | 86.856 | 88.6361 | 89.7965 | 90.2968 | 90.3514 | 89.6728 | 88.451 | 85.9582 | 82.3807 | 78.955 | 76.6862 | 75.0409 | 0.071286 | 0.060349 | 0.065222 | 0.069646 | 0.08024 | 0.069931 | 0.064184 | 0.06572 | 0.071941 | 0.072757 | 0.073854 | 0.083289 | 0.081533 | 0.08714 | 0.090042 | 0.087791 | 0.083374 | 0.073857 | 0.066176 | 0.065719 | 0.06372 | 0.067267 | 0.069112 | 0.070437
Portfolio Adjusted1-in-2AllAll2024January Monthly Peak | Portfolio Adjusted | 1-in-2 | All | All | 2024 | January Monthly Peak | 1 | 5.4423 | 5.3169 | 5.2067 | 5.2432 | 5.5533 | 6.5274 | 7.7988 | 8.4686 | 9.2195 | 9.5346 | 9.6161 | 9.5003 | 9.1785 | 9.0486 | 8.7199 | 8.2338 | 7.9867 | 8.1029 | 7.8673 | 7.5192 | 7.2011 | 6.8201 | 6.3204 | 5.8365 | 0.010536 | 0.0010365 | 0.0036625 | -0.0015203 | -0.0049804 | -0.017899 | -9.0048e-05 | 0.0017091 | -0.0077782 | -0.0062969 | 0.00066794 | 0.0084938 | 0.01734 | 0.051793 | 0.19587 | 0.1868 | 0.17068 | 0.15416 | 0.02569 | -0.0022036 | -0.015379 | -0.017528 | -0.014483 | -0.021177 | 43.9551 | 43.3336 | 42.671 | 42.1654 | 41.628 | 41.3267 | 41.0976 | 40.867 | 41.1874 | 43.3698 | 46.8052 | 49.4888 | 51.3562 | 52.6849 | 53.4838 | 53.8508 | 53.5988 | 52.2208 | 50.4086 | 49.0394 | 47.9219 | 46.9828 | 46.1509 | 45.4341 | 0.063535 | 0.054095 | 0.058576 | 0.062935 | 0.074087 | 0.065345 | 0.06163 | 0.062647 | 0.067483 | 0.065751 | 0.064795 | 0.072027 | 0.069511 | 0.073539 | 0.075252 | 0.073359 | 0.071257 | 0.06631 | 0.06028 | 0.0591 | 0.055859 | 0.059213 | 0.061443 | 0.062465
Portfolio Adjusted1-in-2AllAll2024February Monthly Peak | Portfolio Adjusted | 1-in-2 | All | All | 2024 | February Monthly Peak | 2 | 5.5345 | 5.3793 | 5.2655 | 5.3028 | 5.6137 | 6.5147 | 7.6294 | 8.2542 | 9.0088 | 9.3788 | 9.5841 | 9.6032 | 9.4337 | 9.4136 | 9.1913 | 8.7441 | 8.3591 | 8.1953 | 8.1225 | 7.7405 | 7.39 | 6.9577 | 6.4026 | 5.9408 | 0.010466 | 0.00085677 | 0.0036122 | -0.0015825 | -0.0050914 | -0.01796 | -0.00011927 | 0.0017368 | -0.0077749 | -0.0062958 | 0.00071432 | 0.0087472 | 0.017931 | 0.053408 | 0.20438 | 0.19548 | 0.17718 | 0.15646 | 0.02646 | -0.002267 | -0.015742 | -0.017965 | -0.014798 | -0.021466 | 47.9026 | 47.517 | 47.1659 | 46.8059 | 46.4821 | 46.3134 | 46.2589 | 46.2264 | 46.5941 | 48.3921 | 50.4196 | 52.2557 | 53.043 | 53.1038 | 53.1556 | 52.7032 | 52.2228 | 51.33 | 49.9188 | 48.5506 | 47.2828 | 46.5186 | 45.3638 | 44.3367 | 0.064117 | 0.054576 | 0.059303 | 0.063761 | 0.074594 | 0.065522 | 0.061482 | 0.062257 | 0.067311 | 0.066054 | 0.065583 | 0.073541 | 0.071676 | 0.076433 | 0.078927 | 0.076549 | 0.073774 | 0.067678 | 0.061936 | 0.060639 | 0.057218 | 0.060364 | 0.06226 | 0.063041
Portfolio Adjusted1-in-2AllAll2024March Monthly Peak | Portfolio Adjusted | 1-in-2 | All | All | 2024 | March Monthly Peak | 3 | 5.65 | 5.4798 | 5.3434 | 5.3523 | 5.634 | 6.5145 | 7.6881 | 8.318 | 8.9934 | 9.3723 | 9.6158 | 9.6588 | 9.5212 | 9.5307 | 9.3538 | 8.9683 | 8.5974 | 8.1888 | 7.9851 | 7.9546 | 7.6322 | 7.1877 | 6.5973 | 6.0962 | 0.010904 | 0.0010724 | 0.0036736 | -0.0015657 | -0.0051166 | -0.017927 | -9.1471e-05 | 0.0017394 | -0.0077887 | -0.0062775 | 0.00075302 | 0.0088351 | 0.018133 | 0.054014 | 0.20706 | 0.19952 | 0.18138 | 0.15662 | 0.026548 | -0.0022897 | -0.016215 | -0.018427 | -0.015202 | -0.022049 | 47.6301 | 46.9244 | 46.2779 | 45.8828 | 45.534 | 45.0775 | 44.6919 | 44.6102 | 46.489 | 48.8255 | 51.1052 | 53.1039 | 54.506 | 55.5236 | 55.9488 | 56.3599 | 56.1696 | 55.4858 | 53.9338 | 51.8169 | 50.4171 | 49.2467 | 48.3442 | 47.4317 | 0.065838 | 0.055931 | 0.060529 | 0.064678 | 0.075093 | 0.065637 | 0.06174 | 0.06263 | 0.067358 | 0.06612 | 0.065832 | 0.07381 | 0.072192 | 0.076859 | 0.07935 | 0.077504 | 0.074702 | 0.067621 | 0.062045 | 0.062454 | 0.059117 | 0.062268 | 0.064134 | 0.064729
Portfolio Adjusted1-in-2AllAll2024April Monthly Peak | Portfolio Adjusted | 1-in-2 | All | All | 2024 | April Monthly Peak | 4 | 5.8541 | 5.6447 | 5.471 | 5.4685 | 5.7591 | 6.5612 | 7.4925 | 8.183 | 8.9934 | 9.6073 | 10.1789 | 10.4909 | 10.6185 | 10.7869 | 10.7125 | 10.3527 | 9.8001 | 9.0549 | 8.3963 | 8.317 | 8.0924 | 7.5477 | 6.8679 | 6.3677 | 0.010955 | 0.00095113 | 0.0037595 | -0.0016546 | -0.005474 | -0.018355 | -9.9635e-05 | 0.0018517 | -0.0079147 | -0.0064593 | 0.00092406 | 0.0096445 | 0.019856 | 0.058695 | 0.22898 | 0.2218 | 0.2008 | 0.16964 | 0.02792 | -0.0017401 | -0.016466 | -0.018729 | -0.01554 | -0.022732 | 62.1225 | 61.0341 | 59.6771 | 58.5081 | 57.6222 | 56.9407 | 56.4699 | 56.4579 | 58.944 | 62.922 | 67.7592 | 72.0164 | 75.2678 | 77.628 | 78.8291 | 79.446 | 79.5203 | 78.9456 | 77.5751 | 75.1195 | 71.3265 | 68.4433 | 66.307 | 64.0197 | 0.06731 | 0.057282 | 0.061828 | 0.066186 | 0.076738 | 0.066832 | 0.061628 | 0.062798 | 0.068286 | 0.068348 | 0.069256 | 0.078357 | 0.077738 | 0.083315 | 0.08656 | 0.084326 | 0.080512 | 0.071454 | 0.063611 | 0.064171 | 0.061555 | 0.064599 | 0.066348 | 0.066913
Portfolio Adjusted1-in-2AllAll2024May Monthly Peak | Portfolio Adjusted | 1-in-2 | All | All | 2024 | May Monthly Peak | 5 | 5.9294 | 5.7144 | 5.5405 | 5.5353 | 5.8477 | 6.647 | 7.4742 | 8.3554 | 9.26 | 9.9321 | 10.5282 | 10.8385 | 10.9292 | 11.0757 | 10.985 | 10.6044 | 10.023 | 9.228 | 8.5258 | 8.2761 | 8.2094 | 7.6747 | 6.9846 | 6.4988 | 0.011254 | 0.0011322 | 0.0038591 | -0.0016174 | -0.0054381 | -0.018428 | -2.1403e-05 | 0.0019134 | -0.0080704 | -0.0067095 | 0.00089071 | 0.0097748 | 0.020117 | 0.06008 | 0.23446 | 0.22672 | 0.20511 | 0.1727 | 0.028262 | -0.0016113 | -0.016387 | -0.018702 | -0.015519 | -0.022872 | 64.2857 | 63.401 | 62.6265 | 61.7208 | 60.9192 | 60.3171 | 59.8224 | 60.2535 | 62.3373 | 65.9024 | 69.7481 | 73.502 | 76.7785 | 79.2759 | 80.3255 | 80.9307 | 80.813 | 79.9062 | 78.2557 | 75.7296 | 72.2614 | 69.3464 | 67.2585 | 65.7955 | 0.067654 | 0.057532 | 0.062153 | 0.066519 | 0.077366 | 0.067533 | 0.061813 | 0.063897 | 0.069816 | 0.070213 | 0.071164 | 0.080519 | 0.079466 | 0.084968 | 0.088174 | 0.08558 | 0.08156 | 0.072069 | 0.064071 | 0.063686 | 0.06181 | 0.065177 | 0.067052 | 0.067998
Portfolio Adjusted1-in-2AllAll2024June Monthly Peak | Portfolio Adjusted | 1-in-2 | All | All | 2024 | June Monthly Peak | 6 | 6.3299 | 6.0914 | 5.8951 | 5.8808 | 6.174 | 6.9374 | 7.8138 | 8.8266 | 9.853 | 10.6625 | 11.369 | 11.7238 | 11.763 | 11.9101 | 11.8196 | 11.4878 | 10.9184 | 10.0662 | 9.2943 | 8.8433 | 8.7324 | 8.2072 | 7.4432 | 6.8982 | 0.0056596 | -0.0012326 | 0.0009608 | -0.0049022 | -0.0098732 | -0.02018 | -0.0051155 | -0.0038969 | -0.0075024 | -0.0042764 | -0.0034136 | 0.0055352 | 0.017594 | 0.060297 | 0.24134 | 0.23876 | 0.21921 | 0.18588 | 0.038239 | 0.0018734 | -0.013016 | -0.016878 | -0.017296 | -0.023646 | 68.5583 | 67.4165 | 66.3762 | 65.3637 | 64.4405 | 63.5359 | 62.7345 | 63.5362 | 66.8203 | 71.5328 | 76.297 | 80.6055 | 83.3602 | 84.8385 | 85.9293 | 86.4068 | 86.7458 | 86.3469 | 85.3628 | 82.9481 | 79.5173 | 75.4701 | 73.0312 | 71.1626 | 0.070146 | 0.059542 | 0.064127 | 0.068285 | 0.078435 | 0.067688 | 0.061467 | 0.063246 | 0.069084 | 0.069675 | 0.070758 | 0.079608 | 0.077603 | 0.082604 | 0.085357 | 0.083861 | 0.080499 | 0.071639 | 0.06452 | 0.063797 | 0.06233 | 0.066098 | 0.067843 | 0.069101
Portfolio Adjusted1-in-2AllAll2024July Monthly Peak | Portfolio Adjusted | 1-in-2 | All | All | 2024 | July Monthly Peak | 7 | 6.6275 | 6.3794 | 6.1981 | 6.1797 | 6.4998 | 7.3814 | 8.3611 | 9.4403 | 10.5986 | 11.5496 | 12.3532 | 12.7471 | 12.8171 | 12.9743 | 12.8727 | 12.5072 | 11.9132 | 10.9692 | 10.0177 | 9.4939 | 9.3188 | 8.7326 | 7.9106 | 7.2986 | -0.0094385 | -0.0077893 | -0.0069111 | -0.011619 | -0.018356 | -0.023523 | -0.017461 | -0.019233 | -0.006314 | 0.00088325 | -0.013772 | -0.0069954 | 0.0085894 | 0.059337 | 0.25143 | 0.25415 | 0.23664 | 0.20302 | 0.057062 | 0.006134 | -0.0062044 | -0.01227 | -0.021174 | -0.023899 | 74.9007 | 73.7162 | 72.8706 | 72.0612 | 71.1788 | 70.3048 | 69.7061 | 70.3322 | 73.3769 | 77.4126 | 81.5472 | 85.0752 | 87.8407 | 89.3521 | 90.3926 | 90.8487 | 90.7053 | 89.7694 | 88.7972 | 87.2893 | 84.5743 | 81.0453 | 78.6508 | 77.0015 | 0.070837 | 0.060147 | 0.065331 | 0.069404 | 0.079916 | 0.069372 | 0.063009 | 0.064487 | 0.070469 | 0.071488 | 0.072681 | 0.081764 | 0.0797 | 0.084922 | 0.087674 | 0.086172 | 0.08276 | 0.073967 | 0.066286 | 0.065454 | 0.063837 | 0.067701 | 0.069475 | 0.070629
Portfolio Adjusted1-in-2AllAll2024August Monthly Peak | Portfolio Adjusted | 1-in-2 | All | All | 2024 | August Monthly Peak | 8 | 6.7039 | 6.44 | 6.2406 | 6.2414 | 6.5733 | 7.4912 | 8.5573 | 9.5875 | 10.7929 | 11.7551 | 12.5753 | 12.9963 | 13.0788 | 13.2508 | 13.1493 | 12.7319 | 12.0657 | 11.0545 | 10.08 | 9.6526 | 9.4029 | 8.7437 | 7.9321 | 7.3344 | -0.010306 | -0.008535 | -0.0075882 | -0.011753 | -0.018516 | -0.024906 | -0.018808 | -0.020748 | -0.0064006 | 0.0013014 | -0.014135 | -0.0080869 | 0.0078697 | 0.060833 | 0.25919 | 0.26015 | 0.24 | 0.20461 | 0.056846 | 0.0044329 | -0.0074565 | -0.012972 | -0.021871 | -0.024347 | 73.8863 | 72.6636 | 71.3867 | 70.4723 | 69.677 | 68.7995 | 68.3123 | 67.9244 | 70.1204 | 75.1798 | 80.5906 | 85.1105 | 88.3417 | 90.2079 | 91.4113 | 91.973 | 92.0553 | 91.5822 | 90.0464 | 86.8806 | 82.7386 | 79.6503 | 77.5686 | 75.9325 | 0.072105 | 0.06104 | 0.066019 | 0.070499 | 0.081243 | 0.0708 | 0.064981 | 0.066684 | 0.073237 | 0.074309 | 0.07558 | 0.085314 | 0.083515 | 0.089209 | 0.092091 | 0.089737 | 0.085168 | 0.07539 | 0.067448 | 0.066904 | 0.064809 | 0.068401 | 0.070246 | 0.071573
Portfolio Adjusted1-in-2AllAll2024September Monthly Peak | Portfolio Adjusted | 1-in-2 | All | All | 2024 | September Monthly Peak | 9 | 6.5803 | 6.3534 | 6.1697 | 6.1716 | 6.5212 | 7.4422 | 8.6325 | 9.5684 | 10.843 | 11.8346 | 12.6481 | 13.0675 | 13.1423 | 13.3162 | 13.1681 | 12.6714 | 11.9314 | 10.8797 | 9.956 | 9.763 | 9.2515 | 8.6002 | 7.7653 | 7.1904 | -0.007718 | -0.0068786 | -0.0060378 | -0.01061 | -0.017096 | -0.023634 | -0.017038 | -0.019511 | -0.0072049 | -0.00027521 | -0.014045 | -0.0076714 | 0.0082313 | 0.062559 | 0.26281 | 0.26161 | 0.23987 | 0.2034 | 0.055415 | 0.0044638 | -0.0076138 | -0.012965 | -0.020905 | -0.023905 | 72.3967 | 71.303 | 70.18 | 69.1741 | 68.2619 | 67.4541 | 67.0719 | 66.8782 | 69.0942 | 73.9808 | 79.234 | 84.0074 | 87.8815 | 90.146 | 91.4529 | 91.959 | 91.8993 | 90.9927 | 89.5978 | 86.7145 | 82.6923 | 79.6539 | 77.4941 | 76.0671 | 0.070906 | 0.060354 | 0.065417 | 0.069864 | 0.081003 | 0.070449 | 0.065324 | 0.067259 | 0.074989 | 0.076401 | 0.077631 | 0.087589 | 0.08572 | 0.091663 | 0.0947 | 0.091628 | 0.086335 | 0.075918 | 0.067829 | 0.068023 | 0.064642 | 0.068219 | 0.069569 | 0.070715
Portfolio Adjusted1-in-2AllAll2024October Monthly Peak | Portfolio Adjusted | 1-in-2 | All | All | 2024 | October Monthly Peak | 10 | 6.1659 | 5.952 | 5.7677 | 5.75 | 6.0595 | 6.9069 | 8.0839 | 8.7455 | 9.6522 | 10.4391 | 11.115 | 11.506 | 11.6252 | 11.8233 | 11.7329 | 11.2873 | 10.6071 | 9.7221 | 9.2964 | 8.9625 | 8.4669 | 7.8939 | 7.17 | 6.6528 | 0.0092446 | 0.00036907 | 0.0028018 | -0.0031718 | -0.0076091 | -0.019517 | -0.0024386 | -0.00091309 | -0.0082747 | -0.0060653 | -0.0013714 | 0.008152 | 0.020062 | 0.064197 | 0.25061 | 0.243 | 0.21909 | 0.1847 | 0.035379 | 0.00049318 | -0.014915 | -0.018079 | -0.016491 | -0.023545 | 64.3643 | 63.4414 | 62.5852 | 61.6108 | 60.7616 | 60.0761 | 59.4211 | 59.0523 | 60.0194 | 64.1002 | 69.9338 | 76.1003 | 81.3684 | 84.3558 | 85.1719 | 85.8457 | 86.0017 | 85.0905 | 82.6849 | 78.1282 | 74.4135 | 71.5325 | 69.18 | 67.3019 | 0.070549 | 0.05993 | 0.064467 | 0.068659 | 0.079553 | 0.069143 | 0.064489 | 0.065504 | 0.071864 | 0.072943 | 0.074312 | 0.084506 | 0.08374 | 0.089753 | 0.093167 | 0.090367 | 0.085262 | 0.075266 | 0.068374 | 0.06736 | 0.063545 | 0.066783 | 0.068518 | 0.069286
Portfolio Adjusted1-in-2AllAll2024November Monthly Peak | Portfolio Adjusted | 1-in-2 | All | All | 2024 | November Monthly Peak | 11 | 5.755 | 5.5674 | 5.4273 | 5.4244 | 5.7332 | 6.5615 | 7.4598 | 8.1516 | 8.9295 | 9.4656 | 9.918 | 10.1267 | 10.1517 | 10.2409 | 10.068 | 9.6389 | 9.1855 | 8.9918 | 8.4453 | 8.0216 | 7.6305 | 7.1482 | 6.5706 | 6.1537 | 0.011473 | 0.0013863 | 0.004117 | -0.0015492 | -0.0053209 | -0.018277 | -2.4105e-06 | 0.0019011 | -0.0078558 | -0.0065052 | 0.00088293 | 0.009472 | 0.019496 | 0.057937 | 0.22166 | 0.21278 | 0.19353 | 0.17076 | 0.028297 | -0.0016345 | -0.015818 | -0.018075 | -0.014967 | -0.022182 | 56.775 | 55.8475 | 55.1704 | 54.3647 | 53.3213 | 52.594 | 52.453 | 52.4108 | 54.986 | 59.4844 | 64.2992 | 68.7001 | 71.5297 | 73.0627 | 73.8226 | 73.6467 | 72.0408 | 69.116 | 65.8098 | 63.6604 | 61.9897 | 60.9057 | 59.9134 | 59.159 | 0.06752 | 0.057426 | 0.062066 | 0.066031 | 0.076668 | 0.067042 | 0.061711 | 0.062627 | 0.067994 | 0.067987 | 0.06861 | 0.077553 | 0.076339 | 0.081518 | 0.08402 | 0.081514 | 0.078497 | 0.071952 | 0.064399 | 0.062906 | 0.059456 | 0.062688 | 0.064803 | 0.065989
Portfolio Adjusted1-in-2AllAll2024December Monthly Peak | Portfolio Adjusted | 1-in-2 | All | All | 2024 | December Monthly Peak | 12 | 5.6121 | 5.443 | 5.3195 | 5.3244 | 5.6291 | 6.4988 | 7.6051 | 8.2128 | 8.9361 | 9.308 | 9.5075 | 9.4846 | 9.3191 | 9.2813 | 9.0514 | 8.6575 | 8.4361 | 8.4206 | 8.0171 | 7.6604 | 7.3354 | 6.9425 | 6.4174 | 5.9735 | 0.010898 | 0.0012231 | 0.0039367 | -0.0014782 | -0.0049697 | -0.017572 | 5.3285e-05 | 0.0018218 | -0.0075524 | -0.0061911 | 0.00073551 | 0.0085768 | 0.01752 | 0.052247 | 0.19975 | 0.19228 | 0.17765 | 0.15891 | 0.026296 | -0.001911 | -0.01534 | -0.017569 | -0.014524 | -0.021196 | 47.9632 | 47.2497 | 46.698 | 46.1286 | 45.6196 | 45.0601 | 44.8354 | 44.7587 | 45.4439 | 48.7351 | 52.4723 | 55.585 | 57.6568 | 58.6622 | 59.2967 | 59.5662 | 58.9055 | 56.6158 | 53.7971 | 51.7577 | 50.1776 | 48.328 | 46.6461 | 45.37 | 0.064666 | 0.054887 | 0.059459 | 0.06319 | 0.073599 | 0.064611 | 0.060329 | 0.06085 | 0.065498 | 0.064611 | 0.064137 | 0.071641 | 0.069844 | 0.07425 | 0.076457 | 0.074631 | 0.073024 | 0.067359 | 0.060693 | 0.059589 | 0.056442 | 0.059768 | 0.061771 | 0.062654
Portfolio Adjusted1-in-2AllAll2024Typical Event Day | Portfolio Adjusted | 1-in-2 | All | All | 2024 | Typical Event Day | 8 | 6.6545 | 6.3926 | 6.1928 | 6.1932 | 6.5223 | 7.4301 | 8.4816 | 9.4762 | 10.626 | 11.535 | 12.3172 | 12.7204 | 12.8001 | 12.9779 | 12.8902 | 12.4908 | 11.8424 | 10.8598 | 9.9223 | 9.5109 | 9.2799 | 8.6351 | 7.838 | 7.2541 | -0.0054094 | -0.0061457 | -0.0048412 | -0.0098586 | -0.016217 | -0.023377 | -0.014673 | -0.015749 | -0.0069292 | -0.00062631 | -0.011256 | -0.0039367 | 0.011067 | 0.061673 | 0.25685 | 0.25663 | 0.23648 | 0.20129 | 0.052352 | 0.0046163 | -0.0084744 | -0.013741 | -0.020384 | -0.024187 | 72.4355 | 71.2748 | 70.2034 | 69.2678 | 68.3896 | 67.5236 | 66.9562 | 67.1677 | 69.853 | 74.5265 | 79.4172 | 83.6996 | 86.856 | 88.6361 | 89.7965 | 90.2969 | 90.3514 | 89.6728 | 88.451 | 85.9581 | 82.3806 | 78.9549 | 76.6862 | 75.0409 | 0.071493 | 0.060523 | 0.065412 | 0.069848 | 0.080474 | 0.070133 | 0.06437 | 0.06591 | 0.072149 | 0.072968 | 0.074068 | 0.08353 | 0.081768 | 0.087392 | 0.090303 | 0.088046 | 0.083615 | 0.074071 | 0.066368 | 0.065909 | 0.063905 | 0.067462 | 0.069313 | 0.070641
Portfolio Adjusted1-in-2AllAll2025January Monthly Peak | Portfolio Adjusted | 1-in-2 | All | All | 2025 | January Monthly Peak | 1 | 5.4514 | 5.3258 | 5.2153 | 5.2519 | 5.5626 | 6.5387 | 7.8123 | 8.4833 | 9.2349 | 9.5499 | 9.6315 | 9.5156 | 9.1934 | 9.0634 | 8.7341 | 8.2472 | 7.9994 | 8.1154 | 7.8796 | 7.5311 | 7.2126 | 6.8311 | 6.3307 | 5.8463 | 0.010566 | 0.0010395 | 0.0036732 | -0.0015247 | -0.0049949 | -0.017951 | -9.031e-05 | 0.0017141 | -0.0078009 | -0.0063153 | 0.00066989 | 0.0085186 | 0.01739 | 0.051944 | 0.19636 | 0.18726 | 0.17109 | 0.15452 | 0.025765 | -0.00221 | -0.015424 | -0.017579 | -0.014525 | -0.021239 | 43.9553 | 43.3338 | 42.6712 | 42.1656 | 41.6282 | 41.327 | 41.0978 | 40.8672 | 41.1876 | 43.37 | 46.8054 | 49.489 | 51.3564 | 52.6851 | 53.484 | 53.851 | 53.5991 | 52.221 | 50.4088 | 49.0396 | 47.9221 | 46.9831 | 46.1511 | 45.4343 | 0.06372 | 0.054251 | 0.058747 | 0.063118 | 0.074302 | 0.065534 | 0.061808 | 0.062829 | 0.067679 | 0.065941 | 0.064983 | 0.072236 | 0.069712 | 0.073753 | 0.07547 | 0.073573 | 0.071465 | 0.066503 | 0.060455 | 0.059272 | 0.056021 | 0.059386 | 0.061622 | 0.062647
Portfolio Adjusted1-in-2AllAll2025February Monthly Peak | Portfolio Adjusted | 1-in-2 | All | All | 2025 | February Monthly Peak | 2 | 5.5438 | 5.3883 | 5.2742 | 5.3115 | 5.6232 | 6.5261 | 7.6429 | 8.2689 | 9.0241 | 9.3942 | 9.5997 | 9.6189 | 9.4491 | 9.429 | 9.2061 | 8.7581 | 8.3723 | 8.2082 | 8.1351 | 7.7526 | 7.4017 | 6.9688 | 6.413 | 5.9507 | 0.010497 | 0.00085927 | 0.0036228 | -0.0015871 | -0.0051062 | -0.018013 | -0.00011962 | 0.0017419 | -0.0077976 | -0.0063142 | 0.00071641 | 0.0087727 | 0.017983 | 0.053564 | 0.20488 | 0.19595 | 0.1776 | 0.15684 | 0.026537 | -0.0022736 | -0.015788 | -0.018018 | -0.014841 | -0.021529 | 47.9027 | 47.5172 | 47.166 | 46.8061 | 46.4822 | 46.3136 | 46.2591 | 46.2265 | 46.5943 | 48.3923 | 50.4198 | 52.2558 | 53.0431 | 53.1039 | 53.1557 | 52.7033 | 52.2229 | 51.3302 | 49.919 | 48.5508 | 47.2831 | 46.5188 | 45.364 | 44.3369 | 0.064303 | 0.054734 | 0.059476 | 0.063947 | 0.074811 | 0.065712 | 0.06166 | 0.062438 | 0.067506 | 0.066246 | 0.065773 | 0.073754 | 0.071884 | 0.076655 | 0.079156 | 0.076771 | 0.073988 | 0.067875 | 0.062116 | 0.060815 | 0.057384 | 0.06054 | 0.062441 | 0.063224
Portfolio Adjusted1-in-2AllAll2025March Monthly Peak | Portfolio Adjusted | 1-in-2 | All | All | 2025 | March Monthly Peak | 3 | 5.6595 | 5.489 | 5.3523 | 5.3612 | 5.6436 | 6.5259 | 7.7017 | 8.3327 | 9.0087 | 9.3877 | 9.6315 | 9.6746 | 9.5367 | 9.5462 | 9.3688 | 8.9825 | 8.6108 | 8.2017 | 7.9977 | 7.9671 | 7.6443 | 7.1992 | 6.608 | 6.1064 | 0.010935 | 0.0010755 | 0.0036843 | -0.0015703 | -0.0051316 | -0.01798 | -9.1738e-05 | 0.0017445 | -0.0078114 | -0.0062958 | 0.00075522 | 0.0088609 | 0.018186 | 0.054171 | 0.20758 | 0.2 | 0.18181 | 0.15699 | 0.026626 | -0.0022964 | -0.016263 | -0.018481 | -0.015246 | -0.022113 | 47.6303 | 46.9245 | 46.278 | 45.8829 | 45.5342 | 45.0776 | 44.6921 | 44.6103 | 46.4892 | 48.8256 | 51.1053 | 53.104 | 54.5061 | 55.5238 | 55.9489 | 56.3601 | 56.1697 | 55.4859 | 53.934 | 51.817 | 50.4173 | 49.2469 | 48.3443 | 47.4318 | 0.06603 | 0.056093 | 0.060705 | 0.064866 | 0.075311 | 0.065826 | 0.061918 | 0.062811 | 0.067554 | 0.066312 | 0.066023 | 0.074024 | 0.072401 | 0.077082 | 0.079581 | 0.077729 | 0.074919 | 0.067818 | 0.062225 | 0.062636 | 0.059288 | 0.062449 | 0.064321 | 0.064917
Portfolio Adjusted1-in-2AllAll2025April Monthly Peak | Portfolio Adjusted | 1-in-2 | All | All | 2025 | April Monthly Peak | 4 | 5.8639 | 5.6541 | 5.4801 | 5.4776 | 5.7689 | 6.5728 | 7.5061 | 8.1978 | 9.009 | 9.6234 | 10.1955 | 10.5077 | 10.6352 | 10.8037 | 10.7288 | 10.3682 | 9.8146 | 9.0685 | 8.4093 | 8.3299 | 8.105 | 7.5597 | 6.879 | 6.3782 | 0.010987 | 0.00095391 | 0.0037705 | -0.0016594 | -0.00549 | -0.018409 | -9.9925e-05 | 0.0018571 | -0.0079378 | -0.0064781 | 0.00092675 | 0.0096727 | 0.019914 | 0.058866 | 0.22954 | 0.22232 | 0.20126 | 0.17003 | 0.028001 | -0.0017451 | -0.016514 | -0.018784 | -0.015585 | -0.022799 | 62.1225 | 61.0341 | 59.6771 | 58.5081 | 57.6223 | 56.9408 | 56.47 | 56.458 | 58.9441 | 62.922 | 67.7593 | 72.0164 | 75.2678 | 77.6281 | 78.8291 | 79.446 | 79.5204 | 78.9457 | 77.5751 | 75.1194 | 71.3265 | 68.4433 | 66.307 | 64.0197 | 0.067506 | 0.057448 | 0.062008 | 0.066379 | 0.076962 | 0.067025 | 0.061807 | 0.06298 | 0.068484 | 0.068547 | 0.069456 | 0.078584 | 0.077964 | 0.083556 | 0.086812 | 0.084571 | 0.080746 | 0.071662 | 0.063796 | 0.064357 | 0.061733 | 0.064786 | 0.066541 | 0.067108
Portfolio Adjusted1-in-2AllAll2025May Monthly Peak | Portfolio Adjusted | 1-in-2 | All | All | 2025 | May Monthly Peak | 5 | 5.9392 | 5.7238 | 5.5497 | 5.5445 | 5.8576 | 6.6587 | 7.4879 | 8.3706 | 9.276 | 9.9485 | 10.5452 | 10.8556 | 10.9462 | 11.0928 | 11.0016 | 10.6201 | 10.0377 | 9.2417 | 8.5389 | 8.289 | 8.2221 | 7.6868 | 6.9958 | 6.5094 | 0.011286 | 0.0011355 | 0.0038704 | -0.0016222 | -0.005454 | -0.018482 | -2.1465e-05 | 0.001919 | -0.0080939 | -0.0067291 | 0.00089331 | 0.0098034 | 0.020176 | 0.060255 | 0.23503 | 0.22725 | 0.20558 | 0.1731 | 0.028344 | -0.001616 | -0.016435 | -0.018756 | -0.015564 | -0.022939 | 64.2855 | 63.4009 | 62.6264 | 61.7207 | 60.9191 | 60.317 | 59.8224 | 60.2534 | 62.3372 | 65.9022 | 69.748 | 73.5019 | 76.7784 | 79.2758 | 80.3255 | 80.9306 | 80.813 | 79.9062 | 78.2556 | 75.7294 | 72.2612 | 69.3462 | 67.2583 | 65.7953 | 0.06785 | 0.057698 | 0.062334 | 0.066712 | 0.077591 | 0.067729 | 0.061993 | 0.064082 | 0.070019 | 0.070416 | 0.07137 | 0.080753 | 0.079696 | 0.085214 | 0.08843 | 0.085829 | 0.081797 | 0.072278 | 0.064257 | 0.063871 | 0.061989 | 0.065366 | 0.067247 | 0.068195
Portfolio Adjusted1-in-2AllAll2025June Monthly Peak | Portfolio Adjusted | 1-in-2 | All | All | 2025 | June Monthly Peak | 6 | 6.3403 | 6.1015 | 5.9049 | 5.8906 | 6.1844 | 6.9496 | 7.8279 | 8.8422 | 9.8695 | 10.6794 | 11.3865 | 11.7414 | 11.7803 | 11.9274 | 11.8365 | 11.5039 | 10.9336 | 10.0805 | 9.308 | 8.8567 | 8.7456 | 8.2199 | 7.455 | 6.9094 | 0.0056761 | -0.0012362 | 0.0009636 | -0.0049165 | -0.009902 | -0.020239 | -0.0051304 | -0.0039083 | -0.0075243 | -0.0042889 | -0.0034236 | 0.0055513 | 0.017645 | 0.060473 | 0.24191 | 0.23931 | 0.21971 | 0.18631 | 0.03835 | 0.0018789 | -0.013054 | -0.016927 | -0.017347 | -0.023715 | 68.5582 | 67.4164 | 66.3761 | 65.3636 | 64.4405 | 63.5358 | 62.7345 | 63.5361 | 66.8202 | 71.5327 | 76.2969 | 80.6054 | 83.3601 | 84.8384 | 85.9293 | 86.4068 | 86.7458 | 86.3468 | 85.3627 | 82.948 | 79.5171 | 75.47 | 73.031 | 71.1624 | 0.070349 | 0.059715 | 0.064313 | 0.068484 | 0.078663 | 0.067884 | 0.061645 | 0.06343 | 0.069284 | 0.069877 | 0.070963 | 0.079838 | 0.077827 | 0.082843 | 0.085604 | 0.084104 | 0.080732 | 0.071847 | 0.064707 | 0.063983 | 0.06251 | 0.06629 | 0.06804 | 0.069302
Portfolio Adjusted1-in-2AllAll2025July Monthly Peak | Portfolio Adjusted | 1-in-2 | All | All | 2025 | July Monthly Peak | 7 | 6.6383 | 6.3898 | 6.2082 | 6.1899 | 6.5107 | 7.3942 | 8.3759 | 9.4566 | 10.6158 | 11.5674 | 12.3716 | 12.7655 | 12.8353 | 12.9925 | 12.8905 | 12.5242 | 11.9293 | 10.9843 | 10.0322 | 9.508 | 9.3327 | 8.7458 | 7.9229 | 7.3103 | -0.0094661 | -0.007812 | -0.0069313 | -0.011653 | -0.01841 | -0.023592 | -0.017512 | -0.019289 | -0.0063324 | 0.00088582 | -0.013812 | -0.0070158 | 0.0086144 | 0.059511 | 0.25202 | 0.25473 | 0.23716 | 0.20348 | 0.057229 | 0.0061519 | -0.0062225 | -0.012305 | -0.021236 | -0.023969 | 74.9007 | 73.7161 | 72.8706 | 72.0612 | 71.1788 | 70.3048 | 69.7061 | 70.3322 | 73.3769 | 77.4126 | 81.5471 | 85.0752 | 87.8407 | 89.352 | 90.3926 | 90.8487 | 90.7052 | 89.7693 | 88.7971 | 87.2892 | 84.5743 | 81.0453 | 78.6508 | 77.0014 | 0.071042 | 0.060321 | 0.06552 | 0.069606 | 0.080149 | 0.069573 | 0.063191 | 0.064674 | 0.070673 | 0.071694 | 0.07289 | 0.082 | 0.07993 | 0.085168 | 0.087928 | 0.086421 | 0.083 | 0.074181 | 0.066478 | 0.065643 | 0.064022 | 0.067898 | 0.069676 | 0.070834
Portfolio Adjusted1-in-2AllAll2025August Monthly Peak | Portfolio Adjusted | 1-in-2 | All | All | 2025 | August Monthly Peak | 8 | 6.7148 | 6.4506 | 6.2509 | 6.2518 | 6.5844 | 7.5043 | 8.5726 | 9.6043 | 10.8107 | 11.7737 | 12.5945 | 13.0156 | 13.0978 | 13.2699 | 13.168 | 12.7496 | 12.0823 | 11.07 | 10.0947 | 9.667 | 9.417 | 8.7571 | 7.9446 | 7.3463 | -0.010337 | -0.0085599 | -0.0076103 | -0.011788 | -0.01857 | -0.024979 | -0.018863 | -0.020808 | -0.0064193 | 0.0013052 | -0.014177 | -0.0081105 | 0.0078926 | 0.06101 | 0.2598 | 0.26075 | 0.24053 | 0.20508 | 0.057012 | 0.0044459 | -0.0074783 | -0.01301 | -0.021935 | -0.024418 | 73.8863 | 72.6636 | 71.3867 | 70.4723 | 69.6771 | 68.7996 | 68.3124 | 67.9244 | 70.1205 | 75.1799 | 80.5907 | 85.1105 | 88.3417 | 90.208 | 91.4113 | 91.973 | 92.0554 | 91.5822 | 90.0464 | 86.8806 | 82.7385 | 79.6503 | 77.5686 | 75.9325 | 0.072314 | 0.061216 | 0.066211 | 0.070704 | 0.081479 | 0.071004 | 0.065169 | 0.066877 | 0.073449 | 0.074524 | 0.075798 | 0.085561 | 0.083756 | 0.089467 | 0.092357 | 0.089997 | 0.085415 | 0.075608 | 0.067643 | 0.067098 | 0.064996 | 0.0686 | 0.07045 | 0.071781
Portfolio Adjusted1-in-2AllAll2025September Monthly Peak | Portfolio Adjusted | 1-in-2 | All | All | 2025 | September Monthly Peak | 9 | 6.5911 | 6.3639 | 6.1799 | 6.1819 | 6.5323 | 7.4553 | 8.6479 | 9.5854 | 10.8612 | 11.8536 | 12.6678 | 13.0873 | 13.1618 | 13.3359 | 13.1872 | 12.6894 | 11.9482 | 10.8953 | 9.9708 | 9.7776 | 9.2656 | 8.6136 | 7.7777 | 7.2021 | -0.0077406 | -0.0068987 | -0.0060554 | -0.010641 | -0.017146 | -0.023703 | -0.017088 | -0.019568 | -0.0072259 | -0.00027602 | -0.014086 | -0.0076938 | 0.0082553 | 0.062741 | 0.26344 | 0.26222 | 0.24041 | 0.20388 | 0.055577 | 0.0044768 | -0.007636 | -0.013003 | -0.020966 | -0.023975 | 72.3967 | 71.3031 | 70.1801 | 69.1742 | 68.262 | 67.4542 | 67.072 | 66.8784 | 69.0943 | 73.9809 | 79.2341 | 84.0074 | 87.8815 | 90.1461 | 91.453 | 91.9591 | 91.8994 | 90.9928 | 89.5978 | 86.7146 | 82.6924 | 79.654 | 77.4942 | 76.0672 | 0.071112 | 0.060528 | 0.065607 | 0.070067 | 0.081239 | 0.070653 | 0.065512 | 0.067454 | 0.075206 | 0.076622 | 0.077856 | 0.087842 | 0.085967 | 0.091928 | 0.094975 | 0.091893 | 0.086585 | 0.076138 | 0.068026 | 0.06822 | 0.064829 | 0.068417 | 0.069771 | 0.07092
Portfolio Adjusted1-in-2AllAll2025October Monthly Peak | Portfolio Adjusted | 1-in-2 | All | All | 2025 | October Monthly Peak | 10 | 6.1763 | 5.962 | 5.7774 | 5.7596 | 6.0699 | 6.9192 | 8.0984 | 8.7613 | 9.669 | 10.4566 | 11.1331 | 11.5244 | 11.6435 | 11.8418 | 11.7509 | 11.3043 | 10.6229 | 9.7368 | 9.3107 | 8.9764 | 8.4802 | 7.9066 | 7.1817 | 6.6639 | 0.0092716 | 0.00037015 | 0.0028099 | -0.0031811 | -0.0076313 | -0.019574 | -0.0024457 | -0.00091576 | -0.0082989 | -0.006083 | -0.0013754 | 0.0081758 | 0.020121 | 0.064385 | 0.25122 | 0.24358 | 0.2196 | 0.18514 | 0.035482 | 0.00049462 | -0.014958 | -0.018132 | -0.016539 | -0.023614 | 64.3643 | 63.4415 | 62.5853 | 61.6109 | 60.7617 | 60.0762 | 59.4212 | 59.0524 | 60.0196 | 64.1003 | 69.9339 | 76.1004 | 81.3685 | 84.3559 | 85.172 | 85.8458 | 86.0018 | 85.0906 | 82.685 | 78.1283 | 74.4136 | 71.5325 | 69.1801 | 67.3021 | 0.070754 | 0.060103 | 0.064655 | 0.068859 | 0.079784 | 0.069343 | 0.064676 | 0.065694 | 0.072073 | 0.073155 | 0.074527 | 0.084751 | 0.083983 | 0.090014 | 0.093437 | 0.090629 | 0.085509 | 0.075485 | 0.068572 | 0.067555 | 0.06373 | 0.066977 | 0.068717 | 0.069487
Portfolio Adjusted1-in-2AllAll2025November Monthly Peak | Portfolio Adjusted | 1-in-2 | All | All | 2025 | November Monthly Peak | 11 | 5.7647 | 5.5768 | 5.4364 | 5.4335 | 5.743 | 6.5731 | 7.4735 | 8.1664 | 8.9451 | 9.4816 | 9.9345 | 10.1433 | 10.1681 | 10.2574 | 10.084 | 9.6539 | 9.1997 | 9.0056 | 8.4585 | 8.0343 | 7.6427 | 7.1598 | 6.5815 | 6.164 | 0.011506 | 0.0013903 | 0.004129 | -0.0015537 | -0.0053364 | -0.01833 | -2.4176e-06 | 0.0019067 | -0.0078787 | -0.0065242 | 0.00088551 | 0.0094996 | 0.019552 | 0.058106 | 0.22221 | 0.21329 | 0.19398 | 0.17116 | 0.028379 | -0.0016393 | -0.015864 | -0.018128 | -0.015011 | -0.022247 | 56.7752 | 55.8477 | 55.1705 | 54.3649 | 53.3215 | 52.5942 | 52.4532 | 52.411 | 54.9862 | 59.4845 | 64.2993 | 68.7002 | 71.5298 | 73.0629 | 73.8228 | 73.6469 | 72.041 | 69.1162 | 65.81 | 63.6605 | 61.9899 | 60.9058 | 59.9136 | 59.1592 | 0.067716 | 0.057592 | 0.062246 | 0.066223 | 0.076891 | 0.067236 | 0.061889 | 0.062809 | 0.068191 | 0.068185 | 0.068809 | 0.077778 | 0.076561 | 0.081755 | 0.084264 | 0.081751 | 0.078725 | 0.072162 | 0.064586 | 0.063089 | 0.059629 | 0.06287 | 0.064991 | 0.066181
Portfolio Adjusted1-in-2AllAll2025December Monthly Peak | Portfolio Adjusted | 1-in-2 | All | All | 2025 | December Monthly Peak | 12 | 5.6214 | 5.452 | 5.3282 | 5.3331 | 5.6384 | 6.51 | 7.6184 | 8.2271 | 8.951 | 9.3231 | 9.5228 | 9.4999 | 9.3341 | 9.2962 | 9.0658 | 8.6712 | 8.4492 | 8.4334 | 8.0295 | 7.6723 | 7.347 | 6.9536 | 6.4277 | 5.9833 | 0.01093 | 0.0012267 | 0.0039482 | -0.0014825 | -0.0049842 | -0.017624 | 5.344e-05 | 0.0018271 | -0.0075744 | -0.0062092 | 0.00073766 | 0.0086019 | 0.017571 | 0.052399 | 0.20024 | 0.19275 | 0.17807 | 0.15929 | 0.026373 | -0.0019165 | -0.015385 | -0.01762 | -0.014566 | -0.021258 | 47.9635 | 47.2499 | 46.6982 | 46.1288 | 45.6198 | 45.0603 | 44.8356 | 44.7589 | 45.4441 | 48.7353 | 52.4725 | 55.5852 | 57.657 | 58.6624 | 59.297 | 59.5664 | 58.9057 | 56.6161 | 53.7973 | 51.7579 | 50.1778 | 48.3282 | 46.6463 | 45.3703 | 0.064854 | 0.055045 | 0.059632 | 0.063374 | 0.073813 | 0.064798 | 0.060504 | 0.061026 | 0.065688 | 0.064799 | 0.064323 | 0.071849 | 0.070047 | 0.074466 | 0.07668 | 0.074848 | 0.073236 | 0.067555 | 0.060869 | 0.059762 | 0.056605 | 0.059942 | 0.061951 | 0.062836
Portfolio Adjusted1-in-2AllAll2025Typical Event Day | Portfolio Adjusted | 1-in-2 | All | All | 2025 | Typical Event Day | 8 | 6.6654 | 6.4032 | 6.203 | 6.2034 | 6.5334 | 7.4431 | 8.4968 | 9.4929 | 10.6436 | 11.5532 | 12.3361 | 12.7394 | 12.8188 | 12.9967 | 12.9085 | 12.5082 | 11.8587 | 10.8751 | 9.9368 | 9.5251 | 9.2938 | 8.6483 | 7.8503 | 7.2658 | -0.0054252 | -0.0061636 | -0.0048553 | -0.0098874 | -0.016264 | -0.023445 | -0.014716 | -0.015794 | -0.0069494 | -0.00062813 | -0.011289 | -0.0039481 | 0.0111 | 0.061853 | 0.25746 | 0.25723 | 0.23701 | 0.20175 | 0.052505 | 0.0046298 | -0.0084991 | -0.013781 | -0.020444 | -0.024258 | 72.4355 | 71.2748 | 70.2034 | 69.2678 | 68.3896 | 67.5236 | 66.9562 | 67.1678 | 69.853 | 74.5265 | 79.4172 | 83.6996 | 86.856 | 88.6361 | 89.7966 | 90.2969 | 90.3515 | 89.6728 | 88.451 | 85.9581 | 82.3806 | 78.9549 | 76.6862 | 75.0409 | 0.071701 | 0.060698 | 0.065602 | 0.070051 | 0.080708 | 0.070336 | 0.064556 | 0.066101 | 0.072358 | 0.073179 | 0.074281 | 0.083772 | 0.082005 | 0.087644 | 0.090564 | 0.088301 | 0.083858 | 0.074285 | 0.066561 | 0.0661 | 0.06409 | 0.067658 | 0.069514 | 0.070846
Portfolio Adjusted1-in-2AllAll2026January Monthly Peak | Portfolio Adjusted | 1-in-2 | All | All | 2026 | January Monthly Peak | 1 | 5.4606 | 5.3347 | 5.224 | 5.2605 | 5.5721 | 6.55 | 7.8258 | 8.498 | 9.2503 | 9.5653 | 9.647 | 9.5309 | 9.2084 | 9.0782 | 8.7484 | 8.2607 | 8.0122 | 8.128 | 7.8919 | 7.543 | 7.224 | 6.842 | 6.3409 | 5.8562 | 0.010597 | 0.0010425 | 0.0036839 | -0.0015292 | -0.0050095 | -0.018004 | -9.0574e-05 | 0.0017191 | -0.0078237 | -0.0063337 | 0.00067185 | 0.0085434 | 0.017441 | 0.052096 | 0.19685 | 0.18772 | 0.17149 | 0.15489 | 0.02584 | -0.0022165 | -0.015469 | -0.017631 | -0.014567 | -0.021301 | 43.9555 | 43.334 | 42.6714 | 42.1658 | 41.6284 | 41.3272 | 41.098 | 40.8674 | 41.1879 | 43.3703 | 46.8055 | 49.4892 | 51.3566 | 52.6852 | 53.4842 | 53.8512 | 53.5993 | 52.2212 | 50.4091 | 49.0398 | 47.9223 | 46.9833 | 46.1513 | 45.4345 | 0.063905 | 0.054408 | 0.058918 | 0.063302 | 0.074518 | 0.065723 | 0.061987 | 0.063011 | 0.067875 | 0.066132 | 0.065171 | 0.072446 | 0.069915 | 0.073967 | 0.07569 | 0.073787 | 0.071673 | 0.066696 | 0.060631 | 0.059444 | 0.056183 | 0.059558 | 0.061801 | 0.062829
Portfolio Adjusted1-in-2AllAll2026February Monthly Peak | Portfolio Adjusted | 1-in-2 | All | All | 2026 | February Monthly Peak | 2 | 5.553 | 5.3973 | 5.283 | 5.3203 | 5.6327 | 6.5374 | 7.6565 | 8.2836 | 9.0395 | 9.4097 | 9.6154 | 9.6345 | 9.4645 | 9.4444 | 9.2211 | 8.7721 | 8.3856 | 8.221 | 8.1477 | 7.7648 | 7.4134 | 6.98 | 6.4234 | 5.9607 | 0.010528 | 0.00086178 | 0.0036334 | -0.0015918 | -0.0051211 | -0.018065 | -0.00011997 | 0.001747 | -0.0078204 | -0.0063326 | 0.0007185 | 0.0087983 | 0.018035 | 0.05372 | 0.20539 | 0.19643 | 0.17802 | 0.15721 | 0.026614 | -0.0022803 | -0.015834 | -0.018071 | -0.014884 | -0.021592 | 47.9029 | 47.5173 | 47.1662 | 46.8062 | 46.4823 | 46.3137 | 46.2592 | 46.2266 | 46.5944 | 48.3924 | 50.4199 | 52.2559 | 53.0432 | 53.1041 | 53.1558 | 52.7035 | 52.2231 | 51.3303 | 49.9191 | 48.5509 | 47.2833 | 46.5191 | 45.3642 | 44.3371 | 0.06449 | 0.054892 | 0.059649 | 0.064133 | 0.075028 | 0.065901 | 0.061838 | 0.062619 | 0.067702 | 0.066438 | 0.065964 | 0.073968 | 0.072093 | 0.076878 | 0.079386 | 0.076994 | 0.074204 | 0.068072 | 0.062296 | 0.060991 | 0.057551 | 0.060715 | 0.062622 | 0.063408
Portfolio Adjusted1-in-2AllAll2026March Monthly Peak | Portfolio Adjusted | 1-in-2 | All | All | 2026 | March Monthly Peak | 3 | 5.669 | 5.4982 | 5.3612 | 5.3701 | 5.6532 | 6.5373 | 7.7153 | 8.3475 | 9.0241 | 9.4032 | 9.6472 | 9.6903 | 9.5522 | 9.5617 | 9.3838 | 8.9968 | 8.6243 | 8.2146 | 8.0104 | 7.9796 | 7.6564 | 7.2108 | 6.6188 | 6.1166 | 0.010967 | 0.0010786 | 0.0036951 | -0.0015749 | -0.0051465 | -0.018032 | -9.2004e-05 | 0.0017496 | -0.0078342 | -0.0063142 | 0.00075742 | 0.0088867 | 0.018239 | 0.054329 | 0.20809 | 0.20048 | 0.18224 | 0.15736 | 0.026704 | -0.0023031 | -0.01631 | -0.018535 | -0.01529 | -0.022177 | 47.6304 | 46.9247 | 46.2782 | 45.883 | 45.5343 | 45.0777 | 44.6922 | 44.6104 | 46.4893 | 48.8257 | 51.1055 | 53.1042 | 54.5062 | 55.5239 | 55.949 | 56.3602 | 56.1698 | 55.486 | 53.9341 | 51.8172 | 50.4174 | 49.247 | 48.3444 | 47.4319 | 0.066221 | 0.056256 | 0.060882 | 0.065055 | 0.07553 | 0.066016 | 0.062098 | 0.062994 | 0.06775 | 0.066504 | 0.066214 | 0.074239 | 0.072612 | 0.077306 | 0.079812 | 0.077955 | 0.075137 | 0.068015 | 0.062406 | 0.062817 | 0.05946 | 0.062631 | 0.064508 | 0.065106
Portfolio Adjusted1-in-2AllAll2026April Monthly Peak | Portfolio Adjusted | 1-in-2 | All | All | 2026 | April Monthly Peak | 4 | 5.8736 | 5.6635 | 5.4892 | 5.4867 | 5.7787 | 6.5845 | 7.5198 | 8.2128 | 9.0247 | 9.6395 | 10.2121 | 10.5245 | 10.6519 | 10.8205 | 10.7452 | 10.3837 | 9.8292 | 9.0822 | 8.4224 | 8.3428 | 8.1177 | 7.5717 | 6.8901 | 6.3888 | 0.011019 | 0.00095669 | 0.0037815 | -0.0016643 | -0.005506 | -0.018462 | -0.00010022 | 0.0018625 | -0.0079609 | -0.006497 | 0.00092946 | 0.0097009 | 0.019972 | 0.059038 | 0.2301 | 0.22284 | 0.20172 | 0.17043 | 0.028083 | -0.0017502 | -0.016562 | -0.018838 | -0.015631 | -0.022865 | 62.1226 | 61.0342 | 59.6772 | 58.5082 | 57.6224 | 56.9408 | 56.4701 | 56.458 | 58.9441 | 62.9221 | 67.7593 | 72.0164 | 75.2679 | 77.6281 | 78.8292 | 79.446 | 79.5204 | 78.9457 | 77.5751 | 75.1194 | 71.3265 | 68.4433 | 66.307 | 64.0197 | 0.067702 | 0.057614 | 0.062188 | 0.066572 | 0.077185 | 0.067219 | 0.061986 | 0.063163 | 0.068683 | 0.068745 | 0.069658 | 0.078812 | 0.07819 | 0.083799 | 0.087064 | 0.084817 | 0.080981 | 0.07187 | 0.063981 | 0.064544 | 0.061912 | 0.064974 | 0.066734 | 0.067303
Portfolio Adjusted1-in-2AllAll2026May Monthly Peak | Portfolio Adjusted | 1-in-2 | All | All | 2026 | May Monthly Peak | 5 | 5.9489 | 5.7333 | 5.5588 | 5.5537 | 5.8675 | 6.6705 | 7.5016 | 8.3857 | 9.2921 | 9.9651 | 10.5623 | 10.8728 | 10.9633 | 11.1099 | 11.0183 | 10.6359 | 10.0525 | 9.2556 | 8.552 | 8.3018 | 8.2348 | 7.6989 | 7.0071 | 6.5201 | 0.011319 | 0.0011389 | 0.0038817 | -0.0016269 | -0.0054699 | -0.018536 | -2.1527e-05 | 0.0019246 | -0.0081175 | -0.0067487 | 0.00089591 | 0.009832 | 0.020235 | 0.060431 | 0.2356 | 0.22779 | 0.20605 | 0.17351 | 0.028427 | -0.0016208 | -0.016482 | -0.018811 | -0.015609 | -0.023006 | 64.2854 | 63.4008 | 62.6263 | 61.7206 | 60.919 | 60.3169 | 59.8223 | 60.2533 | 62.3371 | 65.9021 | 69.7479 | 73.5018 | 76.7784 | 79.2758 | 80.3254 | 80.9306 | 80.813 | 79.9061 | 78.2555 | 75.7293 | 72.2611 | 69.346 | 67.2581 | 65.7952 | 0.068047 | 0.057865 | 0.062515 | 0.066906 | 0.077817 | 0.067924 | 0.062172 | 0.064268 | 0.070222 | 0.070621 | 0.071577 | 0.080987 | 0.079927 | 0.085461 | 0.088687 | 0.086078 | 0.082034 | 0.072488 | 0.064444 | 0.064057 | 0.062169 | 0.065556 | 0.067443 | 0.068393
Portfolio Adjusted1-in-2AllAll2026June Monthly Peak | Portfolio Adjusted | 1-in-2 | All | All | 2026 | June Monthly Peak | 6 | 6.3507 | 6.1116 | 5.9147 | 5.9004 | 6.1949 | 6.9619 | 7.8421 | 8.8578 | 9.886 | 10.6964 | 11.4041 | 11.759 | 11.7976 | 11.9447 | 11.8534 | 11.52 | 10.9489 | 10.0948 | 9.3217 | 8.8701 | 8.7589 | 8.2325 | 7.4668 | 6.9207 | 0.0056927 | -0.0012398 | 0.00096642 | -0.0049309 | -0.0099309 | -0.020298 | -0.0051454 | -0.0039197 | -0.0075463 | -0.0043014 | -0.0034336 | 0.0055675 | 0.017697 | 0.06065 | 0.24249 | 0.23987 | 0.2202 | 0.18674 | 0.038462 | 0.0018844 | -0.013093 | -0.016977 | -0.017397 | -0.023784 | 68.5581 | 67.4163 | 66.376 | 65.3635 | 64.4404 | 63.5358 | 62.7345 | 63.5361 | 66.8201 | 71.5326 | 76.2968 | 80.6053 | 83.36 | 84.8384 | 85.9292 | 86.4067 | 86.7458 | 86.3467 | 85.3626 | 82.9479 | 79.517 | 75.4698 | 73.0309 | 71.1623 | 0.070554 | 0.059887 | 0.0645 | 0.068683 | 0.078892 | 0.06808 | 0.061824 | 0.063614 | 0.069485 | 0.070079 | 0.071168 | 0.080069 | 0.078052 | 0.083083 | 0.085852 | 0.084347 | 0.080967 | 0.072055 | 0.064894 | 0.064168 | 0.062691 | 0.066483 | 0.068238 | 0.069503
Portfolio Adjusted1-in-2AllAll2026July Monthly Peak | Portfolio Adjusted | 1-in-2 | All | All | 2026 | July Monthly Peak | 7 | 6.649 | 6.4002 | 6.2184 | 6.2001 | 6.5216 | 7.407 | 8.3908 | 9.4729 | 10.633 | 11.5853 | 12.39 | 12.784 | 12.8535 | 13.0107 | 12.9083 | 12.5413 | 11.9455 | 10.9996 | 10.0467 | 9.5221 | 9.3466 | 8.7591 | 7.9352 | 7.3221 | -0.0094937 | -0.0078348 | -0.0069515 | -0.011687 | -0.018464 | -0.023661 | -0.017563 | -0.019345 | -0.0063509 | 0.00088841 | -0.013853 | -0.0070363 | 0.0086396 | 0.059684 | 0.25262 | 0.25532 | 0.23769 | 0.20395 | 0.057396 | 0.0061698 | -0.0062406 | -0.012341 | -0.021298 | -0.024039 | 74.9006 | 73.7161 | 72.8706 | 72.0612 | 71.1788 | 70.3048 | 69.7061 | 70.3323 | 73.3769 | 77.4125 | 81.5471 | 85.0751 | 87.8406 | 89.352 | 90.3926 | 90.8487 | 90.7052 | 89.7693 | 88.7971 | 87.2892 | 84.5743 | 81.0453 | 78.6508 | 77.0014 | 0.071248 | 0.060495 | 0.065711 | 0.069808 | 0.080382 | 0.069774 | 0.063374 | 0.064861 | 0.070878 | 0.071902 | 0.0731 | 0.082237 | 0.080161 | 0.085414 | 0.088182 | 0.086671 | 0.08324 | 0.074396 | 0.066671 | 0.065834 | 0.064207 | 0.068095 | 0.069879 | 0.07104
Portfolio Adjusted1-in-2AllAll2026August Monthly Peak | Portfolio Adjusted | 1-in-2 | All | All | 2026 | August Monthly Peak | 8 | 6.7258 | 6.4613 | 6.2612 | 6.2621 | 6.5955 | 7.5174 | 8.588 | 9.6212 | 10.8287 | 11.7922 | 12.6137 | 13.0349 | 13.1169 | 13.2891 | 13.1867 | 12.7674 | 12.0989 | 11.0855 | 10.1095 | 9.6815 | 9.4312 | 8.7705 | 7.9571 | 7.3582 | -0.010367 | -0.0085849 | -0.0076325 | -0.011822 | -0.018624 | -0.025052 | -0.018918 | -0.020869 | -0.006438 | 0.0013091 | -0.014218 | -0.0081342 | 0.0079157 | 0.061188 | 0.26042 | 0.26135 | 0.24107 | 0.20556 | 0.057179 | 0.0044588 | -0.0075001 | -0.013048 | -0.021999 | -0.02449 | 73.8863 | 72.6636 | 71.3867 | 70.4724 | 69.6771 | 68.7996 | 68.3125 | 67.9245 | 70.1206 | 75.18 | 80.5907 | 85.1106 | 88.3418 | 90.208 | 91.4114 | 91.9731 | 92.0554 | 91.5822 | 90.0464 | 86.8806 | 82.7385 | 79.6502 | 77.5686 | 75.9325 | 0.072524 | 0.061393 | 0.066404 | 0.07091 | 0.081716 | 0.071209 | 0.065357 | 0.067071 | 0.073662 | 0.07474 | 0.076017 | 0.085808 | 0.083998 | 0.089726 | 0.092625 | 0.090258 | 0.085662 | 0.075827 | 0.067839 | 0.067293 | 0.065184 | 0.068799 | 0.070654 | 0.071989
Portfolio Adjusted1-in-2AllAll2026September Monthly Peak | Portfolio Adjusted | 1-in-2 | All | All | 2026 | September Monthly Peak | 9 | 6.6019 | 6.3744 | 6.1902 | 6.1922 | 6.5434 | 7.4683 | 8.6634 | 9.6024 | 10.8796 | 11.8727 | 12.6876 | 13.1072 | 13.1815 | 13.3556 | 13.2064 | 12.7075 | 11.9651 | 10.9109 | 9.9857 | 9.7923 | 9.2798 | 8.6271 | 7.7901 | 7.2139 | -0.0077631 | -0.0069188 | -0.0060731 | -0.010672 | -0.017196 | -0.023772 | -0.017138 | -0.019625 | -0.007247 | -0.00027682 | -0.014127 | -0.0077163 | 0.0082794 | 0.062924 | 0.26407 | 0.26283 | 0.24095 | 0.20435 | 0.055739 | 0.0044899 | -0.0076583 | -0.013041 | -0.021028 | -0.024045 | 72.3968 | 71.3031 | 70.1802 | 69.1743 | 68.2621 | 67.4543 | 67.0721 | 66.8785 | 69.0944 | 73.981 | 79.2342 | 84.0075 | 87.8816 | 90.1462 | 91.4531 | 91.9592 | 91.8995 | 90.9928 | 89.5979 | 86.7146 | 82.6924 | 79.654 | 77.4943 | 76.0672 | 0.071319 | 0.060703 | 0.065798 | 0.070271 | 0.081475 | 0.070857 | 0.065702 | 0.06765 | 0.075424 | 0.076844 | 0.078081 | 0.088097 | 0.086216 | 0.092194 | 0.09525 | 0.09216 | 0.086836 | 0.076359 | 0.068223 | 0.068418 | 0.065017 | 0.068616 | 0.069974 | 0.071126
Portfolio Adjusted1-in-2AllAll2026October Monthly Peak | Portfolio Adjusted | 1-in-2 | All | All | 2026 | October Monthly Peak | 10 | 6.1867 | 5.9721 | 5.7871 | 5.7693 | 6.0803 | 6.9315 | 8.113 | 8.7771 | 9.6859 | 10.4741 | 11.1513 | 11.5429 | 11.6619 | 11.8603 | 11.7689 | 11.3213 | 10.6387 | 9.7516 | 9.325 | 8.9903 | 8.4935 | 7.9192 | 7.1935 | 6.675 | 0.0092986 | 0.00037123 | 0.0028181 | -0.0031904 | -0.0076536 | -0.019631 | -0.0024528 | -0.00091843 | -0.0083231 | -0.0061008 | -0.0013794 | 0.0081997 | 0.02018 | 0.064573 | 0.25184 | 0.24416 | 0.2201 | 0.18557 | 0.035586 | 0.00049606 | -0.015002 | -0.018185 | -0.016587 | -0.023683 | 64.3644 | 63.4416 | 62.5854 | 61.611 | 60.7618 | 60.0763 | 59.4214 | 59.0526 | 60.0197 | 64.1004 | 69.934 | 76.1005 | 81.3686 | 84.356 | 85.1721 | 85.8459 | 86.0019 | 85.0907 | 82.685 | 78.1283 | 74.4137 | 71.5326 | 69.1802 | 67.3022 | 0.07096 | 0.060277 | 0.064843 | 0.069059 | 0.080017 | 0.069543 | 0.064863 | 0.065884 | 0.072282 | 0.073367 | 0.074743 | 0.084997 | 0.084227 | 0.090275 | 0.093709 | 0.090893 | 0.085758 | 0.075704 | 0.068772 | 0.067751 | 0.063915 | 0.067171 | 0.068917 | 0.069689
Portfolio Adjusted1-in-2AllAll2026November Monthly Peak | Portfolio Adjusted | 1-in-2 | All | All | 2026 | November Monthly Peak | 11 | 5.7744 | 5.5862 | 5.4456 | 5.4426 | 5.7529 | 6.5848 | 7.4871 | 8.1813 | 8.9608 | 9.4977 | 9.951 | 10.1599 | 10.1846 | 10.2739 | 10.1 | 9.669 | 9.2139 | 9.0194 | 8.4717 | 8.047 | 7.6549 | 7.1714 | 6.5924 | 6.1744 | 0.01154 | 0.0013944 | 0.0041411 | -0.0015582 | -0.005352 | -0.018383 | -2.4237e-06 | 0.0019122 | -0.0079017 | -0.0065432 | 0.00088809 | 0.0095273 | 0.019609 | 0.058276 | 0.22276 | 0.21381 | 0.19443 | 0.17157 | 0.028462 | -0.0016441 | -0.01591 | -0.018181 | -0.015054 | -0.022312 | 56.7753 | 55.8479 | 55.1707 | 54.3651 | 53.3217 | 52.5944 | 52.4534 | 52.4112 | 54.9864 | 59.4847 | 64.2995 | 68.7004 | 71.53 | 73.063 | 73.823 | 73.6471 | 72.0411 | 69.1163 | 65.8102 | 63.6607 | 61.99 | 60.906 | 59.9138 | 59.1594 | 0.067913 | 0.057758 | 0.062427 | 0.066416 | 0.077115 | 0.067431 | 0.062069 | 0.062991 | 0.068389 | 0.068382 | 0.069009 | 0.078004 | 0.076783 | 0.081992 | 0.084509 | 0.081989 | 0.078954 | 0.072371 | 0.064774 | 0.063272 | 0.059802 | 0.063053 | 0.06518 | 0.066373
Portfolio Adjusted1-in-2AllAll2026December Monthly Peak | Portfolio Adjusted | 1-in-2 | All | All | 2026 | December Monthly Peak | 12 | 5.6307 | 5.461 | 5.3369 | 5.3418 | 5.6478 | 6.5212 | 7.6317 | 8.2415 | 8.9661 | 9.3383 | 9.5382 | 9.5152 | 9.3491 | 9.3112 | 9.0803 | 8.6849 | 8.4624 | 8.4463 | 8.0419 | 7.6843 | 7.3586 | 6.9647 | 6.4381 | 5.9931 | 0.010962 | 0.0012303 | 0.0039597 | -0.0014869 | -0.0049988 | -0.017675 | 5.3597e-05 | 0.0018325 | -0.0075965 | -0.0062273 | 0.00073981 | 0.008627 | 0.017623 | 0.052552 | 0.20074 | 0.19321 | 0.17849 | 0.15966 | 0.02645 | -0.0019221 | -0.015429 | -0.017671 | -0.014609 | -0.02132 | 47.9637 | 47.2501 | 46.6984 | 46.129 | 45.62 | 45.0605 | 44.8358 | 44.7591 | 45.4443 | 48.7355 | 52.4726 | 55.5854 | 57.6572 | 58.6626 | 59.2972 | 59.5666 | 58.9059 | 56.6163 | 53.7976 | 51.7581 | 50.1781 | 48.3284 | 46.6465 | 45.3705 | 0.065042 | 0.055204 | 0.059805 | 0.063558 | 0.074027 | 0.064985 | 0.060679 | 0.061204 | 0.065878 | 0.064986 | 0.06451 | 0.072057 | 0.07025 | 0.074682 | 0.076903 | 0.075065 | 0.073449 | 0.067751 | 0.061046 | 0.059936 | 0.05677 | 0.060116 | 0.062131 | 0.063018
Portfolio Adjusted1-in-2AllAll2026Typical Event Day | Portfolio Adjusted | 1-in-2 | All | All | 2026 | Typical Event Day | 8 | 6.6763 | 6.4137 | 6.2133 | 6.2137 | 6.5444 | 7.4561 | 8.5121 | 9.5096 | 10.6613 | 11.5715 | 12.3549 | 12.7583 | 12.8375 | 13.0155 | 12.9268 | 12.5256 | 11.8751 | 10.8904 | 9.9514 | 9.5393 | 9.3078 | 8.6616 | 7.8627 | 7.2776 | -0.005441 | -0.0061816 | -0.0048694 | -0.0099163 | -0.016311 | -0.023514 | -0.014759 | -0.015841 | -0.0069697 | -0.00062997 | -0.011322 | -0.0039597 | 0.011132 | 0.062034 | 0.25807 | 0.25782 | 0.23754 | 0.20221 | 0.052658 | 0.0046433 | -0.0085239 | -0.013822 | -0.020503 | -0.024329 | 72.4355 | 71.2748 | 70.2034 | 69.2678 | 68.3896 | 67.5236 | 66.9563 | 67.1678 | 69.853 | 74.5265 | 79.4172 | 83.6996 | 86.856 | 88.6361 | 89.7966 | 90.2969 | 90.3515 | 89.6728 | 88.451 | 85.9581 | 82.3805 | 78.9548 | 76.6861 | 75.0409 | 0.071909 | 0.060874 | 0.065793 | 0.070255 | 0.080943 | 0.070539 | 0.064743 | 0.066293 | 0.072568 | 0.073391 | 0.074496 | 0.084014 | 0.082242 | 0.087898 | 0.090826 | 0.088557 | 0.084101 | 0.074501 | 0.066754 | 0.066292 | 0.064275 | 0.067854 | 0.069716 | 0.071052
Portfolio Adjusted1-in-10AllOrange County2015January Monthly Peak | Portfolio Adjusted | 1-in-10 | All | Orange County | 2015 | January Monthly Peak | 1 | 113.1422 | 109.324 | 105.8928 | 106.7014 | 118.7445 | 150.1724 | 178.8216 | 192.3717 | 201.4357 | 200.2912 | 201.3094 | 200.6351 | 197.6981 | 192.2391 | 184.0815 | 171.328 | 160.2246 | 157.163 | 152.9446 | 148.9717 | 143.8618 | 138.0653 | 129.4233 | 123.3828 | 1.9234 | 1.4767 | 1.2319 | 0.24979 | 0.068854 | 0.44377 | 1.072 | 0.99026 | -0.06019 | -0.48739 | 0.051182 | 0.47805 | 1.1382 | 3.6607 | 8.8745 | 8.0487 | 7.7614 | 7.1815 | 1.8484 | 0.98336 | 0.22938 | 0.15316 | 0.35831 | -0.17349 | 42.0665 | 42.0014 | 41.2784 | 40.6432 | 40.1352 | 39.7478 | 39.4765 | 39.1888 | 39.7663 | 42.0755 | 44.2316 | 46.2985 | 47.6978 | 48.7573 | 49.7873 | 50.0794 | 49.5186 | 48.2343 | 46.4361 | 45.7299 | 45.077 | 44.995 | 44.714 | 44.3081 | 4.8475 | 3.9088 | 4.1942 | 3.7749 | 3.4365 | 3.8378 | 3.2851 | 3.0306 | 3.1859 | 3.398 | 3.6615 | 4.4154 | 3.7283 | 3.6467 | 3.0506 | 2.7667 | 2.4122 | 2.8584 | 3.2474 | 2.9928 | 3.1835 | 3.8011 | 3.9673 | 4.3479
Portfolio Adjusted1-in-10AllOrange County2015February Monthly Peak | Portfolio Adjusted | 1-in-10 | All | Orange County | 2015 | February Monthly Peak | 2 | 113.7255 | 109.496 | 106.8912 | 107.9747 | 119.8797 | 150.4645 | 178.0305 | 190.8703 | 199.5562 | 200.4135 | 202.3419 | 203.3649 | 201.7045 | 198.29 | 191.2201 | 178.219 | 166.0168 | 160.2821 | 157.0065 | 152.3856 | 146.907 | 139.8274 | 129.8878 | 123.1316 | 1.9333 | 1.4791 | 1.2435 | 0.25277 | 0.069512 | 0.44463 | 1.0672 | 0.98253 | -0.059629 | -0.48769 | 0.051445 | 0.48456 | 1.1613 | 3.7759 | 9.2187 | 8.3724 | 8.042 | 7.324 | 1.8975 | 1.0059 | 0.23424 | 0.15511 | 0.3596 | -0.17314 | 47.9325 | 47.7272 | 47.4543 | 46.9501 | 46.432 | 46.035 | 45.4201 | 46.1773 | 47.0471 | 50.5461 | 53.576 | 56.9238 | 58.9462 | 59.8556 | 60.5794 | 60.8204 | 59.4163 | 58.3983 | 56.5906 | 54.6277 | 53.5461 | 52.23 | 51.1122 | 49.538 | 4.8725 | 3.915 | 4.2338 | 3.82 | 3.4693 | 3.8453 | 3.2706 | 3.007 | 3.1561 | 3.4 | 3.6803 | 4.4755 | 3.8039 | 3.7615 | 3.1689 | 2.878 | 2.4994 | 2.9151 | 3.3337 | 3.0614 | 3.2509 | 3.8497 | 3.9815 | 4.339
Portfolio Adjusted1-in-10AllOrange County2015March Monthly Peak | Portfolio Adjusted | 1-in-10 | All | Orange County | 2015 | March Monthly Peak | 3 | 119.4953 | 114.9505 | 111.1401 | 112.5853 | 123.5796 | 153.6217 | 181.6277 | 194.8835 | 204.6984 | 208.4651 | 213.4182 | 216.0487 | 216.8355 | 216.1054 | 209.78 | 196.6431 | 183.3826 | 172.0516 | 165.3601 | 164.4741 | 158.7014 | 150.0823 | 138.6744 | 130.2193 | 2.0314 | 1.5527 | 1.2929 | 0.26356 | 0.071657 | 0.45396 | 1.0888 | 1.0032 | -0.061165 | -0.50728 | 0.054261 | 0.51478 | 1.2484 | 4.1151 | 10.1134 | 9.238 | 8.8832 | 7.8618 | 1.9985 | 1.0857 | 0.25305 | 0.16649 | 0.38392 | -0.1831 | 61.5441 | 60.0272 | 58.8015 | 58.3996 | 56.9917 | 56.0931 | 55.5776 | 56.4275 | 59.9313 | 64.5404 | 69.5154 | 74.2173 | 77.5094 | 79.1745 | 79.8808 | 80.5821 | 80.5379 | 79.5865 | 76.9059 | 73.306 | 70.2528 | 67.1533 | 64.7364 | 62.8298 | 5.1197 | 4.11 | 4.4021 | 3.9831 | 3.5764 | 3.9259 | 3.3366 | 3.0702 | 3.2375 | 3.5366 | 3.8818 | 4.7547 | 4.0892 | 4.0994 | 3.4764 | 3.1755 | 2.7609 | 3.1292 | 3.5111 | 3.3043 | 3.5119 | 4.132 | 4.2508 | 4.5888
Portfolio Adjusted1-in-10AllOrange County2015April Monthly Peak | Portfolio Adjusted | 1-in-10 | All | Orange County | 2015 | April Monthly Peak | 4 | 121.4176 | 117.0751 | 113.3951 | 115.286 | 126.4751 | 156.7354 | 183.3755 | 199.0691 | 212.0167 | 219.789 | 227.5334 | 231.6301 | 232.7966 | 231.7903 | 224.7574 | 211.1439 | 196.9572 | 184.0389 | 173.3159 | 172.6548 | 167.1943 | 157.851 | 144.9588 | 135.5302 | 0.97704 | 0.78289 | 0.58836 | -0.12579 | -0.37838 | -0.23733 | 0.21732 | 0.35852 | 0.21133 | 0.13515 | -0.048714 | 0.22124 | 1.1152 | 4.0116 | 10.6213 | 9.7528 | 9.1594 | 8.1717 | 2.3935 | 0.66572 | -0.034255 | -0.08508 | -0.05741 | -0.32316 | 72.2809 | 70.2706 | 68.5193 | 66.688 | 65.7556 | 65.0297 | 64.3363 | 64.5128 | 67.6899 | 73.4009 | 79.8299 | 85.7586 | 89.6467 | 91.6464 | 92.4071 | 93.0077 | 92.9835 | 92.1457 | 90.5663 | 86.9826 | 81.9031 | 77.8259 | 75.0252 | 72.7426 | 4.9395 | 3.9747 | 4.2647 | 3.8727 | 3.4755 | 3.8033 | 3.1987 | 2.9778 | 3.1839 | 3.5405 | 3.9296 | 4.8402 | 4.1686 | 4.175 | 3.5366 | 3.2375 | 2.8156 | 3.1783 | 3.4942 | 3.2935 | 3.5131 | 4.1265 | 4.2192 | 4.5348
Portfolio Adjusted1-in-10AllOrange County2015May Monthly Peak | Portfolio Adjusted | 1-in-10 | All | Orange County | 2015 | May Monthly Peak | 5 | 123.5425 | 118.9147 | 115.0038 | 117.0367 | 129.025 | 160.2607 | 185.6587 | 204.3565 | 220.5317 | 229.8972 | 238.8225 | 242.8424 | 243.8081 | 242.8943 | 235.8373 | 221.1654 | 205.8846 | 191.7307 | 180.2559 | 176.8491 | 173.2575 | 163.8726 | 150.147 | 141.3722 | 0.43597 | 0.38587 | 0.22267 | -0.3304 | -0.61856 | -0.60412 | -0.23058 | 0.022908 | 0.364 | 0.49502 | -0.10758 | 0.056997 | 1.049 | 3.9911 | 11.0315 | 10.1277 | 9.3733 | 8.3882 | 2.6462 | 0.43689 | -0.19282 | -0.22464 | -0.29925 | -0.40689 | 73.2309 | 71.7115 | 69.9508 | 69.2751 | 68.5934 | 67.5201 | 66.9969 | 67.5174 | 71.7608 | 78.3013 | 84.0132 | 88.4996 | 91.2435 | 93.3652 | 94.8038 | 95.7002 | 95.7882 | 94.5166 | 92.2825 | 89.5213 | 86.0557 | 82.1631 | 79.1412 | 76.8477 | 4.9803 | 4.0005 | 4.2859 | 3.8959 | 3.5133 | 3.8536 | 3.2091 | 3.0292 | 3.2818 | 3.6697 | 4.0871 | 5.0285 | 4.3262 | 4.3353 | 3.6773 | 3.3604 | 2.9165 | 3.281 | 3.6012 | 3.3429 | 3.6074 | 4.245 | 4.3305 | 4.6874
Portfolio Adjusted1-in-10AllOrange County2015June Monthly Peak | Portfolio Adjusted | 1-in-10 | All | Orange County | 2015 | June Monthly Peak | 6 | 134.2054 | 129.4058 | 124.0848 | 126.1312 | 136.5721 | 165.2474 | 191.2368 | 209.1921 | 223.3767 | 231.5914 | 238.5357 | 240.8643 | 238.8503 | 237.1102 | 230.7837 | 220.0701 | 206.5623 | 192.9202 | 184.3778 | 181.0891 | 178.3707 | 170.243 | 156.6842 | 148.5642 | 0.42509 | 0.38427 | 0.20796 | -0.37356 | -0.67444 | -0.65274 | -0.27465 | -0.0048197 | 0.38038 | 0.52717 | -0.11196 | 0.042648 | 1.0184 | 3.8794 | 10.7862 | 10.0706 | 9.388 | 8.4301 | 2.7195 | 0.4273 | -0.21147 | -0.2447 | -0.3323 | -0.43346 | 74.633 | 73.0678 | 71.6171 | 70.4478 | 69.1507 | 68.2274 | 67.9712 | 68.8453 | 72.0972 | 77.0257 | 82.429 | 87.0764 | 90.3985 | 92.9673 | 94.7441 | 95.4119 | 95.7228 | 95.1126 | 93.6689 | 91.4014 | 87.4229 | 83.0508 | 80.3122 | 78.2313 | 5.4091 | 4.3526 | 4.6234 | 4.1978 | 3.7181 | 3.9727 | 3.3049 | 3.1003 | 3.3235 | 3.6961 | 4.0814 | 4.9866 | 4.2374 | 4.2313 | 3.5978 | 3.3431 | 2.9255 | 3.3008 | 3.6828 | 3.4224 | 3.7132 | 4.4092 | 4.5182 | 4.9249
Portfolio Adjusted1-in-10AllOrange County2015July Monthly Peak | Portfolio Adjusted | 1-in-10 | All | Orange County | 2015 | July Monthly Peak | 7 | 137.3604 | 132.1362 | 128.064 | 129.8989 | 141.2523 | 171.9138 | 198.6727 | 214.6934 | 227.5377 | 235.5355 | 242.1207 | 244.2615 | 243.0577 | 241.0649 | 235.766 | 225.869 | 213.1281 | 200.2799 | 191.6846 | 187.0402 | 182.933 | 174.9527 | 161.6529 | 153.2945 | -0.069184 | 0.022805 | -0.1238 | -0.56753 | -0.90442 | -0.99413 | -0.67714 | -0.29957 | 0.50835 | 0.83056 | -0.16014 | -0.099736 | 0.93996 | 3.7726 | 10.9269 | 10.2629 | 9.5172 | 8.6456 | 2.9628 | 0.23079 | -0.35186 | -0.36972 | -0.55261 | -0.50876 | 76.3536 | 75.2551 | 74.1307 | 73.0921 | 72.245 | 71.6986 | 71.4968 | 71.8456 | 74.8896 | 79.7778 | 84.5527 | 88.9866 | 91.9643 | 93.7705 | 95.534 | 95.9876 | 96.4173 | 95.2676 | 93.4303 | 91.4762 | 88.2711 | 84.8342 | 82.4759 | 80.786 | 5.5509 | 4.4562 | 4.7844 | 4.3346 | 3.8558 | 4.144 | 3.4425 | 3.1902 | 3.3943 | 3.769 | 4.1538 | 5.0703 | 4.3235 | 4.3132 | 3.6852 | 3.4403 | 3.0265 | 3.4358 | 3.8389 | 3.5443 | 3.8183 | 4.5432 | 4.6738 | 5.0952
Portfolio Adjusted1-in-10AllOrange County2015August Monthly Peak | Portfolio Adjusted | 1-in-10 | All | Orange County | 2015 | August Monthly Peak | 8 | 140.6 | 134.6015 | 130.2217 | 132.5028 | 144.2522 | 176.1583 | 206.0352 | 224.0176 | 239.5764 | 249.4154 | 257.318 | 260.5712 | 260.1655 | 258.6956 | 252.4351 | 239.8124 | 224.8791 | 209.9209 | 199.1956 | 195.2288 | 190.1215 | 179.5108 | 165.4389 | 157.2436 | -0.89324 | -0.57662 | -0.67423 | -0.87603 | -1.2602 | -1.5331 | -1.3497 | -0.80242 | 0.73804 | 1.3763 | -0.24893 | -0.34944 | 0.84178 | 3.7552 | 11.5423 | 10.773 | 9.7574 | 8.8845 | 3.3033 | -0.10927 | -0.5892 | -0.57268 | -0.90761 | -0.62237 | 79.4782 | 78.2646 | 77.2528 | 76.3774 | 75.7738 | 75.1347 | 74.6943 | 74.8871 | 78.0047 | 82.2971 | 87.0359 | 91.8937 | 95.6212 | 98.5268 | 100.0726 | 100.3988 | 99.9077 | 98.3701 | 97.0234 | 94.3596 | 90.4066 | 86.8847 | 84.3697 | 82.6153 | 5.802 | 4.6353 | 4.9678 | 4.515 | 4.0209 | 4.3361 | 3.6456 | 3.3992 | 3.6495 | 4.0755 | 4.5078 | 5.5232 | 4.7256 | 4.7266 | 4.0292 | 3.73 | 3.2609 | 3.6773 | 4.0737 | 3.7777 | 4.0522 | 4.7601 | 4.8844 | 5.337
Portfolio Adjusted1-in-10AllOrange County2015September Monthly Peak | Portfolio Adjusted | 1-in-10 | All | Orange County | 2015 | September Monthly Peak | 9 | 139.4872 | 134.2681 | 130.326 | 132.3092 | 144.3086 | 176.1845 | 207.0404 | 226.6888 | 245.4993 | 256.3118 | 265.7475 | 270.1494 | 270.6209 | 269.0677 | 261.5903 | 246.8845 | 230.5759 | 214.3129 | 203.3492 | 202.1661 | 192.8587 | 182.0809 | 167.4155 | 158.2352 | -1.2309 | -0.828 | -0.90662 | -1.0001 | -1.403 | -1.7506 | -1.6311 | -1.0214 | 0.84409 | 1.63 | -0.29144 | -0.46874 | 0.80338 | 3.7769 | 11.8921 | 11.037 | 9.8814 | 8.9939 | 3.469 | -0.26635 | -0.69347 | -0.66372 | -1.0647 | -0.66903 | 81.8217 | 80.4938 | 79.3408 | 78.6727 | 77.5573 | 76.6587 | 76.225 | 76.2598 | 78.5129 | 83.0038 | 88.1845 | 93.511 | 97.5451 | 99.9146 | 101.0718 | 100.8577 | 100.3359 | 99.4767 | 97.7076 | 94.7135 | 91.0503 | 87.7304 | 85.113 | 83.2435 | 5.8403 | 4.6915 | 5.0445 | 4.5744 | 4.0813 | 4.4001 | 3.717 | 3.49 | 3.7944 | 4.2494 | 4.7236 | 5.81 | 4.9874 | 4.988 | 4.2364 | 3.8961 | 3.3924 | 3.8092 | 4.2194 | 3.9691 | 4.1707 | 4.8989 | 5.0151 | 5.4492
Portfolio Adjusted1-in-10AllOrange County2015October Monthly Peak | Portfolio Adjusted | 1-in-10 | All | Orange County | 2015 | October Monthly Peak | 10 | 131.585 | 126.6743 | 121.3377 | 122.1478 | 133.8362 | 164.6147 | 193.8792 | 209.8284 | 225.7441 | 235.422 | 245.7005 | 250.5457 | 251.8664 | 251.7218 | 244.4594 | 229.529 | 213.3054 | 199.1777 | 193.0617 | 188.5271 | 178.1382 | 167.96 | 155.2763 | 145.8759 | 0.29475 | 0.28665 | 0.12235 | -0.40519 | -0.71044 | -0.72645 | -0.37504 | -0.077578 | 0.41471 | 0.61023 | -0.12724 | 0.0073109 | 1.0487 | 4.0732 | 11.4012 | 10.4847 | 9.6517 | 8.6769 | 2.8821 | 0.39123 | -0.2444 | -0.2701 | -0.38022 | -0.4404 | 76.2921 | 75.8283 | 75.4123 | 73.8107 | 72.8709 | 72.1962 | 71.4158 | 71.0474 | 72.1044 | 75.4945 | 79.864 | 84.6295 | 88.4635 | 91.5831 | 93.1676 | 93.6887 | 93.1006 | 91.4872 | 89.175 | 85.9933 | 82.3509 | 79.7952 | 78.1129 | 76.5255 | 5.3029 | 4.2602 | 4.5206 | 4.0647 | 3.6432 | 3.9571 | 3.3502 | 3.1093 | 3.3583 | 3.7568 | 4.2035 | 5.1864 | 4.4678 | 4.4915 | 3.8106 | 3.4864 | 3.0207 | 3.4074 | 3.8558 | 3.5626 | 3.7079 | 4.3496 | 4.4771 | 4.8352
Portfolio Adjusted1-in-10AllOrange County2015November Monthly Peak | Portfolio Adjusted | 1-in-10 | All | Orange County | 2015 | November Monthly Peak | 11 | 122.2655 | 117.8523 | 114.3134 | 115.6068 | 126.9419 | 156.1418 | 181.6726 | 195.7397 | 207.2737 | 213.2684 | 219.2392 | 221.0671 | 220.87 | 219.5384 | 212.457 | 198.5696 | 185.8715 | 179.885 | 171.2205 | 165.9326 | 158.9611 | 151.0229 | 140.258 | 132.9324 | 2.0785 | 1.5919 | 1.3299 | 0.27063 | 0.073607 | 0.46141 | 1.089 | 1.0076 | -0.061935 | -0.51897 | 0.055741 | 0.52674 | 1.2717 | 4.1805 | 10.2425 | 9.3285 | 9.0037 | 8.2198 | 2.0693 | 1.0953 | 0.25346 | 0.16753 | 0.38831 | -0.18692 | 63.6154 | 62.6147 | 62.0614 | 60.9878 | 59.7433 | 58.7549 | 59.0192 | 59.3957 | 61.4848 | 65.5252 | 70.8358 | 75.3392 | 78.217 | 79.8868 | 80.8796 | 80.8917 | 79.8274 | 77.4428 | 74.6419 | 72.2011 | 70.1031 | 68.2907 | 66.7365 | 66.0474 | 5.2384 | 4.2137 | 4.5277 | 4.09 | 3.6737 | 3.9904 | 3.3375 | 3.0837 | 3.2782 | 3.6181 | 3.9876 | 4.8651 | 4.1653 | 4.1645 | 3.5208 | 3.2066 | 2.7983 | 3.2717 | 3.6355 | 3.3336 | 3.5176 | 4.1579 | 4.2994 | 4.6844
Portfolio Adjusted1-in-10AllOrange County2015December Monthly Peak | Portfolio Adjusted | 1-in-10 | All | Orange County | 2015 | December Monthly Peak | 12 | 115.6421 | 111.3339 | 108.4594 | 108.6779 | 120.0255 | 149.6277 | 177.063 | 189.2302 | 197.6535 | 198.1501 | 199.6426 | 198.0139 | 194.7015 | 190.5493 | 182.9949 | 171.73 | 162.9997 | 160.0291 | 154.5296 | 150.569 | 144.858 | 139.0295 | 129.7931 | 123.6252 | 1.9659 | 1.5039 | 1.2618 | 0.25441 | 0.069596 | 0.44216 | 1.0614 | 0.97409 | -0.05906 | -0.48218 | 0.050758 | 0.47181 | 1.121 | 3.6285 | 8.8221 | 8.0676 | 7.8958 | 7.3125 | 1.8676 | 0.9939 | 0.23097 | 0.15423 | 0.35933 | -0.17383 | 44.0117 | 43.3735 | 42.7042 | 42.7551 | 42.2887 | 41.5081 | 41.4683 | 41.4086 | 42.2396 | 44.198 | 46.5096 | 48.5473 | 49.5475 | 50.0927 | 50.6564 | 51.0605 | 50.5116 | 49.2244 | 47.3916 | 46.3839 | 45.5949 | 44.7184 | 44.0998 | 43.5316 | 4.9546 | 3.9807 | 4.2959 | 3.8448 | 3.4736 | 3.8239 | 3.2528 | 2.9811 | 3.126 | 3.3616 | 3.6312 | 4.3578 | 3.6718 | 3.6146 | 3.0326 | 2.7732 | 2.454 | 2.9105 | 3.2811 | 3.0249 | 3.2056 | 3.8277 | 3.9786 | 4.3564
Portfolio Adjusted1-in-10AllOrange County2015Typical Event Day | Portfolio Adjusted | 1-in-10 | All | Orange County | 2015 | Typical Event Day | 8 | 139.9459 | 133.9372 | 129.5496 | 131.8318 | 143.4941 | 175.2102 | 204.9093 | 222.2541 | 237.0453 | 246.0259 | 253.1305 | 255.9089 | 255.239 | 253.8518 | 247.6778 | 235.3052 | 220.7033 | 206.1813 | 196.1476 | 192.405 | 187.6831 | 177.3654 | 163.5684 | 155.6265 | -0.43781 | -0.24472 | -0.37002 | -0.70863 | -1.069 | -1.2428 | -0.98732 | -0.52819 | 0.61963 | 1.0874 | -0.20218 | -0.2116 | 0.91472 | 3.8435 | 11.4098 | 10.6373 | 9.7302 | 8.8222 | 3.131 | 0.082559 | -0.46 | -0.46053 | -0.71091 | -0.56113 | 78.0716 | 76.7703 | 75.5854 | 74.6475 | 73.6817 | 72.9298 | 72.5968 | 72.9595 | 75.8761 | 80.5261 | 85.5505 | 90.3669 | 93.8823 | 96.2948 | 97.8556 | 98.164 | 98.0959 | 97.0568 | 95.4576 | 92.9877 | 89.2877 | 85.625 | 83.0677 | 81.219 | 5.6948 | 4.5483 | 4.8735 | 4.4297 | 3.9442 | 4.2528 | 3.5753 | 3.3255 | 3.5608 | 3.9642 | 4.3729 | 5.349 | 4.5717 | 4.5736 | 3.8983 | 3.609 | 3.1559 | 3.5616 | 3.9556 | 3.6713 | 3.9447 | 4.6379 | 4.7621 | 5.2087
Portfolio Adjusted1-in-10AllOrange County2016January Monthly Peak | Portfolio Adjusted | 1-in-10 | All | Orange County | 2016 | January Monthly Peak | 1 | 113.1422 | 109.324 | 105.8928 | 106.7014 | 118.7445 | 150.1724 | 178.8216 | 192.3717 | 201.4357 | 200.2912 | 201.3094 | 200.6351 | 197.6981 | 192.2391 | 184.0815 | 171.328 | 160.2246 | 157.163 | 152.9446 | 148.9717 | 143.8618 | 138.0653 | 129.4233 | 123.3828 | 1.9234 | 1.4767 | 1.2319 | 0.24979 | 0.068854 | 0.44377 | 1.072 | 0.99026 | -0.06019 | -0.48739 | 0.051182 | 0.47805 | 1.1382 | 3.6607 | 8.8745 | 8.0487 | 7.7614 | 7.1815 | 1.8484 | 0.98336 | 0.22938 | 0.15316 | 0.35831 | -0.17349 | 42.0665 | 42.0014 | 41.2784 | 40.6432 | 40.1352 | 39.7478 | 39.4765 | 39.1888 | 39.7663 | 42.0755 | 44.2316 | 46.2985 | 47.6978 | 48.7573 | 49.7873 | 50.0794 | 49.5186 | 48.2343 | 46.4361 | 45.7299 | 45.077 | 44.995 | 44.714 | 44.3081 | 4.8475 | 3.9088 | 4.1942 | 3.7749 | 3.4365 | 3.8378 | 3.2851 | 3.0306 | 3.1859 | 3.398 | 3.6615 | 4.4154 | 3.7283 | 3.6467 | 3.0506 | 2.7667 | 2.4122 | 2.8584 | 3.2474 | 2.9928 | 3.1835 | 3.8011 | 3.9673 | 4.3479
Portfolio Adjusted1-in-10AllOrange County2016February Monthly Peak | Portfolio Adjusted | 1-in-10 | All | Orange County | 2016 | February Monthly Peak | 2 | 113.7255 | 109.496 | 106.8912 | 107.9747 | 119.8797 | 150.4645 | 178.0305 | 190.8703 | 199.5562 | 200.4135 | 202.3419 | 203.3649 | 201.7045 | 198.29 | 191.2201 | 178.219 | 166.0168 | 160.2821 | 157.0065 | 152.3856 | 146.907 | 139.8274 | 129.8878 | 123.1316 | 1.9333 | 1.4791 | 1.2435 | 0.25277 | 0.069512 | 0.44463 | 1.0672 | 0.98253 | -0.059629 | -0.48769 | 0.051445 | 0.48456 | 1.1613 | 3.7759 | 9.2187 | 8.3724 | 8.042 | 7.324 | 1.8975 | 1.0059 | 0.23424 | 0.15511 | 0.3596 | -0.17314 | 47.9325 | 47.7272 | 47.4543 | 46.9501 | 46.432 | 46.035 | 45.4201 | 46.1773 | 47.0471 | 50.5461 | 53.576 | 56.9238 | 58.9462 | 59.8556 | 60.5794 | 60.8204 | 59.4163 | 58.3983 | 56.5906 | 54.6277 | 53.5461 | 52.23 | 51.1122 | 49.538 | 4.8725 | 3.915 | 4.2338 | 3.82 | 3.4693 | 3.8453 | 3.2706 | 3.007 | 3.1561 | 3.4 | 3.6803 | 4.4755 | 3.8039 | 3.7615 | 3.1689 | 2.878 | 2.4994 | 2.9151 | 3.3337 | 3.0614 | 3.2509 | 3.8497 | 3.9815 | 4.339
Portfolio Adjusted1-in-10AllOrange County2016March Monthly Peak | Portfolio Adjusted | 1-in-10 | All | Orange County | 2016 | March Monthly Peak | 3 | 119.4953 | 114.9505 | 111.1401 | 112.5853 | 123.5796 | 153.6217 | 181.6277 | 194.8835 | 204.6984 | 208.4651 | 213.4182 | 216.0487 | 216.8355 | 216.1054 | 209.78 | 196.6431 | 183.3826 | 172.0516 | 165.3601 | 164.4741 | 158.7014 | 150.0823 | 138.6744 | 130.2193 | 2.0314 | 1.5527 | 1.2929 | 0.26356 | 0.071657 | 0.45396 | 1.0888 | 1.0032 | -0.061165 | -0.50728 | 0.054261 | 0.51478 | 1.2484 | 4.1151 | 10.1134 | 9.238 | 8.8832 | 7.8618 | 1.9985 | 1.0857 | 0.25305 | 0.16649 | 0.38392 | -0.1831 | 61.5441 | 60.0272 | 58.8015 | 58.3996 | 56.9917 | 56.0931 | 55.5776 | 56.4275 | 59.9313 | 64.5404 | 69.5154 | 74.2173 | 77.5094 | 79.1745 | 79.8808 | 80.5821 | 80.5379 | 79.5865 | 76.9059 | 73.306 | 70.2528 | 67.1533 | 64.7364 | 62.8298 | 5.1197 | 4.11 | 4.4021 | 3.9831 | 3.5764 | 3.9259 | 3.3366 | 3.0702 | 3.2375 | 3.5366 | 3.8818 | 4.7547 | 4.0892 | 4.0994 | 3.4764 | 3.1755 | 2.7609 | 3.1292 | 3.5111 | 3.3043 | 3.5119 | 4.132 | 4.2508 | 4.5888
Portfolio Adjusted1-in-10AllOrange County2016April Monthly Peak | Portfolio Adjusted | 1-in-10 | All | Orange County | 2016 | April Monthly Peak | 4 | 121.4176 | 117.0751 | 113.3951 | 115.286 | 126.4751 | 156.7354 | 183.3755 | 199.0691 | 212.0167 | 219.789 | 227.5334 | 231.6301 | 232.7966 | 231.7903 | 224.7574 | 211.1439 | 196.9572 | 184.0389 | 173.3159 | 172.6548 | 167.1943 | 157.851 | 144.9588 | 135.5302 | 0.97704 | 0.78289 | 0.58836 | -0.12579 | -0.37838 | -0.23733 | 0.21732 | 0.35852 | 0.21133 | 0.13515 | -0.048714 | 0.22124 | 1.1152 | 4.0116 | 10.6213 | 9.7528 | 9.1594 | 8.1717 | 2.3935 | 0.66572 | -0.034255 | -0.08508 | -0.05741 | -0.32316 | 72.2809 | 70.2706 | 68.5193 | 66.688 | 65.7556 | 65.0297 | 64.3363 | 64.5128 | 67.6899 | 73.4009 | 79.8299 | 85.7586 | 89.6467 | 91.6464 | 92.4071 | 93.0077 | 92.9835 | 92.1457 | 90.5663 | 86.9826 | 81.9031 | 77.8259 | 75.0252 | 72.7426 | 4.9395 | 3.9747 | 4.2647 | 3.8727 | 3.4755 | 3.8033 | 3.1987 | 2.9778 | 3.1839 | 3.5405 | 3.9296 | 4.8402 | 4.1686 | 4.175 | 3.5366 | 3.2375 | 2.8156 | 3.1783 | 3.4942 | 3.2935 | 3.5131 | 4.1265 | 4.2192 | 4.5348
Portfolio Adjusted1-in-10AllOrange County2016May Monthly Peak | Portfolio Adjusted | 1-in-10 | All | Orange County | 2016 | May Monthly Peak | 5 | 123.5425 | 118.9147 | 115.0038 | 117.0367 | 129.025 | 160.2607 | 185.6587 | 204.3565 | 220.5317 | 229.8972 | 238.8225 | 242.8424 | 243.8081 | 242.8943 | 235.8373 | 221.1654 | 205.8846 | 191.7307 | 180.2559 | 176.8491 | 173.2575 | 163.8726 | 150.147 | 141.3722 | 0.43597 | 0.38587 | 0.22267 | -0.3304 | -0.61856 | -0.60412 | -0.23058 | 0.022908 | 0.364 | 0.49502 | -0.10758 | 0.056997 | 1.049 | 3.9911 | 11.0315 | 10.1277 | 9.3733 | 8.3882 | 2.6462 | 0.43689 | -0.19282 | -0.22464 | -0.29925 | -0.40689 | 73.2309 | 71.7115 | 69.9508 | 69.2751 | 68.5934 | 67.5201 | 66.9969 | 67.5174 | 71.7608 | 78.3013 | 84.0132 | 88.4996 | 91.2435 | 93.3652 | 94.8038 | 95.7002 | 95.7882 | 94.5166 | 92.2825 | 89.5213 | 86.0557 | 82.1631 | 79.1412 | 76.8477 | 4.9803 | 4.0005 | 4.2859 | 3.8959 | 3.5133 | 3.8536 | 3.2091 | 3.0292 | 3.2818 | 3.6697 | 4.0871 | 5.0285 | 4.3262 | 4.3353 | 3.6773 | 3.3604 | 2.9165 | 3.281 | 3.6012 | 3.3429 | 3.6074 | 4.245 | 4.3305 | 4.6874
Portfolio Adjusted1-in-10AllOrange County2016June Monthly Peak | Portfolio Adjusted | 1-in-10 | All | Orange County | 2016 | June Monthly Peak | 6 | 134.2054 | 129.4058 | 124.0848 | 126.1312 | 136.5721 | 165.2474 | 191.2368 | 209.1921 | 223.3767 | 231.5914 | 238.5357 | 240.8643 | 238.8503 | 237.1102 | 230.7837 | 220.0701 | 206.5623 | 192.9202 | 184.3778 | 181.0891 | 178.3707 | 170.243 | 156.6842 | 148.5642 | 0.42509 | 0.38427 | 0.20796 | -0.37356 | -0.67444 | -0.65274 | -0.27465 | -0.0048197 | 0.38038 | 0.52717 | -0.11196 | 0.042648 | 1.0184 | 3.8794 | 10.7862 | 10.0706 | 9.388 | 8.4301 | 2.7195 | 0.4273 | -0.21147 | -0.2447 | -0.3323 | -0.43346 | 74.633 | 73.0678 | 71.6171 | 70.4478 | 69.1507 | 68.2274 | 67.9712 | 68.8453 | 72.0972 | 77.0257 | 82.429 | 87.0764 | 90.3985 | 92.9673 | 94.7441 | 95.4119 | 95.7228 | 95.1126 | 93.6689 | 91.4014 | 87.4229 | 83.0508 | 80.3122 | 78.2313 | 5.4091 | 4.3526 | 4.6234 | 4.1978 | 3.7181 | 3.9727 | 3.3049 | 3.1003 | 3.3235 | 3.6961 | 4.0814 | 4.9866 | 4.2374 | 4.2313 | 3.5978 | 3.3431 | 2.9255 | 3.3008 | 3.6828 | 3.4224 | 3.7132 | 4.4092 | 4.5182 | 4.9249
Portfolio Adjusted1-in-10AllOrange County2016July Monthly Peak | Portfolio Adjusted | 1-in-10 | All | Orange County | 2016 | July Monthly Peak | 7 | 137.3604 | 132.1362 | 128.064 | 129.8989 | 141.2523 | 171.9138 | 198.6727 | 214.6934 | 227.5377 | 235.5355 | 242.1207 | 244.2615 | 243.0577 | 241.0649 | 235.766 | 225.869 | 213.1281 | 200.2799 | 191.6846 | 187.0402 | 182.933 | 174.9527 | 161.6529 | 153.2945 | -0.069184 | 0.022805 | -0.1238 | -0.56753 | -0.90442 | -0.99413 | -0.67714 | -0.29957 | 0.50835 | 0.83056 | -0.16014 | -0.099736 | 0.93996 | 3.7726 | 10.9269 | 10.2629 | 9.5172 | 8.6456 | 2.9628 | 0.23079 | -0.35186 | -0.36972 | -0.55261 | -0.50876 | 76.3536 | 75.2551 | 74.1307 | 73.0921 | 72.245 | 71.6986 | 71.4968 | 71.8456 | 74.8896 | 79.7778 | 84.5527 | 88.9866 | 91.9643 | 93.7705 | 95.534 | 95.9876 | 96.4173 | 95.2676 | 93.4303 | 91.4762 | 88.2711 | 84.8342 | 82.4759 | 80.786 | 5.5509 | 4.4562 | 4.7844 | 4.3346 | 3.8558 | 4.144 | 3.4425 | 3.1902 | 3.3943 | 3.769 | 4.1538 | 5.0703 | 4.3235 | 4.3132 | 3.6852 | 3.4403 | 3.0265 | 3.4358 | 3.8389 | 3.5443 | 3.8183 | 4.5432 | 4.6738 | 5.0952
Portfolio Adjusted1-in-10AllOrange County2016August Monthly Peak | Portfolio Adjusted | 1-in-10 | All | Orange County | 2016 | August Monthly Peak | 8 | 140.6 | 134.6015 | 130.2217 | 132.5028 | 144.2522 | 176.1583 | 206.0352 | 224.0176 | 239.5764 | 249.4154 | 257.318 | 260.5712 | 260.1655 | 258.6956 | 252.4351 | 239.8124 | 224.8791 | 209.9209 | 199.1956 | 195.2288 | 190.1215 | 179.5108 | 165.4389 | 157.2436 | -0.89324 | -0.57662 | -0.67423 | -0.87603 | -1.2602 | -1.5331 | -1.3497 | -0.80242 | 0.73804 | 1.3763 | -0.24893 | -0.34944 | 0.84178 | 3.7552 | 11.5423 | 10.773 | 9.7574 | 8.8845 | 3.3033 | -0.10927 | -0.5892 | -0.57268 | -0.90761 | -0.62237 | 79.4782 | 78.2646 | 77.2528 | 76.3774 | 75.7738 | 75.1347 | 74.6943 | 74.8871 | 78.0047 | 82.2971 | 87.0359 | 91.8937 | 95.6212 | 98.5268 | 100.0726 | 100.3988 | 99.9077 | 98.3701 | 97.0234 | 94.3596 | 90.4066 | 86.8847 | 84.3697 | 82.6153 | 5.802 | 4.6353 | 4.9678 | 4.515 | 4.0209 | 4.3361 | 3.6456 | 3.3992 | 3.6495 | 4.0755 | 4.5078 | 5.5232 | 4.7256 | 4.7266 | 4.0292 | 3.73 | 3.2609 | 3.6773 | 4.0737 | 3.7777 | 4.0522 | 4.7601 | 4.8844 | 5.337
Portfolio Adjusted1-in-10AllOrange County2016September Monthly Peak | Portfolio Adjusted | 1-in-10 | All | Orange County | 2016 | September Monthly Peak | 9 | 139.4872 | 134.2681 | 130.326 | 132.3092 | 144.3086 | 176.1845 | 207.0404 | 226.6888 | 245.4993 | 256.3118 | 265.7475 | 270.1494 | 270.6209 | 269.0677 | 261.5903 | 246.8845 | 230.5759 | 214.3129 | 203.3492 | 202.1661 | 192.8587 | 182.0809 | 167.4155 | 158.2352 | -1.2309 | -0.828 | -0.90662 | -1.0001 | -1.403 | -1.7506 | -1.6311 | -1.0214 | 0.84409 | 1.63 | -0.29144 | -0.46874 | 0.80338 | 3.7769 | 11.8921 | 11.037 | 9.8814 | 8.9939 | 3.469 | -0.26635 | -0.69347 | -0.66372 | -1.0647 | -0.66903 | 81.8217 | 80.4938 | 79.3408 | 78.6727 | 77.5573 | 76.6587 | 76.225 | 76.2598 | 78.5129 | 83.0038 | 88.1845 | 93.511 | 97.5451 | 99.9146 | 101.0718 | 100.8577 | 100.3359 | 99.4767 | 97.7076 | 94.7135 | 91.0503 | 87.7304 | 85.113 | 83.2435 | 5.8403 | 4.6915 | 5.0445 | 4.5744 | 4.0813 | 4.4001 | 3.717 | 3.49 | 3.7944 | 4.2494 | 4.7236 | 5.81 | 4.9874 | 4.988 | 4.2364 | 3.8961 | 3.3924 | 3.8092 | 4.2194 | 3.9691 | 4.1707 | 4.8989 | 5.0151 | 5.4492
Portfolio Adjusted1-in-10AllOrange County2016October Monthly Peak | Portfolio Adjusted | 1-in-10 | All | Orange County | 2016 | October Monthly Peak | 10 | 131.585 | 126.6743 | 121.3377 | 122.1478 | 133.8362 | 164.6147 | 193.8792 | 209.8284 | 225.7441 | 235.422 | 245.7005 | 250.5457 | 251.8664 | 251.7218 | 244.4594 | 229.529 | 213.3054 | 199.1777 | 193.0617 | 188.5271 | 178.1382 | 167.96 | 155.2763 | 145.8759 | 0.29475 | 0.28665 | 0.12235 | -0.40519 | -0.71044 | -0.72645 | -0.37504 | -0.077578 | 0.41471 | 0.61023 | -0.12724 | 0.0073109 | 1.0487 | 4.0732 | 11.4012 | 10.4847 | 9.6517 | 8.6769 | 2.8821 | 0.39123 | -0.2444 | -0.2701 | -0.38022 | -0.4404 | 76.2921 | 75.8283 | 75.4123 | 73.8107 | 72.8709 | 72.1962 | 71.4158 | 71.0474 | 72.1044 | 75.4945 | 79.864 | 84.6295 | 88.4635 | 91.5831 | 93.1676 | 93.6887 | 93.1006 | 91.4872 | 89.175 | 85.9933 | 82.3509 | 79.7952 | 78.1129 | 76.5255 | 5.3029 | 4.2602 | 4.5206 | 4.0647 | 3.6432 | 3.9571 | 3.3502 | 3.1093 | 3.3583 | 3.7568 | 4.2035 | 5.1864 | 4.4678 | 4.4915 | 3.8106 | 3.4864 | 3.0207 | 3.4074 | 3.8558 | 3.5626 | 3.7079 | 4.3496 | 4.4771 | 4.8352
Portfolio Adjusted1-in-10AllOrange County2016November Monthly Peak | Portfolio Adjusted | 1-in-10 | All | Orange County | 2016 | November Monthly Peak | 11 | 122.2655 | 117.8523 | 114.3134 | 115.6068 | 126.9419 | 156.1418 | 181.6726 | 195.7397 | 207.2737 | 213.2684 | 219.2392 | 221.0671 | 220.87 | 219.5384 | 212.457 | 198.5696 | 185.8715 | 179.885 | 171.2205 | 165.9326 | 158.9611 | 151.0229 | 140.258 | 132.9324 | 2.0785 | 1.5919 | 1.3299 | 0.27063 | 0.073607 | 0.46141 | 1.089 | 1.0076 | -0.061935 | -0.51897 | 0.055741 | 0.52674 | 1.2717 | 4.1805 | 10.2425 | 9.3285 | 9.0037 | 8.2198 | 2.0693 | 1.0953 | 0.25346 | 0.16753 | 0.38831 | -0.18692 | 63.6154 | 62.6147 | 62.0614 | 60.9878 | 59.7433 | 58.7549 | 59.0192 | 59.3957 | 61.4848 | 65.5252 | 70.8358 | 75.3392 | 78.217 | 79.8868 | 80.8796 | 80.8917 | 79.8274 | 77.4428 | 74.6419 | 72.2011 | 70.1031 | 68.2907 | 66.7365 | 66.0474 | 5.2384 | 4.2137 | 4.5277 | 4.09 | 3.6737 | 3.9904 | 3.3375 | 3.0837 | 3.2782 | 3.6181 | 3.9876 | 4.8651 | 4.1653 | 4.1645 | 3.5208 | 3.2066 | 2.7983 | 3.2717 | 3.6355 | 3.3336 | 3.5176 | 4.1579 | 4.2994 | 4.6844
Portfolio Adjusted1-in-10AllOrange County2016December Monthly Peak | Portfolio Adjusted | 1-in-10 | All | Orange County | 2016 | December Monthly Peak | 12 | 115.6421 | 111.3339 | 108.4594 | 108.6779 | 120.0255 | 149.6277 | 177.063 | 189.2302 | 197.6535 | 198.1501 | 199.6426 | 198.0139 | 194.7015 | 190.5493 | 182.9949 | 171.73 | 162.9997 | 160.0291 | 154.5296 | 150.569 | 144.858 | 139.0295 | 129.7931 | 123.6252 | 1.9659 | 1.5039 | 1.2618 | 0.25441 | 0.069596 | 0.44216 | 1.0614 | 0.97409 | -0.05906 | -0.48218 | 0.050758 | 0.47181 | 1.121 | 3.6285 | 8.8221 | 8.0676 | 7.8958 | 7.3125 | 1.8676 | 0.9939 | 0.23097 | 0.15423 | 0.35933 | -0.17383 | 44.0117 | 43.3735 | 42.7042 | 42.7551 | 42.2887 | 41.5081 | 41.4683 | 41.4086 | 42.2396 | 44.198 | 46.5096 | 48.5473 | 49.5475 | 50.0927 | 50.6564 | 51.0605 | 50.5116 | 49.2244 | 47.3916 | 46.3839 | 45.5949 | 44.7184 | 44.0998 | 43.5316 | 4.9546 | 3.9807 | 4.2959 | 3.8448 | 3.4736 | 3.8239 | 3.2528 | 2.9811 | 3.126 | 3.3616 | 3.6312 | 4.3578 | 3.6718 | 3.6146 | 3.0326 | 2.7732 | 2.454 | 2.9105 | 3.2811 | 3.0249 | 3.2056 | 3.8277 | 3.9786 | 4.3564
Portfolio Adjusted1-in-10AllOrange County2016Typical Event Day | Portfolio Adjusted | 1-in-10 | All | Orange County | 2016 | Typical Event Day | 8 | 139.9459 | 133.9372 | 129.5496 | 131.8318 | 143.4941 | 175.2102 | 204.9093 | 222.2541 | 237.0453 | 246.0259 | 253.1305 | 255.9089 | 255.239 | 253.8518 | 247.6778 | 235.3052 | 220.7033 | 206.1813 | 196.1476 | 192.405 | 187.6831 | 177.3654 | 163.5684 | 155.6265 | -0.43781 | -0.24472 | -0.37002 | -0.70863 | -1.069 | -1.2428 | -0.98732 | -0.52819 | 0.61963 | 1.0874 | -0.20218 | -0.2116 | 0.91472 | 3.8435 | 11.4098 | 10.6373 | 9.7302 | 8.8222 | 3.131 | 0.082559 | -0.46 | -0.46053 | -0.71091 | -0.56113 | 78.0716 | 76.7703 | 75.5854 | 74.6475 | 73.6817 | 72.9298 | 72.5968 | 72.9595 | 75.8761 | 80.5261 | 85.5505 | 90.3669 | 93.8823 | 96.2948 | 97.8556 | 98.164 | 98.0959 | 97.0568 | 95.4576 | 92.9877 | 89.2877 | 85.625 | 83.0677 | 81.219 | 5.6948 | 4.5483 | 4.8735 | 4.4297 | 3.9442 | 4.2528 | 3.5753 | 3.3255 | 3.5608 | 3.9642 | 4.3729 | 5.349 | 4.5717 | 4.5736 | 3.8983 | 3.609 | 3.1559 | 3.5616 | 3.9556 | 3.6713 | 3.9447 | 4.6379 | 4.7621 | 5.2087
Portfolio Adjusted1-in-10AllOrange County2017January Monthly Peak | Portfolio Adjusted | 1-in-10 | All | Orange County | 2017 | January Monthly Peak | 1 | 113.1422 | 109.324 | 105.8928 | 106.7014 | 118.7445 | 150.1724 | 178.8215 | 192.3717 | 201.4357 | 200.2912 | 201.3094 | 200.6351 | 197.6981 | 192.2391 | 184.0815 | 171.328 | 160.2246 | 157.163 | 152.9446 | 148.9717 | 143.8618 | 138.0653 | 129.4233 | 123.3828 | 1.9234 | 1.4767 | 1.2319 | 0.24979 | 0.068854 | 0.44377 | 1.072 | 0.99026 | -0.06019 | -0.48739 | 0.051182 | 0.47805 | 1.1382 | 3.6607 | 8.8745 | 8.0487 | 7.7614 | 7.1815 | 1.8484 | 0.98336 | 0.22938 | 0.15316 | 0.35831 | -0.17349 | 42.0665 | 42.0014 | 41.2784 | 40.6432 | 40.1352 | 39.7478 | 39.4765 | 39.1888 | 39.7663 | 42.0755 | 44.2316 | 46.2985 | 47.6978 | 48.7573 | 49.7873 | 50.0794 | 49.5186 | 48.2343 | 46.4361 | 45.7299 | 45.077 | 44.995 | 44.714 | 44.3081 | 4.8475 | 3.9088 | 4.1942 | 3.7749 | 3.4365 | 3.8378 | 3.2851 | 3.0306 | 3.1859 | 3.398 | 3.6615 | 4.4154 | 3.7283 | 3.6467 | 3.0506 | 2.7667 | 2.4122 | 2.8584 | 3.2474 | 2.9928 | 3.1835 | 3.8011 | 3.9673 | 4.3479
Portfolio Adjusted1-in-10AllOrange County2017February Monthly Peak | Portfolio Adjusted | 1-in-10 | All | Orange County | 2017 | February Monthly Peak | 2 | 113.7255 | 109.496 | 106.8912 | 107.9747 | 119.8797 | 150.4645 | 178.0305 | 190.8703 | 199.5561 | 200.4135 | 202.3419 | 203.3649 | 201.7045 | 198.29 | 191.22 | 178.2191 | 166.0168 | 160.2821 | 157.0065 | 152.3856 | 146.907 | 139.8274 | 129.8878 | 123.1316 | 1.9333 | 1.4791 | 1.2435 | 0.25277 | 0.069512 | 0.44463 | 1.0672 | 0.98253 | -0.059629 | -0.48769 | 0.051445 | 0.48456 | 1.1613 | 3.7759 | 9.2186 | 8.3724 | 8.042 | 7.324 | 1.8975 | 1.0059 | 0.23424 | 0.15511 | 0.3596 | -0.17314 | 47.9325 | 47.7272 | 47.4543 | 46.9501 | 46.432 | 46.035 | 45.4201 | 46.1773 | 47.0471 | 50.5461 | 53.576 | 56.9238 | 58.9462 | 59.8556 | 60.5794 | 60.8204 | 59.4163 | 58.3983 | 56.5906 | 54.6277 | 53.5461 | 52.23 | 51.1122 | 49.538 | 4.8725 | 3.915 | 4.2338 | 3.82 | 3.4693 | 3.8453 | 3.2706 | 3.007 | 3.1561 | 3.4 | 3.6803 | 4.4755 | 3.8039 | 3.7615 | 3.1689 | 2.878 | 2.4994 | 2.9151 | 3.3337 | 3.0614 | 3.2509 | 3.8497 | 3.9815 | 4.339
Portfolio Adjusted1-in-10AllOrange County2017March Monthly Peak | Portfolio Adjusted | 1-in-10 | All | Orange County | 2017 | March Monthly Peak | 3 | 119.4953 | 114.9505 | 111.1401 | 112.5853 | 123.5796 | 153.6217 | 181.6277 | 194.8835 | 204.6984 | 208.4651 | 213.4182 | 216.0487 | 216.8355 | 216.1054 | 209.78 | 196.6431 | 183.3826 | 172.0516 | 165.3602 | 164.4741 | 158.7014 | 150.0823 | 138.6744 | 130.2193 | 2.0314 | 1.5527 | 1.2929 | 0.26356 | 0.071657 | 0.45396 | 1.0888 | 1.0032 | -0.061165 | -0.50728 | 0.054261 | 0.51478 | 1.2484 | 4.1151 | 10.1134 | 9.238 | 8.8832 | 7.8618 | 1.9985 | 1.0857 | 0.25305 | 0.16649 | 0.38392 | -0.1831 | 61.5441 | 60.0272 | 58.8015 | 58.3996 | 56.9917 | 56.0931 | 55.5776 | 56.4275 | 59.9313 | 64.5404 | 69.5154 | 74.2173 | 77.5093 | 79.1745 | 79.8808 | 80.5821 | 80.5379 | 79.5865 | 76.9059 | 73.306 | 70.2527 | 67.1533 | 64.7364 | 62.8298 | 5.1197 | 4.11 | 4.4021 | 3.9831 | 3.5764 | 3.9259 | 3.3366 | 3.0702 | 3.2375 | 3.5366 | 3.8818 | 4.7547 | 4.0892 | 4.0994 | 3.4764 | 3.1755 | 2.7609 | 3.1292 | 3.5111 | 3.3043 | 3.5119 | 4.132 | 4.2508 | 4.5888
Portfolio Adjusted1-in-10AllOrange County2017April Monthly Peak | Portfolio Adjusted | 1-in-10 | All | Orange County | 2017 | April Monthly Peak | 4 | 121.4176 | 117.0751 | 113.3951 | 115.286 | 126.4751 | 156.7354 | 183.3755 | 199.0691 | 212.0167 | 219.789 | 227.5334 | 231.6301 | 232.7966 | 231.7903 | 224.7574 | 211.1439 | 196.9572 | 184.0389 | 173.3159 | 172.6548 | 167.1943 | 157.851 | 144.9588 | 135.5302 | 0.97704 | 0.78289 | 0.58836 | -0.12579 | -0.37838 | -0.23733 | 0.21732 | 0.35852 | 0.21133 | 0.13515 | -0.048714 | 0.22124 | 1.1152 | 4.0116 | 10.6213 | 9.7528 | 9.1594 | 8.1717 | 2.3935 | 0.66572 | -0.034255 | -0.08508 | -0.05741 | -0.32316 | 72.2809 | 70.2706 | 68.5193 | 66.688 | 65.7556 | 65.0297 | 64.3363 | 64.5128 | 67.6899 | 73.4009 | 79.8299 | 85.7586 | 89.6467 | 91.6464 | 92.4071 | 93.0077 | 92.9835 | 92.1457 | 90.5663 | 86.9826 | 81.9031 | 77.8259 | 75.0252 | 72.7426 | 4.9395 | 3.9747 | 4.2647 | 3.8727 | 3.4755 | 3.8033 | 3.1987 | 2.9778 | 3.1839 | 3.5405 | 3.9296 | 4.8402 | 4.1686 | 4.175 | 3.5366 | 3.2375 | 2.8156 | 3.1783 | 3.4942 | 3.2935 | 3.5131 | 4.1265 | 4.2192 | 4.5348
Portfolio Adjusted1-in-10AllOrange County2017May Monthly Peak | Portfolio Adjusted | 1-in-10 | All | Orange County | 2017 | May Monthly Peak | 5 | 123.5425 | 118.9147 | 115.0038 | 117.0367 | 129.025 | 160.2607 | 185.6587 | 204.3565 | 220.5317 | 229.8972 | 238.8225 | 242.8424 | 243.8081 | 242.8943 | 235.8373 | 221.1654 | 205.8846 | 191.7307 | 180.2559 | 176.8491 | 173.2575 | 163.8726 | 150.147 | 141.3722 | 0.43597 | 0.38587 | 0.22267 | -0.3304 | -0.61856 | -0.60412 | -0.23058 | 0.022908 | 0.364 | 0.49502 | -0.10758 | 0.056997 | 1.049 | 3.9911 | 11.0315 | 10.1277 | 9.3733 | 8.3882 | 2.6462 | 0.43689 | -0.19282 | -0.22464 | -0.29925 | -0.40689 | 73.2309 | 71.7115 | 69.9508 | 69.2751 | 68.5934 | 67.5201 | 66.9969 | 67.5174 | 71.7608 | 78.3013 | 84.0132 | 88.4996 | 91.2435 | 93.3652 | 94.8038 | 95.7002 | 95.7882 | 94.5166 | 92.2825 | 89.5213 | 86.0557 | 82.1631 | 79.1412 | 76.8477 | 4.9803 | 4.0005 | 4.2859 | 3.8959 | 3.5133 | 3.8536 | 3.2091 | 3.0292 | 3.2818 | 3.6697 | 4.0871 | 5.0285 | 4.3262 | 4.3353 | 3.6773 | 3.3604 | 2.9165 | 3.281 | 3.6012 | 3.3429 | 3.6074 | 4.245 | 4.3305 | 4.6874
Portfolio Adjusted1-in-10AllOrange County2017June Monthly Peak | Portfolio Adjusted | 1-in-10 | All | Orange County | 2017 | June Monthly Peak | 6 | 134.2054 | 129.4058 | 124.0848 | 126.1312 | 136.572 | 165.2475 | 191.2368 | 209.1921 | 223.3767 | 231.5914 | 238.5357 | 240.8643 | 238.8503 | 237.1102 | 230.7837 | 220.0701 | 206.5623 | 192.9202 | 184.3778 | 181.0891 | 178.3707 | 170.243 | 156.6842 | 148.5642 | 0.42509 | 0.38427 | 0.20796 | -0.37356 | -0.67444 | -0.65274 | -0.27465 | -0.0048197 | 0.38038 | 0.52717 | -0.11196 | 0.042648 | 1.0184 | 3.8794 | 10.7862 | 10.0706 | 9.388 | 8.4301 | 2.7195 | 0.4273 | -0.21147 | -0.2447 | -0.3323 | -0.43346 | 74.633 | 73.0678 | 71.6172 | 70.4478 | 69.1507 | 68.2274 | 67.9712 | 68.8453 | 72.0972 | 77.0257 | 82.429 | 87.0764 | 90.3985 | 92.9673 | 94.7441 | 95.4119 | 95.7228 | 95.1126 | 93.6689 | 91.4014 | 87.4229 | 83.0508 | 80.3122 | 78.2313 | 5.4091 | 4.3526 | 4.6234 | 4.1978 | 3.7181 | 3.9727 | 3.3049 | 3.1003 | 3.3235 | 3.6961 | 4.0814 | 4.9866 | 4.2374 | 4.2313 | 3.5978 | 3.3431 | 2.9255 | 3.3008 | 3.6828 | 3.4224 | 3.7132 | 4.4092 | 4.5182 | 4.9249
Portfolio Adjusted1-in-10AllOrange County2017July Monthly Peak | Portfolio Adjusted | 1-in-10 | All | Orange County | 2017 | July Monthly Peak | 7 | 137.3604 | 132.1362 | 128.064 | 129.8989 | 141.2524 | 171.9138 | 198.6727 | 214.6934 | 227.5377 | 235.5355 | 242.1207 | 244.2615 | 243.0577 | 241.0649 | 235.766 | 225.869 | 213.1281 | 200.2799 | 191.6846 | 187.0403 | 182.933 | 174.9527 | 161.6529 | 153.2945 | -0.069184 | 0.022805 | -0.1238 | -0.56753 | -0.90442 | -0.99413 | -0.67714 | -0.29957 | 0.50835 | 0.83056 | -0.16014 | -0.099736 | 0.93996 | 3.7726 | 10.9269 | 10.2629 | 9.5172 | 8.6456 | 2.9628 | 0.23079 | -0.35186 | -0.36972 | -0.55261 | -0.50876 | 76.3536 | 75.2551 | 74.1307 | 73.0921 | 72.245 | 71.6986 | 71.4968 | 71.8456 | 74.8896 | 79.7778 | 84.5527 | 88.9866 | 91.9643 | 93.7705 | 95.534 | 95.9876 | 96.4173 | 95.2676 | 93.4303 | 91.4762 | 88.2711 | 84.8342 | 82.4759 | 80.786 | 5.5509 | 4.4562 | 4.7844 | 4.3346 | 3.8558 | 4.144 | 3.4425 | 3.1902 | 3.3943 | 3.769 | 4.1538 | 5.0703 | 4.3235 | 4.3132 | 3.6852 | 3.4403 | 3.0265 | 3.4358 | 3.8389 | 3.5443 | 3.8183 | 4.5432 | 4.6738 | 5.0952
Portfolio Adjusted1-in-10AllOrange County2017August Monthly Peak | Portfolio Adjusted | 1-in-10 | All | Orange County | 2017 | August Monthly Peak | 8 | 140.6 | 134.6015 | 130.2217 | 132.5028 | 144.2522 | 176.1583 | 206.0352 | 224.0176 | 239.5764 | 249.4154 | 257.318 | 260.5712 | 260.1655 | 258.6956 | 252.4351 | 239.8124 | 224.8791 | 209.9209 | 199.1956 | 195.2288 | 190.1215 | 179.5108 | 165.4389 | 157.2436 | -0.89324 | -0.57662 | -0.67423 | -0.87603 | -1.2602 | -1.5331 | -1.3497 | -0.80242 | 0.73804 | 1.3763 | -0.24893 | -0.34944 | 0.84178 | 3.7552 | 11.5423 | 10.773 | 9.7574 | 8.8845 | 3.3033 | -0.10927 | -0.5892 | -0.57268 | -0.90761 | -0.62237 | 79.4782 | 78.2646 | 77.2528 | 76.3774 | 75.7738 | 75.1347 | 74.6943 | 74.8871 | 78.0047 | 82.2971 | 87.0359 | 91.8937 | 95.6212 | 98.5269 | 100.0726 | 100.3988 | 99.9077 | 98.3701 | 97.0234 | 94.3596 | 90.4066 | 86.8847 | 84.3697 | 82.6153 | 5.802 | 4.6353 | 4.9678 | 4.515 | 4.0209 | 4.3361 | 3.6456 | 3.3992 | 3.6495 | 4.0755 | 4.5078 | 5.5232 | 4.7256 | 4.7266 | 4.0292 | 3.73 | 3.2609 | 3.6773 | 4.0737 | 3.7777 | 4.0522 | 4.7601 | 4.8844 | 5.337
Portfolio Adjusted1-in-10AllOrange County2017September Monthly Peak | Portfolio Adjusted | 1-in-10 | All | Orange County | 2017 | September Monthly Peak | 9 | 139.4872 | 134.2681 | 130.326 | 132.3092 | 144.3086 | 176.1845 | 207.0404 | 226.6888 | 245.4993 | 256.3118 | 265.7475 | 270.1494 | 270.6209 | 269.0678 | 261.5903 | 246.8845 | 230.5758 | 214.3129 | 203.3492 | 202.1661 | 192.8587 | 182.0809 | 167.4155 | 158.2352 | -1.2309 | -0.828 | -0.90662 | -1.0001 | -1.403 | -1.7506 | -1.6311 | -1.0214 | 0.84409 | 1.63 | -0.29144 | -0.46874 | 0.80338 | 3.7769 | 11.8921 | 11.037 | 9.8814 | 8.9939 | 3.469 | -0.26635 | -0.69347 | -0.66372 | -1.0647 | -0.66903 | 81.8217 | 80.4938 | 79.3408 | 78.6727 | 77.5573 | 76.6587 | 76.225 | 76.2598 | 78.5129 | 83.0038 | 88.1845 | 93.511 | 97.5451 | 99.9146 | 101.0718 | 100.8577 | 100.3359 | 99.4767 | 97.7076 | 94.7135 | 91.0503 | 87.7304 | 85.113 | 83.2435 | 5.8403 | 4.6915 | 5.0445 | 4.5744 | 4.0813 | 4.4001 | 3.717 | 3.49 | 3.7944 | 4.2494 | 4.7236 | 5.81 | 4.9874 | 4.988 | 4.2364 | 3.8961 | 3.3924 | 3.8092 | 4.2194 | 3.9691 | 4.1707 | 4.8989 | 5.0151 | 5.4492
Portfolio Adjusted1-in-10AllOrange County2017October Monthly Peak | Portfolio Adjusted | 1-in-10 | All | Orange County | 2017 | October Monthly Peak | 10 | 131.585 | 126.6743 | 121.3377 | 122.1478 | 133.8362 | 164.6147 | 193.8792 | 209.8284 | 225.7441 | 235.422 | 245.7005 | 250.5457 | 251.8664 | 251.7218 | 244.4594 | 229.529 | 213.3054 | 199.1777 | 193.0617 | 188.5271 | 178.1382 | 167.96 | 155.2763 | 145.8759 | 0.29475 | 0.28665 | 0.12235 | -0.40519 | -0.71044 | -0.72645 | -0.37504 | -0.077578 | 0.41471 | 0.61023 | -0.12724 | 0.0073109 | 1.0487 | 4.0732 | 11.4012 | 10.4847 | 9.6517 | 8.6769 | 2.8821 | 0.39123 | -0.2444 | -0.2701 | -0.38022 | -0.4404 | 76.2921 | 75.8283 | 75.4123 | 73.8107 | 72.8709 | 72.1962 | 71.4158 | 71.0474 | 72.1044 | 75.4945 | 79.864 | 84.6295 | 88.4635 | 91.5831 | 93.1676 | 93.6887 | 93.1006 | 91.4872 | 89.175 | 85.9933 | 82.3509 | 79.7952 | 78.1129 | 76.5255 | 5.3029 | 4.2602 | 4.5206 | 4.0647 | 3.6432 | 3.9571 | 3.3502 | 3.1093 | 3.3583 | 3.7568 | 4.2035 | 5.1864 | 4.4678 | 4.4915 | 3.8106 | 3.4864 | 3.0207 | 3.4074 | 3.8558 | 3.5626 | 3.7079 | 4.3496 | 4.4771 | 4.8352
Portfolio Adjusted1-in-10AllOrange County2017November Monthly Peak | Portfolio Adjusted | 1-in-10 | All | Orange County | 2017 | November Monthly Peak | 11 | 122.2655 | 117.8523 | 114.3134 | 115.6068 | 126.9419 | 156.1418 | 181.6726 | 195.7397 | 207.2737 | 213.2684 | 219.2392 | 221.0671 | 220.87 | 219.5384 | 212.457 | 198.5696 | 185.8715 | 179.885 | 171.2205 | 165.9326 | 158.9611 | 151.0229 | 140.258 | 132.9324 | 2.0785 | 1.5919 | 1.3299 | 0.27063 | 0.073607 | 0.46141 | 1.089 | 1.0076 | -0.061935 | -0.51897 | 0.055741 | 0.52674 | 1.2717 | 4.1805 | 10.2425 | 9.3285 | 9.0037 | 8.2198 | 2.0693 | 1.0953 | 0.25346 | 0.16753 | 0.38831 | -0.18692 | 63.6154 | 62.6147 | 62.0614 | 60.9878 | 59.7433 | 58.7549 | 59.0192 | 59.3957 | 61.4848 | 65.5252 | 70.8358 | 75.3392 | 78.217 | 79.8868 | 80.8796 | 80.8917 | 79.8274 | 77.4428 | 74.6419 | 72.2011 | 70.1031 | 68.2907 | 66.7365 | 66.0474 | 5.2384 | 4.2137 | 4.5277 | 4.09 | 3.6737 | 3.9904 | 3.3375 | 3.0837 | 3.2782 | 3.6181 | 3.9876 | 4.8651 | 4.1653 | 4.1645 | 3.5208 | 3.2066 | 2.7983 | 3.2717 | 3.6355 | 3.3336 | 3.5176 | 4.1579 | 4.2994 | 4.6844
Portfolio Adjusted1-in-10AllOrange County2017December Monthly Peak | Portfolio Adjusted | 1-in-10 | All | Orange County | 2017 | December Monthly Peak | 12 | 115.6421 | 111.3339 | 108.4594 | 108.6779 | 120.0255 | 149.6277 | 177.063 | 189.2302 | 197.6535 | 198.1501 | 199.6426 | 198.0139 | 194.7015 | 190.5493 | 182.9949 | 171.73 | 162.9997 | 160.0291 | 154.5296 | 150.569 | 144.858 | 139.0295 | 129.7931 | 123.6252 | 1.9659 | 1.5039 | 1.2618 | 0.25441 | 0.069596 | 0.44216 | 1.0614 | 0.97409 | -0.05906 | -0.48218 | 0.050758 | 0.47181 | 1.121 | 3.6285 | 8.8221 | 8.0676 | 7.8958 | 7.3125 | 1.8676 | 0.9939 | 0.23097 | 0.15423 | 0.35933 | -0.17383 | 44.0117 | 43.3735 | 42.7042 | 42.7551 | 42.2887 | 41.5081 | 41.4683 | 41.4086 | 42.2396 | 44.198 | 46.5096 | 48.5473 | 49.5475 | 50.0927 | 50.6564 | 51.0605 | 50.5116 | 49.2244 | 47.3916 | 46.3839 | 45.5949 | 44.7184 | 44.0998 | 43.5316 | 4.9546 | 3.9807 | 4.2959 | 3.8448 | 3.4736 | 3.8239 | 3.2528 | 2.9811 | 3.126 | 3.3616 | 3.6312 | 4.3578 | 3.6718 | 3.6146 | 3.0326 | 2.7732 | 2.454 | 2.9105 | 3.2811 | 3.0249 | 3.2056 | 3.8277 | 3.9786 | 4.3564
Portfolio Adjusted1-in-10AllOrange County2017Typical Event Day | Portfolio Adjusted | 1-in-10 | All | Orange County | 2017 | Typical Event Day | 8 | 139.9459 | 133.9372 | 129.5496 | 131.8318 | 143.4941 | 175.2102 | 204.9093 | 222.2541 | 237.0453 | 246.0259 | 253.1305 | 255.9089 | 255.239 | 253.8518 | 247.6778 | 235.3051 | 220.7033 | 206.1813 | 196.1476 | 192.405 | 187.6831 | 177.3654 | 163.5684 | 155.6265 | -0.43781 | -0.24472 | -0.37002 | -0.70863 | -1.069 | -1.2428 | -0.98732 | -0.52819 | 0.61963 | 1.0874 | -0.20218 | -0.2116 | 0.91472 | 3.8435 | 11.4098 | 10.6373 | 9.7302 | 8.8222 | 3.131 | 0.082559 | -0.46 | -0.46053 | -0.71091 | -0.56114 | 78.0716 | 76.7703 | 75.5854 | 74.6475 | 73.6817 | 72.9298 | 72.5968 | 72.9595 | 75.8761 | 80.5261 | 85.5505 | 90.3669 | 93.8823 | 96.2948 | 97.8556 | 98.164 | 98.0959 | 97.0568 | 95.4576 | 92.9877 | 89.2877 | 85.625 | 83.0677 | 81.219 | 5.6948 | 4.5483 | 4.8735 | 4.4297 | 3.9442 | 4.2528 | 3.5753 | 3.3255 | 3.5608 | 3.9642 | 4.3729 | 5.349 | 4.5717 | 4.5736 | 3.8983 | 3.609 | 3.1559 | 3.5616 | 3.9556 | 3.6713 | 3.9447 | 4.6379 | 4.7621 | 5.2087
Portfolio Adjusted1-in-10AllOrange County2018January Monthly Peak | Portfolio Adjusted | 1-in-10 | All | Orange County | 2018 | January Monthly Peak | 1 | 113.1422 | 109.324 | 105.8928 | 106.7014 | 118.7445 | 150.1724 | 178.8215 | 192.3717 | 201.4357 | 200.2912 | 201.3094 | 200.6351 | 197.6981 | 192.2391 | 184.0815 | 171.328 | 160.2246 | 157.163 | 152.9446 | 148.9717 | 143.8618 | 138.0653 | 129.4233 | 123.3828 | 1.9234 | 1.4767 | 1.2319 | 0.24979 | 0.068854 | 0.44377 | 1.072 | 0.99026 | -0.06019 | -0.48739 | 0.051182 | 0.47805 | 1.1382 | 3.6607 | 8.8745 | 8.0487 | 7.7614 | 7.1815 | 1.8484 | 0.98336 | 0.22938 | 0.15316 | 0.35831 | -0.17349 | 42.0665 | 42.0014 | 41.2784 | 40.6432 | 40.1352 | 39.7478 | 39.4765 | 39.1888 | 39.7663 | 42.0755 | 44.2316 | 46.2985 | 47.6978 | 48.7573 | 49.7873 | 50.0794 | 49.5186 | 48.2343 | 46.4361 | 45.7299 | 45.077 | 44.995 | 44.714 | 44.3081 | 4.8475 | 3.9088 | 4.1942 | 3.7749 | 3.4365 | 3.8378 | 3.2851 | 3.0306 | 3.1859 | 3.398 | 3.6615 | 4.4154 | 3.7283 | 3.6467 | 3.0506 | 2.7667 | 2.4122 | 2.8584 | 3.2474 | 2.9928 | 3.1835 | 3.8011 | 3.9673 | 4.3479
Portfolio Adjusted1-in-10AllOrange County2018February Monthly Peak | Portfolio Adjusted | 1-in-10 | All | Orange County | 2018 | February Monthly Peak | 2 | 113.7255 | 109.496 | 106.8912 | 107.9747 | 119.8797 | 150.4645 | 178.0305 | 190.8703 | 199.5562 | 200.4135 | 202.3419 | 203.3649 | 201.7045 | 198.29 | 191.22 | 178.2191 | 166.0168 | 160.2821 | 157.0065 | 152.3856 | 146.907 | 139.8274 | 129.8878 | 123.1316 | 1.9333 | 1.4791 | 1.2435 | 0.25277 | 0.069512 | 0.44463 | 1.0672 | 0.98253 | -0.059629 | -0.48769 | 0.051445 | 0.48456 | 1.1613 | 3.7759 | 9.2186 | 8.3724 | 8.042 | 7.324 | 1.8975 | 1.0059 | 0.23424 | 0.15511 | 0.3596 | -0.17314 | 47.9325 | 47.7272 | 47.4543 | 46.9501 | 46.432 | 46.035 | 45.4201 | 46.1773 | 47.0471 | 50.5461 | 53.576 | 56.9238 | 58.9462 | 59.8556 | 60.5794 | 60.8204 | 59.4163 | 58.3983 | 56.5906 | 54.6277 | 53.5461 | 52.23 | 51.1122 | 49.538 | 4.8725 | 3.915 | 4.2338 | 3.82 | 3.4693 | 3.8453 | 3.2706 | 3.007 | 3.1561 | 3.4 | 3.6803 | 4.4755 | 3.8039 | 3.7615 | 3.1689 | 2.878 | 2.4994 | 2.9151 | 3.3337 | 3.0614 | 3.2509 | 3.8497 | 3.9815 | 4.339
Portfolio Adjusted1-in-10AllOrange County2018March Monthly Peak | Portfolio Adjusted | 1-in-10 | All | Orange County | 2018 | March Monthly Peak | 3 | 119.4953 | 114.9505 | 111.1401 | 112.5853 | 123.5796 | 153.6217 | 181.6277 | 194.8835 | 204.6984 | 208.4651 | 213.4182 | 216.0487 | 216.8355 | 216.1054 | 209.78 | 196.6431 | 183.3826 | 172.0516 | 165.3602 | 164.4741 | 158.7014 | 150.0823 | 138.6744 | 130.2193 | 2.0314 | 1.5527 | 1.2929 | 0.26356 | 0.071657 | 0.45396 | 1.0888 | 1.0032 | -0.061165 | -0.50728 | 0.054261 | 0.51478 | 1.2484 | 4.1151 | 10.1134 | 9.238 | 8.8832 | 7.8618 | 1.9985 | 1.0857 | 0.25305 | 0.16649 | 0.38392 | -0.1831 | 61.5441 | 60.0272 | 58.8015 | 58.3996 | 56.9917 | 56.0931 | 55.5776 | 56.4275 | 59.9313 | 64.5404 | 69.5154 | 74.2173 | 77.5094 | 79.1745 | 79.8808 | 80.5821 | 80.5379 | 79.5865 | 76.9059 | 73.306 | 70.2528 | 67.1533 | 64.7365 | 62.8298 | 5.1197 | 4.11 | 4.4021 | 3.9831 | 3.5764 | 3.9259 | 3.3366 | 3.0702 | 3.2375 | 3.5366 | 3.8818 | 4.7547 | 4.0892 | 4.0994 | 3.4764 | 3.1755 | 2.7609 | 3.1292 | 3.5111 | 3.3043 | 3.5119 | 4.132 | 4.2508 | 4.5888
Portfolio Adjusted1-in-10AllOrange County2018April Monthly Peak | Portfolio Adjusted | 1-in-10 | All | Orange County | 2018 | April Monthly Peak | 4 | 4.6206 | 4.4214 | 4.2772 | 4.304 | 4.5311 | 5.1988 | 5.9156 | 6.423 | 7.2197 | 8.001 | 8.6819 | 9.136 | 9.3917 | 9.5394 | 9.5259 | 9.2623 | 8.766 | 7.9234 | 7.1386 | 7.0833 | 6.8175 | 6.2685 | 5.6272 | 5.134 | 0.014675 | 0.011759 | 0.0088369 | -0.0018892 | -0.005683 | -0.0035645 | 0.0032641 | 0.0053848 | 0.0031741 | 0.0020298 | -0.00073166 | 0.0033229 | 0.01675 | 0.060252 | 0.20471 | 0.19733 | 0.18935 | 0.1617 | 0.035949 | 0.0099988 | -0.00051449 | -0.0012779 | -0.00086226 | -0.0048537 | 71.2278 | 69.4481 | 67.8598 | 66.2194 | 65.2421 | 64.5804 | 64.019 | 64.1262 | 67.1619 | 72.6896 | 78.6133 | 84.0368 | 87.6459 | 89.5987 | 90.2355 | 90.7043 | 90.6888 | 89.8615 | 88.2223 | 84.587 | 79.6373 | 75.7126 | 73.1432 | 71.1467 | 0.074587 | 0.060333 | 0.0643 | 0.058477 | 0.052601 | 0.058082 | 0.048773 | 0.045266 | 0.048461 | 0.053918 | 0.05984 | 0.073468 | 0.063555 | 0.063684 | 0.054236 | 0.049718 | 0.043346 | 0.048471 | 0.052986 | 0.050056 | 0.053362 | 0.062376 | 0.063782 | 0.068531
Portfolio Adjusted1-in-10AllOrange County2018May Monthly Peak | Portfolio Adjusted | 1-in-10 | All | Orange County | 2018 | May Monthly Peak | 5 | 4.7311 | 4.5235 | 4.3686 | 4.3841 | 4.6245 | 5.2846 | 5.8881 | 6.6116 | 7.5321 | 8.3838 | 9.1216 | 9.5723 | 9.8006 | 9.9429 | 9.9039 | 9.5987 | 9.1022 | 8.1928 | 7.3449 | 7.1068 | 7.0231 | 6.4736 | 5.8118 | 5.3373 | 0.0065481 | 0.0057955 | 0.0033444 | -0.0049625 | -0.0092905 | -0.0090736 | -0.0034632 | 0.00034406 | 0.0054671 | 0.0074349 | -0.0016158 | 0.00085606 | 0.015756 | 0.059944 | 0.21226 | 0.20444 | 0.19433 | 0.16611 | 0.039744 | 0.0065619 | -0.0028961 | -0.003374 | -0.0044946 | -0.0061113 | 71.9269 | 70.5879 | 68.9799 | 68.2617 | 67.6208 | 66.7436 | 66.3366 | 66.737 | 70.7367 | 76.9658 | 82.3629 | 86.5733 | 89.1483 | 91.0419 | 92.4545 | 93.3059 | 93.3809 | 92.1531 | 90.0318 | 87.2987 | 83.8651 | 80.1023 | 77.2711 | 75.1849 | 0.075215 | 0.060743 | 0.06463 | 0.058831 | 0.053178 | 0.058827 | 0.048862 | 0.046062 | 0.049969 | 0.055906 | 0.06226 | 0.076342 | 0.065967 | 0.066133 | 0.056384 | 0.051592 | 0.044899 | 0.050035 | 0.054599 | 0.050773 | 0.054792 | 0.064167 | 0.065465 | 0.070833
Portfolio Adjusted1-in-10AllOrange County2018June Monthly Peak | Portfolio Adjusted | 1-in-10 | All | Orange County | 2018 | June Monthly Peak | 6 | 4.9616 | 4.739 | 4.5648 | 4.572 | 4.7964 | 5.3712 | 6.0125 | 6.8627 | 7.8134 | 8.709 | 9.474 | 9.9299 | 10.1011 | 10.2416 | 10.2235 | 9.9533 | 9.455 | 8.5616 | 7.7251 | 7.2912 | 7.2019 | 6.7002 | 6.0203 | 5.5233 | 0.0063846 | 0.0057715 | 0.0031235 | -0.0056107 | -0.01013 | -0.0098038 | -0.0041251 | -7.2389e-05 | 0.0057132 | 0.0079179 | -0.0016816 | 0.00064055 | 0.015296 | 0.058267 | 0.21097 | 0.20641 | 0.19742 | 0.16937 | 0.040846 | 0.0064178 | -0.0031762 | -0.0036753 | -0.004991 | -0.0065103 | 72.9238 | 71.638 | 70.3284 | 69.2776 | 68.0568 | 67.2113 | 67.0653 | 68.1533 | 71.3234 | 76.0651 | 81.152 | 85.4423 | 88.3811 | 90.5599 | 92.0841 | 92.6699 | 93.011 | 92.4018 | 91.0614 | 88.8452 | 84.925 | 80.9189 | 78.3966 | 76.4801 | 0.081638 | 0.065999 | 0.069691 | 0.063354 | 0.056247 | 0.060579 | 0.050283 | 0.047175 | 0.050665 | 0.056395 | 0.062299 | 0.07584 | 0.064791 | 0.064736 | 0.055373 | 0.051484 | 0.045169 | 0.050438 | 0.055889 | 0.051983 | 0.056387 | 0.066643 | 0.068291 | 0.074398
Portfolio Adjusted1-in-10AllOrange County2018July Monthly Peak | Portfolio Adjusted | 1-in-10 | All | Orange County | 2018 | July Monthly Peak | 7 | 5.0955 | 4.875 | 4.7109 | 4.7256 | 4.9638 | 5.6419 | 6.3358 | 7.2115 | 8.2092 | 9.1439 | 9.938 | 10.3974 | 10.5887 | 10.7195 | 10.7236 | 10.4616 | 9.9505 | 9.0037 | 8.0805 | 7.597 | 7.4802 | 6.9355 | 6.2264 | 5.7096 | -0.0010391 | 0.00034253 | -0.0018595 | -0.008524 | -0.013584 | -0.014931 | -0.01017 | -0.0044994 | 0.0076352 | 0.012475 | -0.0024052 | -0.001498 | 0.014118 | 0.056662 | 0.21587 | 0.21257 | 0.20276 | 0.17509 | 0.0445 | 0.0034664 | -0.0052847 | -0.005553 | -0.0082998 | -0.0076413 | 75.1562 | 74.1928 | 73.2314 | 72.3942 | 71.6519 | 71.1801 | 70.9755 | 71.3238 | 74.2356 | 78.8803 | 83.4114 | 87.3131 | 89.7993 | 91.3688 | 92.9764 | 93.4355 | 94.049 | 92.9626 | 91.0434 | 88.9812 | 85.8568 | 82.7484 | 80.6217 | 79.0865 | 0.083771 | 0.067564 | 0.072114 | 0.065416 | 0.058318 | 0.063198 | 0.052397 | 0.048595 | 0.051827 | 0.057603 | 0.063516 | 0.077215 | 0.066218 | 0.066099 | 0.056829 | 0.053078 | 0.046806 | 0.052535 | 0.058267 | 0.053846 | 0.058002 | 0.068673 | 0.070637 | 0.076963
Portfolio Adjusted1-in-10AllOrange County2018August Monthly Peak | Portfolio Adjusted | 1-in-10 | All | Orange County | 2018 | August Monthly Peak | 8 | 5.2583 | 5.0118 | 4.8344 | 4.8582 | 5.113 | 5.8485 | 6.6516 | 7.4903 | 8.6487 | 9.7125 | 10.5703 | 11.0661 | 11.2652 | 11.3827 | 11.3729 | 11.0512 | 10.4943 | 9.4615 | 8.4297 | 8.0286 | 7.795 | 7.1403 | 6.399 | 5.8706 | -0.013416 | -0.0086605 | -0.010127 | -0.013158 | -0.018928 | -0.023026 | -0.020271 | -0.012052 | 0.011085 | 0.020671 | -0.0037388 | -0.0052483 | 0.012643 | 0.056401 | 0.2276 | 0.22325 | 0.2095 | 0.18103 | 0.049614 | -0.0016411 | -0.0088494 | -0.0086013 | -0.013632 | -0.0093478 | 77.767 | 76.8069 | 75.9554 | 75.2873 | 74.7517 | 74.1363 | 73.7733 | 74.0063 | 76.8774 | 81.0401 | 85.3908 | 89.817 | 93.2148 | 95.8105 | 97.122 | 97.3827 | 97.0952 | 95.705 | 94.4191 | 91.7247 | 87.7564 | 84.4423 | 82.1446 | 80.5377 | 0.087554 | 0.070277 | 0.074877 | 0.068134 | 0.06081 | 0.066144 | 0.055526 | 0.051738 | 0.055688 | 0.062258 | 0.06889 | 0.084067 | 0.072305 | 0.07234 | 0.062033 | 0.057469 | 0.050379 | 0.056203 | 0.061817 | 0.057401 | 0.061541 | 0.071939 | 0.073807 | 0.080598
Portfolio Adjusted1-in-10AllOrange County2018September Monthly Peak | Portfolio Adjusted | 1-in-10 | All | Orange County | 2018 | September Monthly Peak | 9 | 5.2085 | 4.9815 | 4.8225 | 4.8419 | 5.1107 | 5.8679 | 6.8158 | 7.581 | 8.8296 | 9.9642 | 10.863 | 11.3713 | 11.5882 | 11.6979 | 11.5867 | 11.1768 | 10.574 | 9.4942 | 8.5249 | 8.3745 | 7.8231 | 7.1611 | 6.4189 | 5.8646 | -0.018487 | -0.012436 | -0.013617 | -0.015021 | -0.021073 | -0.026294 | -0.024498 | -0.015341 | 0.012678 | 0.024482 | -0.0043773 | -0.0070402 | 0.012066 | 0.056726 | 0.23335 | 0.22728 | 0.21122 | 0.18241 | 0.052103 | -0.0040004 | -0.010416 | -0.0099688 | -0.015991 | -0.010049 | 80.0204 | 78.7816 | 77.7003 | 77.1249 | 76.1697 | 75.4258 | 75.0658 | 75.1289 | 77.3816 | 81.7511 | 86.5503 | 91.5845 | 95.4332 | 97.7919 | 98.8229 | 98.729 | 98.238 | 97.2703 | 95.5064 | 92.5917 | 88.9767 | 85.6553 | 83.1911 | 81.396 | 0.088121 | 0.071102 | 0.076022 | 0.069018 | 0.061709 | 0.067099 | 0.056685 | 0.053103 | 0.057863 | 0.064879 | 0.072137 | 0.088372 | 0.076231 | 0.076257 | 0.065103 | 0.059916 | 0.052305 | 0.058142 | 0.063993 | 0.060318 | 0.063298 | 0.074007 | 0.075756 | 0.08227
Portfolio Adjusted1-in-10AllOrange County2018October Monthly Peak | Portfolio Adjusted | 1-in-10 | All | Orange County | 2018 | October Monthly Peak | 10 | 4.8712 | 4.6668 | 4.4923 | 4.4948 | 4.7407 | 5.4409 | 6.4088 | 6.9057 | 7.8249 | 8.72 | 9.5109 | 9.9892 | 10.2248 | 10.397 | 10.3428 | 9.9836 | 9.4152 | 8.4789 | 8.0171 | 7.6857 | 7.1471 | 6.5757 | 5.913 | 5.4099 | 0.004427 | 0.0043054 | 0.0018376 | -0.0060857 | -0.010671 | -0.010911 | -0.0056329 | -0.0011652 | 0.0062288 | 0.0091654 | -0.0019111 | 0.00010981 | 0.01575 | 0.061178 | 0.21974 | 0.21176 | 0.20016 | 0.17174 | 0.043287 | 0.0058761 | -0.0036708 | -0.0040568 | -0.0057107 | -0.0066146 | 74.8507 | 74.3798 | 73.8951 | 72.5541 | 71.7331 | 71.1516 | 70.5965 | 70.2997 | 71.3925 | 74.7424 | 78.934 | 83.4158 | 86.9929 | 89.6979 | 91.0597 | 91.5076 | 90.8136 | 89.0705 | 86.6163 | 83.3754 | 80.077 | 77.8618 | 76.3287 | 74.9424 | 0.080033 | 0.06461 | 0.068145 | 0.061362 | 0.055122 | 0.060409 | 0.051211 | 0.047323 | 0.051172 | 0.057277 | 0.064079 | 0.078778 | 0.068166 | 0.068552 | 0.058461 | 0.053542 | 0.046507 | 0.051962 | 0.058507 | 0.054156 | 0.056298 | 0.065733 | 0.067653 | 0.073037
Portfolio Adjusted1-in-10AllOrange County2018November Monthly Peak | Portfolio Adjusted | 1-in-10 | All | Orange County | 2018 | November Monthly Peak | 11 | 4.4835 | 4.3014 | 4.1907 | 4.2109 | 4.4523 | 5.1314 | 5.7727 | 6.2358 | 6.9254 | 7.4666 | 7.9746 | 8.2474 | 8.4047 | 8.4977 | 8.4077 | 8.0937 | 7.7491 | 7.5847 | 6.9757 | 6.5649 | 6.1966 | 5.7574 | 5.2613 | 4.8722 | 0.031218 | 0.02391 | 0.019974 | 0.0040648 | 0.0011055 | 0.0069301 | 0.016357 | 0.015134 | -0.00093023 | -0.0077946 | 0.0008372 | 0.0079113 | 0.0191 | 0.062789 | 0.19299 | 0.18319 | 0.17968 | 0.1603 | 0.031079 | 0.016451 | 0.0038068 | 0.0025163 | 0.0058322 | -0.0028074 | 62.7674 | 61.7613 | 61.1164 | 59.999 | 58.8791 | 58.0599 | 58.1562 | 58.5835 | 60.8 | 64.8982 | 69.9077 | 74.0971 | 76.7211 | 78.3378 | 79.2627 | 79.2191 | 78.0757 | 75.6831 | 73.0576 | 70.65 | 68.6646 | 66.9726 | 65.4147 | 64.677 | 0.079011 | 0.063829 | 0.06822 | 0.061701 | 0.055531 | 0.060801 | 0.050764 | 0.046797 | 0.049792 | 0.05494 | 0.060528 | 0.073647 | 0.063259 | 0.063265 | 0.053682 | 0.048929 | 0.042796 | 0.049789 | 0.055074 | 0.05056 | 0.053303 | 0.062766 | 0.064911 | 0.070702
Portfolio Adjusted1-in-10AllOrange County2018December Monthly Peak | Portfolio Adjusted | 1-in-10 | All | Orange County | 2018 | December Monthly Peak | 12 | 4.4161 | 4.271 | 4.191 | 4.2157 | 4.4862 | 5.1989 | 6.0598 | 6.5283 | 7.3186 | 7.6728 | 7.7275 | 7.5231 | 7.2326 | 6.9718 | 6.6798 | 6.224 | 6.0972 | 6.3323 | 6.1884 | 5.9268 | 5.6792 | 5.4336 | 5.0765 | 4.7528 | 0.029527 | 0.022588 | 0.018951 | 0.0038212 | 0.0010453 | 0.006641 | 0.015942 | 0.01463 | -0.00088705 | -0.0072421 | 0.00076237 | 0.0070863 | 0.016837 | 0.054498 | 0.16138 | 0.15157 | 0.15085 | 0.13938 | 0.02805 | 0.014928 | 0.0034691 | 0.0023164 | 0.005397 | -0.0026108 | 43.1663 | 42.5162 | 41.8205 | 41.6792 | 41.1674 | 40.3719 | 40.4361 | 40.4822 | 41.3781 | 43.2664 | 45.514 | 47.4511 | 48.465 | 48.8672 | 49.2801 | 49.4956 | 48.9497 | 47.6698 | 45.9744 | 45.0532 | 44.2831 | 43.4729 | 42.8781 | 42.3819 | 0.074801 | 0.060432 | 0.064769 | 0.058072 | 0.052599 | 0.058538 | 0.049779 | 0.045411 | 0.047714 | 0.051289 | 0.055293 | 0.066034 | 0.055741 | 0.054818 | 0.046082 | 0.042111 | 0.037352 | 0.044226 | 0.049724 | 0.045924 | 0.048621 | 0.057828 | 0.060141 | 0.06583
Portfolio Adjusted1-in-10AllOrange County2018Typical Event Day | Portfolio Adjusted | 1-in-10 | All | Orange County | 2018 | Typical Event Day | 8 | 5.2057 | 4.9617 | 4.7874 | 4.8118 | 5.0648 | 5.7928 | 6.5827 | 7.382 | 8.4771 | 9.4777 | 10.2921 | 10.7678 | 10.9623 | 11.0935 | 11.1011 | 10.8055 | 10.2684 | 9.2635 | 8.2653 | 7.88 | 7.6681 | 7.028 | 6.3027 | 5.7874 | -0.0065757 | -0.0036756 | -0.0055575 | -0.010643 | -0.016056 | -0.018666 | -0.014829 | -0.0079332 | 0.0093065 | 0.016333 | -0.0030366 | -0.0031781 | 0.013739 | 0.057728 | 0.22434 | 0.21982 | 0.20771 | 0.17903 | 0.047026 | 0.00124 | -0.006909 | -0.0069169 | -0.010677 | -0.008428 | 76.4669 | 75.3548 | 74.3039 | 73.521 | 72.6575 | 71.9884 | 71.72 | 72.1531 | 74.9545 | 79.4342 | 84.1261 | 88.5392 | 91.7071 | 93.8828 | 95.2513 | 95.5543 | 95.5983 | 94.5849 | 93.0076 | 90.5357 | 86.8787 | 83.4412 | 81.0885 | 79.3751 | 0.08594 | 0.068967 | 0.073459 | 0.066852 | 0.059657 | 0.064889 | 0.054465 | 0.05062 | 0.054331 | 0.06055 | 0.066819 | 0.08141 | 0.069949 | 0.070004 | 0.060033 | 0.055626 | 0.048777 | 0.054449 | 0.060033 | 0.055793 | 0.059919 | 0.070098 | 0.071966 | 0.078668
Portfolio Adjusted1-in-10AllOrange County2019January Monthly Peak | Portfolio Adjusted | 1-in-10 | All | Orange County | 2019 | January Monthly Peak | 1 | 4.3262 | 4.2027 | 4.1269 | 4.1763 | 4.4493 | 5.1765 | 6.0789 | 6.5368 | 7.3694 | 7.7138 | 7.6872 | 7.4509 | 7.1202 | 6.7703 | 6.4114 | 5.8361 | 5.5909 | 5.9365 | 6.0035 | 5.7564 | 5.5298 | 5.3045 | 4.9654 | 4.6861 | 0.028974 | 0.022245 | 0.018557 | 0.0037628 | 0.0010372 | 0.0066848 | 0.016148 | 0.014917 | -0.0009067 | -0.007342 | 0.000771 | 0.0072013 | 0.017146 | 0.055144 | 0.16002 | 0.14811 | 0.14476 | 0.13499 | 0.027844 | 0.014813 | 0.0034554 | 0.0023072 | 0.0053975 | -0.0026134 | 40.935 | 40.8638 | 40.126 | 39.4612 | 38.9623 | 38.5782 | 38.2022 | 37.9436 | 38.5663 | 40.9847 | 43.1364 | 45.1187 | 46.593 | 47.5979 | 48.616 | 48.912 | 48.3952 | 47.1567 | 45.4518 | 44.6825 | 43.9727 | 43.8051 | 43.508 | 43.0634 | 0.073417 | 0.059547 | 0.06343 | 0.057203 | 0.052207 | 0.058934 | 0.050434 | 0.04627 | 0.048736 | 0.051983 | 0.055896 | 0.067073 | 0.056714 | 0.055407 | 0.046413 | 0.042051 | 0.03673 | 0.043504 | 0.04935 | 0.045564 | 0.048418 | 0.057588 | 0.060144 | 0.065897
Portfolio Adjusted1-in-10AllOrange County2019February Monthly Peak | Portfolio Adjusted | 1-in-10 | All | Orange County | 2019 | February Monthly Peak | 2 | 4.299 | 4.1449 | 4.0681 | 4.1153 | 4.3949 | 5.082 | 5.8489 | 6.2049 | 6.8611 | 7.2269 | 7.3862 | 7.4017 | 7.3237 | 7.216 | 7.0567 | 6.6708 | 6.3515 | 6.2939 | 6.3595 | 6.0365 | 5.7662 | 5.4226 | 4.988 | 4.658 | 0.029123 | 0.02228 | 0.018732 | 0.0038077 | 0.0010471 | 0.0066979 | 0.016076 | 0.014801 | -0.00089824 | -0.0073464 | 0.00077496 | 0.0072993 | 0.017494 | 0.056879 | 0.16989 | 0.15953 | 0.15541 | 0.13957 | 0.028584 | 0.015153 | 0.0035286 | 0.0023366 | 0.0054169 | -0.0026081 | 47.3162 | 46.958 | 46.5883 | 46.0036 | 45.507 | 45.179 | 44.5596 | 45.0817 | 46.0924 | 49.4483 | 52.4094 | 55.5546 | 57.4634 | 58.4298 | 59.0806 | 59.3172 | 58.0697 | 57.0701 | 55.2817 | 53.4117 | 52.235 | 50.9367 | 49.8819 | 48.4629 | 0.073767 | 0.059589 | 0.064008 | 0.057854 | 0.05267 | 0.058939 | 0.050061 | 0.045808 | 0.048134 | 0.051842 | 0.056045 | 0.067917 | 0.057852 | 0.057191 | 0.048308 | 0.043877 | 0.038179 | 0.044384 | 0.050667 | 0.046603 | 0.049442 | 0.058317 | 0.060341 | 0.065743
Portfolio Adjusted1-in-10AllOrange County2019March Monthly Peak | Portfolio Adjusted | 1-in-10 | All | Orange County | 2019 | March Monthly Peak | 3 | 4.4823 | 4.2951 | 4.1657 | 4.1913 | 4.4256 | 5.0962 | 5.9195 | 6.2384 | 6.783 | 7.2983 | 7.7682 | 8.0716 | 8.2279 | 8.3602 | 8.3809 | 8.1547 | 7.7513 | 7.1304 | 6.7181 | 6.6974 | 6.3641 | 5.8964 | 5.3373 | 4.9092 | 0.030601 | 0.02339 | 0.019477 | 0.0039703 | 0.0010794 | 0.0068384 | 0.016401 | 0.015112 | -0.00092139 | -0.0076416 | 0.00081738 | 0.0077546 | 0.018806 | 0.06199 | 0.19126 | 0.18276 | 0.17844 | 0.15272 | 0.030104 | 0.016355 | 0.0038118 | 0.002508 | 0.0057834 | -0.0027582 | 60.2928 | 58.8809 | 57.9017 | 57.5711 | 56.4058 | 55.4352 | 54.9106 | 55.6901 | 59.0627 | 63.5418 | 68.3349 | 72.7621 | 75.8997 | 77.5113 | 78.176 | 78.8413 | 78.6708 | 77.6154 | 75.0924 | 71.6327 | 68.6738 | 65.8205 | 63.5685 | 61.8394 | 0.077479 | 0.062488 | 0.066537 | 0.060287 | 0.05425 | 0.060053 | 0.051029 | 0.046736 | 0.049297 | 0.053855 | 0.059091 | 0.072186 | 0.062274 | 0.062452 | 0.053181 | 0.048636 | 0.042378 | 0.047712 | 0.053329 | 0.050304 | 0.053414 | 0.062592 | 0.064401 | 0.069503
Portfolio Adjusted1-in-10AllOrange County2019April Monthly Peak | Portfolio Adjusted | 1-in-10 | All | Orange County | 2019 | April Monthly Peak | 4 | 7.2066 | 6.9156 | 6.6932 | 6.7612 | 7.231 | 8.5539 | 9.8447 | 10.6883 | 11.754 | 12.6901 | 13.5274 | 14.0621 | 14.338 | 14.4602 | 14.2913 | 13.7321 | 12.9326 | 11.8227 | 10.8179 | 10.7491 | 10.3683 | 9.6246 | 8.712 | 8.0211 | 0.035982 | 0.028832 | 0.021668 | -0.0046324 | -0.013935 | -0.0087402 | 0.0080035 | 0.013204 | 0.0077827 | 0.0049771 | -0.001794 | 0.0081476 | 0.041072 | 0.14774 | 0.43534 | 0.40889 | 0.38795 | 0.33905 | 0.088145 | 0.024517 | -0.0012615 | -0.0031333 | -0.0021143 | -0.011901 | 71.2511 | 69.4663 | 67.8744 | 66.2298 | 65.2535 | 64.5903 | 64.026 | 64.1348 | 67.1736 | 72.7053 | 78.6402 | 84.0749 | 87.6902 | 89.644 | 90.2836 | 90.7552 | 90.7396 | 89.9121 | 88.2742 | 84.64 | 79.6874 | 75.7594 | 73.1849 | 71.182 | 0.18206 | 0.14663 | 0.15715 | 0.14274 | 0.12815 | 0.14044 | 0.11809 | 0.10988 | 0.11751 | 0.13068 | 0.14504 | 0.17856 | 0.15389 | 0.15414 | 0.13068 | 0.11966 | 0.10411 | 0.11734 | 0.12888 | 0.12152 | 0.12961 | 0.15212 | 0.15554 | 0.16717
Portfolio Adjusted1-in-10AllOrange County2019May Monthly Peak | Portfolio Adjusted | 1-in-10 | All | Orange County | 2019 | May Monthly Peak | 5 | 7.3616 | 7.0562 | 6.8181 | 6.8783 | 7.3788 | 8.7158 | 9.8683 | 10.9897 | 12.248 | 13.2883 | 14.2073 | 14.737 | 14.9816 | 15.1006 | 14.9062 | 14.2829 | 13.4591 | 12.2564 | 11.1732 | 10.865 | 10.7037 | 9.9585 | 9.0074 | 8.3492 | 0.016056 | 0.014211 | 0.0082004 | -0.012168 | -0.02278 | -0.022248 | -0.0084918 | 0.00084364 | 0.013405 | 0.01823 | -0.0039618 | 0.002099 | 0.038634 | 0.14698 | 0.4518 | 0.42414 | 0.39756 | 0.34816 | 0.097452 | 0.01609 | -0.0071012 | -0.0082729 | -0.011021 | -0.014985 | 71.9558 | 70.6128 | 69.0014 | 68.2842 | 67.6423 | 66.7608 | 66.3512 | 66.7543 | 70.7594 | 76.9954 | 82.3994 | 86.6159 | 89.1947 | 91.0933 | 92.5065 | 93.3589 | 93.4342 | 92.2054 | 90.0817 | 87.348 | 83.9136 | 80.148 | 77.3125 | 75.2217 | 0.18357 | 0.14758 | 0.15794 | 0.1436 | 0.12955 | 0.14229 | 0.11844 | 0.11178 | 0.12113 | 0.13546 | 0.15086 | 0.18551 | 0.15971 | 0.16006 | 0.13588 | 0.1242 | 0.10784 | 0.12113 | 0.13282 | 0.12333 | 0.13309 | 0.15649 | 0.15965 | 0.17279
Portfolio Adjusted1-in-10AllOrange County2019June Monthly Peak | Portfolio Adjusted | 1-in-10 | All | Orange County | 2019 | June Monthly Peak | 6 | 7.8232 | 7.4992 | 7.211 | 7.2634 | 7.714 | 8.911 | 10.1135 | 11.3424 | 12.5861 | 13.6437 | 14.5456 | 15.0429 | 15.1658 | 15.2646 | 15.1068 | 14.6054 | 13.8191 | 12.6434 | 11.6363 | 11.1392 | 10.9917 | 10.3211 | 9.3561 | 8.6903 | 0.015655 | 0.014152 | 0.0076587 | -0.013757 | -0.024838 | -0.024039 | -0.010115 | -0.0001775 | 0.014009 | 0.019415 | -0.0041232 | 0.0015706 | 0.037505 | 0.14287 | 0.44511 | 0.4248 | 0.4009 | 0.35227 | 0.10015 | 0.015736 | -0.0077881 | -0.0090118 | -0.012238 | -0.015963 | 72.9616 | 71.6697 | 70.3569 | 69.3035 | 68.0811 | 67.2338 | 67.0853 | 68.1686 | 71.3405 | 76.0864 | 81.1803 | 85.4785 | 88.4257 | 90.6132 | 92.143 | 92.7306 | 93.071 | 92.4618 | 91.1191 | 88.9018 | 84.9803 | 80.9661 | 78.439 | 76.5189 | 0.19936 | 0.16054 | 0.17037 | 0.15471 | 0.13709 | 0.14666 | 0.12196 | 0.11441 | 0.12269 | 0.13646 | 0.1507 | 0.18401 | 0.1565 | 0.15629 | 0.13302 | 0.12362 | 0.10822 | 0.1219 | 0.13585 | 0.12627 | 0.13699 | 0.16254 | 0.16656 | 0.18154
Portfolio Adjusted1-in-10AllOrange County2019July Monthly Peak | Portfolio Adjusted | 1-in-10 | All | Orange County | 2019 | July Monthly Peak | 7 | 8.024 | 7.6926 | 7.442 | 7.497 | 7.9813 | 9.3233 | 10.5943 | 11.8053 | 13.0653 | 14.1564 | 15.0787 | 15.5753 | 15.7357 | 15.8195 | 15.7062 | 15.2309 | 14.449 | 13.2387 | 12.1456 | 11.57 | 11.3649 | 10.6555 | 9.6676 | 8.9772 | -0.0025479 | 0.00083987 | -0.0045594 | -0.020901 | -0.033308 | -0.036611 | -0.024937 | -0.011032 | 0.018721 | 0.030588 | -0.0058976 | -0.003673 | 0.034617 | 0.13893 | 0.45302 | 0.43509 | 0.40899 | 0.36264 | 0.10911 | 0.0084995 | -0.012958 | -0.013616 | -0.020351 | -0.018736 | 75.1827 | 74.2163 | 73.2513 | 72.4096 | 71.665 | 71.1916 | 70.9871 | 71.3354 | 74.2501 | 78.9002 | 83.4367 | 87.3501 | 89.8472 | 91.422 | 93.033 | 93.492 | 94.1015 | 93.0136 | 91.0962 | 89.0365 | 85.9102 | 82.7946 | 80.6627 | 79.1241 | 0.20458 | 0.16436 | 0.1763 | 0.15976 | 0.14216 | 0.15299 | 0.12705 | 0.11775 | 0.12534 | 0.13919 | 0.15342 | 0.18714 | 0.15973 | 0.15936 | 0.1363 | 0.12725 | 0.11199 | 0.1269 | 0.14162 | 0.13077 | 0.14087 | 0.16749 | 0.1723 | 0.18781
Portfolio Adjusted1-in-10AllOrange County2019August Monthly Peak | Portfolio Adjusted | 1-in-10 | All | Orange County | 2019 | August Monthly Peak | 8 | 8.2549 | 7.881 | 7.6105 | 7.6843 | 8.1936 | 9.6193 | 11.0661 | 12.2843 | 13.7615 | 15.0196 | 16.0334 | 16.5903 | 16.776 | 16.8584 | 16.7102 | 16.1161 | 15.2409 | 13.8998 | 12.6533 | 12.1733 | 11.8318 | 10.9567 | 9.9202 | 9.2221 | -0.032896 | -0.021235 | -0.02483 | -0.032262 | -0.046412 | -0.056459 | -0.049705 | -0.029551 | 0.02718 | 0.050684 | -0.0091675 | -0.012869 | 0.031001 | 0.13829 | 0.47812 | 0.45682 | 0.4209 | 0.37372 | 0.12165 | -0.004024 | -0.021699 | -0.02109 | -0.033425 | -0.022921 | 77.8049 | 76.8392 | 75.9842 | 75.3115 | 74.7743 | 74.1585 | 73.7937 | 74.0258 | 76.9023 | 81.0679 | 85.4272 | 89.863 | 93.2681 | 95.8707 | 97.1873 | 97.4495 | 97.1575 | 95.764 | 94.4768 | 91.783 | 87.8151 | 84.4964 | 82.1939 | 80.5837 | 0.21383 | 0.17096 | 0.18306 | 0.1664 | 0.14824 | 0.16009 | 0.13456 | 0.12545 | 0.13475 | 0.1505 | 0.16648 | 0.20384 | 0.17456 | 0.1746 | 0.14898 | 0.13794 | 0.12064 | 0.13581 | 0.15027 | 0.13938 | 0.1495 | 0.17548 | 0.18006 | 0.19672
Portfolio Adjusted1-in-10AllOrange County2019September Monthly Peak | Portfolio Adjusted | 1-in-10 | All | Orange County | 2019 | September Monthly Peak | 9 | 8.1815 | 7.844 | 7.6012 | 7.6641 | 8.1927 | 9.6388 | 11.2489 | 12.4322 | 14.0696 | 15.4185 | 16.5063 | 17.1008 | 17.3233 | 17.3962 | 17.1219 | 16.3955 | 15.445 | 14.029 | 12.8384 | 12.6652 | 11.9199 | 11.0339 | 9.9835 | 9.2382 | -0.045331 | -0.030493 | -0.033389 | -0.036831 | -0.051669 | -0.064472 | -0.06007 | -0.037616 | 0.031086 | 0.060028 | -0.010733 | -0.017262 | 0.029587 | 0.13909 | 0.49148 | 0.46662 | 0.42533 | 0.3775 | 0.12776 | -0.009809 | -0.025539 | -0.024443 | -0.03921 | -0.024639 | 80.0603 | 78.8195 | 77.7366 | 77.1592 | 76.2005 | 75.4531 | 75.0914 | 75.1539 | 77.4067 | 81.7788 | 86.5865 | 91.6271 | 95.48 | 97.8389 | 98.8727 | 98.7761 | 98.2845 | 97.3192 | 95.5551 | 92.6387 | 89.0226 | 85.7012 | 83.2336 | 81.4369 | 0.21524 | 0.17303 | 0.18588 | 0.16859 | 0.15047 | 0.16244 | 0.13722 | 0.1288 | 0.14008 | 0.15691 | 0.17443 | 0.2144 | 0.18419 | 0.18422 | 0.1566 | 0.14404 | 0.12547 | 0.14065 | 0.15563 | 0.14645 | 0.15385 | 0.18058 | 0.18486 | 0.20085
Portfolio Adjusted1-in-10AllOrange County2019October Monthly Peak | Portfolio Adjusted | 1-in-10 | All | Orange County | 2019 | October Monthly Peak | 10 | 7.6767 | 7.3681 | 7.0793 | 7.0997 | 7.5989 | 8.9651 | 10.5595 | 11.3985 | 12.6498 | 13.7393 | 14.7403 | 15.3153 | 15.5749 | 15.74 | 15.5262 | 14.8445 | 13.9294 | 12.701 | 12.1141 | 11.6896 | 10.9329 | 10.1489 | 9.22 | 8.5199 | 0.010855 | 0.010557 | 0.0045059 | -0.014922 | -0.026164 | -0.026753 | -0.013812 | -0.002857 | 0.015273 | 0.022473 | -0.004686 | 0.00026924 | 0.038619 | 0.15001 | 0.46731 | 0.43921 | 0.40942 | 0.36005 | 0.10614 | 0.014408 | -0.0090008 | -0.0099471 | -0.014002 | -0.016219 | 74.8826 | 74.4119 | 73.9287 | 72.582 | 71.7583 | 71.1747 | 70.6147 | 70.3163 | 71.4083 | 74.759 | 78.9546 | 83.4427 | 87.0255 | 89.7397 | 91.1063 | 91.5559 | 90.8642 | 89.124 | 86.6729 | 83.4333 | 80.1274 | 77.9046 | 76.3682 | 74.9774 | 0.19544 | 0.15714 | 0.16658 | 0.14982 | 0.13433 | 0.14611 | 0.12373 | 0.11475 | 0.12396 | 0.13869 | 0.15518 | 0.19135 | 0.16495 | 0.16584 | 0.14082 | 0.12886 | 0.11169 | 0.1258 | 0.14223 | 0.13146 | 0.13679 | 0.16034 | 0.16504 | 0.17823
Portfolio Adjusted1-in-10AllOrange County2019November Monthly Peak | Portfolio Adjusted | 1-in-10 | All | Orange County | 2019 | November Monthly Peak | 11 | 7.0912 | 6.8155 | 6.6289 | 6.6773 | 7.1643 | 8.4749 | 9.6672 | 10.4315 | 11.3612 | 12.0231 | 12.6521 | 12.9593 | 13.1088 | 13.1702 | 12.9255 | 12.3109 | 11.6928 | 11.3996 | 10.6122 | 10.0934 | 9.5789 | 8.9736 | 8.2502 | 7.7076 | 0.076545 | 0.058627 | 0.048975 | 0.0099668 | 0.0027108 | 0.016992 | 0.040107 | 0.037107 | -0.0022809 | -0.019112 | 0.0020528 | 0.019398 | 0.046832 | 0.15396 | 0.4155 | 0.38567 | 0.37505 | 0.33874 | 0.076206 | 0.040338 | 0.0093343 | 0.0061698 | 0.0143 | -0.0068837 | 62.7861 | 61.7802 | 61.1373 | 60.0209 | 58.8983 | 58.0753 | 58.1753 | 58.6015 | 60.8152 | 64.9121 | 69.9282 | 74.1246 | 76.7542 | 78.3721 | 79.2985 | 79.2562 | 78.1145 | 75.7221 | 73.0927 | 70.6844 | 68.6965 | 67.0018 | 65.4439 | 64.7073 | 0.19305 | 0.15539 | 0.16683 | 0.15073 | 0.13543 | 0.1473 | 0.12316 | 0.11375 | 0.12095 | 0.13348 | 0.1471 | 0.17939 | 0.15367 | 0.15365 | 0.12998 | 0.11839 | 0.10336 | 0.12074 | 0.13407 | 0.12296 | 0.12973 | 0.15325 | 0.15847 | 0.17265
Portfolio Adjusted1-in-10AllOrange County2019December Monthly Peak | Portfolio Adjusted | 1-in-10 | All | Orange County | 2019 | December Monthly Peak | 12 | 6.8787 | 6.6414 | 6.4996 | 6.5285 | 7.0443 | 8.3967 | 9.8459 | 10.5735 | 11.5327 | 11.8901 | 11.9766 | 11.7407 | 11.3833 | 11.0363 | 10.5835 | 9.8884 | 9.5711 | 9.7352 | 9.4727 | 9.1293 | 8.7607 | 8.3915 | 7.8378 | 7.3847 | 0.072399 | 0.055384 | 0.046467 | 0.0093695 | 0.0025631 | 0.016284 | 0.039089 | 0.035873 | -0.002175 | -0.017757 | 0.0018693 | 0.017375 | 0.041283 | 0.13363 | 0.35313 | 0.32684 | 0.32233 | 0.29819 | 0.068778 | 0.036603 | 0.0085061 | 0.0056798 | 0.013233 | -0.0064018 | 43.1851 | 42.5352 | 41.8401 | 41.703 | 41.1922 | 40.3971 | 40.4589 | 40.5027 | 41.3972 | 43.287 | 45.536 | 47.4754 | 48.489 | 48.8943 | 49.3106 | 49.5303 | 48.9843 | 47.7042 | 46.0057 | 45.0826 | 44.3121 | 43.5005 | 42.9052 | 42.4074 | 0.18262 | 0.14685 | 0.1583 | 0.14172 | 0.12809 | 0.14126 | 0.12016 | 0.11004 | 0.11542 | 0.12411 | 0.13402 | 0.16071 | 0.13546 | 0.13332 | 0.11189 | 0.10231 | 0.090569 | 0.10739 | 0.12101 | 0.11159 | 0.11824 | 0.1411 | 0.14667 | 0.16059
Portfolio Adjusted1-in-10AllOrange County2019Typical Event Day | Portfolio Adjusted | 1-in-10 | All | Orange County | 2019 | Typical Event Day | 8 | 8.1889 | 7.8173 | 7.5497 | 7.6241 | 8.1297 | 9.5438 | 10.9738 | 12.1394 | 13.5378 | 14.715 | 15.6687 | 16.1954 | 16.3708 | 16.4683 | 16.3391 | 15.776 | 14.9276 | 13.6233 | 12.4252 | 11.9655 | 11.6537 | 10.7994 | 9.7847 | 9.1049 | -0.016124 | -0.0090125 | -0.013627 | -0.026097 | -0.03937 | -0.045768 | -0.036361 | -0.019452 | 0.022819 | 0.040047 | -0.0074458 | -0.0077926 | 0.033687 | 0.14155 | 0.47199 | 0.45047 | 0.41855 | 0.37039 | 0.11531 | 0.0030404 | -0.016941 | -0.01696 | -0.026181 | -0.020665 | 76.5024 | 75.3862 | 74.3323 | 73.5459 | 72.6802 | 72.0092 | 71.7394 | 72.1709 | 74.9749 | 79.4583 | 84.1577 | 88.5797 | 91.7553 | 93.9362 | 95.309 | 95.612 | 95.6536 | 94.6396 | 93.0618 | 90.59 | 86.9321 | 83.4896 | 81.1323 | 79.4159 | 0.20988 | 0.16776 | 0.17958 | 0.16326 | 0.14542 | 0.15702 | 0.13197 | 0.12273 | 0.13147 | 0.14639 | 0.16149 | 0.19741 | 0.16887 | 0.16895 | 0.14415 | 0.13347 | 0.11677 | 0.13154 | 0.14592 | 0.13546 | 0.14554 | 0.17097 | 0.17555 | 0.19199
Portfolio Adjusted1-in-10AllOrange County2020January Monthly Peak | Portfolio Adjusted | 1-in-10 | All | Orange County | 2020 | January Monthly Peak | 1 | 6.7424 | 6.5369 | 6.3866 | 6.4528 | 6.9871 | 8.396 | 9.9145 | 10.6631 | 11.6785 | 11.9898 | 11.9865 | 11.7405 | 11.3518 | 10.8886 | 10.3565 | 9.5108 | 9.0244 | 9.2944 | 9.2663 | 8.9364 | 8.6014 | 8.2524 | 7.7289 | 7.3218 | 0.071038 | 0.054542 | 0.045499 | 0.0092256 | 0.002543 | 0.01639 | 0.039592 | 0.036574 | -0.0022231 | -0.018001 | 0.0018904 | 0.017656 | 0.04204 | 0.1352 | 0.35352 | 0.32354 | 0.31388 | 0.29145 | 0.068269 | 0.036319 | 0.0084721 | 0.0056567 | 0.013234 | -0.0064077 | 40.9602 | 40.889 | 40.1516 | 39.4874 | 38.9883 | 38.6041 | 38.2305 | 37.9712 | 38.5929 | 41.0089 | 43.1607 | 45.1449 | 46.6175 | 47.6237 | 48.642 | 48.9379 | 48.4201 | 47.1806 | 45.4737 | 44.7058 | 43.9972 | 43.8315 | 43.5348 | 43.091 | 0.17919 | 0.14463 | 0.15501 | 0.13955 | 0.1271 | 0.14219 | 0.1217 | 0.11217 | 0.11796 | 0.12581 | 0.13552 | 0.1633 | 0.13792 | 0.13487 | 0.11285 | 0.10233 | 0.089247 | 0.10575 | 0.12011 | 0.11073 | 0.11776 | 0.14052 | 0.14668 | 0.16074
Portfolio Adjusted1-in-10AllOrange County2020February Monthly Peak | Portfolio Adjusted | 1-in-10 | All | Orange County | 2020 | February Monthly Peak | 2 | 6.7288 | 6.4842 | 6.3513 | 6.4215 | 6.9592 | 8.3102 | 9.6721 | 10.3053 | 11.1398 | 11.5165 | 11.7151 | 11.753 | 11.6398 | 11.4587 | 11.1459 | 10.48 | 9.8968 | 9.7131 | 9.7046 | 9.2861 | 8.9002 | 8.407 | 7.7613 | 7.2887 | 0.071404 | 0.054628 | 0.045928 | 0.0093357 | 0.0025673 | 0.016422 | 0.039416 | 0.036289 | -0.0022023 | -0.018012 | 0.0019001 | 0.017897 | 0.042892 | 0.13946 | 0.37082 | 0.3419 | 0.33053 | 0.2991 | 0.070082 | 0.037152 | 0.0086514 | 0.0057289 | 0.013281 | -0.0063946 | 47.3298 | 46.9751 | 46.6075 | 46.0246 | 45.5275 | 45.198 | 44.5787 | 45.106 | 46.1136 | 49.4727 | 52.4353 | 55.585 | 57.4963 | 58.4615 | 59.1139 | 59.3506 | 58.0996 | 57.0996 | 55.3108 | 53.4387 | 52.2641 | 50.9654 | 49.9092 | 48.4868 | 0.1801 | 0.14484 | 0.15646 | 0.14121 | 0.1283 | 0.14242 | 0.12111 | 0.11126 | 0.1168 | 0.12582 | 0.13617 | 0.16549 | 0.14071 | 0.13913 | 0.11726 | 0.1065 | 0.092521 | 0.10785 | 0.1233 | 0.11326 | 0.12025 | 0.14231 | 0.14719 | 0.16041
Portfolio Adjusted1-in-10AllOrange County2020March Monthly Peak | Portfolio Adjusted | 1-in-10 | All | Orange County | 2020 | March Monthly Peak | 3 | 7.0361 | 6.7522 | 6.541 | 6.5981 | 7.0714 | 8.3941 | 9.821 | 10.4271 | 11.1776 | 11.7651 | 12.3345 | 12.6897 | 12.8599 | 12.9731 | 12.8529 | 12.34 | 11.6511 | 10.7924 | 10.2407 | 10.2007 | 9.7466 | 9.098 | 8.298 | 7.6916 | 0.075027 | 0.057349 | 0.047753 | 0.0097344 | 0.0026466 | 0.016767 | 0.040213 | 0.037052 | -0.0022591 | -0.018736 | 0.0020041 | 0.019013 | 0.046109 | 0.15199 | 0.41158 | 0.38383 | 0.37173 | 0.3239 | 0.073811 | 0.040099 | 0.009346 | 0.0061491 | 0.01418 | -0.0067627 | 60.3206 | 58.9064 | 57.9217 | 57.5895 | 56.4188 | 55.4498 | 54.9254 | 55.7065 | 59.082 | 63.564 | 68.3611 | 72.7944 | 75.9354 | 77.5483 | 78.2139 | 78.8799 | 78.7122 | 77.6592 | 75.1327 | 71.6698 | 68.7088 | 65.85 | 63.5944 | 61.8614 | 0.18923 | 0.15202 | 0.16267 | 0.14722 | 0.13224 | 0.14536 | 0.12354 | 0.11358 | 0.11978 | 0.13085 | 0.14361 | 0.17583 | 0.1513 | 0.15168 | 0.12872 | 0.1176 | 0.10228 | 0.1158 | 0.12985 | 0.12225 | 0.12991 | 0.15275 | 0.15714 | 0.16963
Portfolio Adjusted1-in-10AllOrange County2020April Monthly Peak | Portfolio Adjusted | 1-in-10 | All | Orange County | 2020 | April Monthly Peak | 4 | 7.2192 | 6.9277 | 6.7049 | 6.7732 | 7.2442 | 8.5703 | 9.8639 | 10.7091 | 11.7761 | 12.713 | 13.551 | 14.0861 | 14.3622 | 14.4842 | 14.3145 | 13.7539 | 12.953 | 11.8417 | 10.8358 | 10.767 | 10.3857 | 9.6409 | 8.7271 | 8.0352 | 0.036086 | 0.028915 | 0.021731 | -0.0046458 | -0.013975 | -0.0087654 | 0.0080266 | 0.013242 | 0.0078052 | 0.0049915 | -0.0017992 | 0.0081712 | 0.04119 | 0.14816 | 0.43647 | 0.40992 | 0.38892 | 0.33991 | 0.0884 | 0.024588 | -0.0012652 | -0.0031423 | -0.0021204 | -0.011936 | 71.2512 | 69.4664 | 67.8745 | 66.2298 | 65.2535 | 64.5904 | 64.0261 | 64.1348 | 67.1737 | 72.7054 | 78.6403 | 84.0751 | 87.6904 | 89.6442 | 90.2838 | 90.7555 | 90.7398 | 89.9124 | 88.2744 | 84.6403 | 79.6877 | 75.7596 | 73.1851 | 71.1822 | 0.18259 | 0.14705 | 0.15761 | 0.14316 | 0.12852 | 0.14085 | 0.11843 | 0.11019 | 0.11785 | 0.13106 | 0.14546 | 0.17907 | 0.15433 | 0.15458 | 0.13106 | 0.12 | 0.10441 | 0.11767 | 0.12925 | 0.12187 | 0.12998 | 0.15256 | 0.15599 | 0.16765
Portfolio Adjusted1-in-10AllOrange County2020May Monthly Peak | Portfolio Adjusted | 1-in-10 | All | Orange County | 2020 | May Monthly Peak | 5 | 7.3744 | 7.0685 | 6.8301 | 6.8904 | 7.3922 | 8.7326 | 9.8877 | 11.0111 | 12.271 | 13.3122 | 14.2321 | 14.7622 | 15.0069 | 15.1258 | 14.9306 | 14.3058 | 13.4803 | 12.2762 | 11.1919 | 10.8833 | 10.7216 | 9.9755 | 9.023 | 8.3639 | 0.016102 | 0.014252 | 0.0082241 | -0.012203 | -0.022846 | -0.022313 | -0.0085163 | 0.00084608 | 0.013444 | 0.018283 | -0.0039733 | 0.0021051 | 0.038745 | 0.14741 | 0.45297 | 0.42522 | 0.39855 | 0.34904 | 0.097733 | 0.016136 | -0.0071217 | -0.0082968 | -0.011052 | -0.015028 | 71.9559 | 70.6129 | 69.0015 | 68.2843 | 67.6424 | 66.7609 | 66.3513 | 66.7544 | 70.7595 | 76.9955 | 82.3996 | 86.6161 | 89.1949 | 91.0936 | 92.5067 | 93.3592 | 93.4344 | 92.2057 | 90.0819 | 87.3482 | 83.9139 | 80.1482 | 77.3127 | 75.2219 | 0.1841 | 0.14801 | 0.1584 | 0.14401 | 0.12992 | 0.1427 | 0.11878 | 0.1121 | 0.12147 | 0.13585 | 0.1513 | 0.18604 | 0.16017 | 0.16052 | 0.13627 | 0.12455 | 0.10815 | 0.12148 | 0.1332 | 0.12369 | 0.13347 | 0.15695 | 0.16011 | 0.17329
Portfolio Adjusted1-in-10AllOrange County2020June Monthly Peak | Portfolio Adjusted | 1-in-10 | All | Orange County | 2020 | June Monthly Peak | 6 | 7.8371 | 7.5127 | 7.2239 | 7.2765 | 7.7282 | 8.9282 | 10.1335 | 11.3642 | 12.6094 | 13.6678 | 14.5703 | 15.0678 | 15.1905 | 15.2891 | 15.1307 | 14.6281 | 13.8404 | 12.6633 | 11.6554 | 11.158 | 11.0102 | 10.3388 | 9.3723 | 8.7058 | 0.0157 | 0.014193 | 0.0076809 | -0.013797 | -0.02491 | -0.024108 | -0.010144 | -0.00017801 | 0.014049 | 0.019471 | -0.0041351 | 0.0015752 | 0.037613 | 0.14328 | 0.44626 | 0.42587 | 0.4019 | 0.35316 | 0.10044 | 0.015782 | -0.0078106 | -0.0090378 | -0.012273 | -0.016009 | 72.9618 | 71.6698 | 70.3571 | 69.3036 | 68.0812 | 67.2339 | 67.0854 | 68.1687 | 71.3406 | 76.0865 | 81.1804 | 85.4787 | 88.426 | 90.6135 | 92.1433 | 92.7309 | 93.0713 | 92.4621 | 91.1194 | 88.9021 | 84.9806 | 80.9663 | 78.4392 | 76.5191 | 0.19993 | 0.161 | 0.17086 | 0.15516 | 0.13748 | 0.14708 | 0.12232 | 0.11474 | 0.12304 | 0.13686 | 0.15113 | 0.18454 | 0.15695 | 0.15674 | 0.13341 | 0.12398 | 0.10853 | 0.12225 | 0.13624 | 0.12663 | 0.13738 | 0.16301 | 0.16704 | 0.18206
Portfolio Adjusted1-in-10AllOrange County2020July Monthly Peak | Portfolio Adjusted | 1-in-10 | All | Orange County | 2020 | July Monthly Peak | 7 | 8.0382 | 7.7064 | 7.4553 | 7.5106 | 7.996 | 9.3412 | 10.6151 | 11.8277 | 13.089 | 14.1808 | 15.1037 | 15.6006 | 15.7609 | 15.8443 | 15.7305 | 15.2542 | 14.4709 | 13.2593 | 12.1655 | 11.5893 | 11.3838 | 10.6737 | 9.6844 | 8.9932 | -0.0025552 | 0.00084229 | -0.0045726 | -0.020961 | -0.033404 | -0.036717 | -0.025009 | -0.011064 | 0.018775 | 0.030676 | -0.0059146 | -0.0036836 | 0.034717 | 0.13934 | 0.45418 | 0.43617 | 0.41 | 0.36355 | 0.10943 | 0.0085241 | -0.012995 | -0.013655 | -0.02041 | -0.01879 | 75.1828 | 74.2164 | 73.2514 | 72.4097 | 71.6651 | 71.1916 | 70.9871 | 71.3354 | 74.2501 | 78.9003 | 83.4368 | 87.3503 | 89.8475 | 91.4223 | 93.0333 | 93.4923 | 94.1017 | 93.0139 | 91.0965 | 89.0367 | 85.9105 | 82.7948 | 80.6629 | 79.1243 | 0.20517 | 0.16483 | 0.1768 | 0.16022 | 0.14257 | 0.15343 | 0.12742 | 0.11809 | 0.1257 | 0.13959 | 0.15386 | 0.18768 | 0.16018 | 0.15982 | 0.13669 | 0.12762 | 0.11231 | 0.12726 | 0.14202 | 0.13114 | 0.14128 | 0.16797 | 0.17279 | 0.18836
Portfolio Adjusted1-in-10AllOrange County2020August Monthly Peak | Portfolio Adjusted | 1-in-10 | All | Orange County | 2020 | August Monthly Peak | 8 | 8.2695 | 7.895 | 7.6241 | 7.6981 | 8.2086 | 9.6377 | 11.0876 | 12.3077 | 13.7865 | 15.0455 | 16.0601 | 16.6173 | 16.8029 | 16.8851 | 16.7362 | 16.1408 | 15.264 | 13.9215 | 12.6739 | 12.1935 | 11.8515 | 10.9753 | 9.9374 | 9.2385 | -0.032991 | -0.021297 | -0.024902 | -0.032355 | -0.046546 | -0.056622 | -0.049848 | -0.029636 | 0.027259 | 0.05083 | -0.009194 | -0.012906 | 0.03109 | 0.13869 | 0.47934 | 0.45796 | 0.42193 | 0.37467 | 0.12201 | -0.0040356 | -0.021761 | -0.021151 | -0.033522 | -0.022987 | 77.8051 | 76.8394 | 75.9843 | 75.3116 | 74.7745 | 74.1586 | 73.7938 | 74.0259 | 76.9024 | 81.0681 | 85.4274 | 89.8632 | 93.2684 | 95.871 | 97.1876 | 97.4498 | 97.1578 | 95.7643 | 94.4771 | 91.7833 | 87.8154 | 84.4966 | 82.1941 | 80.5839 | 0.21445 | 0.17146 | 0.18358 | 0.16688 | 0.14867 | 0.16055 | 0.13495 | 0.12581 | 0.13513 | 0.15093 | 0.16696 | 0.20443 | 0.17506 | 0.1751 | 0.14941 | 0.13833 | 0.12099 | 0.1362 | 0.1507 | 0.13978 | 0.14993 | 0.17598 | 0.18058 | 0.19729
Portfolio Adjusted1-in-10AllOrange County2020September Monthly Peak | Portfolio Adjusted | 1-in-10 | All | Orange County | 2020 | September Monthly Peak | 9 | 8.196 | 7.8579 | 7.6148 | 7.6778 | 8.2077 | 9.6572 | 11.2705 | 12.4558 | 14.0952 | 15.4451 | 16.5338 | 17.1288 | 17.3513 | 17.424 | 17.1489 | 16.421 | 15.4687 | 14.0511 | 12.8594 | 12.6861 | 11.9398 | 11.0528 | 10.0009 | 9.2546 | -0.045462 | -0.030581 | -0.033485 | -0.036938 | -0.051819 | -0.064658 | -0.060243 | -0.037724 | 0.031175 | 0.060202 | -0.010764 | -0.017312 | 0.029672 | 0.13949 | 0.49274 | 0.46778 | 0.42637 | 0.37846 | 0.12812 | -0.0098373 | -0.025613 | -0.024514 | -0.039324 | -0.02471 | 80.0605 | 78.8196 | 77.7368 | 77.1593 | 76.2006 | 75.4532 | 75.0916 | 75.1541 | 77.4068 | 81.779 | 86.5866 | 91.6273 | 95.4802 | 97.8391 | 98.8729 | 98.7763 | 98.2847 | 97.3194 | 95.5554 | 92.6389 | 89.0228 | 85.7014 | 83.2339 | 81.4371 | 0.21586 | 0.17352 | 0.18641 | 0.16907 | 0.1509 | 0.16291 | 0.13762 | 0.12917 | 0.14048 | 0.15736 | 0.17493 | 0.21502 | 0.18472 | 0.18475 | 0.15705 | 0.14445 | 0.12583 | 0.14105 | 0.15608 | 0.14687 | 0.1543 | 0.1811 | 0.1854 | 0.20143
Portfolio Adjusted1-in-10AllOrange County2020October Monthly Peak | Portfolio Adjusted | 1-in-10 | All | Orange County | 2020 | October Monthly Peak | 10 | 7.6904 | 7.3813 | 7.0919 | 7.1124 | 7.6129 | 8.9823 | 10.5798 | 11.4205 | 12.6733 | 13.7638 | 14.7658 | 15.3413 | 15.601 | 15.7661 | 15.5515 | 14.8682 | 13.9515 | 12.7216 | 12.1341 | 11.7092 | 10.9514 | 10.1663 | 9.2361 | 8.5351 | 0.010886 | 0.010587 | 0.0045189 | -0.014965 | -0.026239 | -0.026831 | -0.013852 | -0.0028653 | 0.015317 | 0.022538 | -0.0046996 | 0.00027002 | 0.038731 | 0.15044 | 0.46852 | 0.44032 | 0.41044 | 0.36097 | 0.10645 | 0.01445 | -0.0090268 | -0.0099758 | -0.014043 | -0.016266 | 74.8828 | 74.412 | 73.9289 | 72.5821 | 71.7585 | 71.1748 | 70.6148 | 70.3163 | 71.4083 | 74.7591 | 78.9547 | 83.4428 | 87.0256 | 89.7399 | 91.1065 | 91.5562 | 90.8645 | 89.1243 | 86.6732 | 83.4336 | 80.1276 | 77.9048 | 76.3684 | 74.9776 | 0.19601 | 0.15759 | 0.16706 | 0.15025 | 0.13472 | 0.14653 | 0.12409 | 0.11508 | 0.12432 | 0.13909 | 0.15562 | 0.1919 | 0.16543 | 0.16632 | 0.14122 | 0.12923 | 0.11201 | 0.12616 | 0.14264 | 0.13183 | 0.13718 | 0.1608 | 0.16552 | 0.17875
Portfolio Adjusted1-in-10AllOrange County2020November Monthly Peak | Portfolio Adjusted | 1-in-10 | All | Orange County | 2020 | November Monthly Peak | 11 | 7.104 | 6.8277 | 6.6408 | 6.6893 | 7.1776 | 8.4912 | 9.6862 | 10.452 | 11.3829 | 12.0454 | 12.6749 | 12.9823 | 13.1317 | 13.193 | 12.9476 | 12.3315 | 11.712 | 11.4182 | 10.6299 | 10.1106 | 9.5954 | 8.9893 | 8.2648 | 7.7214 | 0.076766 | 0.058796 | 0.049117 | 0.0099956 | 0.0027186 | 0.017042 | 0.040223 | 0.037215 | -0.0022875 | -0.019168 | 0.0020587 | 0.019454 | 0.046967 | 0.1544 | 0.41658 | 0.38666 | 0.376 | 0.33961 | 0.076427 | 0.040454 | 0.0093613 | 0.0061876 | 0.014342 | -0.0069036 | 62.7862 | 61.7803 | 61.1374 | 60.021 | 58.8984 | 58.0753 | 58.1754 | 58.6016 | 60.8152 | 64.9121 | 69.9283 | 74.1247 | 76.7544 | 78.3723 | 79.2987 | 79.2563 | 78.1147 | 75.7223 | 73.0929 | 70.6845 | 68.6966 | 67.0019 | 65.4441 | 64.7074 | 0.1936 | 0.15584 | 0.16731 | 0.15116 | 0.13582 | 0.14772 | 0.12351 | 0.11408 | 0.12129 | 0.13386 | 0.14753 | 0.17991 | 0.15411 | 0.15409 | 0.13035 | 0.11873 | 0.10365 | 0.12109 | 0.13446 | 0.12331 | 0.1301 | 0.15369 | 0.15892 | 0.17315
Portfolio Adjusted1-in-10AllOrange County2020December Monthly Peak | Portfolio Adjusted | 1-in-10 | All | Orange County | 2020 | December Monthly Peak | 12 | 6.8907 | 6.653 | 6.5108 | 6.5398 | 7.0568 | 8.4123 | 9.8644 | 10.5932 | 11.5533 | 11.9106 | 11.9973 | 11.7613 | 11.4035 | 11.0562 | 10.6025 | 9.9063 | 9.588 | 9.7518 | 9.4888 | 9.1449 | 8.7757 | 8.406 | 7.8513 | 7.3975 | 0.072608 | 0.055544 | 0.046601 | 0.0093965 | 0.0025705 | 0.016331 | 0.039202 | 0.035977 | -0.0021813 | -0.017809 | 0.0018747 | 0.017426 | 0.041402 | 0.13401 | 0.35407 | 0.32769 | 0.32317 | 0.29897 | 0.068976 | 0.036709 | 0.0085307 | 0.0056963 | 0.013272 | -0.0064203 | 43.1852 | 42.5353 | 41.8402 | 41.7031 | 41.1923 | 40.3972 | 40.459 | 40.5028 | 41.3973 | 43.2871 | 45.5361 | 47.4755 | 48.4891 | 48.8944 | 49.3107 | 49.5304 | 48.9845 | 47.7044 | 46.0059 | 45.0828 | 44.3123 | 43.5006 | 42.9053 | 42.4075 | 0.18314 | 0.14727 | 0.15876 | 0.14213 | 0.12846 | 0.14166 | 0.1205 | 0.11035 | 0.11576 | 0.12447 | 0.13441 | 0.16118 | 0.13585 | 0.13371 | 0.11221 | 0.1026 | 0.090829 | 0.1077 | 0.12136 | 0.11191 | 0.11858 | 0.1415 | 0.1471 | 0.16105
Portfolio Adjusted1-in-10AllOrange County2020Typical Event Day | Portfolio Adjusted | 1-in-10 | All | Orange County | 2020 | Typical Event Day | 8 | 8.2035 | 7.8312 | 7.5632 | 7.6379 | 8.1446 | 9.5621 | 10.9952 | 12.1626 | 13.5625 | 14.7405 | 15.6949 | 16.2219 | 16.3972 | 16.4945 | 16.3646 | 15.8003 | 14.9503 | 13.6446 | 12.4455 | 11.9854 | 11.6732 | 10.8178 | 9.8017 | 9.1211 | -0.01617 | -0.0090386 | -0.013666 | -0.026172 | -0.039483 | -0.0459 | -0.036466 | -0.019508 | 0.022885 | 0.040163 | -0.0074673 | -0.0078151 | 0.033784 | 0.14196 | 0.4732 | 0.4516 | 0.41957 | 0.37133 | 0.11564 | 0.0030492 | -0.01699 | -0.017009 | -0.026257 | -0.020725 | 76.5026 | 75.3863 | 74.3324 | 73.546 | 72.6803 | 72.0093 | 71.7395 | 72.171 | 74.975 | 79.4585 | 84.1578 | 88.5799 | 91.7555 | 93.9365 | 95.3093 | 95.6123 | 95.6539 | 94.6399 | 93.0621 | 90.5903 | 86.9323 | 83.4898 | 81.1325 | 79.4161 | 0.21049 | 0.16824 | 0.1801 | 0.16373 | 0.14584 | 0.15747 | 0.13235 | 0.12309 | 0.13185 | 0.14681 | 0.16195 | 0.19798 | 0.16935 | 0.16944 | 0.14456 | 0.13385 | 0.1171 | 0.13192 | 0.14634 | 0.13585 | 0.14595 | 0.17147 | 0.17606 | 0.19255
Portfolio Adjusted1-in-10AllOrange County2021January Monthly Peak | Portfolio Adjusted | 1-in-10 | All | Orange County | 2021 | January Monthly Peak | 1 | 6.7542 | 6.5483 | 6.3976 | 6.4639 | 6.9995 | 8.4117 | 9.9332 | 10.6833 | 11.6995 | 12.0107 | 12.0074 | 11.7614 | 11.3725 | 10.9087 | 10.3757 | 9.5287 | 9.0412 | 9.3108 | 9.2822 | 8.952 | 8.6164 | 8.2668 | 7.7424 | 7.3346 | 0.071243 | 0.054699 | 0.04563 | 0.0092523 | 0.0025504 | 0.016437 | 0.039706 | 0.03668 | -0.0022295 | -0.018053 | 0.0018958 | 0.017707 | 0.042161 | 0.13559 | 0.35446 | 0.32439 | 0.3147 | 0.29221 | 0.068466 | 0.036424 | 0.0084965 | 0.0056731 | 0.013272 | -0.0064262 | 40.9603 | 40.8891 | 40.1517 | 39.4876 | 38.9885 | 38.6043 | 38.2306 | 37.9714 | 38.593 | 41.0091 | 43.1608 | 45.145 | 46.6176 | 47.6238 | 48.6421 | 48.938 | 48.4202 | 47.1807 | 45.4738 | 44.7059 | 43.9974 | 43.8316 | 43.5349 | 43.0912 | 0.17971 | 0.14504 | 0.15545 | 0.13996 | 0.12746 | 0.14259 | 0.12205 | 0.1125 | 0.1183 | 0.12617 | 0.13591 | 0.16377 | 0.13831 | 0.13526 | 0.11317 | 0.10263 | 0.089504 | 0.10605 | 0.12046 | 0.11104 | 0.1181 | 0.14092 | 0.1471 | 0.1612
Portfolio Adjusted1-in-10AllOrange County2021February Monthly Peak | Portfolio Adjusted | 1-in-10 | All | Orange County | 2021 | February Monthly Peak | 2 | 6.7406 | 6.4956 | 6.3624 | 6.4327 | 6.9717 | 8.3259 | 9.6908 | 10.3253 | 11.1607 | 11.5374 | 11.7362 | 11.7742 | 11.6609 | 11.4794 | 11.1659 | 10.4986 | 9.9141 | 9.7298 | 9.7209 | 9.3019 | 8.9154 | 8.4215 | 7.7748 | 7.3015 | 0.071611 | 0.054785 | 0.04606 | 0.0093627 | 0.0025748 | 0.016469 | 0.03953 | 0.036394 | -0.0022087 | -0.018064 | 0.0019055 | 0.017948 | 0.043016 | 0.13986 | 0.3718 | 0.34279 | 0.33138 | 0.29987 | 0.070284 | 0.037259 | 0.0086764 | 0.0057455 | 0.01332 | -0.0064131 | 47.3299 | 46.9752 | 46.6076 | 46.0247 | 45.5276 | 45.1981 | 44.5788 | 45.1062 | 46.1137 | 49.4728 | 52.4355 | 55.5851 | 57.4964 | 58.4616 | 59.1141 | 59.3507 | 58.0998 | 57.0997 | 55.3109 | 53.4389 | 52.2643 | 50.9656 | 49.9093 | 48.4869 | 0.18062 | 0.14525 | 0.15691 | 0.14161 | 0.12867 | 0.14283 | 0.12145 | 0.11158 | 0.11714 | 0.12618 | 0.13656 | 0.16597 | 0.14111 | 0.13953 | 0.1176 | 0.10681 | 0.092787 | 0.10816 | 0.12366 | 0.11359 | 0.1206 | 0.14272 | 0.14762 | 0.16087
Portfolio Adjusted1-in-10AllOrange County2021March Monthly Peak | Portfolio Adjusted | 1-in-10 | All | Orange County | 2021 | March Monthly Peak | 3 | 7.0486 | 6.7641 | 6.5526 | 6.6099 | 7.0843 | 8.4102 | 9.8401 | 10.4476 | 11.199 | 11.7869 | 12.3568 | 12.7122 | 12.8825 | 12.9956 | 12.8747 | 12.3604 | 11.6702 | 10.8103 | 10.2579 | 10.2178 | 9.7631 | 9.1136 | 8.3124 | 7.7052 | 0.075244 | 0.057514 | 0.047891 | 0.0097625 | 0.0026542 | 0.016815 | 0.040329 | 0.037159 | -0.0022656 | -0.01879 | 0.0020099 | 0.019068 | 0.046242 | 0.15243 | 0.41266 | 0.38481 | 0.37267 | 0.32473 | 0.074024 | 0.040215 | 0.009373 | 0.0061669 | 0.014221 | -0.0067822 | 60.3207 | 58.9065 | 57.9218 | 57.5896 | 56.4188 | 55.4498 | 54.9255 | 55.7066 | 59.0821 | 63.5641 | 68.3612 | 72.7946 | 75.9356 | 77.5484 | 78.2141 | 78.8801 | 78.7124 | 77.6594 | 75.1329 | 71.67 | 68.709 | 65.8502 | 63.5945 | 61.8615 | 0.18978 | 0.15246 | 0.16314 | 0.14765 | 0.13262 | 0.14578 | 0.12389 | 0.11391 | 0.12012 | 0.13123 | 0.14402 | 0.17634 | 0.15173 | 0.15212 | 0.12909 | 0.11794 | 0.10257 | 0.11613 | 0.13022 | 0.1226 | 0.13028 | 0.15319 | 0.1576 | 0.17012
Portfolio Adjusted1-in-10AllOrange County2021April Monthly Peak | Portfolio Adjusted | 1-in-10 | All | Orange County | 2021 | April Monthly Peak | 4 | 7.2319 | 6.94 | 6.7168 | 6.7852 | 7.2574 | 8.5867 | 9.8831 | 10.73 | 11.7983 | 12.7359 | 13.5747 | 14.1102 | 14.3864 | 14.5083 | 14.3378 | 13.7758 | 12.9733 | 11.8608 | 10.8538 | 10.7849 | 10.403 | 9.6574 | 8.7422 | 8.0493 | 0.03619 | 0.028999 | 0.021793 | -0.0046592 | -0.014015 | -0.0087907 | 0.0080498 | 0.01328 | 0.0078278 | 0.0050059 | -0.0018044 | 0.0081948 | 0.041309 | 0.14859 | 0.43759 | 0.41096 | 0.38989 | 0.34078 | 0.088655 | 0.024659 | -0.0012688 | -0.0031514 | -0.0021265 | -0.01197 | 71.2513 | 69.4665 | 67.8746 | 66.2299 | 65.2536 | 64.5904 | 64.0261 | 64.1349 | 67.1737 | 72.7055 | 78.6405 | 84.0753 | 87.6906 | 89.6444 | 90.284 | 90.7557 | 90.7401 | 89.9126 | 88.2747 | 84.6405 | 79.6879 | 75.7598 | 73.1853 | 71.1824 | 0.18312 | 0.14747 | 0.15806 | 0.14357 | 0.12889 | 0.14125 | 0.11877 | 0.11051 | 0.11818 | 0.13143 | 0.14587 | 0.17959 | 0.15478 | 0.15503 | 0.13144 | 0.12035 | 0.1047 | 0.11801 | 0.12962 | 0.12222 | 0.13036 | 0.153 | 0.15644 | 0.16814
Portfolio Adjusted1-in-10AllOrange County2021May Monthly Peak | Portfolio Adjusted | 1-in-10 | All | Orange County | 2021 | May Monthly Peak | 5 | 7.3873 | 7.0809 | 6.842 | 6.9026 | 7.4057 | 8.7494 | 9.9072 | 11.0325 | 12.2941 | 13.3362 | 14.257 | 14.7875 | 15.0323 | 15.151 | 14.9551 | 14.3287 | 13.5017 | 12.2961 | 11.2106 | 10.9017 | 10.7396 | 9.9926 | 9.0386 | 8.3787 | 0.016149 | 0.014293 | 0.0082479 | -0.012238 | -0.022912 | -0.022377 | -0.0085409 | 0.00084852 | 0.013483 | 0.018336 | -0.0039847 | 0.0021112 | 0.038857 | 0.14783 | 0.45414 | 0.42629 | 0.39955 | 0.34993 | 0.098016 | 0.016183 | -0.0071423 | -0.0083207 | -0.011084 | -0.015071 | 71.9561 | 70.6131 | 69.0016 | 68.2844 | 67.6425 | 66.761 | 66.3513 | 66.7544 | 70.7596 | 76.9957 | 82.3998 | 86.6163 | 89.1951 | 91.0938 | 92.507 | 93.3594 | 93.4347 | 92.2059 | 90.0822 | 87.3484 | 83.9141 | 80.1484 | 77.3129 | 75.2221 | 0.18463 | 0.14844 | 0.15885 | 0.14443 | 0.1303 | 0.14311 | 0.11913 | 0.11242 | 0.12182 | 0.13624 | 0.15173 | 0.18658 | 0.16063 | 0.16098 | 0.13666 | 0.12491 | 0.10846 | 0.12183 | 0.13359 | 0.12404 | 0.13386 | 0.1574 | 0.16057 | 0.17379
Portfolio Adjusted1-in-10AllOrange County2021June Monthly Peak | Portfolio Adjusted | 1-in-10 | All | Orange County | 2021 | June Monthly Peak | 6 | 7.8511 | 7.5262 | 7.2369 | 7.2897 | 7.7425 | 8.9456 | 10.1536 | 11.3861 | 12.6327 | 13.6919 | 14.5951 | 15.0928 | 15.2153 | 15.3137 | 15.1546 | 14.6508 | 13.8617 | 12.6833 | 11.6745 | 11.1768 | 11.0288 | 10.3565 | 9.3887 | 8.7213 | 0.015745 | 0.014234 | 0.0077031 | -0.013837 | -0.024982 | -0.024178 | -0.010173 | -0.00017852 | 0.01409 | 0.019527 | -0.004147 | 0.0015797 | 0.037722 | 0.1437 | 0.4474 | 0.42694 | 0.40289 | 0.35405 | 0.10073 | 0.015827 | -0.0078332 | -0.0090639 | -0.012309 | -0.016056 | 72.962 | 71.67 | 70.3572 | 69.3037 | 68.0813 | 67.234 | 67.0855 | 68.1687 | 71.3407 | 76.0866 | 81.1805 | 85.4788 | 88.4262 | 90.6137 | 92.1435 | 92.7312 | 93.0716 | 92.4624 | 91.1197 | 88.9024 | 84.9808 | 80.9665 | 78.4394 | 76.5192 | 0.20051 | 0.16147 | 0.17135 | 0.15561 | 0.13788 | 0.14751 | 0.12267 | 0.11507 | 0.12339 | 0.13725 | 0.15157 | 0.18507 | 0.1574 | 0.15719 | 0.13379 | 0.12433 | 0.10884 | 0.1226 | 0.13664 | 0.12699 | 0.13778 | 0.16348 | 0.16752 | 0.18259
Portfolio Adjusted1-in-10AllOrange County2021July Monthly Peak | Portfolio Adjusted | 1-in-10 | All | Orange County | 2021 | July Monthly Peak | 7 | 8.0526 | 7.7202 | 7.4687 | 7.5241 | 8.0108 | 9.3592 | 10.6359 | 11.8502 | 13.1127 | 14.2053 | 15.1289 | 15.6259 | 15.786 | 15.8693 | 15.7549 | 15.2775 | 14.4929 | 13.2801 | 12.1854 | 11.6088 | 11.4028 | 10.6919 | 9.7013 | 9.0092 | -0.0025626 | 0.00084473 | -0.0045858 | -0.021022 | -0.0335 | -0.036823 | -0.025082 | -0.011096 | 0.01883 | 0.030765 | -0.0059317 | -0.0036943 | 0.034817 | 0.13974 | 0.45534 | 0.43726 | 0.41101 | 0.36447 | 0.10974 | 0.0085487 | -0.013033 | -0.013695 | -0.020469 | -0.018845 | 75.183 | 74.2165 | 73.2515 | 72.4098 | 71.6652 | 71.1917 | 70.9872 | 71.3355 | 74.2502 | 78.9004 | 83.4369 | 87.3505 | 89.8477 | 91.4225 | 93.0335 | 93.4925 | 94.102 | 93.0141 | 91.0967 | 89.037 | 85.9108 | 82.795 | 80.6631 | 79.1245 | 0.20577 | 0.16531 | 0.17731 | 0.16068 | 0.14298 | 0.15387 | 0.12778 | 0.11843 | 0.12606 | 0.13999 | 0.1543 | 0.18822 | 0.16064 | 0.16028 | 0.13708 | 0.12798 | 0.11263 | 0.12763 | 0.14243 | 0.13152 | 0.14169 | 0.16845 | 0.17329 | 0.1889
Portfolio Adjusted1-in-10AllOrange County2021August Monthly Peak | Portfolio Adjusted | 1-in-10 | All | Orange County | 2021 | August Monthly Peak | 8 | 8.2841 | 7.909 | 7.6377 | 7.712 | 8.2237 | 9.6561 | 11.1092 | 12.3312 | 13.8115 | 15.0715 | 16.0868 | 16.6443 | 16.8299 | 16.9119 | 16.7624 | 16.1656 | 15.2872 | 13.9432 | 12.6946 | 12.2138 | 11.8712 | 10.9939 | 9.9547 | 9.2549 | -0.033086 | -0.021358 | -0.024974 | -0.032449 | -0.04668 | -0.056786 | -0.049992 | -0.029722 | 0.027338 | 0.050977 | -0.0092206 | -0.012943 | 0.03118 | 0.13909 | 0.48056 | 0.45911 | 0.42297 | 0.37561 | 0.12236 | -0.0040473 | -0.021824 | -0.021212 | -0.033618 | -0.023053 | 77.8053 | 76.8395 | 75.9844 | 75.3117 | 74.7746 | 74.1587 | 73.7939 | 74.026 | 76.9026 | 81.0682 | 85.4276 | 89.8634 | 93.2686 | 95.8712 | 97.1879 | 97.4501 | 97.1581 | 95.7646 | 94.4774 | 91.7836 | 87.8157 | 84.4969 | 82.1944 | 80.5841 | 0.21507 | 0.17195 | 0.18411 | 0.16736 | 0.1491 | 0.16101 | 0.13534 | 0.12617 | 0.13552 | 0.15137 | 0.16744 | 0.20502 | 0.17556 | 0.1756 | 0.14984 | 0.13873 | 0.12134 | 0.13659 | 0.15114 | 0.14018 | 0.15036 | 0.17649 | 0.1811 | 0.19786
Portfolio Adjusted1-in-10AllOrange County2021September Monthly Peak | Portfolio Adjusted | 1-in-10 | All | Orange County | 2021 | September Monthly Peak | 9 | 8.2106 | 7.8719 | 7.6284 | 7.6916 | 8.2228 | 9.6756 | 11.2922 | 12.4796 | 14.1208 | 15.4718 | 16.5614 | 17.1568 | 17.3793 | 17.4519 | 17.176 | 16.4465 | 15.4926 | 14.0733 | 12.8805 | 12.7071 | 11.9599 | 11.0717 | 10.0183 | 9.2711 | -0.045593 | -0.03067 | -0.033582 | -0.037044 | -0.051968 | -0.064845 | -0.060417 | -0.037833 | 0.031266 | 0.060376 | -0.010795 | -0.017362 | 0.029758 | 0.1399 | 0.49401 | 0.46895 | 0.42742 | 0.37941 | 0.12849 | -0.0098657 | -0.025687 | -0.024585 | -0.039437 | -0.024781 | 80.0607 | 78.8198 | 77.737 | 77.1595 | 76.2008 | 75.4534 | 75.0917 | 75.1542 | 77.4069 | 81.7791 | 86.5868 | 91.6275 | 95.4805 | 97.8394 | 98.8732 | 98.7766 | 98.2849 | 97.3196 | 95.5556 | 92.6392 | 89.0231 | 85.7017 | 83.2341 | 81.4373 | 0.21648 | 0.17402 | 0.18695 | 0.16956 | 0.15133 | 0.16338 | 0.13801 | 0.12954 | 0.14089 | 0.15781 | 0.17543 | 0.21564 | 0.18525 | 0.18528 | 0.1575 | 0.14486 | 0.12619 | 0.14146 | 0.15653 | 0.14729 | 0.15474 | 0.18163 | 0.18593 | 0.20201
Portfolio Adjusted1-in-10AllOrange County2021October Monthly Peak | Portfolio Adjusted | 1-in-10 | All | Orange County | 2021 | October Monthly Peak | 10 | 7.7041 | 7.3945 | 7.1046 | 7.1251 | 7.6269 | 8.9996 | 10.6001 | 11.4425 | 12.6969 | 13.7883 | 14.7914 | 15.3674 | 15.6271 | 15.7922 | 15.5769 | 14.892 | 13.9736 | 12.7423 | 12.1542 | 11.7288 | 10.9699 | 10.1838 | 9.2523 | 8.5503 | 0.010918 | 0.010618 | 0.004532 | -0.015008 | -0.026315 | -0.026908 | -0.013892 | -0.0028735 | 0.015361 | 0.022603 | -0.0047131 | 0.0002708 | 0.038843 | 0.15087 | 0.46973 | 0.44143 | 0.41147 | 0.36189 | 0.10675 | 0.014492 | -0.0090528 | -0.010005 | -0.014083 | -0.016313 | 74.8829 | 74.4122 | 73.9291 | 72.5822 | 71.7586 | 71.1749 | 70.6149 | 70.3164 | 71.4084 | 74.7592 | 78.9548 | 83.443 | 87.0258 | 89.7401 | 91.1068 | 91.5564 | 90.8647 | 89.1246 | 86.6735 | 83.4339 | 80.1279 | 77.905 | 76.3686 | 74.9778 | 0.19657 | 0.15804 | 0.16754 | 0.15068 | 0.1351 | 0.14695 | 0.12444 | 0.11541 | 0.12468 | 0.13949 | 0.15607 | 0.19245 | 0.1659 | 0.16679 | 0.14163 | 0.1296 | 0.11233 | 0.12652 | 0.14305 | 0.13221 | 0.13758 | 0.16127 | 0.16599 | 0.17926
Portfolio Adjusted1-in-10AllOrange County2021November Monthly Peak | Portfolio Adjusted | 1-in-10 | All | Orange County | 2021 | November Monthly Peak | 11 | 7.1167 | 6.84 | 6.6527 | 6.7014 | 7.1908 | 8.5076 | 9.7053 | 10.4725 | 11.4046 | 12.0677 | 12.6978 | 13.0054 | 13.1548 | 13.2159 | 12.9697 | 12.3521 | 11.7313 | 11.4368 | 10.6477 | 10.1279 | 9.6119 | 9.0051 | 8.2794 | 7.7353 | 0.076988 | 0.058966 | 0.049259 | 0.010024 | 0.0027264 | 0.017091 | 0.040339 | 0.037322 | -0.0022941 | -0.019223 | 0.0020647 | 0.019511 | 0.047103 | 0.15485 | 0.41767 | 0.38765 | 0.37695 | 0.34049 | 0.076647 | 0.040571 | 0.0093883 | 0.0062055 | 0.014383 | -0.0069235 | 62.7863 | 61.7804 | 61.1375 | 60.0211 | 58.8985 | 58.0754 | 58.1755 | 58.6017 | 60.8153 | 64.9122 | 69.9284 | 74.1249 | 76.7545 | 78.3724 | 79.2989 | 79.2565 | 78.1149 | 75.7225 | 73.093 | 70.6847 | 68.6968 | 67.0021 | 65.4442 | 64.7076 | 0.19416 | 0.15629 | 0.16779 | 0.1516 | 0.13621 | 0.14814 | 0.12387 | 0.11441 | 0.12164 | 0.13425 | 0.14795 | 0.18043 | 0.15456 | 0.15454 | 0.13073 | 0.11907 | 0.10395 | 0.12144 | 0.13484 | 0.12367 | 0.13048 | 0.15413 | 0.15938 | 0.17365
Portfolio Adjusted1-in-10AllOrange County2021December Monthly Peak | Portfolio Adjusted | 1-in-10 | All | Orange County | 2021 | December Monthly Peak | 12 | 6.9027 | 6.6646 | 6.5221 | 6.5511 | 7.0693 | 8.4279 | 9.8829 | 10.613 | 11.5739 | 11.9313 | 12.0181 | 11.7819 | 11.4238 | 11.076 | 10.6216 | 9.9242 | 9.605 | 9.7685 | 9.5048 | 9.1605 | 8.7908 | 8.4204 | 7.8648 | 7.4104 | 0.072817 | 0.055705 | 0.046736 | 0.0094237 | 0.0025779 | 0.016378 | 0.039315 | 0.036081 | -0.0021876 | -0.01786 | 0.0018801 | 0.017476 | 0.041522 | 0.1344 | 0.35501 | 0.32855 | 0.32401 | 0.29974 | 0.069176 | 0.036815 | 0.0085554 | 0.0057127 | 0.01331 | -0.0064388 | 43.1852 | 42.5354 | 41.8403 | 41.7032 | 41.1925 | 40.3973 | 40.4591 | 40.5029 | 41.3974 | 43.2872 | 45.5362 | 47.4757 | 48.4892 | 48.8946 | 49.3109 | 49.5306 | 48.9846 | 47.7045 | 46.006 | 45.0829 | 44.3124 | 43.5007 | 42.9055 | 42.4076 | 0.18367 | 0.1477 | 0.15922 | 0.14254 | 0.12883 | 0.14207 | 0.12085 | 0.11067 | 0.11609 | 0.12483 | 0.1348 | 0.16164 | 0.13624 | 0.13409 | 0.11254 | 0.1029 | 0.09109 | 0.10801 | 0.12171 | 0.11224 | 0.11892 | 0.14191 | 0.14752 | 0.16152
Portfolio Adjusted1-in-10AllOrange County2021Typical Event Day | Portfolio Adjusted | 1-in-10 | All | Orange County | 2021 | Typical Event Day | 8 | 8.2181 | 7.8452 | 7.5767 | 7.6516 | 8.1596 | 9.5805 | 11.0167 | 12.1859 | 13.5872 | 14.7662 | 15.7212 | 16.2484 | 16.4236 | 16.5208 | 16.3903 | 15.8246 | 14.9731 | 13.6659 | 12.4658 | 12.0054 | 11.6927 | 10.8362 | 9.8187 | 9.1373 | -0.016217 | -0.0090647 | -0.013706 | -0.026248 | -0.039597 | -0.046033 | -0.036571 | -0.019565 | 0.022951 | 0.040279 | -0.0074888 | -0.0078377 | 0.033882 | 0.14237 | 0.47441 | 0.45273 | 0.42061 | 0.37226 | 0.11597 | 0.003058 | -0.017039 | -0.017058 | -0.026333 | -0.020785 | 76.5027 | 75.3865 | 74.3325 | 73.5462 | 72.6804 | 72.0094 | 71.7396 | 72.1711 | 74.9751 | 79.4586 | 84.158 | 88.5801 | 91.7557 | 93.9367 | 95.3095 | 95.6126 | 95.6542 | 94.6402 | 93.0623 | 90.5905 | 86.9326 | 83.49 | 81.1327 | 79.4163 | 0.2111 | 0.16873 | 0.18062 | 0.1642 | 0.14626 | 0.15792 | 0.13273 | 0.12344 | 0.13222 | 0.14723 | 0.16242 | 0.19855 | 0.16984 | 0.16992 | 0.14498 | 0.13424 | 0.11744 | 0.1323 | 0.14676 | 0.13624 | 0.14637 | 0.17196 | 0.17656 | 0.1931
Portfolio Adjusted1-in-10AllOrange County2022January Monthly Peak | Portfolio Adjusted | 1-in-10 | All | Orange County | 2022 | January Monthly Peak | 1 | 6.766 | 6.5597 | 6.4086 | 6.475 | 7.0119 | 8.4275 | 9.952 | 10.7035 | 11.7206 | 12.0316 | 12.0285 | 11.7824 | 11.3932 | 10.9288 | 10.395 | 9.5467 | 9.058 | 9.3272 | 9.2982 | 8.9675 | 8.6314 | 8.2812 | 7.7559 | 7.3475 | 0.071449 | 0.054857 | 0.045762 | 0.009279 | 0.0025578 | 0.016485 | 0.039821 | 0.036786 | -0.0022359 | -0.018105 | 0.0019013 | 0.017759 | 0.042283 | 0.13598 | 0.35541 | 0.32525 | 0.31553 | 0.29298 | 0.068664 | 0.036529 | 0.0085211 | 0.0056895 | 0.01331 | -0.0064447 | 40.9604 | 40.8893 | 40.1519 | 39.4877 | 38.9886 | 38.6044 | 38.2307 | 37.9715 | 38.5932 | 41.0092 | 43.161 | 45.1451 | 46.6178 | 47.6239 | 48.6422 | 48.9381 | 48.4204 | 47.1809 | 45.4739 | 44.706 | 43.9975 | 43.8318 | 43.535 | 43.0913 | 0.18023 | 0.14546 | 0.1559 | 0.14036 | 0.12783 | 0.143 | 0.1224 | 0.11282 | 0.11864 | 0.12654 | 0.13631 | 0.16424 | 0.13871 | 0.13565 | 0.1135 | 0.10292 | 0.089761 | 0.10636 | 0.1208 | 0.11136 | 0.11844 | 0.14133 | 0.14752 | 0.16167
Portfolio Adjusted1-in-10AllOrange County2022February Monthly Peak | Portfolio Adjusted | 1-in-10 | All | Orange County | 2022 | February Monthly Peak | 2 | 6.7525 | 6.507 | 6.3736 | 6.444 | 6.9842 | 8.3417 | 9.7095 | 10.3454 | 11.1816 | 11.5584 | 11.7574 | 11.7955 | 11.682 | 11.5001 | 11.1859 | 10.5172 | 9.9314 | 9.7465 | 9.7373 | 9.3178 | 8.9308 | 8.4361 | 7.7884 | 7.3144 | 0.071818 | 0.054944 | 0.046193 | 0.0093897 | 0.0025822 | 0.016517 | 0.039644 | 0.036499 | -0.0022151 | -0.018116 | 0.001911 | 0.018 | 0.04314 | 0.14027 | 0.37278 | 0.34368 | 0.33224 | 0.30065 | 0.070487 | 0.037367 | 0.0087014 | 0.0057621 | 0.013358 | -0.0064316 | 47.33 | 46.9753 | 46.6077 | 46.0248 | 45.5277 | 45.1982 | 44.5789 | 45.1063 | 46.1138 | 49.4729 | 52.4356 | 55.5853 | 57.4966 | 58.4618 | 59.1143 | 59.3509 | 58.0999 | 57.0999 | 55.3111 | 53.439 | 52.2644 | 50.9657 | 49.9095 | 48.487 | 0.18114 | 0.14567 | 0.15736 | 0.14202 | 0.12904 | 0.14324 | 0.1218 | 0.1119 | 0.11747 | 0.12655 | 0.13695 | 0.16645 | 0.14152 | 0.13994 | 0.11794 | 0.10711 | 0.093053 | 0.10847 | 0.12401 | 0.11391 | 0.12095 | 0.14313 | 0.14804 | 0.16133
Portfolio Adjusted1-in-10AllOrange County2022March Monthly Peak | Portfolio Adjusted | 1-in-10 | All | Orange County | 2022 | March Monthly Peak | 3 | 7.0611 | 6.7762 | 6.5642 | 6.6216 | 7.0972 | 8.4263 | 9.8592 | 10.4681 | 11.2205 | 11.8088 | 12.3792 | 12.7348 | 12.9052 | 13.0182 | 12.8966 | 12.3809 | 11.6892 | 10.8282 | 10.2751 | 10.235 | 9.7797 | 9.1293 | 8.3269 | 7.7188 | 0.075461 | 0.057681 | 0.04803 | 0.0097907 | 0.0026619 | 0.016864 | 0.040446 | 0.037266 | -0.0022721 | -0.018844 | 0.0020157 | 0.019123 | 0.046376 | 0.15287 | 0.41373 | 0.3858 | 0.37362 | 0.32557 | 0.074238 | 0.040331 | 0.0094 | 0.0061847 | 0.014262 | -0.0068018 | 60.3209 | 58.9066 | 57.9219 | 57.5897 | 56.4189 | 55.4499 | 54.9255 | 55.7066 | 59.0822 | 63.5642 | 68.3614 | 72.7947 | 75.9358 | 77.5486 | 78.2142 | 78.8803 | 78.7126 | 77.6596 | 75.1331 | 71.6702 | 68.7092 | 65.8503 | 63.5946 | 61.8616 | 0.19032 | 0.1529 | 0.16361 | 0.14807 | 0.133 | 0.1462 | 0.12425 | 0.11424 | 0.12047 | 0.1316 | 0.14444 | 0.17684 | 0.15217 | 0.15256 | 0.12946 | 0.11827 | 0.10287 | 0.11647 | 0.1306 | 0.12295 | 0.13066 | 0.15363 | 0.15805 | 0.17061
Portfolio Adjusted1-in-10AllOrange County2022April Monthly Peak | Portfolio Adjusted | 1-in-10 | All | Orange County | 2022 | April Monthly Peak | 4 | 7.2446 | 6.9522 | 6.7286 | 6.7973 | 7.2706 | 8.6032 | 9.9024 | 10.7509 | 11.8205 | 12.759 | 13.5985 | 14.1344 | 14.4106 | 14.5324 | 14.3612 | 13.7977 | 12.9938 | 11.8799 | 10.8719 | 10.8029 | 10.4204 | 9.6738 | 8.7573 | 8.0635 | 0.036295 | 0.029082 | 0.021856 | -0.0046727 | -0.014056 | -0.0088161 | 0.008073 | 0.013318 | 0.0078504 | 0.0050204 | -0.0018096 | 0.0082184 | 0.041429 | 0.14902 | 0.43873 | 0.412 | 0.39087 | 0.34165 | 0.088911 | 0.02473 | -0.0012725 | -0.0031605 | -0.0021326 | -0.012005 | 71.2514 | 69.4665 | 67.8746 | 66.2299 | 65.2536 | 64.5905 | 64.0261 | 64.1349 | 67.1738 | 72.7056 | 78.6406 | 84.0755 | 87.6908 | 89.6447 | 90.2843 | 90.756 | 90.7403 | 89.9128 | 88.275 | 84.6408 | 79.6882 | 75.7601 | 73.1855 | 71.1825 | 0.18364 | 0.1479 | 0.15852 | 0.14398 | 0.12926 | 0.14166 | 0.11911 | 0.11083 | 0.11852 | 0.13181 | 0.14629 | 0.1801 | 0.15522 | 0.15547 | 0.13181 | 0.12069 | 0.105 | 0.11835 | 0.13 | 0.12258 | 0.13073 | 0.15344 | 0.15689 | 0.16862
Portfolio Adjusted1-in-10AllOrange County2022May Monthly Peak | Portfolio Adjusted | 1-in-10 | All | Orange County | 2022 | May Monthly Peak | 5 | 7.4002 | 7.0934 | 6.8541 | 6.9149 | 7.4192 | 8.7662 | 9.9267 | 11.054 | 12.3172 | 13.3602 | 14.2819 | 14.8128 | 15.0577 | 15.1763 | 14.9796 | 14.3517 | 13.523 | 12.3161 | 11.2294 | 10.9202 | 10.7577 | 10.0096 | 9.0543 | 8.3934 | 0.016195 | 0.014334 | 0.0082717 | -0.012274 | -0.022978 | -0.022442 | -0.0085656 | 0.00085097 | 0.013522 | 0.018389 | -0.0039962 | 0.0021173 | 0.038969 | 0.14826 | 0.45532 | 0.42737 | 0.40054 | 0.35083 | 0.098299 | 0.01623 | -0.007163 | -0.0083448 | -0.011116 | -0.015115 | 71.9562 | 70.6132 | 69.0017 | 68.2845 | 67.6426 | 66.7611 | 66.3514 | 66.7545 | 70.7597 | 76.9958 | 82.3999 | 86.6166 | 89.1953 | 91.0941 | 92.5073 | 93.3597 | 93.4349 | 92.2062 | 90.0824 | 87.3487 | 83.9143 | 80.1486 | 77.3131 | 75.2223 | 0.18517 | 0.14886 | 0.15931 | 0.14484 | 0.13067 | 0.14352 | 0.11947 | 0.11275 | 0.12217 | 0.13663 | 0.15217 | 0.18711 | 0.16109 | 0.16144 | 0.13705 | 0.12527 | 0.10877 | 0.12218 | 0.13397 | 0.1244 | 0.13424 | 0.15785 | 0.16103 | 0.17429
Portfolio Adjusted1-in-10AllOrange County2022June Monthly Peak | Portfolio Adjusted | 1-in-10 | All | Orange County | 2022 | June Monthly Peak | 6 | 7.8652 | 7.5397 | 7.2499 | 7.3029 | 7.7568 | 8.9629 | 10.1737 | 11.4081 | 12.6561 | 13.7161 | 14.62 | 15.1179 | 15.2401 | 15.3383 | 15.1785 | 14.6736 | 13.8831 | 12.7033 | 11.6937 | 11.1957 | 11.0473 | 10.3742 | 9.405 | 8.7368 | 0.015791 | 0.014275 | 0.0077253 | -0.013877 | -0.025054 | -0.024248 | -0.010203 | -0.00017904 | 0.01413 | 0.019583 | -0.004159 | 0.0015843 | 0.037831 | 0.14411 | 0.44855 | 0.42801 | 0.40389 | 0.35495 | 0.10102 | 0.015873 | -0.0078558 | -0.0090901 | -0.012344 | -0.016102 | 72.9622 | 71.6701 | 70.3574 | 69.3038 | 68.0814 | 67.2342 | 67.0856 | 68.1688 | 71.3407 | 76.0867 | 81.1807 | 85.479 | 88.4264 | 90.614 | 92.1438 | 92.7315 | 93.0719 | 92.4627 | 91.1199 | 88.9027 | 84.9811 | 80.9667 | 78.4396 | 76.5194 | 0.20109 | 0.16193 | 0.17185 | 0.15606 | 0.13828 | 0.14793 | 0.12302 | 0.1154 | 0.12375 | 0.13764 | 0.152 | 0.18561 | 0.15786 | 0.15764 | 0.13417 | 0.12469 | 0.10916 | 0.12295 | 0.13703 | 0.12736 | 0.13818 | 0.16395 | 0.16801 | 0.18311
Portfolio Adjusted1-in-10AllOrange County2022July Monthly Peak | Portfolio Adjusted | 1-in-10 | All | Orange County | 2022 | July Monthly Peak | 7 | 8.0669 | 7.734 | 7.4821 | 7.5377 | 8.0256 | 9.3773 | 10.6568 | 11.8727 | 13.1366 | 14.2299 | 15.1541 | 15.6513 | 15.8113 | 15.8943 | 15.7793 | 15.3009 | 14.515 | 13.3008 | 12.2053 | 11.6283 | 11.4219 | 10.7101 | 9.7182 | 9.0252 | -0.00257 | 0.00084717 | -0.004599 | -0.021082 | -0.033597 | -0.036929 | -0.025154 | -0.011128 | 0.018884 | 0.030853 | -0.0059488 | -0.0037049 | 0.034917 | 0.14014 | 0.4565 | 0.43835 | 0.41202 | 0.36539 | 0.11006 | 0.0085734 | -0.013071 | -0.013734 | -0.020528 | -0.018899 | 75.1831 | 74.2166 | 73.2516 | 72.4098 | 71.6652 | 71.1917 | 70.9872 | 71.3356 | 74.2503 | 78.9005 | 83.437 | 87.3507 | 89.8479 | 91.4228 | 93.0338 | 93.4928 | 94.1022 | 93.0144 | 91.097 | 89.0373 | 85.911 | 82.7953 | 80.6633 | 79.1247 | 0.20636 | 0.16578 | 0.17783 | 0.16114 | 0.14339 | 0.15431 | 0.12815 | 0.11877 | 0.12642 | 0.1404 | 0.15474 | 0.18876 | 0.16111 | 0.16074 | 0.13747 | 0.12835 | 0.11295 | 0.12799 | 0.14284 | 0.1319 | 0.14209 | 0.16894 | 0.17379 | 0.18944
Portfolio Adjusted1-in-10AllOrange County2022August Monthly Peak | Portfolio Adjusted | 1-in-10 | All | Orange County | 2022 | August Monthly Peak | 8 | 8.2988 | 7.9231 | 7.6513 | 7.7258 | 8.2388 | 9.6746 | 11.1309 | 12.3547 | 13.8366 | 15.0975 | 16.1136 | 16.6714 | 16.8569 | 16.9387 | 16.7885 | 16.1904 | 15.3105 | 13.965 | 12.7153 | 12.2341 | 11.891 | 11.0127 | 9.9719 | 9.2713 | -0.033182 | -0.02142 | -0.025046 | -0.032542 | -0.046815 | -0.05695 | -0.050137 | -0.029808 | 0.027417 | 0.051125 | -0.0092472 | -0.012981 | 0.03127 | 0.1395 | 0.48179 | 0.46025 | 0.424 | 0.37655 | 0.12271 | -0.004059 | -0.021887 | -0.021274 | -0.033716 | -0.02312 | 77.8054 | 76.8397 | 75.9846 | 75.3118 | 74.7747 | 74.1588 | 73.794 | 74.0261 | 76.9027 | 81.0683 | 85.4278 | 89.8636 | 93.2689 | 95.8715 | 97.1882 | 97.4504 | 97.1584 | 95.7648 | 94.4777 | 91.7839 | 87.8159 | 84.4972 | 82.1946 | 80.5843 | 0.21569 | 0.17245 | 0.18464 | 0.16785 | 0.14953 | 0.16147 | 0.13572 | 0.12654 | 0.13591 | 0.1518 | 0.16792 | 0.20561 | 0.17606 | 0.17611 | 0.15027 | 0.13912 | 0.12168 | 0.13698 | 0.15157 | 0.14059 | 0.15079 | 0.177 | 0.18162 | 0.19843
Portfolio Adjusted1-in-10AllOrange County2022September Monthly Peak | Portfolio Adjusted | 1-in-10 | All | Orange County | 2022 | September Monthly Peak | 9 | 8.2252 | 7.886 | 7.642 | 7.7055 | 8.2379 | 9.6941 | 11.314 | 12.5034 | 14.1465 | 15.4986 | 16.5891 | 17.1849 | 17.4075 | 17.4799 | 17.2032 | 16.4721 | 15.5165 | 14.0956 | 12.9017 | 12.7282 | 11.98 | 11.0907 | 10.0358 | 9.2877 | -0.045725 | -0.030758 | -0.033679 | -0.037151 | -0.052119 | -0.065032 | -0.060592 | -0.037943 | 0.031356 | 0.06055 | -0.010826 | -0.017413 | 0.029844 | 0.1403 | 0.49527 | 0.47013 | 0.42847 | 0.38037 | 0.12887 | -0.0098942 | -0.025761 | -0.024656 | -0.039551 | -0.024853 | 80.0609 | 78.82 | 77.7371 | 77.1597 | 76.2009 | 75.4535 | 75.0918 | 75.1543 | 77.4071 | 81.7792 | 86.587 | 91.6278 | 95.4807 | 97.8396 | 98.8734 | 98.7768 | 98.2852 | 97.3199 | 95.5559 | 92.6394 | 89.0233 | 85.7019 | 83.2343 | 81.4375 | 0.21711 | 0.17452 | 0.18749 | 0.17005 | 0.15177 | 0.16385 | 0.13841 | 0.12991 | 0.14129 | 0.15827 | 0.17593 | 0.21626 | 0.18579 | 0.18581 | 0.15795 | 0.14528 | 0.12655 | 0.14186 | 0.15698 | 0.14772 | 0.15519 | 0.18215 | 0.18647 | 0.20259
Portfolio Adjusted1-in-10AllOrange County2022October Monthly Peak | Portfolio Adjusted | 1-in-10 | All | Orange County | 2022 | October Monthly Peak | 10 | 7.7179 | 7.4077 | 7.1173 | 7.1379 | 7.6409 | 9.0169 | 10.6204 | 11.4645 | 12.7206 | 13.813 | 14.8171 | 15.3935 | 15.6534 | 15.8184 | 15.6023 | 14.9158 | 13.9957 | 12.763 | 12.1743 | 11.7484 | 10.9885 | 10.2013 | 9.2685 | 8.5656 | 0.010949 | 0.010649 | 0.004545 | -0.015052 | -0.026391 | -0.026986 | -0.013932 | -0.0028818 | 0.015406 | 0.022669 | -0.0047268 | 0.00027158 | 0.038955 | 0.15131 | 0.47094 | 0.44255 | 0.41249 | 0.36281 | 0.10706 | 0.014533 | -0.009079 | -0.010034 | -0.014124 | -0.01636 | 74.8831 | 74.4123 | 73.9292 | 72.5824 | 71.7587 | 71.175 | 70.6149 | 70.3165 | 71.4085 | 74.7593 | 78.9549 | 83.4431 | 87.026 | 89.7403 | 91.107 | 91.5566 | 90.865 | 89.1248 | 86.6738 | 83.4342 | 80.1281 | 77.9052 | 76.3688 | 74.9779 | 0.19714 | 0.1585 | 0.16802 | 0.15112 | 0.13549 | 0.14737 | 0.1248 | 0.11575 | 0.12504 | 0.13989 | 0.15652 | 0.193 | 0.16638 | 0.16727 | 0.14203 | 0.12997 | 0.11265 | 0.12688 | 0.14346 | 0.13259 | 0.13798 | 0.16173 | 0.16647 | 0.17978
Portfolio Adjusted1-in-10AllOrange County2022November Monthly Peak | Portfolio Adjusted | 1-in-10 | All | Orange County | 2022 | November Monthly Peak | 11 | 7.1295 | 6.8524 | 6.6647 | 6.7135 | 7.2041 | 8.524 | 9.7244 | 10.4931 | 11.4263 | 12.09 | 12.7207 | 13.0285 | 13.1778 | 13.2388 | 12.9918 | 12.3728 | 11.7507 | 11.4556 | 10.6655 | 10.1452 | 9.6285 | 9.0209 | 8.2941 | 7.7492 | 0.077211 | 0.059137 | 0.049401 | 0.010053 | 0.0027343 | 0.01714 | 0.040456 | 0.03743 | -0.0023007 | -0.019278 | 0.0020706 | 0.019567 | 0.047239 | 0.1553 | 0.41876 | 0.38865 | 0.37791 | 0.34136 | 0.076869 | 0.040688 | 0.0094154 | 0.0062234 | 0.014425 | -0.0069435 | 62.7864 | 61.7805 | 61.1376 | 60.0212 | 58.8986 | 58.0755 | 58.1756 | 58.6018 | 60.8154 | 64.9123 | 69.9285 | 74.125 | 76.7547 | 78.3726 | 79.299 | 79.2567 | 78.1151 | 75.7227 | 73.0932 | 70.6849 | 68.6969 | 67.0022 | 65.4444 | 64.7077 | 0.19472 | 0.15674 | 0.16828 | 0.15204 | 0.13661 | 0.14857 | 0.12423 | 0.11474 | 0.12199 | 0.13464 | 0.14838 | 0.18095 | 0.155 | 0.15498 | 0.1311 | 0.11942 | 0.10425 | 0.12179 | 0.13523 | 0.12403 | 0.13085 | 0.15458 | 0.15984 | 0.17415
Portfolio Adjusted1-in-10AllOrange County2022December Monthly Peak | Portfolio Adjusted | 1-in-10 | All | Orange County | 2022 | December Monthly Peak | 12 | 6.9148 | 6.6762 | 6.5334 | 6.5625 | 7.0819 | 8.4436 | 9.9015 | 10.6328 | 11.5946 | 11.952 | 12.039 | 11.8026 | 11.4442 | 11.096 | 10.6408 | 9.9422 | 9.6221 | 9.7852 | 9.5209 | 9.1763 | 8.8059 | 8.4349 | 7.8784 | 7.4233 | 0.073028 | 0.055866 | 0.046871 | 0.0094509 | 0.0025853 | 0.016425 | 0.039429 | 0.036185 | -0.0021939 | -0.017912 | 0.0018856 | 0.017527 | 0.041642 | 0.13479 | 0.35595 | 0.32941 | 0.32485 | 0.30052 | 0.069375 | 0.036921 | 0.0085801 | 0.0057292 | 0.013348 | -0.0064574 | 43.1853 | 42.5355 | 41.8404 | 41.7033 | 41.1926 | 40.3974 | 40.4593 | 40.503 | 41.3975 | 43.2873 | 45.5363 | 47.4758 | 48.4893 | 48.8947 | 49.311 | 49.5308 | 48.9848 | 47.7047 | 46.0062 | 45.083 | 44.3126 | 43.5009 | 42.9056 | 42.4077 | 0.1842 | 0.14812 | 0.15968 | 0.14295 | 0.1292 | 0.14248 | 0.12119 | 0.11099 | 0.11642 | 0.12519 | 0.13518 | 0.16211 | 0.13663 | 0.13448 | 0.11286 | 0.1032 | 0.091352 | 0.10832 | 0.12206 | 0.11256 | 0.11926 | 0.14232 | 0.14794 | 0.16198
Portfolio Adjusted1-in-10AllOrange County2022Typical Event Day | Portfolio Adjusted | 1-in-10 | All | Orange County | 2022 | Typical Event Day | 8 | 8.2327 | 7.8592 | 7.5902 | 7.6654 | 8.1747 | 9.5989 | 11.0382 | 12.2092 | 13.612 | 14.7919 | 15.7476 | 16.275 | 16.4502 | 16.5472 | 16.416 | 15.849 | 14.9959 | 13.6873 | 12.4862 | 12.0254 | 11.7122 | 10.8547 | 9.8358 | 9.1536 | -0.016264 | -0.0090908 | -0.013745 | -0.026324 | -0.039712 | -0.046166 | -0.036677 | -0.019621 | 0.023018 | 0.040395 | -0.0075105 | -0.0078604 | 0.03398 | 0.14278 | 0.47563 | 0.45386 | 0.42164 | 0.3732 | 0.11631 | 0.0030669 | -0.017088 | -0.017108 | -0.026409 | -0.020845 | 76.5029 | 75.3866 | 74.3327 | 73.5463 | 72.6806 | 72.0096 | 71.7397 | 72.1712 | 74.9752 | 79.4587 | 84.1581 | 88.5803 | 91.756 | 93.937 | 95.3098 | 95.6129 | 95.6544 | 94.6404 | 93.0626 | 90.5908 | 86.9328 | 83.4903 | 81.133 | 79.4165 | 0.21171 | 0.16921 | 0.18114 | 0.16468 | 0.14668 | 0.15838 | 0.13311 | 0.1238 | 0.1326 | 0.14765 | 0.16289 | 0.19912 | 0.17033 | 0.17041 | 0.14539 | 0.13462 | 0.11777 | 0.13268 | 0.14718 | 0.13663 | 0.1468 | 0.17246 | 0.17707 | 0.19366
Portfolio Adjusted1-in-10AllOrange County2023January Monthly Peak | Portfolio Adjusted | 1-in-10 | All | Orange County | 2023 | January Monthly Peak | 1 | 6.7779 | 6.5711 | 6.4197 | 6.4862 | 7.0244 | 8.4433 | 9.9708 | 10.7237 | 11.7418 | 12.0526 | 12.0496 | 11.8035 | 11.414 | 10.949 | 10.4144 | 9.5647 | 9.0748 | 9.3437 | 9.3142 | 8.9831 | 8.6464 | 8.2957 | 7.7695 | 7.3604 | 0.071656 | 0.055016 | 0.045894 | 0.0093058 | 0.0025651 | 0.016533 | 0.039936 | 0.036892 | -0.0022424 | -0.018158 | 0.0019068 | 0.01781 | 0.042405 | 0.13638 | 0.35636 | 0.32611 | 0.31636 | 0.29375 | 0.068862 | 0.036635 | 0.0085457 | 0.0057059 | 0.013349 | -0.0064634 | 40.9605 | 40.8894 | 40.152 | 39.4878 | 38.9887 | 38.6045 | 38.2309 | 37.9716 | 38.5933 | 41.0093 | 43.1611 | 45.1452 | 46.6179 | 47.624 | 48.6423 | 48.9383 | 48.4205 | 47.181 | 45.474 | 44.7061 | 43.9976 | 43.8319 | 43.5351 | 43.0915 | 0.18075 | 0.14588 | 0.15635 | 0.14076 | 0.1282 | 0.14341 | 0.12276 | 0.11314 | 0.11898 | 0.1269 | 0.1367 | 0.16471 | 0.13911 | 0.13604 | 0.11383 | 0.10322 | 0.09002 | 0.10666 | 0.12115 | 0.11168 | 0.11878 | 0.14174 | 0.14795 | 0.16214
Portfolio Adjusted1-in-10AllOrange County2023February Monthly Peak | Portfolio Adjusted | 1-in-10 | All | Orange County | 2023 | February Monthly Peak | 2 | 6.7644 | 6.5185 | 6.3848 | 6.4553 | 6.9968 | 8.3576 | 9.7282 | 10.3655 | 11.2026 | 11.5795 | 11.7786 | 11.8169 | 11.7032 | 11.5209 | 11.206 | 10.5359 | 9.9488 | 9.7633 | 9.7537 | 9.3338 | 8.9462 | 8.4508 | 7.802 | 7.3273 | 0.072025 | 0.055102 | 0.046327 | 0.0094168 | 0.0025897 | 0.016565 | 0.039759 | 0.036604 | -0.0022215 | -0.018169 | 0.0019166 | 0.018052 | 0.043264 | 0.14067 | 0.37377 | 0.34457 | 0.3331 | 0.30144 | 0.070691 | 0.037474 | 0.0087266 | 0.0057787 | 0.013397 | -0.0064502 | 47.33 | 46.9754 | 46.6078 | 46.0249 | 45.5278 | 45.1983 | 44.579 | 45.1064 | 46.1139 | 49.4731 | 52.4357 | 55.5854 | 57.4968 | 58.4619 | 59.1144 | 59.3511 | 58.1001 | 57.1 | 55.3112 | 53.4391 | 52.2646 | 50.9659 | 49.9096 | 48.4871 | 0.18167 | 0.14609 | 0.15782 | 0.14243 | 0.12941 | 0.14365 | 0.12215 | 0.11222 | 0.11781 | 0.12691 | 0.13734 | 0.16693 | 0.14193 | 0.14034 | 0.11828 | 0.10742 | 0.093321 | 0.10879 | 0.12437 | 0.11424 | 0.12129 | 0.14355 | 0.14847 | 0.1618
Portfolio Adjusted1-in-10AllOrange County2023March Monthly Peak | Portfolio Adjusted | 1-in-10 | All | Orange County | 2023 | March Monthly Peak | 3 | 7.0736 | 6.7882 | 6.5758 | 6.6334 | 7.1102 | 8.4425 | 9.8783 | 10.4886 | 11.2421 | 11.8307 | 12.4016 | 12.7575 | 12.9279 | 13.0408 | 12.9185 | 12.4014 | 11.7084 | 10.8462 | 10.2924 | 10.2522 | 9.7963 | 9.145 | 8.3414 | 7.7325 | 0.075679 | 0.057847 | 0.048168 | 0.009819 | 0.0026696 | 0.016912 | 0.040562 | 0.037374 | -0.0022787 | -0.018899 | 0.0020215 | 0.019178 | 0.04651 | 0.15331 | 0.41481 | 0.38678 | 0.37457 | 0.32641 | 0.074452 | 0.040447 | 0.0094272 | 0.0062025 | 0.014303 | -0.0068215 | 60.321 | 58.9068 | 57.922 | 57.5898 | 56.419 | 55.45 | 54.9256 | 55.7067 | 59.0823 | 63.5643 | 68.3615 | 72.7949 | 75.9359 | 77.5488 | 78.2144 | 78.8805 | 78.7128 | 77.6598 | 75.1333 | 71.6704 | 68.7093 | 65.8505 | 63.5948 | 61.8617 | 0.19087 | 0.15334 | 0.16409 | 0.1485 | 0.13338 | 0.14662 | 0.1246 | 0.11457 | 0.12082 | 0.13198 | 0.14485 | 0.17735 | 0.15261 | 0.15299 | 0.12983 | 0.11861 | 0.10316 | 0.1168 | 0.13097 | 0.12331 | 0.13103 | 0.15407 | 0.15851 | 0.1711
Portfolio Adjusted1-in-10AllOrange County2023April Monthly Peak | Portfolio Adjusted | 1-in-10 | All | Orange County | 2023 | April Monthly Peak | 4 | 7.2573 | 6.9645 | 6.7405 | 6.8094 | 7.2839 | 8.6197 | 9.9217 | 10.7719 | 11.8429 | 12.782 | 13.6223 | 14.1586 | 14.435 | 14.5566 | 14.3847 | 13.8197 | 13.0143 | 11.8991 | 10.89 | 10.821 | 10.4379 | 9.6903 | 8.7725 | 8.0777 | 0.0364 | 0.029166 | 0.021919 | -0.0046862 | -0.014096 | -0.0088416 | 0.0080964 | 0.013357 | 0.0078731 | 0.0050349 | -0.0018148 | 0.0082422 | 0.041548 | 0.14945 | 0.43986 | 0.41304 | 0.39184 | 0.34252 | 0.089168 | 0.024801 | -0.0012762 | -0.0031696 | -0.0021388 | -0.012039 | 71.2516 | 69.4666 | 67.8747 | 66.23 | 65.2537 | 64.5905 | 64.0262 | 64.1349 | 67.1738 | 72.7057 | 78.6407 | 84.0757 | 87.691 | 89.6449 | 90.2845 | 90.7562 | 90.7406 | 89.9131 | 88.2752 | 84.641 | 79.6884 | 75.7603 | 73.1857 | 71.1827 | 0.18417 | 0.14832 | 0.15897 | 0.1444 | 0.12963 | 0.14206 | 0.11945 | 0.11115 | 0.11887 | 0.13219 | 0.14671 | 0.18062 | 0.15567 | 0.15592 | 0.13219 | 0.12104 | 0.1053 | 0.11869 | 0.13037 | 0.12293 | 0.13111 | 0.15389 | 0.15734 | 0.16911
Portfolio Adjusted1-in-10AllOrange County2023May Monthly Peak | Portfolio Adjusted | 1-in-10 | All | Orange County | 2023 | May Monthly Peak | 5 | 7.4132 | 7.1058 | 6.8661 | 6.9272 | 7.4328 | 8.7831 | 9.9463 | 11.0755 | 12.3404 | 13.3844 | 14.3069 | 14.8383 | 15.0832 | 15.2017 | 15.0042 | 14.3747 | 13.5445 | 12.3361 | 11.2483 | 10.9386 | 10.7758 | 10.0268 | 9.07 | 8.4083 | 0.016242 | 0.014375 | 0.0082956 | -0.012309 | -0.023044 | -0.022506 | -0.0085903 | 0.00085343 | 0.013561 | 0.018442 | -0.0040078 | 0.0021234 | 0.039082 | 0.14869 | 0.4565 | 0.42845 | 0.40154 | 0.35172 | 0.098583 | 0.016276 | -0.0071836 | -0.0083689 | -0.011149 | -0.015159 | 71.9563 | 70.6133 | 69.0018 | 68.2846 | 67.6427 | 66.7612 | 66.3515 | 66.7546 | 70.7598 | 76.996 | 82.4001 | 86.6168 | 89.1956 | 91.0943 | 92.5075 | 93.36 | 93.4352 | 92.2064 | 90.0826 | 87.3489 | 83.9146 | 80.1489 | 77.3133 | 75.2224 | 0.1857 | 0.14929 | 0.15977 | 0.14526 | 0.13105 | 0.14393 | 0.11981 | 0.11307 | 0.12252 | 0.13702 | 0.1526 | 0.18765 | 0.16155 | 0.16191 | 0.13744 | 0.12563 | 0.10908 | 0.12253 | 0.13436 | 0.12476 | 0.13463 | 0.15831 | 0.1615 | 0.17479
Portfolio Adjusted1-in-10AllOrange County2023June Monthly Peak | Portfolio Adjusted | 1-in-10 | All | Orange County | 2023 | June Monthly Peak | 6 | 7.8792 | 7.5533 | 7.2629 | 7.3161 | 7.7712 | 8.9803 | 10.1938 | 11.4301 | 12.6796 | 13.7404 | 14.6449 | 15.1431 | 15.265 | 15.3631 | 15.2025 | 14.6965 | 13.9046 | 12.7234 | 11.7129 | 11.2146 | 11.066 | 10.3921 | 9.4214 | 8.7524 | 0.015837 | 0.014316 | 0.0077476 | -0.013917 | -0.025126 | -0.024318 | -0.010232 | -0.00017956 | 0.014171 | 0.01964 | -0.004171 | 0.0015888 | 0.03794 | 0.14453 | 0.4497 | 0.42908 | 0.40489 | 0.35585 | 0.10132 | 0.015919 | -0.0078785 | -0.0091164 | -0.01238 | -0.016148 | 72.9624 | 71.6703 | 70.3575 | 69.304 | 68.0815 | 67.2343 | 67.0857 | 68.1689 | 71.3408 | 76.0868 | 81.1808 | 85.4792 | 88.4266 | 90.6142 | 92.1441 | 92.7318 | 93.0722 | 92.4629 | 91.1202 | 88.9029 | 84.9814 | 80.967 | 78.4398 | 76.5196 | 0.20167 | 0.1624 | 0.17234 | 0.15651 | 0.13867 | 0.14836 | 0.12337 | 0.11574 | 0.12411 | 0.13804 | 0.15244 | 0.18614 | 0.15831 | 0.15809 | 0.13456 | 0.12504 | 0.10947 | 0.1233 | 0.13742 | 0.12773 | 0.13857 | 0.16443 | 0.16849 | 0.18364
Portfolio Adjusted1-in-10AllOrange County2023July Monthly Peak | Portfolio Adjusted | 1-in-10 | All | Orange County | 2023 | July Monthly Peak | 7 | 8.0814 | 7.7479 | 7.4955 | 7.5514 | 8.0404 | 9.3954 | 10.6777 | 11.8953 | 13.1605 | 14.2546 | 15.1794 | 15.6768 | 15.8366 | 15.9194 | 15.8038 | 15.3244 | 14.5371 | 13.3217 | 12.2253 | 11.6478 | 11.441 | 10.7284 | 9.7351 | 9.0413 | -0.0025774 | 0.00084961 | -0.0046123 | -0.021143 | -0.033694 | -0.037036 | -0.025227 | -0.011161 | 0.018939 | 0.030943 | -0.005966 | -0.0037156 | 0.035018 | 0.14055 | 0.45767 | 0.43945 | 0.41303 | 0.36631 | 0.11038 | 0.0085982 | -0.013108 | -0.013774 | -0.020587 | -0.018954 | 75.1832 | 74.2167 | 73.2517 | 72.4099 | 71.6653 | 71.1918 | 70.9873 | 71.3356 | 74.2503 | 78.9006 | 83.4372 | 87.3509 | 89.8482 | 91.4231 | 93.0341 | 93.4931 | 94.1025 | 93.0146 | 91.0973 | 89.0376 | 85.9113 | 82.7955 | 80.6635 | 79.1248 | 0.20695 | 0.16626 | 0.17834 | 0.16161 | 0.1438 | 0.15475 | 0.12852 | 0.11911 | 0.12678 | 0.1408 | 0.15519 | 0.18931 | 0.16157 | 0.1612 | 0.13787 | 0.12872 | 0.11328 | 0.12836 | 0.14325 | 0.13228 | 0.1425 | 0.16943 | 0.17429 | 0.18999
Portfolio Adjusted1-in-10AllOrange County2023August Monthly Peak | Portfolio Adjusted | 1-in-10 | All | Orange County | 2023 | August Monthly Peak | 8 | 8.3136 | 7.9372 | 7.6649 | 7.7397 | 8.254 | 9.6932 | 11.1526 | 12.3783 | 13.8617 | 15.1236 | 16.1405 | 16.6986 | 16.884 | 16.9657 | 16.8148 | 16.2154 | 15.3339 | 13.9868 | 12.7361 | 12.2545 | 11.9109 | 11.0314 | 9.9893 | 9.2878 | -0.033278 | -0.021482 | -0.025118 | -0.032636 | -0.04695 | -0.057114 | -0.050281 | -0.029894 | 0.027496 | 0.051272 | -0.0092739 | -0.013018 | 0.03136 | 0.1399 | 0.48303 | 0.4614 | 0.42504 | 0.3775 | 0.12307 | -0.0040707 | -0.021951 | -0.021335 | -0.033813 | -0.023187 | 77.8056 | 76.8398 | 75.9847 | 75.3119 | 74.7748 | 74.1589 | 73.7941 | 74.0262 | 76.9028 | 81.0685 | 85.4279 | 89.8639 | 93.2692 | 95.8718 | 97.1886 | 97.4508 | 97.1587 | 95.7651 | 94.4779 | 91.7842 | 87.8162 | 84.4974 | 82.1949 | 80.5846 | 0.21631 | 0.17294 | 0.18518 | 0.16833 | 0.14996 | 0.16193 | 0.13611 | 0.1269 | 0.1363 | 0.15224 | 0.1684 | 0.2062 | 0.17657 | 0.17661 | 0.1507 | 0.13952 | 0.12203 | 0.13737 | 0.15201 | 0.14099 | 0.15123 | 0.17751 | 0.18214 | 0.199
Portfolio Adjusted1-in-10AllOrange County2023September Monthly Peak | Portfolio Adjusted | 1-in-10 | All | Orange County | 2023 | September Monthly Peak | 9 | 8.2398 | 7.9001 | 7.6557 | 7.7194 | 8.253 | 9.7127 | 11.3358 | 12.5272 | 14.1723 | 15.5254 | 16.6169 | 17.2131 | 17.4357 | 17.5079 | 17.2304 | 16.4978 | 15.5404 | 14.1179 | 12.9229 | 12.7493 | 12.0001 | 11.1098 | 10.0533 | 9.3043 | -0.045857 | -0.030847 | -0.033776 | -0.037259 | -0.052269 | -0.06522 | -0.060767 | -0.038052 | 0.031446 | 0.060725 | -0.010858 | -0.017463 | 0.02993 | 0.14071 | 0.49654 | 0.47131 | 0.42952 | 0.38133 | 0.12924 | -0.0099228 | -0.025835 | -0.024727 | -0.039665 | -0.024925 | 80.0611 | 78.8202 | 77.7373 | 77.1598 | 76.2011 | 75.4537 | 75.0919 | 75.1544 | 77.4072 | 81.7794 | 86.5872 | 91.628 | 95.4809 | 97.8398 | 98.8737 | 98.777 | 98.2854 | 97.3201 | 95.5561 | 92.6396 | 89.0235 | 85.7021 | 83.2345 | 81.4377 | 0.21773 | 0.17503 | 0.18803 | 0.17054 | 0.15221 | 0.16432 | 0.13881 | 0.13028 | 0.1417 | 0.15872 | 0.17644 | 0.21688 | 0.18632 | 0.18635 | 0.1584 | 0.14569 | 0.12691 | 0.14227 | 0.15743 | 0.14814 | 0.15563 | 0.18267 | 0.187 | 0.20317
Portfolio Adjusted1-in-10AllOrange County2023October Monthly Peak | Portfolio Adjusted | 1-in-10 | All | Orange County | 2023 | October Monthly Peak | 10 | 7.7317 | 7.421 | 7.13 | 7.1507 | 7.655 | 9.0342 | 10.6409 | 11.4866 | 12.7443 | 13.8377 | 14.8428 | 15.4197 | 15.6797 | 15.8447 | 15.6278 | 14.9398 | 14.0179 | 12.7838 | 12.1944 | 11.7681 | 11.0071 | 10.2189 | 9.2848 | 8.5809 | 0.010981 | 0.010679 | 0.0045582 | -0.015095 | -0.026468 | -0.027064 | -0.013972 | -0.0028902 | 0.01545 | 0.022734 | -0.0047404 | 0.00027237 | 0.039068 | 0.15175 | 0.47216 | 0.44367 | 0.41352 | 0.36374 | 0.10737 | 0.014575 | -0.0091052 | -0.010063 | -0.014165 | -0.016407 | 74.8832 | 74.4125 | 73.9294 | 72.5825 | 71.7588 | 71.1752 | 70.615 | 70.3166 | 71.4086 | 74.7594 | 78.955 | 83.4432 | 87.0261 | 89.7405 | 91.1072 | 91.5569 | 90.8652 | 89.1251 | 86.6741 | 83.4345 | 80.1283 | 77.9054 | 76.369 | 74.9781 | 0.19771 | 0.15895 | 0.16851 | 0.15155 | 0.13588 | 0.1478 | 0.12516 | 0.11608 | 0.1254 | 0.14029 | 0.15697 | 0.19356 | 0.16686 | 0.16775 | 0.14244 | 0.13034 | 0.11298 | 0.12725 | 0.14388 | 0.13297 | 0.13837 | 0.1622 | 0.16695 | 0.1803
Portfolio Adjusted1-in-10AllOrange County2023November Monthly Peak | Portfolio Adjusted | 1-in-10 | All | Orange County | 2023 | November Monthly Peak | 11 | 7.1423 | 6.8647 | 6.6767 | 6.7256 | 7.2175 | 8.5404 | 9.7435 | 10.5138 | 11.4482 | 12.1124 | 12.7438 | 13.0517 | 13.201 | 13.2618 | 13.0141 | 12.3936 | 11.7701 | 11.4743 | 10.6834 | 10.1626 | 9.6451 | 9.0367 | 8.3088 | 7.7631 | 0.077434 | 0.059307 | 0.049544 | 0.010082 | 0.0027422 | 0.01719 | 0.040572 | 0.037538 | -0.0023074 | -0.019334 | 0.0020766 | 0.019623 | 0.047375 | 0.15574 | 0.41986 | 0.38964 | 0.37887 | 0.34224 | 0.077091 | 0.040806 | 0.0094426 | 0.0062414 | 0.014466 | -0.0069636 | 62.7865 | 61.7806 | 61.1378 | 60.0213 | 58.8987 | 58.0756 | 58.1757 | 58.6019 | 60.8155 | 64.9124 | 69.9286 | 74.1251 | 76.7549 | 78.3728 | 79.2992 | 79.2569 | 78.1153 | 75.7229 | 73.0934 | 70.6851 | 68.6971 | 67.0024 | 65.4445 | 64.7079 | 0.19528 | 0.15719 | 0.16876 | 0.15248 | 0.137 | 0.149 | 0.12458 | 0.11507 | 0.12234 | 0.13502 | 0.14881 | 0.18147 | 0.15545 | 0.15543 | 0.13148 | 0.11976 | 0.10455 | 0.12214 | 0.13562 | 0.12438 | 0.13123 | 0.15502 | 0.1603 | 0.17465
Portfolio Adjusted1-in-10AllOrange County2023December Monthly Peak | Portfolio Adjusted | 1-in-10 | All | Orange County | 2023 | December Monthly Peak | 12 | 6.9269 | 6.6879 | 6.5448 | 6.5738 | 7.0945 | 8.4593 | 9.9201 | 10.6527 | 11.6153 | 11.9727 | 12.0599 | 11.8234 | 11.4646 | 11.116 | 10.66 | 9.9602 | 9.6392 | 9.8019 | 9.5371 | 9.192 | 8.8211 | 8.4495 | 7.892 | 7.4363 | 0.073239 | 0.056027 | 0.047006 | 0.0094782 | 0.0025928 | 0.016473 | 0.039543 | 0.03629 | -0.0022003 | -0.017964 | 0.001891 | 0.017577 | 0.041762 | 0.13518 | 0.35689 | 0.33027 | 0.32569 | 0.3013 | 0.069576 | 0.037028 | 0.0086049 | 0.0057458 | 0.013387 | -0.006476 | 43.1854 | 42.5355 | 41.8405 | 41.7035 | 41.1927 | 40.3976 | 40.4594 | 40.5031 | 41.3976 | 43.2874 | 45.5364 | 47.4759 | 48.4895 | 48.8948 | 49.3112 | 49.5309 | 48.985 | 47.7049 | 46.0063 | 45.0832 | 44.3127 | 43.501 | 42.9057 | 42.4079 | 0.18473 | 0.14855 | 0.16014 | 0.14336 | 0.12957 | 0.14289 | 0.12154 | 0.11131 | 0.11676 | 0.12555 | 0.13557 | 0.16257 | 0.13702 | 0.13487 | 0.11318 | 0.10349 | 0.091615 | 0.10863 | 0.12241 | 0.11288 | 0.11961 | 0.14273 | 0.14837 | 0.16245
Portfolio Adjusted1-in-10AllOrange County2023Typical Event Day | Portfolio Adjusted | 1-in-10 | All | Orange County | 2023 | Typical Event Day | 8 | 8.2474 | 7.8733 | 7.6038 | 7.6792 | 8.1897 | 9.6173 | 11.0598 | 12.2326 | 13.6369 | 14.8176 | 15.7741 | 16.3017 | 16.4768 | 16.5736 | 16.4417 | 15.8734 | 15.0189 | 13.7088 | 12.5067 | 12.0455 | 11.7318 | 10.8733 | 9.8529 | 9.1699 | -0.016311 | -0.0091171 | -0.013785 | -0.0264 | -0.039826 | -0.046299 | -0.036783 | -0.019678 | 0.023084 | 0.040512 | -0.0075322 | -0.0078831 | 0.034078 | 0.14319 | 0.47685 | 0.45499 | 0.42268 | 0.37414 | 0.11664 | 0.0030757 | -0.017137 | -0.017157 | -0.026485 | -0.020905 | 76.5031 | 75.3868 | 74.3328 | 73.5464 | 72.6807 | 72.0097 | 71.7398 | 72.1713 | 74.9753 | 79.4588 | 84.1583 | 88.5805 | 91.7562 | 93.9372 | 95.3101 | 95.6132 | 95.6547 | 94.6407 | 93.0629 | 90.5911 | 86.9331 | 83.4905 | 81.1332 | 79.4167 | 0.21232 | 0.1697 | 0.18166 | 0.16515 | 0.1471 | 0.15883 | 0.13349 | 0.12415 | 0.13299 | 0.14808 | 0.16335 | 0.19969 | 0.17082 | 0.1709 | 0.14581 | 0.13501 | 0.11811 | 0.13306 | 0.14761 | 0.13703 | 0.14722 | 0.17295 | 0.17758 | 0.19422
Portfolio Adjusted1-in-10AllOrange County2024January Monthly Peak | Portfolio Adjusted | 1-in-10 | All | Orange County | 2024 | January Monthly Peak | 1 | 6.7897 | 6.5826 | 6.4308 | 6.4974 | 7.0369 | 8.4591 | 9.9897 | 10.744 | 11.763 | 12.0736 | 12.0707 | 11.8246 | 11.4348 | 10.9693 | 10.4338 | 9.5828 | 9.0917 | 9.3602 | 9.3302 | 8.9988 | 8.6616 | 8.3102 | 7.7831 | 7.3734 | 0.071862 | 0.055175 | 0.046027 | 0.0093327 | 0.0025725 | 0.01658 | 0.040051 | 0.036999 | -0.0022489 | -0.01821 | 0.0019123 | 0.017861 | 0.042528 | 0.13677 | 0.35731 | 0.32697 | 0.31719 | 0.29452 | 0.069061 | 0.036741 | 0.0085704 | 0.0057224 | 0.013387 | -0.006482 | 40.9606 | 40.8895 | 40.1521 | 39.4879 | 38.9889 | 38.6047 | 38.231 | 37.9718 | 38.5934 | 41.0094 | 43.1612 | 45.1454 | 46.618 | 47.6242 | 48.6425 | 48.9384 | 48.4206 | 47.1811 | 45.4741 | 44.7062 | 43.9977 | 43.832 | 43.5353 | 43.0916 | 0.18127 | 0.1463 | 0.1568 | 0.14117 | 0.12857 | 0.14383 | 0.12311 | 0.11347 | 0.11932 | 0.12726 | 0.13709 | 0.16519 | 0.13951 | 0.13643 | 0.11415 | 0.10352 | 0.090279 | 0.10697 | 0.1215 | 0.11201 | 0.11912 | 0.14215 | 0.14837 | 0.1626
Portfolio Adjusted1-in-10AllOrange County2024February Monthly Peak | Portfolio Adjusted | 1-in-10 | All | Orange County | 2024 | February Monthly Peak | 2 | 6.7764 | 6.53 | 6.396 | 6.4666 | 7.0094 | 8.3735 | 9.747 | 10.3856 | 11.2237 | 11.6006 | 11.7999 | 11.8383 | 11.7244 | 11.5418 | 11.2261 | 10.5546 | 9.9663 | 9.7801 | 9.7701 | 9.3498 | 8.9616 | 8.4655 | 7.8157 | 7.3402 | 0.072233 | 0.055261 | 0.046461 | 0.009444 | 0.0025971 | 0.016612 | 0.039874 | 0.03671 | -0.0022279 | -0.018221 | 0.0019221 | 0.018104 | 0.043389 | 0.14108 | 0.37476 | 0.34547 | 0.33396 | 0.30222 | 0.070895 | 0.037583 | 0.0087518 | 0.0057954 | 0.013435 | -0.0064688 | 47.3301 | 46.9755 | 46.6079 | 46.025 | 45.5279 | 45.1984 | 44.5791 | 45.1065 | 46.114 | 49.4732 | 52.4359 | 55.5856 | 57.4969 | 58.4621 | 59.1146 | 59.3512 | 58.1002 | 57.1001 | 55.3113 | 53.4393 | 52.2647 | 50.966 | 49.9097 | 48.4872 | 0.18219 | 0.14651 | 0.15827 | 0.14284 | 0.12978 | 0.14406 | 0.1225 | 0.11255 | 0.11815 | 0.12728 | 0.13774 | 0.16741 | 0.14234 | 0.14074 | 0.11862 | 0.10773 | 0.093589 | 0.1091 | 0.12473 | 0.11457 | 0.12164 | 0.14396 | 0.1489 | 0.16226
Portfolio Adjusted1-in-10AllOrange County2024March Monthly Peak | Portfolio Adjusted | 1-in-10 | All | Orange County | 2024 | March Monthly Peak | 3 | 7.0862 | 6.8003 | 6.5875 | 6.6453 | 7.1232 | 8.4587 | 9.8975 | 10.5092 | 11.2637 | 11.8526 | 12.424 | 12.7802 | 12.9507 | 13.0635 | 12.9405 | 12.422 | 11.7276 | 10.8642 | 10.3097 | 10.2694 | 9.8129 | 9.1608 | 8.356 | 7.7462 | 0.075898 | 0.058014 | 0.048307 | 0.0098473 | 0.0026773 | 0.016961 | 0.040679 | 0.037482 | -0.0022853 | -0.018953 | 0.0020273 | 0.019233 | 0.046644 | 0.15375 | 0.4159 | 0.38777 | 0.37552 | 0.32725 | 0.074667 | 0.040564 | 0.0094544 | 0.0062205 | 0.014344 | -0.0068412 | 60.3212 | 58.9069 | 57.9221 | 57.5899 | 56.419 | 55.4501 | 54.9257 | 55.7068 | 59.0824 | 63.5644 | 68.3616 | 72.7951 | 75.9361 | 77.549 | 78.2146 | 78.8807 | 78.713 | 77.66 | 75.1335 | 71.6705 | 68.7095 | 65.8506 | 63.5949 | 61.8618 | 0.19142 | 0.15378 | 0.16456 | 0.14893 | 0.13377 | 0.14704 | 0.12496 | 0.1149 | 0.12116 | 0.13236 | 0.14527 | 0.17786 | 0.15304 | 0.15344 | 0.1302 | 0.11896 | 0.10346 | 0.11714 | 0.13135 | 0.12366 | 0.13141 | 0.15452 | 0.15896 | 0.17159
Portfolio Adjusted1-in-10AllOrange County2024April Monthly Peak | Portfolio Adjusted | 1-in-10 | All | Orange County | 2024 | April Monthly Peak | 4 | 7.27 | 6.9768 | 6.7524 | 6.8215 | 7.2972 | 8.6362 | 9.9411 | 10.793 | 11.8652 | 12.8052 | 13.6462 | 14.183 | 14.4594 | 14.5809 | 14.4082 | 13.8417 | 13.0348 | 11.9183 | 10.9081 | 10.8391 | 10.4554 | 9.7069 | 8.7877 | 8.0919 | 0.036505 | 0.029251 | 0.021983 | -0.0046997 | -0.014137 | -0.0088671 | 0.0081197 | 0.013395 | 0.0078958 | 0.0050494 | -0.0018201 | 0.008266 | 0.041668 | 0.14988 | 0.441 | 0.41408 | 0.39282 | 0.3434 | 0.089426 | 0.024873 | -0.0012799 | -0.0031788 | -0.002145 | -0.012074 | 71.2517 | 69.4667 | 67.8748 | 66.23 | 65.2537 | 64.5906 | 64.0262 | 64.135 | 67.1739 | 72.7057 | 78.6409 | 84.0759 | 87.6913 | 89.6451 | 90.2848 | 90.7565 | 90.7408 | 89.9133 | 88.2755 | 84.6413 | 79.6887 | 75.7605 | 73.1859 | 71.1829 | 0.1847 | 0.14875 | 0.15943 | 0.14481 | 0.13001 | 0.14247 | 0.11979 | 0.11147 | 0.11921 | 0.13257 | 0.14714 | 0.18114 | 0.15611 | 0.15637 | 0.13257 | 0.12139 | 0.10561 | 0.11903 | 0.13075 | 0.12328 | 0.13149 | 0.15433 | 0.1578 | 0.16959
Portfolio Adjusted1-in-10AllOrange County2024May Monthly Peak | Portfolio Adjusted | 1-in-10 | All | Orange County | 2024 | May Monthly Peak | 5 | 7.4261 | 7.1183 | 6.8782 | 6.9395 | 7.4464 | 8.8 | 9.9659 | 11.0971 | 12.3637 | 13.4086 | 14.332 | 14.8637 | 15.1087 | 15.2271 | 15.0289 | 14.3979 | 13.566 | 12.3561 | 11.2671 | 10.9572 | 10.7939 | 10.044 | 9.0858 | 8.4231 | 0.016289 | 0.014417 | 0.0083196 | -0.012345 | -0.023111 | -0.022571 | -0.0086151 | 0.00085589 | 0.0136 | 0.018495 | -0.0040194 | 0.0021295 | 0.039195 | 0.14912 | 0.45768 | 0.42953 | 0.40255 | 0.35262 | 0.098867 | 0.016323 | -0.0072044 | -0.008393 | -0.011181 | -0.015202 | 71.9565 | 70.6134 | 69.0019 | 68.2847 | 67.6428 | 66.7613 | 66.3515 | 66.7547 | 70.7599 | 76.9961 | 82.4003 | 86.617 | 89.1958 | 91.0946 | 92.5078 | 93.3602 | 93.4355 | 92.2067 | 90.0829 | 87.3492 | 83.9148 | 80.1491 | 77.3135 | 75.2226 | 0.18624 | 0.14972 | 0.16023 | 0.14568 | 0.13142 | 0.14435 | 0.12016 | 0.1134 | 0.12288 | 0.13741 | 0.15304 | 0.18819 | 0.16202 | 0.16237 | 0.13784 | 0.12599 | 0.10939 | 0.12288 | 0.13475 | 0.12512 | 0.13502 | 0.15876 | 0.16196 | 0.1753
Portfolio Adjusted1-in-10AllOrange County2024June Monthly Peak | Portfolio Adjusted | 1-in-10 | All | Orange County | 2024 | June Monthly Peak | 6 | 7.8934 | 7.5669 | 7.2759 | 7.3294 | 7.7856 | 8.9978 | 10.2141 | 11.4522 | 12.7032 | 13.7648 | 14.67 | 15.1683 | 15.29 | 15.3878 | 15.2266 | 14.7195 | 13.9261 | 12.7436 | 11.7322 | 11.2336 | 11.0847 | 10.4099 | 9.4379 | 8.768 | 0.015882 | 0.014357 | 0.00777 | -0.013957 | -0.025199 | -0.024388 | -0.010262 | -0.00018008 | 0.014212 | 0.019697 | -0.0041831 | 0.0015934 | 0.038049 | 0.14494 | 0.45086 | 0.43016 | 0.4059 | 0.35675 | 0.10161 | 0.015965 | -0.0079012 | -0.0091427 | -0.012416 | -0.016195 | 72.9626 | 71.6704 | 70.3576 | 69.3041 | 68.0816 | 67.2344 | 67.0858 | 68.169 | 71.3409 | 76.0869 | 81.181 | 85.4794 | 88.4268 | 90.6145 | 92.1444 | 92.7321 | 93.0725 | 92.4632 | 91.1205 | 88.9032 | 84.9816 | 80.9672 | 78.44 | 76.5198 | 0.20225 | 0.16286 | 0.17284 | 0.15696 | 0.13907 | 0.14878 | 0.12373 | 0.11607 | 0.12446 | 0.13844 | 0.15288 | 0.18668 | 0.15876 | 0.15855 | 0.13494 | 0.1254 | 0.10978 | 0.12366 | 0.13782 | 0.12809 | 0.13897 | 0.1649 | 0.16898 | 0.18417
Portfolio Adjusted1-in-10AllOrange County2024July Monthly Peak | Portfolio Adjusted | 1-in-10 | All | Orange County | 2024 | July Monthly Peak | 7 | 8.0958 | 7.7618 | 7.509 | 7.565 | 8.0553 | 9.4136 | 10.6987 | 11.918 | 13.1844 | 14.2793 | 15.2048 | 15.7023 | 15.862 | 15.9446 | 15.8284 | 15.3479 | 14.5593 | 13.3426 | 12.2454 | 11.6674 | 11.4601 | 10.7468 | 9.7521 | 9.0574 | -0.0025849 | 0.00085207 | -0.0046256 | -0.021204 | -0.033791 | -0.037143 | -0.025299 | -0.011193 | 0.018993 | 0.031032 | -0.0059832 | -0.0037264 | 0.035119 | 0.14095 | 0.45884 | 0.44055 | 0.41405 | 0.36724 | 0.1107 | 0.008623 | -0.013146 | -0.013814 | -0.020647 | -0.019008 | 75.1834 | 74.2169 | 73.2518 | 72.41 | 71.6653 | 71.1919 | 70.9874 | 71.3357 | 74.2504 | 78.9007 | 83.4373 | 87.351 | 89.8484 | 91.4233 | 93.0344 | 93.4934 | 94.1027 | 93.0149 | 91.0975 | 89.0378 | 85.9115 | 82.7957 | 80.6638 | 79.125 | 0.20755 | 0.16674 | 0.17885 | 0.16207 | 0.14422 | 0.1552 | 0.12889 | 0.11946 | 0.12715 | 0.1412 | 0.15563 | 0.18985 | 0.16203 | 0.16166 | 0.13826 | 0.12909 | 0.1136 | 0.12873 | 0.14367 | 0.13266 | 0.14291 | 0.16991 | 0.1748 | 0.19054
Portfolio Adjusted1-in-10AllOrange County2024August Monthly Peak | Portfolio Adjusted | 1-in-10 | All | Orange County | 2024 | August Monthly Peak | 8 | 8.3284 | 7.9514 | 7.6786 | 7.7537 | 8.2692 | 9.7118 | 11.1744 | 12.4019 | 13.887 | 15.1498 | 16.1674 | 16.7258 | 16.9112 | 16.9927 | 16.8411 | 16.2404 | 15.3573 | 14.0087 | 12.7569 | 12.275 | 11.9308 | 11.0503 | 10.0066 | 9.3043 | -0.033374 | -0.021544 | -0.025191 | -0.032731 | -0.047086 | -0.057279 | -0.050427 | -0.02998 | 0.027575 | 0.05142 | -0.0093007 | -0.013056 | 0.031451 | 0.1403 | 0.48426 | 0.46255 | 0.42609 | 0.37845 | 0.12342 | -0.0040825 | -0.022014 | -0.021397 | -0.033911 | -0.023253 | 77.8058 | 76.84 | 75.9849 | 75.312 | 74.7749 | 74.159 | 73.7942 | 74.0263 | 76.9029 | 81.0686 | 85.4281 | 89.8641 | 93.2694 | 95.8721 | 97.1889 | 97.4511 | 97.159 | 95.7654 | 94.4782 | 91.7844 | 87.8165 | 84.4977 | 82.1951 | 80.5848 | 0.21694 | 0.17344 | 0.18571 | 0.16882 | 0.15039 | 0.1624 | 0.13651 | 0.12727 | 0.13669 | 0.15267 | 0.16888 | 0.20679 | 0.17708 | 0.17712 | 0.15113 | 0.13992 | 0.12238 | 0.13777 | 0.15245 | 0.1414 | 0.15166 | 0.17802 | 0.18267 | 0.19957
Portfolio Adjusted1-in-10AllOrange County2024September Monthly Peak | Portfolio Adjusted | 1-in-10 | All | Orange County | 2024 | September Monthly Peak | 9 | 8.2545 | 7.9142 | 7.6694 | 7.7333 | 8.2683 | 9.7313 | 11.3577 | 12.5512 | 14.1982 | 15.5523 | 16.6447 | 17.2414 | 17.464 | 17.536 | 17.2577 | 16.5235 | 15.5645 | 14.1403 | 12.9442 | 12.7704 | 12.0203 | 11.1289 | 10.0709 | 9.3209 | -0.045989 | -0.030936 | -0.033874 | -0.037366 | -0.05242 | -0.065409 | -0.060942 | -0.038162 | 0.031537 | 0.0609 | -0.010889 | -0.017513 | 0.030016 | 0.14111 | 0.49781 | 0.47249 | 0.43058 | 0.38229 | 0.12961 | -0.0099515 | -0.02591 | -0.024798 | -0.03978 | -0.024997 | 80.0613 | 78.8204 | 77.7375 | 77.16 | 76.2012 | 75.4538 | 75.0921 | 75.1546 | 77.4073 | 81.7795 | 86.5873 | 91.6282 | 95.4812 | 97.8401 | 98.8739 | 98.7773 | 98.2856 | 97.3204 | 95.5563 | 92.6399 | 89.0237 | 85.7023 | 83.2347 | 81.4379 | 0.21836 | 0.17553 | 0.18858 | 0.17103 | 0.15265 | 0.16479 | 0.13921 | 0.13066 | 0.14211 | 0.15918 | 0.17695 | 0.2175 | 0.18685 | 0.18688 | 0.15885 | 0.14611 | 0.12727 | 0.14268 | 0.15789 | 0.14857 | 0.15608 | 0.1832 | 0.18754 | 0.20376
Portfolio Adjusted1-in-10AllOrange County2024October Monthly Peak | Portfolio Adjusted | 1-in-10 | All | Orange County | 2024 | October Monthly Peak | 10 | 7.7455 | 7.4344 | 7.1428 | 7.1636 | 7.6691 | 9.0516 | 10.6613 | 11.5088 | 12.7681 | 13.8624 | 14.8686 | 15.446 | 15.7061 | 15.8711 | 15.6534 | 14.9637 | 14.0402 | 12.8046 | 12.2146 | 11.7879 | 11.0258 | 10.2365 | 9.3011 | 8.5962 | 0.011013 | 0.01071 | 0.0045713 | -0.015139 | -0.026544 | -0.027142 | -0.014012 | -0.0028985 | 0.015495 | 0.0228 | -0.0047541 | 0.00027315 | 0.03918 | 0.15219 | 0.47338 | 0.44479 | 0.41455 | 0.36467 | 0.10768 | 0.014617 | -0.0091315 | -0.010092 | -0.014206 | -0.016454 | 74.8834 | 74.4126 | 73.9296 | 72.5826 | 71.7589 | 71.1753 | 70.6151 | 70.3167 | 71.4086 | 74.7594 | 78.9551 | 83.4434 | 87.0263 | 89.7407 | 91.1075 | 91.5571 | 90.8655 | 89.1254 | 86.6743 | 83.4347 | 80.1286 | 77.9057 | 76.3692 | 74.9783 | 0.19828 | 0.15941 | 0.169 | 0.15199 | 0.13628 | 0.14822 | 0.12552 | 0.11641 | 0.12576 | 0.14069 | 0.15742 | 0.19412 | 0.16734 | 0.16823 | 0.14285 | 0.13072 | 0.1133 | 0.12761 | 0.14429 | 0.13336 | 0.13877 | 0.16267 | 0.16743 | 0.18082
Portfolio Adjusted1-in-10AllOrange County2024November Monthly Peak | Portfolio Adjusted | 1-in-10 | All | Orange County | 2024 | November Monthly Peak | 11 | 7.1552 | 6.8771 | 6.6887 | 6.7378 | 7.2309 | 8.5569 | 9.7627 | 10.5345 | 11.47 | 12.1349 | 12.7668 | 13.0749 | 13.2242 | 13.2849 | 13.0363 | 12.4144 | 11.7895 | 11.4931 | 10.7014 | 10.18 | 9.6618 | 9.0525 | 8.3236 | 7.7771 | 0.077657 | 0.059479 | 0.049687 | 0.010112 | 0.0027501 | 0.017239 | 0.04069 | 0.037646 | -0.002314 | -0.01939 | 0.0020826 | 0.01968 | 0.047512 | 0.15619 | 0.42095 | 0.39064 | 0.37984 | 0.34312 | 0.077313 | 0.040924 | 0.0094699 | 0.0062594 | 0.014508 | -0.0069837 | 62.7866 | 61.7807 | 61.1379 | 60.0214 | 58.8988 | 58.0756 | 58.1757 | 58.6019 | 60.8155 | 64.9124 | 69.9287 | 74.1253 | 76.755 | 78.3729 | 79.2994 | 79.2571 | 78.1154 | 75.723 | 73.0936 | 70.6852 | 68.6973 | 67.0025 | 65.4446 | 64.708 | 0.19585 | 0.15764 | 0.16925 | 0.15292 | 0.1374 | 0.14942 | 0.12494 | 0.1154 | 0.1227 | 0.13541 | 0.14923 | 0.18199 | 0.1559 | 0.15587 | 0.13186 | 0.1201 | 0.10485 | 0.12249 | 0.13601 | 0.12474 | 0.13161 | 0.15547 | 0.16077 | 0.17515
Portfolio Adjusted1-in-10AllOrange County2024December Monthly Peak | Portfolio Adjusted | 1-in-10 | All | Orange County | 2024 | December Monthly Peak | 12 | 6.9391 | 6.6996 | 6.5562 | 6.5853 | 7.1071 | 8.4751 | 9.9388 | 10.6727 | 11.6361 | 11.9935 | 12.0808 | 11.8442 | 11.4851 | 11.136 | 10.6792 | 9.9783 | 9.6563 | 9.8187 | 9.5533 | 9.2078 | 8.8363 | 8.4641 | 7.9056 | 7.4493 | 0.07345 | 0.056189 | 0.047142 | 0.0095056 | 0.0026003 | 0.01652 | 0.039657 | 0.036394 | -0.0022066 | -0.018015 | 0.0018965 | 0.017628 | 0.041883 | 0.13557 | 0.35784 | 0.33114 | 0.32654 | 0.30209 | 0.069777 | 0.037135 | 0.0086297 | 0.0057624 | 0.013426 | -0.0064948 | 43.1855 | 42.5356 | 41.8406 | 41.7036 | 41.1928 | 40.3977 | 40.4595 | 40.5032 | 41.3977 | 43.2875 | 45.5365 | 47.476 | 48.4896 | 48.895 | 49.3113 | 49.5311 | 48.9851 | 47.705 | 46.0065 | 45.0833 | 44.3128 | 43.5011 | 42.9058 | 42.408 | 0.18526 | 0.14898 | 0.1606 | 0.14378 | 0.12995 | 0.1433 | 0.12189 | 0.11163 | 0.11709 | 0.12591 | 0.13596 | 0.16304 | 0.13742 | 0.13526 | 0.11351 | 0.10379 | 0.091878 | 0.10894 | 0.12276 | 0.11321 | 0.11995 | 0.14314 | 0.1488 | 0.16292
Portfolio Adjusted1-in-10AllOrange County2024Typical Event Day | Portfolio Adjusted | 1-in-10 | All | Orange County | 2024 | Typical Event Day | 8 | 8.2621 | 7.8873 | 7.6175 | 7.6931 | 8.2049 | 9.6358 | 11.0815 | 12.2561 | 13.6619 | 14.8435 | 15.8006 | 16.3285 | 16.5034 | 16.6001 | 16.4676 | 15.898 | 15.0418 | 13.7303 | 12.5272 | 12.0657 | 11.7515 | 10.8919 | 9.8701 | 9.1863 | -0.016358 | -0.0091434 | -0.013825 | -0.026476 | -0.039942 | -0.046433 | -0.036889 | -0.019735 | 0.023151 | 0.040629 | -0.0075539 | -0.0079058 | 0.034176 | 0.1436 | 0.47807 | 0.45613 | 0.42372 | 0.37509 | 0.11698 | 0.0030846 | -0.017187 | -0.017207 | -0.026561 | -0.020965 | 76.5033 | 75.3869 | 74.3329 | 73.5465 | 72.6808 | 72.0098 | 71.7399 | 72.1714 | 74.9754 | 79.4589 | 84.1584 | 88.5807 | 91.7565 | 93.9375 | 95.3104 | 95.6135 | 95.655 | 94.641 | 93.0631 | 90.5913 | 86.9334 | 83.4907 | 81.1334 | 79.4169 | 0.21293 | 0.17019 | 0.18219 | 0.16563 | 0.14753 | 0.15929 | 0.13388 | 0.12451 | 0.13337 | 0.1485 | 0.16382 | 0.20027 | 0.17131 | 0.17139 | 0.14623 | 0.13539 | 0.11845 | 0.13344 | 0.14803 | 0.13742 | 0.14764 | 0.17345 | 0.17809 | 0.19478
Portfolio Adjusted1-in-10AllOrange County2025January Monthly Peak | Portfolio Adjusted | 1-in-10 | All | Orange County | 2025 | January Monthly Peak | 1 | 6.8017 | 6.5941 | 6.442 | 6.5086 | 7.0494 | 8.475 | 10.0086 | 10.7644 | 11.7842 | 12.0947 | 12.0919 | 11.8457 | 11.4557 | 10.9896 | 10.4532 | 9.6009 | 9.1087 | 9.3768 | 9.3463 | 9.0145 | 8.6767 | 8.3247 | 7.7967 | 7.3864 | 0.07207 | 0.055334 | 0.046159 | 0.0093596 | 0.00258 | 0.016628 | 0.040167 | 0.037106 | -0.0022554 | -0.018263 | 0.0019178 | 0.017913 | 0.04265 | 0.13717 | 0.35826 | 0.32784 | 0.31803 | 0.29529 | 0.06926 | 0.036847 | 0.0085951 | 0.0057389 | 0.013426 | -0.0065007 | 40.9608 | 40.8896 | 40.1522 | 39.4881 | 38.989 | 38.6048 | 38.2312 | 37.9719 | 38.5936 | 41.0095 | 43.1613 | 45.1455 | 46.6181 | 47.6243 | 48.6426 | 48.9385 | 48.4207 | 47.1812 | 45.4742 | 44.7063 | 43.9978 | 43.8322 | 43.5354 | 43.0917 | 0.18179 | 0.14672 | 0.15725 | 0.14158 | 0.12894 | 0.14424 | 0.12346 | 0.1138 | 0.11966 | 0.12763 | 0.13748 | 0.16566 | 0.13991 | 0.13683 | 0.11448 | 0.10381 | 0.090538 | 0.10728 | 0.12185 | 0.11233 | 0.11947 | 0.14256 | 0.1488 | 0.16307
Portfolio Adjusted1-in-10AllOrange County2025February Monthly Peak | Portfolio Adjusted | 1-in-10 | All | Orange County | 2025 | February Monthly Peak | 2 | 6.7884 | 6.5415 | 6.4073 | 6.478 | 7.0221 | 8.3894 | 9.7659 | 10.4059 | 11.2448 | 11.6217 | 11.8213 | 11.8597 | 11.7457 | 11.5627 | 11.2463 | 10.5734 | 9.9838 | 9.797 | 9.7866 | 9.3658 | 8.977 | 8.4802 | 7.8293 | 7.3532 | 0.072442 | 0.055421 | 0.046595 | 0.0094713 | 0.0026046 | 0.01666 | 0.039989 | 0.036816 | -0.0022343 | -0.018274 | 0.0019277 | 0.018157 | 0.043515 | 0.14148 | 0.37575 | 0.34637 | 0.33482 | 0.30301 | 0.0711 | 0.037691 | 0.008777 | 0.0058122 | 0.013474 | -0.0064875 | 47.3302 | 46.9755 | 46.608 | 46.0251 | 45.528 | 45.1985 | 44.5792 | 45.1066 | 46.1141 | 49.4733 | 52.436 | 55.5857 | 57.4971 | 58.4622 | 59.1147 | 59.3514 | 58.1004 | 57.1003 | 55.3115 | 53.4394 | 52.2648 | 50.9661 | 49.9099 | 48.4874 | 0.18272 | 0.14693 | 0.15873 | 0.14325 | 0.13015 | 0.14448 | 0.12286 | 0.11287 | 0.11849 | 0.12764 | 0.13814 | 0.16789 | 0.14275 | 0.14115 | 0.11896 | 0.10804 | 0.093858 | 0.10941 | 0.12509 | 0.1149 | 0.12199 | 0.14437 | 0.14933 | 0.16273
Portfolio Adjusted1-in-10AllOrange County2025March Monthly Peak | Portfolio Adjusted | 1-in-10 | All | Orange County | 2025 | March Monthly Peak | 3 | 7.0988 | 6.8124 | 6.5992 | 6.6572 | 7.1363 | 8.475 | 9.9167 | 10.5299 | 11.2854 | 11.8747 | 12.4466 | 12.803 | 12.9735 | 13.0863 | 12.9626 | 12.4427 | 11.7468 | 10.8822 | 10.3271 | 10.2867 | 9.8296 | 9.1766 | 8.3706 | 7.7599 | 0.076117 | 0.058182 | 0.048447 | 0.0098758 | 0.002685 | 0.01701 | 0.040797 | 0.03759 | -0.0022919 | -0.019008 | 0.0020332 | 0.019289 | 0.046779 | 0.1542 | 0.41699 | 0.38876 | 0.37647 | 0.32809 | 0.074883 | 0.040681 | 0.0094817 | 0.0062384 | 0.014386 | -0.0068609 | 60.3213 | 58.907 | 57.9222 | 57.5899 | 56.4191 | 55.4501 | 54.9258 | 55.7069 | 59.0825 | 63.5645 | 68.3618 | 72.7952 | 75.9363 | 77.5492 | 78.2148 | 78.8809 | 78.7132 | 77.6602 | 75.1337 | 71.6707 | 68.7097 | 65.8508 | 63.595 | 61.8619 | 0.19197 | 0.15422 | 0.16503 | 0.14936 | 0.13415 | 0.14746 | 0.12532 | 0.11523 | 0.12151 | 0.13274 | 0.14569 | 0.17838 | 0.15349 | 0.15388 | 0.13058 | 0.1193 | 0.10376 | 0.11747 | 0.13173 | 0.12402 | 0.13179 | 0.15496 | 0.15942 | 0.17209
Portfolio Adjusted1-in-10AllOrange County2025April Monthly Peak | Portfolio Adjusted | 1-in-10 | All | Orange County | 2025 | April Monthly Peak | 4 | 7.2828 | 6.9891 | 6.7644 | 6.8336 | 7.3106 | 8.6528 | 9.9605 | 10.8141 | 11.8877 | 12.8284 | 13.6702 | 14.2073 | 14.4838 | 14.6052 | 14.4317 | 13.8639 | 13.0555 | 11.9376 | 10.9264 | 10.8572 | 10.473 | 9.7235 | 8.803 | 8.1062 | 0.03661 | 0.029335 | 0.022046 | -0.0047133 | -0.014178 | -0.0088927 | 0.0081432 | 0.013434 | 0.0079186 | 0.005064 | -0.0018253 | 0.0082898 | 0.041789 | 0.15032 | 0.44214 | 0.41513 | 0.39381 | 0.34427 | 0.089684 | 0.024945 | -0.0012835 | -0.003188 | -0.0021512 | -0.012109 | 71.2518 | 69.4668 | 67.8748 | 66.2301 | 65.2538 | 64.5906 | 64.0262 | 64.135 | 67.1739 | 72.7058 | 78.641 | 84.0761 | 87.6915 | 89.6453 | 90.285 | 90.7568 | 90.7411 | 89.9136 | 88.2757 | 84.6416 | 79.6889 | 75.7608 | 73.1861 | 71.1831 | 0.18524 | 0.14918 | 0.15989 | 0.14523 | 0.13038 | 0.14288 | 0.12014 | 0.11179 | 0.11955 | 0.13295 | 0.14756 | 0.18166 | 0.15656 | 0.15682 | 0.13295 | 0.12173 | 0.10591 | 0.11937 | 0.13112 | 0.12364 | 0.13187 | 0.15477 | 0.15825 | 0.17008
Portfolio Adjusted1-in-10AllOrange County2025May Monthly Peak | Portfolio Adjusted | 1-in-10 | All | Orange County | 2025 | May Monthly Peak | 5 | 7.4392 | 7.1308 | 6.8903 | 6.9518 | 7.46 | 8.817 | 9.9856 | 11.1188 | 12.387 | 13.4328 | 14.3572 | 14.8893 | 15.1344 | 15.2527 | 15.0536 | 14.421 | 13.5875 | 12.3762 | 11.2861 | 10.9758 | 10.8121 | 10.0612 | 9.1016 | 8.438 | 0.016336 | 0.014459 | 0.0083436 | -0.01238 | -0.023178 | -0.022637 | -0.00864 | 0.00085836 | 0.013639 | 0.018549 | -0.004031 | 0.0021357 | 0.039308 | 0.14955 | 0.45886 | 0.43062 | 0.40355 | 0.35352 | 0.099153 | 0.016371 | -0.0072252 | -0.0084173 | -0.011213 | -0.015246 | 71.9566 | 70.6136 | 69.002 | 68.2848 | 67.6429 | 66.7613 | 66.3516 | 66.7548 | 70.76 | 76.9963 | 82.4005 | 86.6172 | 89.196 | 91.0949 | 92.508 | 93.3605 | 93.4357 | 92.2069 | 90.0831 | 87.3494 | 83.9151 | 80.1493 | 77.3137 | 75.2228 | 0.18677 | 0.15015 | 0.16069 | 0.1461 | 0.1318 | 0.14476 | 0.1205 | 0.11372 | 0.12323 | 0.13781 | 0.15348 | 0.18873 | 0.16248 | 0.16284 | 0.13823 | 0.12635 | 0.1097 | 0.12323 | 0.13513 | 0.12548 | 0.13541 | 0.15922 | 0.16243 | 0.1758
Portfolio Adjusted1-in-10AllOrange County2025June Monthly Peak | Portfolio Adjusted | 1-in-10 | All | Orange County | 2025 | June Monthly Peak | 6 | 7.9075 | 7.5806 | 7.289 | 7.3427 | 7.8 | 9.0153 | 10.2344 | 11.4744 | 12.7268 | 13.7892 | 14.6951 | 15.1936 | 15.3151 | 15.4127 | 15.2508 | 14.7425 | 13.9477 | 12.7638 | 11.7516 | 11.2527 | 11.1034 | 10.4278 | 9.4544 | 8.7837 | 0.015928 | 0.014399 | 0.0077924 | -0.013997 | -0.025271 | -0.024458 | -0.010291 | -0.0001806 | 0.014253 | 0.019753 | -0.0041952 | 0.001598 | 0.038159 | 0.14536 | 0.45202 | 0.43124 | 0.4069 | 0.35766 | 0.1019 | 0.016011 | -0.007924 | -0.0091691 | -0.012451 | -0.016242 | 72.9627 | 71.6706 | 70.3578 | 69.3042 | 68.0818 | 67.2345 | 67.0859 | 68.169 | 71.341 | 76.087 | 81.1811 | 85.4796 | 88.4271 | 90.6148 | 92.1447 | 92.7324 | 93.0728 | 92.4635 | 91.1208 | 88.9035 | 84.9819 | 80.9674 | 78.4402 | 76.52 | 0.20283 | 0.16333 | 0.17334 | 0.15741 | 0.13947 | 0.14921 | 0.12408 | 0.1164 | 0.12482 | 0.13883 | 0.15332 | 0.18721 | 0.15922 | 0.159 | 0.13533 | 0.12576 | 0.1101 | 0.12401 | 0.13822 | 0.12846 | 0.13937 | 0.16538 | 0.16946 | 0.1847
Portfolio Adjusted1-in-10AllOrange County2025July Monthly Peak | Portfolio Adjusted | 1-in-10 | All | Orange County | 2025 | July Monthly Peak | 7 | 8.1103 | 7.7757 | 7.5225 | 7.5787 | 8.0702 | 9.4318 | 10.7198 | 11.9407 | 13.2084 | 14.3041 | 15.2302 | 15.7279 | 15.8875 | 15.9698 | 15.8531 | 15.3715 | 14.5816 | 13.3635 | 12.2655 | 11.6871 | 11.4794 | 10.7652 | 9.7691 | 9.0736 | -0.0025923 | 0.00085453 | -0.004639 | -0.021266 | -0.033889 | -0.03725 | -0.025373 | -0.011225 | 0.019048 | 0.031122 | -0.0060005 | -0.0037371 | 0.035221 | 0.14136 | 0.46001 | 0.44165 | 0.41507 | 0.36816 | 0.11102 | 0.0086479 | -0.013184 | -0.013854 | -0.020706 | -0.019063 | 75.1835 | 74.217 | 73.2519 | 72.4101 | 71.6654 | 71.1919 | 70.9874 | 71.3357 | 74.2505 | 78.9008 | 83.4374 | 87.3512 | 89.8486 | 91.4236 | 93.0347 | 93.4937 | 94.103 | 93.0151 | 91.0978 | 89.0381 | 85.9118 | 82.796 | 80.664 | 79.1252 | 0.20815 | 0.16722 | 0.17937 | 0.16254 | 0.14463 | 0.15564 | 0.12926 | 0.1198 | 0.12751 | 0.14161 | 0.15608 | 0.1904 | 0.1625 | 0.16213 | 0.13866 | 0.12946 | 0.11393 | 0.1291 | 0.14408 | 0.13304 | 0.14332 | 0.1704 | 0.1753 | 0.19109
Portfolio Adjusted1-in-10AllOrange County2025August Monthly Peak | Portfolio Adjusted | 1-in-10 | All | Orange County | 2025 | August Monthly Peak | 8 | 8.3432 | 7.9656 | 7.6924 | 7.7676 | 8.2844 | 9.7304 | 11.1962 | 12.4256 | 13.9123 | 15.1761 | 16.1944 | 16.7531 | 16.9385 | 17.0198 | 16.8675 | 16.2654 | 15.3808 | 14.0306 | 12.7778 | 12.2955 | 11.9508 | 11.0692 | 10.024 | 9.3209 | -0.03347 | -0.021606 | -0.025264 | -0.032825 | -0.047222 | -0.057444 | -0.050572 | -0.030067 | 0.027655 | 0.051569 | -0.0093275 | -0.013093 | 0.031542 | 0.14071 | 0.4855 | 0.46371 | 0.42713 | 0.37941 | 0.12378 | -0.0040942 | -0.022077 | -0.021458 | -0.034009 | -0.023321 | 77.806 | 76.8402 | 75.985 | 75.3122 | 74.775 | 74.1591 | 73.7943 | 74.0264 | 76.9031 | 81.0687 | 85.4283 | 89.8643 | 93.2697 | 95.8724 | 97.1892 | 97.4514 | 97.1593 | 95.7657 | 94.4785 | 91.7847 | 87.8168 | 84.498 | 82.1954 | 80.585 | 0.21756 | 0.17394 | 0.18625 | 0.1693 | 0.15083 | 0.16287 | 0.1369 | 0.12763 | 0.13709 | 0.15311 | 0.16937 | 0.20739 | 0.17758 | 0.17763 | 0.15156 | 0.14032 | 0.12273 | 0.13816 | 0.15289 | 0.14181 | 0.1521 | 0.17853 | 0.18319 | 0.20015
Portfolio Adjusted1-in-10AllOrange County2025September Monthly Peak | Portfolio Adjusted | 1-in-10 | All | Orange County | 2025 | September Monthly Peak | 9 | 8.2692 | 7.9283 | 7.6831 | 7.7472 | 8.2835 | 9.7499 | 11.3796 | 12.5752 | 14.2241 | 15.5793 | 16.6726 | 17.2697 | 17.4924 | 17.5642 | 17.2851 | 16.5493 | 15.5886 | 14.1627 | 12.9655 | 12.7917 | 12.0406 | 11.1481 | 10.0886 | 9.3376 | -0.046122 | -0.031025 | -0.033972 | -0.037474 | -0.052571 | -0.065598 | -0.061118 | -0.038272 | 0.031628 | 0.061076 | -0.01092 | -0.017564 | 0.030103 | 0.14152 | 0.49909 | 0.47367 | 0.43164 | 0.38325 | 0.12999 | -0.0099802 | -0.025985 | -0.02487 | -0.039895 | -0.025069 | 80.0615 | 78.8206 | 77.7377 | 77.1602 | 76.2014 | 75.4539 | 75.0922 | 75.1547 | 77.4074 | 81.7796 | 86.5875 | 91.6284 | 95.4814 | 97.8403 | 98.8741 | 98.7775 | 98.2858 | 97.3206 | 95.5566 | 92.6401 | 89.024 | 85.7026 | 83.2349 | 81.4381 | 0.21899 | 0.17604 | 0.18912 | 0.17152 | 0.15309 | 0.16526 | 0.13961 | 0.13104 | 0.14252 | 0.15963 | 0.17745 | 0.21813 | 0.18739 | 0.18742 | 0.15931 | 0.14653 | 0.12764 | 0.14309 | 0.15834 | 0.149 | 0.15653 | 0.18373 | 0.18808 | 0.20435
Portfolio Adjusted1-in-10AllOrange County2025October Monthly Peak | Portfolio Adjusted | 1-in-10 | All | Orange County | 2025 | October Monthly Peak | 10 | 7.7594 | 7.4477 | 7.1556 | 7.1765 | 7.6832 | 9.069 | 10.6819 | 11.531 | 12.792 | 13.8873 | 14.8945 | 15.4723 | 15.7326 | 15.8975 | 15.679 | 14.9878 | 14.0625 | 12.8255 | 12.2349 | 11.8077 | 11.0445 | 10.2542 | 9.3175 | 8.6116 | 0.011044 | 0.010741 | 0.0045845 | -0.015183 | -0.026621 | -0.02722 | -0.014053 | -0.0029069 | 0.015539 | 0.022866 | -0.0047678 | 0.00027394 | 0.039294 | 0.15262 | 0.47461 | 0.44592 | 0.41559 | 0.3656 | 0.10799 | 0.01466 | -0.0091579 | -0.010121 | -0.014247 | -0.016502 | 74.8835 | 74.4128 | 73.9297 | 72.5828 | 71.7591 | 71.1754 | 70.6152 | 70.3167 | 71.4087 | 74.7595 | 78.9552 | 83.4435 | 87.0264 | 89.7409 | 91.1077 | 91.5574 | 90.8657 | 89.1256 | 86.6746 | 83.435 | 80.1288 | 77.9059 | 76.3694 | 74.9784 | 0.19885 | 0.15987 | 0.16948 | 0.15243 | 0.13667 | 0.14865 | 0.12588 | 0.11675 | 0.12612 | 0.1411 | 0.15787 | 0.19467 | 0.16782 | 0.16872 | 0.14326 | 0.13109 | 0.11363 | 0.12798 | 0.14471 | 0.13374 | 0.13917 | 0.16314 | 0.16792 | 0.18134
Portfolio Adjusted1-in-10AllOrange County2025November Monthly Peak | Portfolio Adjusted | 1-in-10 | All | Orange County | 2025 | November Monthly Peak | 11 | 7.1681 | 6.8896 | 6.7008 | 6.75 | 7.2443 | 8.5734 | 9.782 | 10.5552 | 11.492 | 12.1575 | 12.79 | 13.0982 | 13.2475 | 13.308 | 13.0587 | 12.4352 | 11.809 | 11.512 | 10.7194 | 10.1974 | 9.6786 | 9.0685 | 8.3383 | 7.7911 | 0.077881 | 0.05965 | 0.04983 | 0.010141 | 0.0027581 | 0.017289 | 0.040807 | 0.037755 | -0.0023207 | -0.019446 | 0.0020886 | 0.019737 | 0.047649 | 0.15664 | 0.42205 | 0.39164 | 0.3808 | 0.344 | 0.077537 | 0.041042 | 0.0094972 | 0.0062775 | 0.01455 | -0.0070039 | 62.7867 | 61.7808 | 61.138 | 60.0215 | 58.8988 | 58.0757 | 58.1758 | 58.602 | 60.8156 | 64.9125 | 69.9288 | 74.1254 | 76.7552 | 78.3731 | 79.2996 | 79.2572 | 78.1156 | 75.7232 | 73.0937 | 70.6854 | 68.6974 | 67.0026 | 65.4448 | 64.7082 | 0.19641 | 0.1581 | 0.16974 | 0.15336 | 0.13779 | 0.14985 | 0.1253 | 0.11573 | 0.12305 | 0.1358 | 0.14966 | 0.18252 | 0.15634 | 0.15632 | 0.13223 | 0.12045 | 0.10515 | 0.12284 | 0.1364 | 0.1251 | 0.13199 | 0.15592 | 0.16123 | 0.17566
Portfolio Adjusted1-in-10AllOrange County2025December Monthly Peak | Portfolio Adjusted | 1-in-10 | All | Orange County | 2025 | December Monthly Peak | 12 | 6.9513 | 6.7113 | 6.5676 | 6.5967 | 7.1197 | 8.4909 | 9.9575 | 10.6927 | 11.6569 | 12.0144 | 12.1019 | 11.865 | 11.5056 | 11.1561 | 10.6986 | 9.9965 | 9.6735 | 9.8355 | 9.5696 | 9.2237 | 8.8515 | 8.4787 | 7.9192 | 7.4623 | 0.073662 | 0.056351 | 0.047278 | 0.009533 | 0.0026078 | 0.016568 | 0.039772 | 0.0365 | -0.002213 | -0.018067 | 0.0019019 | 0.017679 | 0.042004 | 0.13596 | 0.35879 | 0.33201 | 0.32739 | 0.30287 | 0.069978 | 0.037242 | 0.0086546 | 0.005779 | 0.013464 | -0.0065135 | 43.1856 | 42.5357 | 41.8407 | 41.7037 | 41.193 | 40.3978 | 40.4596 | 40.5033 | 41.3978 | 43.2876 | 45.5367 | 47.4761 | 48.4897 | 48.8951 | 49.3115 | 49.5313 | 48.9853 | 47.7052 | 46.0067 | 45.0835 | 44.313 | 43.5013 | 42.906 | 42.4081 | 0.1858 | 0.14941 | 0.16106 | 0.14419 | 0.13032 | 0.14371 | 0.12224 | 0.11195 | 0.11743 | 0.12627 | 0.13635 | 0.16351 | 0.13781 | 0.13564 | 0.11384 | 0.10409 | 0.092143 | 0.10926 | 0.12311 | 0.11353 | 0.1203 | 0.14355 | 0.14923 | 0.16339
Portfolio Adjusted1-in-10AllOrange County2025Typical Event Day | Portfolio Adjusted | 1-in-10 | All | Orange County | 2025 | Typical Event Day | 8 | 8.2769 | 7.9015 | 7.6311 | 7.707 | 8.22 | 9.6544 | 11.1032 | 12.2797 | 13.6869 | 14.8694 | 15.8272 | 16.3554 | 16.5302 | 16.6267 | 16.4935 | 15.9225 | 15.0649 | 13.7518 | 12.5478 | 12.0859 | 11.7712 | 10.9105 | 9.8873 | 9.2027 | -0.016405 | -0.0091698 | -0.013865 | -0.026552 | -0.040057 | -0.046567 | -0.036995 | -0.019792 | 0.023218 | 0.040746 | -0.0075757 | -0.0079287 | 0.034275 | 0.14402 | 0.47929 | 0.45727 | 0.42476 | 0.37603 | 0.11732 | 0.0030935 | -0.017237 | -0.017256 | -0.026638 | -0.021026 | 76.5034 | 75.3871 | 74.3331 | 73.5467 | 72.6809 | 72.0099 | 71.74 | 72.1715 | 74.9755 | 79.459 | 84.1586 | 88.5809 | 91.7567 | 93.9378 | 95.3107 | 95.6137 | 95.6552 | 94.6413 | 93.0634 | 90.5916 | 86.9336 | 83.491 | 81.1336 | 79.4171 | 0.21354 | 0.17068 | 0.18271 | 0.16611 | 0.14795 | 0.15974 | 0.13426 | 0.12487 | 0.13375 | 0.14893 | 0.16429 | 0.20084 | 0.1718 | 0.17188 | 0.14665 | 0.13578 | 0.11879 | 0.13382 | 0.14846 | 0.13782 | 0.14807 | 0.17395 | 0.17861 | 0.19534
Portfolio Adjusted1-in-10AllOrange County2026January Monthly Peak | Portfolio Adjusted | 1-in-10 | All | Orange County | 2026 | January Monthly Peak | 1 | 6.8136 | 6.6057 | 6.4532 | 6.5199 | 7.0619 | 8.4909 | 10.0276 | 10.7848 | 11.8055 | 12.1159 | 12.1132 | 11.867 | 11.4766 | 11.01 | 10.4727 | 9.6191 | 9.1256 | 9.3934 | 9.3624 | 9.0302 | 8.6919 | 8.3393 | 7.8104 | 7.3994 | 0.072278 | 0.055494 | 0.046293 | 0.0093867 | 0.0025874 | 0.016676 | 0.040283 | 0.037213 | -0.0022619 | -0.018315 | 0.0019234 | 0.017965 | 0.042773 | 0.13756 | 0.35922 | 0.32871 | 0.31886 | 0.29606 | 0.06946 | 0.036953 | 0.0086199 | 0.0057555 | 0.013465 | -0.0065195 | 40.9609 | 40.8898 | 40.1524 | 39.4882 | 38.9891 | 38.6049 | 38.2313 | 37.972 | 38.5937 | 41.0097 | 43.1614 | 45.1456 | 46.6182 | 47.6244 | 48.6427 | 48.9386 | 48.4209 | 47.1813 | 45.4743 | 44.7065 | 43.998 | 43.8323 | 43.5355 | 43.0919 | 0.18231 | 0.14714 | 0.15771 | 0.14199 | 0.12931 | 0.14465 | 0.12381 | 0.11412 | 0.12001 | 0.128 | 0.13788 | 0.16614 | 0.14032 | 0.13722 | 0.11481 | 0.10411 | 0.090799 | 0.10759 | 0.1222 | 0.11265 | 0.11981 | 0.14297 | 0.14923 | 0.16354
Portfolio Adjusted1-in-10AllOrange County2026February Monthly Peak | Portfolio Adjusted | 1-in-10 | All | Orange County | 2026 | February Monthly Peak | 2 | 6.8004 | 6.5531 | 6.4186 | 6.4894 | 7.0348 | 8.4053 | 9.7848 | 10.4262 | 11.2659 | 11.643 | 11.8427 | 11.8813 | 11.7671 | 11.5837 | 11.2665 | 10.5923 | 10.0013 | 9.8139 | 9.8032 | 9.3819 | 8.9925 | 8.4949 | 7.8431 | 7.3662 | 0.072651 | 0.055581 | 0.046729 | 0.0094987 | 0.0026122 | 0.016709 | 0.040104 | 0.036922 | -0.0022408 | -0.018327 | 0.0019332 | 0.018209 | 0.04364 | 0.14189 | 0.37674 | 0.34727 | 0.33569 | 0.3038 | 0.071305 | 0.0378 | 0.0088024 | 0.0058289 | 0.013513 | -0.0065062 | 47.3302 | 46.9756 | 46.6081 | 46.0252 | 45.5281 | 45.1986 | 44.5793 | 45.1068 | 46.1142 | 49.4734 | 52.4361 | 55.5859 | 57.4972 | 58.4624 | 59.1149 | 59.3516 | 58.1005 | 57.1004 | 55.3116 | 53.4395 | 52.265 | 50.9663 | 49.91 | 48.4875 | 0.18324 | 0.14736 | 0.15919 | 0.14367 | 0.13053 | 0.14489 | 0.12321 | 0.11319 | 0.11883 | 0.12801 | 0.13853 | 0.16837 | 0.14316 | 0.14155 | 0.1193 | 0.10835 | 0.094128 | 0.10973 | 0.12545 | 0.11523 | 0.12235 | 0.14479 | 0.14976 | 0.1632
Portfolio Adjusted1-in-10AllOrange County2026March Monthly Peak | Portfolio Adjusted | 1-in-10 | All | Orange County | 2026 | March Monthly Peak | 3 | 7.1114 | 6.8246 | 6.611 | 6.6691 | 7.1493 | 8.4913 | 9.936 | 10.5506 | 11.3071 | 11.8968 | 12.4691 | 12.8258 | 12.9965 | 13.1091 | 12.9847 | 12.4634 | 11.7661 | 10.9004 | 10.3445 | 10.304 | 9.8464 | 9.1924 | 8.3853 | 7.7736 | 0.076337 | 0.05835 | 0.048587 | 0.0099043 | 0.0026928 | 0.017059 | 0.040915 | 0.037699 | -0.0022985 | -0.019063 | 0.002039 | 0.019345 | 0.046914 | 0.15464 | 0.41808 | 0.38976 | 0.37743 | 0.32894 | 0.075099 | 0.040799 | 0.0095091 | 0.0062564 | 0.014427 | -0.0068807 | 60.3214 | 58.9071 | 57.9223 | 57.59 | 56.4192 | 55.4502 | 54.9258 | 55.707 | 59.0826 | 63.5647 | 68.3619 | 72.7954 | 75.9365 | 77.5493 | 78.215 | 78.8811 | 78.7134 | 77.6605 | 75.1339 | 71.6709 | 68.7099 | 65.8509 | 63.5952 | 61.8621 | 0.19253 | 0.15467 | 0.16551 | 0.14979 | 0.13454 | 0.14788 | 0.12568 | 0.11556 | 0.12186 | 0.13312 | 0.14611 | 0.17889 | 0.15393 | 0.15432 | 0.13095 | 0.11964 | 0.10405 | 0.11781 | 0.13211 | 0.12437 | 0.13217 | 0.15541 | 0.15988 | 0.17258
Portfolio Adjusted1-in-10AllOrange County2026April Monthly Peak | Portfolio Adjusted | 1-in-10 | All | Orange County | 2026 | April Monthly Peak | 4 | 7.2957 | 7.0015 | 6.7764 | 6.8458 | 7.324 | 8.6695 | 9.98 | 10.8352 | 11.9102 | 12.8516 | 13.6943 | 14.2318 | 14.5084 | 14.6297 | 14.4554 | 13.886 | 13.0761 | 11.957 | 10.9446 | 10.8754 | 10.4906 | 9.7402 | 8.8183 | 8.1205 | 0.036716 | 0.02942 | 0.02211 | -0.0047269 | -0.014219 | -0.0089184 | 0.0081667 | 0.013473 | 0.0079415 | 0.0050786 | -0.0018306 | 0.0083138 | 0.041909 | 0.15075 | 0.44328 | 0.41618 | 0.39479 | 0.34515 | 0.089943 | 0.025017 | -0.0012873 | -0.0031972 | -0.0021574 | -0.012144 | 71.2519 | 69.4669 | 67.8749 | 66.2301 | 65.2539 | 64.5907 | 64.0263 | 64.1351 | 67.174 | 72.7059 | 78.6411 | 84.0762 | 87.6917 | 89.6456 | 90.2852 | 90.757 | 90.7413 | 89.9138 | 88.276 | 84.6418 | 79.6892 | 75.761 | 73.1863 | 71.1832 | 0.18577 | 0.14961 | 0.16035 | 0.14565 | 0.13076 | 0.14329 | 0.12048 | 0.11211 | 0.11989 | 0.13333 | 0.14798 | 0.18218 | 0.15701 | 0.15727 | 0.13333 | 0.12208 | 0.10621 | 0.11972 | 0.1315 | 0.12399 | 0.13225 | 0.15522 | 0.15871 | 0.17057
Portfolio Adjusted1-in-10AllOrange County2026May Monthly Peak | Portfolio Adjusted | 1-in-10 | All | Orange County | 2026 | May Monthly Peak | 5 | 7.4522 | 7.1434 | 6.9025 | 6.9642 | 7.4737 | 8.834 | 10.0054 | 11.1405 | 12.4104 | 13.4572 | 14.3824 | 14.9149 | 15.1601 | 15.2782 | 15.0785 | 14.4443 | 13.6091 | 12.3964 | 11.3051 | 10.9944 | 10.8304 | 10.0785 | 9.1175 | 8.453 | 0.016383 | 0.0145 | 0.0083677 | -0.012416 | -0.023245 | -0.022702 | -0.008665 | 0.00086084 | 0.013679 | 0.018602 | -0.0040426 | 0.0021419 | 0.039421 | 0.14998 | 0.46005 | 0.43171 | 0.40456 | 0.35442 | 0.099439 | 0.016418 | -0.0072461 | -0.0084416 | -0.011245 | -0.01529 | 71.9568 | 70.6137 | 69.0021 | 68.2849 | 67.643 | 66.7614 | 66.3517 | 66.7549 | 70.7602 | 76.9964 | 82.4007 | 86.6174 | 89.1963 | 91.0951 | 92.5083 | 93.3607 | 93.436 | 92.2072 | 90.0834 | 87.3496 | 83.9153 | 80.1495 | 77.3139 | 75.223 | 0.18731 | 0.15058 | 0.16116 | 0.14652 | 0.13218 | 0.14518 | 0.12085 | 0.11405 | 0.12358 | 0.13821 | 0.15392 | 0.18928 | 0.16295 | 0.16331 | 0.13863 | 0.12671 | 0.11002 | 0.12359 | 0.13552 | 0.12584 | 0.1358 | 0.15968 | 0.1629 | 0.17631
Portfolio Adjusted1-in-10AllOrange County2026June Monthly Peak | Portfolio Adjusted | 1-in-10 | All | Orange County | 2026 | June Monthly Peak | 6 | 7.9217 | 7.5943 | 7.3022 | 7.3561 | 7.8145 | 9.0329 | 10.2547 | 11.4966 | 12.7505 | 13.8136 | 14.7202 | 15.219 | 15.3402 | 15.4376 | 15.275 | 14.7656 | 13.9694 | 12.784 | 11.771 | 11.2717 | 11.1222 | 10.4458 | 9.471 | 8.7994 | 0.015974 | 0.01444 | 0.0078149 | -0.014038 | -0.025344 | -0.024529 | -0.010321 | -0.00018112 | 0.014294 | 0.01981 | -0.0042073 | 0.0016026 | 0.038269 | 0.14578 | 0.45318 | 0.43233 | 0.40791 | 0.35856 | 0.1022 | 0.016057 | -0.0079469 | -0.0091956 | -0.012487 | -0.016289 | 72.9629 | 71.6708 | 70.3579 | 69.3044 | 68.0819 | 67.2346 | 67.086 | 68.1691 | 71.3411 | 76.0871 | 81.1812 | 85.4797 | 88.4273 | 90.615 | 92.145 | 92.7327 | 93.0731 | 92.4638 | 91.1211 | 88.9038 | 84.9822 | 80.9677 | 78.4405 | 76.5202 | 0.20342 | 0.1638 | 0.17384 | 0.15786 | 0.13988 | 0.14964 | 0.12444 | 0.11674 | 0.12518 | 0.13923 | 0.15376 | 0.18775 | 0.15968 | 0.15946 | 0.13572 | 0.12612 | 0.11041 | 0.12437 | 0.13861 | 0.12883 | 0.13977 | 0.16585 | 0.16995 | 0.18523
Portfolio Adjusted1-in-10AllOrange County2026July Monthly Peak | Portfolio Adjusted | 1-in-10 | All | Orange County | 2026 | July Monthly Peak | 7 | 8.1248 | 7.7897 | 7.5361 | 7.5925 | 8.0852 | 9.45 | 10.7409 | 11.9635 | 13.2325 | 14.329 | 15.2557 | 15.7536 | 15.913 | 15.9951 | 15.8778 | 15.3951 | 14.6039 | 13.3845 | 12.2856 | 11.7068 | 11.4986 | 10.7836 | 9.7862 | 9.0898 | -0.0025998 | 0.00085699 | -0.0046524 | -0.021327 | -0.033987 | -0.037358 | -0.025446 | -0.011257 | 0.019103 | 0.031211 | -0.0060178 | -0.0037479 | 0.035323 | 0.14177 | 0.46119 | 0.44275 | 0.41609 | 0.3691 | 0.11134 | 0.0086729 | -0.013222 | -0.013894 | -0.020766 | -0.019118 | 75.1836 | 74.2171 | 73.252 | 72.4101 | 71.6655 | 71.192 | 70.9875 | 71.3358 | 74.2506 | 78.9009 | 83.4375 | 87.3514 | 89.8489 | 91.4238 | 93.0349 | 93.4939 | 94.1033 | 93.0154 | 91.098 | 89.0384 | 85.9121 | 82.7962 | 80.6642 | 79.1254 | 0.20875 | 0.1677 | 0.17989 | 0.16301 | 0.14505 | 0.15609 | 0.12963 | 0.12014 | 0.12788 | 0.14202 | 0.15653 | 0.19094 | 0.16296 | 0.16259 | 0.13906 | 0.12983 | 0.11425 | 0.12947 | 0.14449 | 0.13342 | 0.14374 | 0.17089 | 0.1758 | 0.19164
Portfolio Adjusted1-in-10AllOrange County2026August Monthly Peak | Portfolio Adjusted | 1-in-10 | All | Orange County | 2026 | August Monthly Peak | 8 | 8.3581 | 7.9798 | 7.7061 | 7.7817 | 8.2997 | 9.7491 | 11.2181 | 12.4494 | 13.9376 | 15.2024 | 16.2215 | 16.7806 | 16.9658 | 17.0469 | 16.894 | 16.2905 | 15.4043 | 14.0527 | 12.7988 | 12.316 | 11.9708 | 11.0881 | 10.0415 | 9.3375 | -0.033567 | -0.021669 | -0.025337 | -0.03292 | -0.047358 | -0.05761 | -0.050718 | -0.030154 | 0.027735 | 0.051718 | -0.0093545 | -0.013131 | 0.031633 | 0.14111 | 0.48674 | 0.46487 | 0.42818 | 0.38036 | 0.12413 | -0.0041061 | -0.022141 | -0.02152 | -0.034107 | -0.023388 | 77.8062 | 76.8403 | 75.9852 | 75.3123 | 74.7751 | 74.1592 | 73.7944 | 74.0265 | 76.9032 | 81.0689 | 85.4285 | 89.8645 | 93.27 | 95.8727 | 97.1895 | 97.4518 | 97.1596 | 95.766 | 94.4788 | 91.785 | 87.8171 | 84.4982 | 82.1956 | 80.5853 | 0.21819 | 0.17444 | 0.18678 | 0.16979 | 0.15126 | 0.16333 | 0.13729 | 0.128 | 0.13748 | 0.15355 | 0.16985 | 0.20798 | 0.17809 | 0.17814 | 0.152 | 0.14072 | 0.12308 | 0.13856 | 0.15333 | 0.14221 | 0.15254 | 0.17905 | 0.18372 | 0.20072
Portfolio Adjusted1-in-10AllOrange County2026September Monthly Peak | Portfolio Adjusted | 1-in-10 | All | Orange County | 2026 | September Monthly Peak | 9 | 8.2839 | 7.9425 | 7.6969 | 7.7612 | 8.2988 | 9.7686 | 11.4016 | 12.5992 | 14.2501 | 15.6063 | 16.7006 | 17.2982 | 17.5208 | 17.5925 | 17.3126 | 16.5752 | 15.6127 | 14.1852 | 12.9869 | 12.813 | 12.0609 | 11.1673 | 10.1062 | 9.3544 | -0.046255 | -0.031115 | -0.03407 | -0.037582 | -0.052723 | -0.065787 | -0.061295 | -0.038383 | 0.03172 | 0.061253 | -0.010952 | -0.017615 | 0.03019 | 0.14193 | 0.50037 | 0.47486 | 0.4327 | 0.38422 | 0.13036 | -0.010009 | -0.02606 | -0.024942 | -0.04001 | -0.025141 | 80.0617 | 78.8208 | 77.7379 | 77.1604 | 76.2015 | 75.4541 | 75.0923 | 75.1548 | 77.4075 | 81.7798 | 86.5877 | 91.6286 | 95.4816 | 97.8405 | 98.8744 | 98.7777 | 98.2861 | 97.3208 | 95.5568 | 92.6403 | 89.0242 | 85.7028 | 83.2351 | 81.4383 | 0.21962 | 0.17654 | 0.18966 | 0.17202 | 0.15353 | 0.16574 | 0.14001 | 0.13141 | 0.14292 | 0.16009 | 0.17796 | 0.21876 | 0.18793 | 0.18796 | 0.15977 | 0.14695 | 0.128 | 0.1435 | 0.1588 | 0.14942 | 0.15698 | 0.18426 | 0.18863 | 0.20494
Portfolio Adjusted1-in-10AllOrange County2026October Monthly Peak | Portfolio Adjusted | 1-in-10 | All | Orange County | 2026 | October Monthly Peak | 10 | 7.7733 | 7.4611 | 7.1684 | 7.1894 | 7.6974 | 9.0865 | 10.7025 | 11.5533 | 12.8159 | 13.9122 | 14.9204 | 15.4987 | 15.7591 | 15.924 | 15.7048 | 15.0119 | 14.0849 | 12.8465 | 12.2552 | 11.8275 | 11.0633 | 10.2719 | 9.3339 | 8.627 | 0.011076 | 0.010772 | 0.0045978 | -0.015226 | -0.026697 | -0.027299 | -0.014093 | -0.0029153 | 0.015584 | 0.022932 | -0.0047816 | 0.00027473 | 0.039407 | 0.15307 | 0.47583 | 0.44704 | 0.41663 | 0.36653 | 0.1083 | 0.014702 | -0.0091843 | -0.01015 | -0.014288 | -0.01655 | 74.8837 | 74.413 | 73.9299 | 72.5829 | 71.7592 | 71.1755 | 70.6153 | 70.3168 | 71.4088 | 74.7596 | 78.9553 | 83.4436 | 87.0266 | 89.7411 | 91.1079 | 91.5576 | 90.866 | 89.1259 | 86.6749 | 83.4353 | 80.1291 | 77.9061 | 76.3696 | 74.9786 | 0.19942 | 0.16033 | 0.16997 | 0.15287 | 0.13706 | 0.14908 | 0.12624 | 0.11708 | 0.12648 | 0.1415 | 0.15833 | 0.19523 | 0.1683 | 0.1692 | 0.14367 | 0.13147 | 0.11395 | 0.12835 | 0.14512 | 0.13413 | 0.13957 | 0.16361 | 0.1684 | 0.18186
Portfolio Adjusted1-in-10AllOrange County2026November Monthly Peak | Portfolio Adjusted | 1-in-10 | All | Orange County | 2026 | November Monthly Peak | 11 | 7.181 | 6.902 | 6.7129 | 6.7622 | 7.2577 | 8.59 | 9.8013 | 10.576 | 11.514 | 12.1801 | 12.8132 | 13.1216 | 13.2708 | 13.3312 | 13.0811 | 12.4562 | 11.8286 | 11.5309 | 10.7374 | 10.2149 | 9.6953 | 9.0844 | 8.3532 | 7.8052 | 0.078106 | 0.059823 | 0.049974 | 0.01017 | 0.002766 | 0.017339 | 0.040925 | 0.037864 | -0.0023274 | -0.019502 | 0.0020947 | 0.019794 | 0.047787 | 0.1571 | 0.42316 | 0.39265 | 0.38177 | 0.34489 | 0.077761 | 0.04116 | 0.0095246 | 0.0062956 | 0.014592 | -0.0070241 | 62.7868 | 61.7809 | 61.1381 | 60.0216 | 58.8989 | 58.0758 | 58.1759 | 58.6021 | 60.8157 | 64.9126 | 69.9289 | 74.1255 | 76.7554 | 78.3733 | 79.2997 | 79.2574 | 78.1158 | 75.7234 | 73.0939 | 70.6856 | 68.6976 | 67.0028 | 65.4449 | 64.7083 | 0.19698 | 0.15855 | 0.17023 | 0.1538 | 0.13819 | 0.15028 | 0.12566 | 0.11606 | 0.1234 | 0.13619 | 0.15009 | 0.18304 | 0.15679 | 0.15677 | 0.13261 | 0.12079 | 0.10545 | 0.12319 | 0.1368 | 0.12546 | 0.13237 | 0.15637 | 0.16169 | 0.17616
Portfolio Adjusted1-in-10AllOrange County2026December Monthly Peak | Portfolio Adjusted | 1-in-10 | All | Orange County | 2026 | December Monthly Peak | 12 | 6.9635 | 6.7231 | 6.5791 | 6.6082 | 7.1324 | 8.5068 | 9.9763 | 10.7128 | 11.6778 | 12.0353 | 12.1229 | 11.886 | 11.5262 | 11.1763 | 10.7179 | 10.0146 | 9.6907 | 9.8524 | 9.5858 | 9.2395 | 8.8668 | 8.4934 | 7.9329 | 7.4753 | 0.073875 | 0.056514 | 0.047415 | 0.0095605 | 0.0026153 | 0.016616 | 0.039886 | 0.036605 | -0.0022194 | -0.01812 | 0.0019074 | 0.01773 | 0.042125 | 0.13635 | 0.35974 | 0.33288 | 0.32824 | 0.30366 | 0.07018 | 0.037349 | 0.0086796 | 0.0057957 | 0.013503 | -0.0065323 | 43.1857 | 42.5358 | 41.8408 | 41.7038 | 41.1931 | 40.3979 | 40.4597 | 40.5034 | 41.3978 | 43.2877 | 45.5368 | 47.4763 | 48.4898 | 48.8952 | 49.3116 | 49.5315 | 48.9855 | 47.7054 | 46.0068 | 45.0836 | 44.3131 | 43.5014 | 42.9061 | 42.4082 | 0.18633 | 0.14984 | 0.16153 | 0.14461 | 0.1307 | 0.14412 | 0.12259 | 0.11227 | 0.11777 | 0.12663 | 0.13675 | 0.16398 | 0.13821 | 0.13604 | 0.11416 | 0.10439 | 0.092408 | 0.10957 | 0.12347 | 0.11386 | 0.12064 | 0.14397 | 0.14966 | 0.16386
Portfolio Adjusted1-in-10AllOrange County2026Typical Event Day | Portfolio Adjusted | 1-in-10 | All | Orange County | 2026 | Typical Event Day | 8 | 8.2917 | 7.9156 | 7.6448 | 7.721 | 8.2352 | 9.673 | 11.125 | 12.3033 | 13.7121 | 14.8954 | 15.8539 | 16.3823 | 16.557 | 16.6534 | 16.5195 | 15.9472 | 15.088 | 13.7735 | 12.5684 | 12.1062 | 11.791 | 10.9292 | 9.9046 | 9.2192 | -0.016452 | -0.0091963 | -0.013905 | -0.026629 | -0.040172 | -0.046701 | -0.037102 | -0.019849 | 0.023285 | 0.040864 | -0.0075976 | -0.0079515 | 0.034374 | 0.14443 | 0.48052 | 0.45842 | 0.42581 | 0.37698 | 0.11766 | 0.0031024 | -0.017286 | -0.017306 | -0.026715 | -0.021087 | 76.5036 | 75.3872 | 74.3332 | 73.5468 | 72.681 | 72.01 | 71.7401 | 72.1716 | 74.9756 | 79.4592 | 84.1587 | 88.5811 | 91.7569 | 93.938 | 95.311 | 95.614 | 95.6555 | 94.6415 | 93.0637 | 90.5919 | 86.9339 | 83.4912 | 81.1338 | 79.4173 | 0.21416 | 0.17117 | 0.18324 | 0.16659 | 0.14838 | 0.1602 | 0.13465 | 0.12523 | 0.13414 | 0.14936 | 0.16476 | 0.20142 | 0.17229 | 0.17237 | 0.14707 | 0.13617 | 0.11913 | 0.13421 | 0.14888 | 0.13821 | 0.14849 | 0.17445 | 0.17912 | 0.1959
Portfolio Adjusted1-in-2AllOrange County2015January Monthly Peak | Portfolio Adjusted | 1-in-2 | All | Orange County | 2015 | January Monthly Peak | 1 | 113.266 | 109.3682 | 106.0384 | 106.902 | 118.6949 | 149.9305 | 178.4555 | 191.5819 | 200.5048 | 199.6606 | 200.9672 | 200.5282 | 197.9364 | 193.4433 | 185.583 | 172.558 | 161.3569 | 157.9378 | 153.3653 | 149.3708 | 144.2131 | 138.1229 | 129.3244 | 123.1798 | 1.9255 | 1.4773 | 1.2336 | 0.25026 | 0.068825 | 0.44305 | 1.0698 | 0.9862 | -0.059912 | -0.48585 | 0.051095 | 0.4778 | 1.1396 | 3.6836 | 8.9469 | 8.1065 | 7.8162 | 7.2169 | 1.8535 | 0.98599 | 0.22994 | 0.15322 | 0.35804 | -0.1732 | 47.1935 | 46.0968 | 45.3826 | 45.177 | 44.5769 | 44.3008 | 43.7704 | 43.4143 | 43.4698 | 45.0587 | 48.1209 | 50.9204 | 52.7675 | 54.2608 | 55.2377 | 55.6396 | 55.398 | 54.0007 | 52.2752 | 50.8298 | 49.7928 | 48.853 | 48.0548 | 47.2342 | 4.8528 | 3.9104 | 4.2 | 3.782 | 3.4351 | 3.8316 | 3.2784 | 3.0182 | 3.1711 | 3.3873 | 3.6553 | 4.4131 | 3.7328 | 3.6695 | 3.0754 | 2.7866 | 2.4293 | 2.8725 | 3.2564 | 3.0009 | 3.1913 | 3.8027 | 3.9642 | 4.3407
Portfolio Adjusted1-in-2AllOrange County2015February Monthly Peak | Portfolio Adjusted | 1-in-2 | All | Orange County | 2015 | February Monthly Peak | 2 | 113.5976 | 109.3947 | 106.7533 | 107.8176 | 119.7992 | 150.4271 | 178.0138 | 190.9201 | 199.5564 | 200.1975 | 201.9216 | 202.8006 | 200.9848 | 197.2417 | 190.0785 | 177.2051 | 165.08 | 159.5272 | 156.4653 | 151.8809 | 146.4689 | 139.5302 | 129.6811 | 122.9942 | 1.9311 | 1.4777 | 1.2419 | 0.2524 | 0.069465 | 0.44452 | 1.0671 | 0.98279 | -0.059629 | -0.48716 | 0.051338 | 0.48321 | 1.1572 | 3.7559 | 9.1636 | 8.3248 | 7.9966 | 7.2895 | 1.891 | 1.0026 | 0.23354 | 0.15478 | 0.35902 | -0.17294 | 48.917 | 48.6695 | 48.2317 | 47.9057 | 47.209 | 46.7703 | 46.6584 | 46.7179 | 47.2173 | 48.8537 | 50.9205 | 52.7748 | 53.6718 | 54.0757 | 54.2443 | 53.8509 | 53.6378 | 52.9787 | 51.8849 | 50.4133 | 48.969 | 48.574 | 47.5831 | 46.5357 | 4.867 | 3.9113 | 4.2283 | 3.8144 | 3.467 | 3.8443 | 3.2703 | 3.0077 | 3.1561 | 3.3964 | 3.6727 | 4.4631 | 3.7903 | 3.7416 | 3.1499 | 2.8616 | 2.4853 | 2.9014 | 3.3222 | 3.0513 | 3.2412 | 3.8415 | 3.9752 | 4.3342
Portfolio Adjusted1-in-2AllOrange County2015March Monthly Peak | Portfolio Adjusted | 1-in-2 | All | Orange County | 2015 | March Monthly Peak | 3 | 117.3697 | 112.9837 | 108.9128 | 110.2316 | 121.5703 | 151.5326 | 179.3322 | 191.7976 | 199.7924 | 200.445 | 202.4819 | 203.2274 | 202.4603 | 199.6885 | 192.9062 | 181.1091 | 169.0078 | 159.7417 | 155.8232 | 155.6163 | 151.0371 | 143.9311 | 133.6622 | 126.163 | 1.9953 | 1.5262 | 1.267 | 0.25805 | 0.070492 | 0.44779 | 1.075 | 0.98731 | -0.059699 | -0.48776 | 0.05148 | 0.48423 | 1.1657 | 3.8025 | 9.2999 | 8.5082 | 8.1868 | 7.2993 | 1.8832 | 1.0272 | 0.24082 | 0.15967 | 0.37005 | -0.1774 | 49.0407 | 47.8873 | 46.8856 | 46.3526 | 46.1624 | 45.656 | 45.098 | 45.096 | 47.1026 | 49.606 | 52.1099 | 53.9605 | 55.2159 | 56.1804 | 56.74 | 57.0239 | 56.8634 | 56.4804 | 55.1034 | 53.0173 | 51.488 | 50.1594 | 49.0704 | 48.2312 | 5.0286 | 4.0397 | 4.3138 | 3.8998 | 3.5183 | 3.8726 | 3.2945 | 3.0216 | 3.1599 | 3.4006 | 3.6829 | 4.4725 | 3.8181 | 3.788 | 3.1968 | 2.9246 | 2.5445 | 2.9053 | 3.3086 | 3.1263 | 3.3423 | 3.9626 | 4.0972 | 4.4458
Portfolio Adjusted1-in-2AllOrange County2015April Monthly Peak | Portfolio Adjusted | 1-in-2 | All | Orange County | 2015 | April Monthly Peak | 4 | 119.1815 | 114.8538 | 111.0861 | 112.947 | 124.0008 | 153.751 | 179.8795 | 193.7257 | 204.2237 | 208.977 | 213.9094 | 216.2945 | 216.3772 | 215.0548 | 208.1264 | 195.5045 | 182.4722 | 171.2129 | 162.9908 | 163.0832 | 158.9251 | 150.7291 | 138.8401 | 130.3125 | 2.0261 | 1.5514 | 1.2923 | 0.26441 | 0.071902 | 0.45434 | 1.0783 | 0.99723 | -0.061023 | -0.50853 | 0.054386 | 0.51536 | 1.2458 | 4.0951 | 10.0337 | 9.1845 | 8.8391 | 7.8235 | 1.9698 | 1.0765 | 0.2534 | 0.16721 | 0.38438 | -0.18323 | 63.6819 | 62.412 | 60.7652 | 59.6511 | 58.5777 | 57.7978 | 57.4462 | 56.9272 | 59.5353 | 64.0102 | 69.0949 | 73.9575 | 77.6497 | 80.4737 | 82.3635 | 83.3378 | 83.531 | 82.4245 | 80.3361 | 77.33 | 73.1757 | 69.8698 | 67.2468 | 64.7473 | 5.1063 | 4.1065 | 4.3999 | 3.9959 | 3.5886 | 3.9293 | 3.3045 | 3.0519 | 3.23 | 3.5453 | 3.8907 | 4.7601 | 4.0806 | 4.0795 | 3.449 | 3.1571 | 2.7472 | 3.114 | 3.4608 | 3.2763 | 3.5168 | 4.1498 | 4.2559 | 4.5921
Portfolio Adjusted1-in-2AllOrange County2015May Monthly Peak | Portfolio Adjusted | 1-in-2 | All | Orange County | 2015 | May Monthly Peak | 5 | 120.8369 | 116.2135 | 112.213 | 114.2189 | 125.9993 | 156.5801 | 181.3331 | 197.7055 | 210.8696 | 216.605 | 222.1508 | 224.1236 | 223.8268 | 222.6927 | 215.814 | 202.3048 | 188.4149 | 176.2229 | 167.7372 | 165.2455 | 163.234 | 155.1979 | 142.6689 | 134.9749 | 2.0542 | 1.5698 | 1.3054 | 0.26739 | 0.07306 | 0.4627 | 1.087 | 1.0177 | -0.063009 | -0.52709 | 0.056481 | 0.53402 | 1.2887 | 4.2406 | 10.4043 | 9.504 | 9.1269 | 8.0524 | 2.0272 | 1.0908 | 0.26027 | 0.17216 | 0.39498 | -0.18979 | 63.6536 | 62.7802 | 61.6336 | 60.3655 | 59.2623 | 58.609 | 58.4391 | 58.8254 | 60.6676 | 65.2049 | 70.3835 | 75.1854 | 79.8517 | 83.3135 | 85.1955 | 86.1118 | 86.1102 | 84.1225 | 81.634 | 78.4828 | 74.1194 | 70.0924 | 67.7992 | 66.0053 | 5.1772 | 4.1551 | 4.4446 | 4.0409 | 3.6465 | 4.0016 | 3.3312 | 3.1146 | 3.3351 | 3.6747 | 4.0406 | 4.9324 | 4.2211 | 4.2244 | 3.5764 | 3.2669 | 2.8366 | 3.2051 | 3.5615 | 3.3198 | 3.6122 | 4.2728 | 4.3733 | 4.7564
Portfolio Adjusted1-in-2AllOrange County2015June Monthly Peak | Portfolio Adjusted | 1-in-2 | All | Orange County | 2015 | June Monthly Peak | 6 | 132.8565 | 128.0508 | 122.6954 | 124.734 | 135.0437 | 163.369 | 189.0205 | 205.7603 | 218.4141 | 224.8333 | 230.107 | 231.4301 | 228.8172 | 227.0688 | 220.8636 | 210.7065 | 197.8885 | 185.196 | 178.1208 | 175.2904 | 173.3623 | 165.8824 | 152.9093 | 145.3223 | 1.4814 | 1.159 | 0.91072 | 0.012297 | -0.23683 | 0.0057166 | 0.53913 | 0.60927 | 0.11962 | -0.099319 | -0.011909 | 0.33557 | 1.1729 | 4.0665 | 10.5102 | 9.7902 | 9.3355 | 8.3061 | 2.3534 | 0.84269 | 0.07261 | 0.0053695 | 0.10717 | -0.29723 | 69.3527 | 68.2285 | 67.0301 | 65.7048 | 64.7827 | 63.8286 | 63.021 | 63.9917 | 67.2169 | 72.3578 | 77.7266 | 82.6149 | 86.2677 | 88.3261 | 90.1213 | 91.0835 | 91.5377 | 90.6182 | 89.1375 | 86.1879 | 81.9395 | 77.4477 | 74.8119 | 72.7645 | 5.4768 | 4.4051 | 4.6758 | 4.2459 | 3.7603 | 4.0171 | 3.3411 | 3.1189 | 3.3237 | 3.67 | 4.0269 | 4.9004 | 4.1519 | 4.1444 | 3.5216 | 3.2738 | 2.8665 | 3.2408 | 3.6389 | 3.3883 | 3.6912 | 4.3942 | 4.5098 | 4.9272
Portfolio Adjusted1-in-2AllOrange County2015July Monthly Peak | Portfolio Adjusted | 1-in-2 | All | Orange County | 2015 | July Monthly Peak | 7 | 137.4377 | 132.2144 | 128.1435 | 129.9784 | 141.3413 | 172.0245 | 198.8039 | 214.8982 | 227.8322 | 235.9319 | 242.6117 | 244.809 | 243.6374 | 241.6379 | 236.3297 | 226.4024 | 213.6223 | 200.7217 | 192.0441 | 187.3733 | 183.2206 | 175.205 | 161.8724 | 153.4839 | -0.12471 | -0.017845 | -0.16112 | -0.58799 | -0.92775 | -1.0294 | -0.7207 | -0.33229 | 0.52232 | 0.86439 | -0.16559 | -0.11572 | 0.93158 | 3.7626 | 10.9429 | 10.2791 | 9.5206 | 8.653 | 2.9833 | 0.20801 | -0.36728 | -0.38328 | -0.57645 | -0.51616 | 76.836 | 75.8971 | 74.9933 | 73.9796 | 73.0905 | 72.3696 | 71.8921 | 72.8586 | 75.6485 | 79.6285 | 84.4166 | 88.7743 | 91.801 | 93.7074 | 95.3252 | 95.8009 | 94.9556 | 93.5085 | 91.9327 | 90.0082 | 87.275 | 84.2798 | 81.8354 | 79.9885 | 5.5585 | 4.4624 | 4.7911 | 4.3408 | 3.8613 | 4.1499 | 3.4475 | 3.1958 | 3.4014 | 3.7783 | 4.1655 | 5.0857 | 4.3372 | 4.3269 | 3.697 | 3.4512 | 3.0359 | 3.4461 | 3.8492 | 3.5534 | 3.8273 | 4.5534 | 4.6839 | 5.1056
Portfolio Adjusted1-in-2AllOrange County2015August Monthly Peak | Portfolio Adjusted | 1-in-2 | All | Orange County | 2015 | August Monthly Peak | 8 | 139.5964 | 133.5829 | 129.1902 | 131.4726 | 143.0906 | 174.7071 | 204.3126 | 221.3214 | 235.7048 | 244.2255 | 250.9024 | 253.426 | 252.6122 | 251.2608 | 245.1304 | 232.8933 | 218.4688 | 204.1823 | 194.5202 | 190.8971 | 186.381 | 176.2219 | 162.5727 | 154.7668 | -0.1874 | -0.062307 | -0.2029 | -0.61668 | -0.96407 | -1.0834 | -0.78842 | -0.37821 | 0.55521 | 0.93095 | -0.17696 | -0.13737 | 0.95403 | 3.8913 | 11.3391 | 10.5649 | 9.7161 | 8.7893 | 3.0381 | 0.18646 | -0.38991 | -0.39962 | -0.60395 | -0.52783 | 77.1131 | 75.613 | 74.2633 | 73.4154 | 72.7318 | 71.8813 | 71.5667 | 71.559 | 73.6688 | 79.1542 | 84.7171 | 89.3951 | 92.9094 | 95.4421 | 97.0383 | 97.8949 | 97.8969 | 96.6798 | 94.4433 | 91.0527 | 86.6839 | 83.4843 | 81.3928 | 79.6276 | 5.6513 | 4.5129 | 4.835 | 4.3949 | 3.9128 | 4.2187 | 3.5465 | 3.2945 | 3.5224 | 3.9149 | 4.312 | 5.2698 | 4.5014 | 4.5036 | 3.8384 | 3.5536 | 3.1078 | 3.5089 | 3.9026 | 3.6238 | 3.8971 | 4.5843 | 4.7087 | 5.1532
Portfolio Adjusted1-in-2AllOrange County2015September Monthly Peak | Portfolio Adjusted | 1-in-2 | All | Orange County | 2015 | September Monthly Peak | 9 | 137.5943 | 132.3465 | 128.3806 | 130.3664 | 142.1165 | 173.4452 | 203.7884 | 221.5977 | 238.1898 | 246.5162 | 253.6408 | 256.6672 | 256.3704 | 255.0456 | 247.8151 | 233.8355 | 218.4864 | 203.489 | 194.5296 | 193.9949 | 185.8027 | 175.8758 | 162.007 | 153.561 | 0.08128 | 0.13319 | -0.02297 | -0.51488 | -0.84791 | -0.90822 | -0.57476 | -0.21855 | 0.49443 | 0.77743 | -0.15324 | -0.060011 | 1.0217 | 4.0455 | 11.5142 | 10.6474 | 9.8082 | 8.8163 | 2.9658 | 0.30447 | -0.31651 | -0.33623 | -0.49115 | -0.49128 | 75.1139 | 74.0056 | 73.103 | 72.5031 | 71.9671 | 71.1152 | 71.195 | 71.1867 | 72.8421 | 77.1785 | 82.5402 | 87.5566 | 91.8151 | 94.6092 | 96.304 | 97.0659 | 97.116 | 96.284 | 94.5478 | 90.9035 | 86.9053 | 83.7481 | 81.6283 | 80.2642 | 5.5512 | 4.4559 | 4.7882 | 4.343 | 3.8729 | 4.1739 | 3.5253 | 3.2874 | 3.5474 | 3.9382 | 4.3442 | 5.319 | 4.5527 | 4.5558 | 3.8671 | 3.5558 | 3.0974 | 3.485 | 3.8894 | 3.67 | 3.8717 | 4.5596 | 4.6763 | 5.0956
Portfolio Adjusted1-in-2AllOrange County2015October Monthly Peak | Portfolio Adjusted | 1-in-2 | All | Orange County | 2015 | October Monthly Peak | 10 | 129.5583 | 124.6411 | 119.2495 | 120.046 | 131.5464 | 161.8065 | 190.5688 | 204.7101 | 218.3355 | 225.3109 | 233.0747 | 236.4042 | 236.8151 | 236.6246 | 229.5339 | 215.4472 | 200.2612 | 187.5697 | 183.6656 | 179.819 | 170.6167 | 161.4198 | 149.6198 | 141.0222 | 1.8763 | 1.4446 | 1.1712 | 0.16518 | -0.055829 | 0.27481 | 0.88467 | 0.86114 | 0.014297 | -0.35515 | 0.028565 | 0.46839 | 1.2991 | 4.3904 | 11.0042 | 10.0736 | 9.5917 | 8.5028 | 2.3087 | 1.0482 | 0.18572 | 0.10425 | 0.28109 | -0.23709 | 66.8466 | 65.5265 | 64.4209 | 63.5414 | 62.6711 | 62.0086 | 61.7697 | 61.9095 | 63.4284 | 67.1806 | 73.6326 | 80.0585 | 85.9672 | 89.1079 | 90.1276 | 90.9022 | 91.2684 | 90.416 | 87.9219 | 82.9209 | 79.0409 | 75.9149 | 73.3825 | 71.6774 | 5.4484 | 4.3743 | 4.6361 | 4.1687 | 3.7368 | 4.0588 | 3.4363 | 3.1655 | 3.3894 | 3.7519 | 4.1611 | 5.1067 | 4.3836 | 4.4059 | 3.7336 | 3.415 | 2.9594 | 3.3485 | 3.8278 | 3.5459 | 3.7059 | 4.3622 | 4.5018 | 4.8778
Portfolio Adjusted1-in-2AllOrange County2015November Monthly Peak | Portfolio Adjusted | 1-in-2 | All | Orange County | 2015 | November Monthly Peak | 11 | 121.6558 | 117.2575 | 113.6814 | 114.9593 | 126.2931 | 155.3845 | 180.797 | 194.4331 | 205.3376 | 210.4908 | 215.6765 | 217.0182 | 216.4862 | 214.937 | 207.8422 | 194.2551 | 181.8764 | 176.3791 | 168.4263 | 163.3411 | 156.7213 | 149.1278 | 138.6504 | 131.5779 | 2.0681 | 1.5839 | 1.3225 | 0.26912 | 0.073231 | 0.45917 | 1.0838 | 1.0009 | -0.061356 | -0.51221 | 0.054835 | 0.51709 | 1.2464 | 4.0929 | 10.02 | 9.1258 | 8.8102 | 8.0596 | 2.0355 | 1.0782 | 0.24989 | 0.16543 | 0.38386 | -0.18501 | 58.8992 | 58.0223 | 57.8361 | 57.4677 | 56.434 | 55.3301 | 55.8207 | 55.3799 | 59.1921 | 63.2716 | 68.2247 | 73.2279 | 76.1707 | 77.8662 | 78.9494 | 78.847 | 76.9101 | 73.7837 | 70.3984 | 67.4445 | 65.5297 | 64.6842 | 63.6374 | 62.96 | 5.2123 | 4.1925 | 4.5027 | 4.0671 | 3.655 | 3.971 | 3.3214 | 3.0631 | 3.2476 | 3.571 | 3.9228 | 4.776 | 4.0826 | 4.0773 | 3.4443 | 3.1369 | 2.7382 | 3.2079 | 3.5762 | 3.2815 | 3.4681 | 4.1057 | 4.2501 | 4.6367
Portfolio Adjusted1-in-2AllOrange County2015December Monthly Peak | Portfolio Adjusted | 1-in-2 | All | Orange County | 2015 | December Monthly Peak | 12 | 116.0587 | 111.6336 | 108.9153 | 109.2167 | 120.216 | 149.5934 | 176.9031 | 188.652 | 197.1304 | 198.3824 | 200.591 | 199.485 | 196.7879 | 194.0694 | 186.9347 | 175.1713 | 166.1771 | 162.5122 | 156.2343 | 152.1624 | 146.244 | 139.8681 | 130.2984 | 123.8841 | 1.973 | 1.5079 | 1.2671 | 0.25568 | 0.069707 | 0.44206 | 1.0605 | 0.97111 | -0.058904 | -0.48274 | 0.051 | 0.47531 | 1.133 | 3.6955 | 9.0121 | 8.2293 | 8.0497 | 7.4259 | 1.8882 | 1.0044 | 0.23318 | 0.15516 | 0.36073 | -0.17419 | 49.9478 | 49.3707 | 48.5774 | 48.163 | 47.6586 | 47.0793 | 46.666 | 46.4576 | 47.2912 | 50.6761 | 54.3807 | 57.5968 | 60.1705 | 61.5358 | 62.1291 | 62.3894 | 62.0866 | 60.1338 | 57.2782 | 54.7285 | 52.8015 | 51.0115 | 49.4199 | 48.0063 | 4.9725 | 3.9914 | 4.3139 | 3.8639 | 3.4791 | 3.823 | 3.2498 | 2.972 | 3.1178 | 3.3656 | 3.6485 | 4.3901 | 3.7112 | 3.6814 | 3.0979 | 2.8288 | 2.5018 | 2.9557 | 3.3173 | 3.0569 | 3.2362 | 3.8508 | 3.9941 | 4.3655
Portfolio Adjusted1-in-2AllOrange County2015Typical Event Day | Portfolio Adjusted | 1-in-2 | All | Orange County | 2015 | Typical Event Day | 8 | 138.8984 | 132.8771 | 128.4723 | 130.7538 | 142.2887 | 173.7111 | 203.1328 | 219.4816 | 233.0566 | 240.656 | 246.4762 | 248.4877 | 247.3809 | 246.0809 | 240.0311 | 228.0692 | 213.9997 | 200.189 | 191.2734 | 187.8886 | 183.7829 | 173.9456 | 160.5935 | 153.0602 | 0.32958 | 0.31413 | 0.14183 | -0.42708 | -0.74777 | -0.75508 | -0.37845 | -0.070252 | 0.42367 | 0.61292 | -0.12593 | 0.012512 | 1.0335 | 3.9883 | 11.1981 | 10.4207 | 9.6893 | 8.7248 | 2.8505 | 0.39756 | -0.24724 | -0.27547 | -0.3857 | -0.45987 | 74.6039 | 73.436 | 72.3474 | 71.4007 | 70.643 | 69.7987 | 69.4187 | 69.899 | 72.3441 | 77.0797 | 82.3501 | 87.0852 | 90.6983 | 93.0212 | 94.6972 | 95.4613 | 95.3765 | 94.2726 | 92.5154 | 89.5381 | 85.7009 | 82.24 | 79.9171 | 78.1612 | 5.5975 | 4.4687 | 4.7863 | 4.3511 | 3.8733 | 4.1756 | 3.51 | 3.2523 | 3.467 | 3.8402 | 4.2167 | 5.1437 | 4.3881 | 4.3907 | 3.7415 | 3.4642 | 3.0304 | 3.4247 | 3.82 | 3.5505 | 3.8253 | 4.5045 | 4.6303 | 5.0733
Portfolio Adjusted1-in-2AllOrange County2016January Monthly Peak | Portfolio Adjusted | 1-in-2 | All | Orange County | 2016 | January Monthly Peak | 1 | 113.266 | 109.3682 | 106.0384 | 106.902 | 118.6949 | 149.9305 | 178.4555 | 191.5819 | 200.5048 | 199.6606 | 200.9672 | 200.5282 | 197.9364 | 193.4433 | 185.583 | 172.558 | 161.3569 | 157.9378 | 153.3653 | 149.3708 | 144.2131 | 138.1229 | 129.3244 | 123.1798 | 1.9255 | 1.4773 | 1.2336 | 0.25026 | 0.068825 | 0.44305 | 1.0698 | 0.9862 | -0.059912 | -0.48585 | 0.051095 | 0.4778 | 1.1396 | 3.6836 | 8.9469 | 8.1065 | 7.8162 | 7.2169 | 1.8535 | 0.98599 | 0.22994 | 0.15322 | 0.35804 | -0.1732 | 47.1935 | 46.0968 | 45.3826 | 45.177 | 44.5769 | 44.3008 | 43.7704 | 43.4143 | 43.4698 | 45.0587 | 48.1209 | 50.9204 | 52.7675 | 54.2608 | 55.2377 | 55.6396 | 55.398 | 54.0007 | 52.2752 | 50.8298 | 49.7928 | 48.853 | 48.0548 | 47.2342 | 4.8528 | 3.9104 | 4.2 | 3.782 | 3.4351 | 3.8316 | 3.2784 | 3.0182 | 3.1711 | 3.3873 | 3.6553 | 4.4131 | 3.7328 | 3.6695 | 3.0754 | 2.7866 | 2.4293 | 2.8725 | 3.2564 | 3.0009 | 3.1913 | 3.8027 | 3.9642 | 4.3407
Portfolio Adjusted1-in-2AllOrange County2016February Monthly Peak | Portfolio Adjusted | 1-in-2 | All | Orange County | 2016 | February Monthly Peak | 2 | 113.5976 | 109.3947 | 106.7533 | 107.8176 | 119.7992 | 150.4271 | 178.0138 | 190.9201 | 199.5564 | 200.1975 | 201.9216 | 202.8006 | 200.9848 | 197.2417 | 190.0785 | 177.2051 | 165.08 | 159.5272 | 156.4653 | 151.8809 | 146.4689 | 139.5302 | 129.6811 | 122.9942 | 1.9311 | 1.4777 | 1.2419 | 0.2524 | 0.069465 | 0.44452 | 1.0671 | 0.98279 | -0.059629 | -0.48716 | 0.051338 | 0.48321 | 1.1572 | 3.7559 | 9.1636 | 8.3248 | 7.9966 | 7.2895 | 1.891 | 1.0026 | 0.23354 | 0.15478 | 0.35902 | -0.17294 | 48.917 | 48.6695 | 48.2317 | 47.9057 | 47.209 | 46.7703 | 46.6584 | 46.7179 | 47.2173 | 48.8537 | 50.9205 | 52.7748 | 53.6718 | 54.0757 | 54.2443 | 53.8509 | 53.6378 | 52.9787 | 51.8849 | 50.4133 | 48.969 | 48.574 | 47.5831 | 46.5357 | 4.867 | 3.9113 | 4.2283 | 3.8144 | 3.467 | 3.8443 | 3.2703 | 3.0077 | 3.1561 | 3.3964 | 3.6727 | 4.4631 | 3.7903 | 3.7416 | 3.1499 | 2.8616 | 2.4853 | 2.9014 | 3.3222 | 3.0513 | 3.2412 | 3.8415 | 3.9752 | 4.3342
Portfolio Adjusted1-in-2AllOrange County2016March Monthly Peak | Portfolio Adjusted | 1-in-2 | All | Orange County | 2016 | March Monthly Peak | 3 | 117.3697 | 112.9837 | 108.9128 | 110.2316 | 121.5703 | 151.5326 | 179.3322 | 191.7976 | 199.7924 | 200.445 | 202.4819 | 203.2274 | 202.4603 | 199.6885 | 192.9062 | 181.1091 | 169.0078 | 159.7417 | 155.8232 | 155.6163 | 151.0371 | 143.9311 | 133.6622 | 126.163 | 1.9953 | 1.5262 | 1.267 | 0.25805 | 0.070492 | 0.44779 | 1.075 | 0.98731 | -0.059699 | -0.48776 | 0.05148 | 0.48423 | 1.1657 | 3.8025 | 9.2999 | 8.5082 | 8.1868 | 7.2993 | 1.8832 | 1.0272 | 0.24082 | 0.15967 | 0.37005 | -0.1774 | 49.0407 | 47.8873 | 46.8856 | 46.3526 | 46.1624 | 45.656 | 45.098 | 45.096 | 47.1026 | 49.606 | 52.1099 | 53.9605 | 55.2159 | 56.1804 | 56.74 | 57.0239 | 56.8634 | 56.4804 | 55.1034 | 53.0173 | 51.488 | 50.1594 | 49.0704 | 48.2312 | 5.0286 | 4.0397 | 4.3138 | 3.8998 | 3.5183 | 3.8726 | 3.2945 | 3.0216 | 3.1599 | 3.4006 | 3.6829 | 4.4725 | 3.8181 | 3.788 | 3.1968 | 2.9246 | 2.5445 | 2.9053 | 3.3086 | 3.1263 | 3.3423 | 3.9626 | 4.0972 | 4.4458
Portfolio Adjusted1-in-2AllOrange County2016April Monthly Peak | Portfolio Adjusted | 1-in-2 | All | Orange County | 2016 | April Monthly Peak | 4 | 119.1815 | 114.8538 | 111.0861 | 112.947 | 124.0008 | 153.751 | 179.8795 | 193.7257 | 204.2237 | 208.977 | 213.9094 | 216.2945 | 216.3772 | 215.0548 | 208.1264 | 195.5045 | 182.4722 | 171.2129 | 162.9908 | 163.0832 | 158.9251 | 150.7291 | 138.8401 | 130.3125 | 2.0261 | 1.5514 | 1.2923 | 0.26441 | 0.071902 | 0.45434 | 1.0783 | 0.99723 | -0.061023 | -0.50853 | 0.054386 | 0.51536 | 1.2458 | 4.0951 | 10.0337 | 9.1845 | 8.8391 | 7.8235 | 1.9698 | 1.0765 | 0.2534 | 0.16721 | 0.38438 | -0.18323 | 63.6819 | 62.412 | 60.7652 | 59.6511 | 58.5777 | 57.7978 | 57.4462 | 56.9272 | 59.5353 | 64.0102 | 69.0949 | 73.9575 | 77.6497 | 80.4737 | 82.3635 | 83.3378 | 83.531 | 82.4245 | 80.3361 | 77.33 | 73.1757 | 69.8698 | 67.2468 | 64.7473 | 5.1063 | 4.1065 | 4.3999 | 3.9959 | 3.5886 | 3.9293 | 3.3045 | 3.0519 | 3.23 | 3.5453 | 3.8907 | 4.7601 | 4.0806 | 4.0795 | 3.449 | 3.1571 | 2.7472 | 3.114 | 3.4608 | 3.2763 | 3.5168 | 4.1498 | 4.2559 | 4.5921
Portfolio Adjusted1-in-2AllOrange County2016May Monthly Peak | Portfolio Adjusted | 1-in-2 | All | Orange County | 2016 | May Monthly Peak | 5 | 120.8369 | 116.2135 | 112.213 | 114.2189 | 125.9993 | 156.5801 | 181.3331 | 197.7055 | 210.8696 | 216.605 | 222.1508 | 224.1236 | 223.8268 | 222.6927 | 215.814 | 202.3048 | 188.4149 | 176.2229 | 167.7372 | 165.2455 | 163.234 | 155.1979 | 142.6689 | 134.9749 | 2.0542 | 1.5698 | 1.3054 | 0.26739 | 0.07306 | 0.4627 | 1.087 | 1.0177 | -0.063009 | -0.52709 | 0.056481 | 0.53402 | 1.2887 | 4.2406 | 10.4043 | 9.504 | 9.1269 | 8.0524 | 2.0272 | 1.0908 | 0.26027 | 0.17216 | 0.39498 | -0.18979 | 63.6536 | 62.7802 | 61.6336 | 60.3655 | 59.2623 | 58.609 | 58.4391 | 58.8254 | 60.6676 | 65.2049 | 70.3835 | 75.1854 | 79.8517 | 83.3135 | 85.1955 | 86.1118 | 86.1102 | 84.1225 | 81.634 | 78.4828 | 74.1194 | 70.0924 | 67.7992 | 66.0053 | 5.1772 | 4.1551 | 4.4446 | 4.0409 | 3.6465 | 4.0016 | 3.3312 | 3.1146 | 3.3351 | 3.6747 | 4.0406 | 4.9324 | 4.2211 | 4.2244 | 3.5764 | 3.2669 | 2.8366 | 3.2051 | 3.5615 | 3.3198 | 3.6122 | 4.2728 | 4.3733 | 4.7564
Portfolio Adjusted1-in-2AllOrange County2016June Monthly Peak | Portfolio Adjusted | 1-in-2 | All | Orange County | 2016 | June Monthly Peak | 6 | 132.8565 | 128.0508 | 122.6954 | 124.734 | 135.0437 | 163.369 | 189.0205 | 205.7603 | 218.4141 | 224.8333 | 230.107 | 231.4301 | 228.8172 | 227.0688 | 220.8636 | 210.7065 | 197.8885 | 185.196 | 178.1208 | 175.2904 | 173.3623 | 165.8824 | 152.9093 | 145.3223 | 1.4814 | 1.159 | 0.91072 | 0.012297 | -0.23683 | 0.0057166 | 0.53913 | 0.60927 | 0.11962 | -0.099319 | -0.011909 | 0.33557 | 1.1729 | 4.0665 | 10.5102 | 9.7902 | 9.3355 | 8.3061 | 2.3534 | 0.84269 | 0.07261 | 0.0053695 | 0.10717 | -0.29723 | 69.3527 | 68.2285 | 67.0301 | 65.7048 | 64.7827 | 63.8286 | 63.021 | 63.9917 | 67.2169 | 72.3578 | 77.7266 | 82.6149 | 86.2677 | 88.3261 | 90.1213 | 91.0835 | 91.5377 | 90.6182 | 89.1375 | 86.1879 | 81.9395 | 77.4477 | 74.8119 | 72.7645 | 5.4768 | 4.4051 | 4.6758 | 4.2459 | 3.7603 | 4.0171 | 3.3411 | 3.1189 | 3.3237 | 3.67 | 4.0269 | 4.9004 | 4.1519 | 4.1444 | 3.5216 | 3.2738 | 2.8665 | 3.2408 | 3.6389 | 3.3883 | 3.6912 | 4.3942 | 4.5098 | 4.9272
Portfolio Adjusted1-in-2AllOrange County2016July Monthly Peak | Portfolio Adjusted | 1-in-2 | All | Orange County | 2016 | July Monthly Peak | 7 | 137.4377 | 132.2144 | 128.1435 | 129.9784 | 141.3413 | 172.0245 | 198.8039 | 214.8982 | 227.8322 | 235.9319 | 242.6117 | 244.809 | 243.6374 | 241.6379 | 236.3297 | 226.4024 | 213.6223 | 200.7217 | 192.0441 | 187.3733 | 183.2206 | 175.205 | 161.8724 | 153.4839 | -0.12471 | -0.017845 | -0.16112 | -0.58799 | -0.92775 | -1.0294 | -0.7207 | -0.33229 | 0.52232 | 0.86439 | -0.16559 | -0.11572 | 0.93158 | 3.7626 | 10.9429 | 10.2791 | 9.5206 | 8.653 | 2.9833 | 0.20801 | -0.36728 | -0.38328 | -0.57645 | -0.51616 | 76.836 | 75.8971 | 74.9933 | 73.9796 | 73.0905 | 72.3696 | 71.8921 | 72.8586 | 75.6485 | 79.6285 | 84.4166 | 88.7743 | 91.801 | 93.7074 | 95.3252 | 95.8009 | 94.9556 | 93.5085 | 91.9327 | 90.0082 | 87.275 | 84.2798 | 81.8354 | 79.9885 | 5.5585 | 4.4624 | 4.7911 | 4.3408 | 3.8613 | 4.1499 | 3.4475 | 3.1958 | 3.4014 | 3.7783 | 4.1655 | 5.0857 | 4.3372 | 4.3269 | 3.697 | 3.4512 | 3.0359 | 3.4461 | 3.8492 | 3.5534 | 3.8273 | 4.5534 | 4.6839 | 5.1056
Portfolio Adjusted1-in-2AllOrange County2016August Monthly Peak | Portfolio Adjusted | 1-in-2 | All | Orange County | 2016 | August Monthly Peak | 8 | 139.5964 | 133.5829 | 129.1902 | 131.4726 | 143.0906 | 174.7071 | 204.3126 | 221.3214 | 235.7048 | 244.2255 | 250.9024 | 253.426 | 252.6122 | 251.2608 | 245.1304 | 232.8933 | 218.4688 | 204.1823 | 194.5202 | 190.8971 | 186.381 | 176.2219 | 162.5727 | 154.7668 | -0.1874 | -0.062307 | -0.2029 | -0.61668 | -0.96407 | -1.0834 | -0.78842 | -0.37821 | 0.55521 | 0.93095 | -0.17696 | -0.13737 | 0.95403 | 3.8913 | 11.3391 | 10.5649 | 9.7161 | 8.7893 | 3.0381 | 0.18646 | -0.38991 | -0.39962 | -0.60395 | -0.52783 | 77.1131 | 75.613 | 74.2633 | 73.4154 | 72.7318 | 71.8813 | 71.5667 | 71.559 | 73.6688 | 79.1542 | 84.7171 | 89.3951 | 92.9094 | 95.4421 | 97.0383 | 97.8949 | 97.8969 | 96.6798 | 94.4433 | 91.0527 | 86.6839 | 83.4843 | 81.3928 | 79.6276 | 5.6513 | 4.5129 | 4.835 | 4.3949 | 3.9128 | 4.2187 | 3.5465 | 3.2945 | 3.5224 | 3.9149 | 4.312 | 5.2698 | 4.5014 | 4.5036 | 3.8384 | 3.5536 | 3.1078 | 3.5089 | 3.9026 | 3.6238 | 3.8971 | 4.5843 | 4.7087 | 5.1532
Portfolio Adjusted1-in-2AllOrange County2016September Monthly Peak | Portfolio Adjusted | 1-in-2 | All | Orange County | 2016 | September Monthly Peak | 9 | 137.5943 | 132.3465 | 128.3806 | 130.3664 | 142.1165 | 173.4452 | 203.7884 | 221.5977 | 238.1898 | 246.5162 | 253.6408 | 256.6672 | 256.3704 | 255.0456 | 247.8151 | 233.8355 | 218.4864 | 203.489 | 194.5296 | 193.9949 | 185.8027 | 175.8758 | 162.007 | 153.561 | 0.08128 | 0.13319 | -0.02297 | -0.51488 | -0.84791 | -0.90822 | -0.57476 | -0.21855 | 0.49443 | 0.77743 | -0.15324 | -0.060011 | 1.0217 | 4.0455 | 11.5142 | 10.6474 | 9.8082 | 8.8163 | 2.9658 | 0.30447 | -0.31651 | -0.33623 | -0.49115 | -0.49128 | 75.1139 | 74.0056 | 73.103 | 72.5031 | 71.9671 | 71.1152 | 71.195 | 71.1867 | 72.8421 | 77.1785 | 82.5402 | 87.5566 | 91.8151 | 94.6092 | 96.304 | 97.0659 | 97.116 | 96.284 | 94.5478 | 90.9035 | 86.9053 | 83.7481 | 81.6283 | 80.2642 | 5.5512 | 4.4559 | 4.7882 | 4.343 | 3.8729 | 4.1739 | 3.5253 | 3.2874 | 3.5474 | 3.9382 | 4.3442 | 5.319 | 4.5527 | 4.5558 | 3.8671 | 3.5558 | 3.0974 | 3.485 | 3.8894 | 3.67 | 3.8717 | 4.5596 | 4.6763 | 5.0956
Portfolio Adjusted1-in-2AllOrange County2016October Monthly Peak | Portfolio Adjusted | 1-in-2 | All | Orange County | 2016 | October Monthly Peak | 10 | 129.5583 | 124.6411 | 119.2495 | 120.046 | 131.5464 | 161.8065 | 190.5688 | 204.7101 | 218.3355 | 225.3109 | 233.0747 | 236.4042 | 236.8151 | 236.6246 | 229.5339 | 215.4472 | 200.2612 | 187.5697 | 183.6656 | 179.819 | 170.6167 | 161.4198 | 149.6198 | 141.0222 | 1.8763 | 1.4446 | 1.1712 | 0.16518 | -0.055829 | 0.27481 | 0.88467 | 0.86114 | 0.014297 | -0.35515 | 0.028565 | 0.46839 | 1.2991 | 4.3904 | 11.0042 | 10.0736 | 9.5917 | 8.5028 | 2.3087 | 1.0482 | 0.18572 | 0.10425 | 0.28109 | -0.23709 | 66.8466 | 65.5265 | 64.4209 | 63.5414 | 62.6711 | 62.0086 | 61.7697 | 61.9095 | 63.4284 | 67.1806 | 73.6326 | 80.0585 | 85.9672 | 89.1079 | 90.1276 | 90.9022 | 91.2684 | 90.416 | 87.9219 | 82.9209 | 79.0409 | 75.9149 | 73.3825 | 71.6774 | 5.4484 | 4.3743 | 4.6361 | 4.1687 | 3.7368 | 4.0588 | 3.4363 | 3.1655 | 3.3894 | 3.7519 | 4.1611 | 5.1067 | 4.3836 | 4.4059 | 3.7336 | 3.415 | 2.9594 | 3.3485 | 3.8278 | 3.5459 | 3.7059 | 4.3622 | 4.5018 | 4.8778
Portfolio Adjusted1-in-2AllOrange County2016November Monthly Peak | Portfolio Adjusted | 1-in-2 | All | Orange County | 2016 | November Monthly Peak | 11 | 121.6558 | 117.2575 | 113.6814 | 114.9593 | 126.2931 | 155.3845 | 180.797 | 194.4331 | 205.3376 | 210.4908 | 215.6765 | 217.0182 | 216.4862 | 214.937 | 207.8422 | 194.2551 | 181.8764 | 176.3791 | 168.4263 | 163.3411 | 156.7213 | 149.1278 | 138.6504 | 131.5779 | 2.0681 | 1.5839 | 1.3225 | 0.26912 | 0.073231 | 0.45917 | 1.0838 | 1.0009 | -0.061356 | -0.51221 | 0.054835 | 0.51709 | 1.2464 | 4.0929 | 10.02 | 9.1258 | 8.8102 | 8.0596 | 2.0355 | 1.0782 | 0.24989 | 0.16543 | 0.38386 | -0.18501 | 58.8992 | 58.0223 | 57.8361 | 57.4677 | 56.434 | 55.3301 | 55.8207 | 55.3799 | 59.1921 | 63.2716 | 68.2247 | 73.2279 | 76.1707 | 77.8662 | 78.9494 | 78.847 | 76.9101 | 73.7837 | 70.3984 | 67.4445 | 65.5297 | 64.6842 | 63.6374 | 62.96 | 5.2123 | 4.1925 | 4.5027 | 4.0671 | 3.655 | 3.971 | 3.3214 | 3.0631 | 3.2476 | 3.571 | 3.9228 | 4.776 | 4.0826 | 4.0773 | 3.4443 | 3.1369 | 2.7382 | 3.2079 | 3.5762 | 3.2815 | 3.4681 | 4.1057 | 4.2501 | 4.6367
Portfolio Adjusted1-in-2AllOrange County2016December Monthly Peak | Portfolio Adjusted | 1-in-2 | All | Orange County | 2016 | December Monthly Peak | 12 | 116.0587 | 111.6336 | 108.9153 | 109.2167 | 120.216 | 149.5934 | 176.9031 | 188.652 | 197.1304 | 198.3824 | 200.591 | 199.485 | 196.7879 | 194.0694 | 186.9347 | 175.1713 | 166.1771 | 162.5122 | 156.2343 | 152.1624 | 146.244 | 139.8681 | 130.2984 | 123.8841 | 1.973 | 1.5079 | 1.2671 | 0.25568 | 0.069707 | 0.44206 | 1.0605 | 0.97111 | -0.058904 | -0.48274 | 0.051 | 0.47531 | 1.133 | 3.6955 | 9.0121 | 8.2293 | 8.0497 | 7.4259 | 1.8882 | 1.0044 | 0.23318 | 0.15516 | 0.36073 | -0.17419 | 49.9478 | 49.3707 | 48.5774 | 48.163 | 47.6586 | 47.0793 | 46.666 | 46.4576 | 47.2912 | 50.6761 | 54.3807 | 57.5968 | 60.1705 | 61.5358 | 62.1291 | 62.3894 | 62.0866 | 60.1338 | 57.2782 | 54.7285 | 52.8015 | 51.0115 | 49.4199 | 48.0063 | 4.9725 | 3.9914 | 4.3139 | 3.8639 | 3.4791 | 3.823 | 3.2498 | 2.972 | 3.1178 | 3.3656 | 3.6485 | 4.3901 | 3.7112 | 3.6814 | 3.0979 | 2.8288 | 2.5018 | 2.9557 | 3.3173 | 3.0569 | 3.2362 | 3.8508 | 3.9941 | 4.3655
Portfolio Adjusted1-in-2AllOrange County2016Typical Event Day | Portfolio Adjusted | 1-in-2 | All | Orange County | 2016 | Typical Event Day | 8 | 138.8984 | 132.8771 | 128.4723 | 130.7538 | 142.2887 | 173.7111 | 203.1328 | 219.4816 | 233.0566 | 240.656 | 246.4762 | 248.4877 | 247.3809 | 246.0809 | 240.0311 | 228.0692 | 213.9997 | 200.189 | 191.2734 | 187.8886 | 183.7829 | 173.9456 | 160.5935 | 153.0602 | 0.32958 | 0.31413 | 0.14183 | -0.42708 | -0.74777 | -0.75508 | -0.37845 | -0.070252 | 0.42367 | 0.61292 | -0.12593 | 0.012512 | 1.0335 | 3.9883 | 11.1981 | 10.4207 | 9.6893 | 8.7248 | 2.8505 | 0.39756 | -0.24724 | -0.27547 | -0.3857 | -0.45987 | 74.6039 | 73.436 | 72.3474 | 71.4007 | 70.643 | 69.7987 | 69.4187 | 69.899 | 72.3441 | 77.0797 | 82.3501 | 87.0852 | 90.6983 | 93.0212 | 94.6972 | 95.4613 | 95.3765 | 94.2726 | 92.5154 | 89.5381 | 85.7009 | 82.24 | 79.9171 | 78.1612 | 5.5975 | 4.4687 | 4.7863 | 4.3511 | 3.8733 | 4.1756 | 3.51 | 3.2523 | 3.467 | 3.8402 | 4.2167 | 5.1437 | 4.3881 | 4.3907 | 3.7415 | 3.4642 | 3.0304 | 3.4247 | 3.82 | 3.5505 | 3.8253 | 4.5045 | 4.6303 | 5.0733
Portfolio Adjusted1-in-2AllOrange County2017January Monthly Peak | Portfolio Adjusted | 1-in-2 | All | Orange County | 2017 | January Monthly Peak | 1 | 113.266 | 109.3682 | 106.0384 | 106.902 | 118.6949 | 149.9305 | 178.4555 | 191.5819 | 200.5048 | 199.6606 | 200.9672 | 200.5282 | 197.9364 | 193.4433 | 185.583 | 172.5581 | 161.357 | 157.9378 | 153.3653 | 149.3708 | 144.2131 | 138.1229 | 129.3244 | 123.1798 | 1.9255 | 1.4773 | 1.2336 | 0.25026 | 0.068825 | 0.44305 | 1.0698 | 0.9862 | -0.059912 | -0.48585 | 0.051095 | 0.4778 | 1.1396 | 3.6836 | 8.9469 | 8.1065 | 7.8162 | 7.2169 | 1.8535 | 0.98599 | 0.22994 | 0.15322 | 0.35804 | -0.1732 | 47.1935 | 46.0968 | 45.3826 | 45.177 | 44.5769 | 44.3008 | 43.7704 | 43.4143 | 43.4698 | 45.0587 | 48.1209 | 50.9204 | 52.7675 | 54.2608 | 55.2377 | 55.6396 | 55.398 | 54.0007 | 52.2752 | 50.8298 | 49.7928 | 48.853 | 48.0548 | 47.2342 | 4.8528 | 3.9104 | 4.2 | 3.782 | 3.4351 | 3.8316 | 3.2784 | 3.0182 | 3.1711 | 3.3873 | 3.6553 | 4.4131 | 3.7328 | 3.6695 | 3.0754 | 2.7866 | 2.4293 | 2.8725 | 3.2564 | 3.0009 | 3.1913 | 3.8027 | 3.9642 | 4.3407
Portfolio Adjusted1-in-2AllOrange County2017February Monthly Peak | Portfolio Adjusted | 1-in-2 | All | Orange County | 2017 | February Monthly Peak | 2 | 113.5976 | 109.3947 | 106.7533 | 107.8176 | 119.7992 | 150.4271 | 178.0138 | 190.9201 | 199.5564 | 200.1975 | 201.9216 | 202.8006 | 200.9848 | 197.2417 | 190.0785 | 177.2051 | 165.08 | 159.5272 | 156.4652 | 151.8809 | 146.4689 | 139.5302 | 129.6811 | 122.9942 | 1.9311 | 1.4777 | 1.2419 | 0.2524 | 0.069465 | 0.44452 | 1.0671 | 0.98279 | -0.059629 | -0.48716 | 0.051338 | 0.48321 | 1.1572 | 3.7559 | 9.1636 | 8.3248 | 7.9966 | 7.2895 | 1.891 | 1.0026 | 0.23354 | 0.15478 | 0.35902 | -0.17294 | 48.917 | 48.6695 | 48.2317 | 47.9057 | 47.209 | 46.7703 | 46.6584 | 46.7179 | 47.2173 | 48.8537 | 50.9205 | 52.7748 | 53.6718 | 54.0757 | 54.2443 | 53.8509 | 53.6377 | 52.9787 | 51.8849 | 50.4133 | 48.969 | 48.574 | 47.5831 | 46.5357 | 4.867 | 3.9113 | 4.2283 | 3.8144 | 3.467 | 3.8443 | 3.2703 | 3.0077 | 3.1561 | 3.3964 | 3.6727 | 4.4631 | 3.7903 | 3.7416 | 3.1499 | 2.8616 | 2.4853 | 2.9014 | 3.3222 | 3.0513 | 3.2412 | 3.8415 | 3.9752 | 4.3342
Portfolio Adjusted1-in-2AllOrange County2017March Monthly Peak | Portfolio Adjusted | 1-in-2 | All | Orange County | 2017 | March Monthly Peak | 3 | 117.3697 | 112.9837 | 108.9128 | 110.2316 | 121.5703 | 151.5326 | 179.3322 | 191.7976 | 199.7925 | 200.445 | 202.4819 | 203.2274 | 202.4603 | 199.6885 | 192.9062 | 181.1091 | 169.0078 | 159.7417 | 155.8232 | 155.6163 | 151.0371 | 143.9311 | 133.6622 | 126.163 | 1.9953 | 1.5262 | 1.267 | 0.25805 | 0.070492 | 0.44779 | 1.075 | 0.98731 | -0.059699 | -0.48776 | 0.05148 | 0.48423 | 1.1657 | 3.8025 | 9.2999 | 8.5082 | 8.1868 | 7.2993 | 1.8832 | 1.0272 | 0.24082 | 0.15967 | 0.37005 | -0.1774 | 49.0407 | 47.8873 | 46.8856 | 46.3526 | 46.1624 | 45.656 | 45.098 | 45.096 | 47.1026 | 49.606 | 52.1099 | 53.9605 | 55.2159 | 56.1804 | 56.74 | 57.0239 | 56.8634 | 56.4804 | 55.1034 | 53.0173 | 51.488 | 50.1594 | 49.0704 | 48.2312 | 5.0286 | 4.0397 | 4.3138 | 3.8998 | 3.5183 | 3.8726 | 3.2945 | 3.0216 | 3.1599 | 3.4006 | 3.6829 | 4.4725 | 3.8181 | 3.788 | 3.1968 | 2.9246 | 2.5445 | 2.9053 | 3.3086 | 3.1263 | 3.3423 | 3.9626 | 4.0972 | 4.4458
Portfolio Adjusted1-in-2AllOrange County2017April Monthly Peak | Portfolio Adjusted | 1-in-2 | All | Orange County | 2017 | April Monthly Peak | 4 | 119.1815 | 114.8538 | 111.0861 | 112.9471 | 124.0008 | 153.7509 | 179.8796 | 193.7256 | 204.2237 | 208.977 | 213.9094 | 216.2945 | 216.3772 | 215.0548 | 208.1265 | 195.5045 | 182.4722 | 171.2129 | 162.9908 | 163.0832 | 158.9251 | 150.7291 | 138.8401 | 130.3125 | 2.0261 | 1.5514 | 1.2923 | 0.26441 | 0.071902 | 0.45434 | 1.0783 | 0.99723 | -0.061023 | -0.50853 | 0.054386 | 0.51536 | 1.2458 | 4.0951 | 10.0337 | 9.1845 | 8.8391 | 7.8235 | 1.9698 | 1.0765 | 0.2534 | 0.16721 | 0.38438 | -0.18323 | 63.6819 | 62.412 | 60.7652 | 59.6511 | 58.5777 | 57.7978 | 57.4462 | 56.9272 | 59.5352 | 64.0102 | 69.0949 | 73.9575 | 77.6497 | 80.4737 | 82.3634 | 83.3378 | 83.531 | 82.4244 | 80.3361 | 77.33 | 73.1757 | 69.8698 | 67.2468 | 64.7473 | 5.1063 | 4.1065 | 4.3999 | 3.9959 | 3.5886 | 3.9293 | 3.3045 | 3.0519 | 3.23 | 3.5453 | 3.8907 | 4.7601 | 4.0806 | 4.0795 | 3.449 | 3.1571 | 2.7472 | 3.114 | 3.4608 | 3.2763 | 3.5168 | 4.1498 | 4.2559 | 4.5921
Portfolio Adjusted1-in-2AllOrange County2017May Monthly Peak | Portfolio Adjusted | 1-in-2 | All | Orange County | 2017 | May Monthly Peak | 5 | 120.8369 | 116.2135 | 112.213 | 114.2189 | 125.9993 | 156.5801 | 181.3331 | 197.7055 | 210.8696 | 216.605 | 222.1508 | 224.1236 | 223.8268 | 222.6927 | 215.814 | 202.3048 | 188.4149 | 176.2229 | 167.7372 | 165.2455 | 163.234 | 155.1978 | 142.6689 | 134.9749 | 2.0542 | 1.5698 | 1.3054 | 0.26739 | 0.07306 | 0.4627 | 1.087 | 1.0177 | -0.063009 | -0.52709 | 0.056481 | 0.53402 | 1.2887 | 4.2406 | 10.4043 | 9.504 | 9.1269 | 8.0524 | 2.0272 | 1.0908 | 0.26027 | 0.17216 | 0.39498 | -0.18979 | 63.6536 | 62.7802 | 61.6336 | 60.3655 | 59.2623 | 58.609 | 58.4391 | 58.8254 | 60.6676 | 65.2049 | 70.3835 | 75.1854 | 79.8517 | 83.3134 | 85.1955 | 86.1118 | 86.1102 | 84.1225 | 81.634 | 78.4828 | 74.1194 | 70.0924 | 67.7992 | 66.0053 | 5.1772 | 4.1551 | 4.4446 | 4.0409 | 3.6465 | 4.0016 | 3.3312 | 3.1146 | 3.3351 | 3.6747 | 4.0406 | 4.9324 | 4.2211 | 4.2244 | 3.5764 | 3.2669 | 2.8366 | 3.2051 | 3.5615 | 3.3198 | 3.6122 | 4.2728 | 4.3733 | 4.7564
Portfolio Adjusted1-in-2AllOrange County2017June Monthly Peak | Portfolio Adjusted | 1-in-2 | All | Orange County | 2017 | June Monthly Peak | 6 | 132.8565 | 128.0508 | 122.6954 | 124.734 | 135.0437 | 163.369 | 189.0205 | 205.7603 | 218.4141 | 224.8333 | 230.107 | 231.4301 | 228.8172 | 227.0688 | 220.8636 | 210.7065 | 197.8885 | 185.196 | 178.1208 | 175.2904 | 173.3623 | 165.8823 | 152.9093 | 145.3223 | 1.4814 | 1.159 | 0.91072 | 0.012297 | -0.23683 | 0.0057166 | 0.53913 | 0.60927 | 0.11962 | -0.099319 | -0.011909 | 0.33557 | 1.1729 | 4.0665 | 10.5102 | 9.7901 | 9.3355 | 8.3061 | 2.3534 | 0.84269 | 0.07261 | 0.0053695 | 0.10717 | -0.29723 | 69.3527 | 68.2285 | 67.0301 | 65.7048 | 64.7827 | 63.8286 | 63.021 | 63.9917 | 67.2169 | 72.3578 | 77.7266 | 82.6149 | 86.2677 | 88.326 | 90.1213 | 91.0835 | 91.5377 | 90.6182 | 89.1375 | 86.1879 | 81.9395 | 77.4477 | 74.8119 | 72.7645 | 5.4768 | 4.4051 | 4.6758 | 4.2459 | 3.7603 | 4.0171 | 3.3411 | 3.1189 | 3.3237 | 3.67 | 4.0269 | 4.9004 | 4.1519 | 4.1444 | 3.5216 | 3.2738 | 2.8665 | 3.2408 | 3.6389 | 3.3883 | 3.6912 | 4.3942 | 4.5098 | 4.9272
Portfolio Adjusted1-in-2AllOrange County2017July Monthly Peak | Portfolio Adjusted | 1-in-2 | All | Orange County | 2017 | July Monthly Peak | 7 | 137.4377 | 132.2144 | 128.1435 | 129.9784 | 141.3413 | 172.0245 | 198.8039 | 214.8982 | 227.8323 | 235.9319 | 242.6117 | 244.809 | 243.6374 | 241.6379 | 236.3297 | 226.4024 | 213.6223 | 200.7217 | 192.0441 | 187.3733 | 183.2206 | 175.205 | 161.8724 | 153.4839 | -0.12471 | -0.017845 | -0.16112 | -0.58799 | -0.92775 | -1.0294 | -0.7207 | -0.33229 | 0.52232 | 0.86439 | -0.16559 | -0.11572 | 0.93158 | 3.7626 | 10.9429 | 10.2791 | 9.5206 | 8.653 | 2.9833 | 0.20801 | -0.36728 | -0.38328 | -0.57645 | -0.51616 | 76.836 | 75.8971 | 74.9933 | 73.9796 | 73.0905 | 72.3696 | 71.8921 | 72.8586 | 75.6485 | 79.6285 | 84.4166 | 88.7743 | 91.801 | 93.7074 | 95.3252 | 95.8009 | 94.9556 | 93.5085 | 91.9327 | 90.0082 | 87.275 | 84.2798 | 81.8354 | 79.9885 | 5.5585 | 4.4624 | 4.7911 | 4.3408 | 3.8613 | 4.1499 | 3.4475 | 3.1958 | 3.4014 | 3.7783 | 4.1655 | 5.0857 | 4.3372 | 4.3269 | 3.697 | 3.4512 | 3.0359 | 3.4461 | 3.8492 | 3.5534 | 3.8273 | 4.5534 | 4.6839 | 5.1056
Portfolio Adjusted1-in-2AllOrange County2017August Monthly Peak | Portfolio Adjusted | 1-in-2 | All | Orange County | 2017 | August Monthly Peak | 8 | 139.5964 | 133.5829 | 129.1902 | 131.4726 | 143.0906 | 174.7071 | 204.3126 | 221.3214 | 235.7048 | 244.2255 | 250.9024 | 253.426 | 252.6122 | 251.2608 | 245.1304 | 232.8933 | 218.4688 | 204.1822 | 194.5202 | 190.8971 | 186.381 | 176.2219 | 162.5726 | 154.7668 | -0.1874 | -0.062307 | -0.2029 | -0.61668 | -0.96407 | -1.0834 | -0.78842 | -0.37821 | 0.55521 | 0.93095 | -0.17696 | -0.13737 | 0.95403 | 3.8913 | 11.3391 | 10.5649 | 9.7161 | 8.7893 | 3.0381 | 0.18646 | -0.38991 | -0.39962 | -0.60395 | -0.52783 | 77.1131 | 75.613 | 74.2633 | 73.4154 | 72.7318 | 71.8813 | 71.5667 | 71.559 | 73.6688 | 79.1541 | 84.7171 | 89.3951 | 92.9094 | 95.4421 | 97.0383 | 97.8949 | 97.8969 | 96.6798 | 94.4433 | 91.0527 | 86.6839 | 83.4843 | 81.3928 | 79.6276 | 5.6513 | 4.5129 | 4.835 | 4.3949 | 3.9128 | 4.2187 | 3.5465 | 3.2945 | 3.5224 | 3.9149 | 4.312 | 5.2698 | 4.5014 | 4.5036 | 3.8384 | 3.5536 | 3.1078 | 3.5089 | 3.9026 | 3.6238 | 3.8971 | 4.5843 | 4.7087 | 5.1532
Portfolio Adjusted1-in-2AllOrange County2017September Monthly Peak | Portfolio Adjusted | 1-in-2 | All | Orange County | 2017 | September Monthly Peak | 9 | 137.5942 | 132.3465 | 128.3806 | 130.3664 | 142.1165 | 173.4452 | 203.7883 | 221.5977 | 238.1898 | 246.5162 | 253.6408 | 256.6672 | 256.3704 | 255.0456 | 247.8151 | 233.8355 | 218.4864 | 203.489 | 194.5296 | 193.9949 | 185.8027 | 175.8758 | 162.0069 | 153.561 | 0.08128 | 0.13319 | -0.02297 | -0.51488 | -0.84791 | -0.90822 | -0.57476 | -0.21855 | 0.49443 | 0.77743 | -0.15324 | -0.060011 | 1.0217 | 4.0455 | 11.5142 | 10.6474 | 9.8082 | 8.8163 | 2.9658 | 0.30447 | -0.31651 | -0.33623 | -0.49115 | -0.49128 | 75.1139 | 74.0056 | 73.103 | 72.5031 | 71.9671 | 71.1152 | 71.195 | 71.1867 | 72.8421 | 77.1785 | 82.5402 | 87.5566 | 91.8151 | 94.6092 | 96.304 | 97.0659 | 97.116 | 96.284 | 94.5478 | 90.9035 | 86.9053 | 83.7481 | 81.6283 | 80.2642 | 5.5512 | 4.4559 | 4.7882 | 4.343 | 3.8729 | 4.1739 | 3.5253 | 3.2874 | 3.5474 | 3.9382 | 4.3442 | 5.319 | 4.5527 | 4.5558 | 3.8671 | 3.5558 | 3.0974 | 3.485 | 3.8894 | 3.67 | 3.8717 | 4.5596 | 4.6763 | 5.0956
Portfolio Adjusted1-in-2AllOrange County2017October Monthly Peak | Portfolio Adjusted | 1-in-2 | All | Orange County | 2017 | October Monthly Peak | 10 | 129.5583 | 124.6411 | 119.2495 | 120.046 | 131.5464 | 161.8065 | 190.5688 | 204.7101 | 218.3355 | 225.3109 | 233.0747 | 236.4042 | 236.8151 | 236.6246 | 229.5339 | 215.4472 | 200.2612 | 187.5697 | 183.6656 | 179.819 | 170.6167 | 161.4198 | 149.6198 | 141.0222 | 1.8763 | 1.4446 | 1.1712 | 0.16518 | -0.055829 | 0.27481 | 0.88467 | 0.86114 | 0.014297 | -0.35515 | 0.028565 | 0.46839 | 1.2991 | 4.3904 | 11.0042 | 10.0736 | 9.5917 | 8.5028 | 2.3087 | 1.0482 | 0.18572 | 0.10425 | 0.28109 | -0.23709 | 66.8466 | 65.5265 | 64.4209 | 63.5414 | 62.6711 | 62.0086 | 61.7697 | 61.9094 | 63.4284 | 67.1806 | 73.6326 | 80.0585 | 85.9672 | 89.1079 | 90.1276 | 90.9022 | 91.2684 | 90.416 | 87.9219 | 82.9209 | 79.0409 | 75.9149 | 73.3825 | 71.6774 | 5.4484 | 4.3743 | 4.6361 | 4.1687 | 3.7368 | 4.0588 | 3.4363 | 3.1655 | 3.3894 | 3.7519 | 4.1611 | 5.1067 | 4.3836 | 4.4059 | 3.7336 | 3.415 | 2.9594 | 3.3485 | 3.8278 | 3.5459 | 3.7059 | 4.3622 | 4.5018 | 4.8778
Portfolio Adjusted1-in-2AllOrange County2017November Monthly Peak | Portfolio Adjusted | 1-in-2 | All | Orange County | 2017 | November Monthly Peak | 11 | 121.6558 | 117.2575 | 113.6814 | 114.9593 | 126.2931 | 155.3845 | 180.797 | 194.4331 | 205.3376 | 210.4908 | 215.6765 | 217.0182 | 216.4862 | 214.937 | 207.8422 | 194.2551 | 181.8765 | 176.3791 | 168.4262 | 163.3411 | 156.7213 | 149.1278 | 138.6504 | 131.5779 | 2.0681 | 1.5839 | 1.3225 | 0.26912 | 0.073231 | 0.45917 | 1.0838 | 1.0009 | -0.061356 | -0.51221 | 0.054835 | 0.51709 | 1.2464 | 4.0929 | 10.02 | 9.1258 | 8.8102 | 8.0596 | 2.0355 | 1.0782 | 0.24989 | 0.16543 | 0.38386 | -0.18501 | 58.8992 | 58.0223 | 57.8361 | 57.4677 | 56.434 | 55.3302 | 55.8207 | 55.3799 | 59.1921 | 63.2716 | 68.2247 | 73.2279 | 76.1707 | 77.8662 | 78.9494 | 78.847 | 76.9101 | 73.7837 | 70.3985 | 67.4445 | 65.5297 | 64.6842 | 63.6374 | 62.96 | 5.2123 | 4.1925 | 4.5027 | 4.0671 | 3.655 | 3.971 | 3.3214 | 3.0631 | 3.2476 | 3.571 | 3.9228 | 4.776 | 4.0826 | 4.0773 | 3.4443 | 3.1369 | 2.7382 | 3.2079 | 3.5762 | 3.2815 | 3.4681 | 4.1057 | 4.2501 | 4.6367
Portfolio Adjusted1-in-2AllOrange County2017December Monthly Peak | Portfolio Adjusted | 1-in-2 | All | Orange County | 2017 | December Monthly Peak | 12 | 116.0587 | 111.6336 | 108.9153 | 109.2167 | 120.216 | 149.5934 | 176.9031 | 188.652 | 197.1304 | 198.3824 | 200.591 | 199.485 | 196.7879 | 194.0694 | 186.9347 | 175.1713 | 166.1771 | 162.5122 | 156.2343 | 152.1625 | 146.244 | 139.8681 | 130.2984 | 123.8841 | 1.973 | 1.5079 | 1.2671 | 0.25568 | 0.069707 | 0.44206 | 1.0605 | 0.97111 | -0.058904 | -0.48274 | 0.051 | 0.47531 | 1.133 | 3.6955 | 9.0121 | 8.2293 | 8.0497 | 7.4259 | 1.8882 | 1.0044 | 0.23318 | 0.15516 | 0.36073 | -0.17419 | 49.9478 | 49.3707 | 48.5774 | 48.163 | 47.6586 | 47.0793 | 46.666 | 46.4576 | 47.2912 | 50.6761 | 54.3807 | 57.5968 | 60.1705 | 61.5358 | 62.1291 | 62.3894 | 62.0866 | 60.1338 | 57.2782 | 54.7285 | 52.8015 | 51.0115 | 49.4199 | 48.0063 | 4.9725 | 3.9914 | 4.3139 | 3.8639 | 3.4791 | 3.823 | 3.2498 | 2.972 | 3.1178 | 3.3656 | 3.6485 | 4.3901 | 3.7112 | 3.6814 | 3.0979 | 2.8288 | 2.5018 | 2.9557 | 3.3173 | 3.0569 | 3.2362 | 3.8508 | 3.9941 | 4.3655
Portfolio Adjusted1-in-2AllOrange County2017Typical Event Day | Portfolio Adjusted | 1-in-2 | All | Orange County | 2017 | Typical Event Day | 8 | 138.8984 | 132.8771 | 128.4723 | 130.7538 | 142.2887 | 173.7111 | 203.1328 | 219.4816 | 233.0566 | 240.656 | 246.4762 | 248.4877 | 247.3809 | 246.0809 | 240.0311 | 228.0692 | 213.9997 | 200.189 | 191.2734 | 187.8886 | 183.783 | 173.9456 | 160.5935 | 153.0602 | 0.32958 | 0.31413 | 0.14183 | -0.42708 | -0.74777 | -0.75508 | -0.37845 | -0.070252 | 0.42367 | 0.61292 | -0.12593 | 0.012512 | 1.0335 | 3.9883 | 11.1981 | 10.4207 | 9.6893 | 8.7248 | 2.8505 | 0.39756 | -0.24724 | -0.27547 | -0.3857 | -0.45987 | 74.6039 | 73.436 | 72.3474 | 71.4007 | 70.643 | 69.7987 | 69.4187 | 69.899 | 72.3441 | 77.0797 | 82.3501 | 87.0852 | 90.6983 | 93.0212 | 94.6972 | 95.4613 | 95.3765 | 94.2726 | 92.5154 | 89.5381 | 85.7009 | 82.24 | 79.9171 | 78.1612 | 5.5975 | 4.4687 | 4.7863 | 4.3511 | 3.8733 | 4.1756 | 3.51 | 3.2523 | 3.467 | 3.8402 | 4.2167 | 5.1437 | 4.3881 | 4.3907 | 3.7415 | 3.4642 | 3.0304 | 3.4247 | 3.82 | 3.5505 | 3.8253 | 4.5045 | 4.6303 | 5.0733
Portfolio Adjusted1-in-2AllOrange County2018January Monthly Peak | Portfolio Adjusted | 1-in-2 | All | Orange County | 2018 | January Monthly Peak | 1 | 113.266 | 109.3682 | 106.0384 | 106.902 | 118.6949 | 149.9305 | 178.4555 | 191.5819 | 200.5048 | 199.6606 | 200.9672 | 200.5282 | 197.9364 | 193.4433 | 185.583 | 172.558 | 161.3569 | 157.9378 | 153.3653 | 149.3708 | 144.2131 | 138.1229 | 129.3244 | 123.1798 | 1.9255 | 1.4773 | 1.2336 | 0.25026 | 0.068825 | 0.44305 | 1.0698 | 0.9862 | -0.059912 | -0.48585 | 0.051095 | 0.4778 | 1.1396 | 3.6836 | 8.9469 | 8.1065 | 7.8162 | 7.2169 | 1.8535 | 0.98599 | 0.22994 | 0.15322 | 0.35804 | -0.1732 | 47.1935 | 46.0968 | 45.3826 | 45.177 | 44.5769 | 44.3008 | 43.7704 | 43.4143 | 43.4698 | 45.0587 | 48.1209 | 50.9204 | 52.7675 | 54.2608 | 55.2377 | 55.6396 | 55.398 | 54.0007 | 52.2752 | 50.8298 | 49.7928 | 48.853 | 48.0548 | 47.2342 | 4.8528 | 3.9104 | 4.2 | 3.782 | 3.4351 | 3.8316 | 3.2784 | 3.0182 | 3.1711 | 3.3873 | 3.6553 | 4.4131 | 3.7328 | 3.6695 | 3.0754 | 2.7866 | 2.4293 | 2.8725 | 3.2564 | 3.0009 | 3.1913 | 3.8027 | 3.9642 | 4.3407
Portfolio Adjusted1-in-2AllOrange County2018February Monthly Peak | Portfolio Adjusted | 1-in-2 | All | Orange County | 2018 | February Monthly Peak | 2 | 113.5976 | 109.3947 | 106.7533 | 107.8176 | 119.7992 | 150.4271 | 178.0138 | 190.9201 | 199.5564 | 200.1975 | 201.9216 | 202.8006 | 200.9848 | 197.2417 | 190.0785 | 177.2051 | 165.08 | 159.5272 | 156.4653 | 151.8809 | 146.4689 | 139.5302 | 129.6811 | 122.9942 | 1.9311 | 1.4777 | 1.2419 | 0.2524 | 0.069465 | 0.44452 | 1.0671 | 0.98279 | -0.059629 | -0.48716 | 0.051338 | 0.48321 | 1.1572 | 3.7559 | 9.1636 | 8.3248 | 7.9966 | 7.2895 | 1.891 | 1.0026 | 0.23354 | 0.15478 | 0.35902 | -0.17294 | 48.917 | 48.6695 | 48.2317 | 47.9057 | 47.209 | 46.7703 | 46.6584 | 46.7179 | 47.2173 | 48.8537 | 50.9205 | 52.7748 | 53.6718 | 54.0757 | 54.2443 | 53.8509 | 53.6378 | 52.9787 | 51.8849 | 50.4133 | 48.969 | 48.574 | 47.5831 | 46.5357 | 4.867 | 3.9113 | 4.2283 | 3.8144 | 3.467 | 3.8443 | 3.2703 | 3.0077 | 3.1561 | 3.3964 | 3.6727 | 4.4631 | 3.7903 | 3.7416 | 3.1499 | 2.8616 | 2.4853 | 2.9014 | 3.3222 | 3.0513 | 3.2412 | 3.8415 | 3.9752 | 4.3342
Portfolio Adjusted1-in-2AllOrange County2018March Monthly Peak | Portfolio Adjusted | 1-in-2 | All | Orange County | 2018 | March Monthly Peak | 3 | 117.3697 | 112.9837 | 108.9128 | 110.2316 | 121.5703 | 151.5326 | 179.3322 | 191.7976 | 199.7924 | 200.445 | 202.4819 | 203.2274 | 202.4603 | 199.6885 | 192.9062 | 181.1091 | 169.0078 | 159.7417 | 155.8232 | 155.6163 | 151.0371 | 143.9311 | 133.6622 | 126.163 | 1.9953 | 1.5262 | 1.267 | 0.25805 | 0.070492 | 0.44779 | 1.075 | 0.98731 | -0.059699 | -0.48776 | 0.05148 | 0.48423 | 1.1657 | 3.8025 | 9.2999 | 8.5082 | 8.1868 | 7.2993 | 1.8832 | 1.0272 | 0.24082 | 0.15967 | 0.37005 | -0.1774 | 49.0407 | 47.8873 | 46.8856 | 46.3526 | 46.1624 | 45.656 | 45.098 | 45.096 | 47.1026 | 49.606 | 52.1099 | 53.9605 | 55.2159 | 56.1804 | 56.74 | 57.0239 | 56.8634 | 56.4804 | 55.1034 | 53.0173 | 51.488 | 50.1594 | 49.0704 | 48.2312 | 5.0286 | 4.0397 | 4.3138 | 3.8998 | 3.5183 | 3.8726 | 3.2945 | 3.0216 | 3.1599 | 3.4006 | 3.6829 | 4.4725 | 3.8181 | 3.788 | 3.1968 | 2.9246 | 2.5445 | 2.9053 | 3.3086 | 3.1263 | 3.3423 | 3.9626 | 4.0972 | 4.4458
Portfolio Adjusted1-in-2AllOrange County2018April Monthly Peak | Portfolio Adjusted | 1-in-2 | All | Orange County | 2018 | April Monthly Peak | 4 | 4.4538 | 4.2701 | 4.1385 | 4.1703 | 4.3959 | 5.0446 | 5.7244 | 6.1333 | 6.7662 | 7.3345 | 7.8214 | 8.1463 | 8.3241 | 8.4526 | 8.4517 | 8.2318 | 7.8097 | 7.1156 | 6.5162 | 6.5358 | 6.3516 | 5.877 | 5.3085 | 4.8703 | 0.03043 | 0.023302 | 0.01941 | 0.0039713 | 0.0010799 | 0.006824 | 0.016195 | 0.014978 | -0.00091654 | -0.0076378 | 0.00081685 | 0.0077405 | 0.018711 | 0.061507 | 0.19029 | 0.18237 | 0.17809 | 0.15184 | 0.029586 | 0.016169 | 0.003806 | 0.0025114 | 0.0057732 | -0.0027521 | 62.7415 | 61.7219 | 60.3515 | 59.2989 | 58.3291 | 57.5756 | 57.2849 | 56.9521 | 59.3894 | 63.5689 | 68.1669 | 72.5438 | 75.9074 | 78.4684 | 80.1202 | 80.8887 | 81.0859 | 80.0524 | 78.103 | 75.2108 | 71.1957 | 68.1992 | 65.8952 | 63.6188 | 0.077051 | 0.062254 | 0.066307 | 0.060299 | 0.054266 | 0.059899 | 0.050297 | 0.046305 | 0.049043 | 0.053839 | 0.059068 | 0.072076 | 0.061999 | 0.062011 | 0.052658 | 0.048259 | 0.042082 | 0.04735 | 0.052389 | 0.049702 | 0.053332 | 0.062672 | 0.064285 | 0.069344
Portfolio Adjusted1-in-2AllOrange County2018May Monthly Peak | Portfolio Adjusted | 1-in-2 | All | Orange County | 2018 | May Monthly Peak | 5 | 4.5288 | 4.3377 | 4.1971 | 4.2178 | 4.4551 | 5.0906 | 5.6477 | 6.2438 | 6.955 | 7.5523 | 8.0718 | 8.3854 | 8.5381 | 8.6758 | 8.6647 | 8.4241 | 8.0142 | 7.2665 | 6.6196 | 6.4647 | 6.4763 | 6.0087 | 5.4286 | 5.0169 | 0.030853 | 0.023578 | 0.019607 | 0.004016 | 0.0010973 | 0.0069495 | 0.016326 | 0.015286 | -0.00094637 | -0.0079166 | 0.00084832 | 0.0080207 | 0.019355 | 0.063691 | 0.19654 | 0.18792 | 0.18346 | 0.15585 | 0.030447 | 0.016383 | 0.0039092 | 0.0025858 | 0.0059324 | -0.0028505 | 62.9549 | 62.2585 | 61.3791 | 60.4125 | 59.5179 | 59.021 | 58.8348 | 59.2452 | 60.9543 | 64.9542 | 69.5637 | 73.8552 | 77.9326 | 80.8982 | 82.3368 | 83.179 | 83.1609 | 81.3908 | 79.0018 | 75.9593 | 71.8537 | 68.2892 | 66.3394 | 64.8167 | 0.07812 | 0.06299 | 0.066981 | 0.060974 | 0.055133 | 0.060954 | 0.050618 | 0.047251 | 0.05063 | 0.055791 | 0.06133 | 0.074673 | 0.064114 | 0.064192 | 0.054572 | 0.049909 | 0.043436 | 0.048719 | 0.053896 | 0.050317 | 0.054763 | 0.06452 | 0.066048 | 0.071812
Portfolio Adjusted1-in-2AllOrange County2018June Monthly Peak | Portfolio Adjusted | 1-in-2 | All | Orange County | 2018 | June Monthly Peak | 6 | 4.8583 | 4.6427 | 4.4753 | 4.4847 | 4.7067 | 5.2682 | 5.8849 | 6.6653 | 7.5025 | 8.2702 | 8.9337 | 9.3311 | 9.4749 | 9.6241 | 9.6278 | 9.3974 | 8.9415 | 8.1201 | 7.3725 | 6.9768 | 6.9339 | 6.469 | 5.8269 | 5.3596 | 0.02225 | 0.017408 | 0.013678 | 0.0001847 | -0.003557 | 8.586e-05 | 0.0080975 | 0.0091509 | 0.0017966 | -0.0014917 | -0.00017887 | 0.00504 | 0.017616 | 0.061076 | 0.20388 | 0.1989 | 0.19333 | 0.16506 | 0.035346 | 0.012657 | 0.0010906 | 8.0647e-05 | 0.0016097 | -0.0044642 | 68.2694 | 67.3351 | 66.3295 | 65.2116 | 64.4345 | 63.6058 | 62.8848 | 63.6648 | 66.6401 | 71.5878 | 76.6471 | 81.0971 | 84.1408 | 85.8872 | 87.4574 | 88.215 | 88.7241 | 87.9049 | 86.5488 | 83.5738 | 79.4654 | 75.316 | 72.9622 | 71.1609 | 0.08263 | 0.066754 | 0.070464 | 0.06406 | 0.056859 | 0.061199 | 0.050787 | 0.047405 | 0.050591 | 0.055898 | 0.061353 | 0.074423 | 0.06336 | 0.063288 | 0.054079 | 0.050308 | 0.044157 | 0.049452 | 0.055176 | 0.05142 | 0.056009 | 0.066387 | 0.068136 | 0.074405
Portfolio Adjusted1-in-2AllOrange County2018July Monthly Peak | Portfolio Adjusted | 1-in-2 | All | Orange County | 2018 | July Monthly Peak | 7 | 5.0952 | 4.8748 | 4.7108 | 4.7256 | 4.9638 | 5.6421 | 6.336 | 7.2118 | 8.209 | 9.1434 | 9.9377 | 10.3974 | 10.5891 | 10.7201 | 10.7246 | 10.4629 | 9.9517 | 9.005 | 8.0816 | 7.5981 | 7.4813 | 6.9365 | 6.2273 | 5.7104 | -0.001873 | -0.00026803 | -0.0024199 | -0.0088313 | -0.013934 | -0.015462 | -0.010824 | -0.0049908 | 0.0078449 | 0.012983 | -0.0024871 | -0.001738 | 0.013992 | 0.056513 | 0.21607 | 0.21276 | 0.20276 | 0.17517 | 0.044808 | 0.0031242 | -0.0055163 | -0.0057566 | -0.008658 | -0.0077524 | 75.563 | 74.6521 | 73.838 | 73.0389 | 72.3004 | 71.5843 | 71.2142 | 72.1053 | 74.754 | 78.5107 | 82.7163 | 86.6025 | 89.2851 | 90.9487 | 92.2939 | 92.8004 | 92.2459 | 90.9879 | 89.7227 | 87.9007 | 85.1127 | 82.0644 | 79.716 | 78.1087 | 0.083883 | 0.067656 | 0.072215 | 0.065507 | 0.0584 | 0.063286 | 0.052471 | 0.048676 | 0.05193 | 0.057739 | 0.063686 | 0.077441 | 0.066417 | 0.066297 | 0.056997 | 0.053234 | 0.046941 | 0.052685 | 0.058419 | 0.053981 | 0.058136 | 0.068824 | 0.070787 | 0.077117
Portfolio Adjusted1-in-2AllOrange County2018August Monthly Peak | Portfolio Adjusted | 1-in-2 | All | Orange County | 2018 | August Monthly Peak | 8 | 5.1775 | 4.935 | 4.7623 | 4.7872 | 5.0392 | 5.7633 | 6.5462 | 7.3247 | 8.3865 | 9.353 | 10.1436 | 10.6077 | 10.799 | 10.9366 | 10.953 | 10.6708 | 10.1446 | 9.1552 | 8.1761 | 7.7995 | 7.5994 | 6.9675 | 6.2511 | 5.7428 | -0.0028146 | -0.00093581 | -0.0030474 | -0.0092622 | -0.01448 | -0.016273 | -0.011842 | -0.0056805 | 0.0083389 | 0.013982 | -0.0026578 | -0.0020633 | 0.014329 | 0.058445 | 0.22257 | 0.21797 | 0.20673 | 0.17795 | 0.04563 | 0.0028005 | -0.0058562 | -0.006002 | -0.009071 | -0.0079277 | 75.6252 | 74.2622 | 73.1518 | 72.4675 | 71.9212 | 71.1326 | 70.8432 | 70.8453 | 72.8825 | 77.9761 | 83.2293 | 87.7523 | 90.9407 | 93.105 | 94.4629 | 95.1187 | 95.2499 | 94.3041 | 92.2035 | 88.6834 | 84.2795 | 81.3168 | 79.4176 | 77.784 | 0.085284 | 0.068432 | 0.072878 | 0.066327 | 0.059184 | 0.064373 | 0.054028 | 0.050146 | 0.053739 | 0.059788 | 0.065878 | 0.080196 | 0.068865 | 0.068928 | 0.059109 | 0.054775 | 0.048039 | 0.053646 | 0.059229 | 0.055072 | 0.059199 | 0.069289 | 0.071161 | 0.077831
Portfolio Adjusted1-in-2AllOrange County2018September Monthly Peak | Portfolio Adjusted | 1-in-2 | All | Orange County | 2018 | September Monthly Peak | 9 | 5.0507 | 4.8313 | 4.6817 | 4.703 | 4.9665 | 5.7016 | 6.6098 | 7.2576 | 8.3171 | 9.2624 | 10.0314 | 10.4792 | 10.6821 | 10.8322 | 10.7728 | 10.4407 | 9.8976 | 8.9014 | 8.0333 | 7.9302 | 7.4436 | 6.8254 | 6.1313 | 5.616 | 0.0012208 | 0.0020004 | -0.000345 | -0.0077332 | -0.012735 | -0.013641 | -0.0086326 | -0.0032825 | 0.007426 | 0.011677 | -0.0023016 | -0.00090134 | 0.015346 | 0.060761 | 0.2238 | 0.21722 | 0.20593 | 0.17652 | 0.044545 | 0.004573 | -0.0047538 | -0.0050501 | -0.0073767 | -0.0073787 | 73.8592 | 72.9158 | 72.098 | 71.5212 | 70.9735 | 70.2603 | 70.2262 | 70.2761 | 72.0633 | 76.3595 | 81.3479 | 86.0455 | 90.0163 | 92.5456 | 94.0396 | 94.6878 | 94.6909 | 93.7608 | 92.075 | 88.6332 | 84.7967 | 81.8251 | 79.8603 | 78.6174 | 0.083768 | 0.067548 | 0.072166 | 0.065537 | 0.058572 | 0.063685 | 0.053788 | 0.050017 | 0.054072 | 0.060086 | 0.066298 | 0.080869 | 0.06956 | 0.069641 | 0.059441 | 0.054713 | 0.047792 | 0.053218 | 0.058999 | 0.05579 | 0.058781 | 0.068894 | 0.070652 | 0.076946
Portfolio Adjusted1-in-2AllOrange County2018October Monthly Peak | Portfolio Adjusted | 1-in-2 | All | Orange County | 2018 | October Monthly Peak | 10 | 4.7103 | 4.5173 | 4.3538 | 4.3597 | 4.6023 | 5.2822 | 6.2121 | 6.602 | 7.3461 | 8.0416 | 8.6719 | 9.0561 | 9.246 | 9.4287 | 9.4065 | 9.1076 | 8.6056 | 7.7846 | 7.465 | 7.1943 | 6.7283 | 6.2156 | 5.6128 | 5.1563 | 0.028181 | 0.021697 | 0.01759 | 0.0024809 | -0.00083853 | 0.0041275 | 0.013287 | 0.012934 | 0.00021473 | -0.0053342 | 0.00042903 | 0.0070349 | 0.019511 | 0.065942 | 0.20908 | 0.2003 | 0.19396 | 0.16521 | 0.034676 | 0.015743 | 0.0027894 | 0.0015658 | 0.0042218 | -0.0035609 | 65.8102 | 64.7442 | 63.8545 | 62.9893 | 62.2414 | 61.6864 | 61.4379 | 61.4982 | 62.7596 | 66.4704 | 72.2687 | 78.2219 | 83.8241 | 86.9257 | 87.7685 | 88.3967 | 88.705 | 87.8204 | 85.1941 | 80.3728 | 76.838 | 74.0815 | 71.8536 | 70.3068 | 0.082181 | 0.066265 | 0.069857 | 0.062895 | 0.056492 | 0.061858 | 0.052429 | 0.048085 | 0.051519 | 0.05704 | 0.063245 | 0.077392 | 0.066677 | 0.067045 | 0.057072 | 0.052255 | 0.045385 | 0.050943 | 0.057997 | 0.053817 | 0.05619 | 0.065872 | 0.067977 | 0.073631
Portfolio Adjusted1-in-2AllOrange County2018November Monthly Peak | Portfolio Adjusted | 1-in-2 | All | Orange County | 2018 | November Monthly Peak | 11 | 4.4439 | 4.2675 | 4.1605 | 4.1827 | 4.4248 | 5.1004 | 5.7342 | 6.1807 | 6.8413 | 7.3287 | 7.7756 | 8.0005 | 8.1225 | 8.1946 | 8.0964 | 7.7823 | 7.4582 | 7.3449 | 6.8004 | 6.414 | 6.0684 | 5.6544 | 5.1815 | 4.8091 | 0.031062 | 0.023789 | 0.019863 | 0.004042 | 0.0010999 | 0.0068965 | 0.016278 | 0.015033 | -0.00092154 | -0.0076931 | 0.00082359 | 0.0077664 | 0.01872 | 0.061473 | 0.18793 | 0.17811 | 0.17471 | 0.15648 | 0.030572 | 0.016194 | 0.0037532 | 0.0024847 | 0.0057653 | -0.0027788 | 58.61 | 57.7427 | 57.5078 | 57.0268 | 55.9921 | 54.9421 | 55.2661 | 55.0361 | 58.5189 | 62.314 | 67.0058 | 71.6243 | 74.4103 | 76.029 | 77.0412 | 76.8752 | 74.922 | 71.7503 | 68.5285 | 65.9645 | 64.0998 | 63.2707 | 62.3859 | 61.8093 | 0.078616 | 0.063506 | 0.067842 | 0.061356 | 0.055247 | 0.060512 | 0.050521 | 0.046481 | 0.049322 | 0.054213 | 0.059526 | 0.072276 | 0.061972 | 0.061904 | 0.052476 | 0.047825 | 0.041838 | 0.048796 | 0.054164 | 0.049762 | 0.052545 | 0.061975 | 0.064165 | 0.069981
Portfolio Adjusted1-in-2AllOrange County2018December Monthly Peak | Portfolio Adjusted | 1-in-2 | All | Orange County | 2018 | December Monthly Peak | 12 | 4.3807 | 4.2178 | 4.1329 | 4.1499 | 4.4089 | 5.1061 | 5.9452 | 6.3202 | 6.971 | 7.3175 | 7.4968 | 7.4549 | 7.3323 | 7.2462 | 7.0799 | 6.7461 | 6.6015 | 6.6931 | 6.3601 | 6.0417 | 5.7735 | 5.4619 | 5.0562 | 4.7038 | 0.029633 | 0.022648 | 0.019031 | 0.0038401 | 0.001047 | 0.0066395 | 0.015928 | 0.014586 | -0.00088471 | -0.0072506 | 0.00076599 | 0.0071389 | 0.017017 | 0.055505 | 0.1673 | 0.15824 | 0.15754 | 0.14357 | 0.028359 | 0.015086 | 0.0035023 | 0.0023304 | 0.005418 | -0.0026163 | 49.3687 | 48.693 | 47.947 | 47.4835 | 47.0002 | 46.3825 | 46.0938 | 45.9403 | 46.7052 | 49.9231 | 53.5007 | 56.4863 | 58.8187 | 60.0634 | 60.6733 | 60.9796 | 60.5811 | 58.547 | 55.8645 | 53.5936 | 51.8133 | 50.0504 | 48.584 | 47.3344 | 0.075045 | 0.060544 | 0.065025 | 0.058335 | 0.05265 | 0.058422 | 0.049656 | 0.045203 | 0.047474 | 0.05122 | 0.05545 | 0.066471 | 0.056326 | 0.055857 | 0.04714 | 0.043052 | 0.038172 | 0.044956 | 0.050271 | 0.046394 | 0.049076 | 0.058165 | 0.060351 | 0.065942
Portfolio Adjusted1-in-2AllOrange County2018Typical Event Day | Portfolio Adjusted | 1-in-2 | All | Orange County | 2018 | Typical Event Day | 8 | 5.1196 | 4.8802 | 4.7112 | 4.7369 | 4.9872 | 5.7035 | 6.4721 | 7.2091 | 8.2033 | 9.0996 | 9.8393 | 10.2775 | 10.4601 | 10.6091 | 10.6423 | 10.3865 | 9.8827 | 8.9275 | 7.99 | 7.6321 | 7.4566 | 6.8423 | 6.1448 | 5.6516 | 0.0049501 | 0.0047181 | 0.0021302 | -0.0064145 | -0.011231 | -0.011341 | -0.0056841 | -0.0010552 | 0.0063633 | 0.0092057 | -0.0018914 | 0.00018793 | 0.015523 | 0.059902 | 0.21895 | 0.21414 | 0.20467 | 0.17572 | 0.042813 | 0.0059711 | -0.0037135 | -0.0041375 | -0.005793 | -0.006907 | 73.3292 | 72.2913 | 71.3543 | 70.5598 | 69.9074 | 69.1457 | 68.7921 | 69.2229 | 71.585 | 76.1085 | 80.9852 | 85.3744 | 88.5957 | 90.6217 | 92.0634 | 92.7055 | 92.7277 | 91.7394 | 90.1375 | 87.1978 | 83.4136 | 80.1306 | 77.989 | 76.4178 | 0.084469 | 0.067757 | 0.072142 | 0.065664 | 0.058584 | 0.063712 | 0.053467 | 0.049491 | 0.052871 | 0.058614 | 0.064385 | 0.078244 | 0.067099 | 0.067172 | 0.057593 | 0.053381 | 0.046829 | 0.052348 | 0.057969 | 0.053951 | 0.058104 | 0.068081 | 0.069973 | 0.076622
Portfolio Adjusted1-in-2AllOrange County2019January Monthly Peak | Portfolio Adjusted | 1-in-2 | All | Orange County | 2019 | January Monthly Peak | 1 | 4.2887 | 4.1541 | 4.0759 | 4.1203 | 4.3852 | 5.1001 | 5.9847 | 6.37 | 7.0931 | 7.4154 | 7.4601 | 7.3266 | 7.1064 | 6.8765 | 6.6059 | 6.1187 | 5.8668 | 6.1242 | 6.0743 | 5.7936 | 5.5592 | 5.2939 | 4.9267 | 4.6319 | 0.029005 | 0.022254 | 0.018583 | 0.0037698 | 0.0010368 | 0.0066741 | 0.016115 | 0.014856 | -0.00090251 | -0.0073189 | 0.00076969 | 0.0071975 | 0.017167 | 0.055489 | 0.1628 | 0.15142 | 0.14811 | 0.13688 | 0.027921 | 0.014853 | 0.0034638 | 0.0023081 | 0.0053934 | -0.0026091 | 45.8396 | 44.8782 | 44.2567 | 44.0028 | 43.5245 | 43.3668 | 42.8732 | 42.5739 | 42.7366 | 44.4018 | 47.4533 | 49.9901 | 51.735 | 53.1473 | 54.0383 | 54.3991 | 54.1581 | 52.7543 | 51.0883 | 49.7006 | 48.7177 | 47.8435 | 47.1175 | 46.3768 | 0.073477 | 0.059533 | 0.063505 | 0.057291 | 0.052162 | 0.058766 | 0.050275 | 0.046029 | 0.048427 | 0.05172 | 0.055715 | 0.066989 | 0.05676 | 0.055759 | 0.046822 | 0.042403 | 0.037036 | 0.043739 | 0.049478 | 0.045669 | 0.048525 | 0.057602 | 0.060079 | 0.065769
Portfolio Adjusted1-in-2AllOrange County2019February Monthly Peak | Portfolio Adjusted | 1-in-2 | All | Orange County | 2019 | February Monthly Peak | 2 | 4.3035 | 4.1532 | 4.0776 | 4.1263 | 4.4083 | 5.0984 | 5.8692 | 6.2426 | 6.9244 | 7.2882 | 7.4194 | 7.4003 | 7.2873 | 7.1438 | 6.9594 | 6.55 | 6.2353 | 6.2088 | 6.3152 | 6.0047 | 5.7399 | 5.4108 | 4.9871 | 4.6639 | 0.02909 | 0.02226 | 0.018708 | 0.0038021 | 0.0010464 | 0.0066962 | 0.016075 | 0.014805 | -0.00089824 | -0.0073385 | 0.00077335 | 0.007279 | 0.017431 | 0.056579 | 0.16837 | 0.15787 | 0.15376 | 0.13848 | 0.028485 | 0.015102 | 0.003518 | 0.0023316 | 0.0054083 | -0.0026052 | 48.0158 | 47.8208 | 47.4467 | 47.114 | 46.4628 | 46.0424 | 45.9461 | 45.9684 | 46.4933 | 48.0738 | 49.9924 | 51.7678 | 52.5594 | 52.8765 | 53.0402 | 52.6011 | 52.36 | 51.7535 | 50.594 | 49.2044 | 47.8906 | 47.4953 | 46.6157 | 45.5141 | 0.073689 | 0.059544 | 0.063929 | 0.057775 | 0.052641 | 0.058944 | 0.050071 | 0.045832 | 0.048154 | 0.051808 | 0.055947 | 0.067737 | 0.057646 | 0.056882 | 0.048005 | 0.043607 | 0.037944 | 0.044165 | 0.050492 | 0.046452 | 0.049297 | 0.058196 | 0.06025 | 0.065675
Portfolio Adjusted1-in-2AllOrange County2019March Monthly Peak | Portfolio Adjusted | 1-in-2 | All | Orange County | 2019 | March Monthly Peak | 3 | 4.4063 | 4.2523 | 4.1378 | 4.1764 | 4.4242 | 5.1004 | 5.9241 | 6.288 | 6.8873 | 7.2591 | 7.4361 | 7.4465 | 7.3395 | 7.2419 | 7.1165 | 6.7716 | 6.4433 | 6.106 | 6.0598 | 6.1629 | 5.9135 | 5.581 | 5.134 | 4.7807 | 0.030056 | 0.02299 | 0.019086 | 0.0038873 | 0.0010619 | 0.0067454 | 0.016194 | 0.014873 | -0.0008993 | -0.0073476 | 0.00077549 | 0.0072944 | 0.017559 | 0.057281 | 0.17123 | 0.16195 | 0.15795 | 0.13786 | 0.028368 | 0.015474 | 0.0036278 | 0.0024052 | 0.0055743 | -0.0026723 | 48.0667 | 46.973 | 45.9932 | 45.4556 | 45.1944 | 44.6969 | 44.2839 | 44.364 | 46.3395 | 48.697 | 51.0328 | 52.9035 | 54.0345 | 54.9145 | 55.3597 | 55.7021 | 55.5129 | 54.9745 | 53.602 | 51.6532 | 50.3153 | 49.1231 | 48.129 | 47.2668 | 0.076121 | 0.061467 | 0.065216 | 0.059053 | 0.0534 | 0.05935 | 0.050466 | 0.046049 | 0.048196 | 0.051859 | 0.0561 | 0.067886 | 0.058067 | 0.057589 | 0.048734 | 0.044589 | 0.038863 | 0.04419 | 0.050218 | 0.047584 | 0.050826 | 0.060028 | 0.062093 | 0.067363
Portfolio Adjusted1-in-2AllOrange County2019April Monthly Peak | Portfolio Adjusted | 1-in-2 | All | Orange County | 2019 | April Monthly Peak | 4 | 6.994 | 6.7185 | 6.5064 | 6.5787 | 7.044 | 8.337 | 9.5803 | 10.2867 | 11.138 | 11.799 | 12.3843 | 12.7548 | 12.9305 | 13.0269 | 12.8726 | 12.3781 | 11.6768 | 10.7489 | 9.9806 | 10.0018 | 9.7296 | 9.0841 | 8.2649 | 7.6477 | 0.074614 | 0.057135 | 0.047593 | 0.0097375 | 0.002648 | 0.016732 | 0.039711 | 0.036726 | -0.0022473 | -0.018728 | 0.0020029 | 0.01898 | 0.045879 | 0.15081 | 0.40823 | 0.38169 | 0.36985 | 0.32169 | 0.072544 | 0.039645 | 0.0093322 | 0.0061578 | 0.014156 | -0.006748 | 62.7623 | 61.7372 | 60.3606 | 59.3067 | 58.3346 | 57.5805 | 57.2885 | 56.9515 | 59.3927 | 63.5787 | 68.1874 | 72.5751 | 75.9459 | 78.5128 | 80.1699 | 80.9429 | 81.14 | 80.1049 | 78.1525 | 75.2577 | 71.2395 | 68.2362 | 65.9251 | 63.6438 | 0.18819 | 0.15146 | 0.16212 | 0.14727 | 0.1323 | 0.14505 | 0.12196 | 0.11258 | 0.11916 | 0.1308 | 0.14353 | 0.17553 | 0.15056 | 0.15053 | 0.12736 | 0.1166 | 0.10149 | 0.11491 | 0.12761 | 0.12085 | 0.12972 | 0.15296 | 0.15688 | 0.16926
Portfolio Adjusted1-in-2AllOrange County2019May Monthly Peak | Portfolio Adjusted | 1-in-2 | All | Orange County | 2019 | May Monthly Peak | 5 | 7.1039 | 6.8147 | 6.5887 | 6.6533 | 7.1462 | 8.4446 | 9.5375 | 10.4829 | 11.4698 | 12.1809 | 12.8116 | 13.162 | 13.3047 | 13.4142 | 13.2511 | 12.7168 | 12.0084 | 11.0073 | 10.1868 | 9.9802 | 9.947 | 9.3118 | 8.4672 | 7.8942 | 0.075651 | 0.057812 | 0.048075 | 0.0098472 | 0.0026906 | 0.01704 | 0.040032 | 0.03748 | -0.0023205 | -0.019411 | 0.0020801 | 0.019667 | 0.047459 | 0.15617 | 0.42255 | 0.39418 | 0.38147 | 0.33069 | 0.074656 | 0.040171 | 0.0095852 | 0.0063404 | 0.014546 | -0.0069895 | 62.9704 | 62.27 | 61.3847 | 60.4115 | 59.5123 | 59.0119 | 58.826 | 59.2359 | 60.9479 | 64.9597 | 69.5818 | 73.8846 | 77.9751 | 80.9517 | 82.4001 | 83.2439 | 83.2262 | 81.4513 | 79.0601 | 76.0151 | 71.9038 | 68.3291 | 66.3717 | 64.843 | 0.1908 | 0.15325 | 0.16377 | 0.14893 | 0.13443 | 0.1477 | 0.12291 | 0.11489 | 0.12303 | 0.13557 | 0.14906 | 0.18188 | 0.15573 | 0.15586 | 0.13205 | 0.12064 | 0.10479 | 0.11826 | 0.13132 | 0.12244 | 0.13323 | 0.15749 | 0.1612 | 0.17531
Portfolio Adjusted1-in-2AllOrange County2019June Monthly Peak | Portfolio Adjusted | 1-in-2 | All | Orange County | 2019 | June Monthly Peak | 6 | 7.6922 | 7.3751 | 7.0928 | 7.1471 | 7.5924 | 8.7686 | 9.9396 | 11.0734 | 12.1722 | 13.065 | 13.8306 | 14.2485 | 14.3313 | 14.4384 | 14.3047 | 13.8545 | 13.1249 | 12.0407 | 11.153 | 10.7033 | 10.6187 | 9.9985 | 9.0834 | 8.4584 | 0.054556 | 0.042684 | 0.033539 | 0.00045287 | -0.0087217 | 0.00021053 | 0.019855 | 0.022438 | 0.0044053 | -0.0036577 | -0.00043858 | 0.012358 | 0.043194 | 0.14976 | 0.43207 | 0.41125 | 0.39574 | 0.3453 | 0.086668 | 0.031034 | 0.002674 | 0.00019775 | 0.0039469 | -0.010946 | 68.2934 | 67.3549 | 66.345 | 65.2226 | 64.4422 | 63.6107 | 62.8878 | 63.672 | 66.6528 | 71.6048 | 76.6711 | 81.1307 | 84.1878 | 85.9412 | 87.5164 | 88.2785 | 88.7864 | 87.9649 | 86.6061 | 83.6317 | 79.5202 | 75.3632 | 73.0031 | 71.1964 | 0.20184 | 0.16246 | 0.17229 | 0.15648 | 0.13863 | 0.14828 | 0.12328 | 0.11508 | 0.12267 | 0.13546 | 0.14864 | 0.18079 | 0.1533 | 0.15304 | 0.13016 | 0.12101 | 0.106 | 0.11966 | 0.13422 | 0.12499 | 0.13616 | 0.16198 | 0.16624 | 0.18161
Portfolio Adjusted1-in-2AllOrange County2019July Monthly Peak | Portfolio Adjusted | 1-in-2 | All | Orange County | 2019 | July Monthly Peak | 7 | 8.0253 | 7.6942 | 7.4437 | 7.4988 | 7.9833 | 9.3259 | 10.5974 | 11.8101 | 13.0716 | 14.1646 | 15.0892 | 15.5874 | 15.7489 | 15.8327 | 15.7197 | 15.244 | 14.4611 | 13.2497 | 12.1546 | 11.5784 | 11.3723 | 10.662 | 9.6734 | 8.9822 | -0.0045926 | -0.00065719 | -0.0059337 | -0.021654 | -0.034167 | -0.037911 | -0.026541 | -0.012237 | 0.019236 | 0.031833 | -0.0060982 | -0.0042616 | 0.034308 | 0.13857 | 0.45357 | 0.43563 | 0.40907 | 0.36287 | 0.10987 | 0.0076605 | -0.013526 | -0.014115 | -0.021229 | -0.019009 | 75.5911 | 74.6796 | 73.8635 | 73.0597 | 72.3179 | 71.6017 | 71.2292 | 72.122 | 74.7738 | 78.5354 | 82.7539 | 86.6506 | 89.3408 | 91.0098 | 92.361 | 92.8668 | 92.3059 | 91.0437 | 89.7716 | 87.9474 | 85.1606 | 82.1135 | 79.7629 | 78.1504 | 0.20486 | 0.16459 | 0.17655 | 0.15998 | 0.14236 | 0.15321 | 0.12724 | 0.11796 | 0.1256 | 0.13954 | 0.15385 | 0.18771 | 0.16023 | 0.15986 | 0.13673 | 0.12765 | 0.11234 | 0.12728 | 0.14199 | 0.1311 | 0.14121 | 0.16786 | 0.17267 | 0.18819
Portfolio Adjusted1-in-2AllOrange County2019August Monthly Peak | Portfolio Adjusted | 1-in-2 | All | Orange County | 2019 | August Monthly Peak | 8 | 8.1536 | 7.7833 | 7.5172 | 7.5921 | 8.0957 | 9.5038 | 10.9248 | 12.0628 | 13.4194 | 14.5532 | 15.4741 | 15.9838 | 16.1528 | 16.2575 | 16.1379 | 15.591 | 14.757 | 13.4732 | 12.3019 | 11.8534 | 11.5577 | 10.7149 | 9.7121 | 9.0423 | -0.0069013 | -0.0022946 | -0.0074722 | -0.022711 | -0.035504 | -0.0399 | -0.029035 | -0.013929 | 0.020447 | 0.034285 | -0.0065169 | -0.0050591 | 0.035135 | 0.14331 | 0.4687 | 0.44705 | 0.41728 | 0.36861 | 0.11188 | 0.0068667 | -0.014359 | -0.014717 | -0.022242 | -0.019439 | 75.6582 | 74.2921 | 73.1764 | 72.4885 | 71.9392 | 71.1491 | 70.8592 | 70.8611 | 72.8999 | 78.0022 | 83.2622 | 87.7887 | 90.9843 | 93.1567 | 94.5199 | 95.1801 | 95.3085 | 94.3567 | 92.2531 | 88.7359 | 84.3327 | 81.3648 | 79.4613 | 77.8248 | 0.20828 | 0.16645 | 0.17816 | 0.16198 | 0.14426 | 0.15576 | 0.13091 | 0.12159 | 0.13005 | 0.14457 | 0.15924 | 0.19449 | 0.16627 | 0.16636 | 0.14193 | 0.13142 | 0.11499 | 0.1296 | 0.14396 | 0.13371 | 0.14378 | 0.169 | 0.17358 | 0.18995
Portfolio Adjusted1-in-2AllOrange County2019September Monthly Peak | Portfolio Adjusted | 1-in-2 | All | Orange County | 2019 | September Monthly Peak | 9 | 7.9853 | 7.6546 | 7.4205 | 7.4852 | 8.0031 | 9.4155 | 10.9755 | 12.0032 | 13.4066 | 14.5153 | 15.4251 | 15.9299 | 16.1218 | 16.2392 | 16.0211 | 15.3868 | 14.5158 | 13.2097 | 12.1625 | 12.0498 | 11.3926 | 10.5683 | 9.5825 | 8.8916 | 0.0029933 | 0.0049051 | -0.00084593 | -0.018962 | -0.031226 | -0.033448 | -0.021167 | -0.0080487 | 0.018208 | 0.028631 | -0.0056434 | -0.0022101 | 0.037628 | 0.14898 | 0.47378 | 0.44815 | 0.41853 | 0.36781 | 0.10922 | 0.011213 | -0.011656 | -0.012383 | -0.018088 | -0.018093 | 73.887 | 72.94 | 72.1203 | 71.543 | 70.9955 | 70.2792 | 70.2477 | 70.2963 | 72.0806 | 76.3776 | 81.3743 | 86.079 | 90.0562 | 92.5913 | 94.0897 | 94.7405 | 94.7446 | 93.8167 | 92.1298 | 88.6834 | 84.8434 | 81.8677 | 79.8994 | 78.6539 | 0.20459 | 0.16434 | 0.17644 | 0.16006 | 0.14279 | 0.15411 | 0.13016 | 0.12132 | 0.13095 | 0.1454 | 0.1604 | 0.19627 | 0.16813 | 0.16826 | 0.14295 | 0.13147 | 0.11457 | 0.12869 | 0.14347 | 0.13542 | 0.14283 | 0.16808 | 0.17238 | 0.18782
Portfolio Adjusted1-in-2AllOrange County2019October Monthly Peak | Portfolio Adjusted | 1-in-2 | All | Orange County | 2019 | October Monthly Peak | 10 | 7.4745 | 7.177 | 6.8976 | 6.9211 | 7.4129 | 8.7478 | 10.2939 | 10.9882 | 12.0176 | 12.8521 | 13.6403 | 14.0898 | 14.2846 | 14.4589 | 14.2802 | 13.6761 | 12.849 | 11.7651 | 11.3662 | 11.0163 | 10.3569 | 9.6519 | 8.8012 | 8.1644 | 0.0691 | 0.053201 | 0.043132 | 0.0060831 | -0.0020561 | 0.010121 | 0.03258 | 0.031714 | 0.00052653 | -0.013079 | 0.001052 | 0.017249 | 0.047842 | 0.16169 | 0.44809 | 0.41891 | 0.40204 | 0.34981 | 0.085025 | 0.038602 | 0.0068397 | 0.0038394 | 0.010352 | -0.0087313 | 65.8331 | 64.7615 | 63.8671 | 63.0015 | 62.251 | 61.6936 | 61.4452 | 61.5073 | 62.7744 | 66.4861 | 72.2989 | 78.2626 | 83.8716 | 86.9741 | 87.8207 | 88.4522 | 88.7618 | 87.8779 | 85.2545 | 80.4292 | 76.8868 | 74.1221 | 71.8874 | 70.3371 | 0.20079 | 0.16131 | 0.17082 | 0.15363 | 0.13776 | 0.14983 | 0.12687 | 0.11679 | 0.12506 | 0.13844 | 0.15354 | 0.18834 | 0.16177 | 0.1626 | 0.13789 | 0.12614 | 0.10935 | 0.12357 | 0.14117 | 0.13081 | 0.13669 | 0.16079 | 0.16593 | 0.17978
Portfolio Adjusted1-in-2AllOrange County2019November Monthly Peak | Portfolio Adjusted | 1-in-2 | All | Orange County | 2019 | November Monthly Peak | 11 | 7.0391 | 6.7691 | 6.5853 | 6.6353 | 7.123 | 8.4278 | 9.6102 | 10.3487 | 11.2361 | 11.8268 | 12.3786 | 12.6283 | 12.7358 | 12.772 | 12.5189 | 11.9109 | 11.3199 | 11.0874 | 10.3788 | 9.8884 | 9.404 | 8.831 | 8.1366 | 7.6159 | 0.076164 | 0.058331 | 0.048704 | 0.009911 | 0.0026969 | 0.01691 | 0.039914 | 0.03686 | -0.0022596 | -0.018863 | 0.0020194 | 0.019043 | 0.045902 | 0.15073 | 0.40562 | 0.37622 | 0.36591 | 0.33146 | 0.074963 | 0.039708 | 0.0092028 | 0.0060924 | 0.014136 | -0.0068136 | 58.6164 | 57.7489 | 57.5151 | 57.0365 | 56.0019 | 54.9507 | 55.2784 | 55.0438 | 58.5338 | 62.3352 | 67.0328 | 71.6598 | 74.4492 | 76.0697 | 77.0834 | 76.9188 | 74.966 | 71.7953 | 68.5699 | 65.9972 | 64.1314 | 63.302 | 62.4136 | 61.8348 | 0.19208 | 0.15461 | 0.16591 | 0.14989 | 0.13474 | 0.14658 | 0.12257 | 0.11299 | 0.11981 | 0.13174 | 0.14471 | 0.1761 | 0.15061 | 0.15042 | 0.12714 | 0.1158 | 0.10112 | 0.11838 | 0.13188 | 0.12104 | 0.1279 | 0.15132 | 0.15665 | 0.17089
Portfolio Adjusted1-in-2AllOrange County2019December Monthly Peak | Portfolio Adjusted | 1-in-2 | All | Orange County | 2019 | December Monthly Peak | 12 | 6.8533 | 6.596 | 6.4528 | 6.4762 | 6.9729 | 8.3051 | 9.7303 | 10.3571 | 11.1812 | 11.5478 | 11.772 | 11.7066 | 11.5269 | 11.3826 | 11.062 | 10.4751 | 10.1346 | 10.143 | 9.6784 | 9.2769 | 8.8836 | 8.4377 | 7.8292 | 7.3426 | 0.072659 | 0.055534 | 0.046663 | 0.0094159 | 0.0025671 | 0.01628 | 0.039054 | 0.035764 | -0.0021693 | -0.017778 | 0.0018782 | 0.017505 | 0.041726 | 0.1361 | 0.36313 | 0.33694 | 0.33227 | 0.30481 | 0.069536 | 0.03699 | 0.0085875 | 0.0057141 | 0.013285 | -0.0064152 | 49.3815 | 48.708 | 47.9609 | 47.4986 | 47.0147 | 46.3979 | 46.1065 | 45.9518 | 46.7182 | 49.9398 | 53.5201 | 56.5109 | 58.8486 | 60.096 | 60.7055 | 61.0108 | 60.6144 | 58.5821 | 55.8958 | 53.6188 | 51.8352 | 50.0716 | 48.6025 | 47.3493 | 0.18326 | 0.14723 | 0.15896 | 0.14242 | 0.12828 | 0.14119 | 0.12002 | 0.10967 | 0.11507 | 0.12421 | 0.13462 | 0.16189 | 0.1369 | 0.1358 | 0.11433 | 0.1044 | 0.09237 | 0.10907 | 0.12234 | 0.11277 | 0.11937 | 0.14194 | 0.14723 | 0.16092
Portfolio Adjusted1-in-2AllOrange County2019Typical Event Day | Portfolio Adjusted | 1-in-2 | All | Orange County | 2019 | Typical Event Day | 8 | 8.0815 | 7.7142 | 7.4514 | 7.527 | 8.0272 | 9.4233 | 10.8263 | 11.9089 | 13.1817 | 14.2264 | 15.0786 | 15.5516 | 15.7057 | 15.8226 | 15.7211 | 15.2061 | 14.402 | 13.1621 | 12.048 | 11.6231 | 11.3606 | 10.5421 | 9.5644 | 8.9153 | 0.012138 | 0.011569 | 0.0052231 | -0.015728 | -0.027539 | -0.027808 | -0.013937 | -0.0025872 | 0.015603 | 0.022572 | -0.0046378 | 0.0004608 | 0.038062 | 0.14688 | 0.46203 | 0.44011 | 0.41466 | 0.365 | 0.10498 | 0.014641 | -0.0091053 | -0.010145 | -0.014204 | -0.016936 | 73.3574 | 72.3166 | 71.3763 | 70.5784 | 69.9237 | 69.1602 | 68.806 | 69.2379 | 71.6018 | 76.13 | 81.0154 | 85.4122 | 88.6423 | 90.6748 | 92.1217 | 92.7665 | 92.7864 | 91.7955 | 90.1902 | 87.2496 | 83.4642 | 80.1773 | 78.0317 | 76.4564 | 0.2063 | 0.16482 | 0.17637 | 0.16036 | 0.1428 | 0.15417 | 0.12956 | 0.12003 | 0.12799 | 0.14179 | 0.15571 | 0.18982 | 0.16207 | 0.16218 | 0.13834 | 0.12811 | 0.11212 | 0.12648 | 0.14091 | 0.131 | 0.14113 | 0.16606 | 0.17069 | 0.187
Portfolio Adjusted1-in-2AllOrange County2020January Monthly Peak | Portfolio Adjusted | 1-in-2 | All | Orange County | 2020 | January Monthly Peak | 1 | 6.7085 | 6.4903 | 6.3399 | 6.4026 | 6.9234 | 8.316 | 9.8143 | 10.4826 | 11.3877 | 11.6841 | 11.7569 | 11.6166 | 11.3437 | 11.0191 | 10.58 | 9.8144 | 9.3193 | 9.4951 | 9.3448 | 8.9817 | 8.6379 | 8.2433 | 7.6889 | 7.2642 | 0.071116 | 0.054564 | 0.045561 | 0.009243 | 0.002542 | 0.016364 | 0.039511 | 0.036424 | -0.0022128 | -0.017945 | 0.0018871 | 0.017647 | 0.04209 | 0.13605 | 0.35785 | 0.32806 | 0.31838 | 0.29409 | 0.068457 | 0.036417 | 0.0084927 | 0.0056591 | 0.013224 | -0.0063971 | 45.8697 | 44.9053 | 44.2817 | 44.0289 | 43.5479 | 43.3875 | 42.8931 | 42.5926 | 42.7529 | 44.4163 | 47.4681 | 50.0107 | 51.7579 | 53.172 | 54.0649 | 54.4266 | 54.1856 | 52.782 | 51.1146 | 49.7257 | 48.7416 | 47.8659 | 47.1383 | 46.3958 | 0.17938 | 0.14467 | 0.15521 | 0.13981 | 0.12703 | 0.14193 | 0.12143 | 0.11169 | 0.11738 | 0.12538 | 0.13526 | 0.16319 | 0.13807 | 0.13572 | 0.11378 | 0.10309 | 0.089896 | 0.10628 | 0.12044 | 0.11102 | 0.11804 | 0.14057 | 0.14656 | 0.16047
Portfolio Adjusted1-in-2AllOrange County2020February Monthly Peak | Portfolio Adjusted | 1-in-2 | All | Orange County | 2020 | February Monthly Peak | 2 | 6.7303 | 6.4901 | 6.3574 | 6.4287 | 6.9705 | 8.3254 | 9.6916 | 10.3433 | 11.2017 | 11.5717 | 11.7382 | 11.7391 | 11.5882 | 11.3648 | 11.0255 | 10.3393 | 9.7624 | 9.6131 | 9.6492 | 9.2438 | 8.8647 | 8.3889 | 7.7559 | 7.2913 | 0.071324 | 0.054577 | 0.045868 | 0.0093221 | 0.0025656 | 0.016418 | 0.039413 | 0.036298 | -0.0022023 | -0.017993 | 0.0018961 | 0.017847 | 0.042739 | 0.13872 | 0.3681 | 0.33922 | 0.32791 | 0.29727 | 0.06984 | 0.037029 | 0.0086256 | 0.0057168 | 0.01326 | -0.0063875 | 48.0358 | 47.8396 | 47.4641 | 47.1316 | 46.4794 | 46.0586 | 45.9619 | 45.985 | 46.5094 | 48.0911 | 50.013 | 51.7901 | 52.5841 | 52.9031 | 53.0669 | 52.6289 | 52.3883 | 51.7807 | 50.6227 | 49.2313 | 47.9145 | 47.5192 | 46.6372 | 45.5368 | 0.1799 | 0.14471 | 0.15626 | 0.141 | 0.12821 | 0.14239 | 0.1211 | 0.11129 | 0.11681 | 0.12569 | 0.13589 | 0.16504 | 0.14021 | 0.13839 | 0.11656 | 0.10589 | 0.091991 | 0.10734 | 0.12288 | 0.11289 | 0.1199 | 0.14201 | 0.14696 | 0.16023
Portfolio Adjusted1-in-2AllOrange County2020March Monthly Peak | Portfolio Adjusted | 1-in-2 | All | Orange County | 2020 | March Monthly Peak | 3 | 6.9146 | 6.6667 | 6.4643 | 6.5313 | 7.0253 | 8.3518 | 9.7746 | 10.4071 | 11.1707 | 11.5487 | 11.767 | 11.7937 | 11.6721 | 11.5151 | 11.2418 | 10.6427 | 10.053 | 9.5174 | 9.3852 | 9.4815 | 9.1359 | 8.653 | 7.9879 | 7.4759 | 0.073692 | 0.056368 | 0.046796 | 0.0095309 | 0.0026036 | 0.016539 | 0.039705 | 0.036465 | -0.0022049 | -0.018015 | 0.0019014 | 0.017884 | 0.043052 | 0.14044 | 0.37392 | 0.34728 | 0.33623 | 0.29687 | 0.069554 | 0.037939 | 0.0088946 | 0.0058971 | 0.013667 | -0.006552 | 48.0883 | 46.9933 | 46.013 | 45.4755 | 45.2159 | 44.7182 | 44.3019 | 44.3802 | 46.3564 | 48.7172 | 51.0567 | 52.927 | 54.0607 | 54.9426 | 55.3904 | 55.7314 | 55.5429 | 55.008 | 53.6353 | 51.6834 | 50.3414 | 49.1461 | 48.1499 | 47.2882 | 0.18587 | 0.14944 | 0.15942 | 0.14415 | 0.1301 | 0.14343 | 0.12201 | 0.11181 | 0.11694 | 0.12584 | 0.13627 | 0.16539 | 0.14123 | 0.14011 | 0.1183 | 0.10823 | 0.094186 | 0.10747 | 0.12235 | 0.11566 | 0.12363 | 0.14649 | 0.15147 | 0.16436
Portfolio Adjusted1-in-2AllOrange County2020April Monthly Peak | Portfolio Adjusted | 1-in-2 | All | Orange County | 2020 | April Monthly Peak | 4 | 7.0064 | 6.7304 | 6.5179 | 6.5905 | 7.057 | 8.3531 | 9.5991 | 10.307 | 11.1594 | 11.8208 | 12.4066 | 12.7773 | 12.953 | 13.0492 | 12.8942 | 12.3983 | 11.6957 | 10.7666 | 9.9975 | 10.0187 | 9.7461 | 9.0997 | 8.2794 | 7.6612 | 0.07483 | 0.057301 | 0.04773 | 0.0097656 | 0.0026556 | 0.016781 | 0.039826 | 0.036832 | -0.0022538 | -0.018782 | 0.0020087 | 0.019034 | 0.046012 | 0.15125 | 0.4093 | 0.38266 | 0.37078 | 0.32252 | 0.072753 | 0.03976 | 0.0093591 | 0.0061756 | 0.014197 | -0.0067675 | 62.7624 | 61.7372 | 60.3607 | 59.3067 | 58.3346 | 57.5805 | 57.2885 | 56.9515 | 59.3927 | 63.5788 | 68.1875 | 72.5752 | 75.9461 | 78.513 | 80.1701 | 80.9432 | 81.1403 | 80.1052 | 78.1527 | 75.2579 | 71.2397 | 68.2364 | 65.9253 | 63.6439 | 0.18873 | 0.1519 | 0.16259 | 0.14769 | 0.13268 | 0.14547 | 0.12231 | 0.1129 | 0.1195 | 0.13117 | 0.14395 | 0.17604 | 0.15099 | 0.15096 | 0.12772 | 0.11693 | 0.10179 | 0.11524 | 0.12798 | 0.1212 | 0.13009 | 0.1534 | 0.15733 | 0.16975
Portfolio Adjusted1-in-2AllOrange County2020May Monthly Peak | Portfolio Adjusted | 1-in-2 | All | Orange County | 2020 | May Monthly Peak | 5 | 7.1165 | 6.8268 | 6.6003 | 6.6652 | 7.1593 | 8.461 | 9.5564 | 10.5036 | 11.4918 | 12.2035 | 12.8347 | 13.1853 | 13.328 | 13.4373 | 13.2735 | 12.7377 | 12.0279 | 11.0255 | 10.2042 | 9.9974 | 9.9639 | 9.3279 | 8.482 | 7.9082 | 0.075869 | 0.057979 | 0.048214 | 0.0098756 | 0.0026984 | 0.017089 | 0.040148 | 0.037588 | -0.0023272 | -0.019467 | 0.0020861 | 0.019723 | 0.047596 | 0.15662 | 0.42365 | 0.39519 | 0.38244 | 0.33154 | 0.074872 | 0.040287 | 0.0096129 | 0.0063587 | 0.014588 | -0.0070097 | 62.9704 | 62.2701 | 61.3848 | 60.4115 | 59.5122 | 59.0118 | 58.826 | 59.2359 | 60.9479 | 64.9598 | 69.5819 | 73.8848 | 77.9753 | 80.952 | 82.4004 | 83.2443 | 83.2265 | 81.4516 | 79.0604 | 76.0154 | 71.9041 | 68.3293 | 66.3719 | 64.8431 | 0.19135 | 0.15369 | 0.16424 | 0.14936 | 0.13482 | 0.14813 | 0.12326 | 0.11522 | 0.12339 | 0.13596 | 0.14949 | 0.1824 | 0.15618 | 0.15631 | 0.13243 | 0.12099 | 0.10509 | 0.1186 | 0.1317 | 0.12279 | 0.13361 | 0.15795 | 0.16166 | 0.17582
Portfolio Adjusted1-in-2AllOrange County2020June Monthly Peak | Portfolio Adjusted | 1-in-2 | All | Orange County | 2020 | June Monthly Peak | 6 | 7.706 | 7.3884 | 7.1056 | 7.16 | 7.6065 | 8.7857 | 9.9594 | 11.0949 | 12.1949 | 13.0884 | 13.8545 | 14.2725 | 14.355 | 14.4619 | 14.3275 | 13.8763 | 13.1454 | 12.0598 | 11.1714 | 10.7215 | 10.6367 | 10.0157 | 9.0993 | 8.4736 | 0.054713 | 0.042808 | 0.033636 | 0.00045418 | -0.0087469 | 0.00021113 | 0.019912 | 0.022503 | 0.004418 | -0.0036682 | -0.00043985 | 0.012394 | 0.043319 | 0.15019 | 0.43319 | 0.41229 | 0.39673 | 0.34618 | 0.086918 | 0.031124 | 0.0026818 | 0.00019832 | 0.0039583 | -0.010978 | 68.2935 | 67.355 | 66.3451 | 65.2226 | 64.4422 | 63.6108 | 62.8878 | 63.6721 | 66.6529 | 71.6049 | 76.6712 | 81.1308 | 84.1881 | 85.9415 | 87.5167 | 88.2788 | 88.7867 | 87.9652 | 86.6064 | 83.632 | 79.5205 | 75.3634 | 73.0033 | 71.1966 | 0.20242 | 0.16293 | 0.17279 | 0.15693 | 0.13903 | 0.1487 | 0.12364 | 0.11541 | 0.12302 | 0.13585 | 0.14907 | 0.18131 | 0.15374 | 0.15348 | 0.13053 | 0.12136 | 0.10631 | 0.12 | 0.1346 | 0.12535 | 0.13655 | 0.16245 | 0.16672 | 0.18214
Portfolio Adjusted1-in-2AllOrange County2020July Monthly Peak | Portfolio Adjusted | 1-in-2 | All | Orange County | 2020 | July Monthly Peak | 7 | 8.0396 | 7.7079 | 7.457 | 7.5123 | 7.998 | 9.3439 | 10.6182 | 11.8325 | 13.0954 | 14.1891 | 15.1144 | 15.6127 | 15.7741 | 15.8577 | 15.744 | 15.2673 | 14.4831 | 13.2705 | 12.1745 | 11.5979 | 11.3912 | 10.6802 | 9.6902 | 8.9981 | -0.0046059 | -0.00065909 | -0.0059508 | -0.021717 | -0.034265 | -0.038021 | -0.026618 | -0.012273 | 0.019291 | 0.031925 | -0.0061158 | -0.0042739 | 0.034407 | 0.13897 | 0.45473 | 0.43672 | 0.41007 | 0.36378 | 0.11019 | 0.0076826 | -0.013565 | -0.014156 | -0.021291 | -0.019064 | 75.5913 | 74.6798 | 73.8637 | 73.0598 | 72.318 | 71.6018 | 71.2293 | 72.122 | 74.7739 | 78.5356 | 82.7541 | 86.6508 | 89.341 | 91.0101 | 92.3613 | 92.8671 | 92.3062 | 91.044 | 89.7719 | 87.9476 | 85.1609 | 82.1137 | 79.7632 | 78.1506 | 0.20545 | 0.16506 | 0.17705 | 0.16044 | 0.14277 | 0.15365 | 0.1276 | 0.1183 | 0.12596 | 0.13994 | 0.15429 | 0.18825 | 0.16069 | 0.16032 | 0.13712 | 0.12802 | 0.11266 | 0.12764 | 0.1424 | 0.13148 | 0.14161 | 0.16834 | 0.17317 | 0.18874
Portfolio Adjusted1-in-2AllOrange County2020August Monthly Peak | Portfolio Adjusted | 1-in-2 | All | Orange County | 2020 | August Monthly Peak | 8 | 8.1682 | 7.7972 | 7.5307 | 7.6057 | 8.1106 | 9.5221 | 10.9462 | 12.0859 | 13.444 | 14.5786 | 15.5001 | 16.01 | 16.179 | 16.2835 | 16.1632 | 15.615 | 14.7795 | 13.4943 | 12.322 | 11.8732 | 11.577 | 10.7331 | 9.729 | 9.0584 | -0.0069213 | -0.0023012 | -0.0074938 | -0.022776 | -0.035607 | -0.040015 | -0.029119 | -0.013969 | 0.020506 | 0.034384 | -0.0065357 | -0.0050737 | 0.035236 | 0.14372 | 0.4699 | 0.44817 | 0.4183 | 0.36954 | 0.11221 | 0.0068865 | -0.014401 | -0.014759 | -0.022306 | -0.019495 | 75.6583 | 74.2922 | 73.1765 | 72.4886 | 71.9392 | 71.1492 | 70.8593 | 70.8612 | 72.9 | 78.0023 | 83.2624 | 87.7889 | 90.9845 | 93.157 | 94.5202 | 95.1804 | 95.3088 | 94.357 | 92.2534 | 88.7361 | 84.333 | 81.365 | 79.4615 | 77.825 | 0.20888 | 0.16693 | 0.17868 | 0.16245 | 0.14468 | 0.15621 | 0.13128 | 0.12194 | 0.13042 | 0.14498 | 0.1597 | 0.19504 | 0.16675 | 0.16684 | 0.14234 | 0.1318 | 0.11532 | 0.12997 | 0.14438 | 0.13409 | 0.1442 | 0.16948 | 0.17408 | 0.1905
Portfolio Adjusted1-in-2AllOrange County2020September Monthly Peak | Portfolio Adjusted | 1-in-2 | All | Orange County | 2020 | September Monthly Peak | 9 | 7.9996 | 7.6683 | 7.4338 | 7.4988 | 8.0179 | 9.4336 | 10.9968 | 12.0264 | 13.4314 | 14.541 | 15.4514 | 15.9565 | 16.1483 | 16.2656 | 16.0467 | 15.411 | 14.5384 | 13.2307 | 12.1826 | 12.0699 | 11.4118 | 10.5865 | 9.5993 | 8.9076 | 0.003002 | 0.0049192 | -0.00084838 | -0.019016 | -0.031316 | -0.033544 | -0.021228 | -0.0080719 | 0.018261 | 0.028713 | -0.0056597 | -0.0022164 | 0.037737 | 0.14941 | 0.475 | 0.44928 | 0.41957 | 0.36874 | 0.10954 | 0.011245 | -0.01169 | -0.012418 | -0.01814 | -0.018145 | 73.8871 | 72.9401 | 72.1204 | 71.5431 | 70.9956 | 70.2793 | 70.2478 | 70.2964 | 72.0807 | 76.3777 | 81.3744 | 86.0792 | 90.0564 | 92.5916 | 94.09 | 94.7408 | 94.7449 | 93.817 | 92.13 | 88.6837 | 84.8436 | 81.8679 | 79.8996 | 78.6541 | 0.20518 | 0.16482 | 0.17695 | 0.16052 | 0.1432 | 0.15455 | 0.13053 | 0.12167 | 0.13133 | 0.14582 | 0.16086 | 0.19683 | 0.16861 | 0.16874 | 0.14336 | 0.13184 | 0.1149 | 0.12906 | 0.14388 | 0.13581 | 0.14324 | 0.16856 | 0.17288 | 0.18836
Portfolio Adjusted1-in-2AllOrange County2020October Monthly Peak | Portfolio Adjusted | 1-in-2 | All | Orange County | 2020 | October Monthly Peak | 10 | 7.4879 | 7.1899 | 6.9101 | 6.9336 | 7.4266 | 8.7647 | 10.3138 | 11.0096 | 12.0404 | 12.8755 | 13.6646 | 14.1143 | 14.3091 | 14.4835 | 14.304 | 13.6984 | 12.8697 | 11.7845 | 11.3853 | 11.0349 | 10.3746 | 9.6686 | 8.8167 | 8.1791 | 0.0693 | 0.053354 | 0.043256 | 0.0061007 | -0.002062 | 0.01015 | 0.032674 | 0.031805 | 0.00052805 | -0.013117 | 0.001055 | 0.017299 | 0.04798 | 0.16215 | 0.44926 | 0.41997 | 0.40305 | 0.35071 | 0.085271 | 0.038713 | 0.0068594 | 0.0038505 | 0.010382 | -0.0087565 | 65.8332 | 64.7616 | 63.8671 | 63.0016 | 62.251 | 61.6936 | 61.4452 | 61.5073 | 62.7745 | 66.4862 | 72.2991 | 78.2628 | 83.8718 | 86.9743 | 87.821 | 88.4525 | 88.762 | 87.8782 | 85.2548 | 80.4295 | 76.887 | 74.1223 | 71.8876 | 70.3373 | 0.20137 | 0.16178 | 0.17132 | 0.15408 | 0.13816 | 0.15026 | 0.12724 | 0.11713 | 0.12542 | 0.13884 | 0.15398 | 0.18888 | 0.16223 | 0.16307 | 0.13829 | 0.12651 | 0.10967 | 0.12393 | 0.14157 | 0.13118 | 0.13708 | 0.16125 | 0.16641 | 0.1803
Portfolio Adjusted1-in-2AllOrange County2020November Monthly Peak | Portfolio Adjusted | 1-in-2 | All | Orange County | 2020 | November Monthly Peak | 11 | 7.0517 | 6.7813 | 6.5972 | 6.6473 | 7.1362 | 8.444 | 9.6291 | 10.3691 | 11.2576 | 11.8487 | 12.4011 | 12.6509 | 12.7583 | 12.7943 | 12.5405 | 11.9311 | 11.3388 | 11.1057 | 10.3963 | 9.9054 | 9.4203 | 8.8465 | 8.151 | 7.6296 | 0.076384 | 0.0585 | 0.048845 | 0.0099396 | 0.0027047 | 0.016959 | 0.040029 | 0.036966 | -0.0022661 | -0.018918 | 0.0020253 | 0.019098 | 0.046035 | 0.15117 | 0.40668 | 0.37719 | 0.36684 | 0.33231 | 0.075179 | 0.039823 | 0.0092294 | 0.00611 | 0.014177 | -0.0068333 | 58.6164 | 57.7489 | 57.5151 | 57.0366 | 56.002 | 54.9507 | 55.2784 | 55.0438 | 58.5339 | 62.3353 | 67.0329 | 71.66 | 74.4494 | 76.0699 | 77.0836 | 76.9191 | 74.9663 | 71.7956 | 68.5701 | 65.9974 | 64.1316 | 63.3021 | 62.4137 | 61.8349 | 0.19264 | 0.15505 | 0.16639 | 0.15032 | 0.13513 | 0.147 | 0.12292 | 0.11332 | 0.12016 | 0.13212 | 0.14512 | 0.17661 | 0.15104 | 0.15085 | 0.1275 | 0.11614 | 0.10141 | 0.11872 | 0.13226 | 0.12139 | 0.12827 | 0.15176 | 0.1571 | 0.17138
Portfolio Adjusted1-in-2AllOrange County2020December Monthly Peak | Portfolio Adjusted | 1-in-2 | All | Orange County | 2020 | December Monthly Peak | 12 | 6.8654 | 6.6076 | 6.4642 | 6.4875 | 6.9854 | 8.3207 | 9.7488 | 10.3768 | 11.2018 | 11.5684 | 11.7929 | 11.7273 | 11.5474 | 11.4028 | 11.0814 | 10.4933 | 10.1518 | 10.1598 | 9.6946 | 9.2927 | 8.8988 | 8.4522 | 7.8427 | 7.3554 | 0.072869 | 0.055694 | 0.046797 | 0.0094431 | 0.0025746 | 0.016327 | 0.039167 | 0.035867 | -0.0021756 | -0.01783 | 0.0018836 | 0.017555 | 0.041846 | 0.13649 | 0.36409 | 0.33781 | 0.33313 | 0.30559 | 0.069737 | 0.037097 | 0.0086123 | 0.0057306 | 0.013323 | -0.0064337 | 49.3816 | 48.7081 | 47.961 | 47.4986 | 47.0148 | 46.398 | 46.1066 | 45.9519 | 46.7182 | 49.9399 | 53.5202 | 56.511 | 58.8487 | 60.0962 | 60.7057 | 61.011 | 60.6146 | 58.5823 | 55.896 | 53.6189 | 51.8353 | 50.0717 | 48.6026 | 47.3494 | 0.18379 | 0.14765 | 0.15942 | 0.14283 | 0.12865 | 0.14159 | 0.12036 | 0.10999 | 0.1154 | 0.12457 | 0.13501 | 0.16235 | 0.1373 | 0.13619 | 0.11466 | 0.1047 | 0.092636 | 0.10939 | 0.12269 | 0.11309 | 0.11971 | 0.14235 | 0.14766 | 0.16138
Portfolio Adjusted1-in-2AllOrange County2020Typical Event Day | Portfolio Adjusted | 1-in-2 | All | Orange County | 2020 | Typical Event Day | 8 | 8.096 | 7.728 | 7.4647 | 7.5406 | 8.042 | 9.4415 | 10.8475 | 11.9318 | 13.206 | 14.2514 | 15.1041 | 15.5773 | 15.7313 | 15.848 | 15.7458 | 15.2296 | 14.424 | 13.1828 | 12.0678 | 11.6426 | 11.3796 | 10.5601 | 9.5811 | 8.9313 | 0.012173 | 0.011602 | 0.0052382 | -0.015774 | -0.027618 | -0.027888 | -0.013978 | -0.0025947 | 0.015648 | 0.022638 | -0.0046512 | 0.00046213 | 0.038172 | 0.1473 | 0.46322 | 0.44122 | 0.41569 | 0.36592 | 0.10528 | 0.014683 | -0.0091316 | -0.010174 | -0.014245 | -0.016985 | 73.3576 | 72.3168 | 71.3764 | 70.5785 | 69.9237 | 69.1603 | 68.806 | 69.2379 | 71.6019 | 76.1301 | 81.0155 | 85.4124 | 88.6425 | 90.675 | 92.122 | 92.7668 | 92.7866 | 91.7958 | 90.1904 | 87.2498 | 83.4645 | 80.1775 | 78.0319 | 76.4566 | 0.20689 | 0.1653 | 0.17688 | 0.16082 | 0.14321 | 0.15461 | 0.12993 | 0.12037 | 0.12836 | 0.1422 | 0.15615 | 0.19036 | 0.16254 | 0.16265 | 0.13874 | 0.12848 | 0.11244 | 0.12684 | 0.14132 | 0.13138 | 0.14154 | 0.16654 | 0.17118 | 0.18754
Portfolio Adjusted1-in-2AllOrange County2021January Monthly Peak | Portfolio Adjusted | 1-in-2 | All | Orange County | 2021 | January Monthly Peak | 1 | 6.7203 | 6.5017 | 6.3509 | 6.4137 | 6.9358 | 8.3317 | 9.833 | 10.5026 | 11.4087 | 11.705 | 11.7778 | 11.6375 | 11.3643 | 11.0393 | 10.5994 | 9.8324 | 9.3362 | 9.5116 | 9.3607 | 8.9972 | 8.6529 | 8.2577 | 7.7024 | 7.277 | 0.071321 | 0.054721 | 0.045693 | 0.0092697 | 0.0025493 | 0.016411 | 0.039625 | 0.036529 | -0.0022192 | -0.017996 | 0.0018926 | 0.017698 | 0.042212 | 0.13644 | 0.3588 | 0.32892 | 0.31921 | 0.29486 | 0.068654 | 0.036522 | 0.0085173 | 0.0056755 | 0.013262 | -0.0064156 | 45.8698 | 44.9054 | 44.2818 | 44.029 | 43.548 | 43.3876 | 42.8932 | 42.5926 | 42.753 | 44.4164 | 47.4682 | 50.0108 | 51.758 | 53.1721 | 54.065 | 54.4267 | 54.1857 | 52.7821 | 51.1147 | 49.7258 | 48.7417 | 47.866 | 47.1384 | 46.3959 | 0.1799 | 0.14509 | 0.15566 | 0.14021 | 0.1274 | 0.14234 | 0.12178 | 0.11202 | 0.11772 | 0.12574 | 0.13565 | 0.16366 | 0.13847 | 0.13611 | 0.11411 | 0.10338 | 0.090154 | 0.10658 | 0.12078 | 0.11134 | 0.11838 | 0.14098 | 0.14698 | 0.16093
Portfolio Adjusted1-in-2AllOrange County2021February Monthly Peak | Portfolio Adjusted | 1-in-2 | All | Orange County | 2021 | February Monthly Peak | 2 | 6.7421 | 6.5015 | 6.3686 | 6.44 | 6.983 | 8.3411 | 9.7102 | 10.3633 | 11.2225 | 11.5926 | 11.7593 | 11.7602 | 11.6092 | 11.3854 | 11.0453 | 10.3578 | 9.7796 | 9.6297 | 9.6655 | 9.2596 | 8.8799 | 8.4034 | 7.7694 | 7.3042 | 0.07153 | 0.054735 | 0.046001 | 0.0093491 | 0.002573 | 0.016465 | 0.039527 | 0.036403 | -0.0022087 | -0.018045 | 0.0019016 | 0.017898 | 0.042862 | 0.13912 | 0.36908 | 0.3401 | 0.32876 | 0.29804 | 0.070042 | 0.037136 | 0.0086505 | 0.0057333 | 0.013298 | -0.0064059 | 48.0359 | 47.8397 | 47.4642 | 47.1317 | 46.4795 | 46.0586 | 45.962 | 45.9851 | 46.5094 | 48.0912 | 50.0131 | 51.7903 | 52.5842 | 52.9033 | 53.0671 | 52.629 | 52.3885 | 51.7808 | 50.6228 | 49.2314 | 47.9146 | 47.5194 | 46.6373 | 45.5369 | 0.18042 | 0.14512 | 0.15671 | 0.14141 | 0.12858 | 0.1428 | 0.12145 | 0.11161 | 0.11714 | 0.12606 | 0.13628 | 0.16551 | 0.14061 | 0.13879 | 0.11689 | 0.10619 | 0.092256 | 0.10765 | 0.12323 | 0.11321 | 0.12024 | 0.14242 | 0.14739 | 0.16069
Portfolio Adjusted1-in-2AllOrange County2021March Monthly Peak | Portfolio Adjusted | 1-in-2 | All | Orange County | 2021 | March Monthly Peak | 3 | 6.9269 | 6.6784 | 6.4756 | 6.5428 | 7.038 | 8.3677 | 9.7933 | 10.4272 | 11.1916 | 11.5697 | 11.7881 | 11.8149 | 11.6932 | 11.536 | 11.262 | 10.6615 | 10.0706 | 9.5341 | 9.4015 | 9.4977 | 9.1517 | 8.668 | 8.0018 | 7.4891 | 0.073905 | 0.05653 | 0.046931 | 0.0095584 | 0.0026111 | 0.016586 | 0.039819 | 0.03657 | -0.0022113 | -0.018067 | 0.0019069 | 0.017936 | 0.043177 | 0.14085 | 0.37491 | 0.34818 | 0.3371 | 0.29765 | 0.069755 | 0.038049 | 0.0089203 | 0.0059141 | 0.013707 | -0.006571 | 48.0884 | 46.9934 | 46.0131 | 45.4756 | 45.216 | 44.7183 | 44.302 | 44.3803 | 46.3565 | 48.7173 | 51.0568 | 52.9271 | 54.0608 | 54.9428 | 55.3905 | 55.7316 | 55.543 | 55.0081 | 53.6355 | 51.6836 | 50.3415 | 49.1462 | 48.15 | 47.2884 | 0.18641 | 0.14987 | 0.15988 | 0.14457 | 0.13048 | 0.14384 | 0.12236 | 0.11213 | 0.11728 | 0.12621 | 0.13666 | 0.16586 | 0.14164 | 0.14052 | 0.11864 | 0.10854 | 0.094457 | 0.10778 | 0.1227 | 0.11599 | 0.12399 | 0.14691 | 0.15191 | 0.16483
Portfolio Adjusted1-in-2AllOrange County2021April Monthly Peak | Portfolio Adjusted | 1-in-2 | All | Orange County | 2021 | April Monthly Peak | 4 | 7.0188 | 6.7424 | 6.5295 | 6.6023 | 7.0699 | 8.3692 | 9.618 | 10.3273 | 11.1808 | 11.8426 | 12.4289 | 12.7999 | 12.9755 | 13.0716 | 12.9158 | 12.4186 | 11.7146 | 10.7844 | 10.0144 | 10.0357 | 9.7626 | 9.1154 | 8.2938 | 7.6748 | 0.075046 | 0.057466 | 0.047868 | 0.0097939 | 0.0026633 | 0.016829 | 0.039941 | 0.036938 | -0.0022603 | -0.018836 | 0.0020145 | 0.019089 | 0.046145 | 0.15169 | 0.41036 | 0.38363 | 0.37172 | 0.32335 | 0.072963 | 0.039875 | 0.0093862 | 0.0061934 | 0.014238 | -0.0067871 | 62.7625 | 61.7373 | 60.3607 | 59.3068 | 58.3347 | 57.5805 | 57.2886 | 56.9515 | 59.3927 | 63.5788 | 68.1876 | 72.5754 | 75.9463 | 78.5132 | 80.1704 | 80.9434 | 81.1406 | 80.1054 | 78.1529 | 75.2582 | 71.2399 | 68.2366 | 65.9254 | 63.644 | 0.18928 | 0.15233 | 0.16306 | 0.14812 | 0.13307 | 0.14589 | 0.12266 | 0.11323 | 0.11985 | 0.13155 | 0.14436 | 0.17654 | 0.15142 | 0.15139 | 0.12809 | 0.11727 | 0.10208 | 0.11557 | 0.12835 | 0.12155 | 0.13047 | 0.15384 | 0.15778 | 0.17024
Portfolio Adjusted1-in-2AllOrange County2021May Monthly Peak | Portfolio Adjusted | 1-in-2 | All | Orange County | 2021 | May Monthly Peak | 5 | 7.1291 | 6.8389 | 6.612 | 6.6771 | 7.1725 | 8.4774 | 9.5755 | 10.5243 | 11.5139 | 12.2261 | 12.8579 | 13.2087 | 13.3513 | 13.4605 | 13.2959 | 12.7587 | 12.0474 | 11.0438 | 10.2217 | 10.0146 | 9.9809 | 9.3441 | 8.4969 | 7.9223 | 0.076089 | 0.058146 | 0.048353 | 0.0099041 | 0.0027062 | 0.017139 | 0.040264 | 0.037697 | -0.0023339 | -0.019524 | 0.0020921 | 0.01978 | 0.047733 | 0.15707 | 0.42476 | 0.3962 | 0.3834 | 0.3324 | 0.075088 | 0.040403 | 0.0096407 | 0.0063771 | 0.01463 | -0.0070299 | 62.9705 | 62.2701 | 61.3848 | 60.4115 | 59.5122 | 59.0118 | 58.826 | 59.2358 | 60.9478 | 64.9598 | 69.582 | 73.8849 | 77.9755 | 80.9522 | 82.4007 | 83.2446 | 83.2268 | 81.4519 | 79.0607 | 76.0157 | 71.9043 | 68.3295 | 66.372 | 64.8432 | 0.19191 | 0.15414 | 0.16472 | 0.14979 | 0.13521 | 0.14855 | 0.12362 | 0.11555 | 0.12374 | 0.13635 | 0.14992 | 0.18293 | 0.15663 | 0.15676 | 0.13281 | 0.12134 | 0.1054 | 0.11894 | 0.13208 | 0.12314 | 0.134 | 0.1584 | 0.16213 | 0.17632
Portfolio Adjusted1-in-2AllOrange County2021June Monthly Peak | Portfolio Adjusted | 1-in-2 | All | Orange County | 2021 | June Monthly Peak | 6 | 7.7199 | 7.4018 | 7.1184 | 7.1731 | 7.6206 | 8.8028 | 9.9792 | 11.1164 | 12.2178 | 13.1119 | 13.8785 | 14.2965 | 14.3788 | 14.4855 | 14.3504 | 13.8981 | 13.1658 | 12.079 | 11.1899 | 10.7398 | 10.6547 | 10.0329 | 9.1153 | 8.4887 | 0.054872 | 0.042931 | 0.033733 | 0.00045549 | -0.0087722 | 0.00021174 | 0.01997 | 0.022568 | 0.0044308 | -0.0036788 | -0.00044112 | 0.01243 | 0.043444 | 0.15062 | 0.4343 | 0.41333 | 0.39772 | 0.34707 | 0.08717 | 0.031214 | 0.0026895 | 0.00019889 | 0.0039698 | -0.01101 | 68.2936 | 67.3551 | 66.3452 | 65.2227 | 64.4423 | 63.6108 | 62.8879 | 63.6721 | 66.653 | 71.605 | 76.6713 | 81.131 | 84.1883 | 85.9418 | 87.5169 | 88.2791 | 88.787 | 87.9655 | 86.6067 | 83.6323 | 79.5208 | 75.3636 | 73.0035 | 71.1968 | 0.20301 | 0.1634 | 0.17329 | 0.15738 | 0.13943 | 0.14913 | 0.12399 | 0.11574 | 0.12337 | 0.13624 | 0.1495 | 0.18183 | 0.15418 | 0.15392 | 0.13091 | 0.12171 | 0.10661 | 0.12034 | 0.13499 | 0.12571 | 0.13694 | 0.16291 | 0.1672 | 0.18266
Portfolio Adjusted1-in-2AllOrange County2021July Monthly Peak | Portfolio Adjusted | 1-in-2 | All | Orange County | 2021 | July Monthly Peak | 7 | 8.054 | 7.7217 | 7.4704 | 7.5259 | 8.0128 | 9.3619 | 10.639 | 11.855 | 13.1191 | 14.2137 | 15.1396 | 15.6381 | 15.7993 | 15.8827 | 15.7685 | 15.2907 | 14.5052 | 13.2912 | 12.1944 | 11.6173 | 11.4103 | 10.6984 | 9.707 | 9.0142 | -0.0046192 | -0.000661 | -0.005968 | -0.02178 | -0.034364 | -0.038131 | -0.026695 | -0.012308 | 0.019347 | 0.032018 | -0.0061335 | -0.0042863 | 0.034506 | 0.13937 | 0.45589 | 0.43781 | 0.41108 | 0.3647 | 0.1105 | 0.0077048 | -0.013604 | -0.014197 | -0.021352 | -0.019119 | 75.5914 | 74.6799 | 73.8638 | 73.0599 | 72.3181 | 71.6019 | 71.2293 | 72.1221 | 74.774 | 78.5357 | 82.7543 | 86.651 | 89.3413 | 91.0104 | 92.3616 | 92.8674 | 92.3065 | 91.0443 | 89.7721 | 87.9478 | 85.1611 | 82.114 | 79.7634 | 78.1508 | 0.20604 | 0.16554 | 0.17757 | 0.16091 | 0.14318 | 0.15409 | 0.12797 | 0.11864 | 0.12632 | 0.14034 | 0.15473 | 0.18879 | 0.16115 | 0.16078 | 0.13751 | 0.12838 | 0.11298 | 0.12801 | 0.14281 | 0.13186 | 0.14202 | 0.16883 | 0.17366 | 0.18928
Portfolio Adjusted1-in-2AllOrange County2021August Monthly Peak | Portfolio Adjusted | 1-in-2 | All | Orange County | 2021 | August Monthly Peak | 8 | 8.1827 | 7.8111 | 7.5442 | 7.6195 | 8.1256 | 9.5404 | 10.9676 | 12.1091 | 13.4686 | 14.604 | 15.5262 | 16.0363 | 16.2052 | 16.3095 | 16.1885 | 15.639 | 14.802 | 13.5154 | 12.3422 | 11.893 | 11.5964 | 10.7515 | 9.7459 | 9.0745 | -0.0069413 | -0.0023079 | -0.0075154 | -0.022842 | -0.03571 | -0.040131 | -0.029203 | -0.014009 | 0.020565 | 0.034483 | -0.0065546 | -0.0050883 | 0.035338 | 0.14414 | 0.4711 | 0.44929 | 0.41933 | 0.37047 | 0.11253 | 0.0069064 | -0.014442 | -0.014802 | -0.022371 | -0.019551 | 75.6585 | 74.2924 | 73.1766 | 72.4887 | 71.9393 | 71.1493 | 70.8594 | 70.8613 | 72.9001 | 78.0024 | 83.2626 | 87.7891 | 90.9847 | 93.1572 | 94.5205 | 95.1807 | 95.3091 | 94.3572 | 92.2536 | 88.7364 | 84.3332 | 81.3653 | 79.4617 | 77.8252 | 0.20948 | 0.16742 | 0.17919 | 0.16291 | 0.1451 | 0.15666 | 0.13166 | 0.12229 | 0.1308 | 0.1454 | 0.16016 | 0.19561 | 0.16722 | 0.16732 | 0.14275 | 0.13218 | 0.11565 | 0.13034 | 0.14479 | 0.13448 | 0.14461 | 0.16997 | 0.17458 | 0.19105
Portfolio Adjusted1-in-2AllOrange County2021September Monthly Peak | Portfolio Adjusted | 1-in-2 | All | Orange County | 2021 | September Monthly Peak | 9 | 8.014 | 7.6822 | 7.4472 | 7.5124 | 8.0328 | 9.4518 | 11.0181 | 12.0496 | 13.4563 | 14.5667 | 15.4778 | 15.9832 | 16.1749 | 16.292 | 16.0723 | 15.4352 | 14.561 | 13.2518 | 12.2028 | 12.09 | 11.4312 | 10.6048 | 9.6162 | 8.9236 | 0.0030107 | 0.0049334 | -0.00085083 | -0.019071 | -0.031407 | -0.033641 | -0.02129 | -0.0080952 | 0.018314 | 0.028796 | -0.0056761 | -0.0022228 | 0.037846 | 0.14985 | 0.47622 | 0.45041 | 0.42061 | 0.36968 | 0.10985 | 0.011278 | -0.011724 | -0.012454 | -0.018192 | -0.018197 | 73.8873 | 72.9402 | 72.1205 | 71.5432 | 70.9957 | 70.2794 | 70.2479 | 70.2965 | 72.0807 | 76.3778 | 81.3746 | 86.0793 | 90.0566 | 92.5918 | 94.0902 | 94.741 | 94.7451 | 93.8172 | 92.1303 | 88.6839 | 84.8439 | 81.8681 | 79.8998 | 78.6543 | 0.20577 | 0.16529 | 0.17746 | 0.16099 | 0.14361 | 0.15499 | 0.13091 | 0.12202 | 0.13171 | 0.14624 | 0.16132 | 0.1974 | 0.1691 | 0.16922 | 0.14377 | 0.13222 | 0.11523 | 0.12943 | 0.14429 | 0.1362 | 0.14366 | 0.16905 | 0.17338 | 0.1889
Portfolio Adjusted1-in-2AllOrange County2021October Monthly Peak | Portfolio Adjusted | 1-in-2 | All | Orange County | 2021 | October Monthly Peak | 10 | 7.5015 | 7.2029 | 6.9225 | 6.9461 | 7.4404 | 8.7816 | 10.3338 | 11.0311 | 12.0632 | 12.8991 | 13.6889 | 14.1389 | 14.3338 | 14.5081 | 14.3279 | 13.7208 | 12.8904 | 11.804 | 11.4043 | 11.0536 | 10.3923 | 9.6854 | 8.8323 | 8.1938 | 0.0695 | 0.053509 | 0.043381 | 0.0061183 | -0.002068 | 0.010179 | 0.032769 | 0.031897 | 0.00052957 | -0.013155 | 0.0010581 | 0.017349 | 0.048119 | 0.16262 | 0.45043 | 0.42104 | 0.40407 | 0.35162 | 0.085517 | 0.038825 | 0.0068792 | 0.0038616 | 0.010412 | -0.0087818 | 65.8333 | 64.7617 | 63.8672 | 63.0016 | 62.2511 | 61.6936 | 61.4453 | 61.5074 | 62.7745 | 66.4863 | 72.2992 | 78.263 | 83.872 | 86.9745 | 87.8212 | 88.4528 | 88.7623 | 87.8784 | 85.2551 | 80.4297 | 76.8873 | 74.1225 | 71.8878 | 70.3374 | 0.20195 | 0.16225 | 0.17181 | 0.15452 | 0.13855 | 0.15069 | 0.1276 | 0.11746 | 0.12579 | 0.13924 | 0.15442 | 0.18942 | 0.1627 | 0.16354 | 0.13868 | 0.12687 | 0.10998 | 0.12428 | 0.14198 | 0.13156 | 0.13748 | 0.16171 | 0.16689 | 0.18082
Portfolio Adjusted1-in-2AllOrange County2021November Monthly Peak | Portfolio Adjusted | 1-in-2 | All | Orange County | 2021 | November Monthly Peak | 11 | 7.0644 | 6.7936 | 6.609 | 6.6593 | 7.1494 | 8.4603 | 9.648 | 10.3894 | 11.2791 | 11.8707 | 12.4236 | 12.6735 | 12.7809 | 12.8167 | 12.5621 | 11.9513 | 11.3577 | 11.124 | 10.4138 | 9.9224 | 9.4366 | 8.862 | 8.1655 | 7.6433 | 0.076604 | 0.058669 | 0.048986 | 0.0099683 | 0.0027125 | 0.017008 | 0.040145 | 0.037073 | -0.0022727 | -0.018973 | 0.0020311 | 0.019153 | 0.046168 | 0.1516 | 0.40775 | 0.37815 | 0.36778 | 0.33317 | 0.075396 | 0.039938 | 0.009256 | 0.0061276 | 0.014218 | -0.006853 | 58.6164 | 57.749 | 57.5152 | 57.0366 | 56.002 | 54.9508 | 55.2785 | 55.0438 | 58.534 | 62.3354 | 67.0331 | 71.6601 | 74.4496 | 76.0701 | 77.0838 | 76.9193 | 74.9665 | 71.7958 | 68.5703 | 65.9975 | 64.1318 | 63.3023 | 62.4139 | 61.835 | 0.19319 | 0.1555 | 0.16687 | 0.15075 | 0.13552 | 0.14743 | 0.12327 | 0.11364 | 0.1205 | 0.1325 | 0.14554 | 0.17712 | 0.15148 | 0.15128 | 0.12787 | 0.11647 | 0.1017 | 0.11906 | 0.13264 | 0.12173 | 0.12864 | 0.1522 | 0.15755 | 0.17188
Portfolio Adjusted1-in-2AllOrange County2021December Monthly Peak | Portfolio Adjusted | 1-in-2 | All | Orange County | 2021 | December Monthly Peak | 12 | 6.8775 | 6.6193 | 6.4755 | 6.4989 | 6.998 | 8.3363 | 9.7673 | 10.3966 | 11.2224 | 11.5891 | 11.8138 | 11.7481 | 11.5679 | 11.423 | 11.1009 | 10.5115 | 10.1691 | 10.1767 | 9.7108 | 9.3085 | 8.914 | 8.4668 | 7.8563 | 7.3683 | 0.07308 | 0.055855 | 0.046933 | 0.0094704 | 0.002582 | 0.016374 | 0.03928 | 0.035971 | -0.0021818 | -0.017881 | 0.0018891 | 0.017606 | 0.041967 | 0.13688 | 0.36504 | 0.33869 | 0.33398 | 0.30638 | 0.069939 | 0.037204 | 0.0086372 | 0.0057472 | 0.013362 | -0.0064523 | 49.3817 | 48.7082 | 47.9611 | 47.4987 | 47.0149 | 46.3981 | 46.1066 | 45.9519 | 46.7183 | 49.94 | 53.5203 | 56.5112 | 58.8489 | 60.0963 | 60.7058 | 61.0111 | 60.6148 | 58.5825 | 55.8961 | 53.619 | 51.8354 | 50.0718 | 48.6026 | 47.3494 | 0.18432 | 0.14808 | 0.15988 | 0.14324 | 0.12902 | 0.142 | 0.12071 | 0.11031 | 0.11574 | 0.12492 | 0.1354 | 0.16282 | 0.13769 | 0.13658 | 0.11498 | 0.105 | 0.092902 | 0.1097 | 0.12305 | 0.11342 | 0.12005 | 0.14276 | 0.14808 | 0.16185
Portfolio Adjusted1-in-2AllOrange County2021Typical Event Day | Portfolio Adjusted | 1-in-2 | All | Orange County | 2021 | Typical Event Day | 8 | 8.1105 | 7.7419 | 7.4781 | 7.5543 | 8.0569 | 9.4597 | 10.8688 | 11.9548 | 13.2303 | 14.2765 | 15.1298 | 15.6031 | 15.7569 | 15.8735 | 15.7707 | 15.2532 | 14.4461 | 13.2035 | 12.0876 | 11.6621 | 11.3987 | 10.5782 | 9.5978 | 8.9472 | 0.012208 | 0.011636 | 0.0052533 | -0.015819 | -0.027698 | -0.027969 | -0.014018 | -0.0026022 | 0.015693 | 0.022703 | -0.0046646 | 0.00046347 | 0.038283 | 0.14773 | 0.46441 | 0.44232 | 0.41672 | 0.36685 | 0.10558 | 0.014726 | -0.009158 | -0.010204 | -0.014287 | -0.017034 | 73.3577 | 72.3169 | 71.3765 | 70.5786 | 69.9238 | 69.1603 | 68.8061 | 69.238 | 71.6019 | 76.1302 | 81.0157 | 85.4126 | 88.6427 | 90.6753 | 92.1223 | 92.7671 | 92.7869 | 91.7961 | 90.1907 | 87.2501 | 83.4647 | 80.1778 | 78.0321 | 76.4568 | 0.20749 | 0.16577 | 0.17739 | 0.16129 | 0.14363 | 0.15506 | 0.13031 | 0.12072 | 0.12873 | 0.14261 | 0.1566 | 0.19091 | 0.163 | 0.16311 | 0.13913 | 0.12885 | 0.11276 | 0.12721 | 0.14173 | 0.13175 | 0.14195 | 0.16702 | 0.17168 | 0.18808
Portfolio Adjusted1-in-2AllOrange County2022January Monthly Peak | Portfolio Adjusted | 1-in-2 | All | Orange County | 2022 | January Monthly Peak | 1 | 6.7322 | 6.5131 | 6.362 | 6.4249 | 6.9482 | 8.3474 | 9.8517 | 10.5228 | 11.4297 | 11.7258 | 11.7988 | 11.6585 | 11.3851 | 11.0596 | 10.6189 | 9.8505 | 9.3531 | 9.5281 | 9.3767 | 9.0128 | 8.668 | 8.2721 | 7.7159 | 7.2899 | 0.071527 | 0.054879 | 0.045825 | 0.0092964 | 0.0025567 | 0.016458 | 0.039739 | 0.036635 | -0.0022256 | -0.018048 | 0.0018981 | 0.017749 | 0.042334 | 0.13684 | 0.35975 | 0.32978 | 0.32004 | 0.29563 | 0.068853 | 0.036627 | 0.0085419 | 0.0056919 | 0.0133 | -0.0064341 | 45.8699 | 44.9056 | 44.282 | 44.0291 | 43.5481 | 43.3877 | 42.8933 | 42.5927 | 42.753 | 44.4165 | 47.4683 | 50.0109 | 51.7582 | 53.1723 | 54.0651 | 54.4269 | 54.1859 | 52.7822 | 51.1149 | 49.726 | 48.7418 | 47.8662 | 47.1385 | 46.396 | 0.18042 | 0.14551 | 0.15611 | 0.14062 | 0.12777 | 0.14274 | 0.12213 | 0.11234 | 0.11806 | 0.1261 | 0.13604 | 0.16413 | 0.13887 | 0.1365 | 0.11444 | 0.10368 | 0.090414 | 0.10689 | 0.12113 | 0.11166 | 0.11872 | 0.14139 | 0.1474 | 0.1614
Portfolio Adjusted1-in-2AllOrange County2022February Monthly Peak | Portfolio Adjusted | 1-in-2 | All | Orange County | 2022 | February Monthly Peak | 2 | 6.754 | 6.5129 | 6.3797 | 6.4512 | 6.9956 | 8.3569 | 9.7289 | 10.3833 | 11.2435 | 11.6135 | 11.7804 | 11.7815 | 11.6303 | 11.406 | 11.0652 | 10.3763 | 9.7968 | 9.6464 | 9.6818 | 9.2755 | 8.8952 | 8.418 | 7.783 | 7.317 | 0.071737 | 0.054893 | 0.046134 | 0.0093761 | 0.0025805 | 0.016513 | 0.039641 | 0.036508 | -0.0022151 | -0.018097 | 0.0019071 | 0.01795 | 0.042986 | 0.13952 | 0.37006 | 0.34099 | 0.32961 | 0.29882 | 0.070244 | 0.037243 | 0.0086755 | 0.0057498 | 0.013337 | -0.0064244 | 48.036 | 47.8398 | 47.4643 | 47.1318 | 46.4796 | 46.0587 | 45.9621 | 45.9852 | 46.5095 | 48.0913 | 50.0132 | 51.7904 | 52.5843 | 52.9034 | 53.0672 | 52.6292 | 52.3886 | 51.7809 | 50.623 | 49.2315 | 47.9147 | 47.5195 | 46.6374 | 45.537 | 0.18094 | 0.14554 | 0.15716 | 0.14182 | 0.12895 | 0.14321 | 0.1218 | 0.11193 | 0.11748 | 0.12642 | 0.13667 | 0.16599 | 0.14101 | 0.13919 | 0.11723 | 0.1065 | 0.092521 | 0.10796 | 0.12359 | 0.11354 | 0.12059 | 0.14283 | 0.14781 | 0.16115
Portfolio Adjusted1-in-2AllOrange County2022March Monthly Peak | Portfolio Adjusted | 1-in-2 | All | Orange County | 2022 | March Monthly Peak | 3 | 6.9392 | 6.6903 | 6.487 | 6.5543 | 7.0508 | 8.3836 | 9.8122 | 10.4474 | 11.2125 | 11.5906 | 11.8093 | 11.8362 | 11.7144 | 11.5569 | 11.2821 | 10.6805 | 10.0882 | 9.5508 | 9.4177 | 9.5139 | 9.1674 | 8.683 | 8.0158 | 7.5022 | 0.074119 | 0.056694 | 0.047067 | 0.009586 | 0.0026186 | 0.016634 | 0.039934 | 0.036676 | -0.0022177 | -0.018119 | 0.0019124 | 0.017988 | 0.043301 | 0.14125 | 0.37591 | 0.34909 | 0.33797 | 0.29843 | 0.069956 | 0.038159 | 0.0089461 | 0.0059312 | 0.013746 | -0.00659 | 48.0885 | 46.9935 | 46.0132 | 45.4757 | 45.2161 | 44.7184 | 44.3021 | 44.3804 | 46.3566 | 48.7174 | 51.0569 | 52.9272 | 54.0609 | 54.9429 | 55.3907 | 55.7317 | 55.5432 | 55.0083 | 53.6356 | 51.6837 | 50.3416 | 49.1464 | 48.1501 | 47.2885 | 0.18695 | 0.1503 | 0.16034 | 0.14499 | 0.13085 | 0.14425 | 0.12271 | 0.11245 | 0.11761 | 0.12657 | 0.13705 | 0.16634 | 0.14205 | 0.14092 | 0.11898 | 0.10885 | 0.094728 | 0.10809 | 0.12305 | 0.11633 | 0.12434 | 0.14733 | 0.15235 | 0.1653
Portfolio Adjusted1-in-2AllOrange County2022April Monthly Peak | Portfolio Adjusted | 1-in-2 | All | Orange County | 2022 | April Monthly Peak | 4 | 7.0313 | 6.7544 | 6.5412 | 6.6141 | 7.0829 | 8.3853 | 9.6369 | 10.3477 | 11.2022 | 11.8645 | 12.4513 | 12.8225 | 12.9981 | 13.094 | 12.9375 | 12.439 | 11.7336 | 10.8022 | 10.0314 | 10.0527 | 9.7792 | 9.1311 | 8.3083 | 7.6884 | 0.075263 | 0.057632 | 0.048006 | 0.0098221 | 0.002671 | 0.016878 | 0.040056 | 0.037045 | -0.0022669 | -0.01889 | 0.0020203 | 0.019145 | 0.046278 | 0.15212 | 0.41143 | 0.38461 | 0.37266 | 0.32418 | 0.073174 | 0.03999 | 0.0094133 | 0.0062113 | 0.014279 | -0.0068067 | 62.7626 | 61.7374 | 60.3607 | 59.3068 | 58.3347 | 57.5806 | 57.2886 | 56.9515 | 59.3927 | 63.5789 | 68.1877 | 72.5755 | 75.9465 | 78.5134 | 80.1706 | 80.9437 | 81.1408 | 80.1057 | 78.1532 | 75.2584 | 71.2402 | 68.2368 | 65.9256 | 63.6441 | 0.18982 | 0.15277 | 0.16353 | 0.14855 | 0.13345 | 0.14631 | 0.12301 | 0.11355 | 0.12019 | 0.13193 | 0.14478 | 0.17705 | 0.15186 | 0.15183 | 0.12846 | 0.11761 | 0.10237 | 0.1159 | 0.12872 | 0.1219 | 0.13084 | 0.15429 | 0.15824 | 0.17073
Portfolio Adjusted1-in-2AllOrange County2022May Monthly Peak | Portfolio Adjusted | 1-in-2 | All | Orange County | 2022 | May Monthly Peak | 5 | 7.1417 | 6.8511 | 6.6238 | 6.689 | 7.1857 | 8.4939 | 9.5945 | 10.5451 | 11.5361 | 12.2488 | 12.8812 | 13.2321 | 13.3747 | 13.4838 | 13.3184 | 12.7798 | 12.067 | 11.0622 | 10.2392 | 10.0318 | 9.9979 | 9.3603 | 8.5118 | 7.9364 | 0.076308 | 0.058314 | 0.048493 | 0.0099327 | 0.002714 | 0.017188 | 0.04038 | 0.037806 | -0.0023406 | -0.01958 | 0.0020981 | 0.019838 | 0.047871 | 0.15753 | 0.42586 | 0.39721 | 0.38438 | 0.33325 | 0.075305 | 0.04052 | 0.0096685 | 0.0063955 | 0.014673 | -0.0070502 | 62.9706 | 62.2702 | 61.3848 | 60.4115 | 59.5122 | 59.0117 | 58.8259 | 59.2358 | 60.9478 | 64.9598 | 69.5821 | 73.8851 | 77.9757 | 80.9525 | 82.401 | 83.2449 | 83.2272 | 81.4522 | 79.0609 | 76.016 | 71.9046 | 68.3297 | 66.3722 | 64.8434 | 0.19246 | 0.15458 | 0.16519 | 0.15022 | 0.1356 | 0.14898 | 0.12397 | 0.11588 | 0.1241 | 0.13674 | 0.15035 | 0.18345 | 0.15708 | 0.15721 | 0.13319 | 0.12169 | 0.1057 | 0.11929 | 0.13246 | 0.1235 | 0.13438 | 0.15886 | 0.1626 | 0.17683
Portfolio Adjusted1-in-2AllOrange County2022June Monthly Peak | Portfolio Adjusted | 1-in-2 | All | Orange County | 2022 | June Monthly Peak | 6 | 7.7338 | 7.4152 | 7.1312 | 7.1861 | 7.6348 | 8.82 | 9.9991 | 11.1381 | 12.2407 | 13.1354 | 13.9025 | 14.3206 | 14.4026 | 14.5091 | 14.3733 | 13.92 | 13.1863 | 12.0982 | 11.2085 | 10.758 | 10.6728 | 10.0503 | 9.1312 | 8.5039 | 0.05503 | 0.043055 | 0.033831 | 0.00045681 | -0.0087975 | 0.00021236 | 0.020027 | 0.022633 | 0.0044436 | -0.0036895 | -0.00044239 | 0.012466 | 0.043569 | 0.15106 | 0.43542 | 0.41437 | 0.39871 | 0.34795 | 0.087421 | 0.031304 | 0.0026973 | 0.00019946 | 0.0039812 | -0.011041 | 68.2937 | 67.3552 | 66.3453 | 65.2227 | 64.4423 | 63.6108 | 62.8879 | 63.6721 | 66.653 | 71.6051 | 76.6714 | 81.1312 | 84.1885 | 85.942 | 87.5172 | 88.2794 | 88.7873 | 87.9658 | 86.6069 | 83.6325 | 79.521 | 75.3639 | 73.0037 | 71.1969 | 0.20359 | 0.16387 | 0.17379 | 0.15784 | 0.13983 | 0.14956 | 0.12435 | 0.11608 | 0.12373 | 0.13663 | 0.14993 | 0.18236 | 0.15462 | 0.15436 | 0.13128 | 0.12206 | 0.10692 | 0.12069 | 0.13538 | 0.12607 | 0.13734 | 0.16338 | 0.16768 | 0.18319
Portfolio Adjusted1-in-2AllOrange County2022July Monthly Peak | Portfolio Adjusted | 1-in-2 | All | Orange County | 2022 | July Monthly Peak | 7 | 8.0683 | 7.7355 | 7.4838 | 7.5395 | 8.0276 | 9.38 | 10.6599 | 11.8776 | 13.143 | 14.2383 | 15.1648 | 15.6636 | 15.8246 | 15.9078 | 15.793 | 15.3141 | 14.5273 | 13.312 | 12.2144 | 11.6369 | 11.4294 | 10.7167 | 9.724 | 9.0302 | -0.0046325 | -0.0006629 | -0.0059852 | -0.021842 | -0.034464 | -0.038241 | -0.026772 | -0.012344 | 0.019403 | 0.03211 | -0.0061512 | -0.0042986 | 0.034606 | 0.13977 | 0.45705 | 0.4389 | 0.41209 | 0.36562 | 0.11082 | 0.0077271 | -0.013643 | -0.014238 | -0.021414 | -0.019174 | 75.5916 | 74.68 | 73.8639 | 73.06 | 72.3181 | 71.602 | 71.2294 | 72.1222 | 74.7741 | 78.5358 | 82.7545 | 86.6513 | 89.3416 | 91.0107 | 92.3619 | 92.8678 | 92.3068 | 91.0446 | 89.7724 | 87.9481 | 85.1613 | 82.1142 | 79.7636 | 78.151 | 0.20664 | 0.16601 | 0.17808 | 0.16137 | 0.14359 | 0.15453 | 0.12834 | 0.11898 | 0.12668 | 0.14074 | 0.15518 | 0.18933 | 0.16161 | 0.16125 | 0.13791 | 0.12875 | 0.1133 | 0.12838 | 0.14322 | 0.13224 | 0.14243 | 0.16932 | 0.17417 | 0.18983
Portfolio Adjusted1-in-2AllOrange County2022August Monthly Peak | Portfolio Adjusted | 1-in-2 | All | Orange County | 2022 | August Monthly Peak | 8 | 8.1973 | 7.8251 | 7.5577 | 7.6332 | 8.1406 | 9.5587 | 10.9891 | 12.1323 | 13.4933 | 14.6296 | 15.5524 | 16.0627 | 16.2314 | 16.3356 | 16.214 | 15.6632 | 14.8247 | 13.5366 | 12.3625 | 11.9129 | 11.6158 | 10.7699 | 9.7629 | 9.0907 | -0.0069613 | -0.0023145 | -0.0075371 | -0.022908 | -0.035813 | -0.040247 | -0.029288 | -0.01405 | 0.020625 | 0.034583 | -0.0065735 | -0.005103 | 0.03544 | 0.14455 | 0.47231 | 0.45042 | 0.42037 | 0.37141 | 0.11286 | 0.0069264 | -0.014484 | -0.014845 | -0.022435 | -0.019608 | 75.6586 | 74.2925 | 73.1767 | 72.4888 | 71.9394 | 71.1494 | 70.8594 | 70.8614 | 72.9002 | 78.0026 | 83.2627 | 87.7892 | 90.9849 | 93.1575 | 94.5207 | 95.181 | 95.3094 | 94.3575 | 92.2539 | 88.7366 | 84.3335 | 81.3655 | 79.462 | 77.8254 | 0.21009 | 0.1679 | 0.17971 | 0.16338 | 0.14551 | 0.15711 | 0.13204 | 0.12264 | 0.13117 | 0.14581 | 0.16062 | 0.19617 | 0.1677 | 0.1678 | 0.14316 | 0.13256 | 0.11598 | 0.13071 | 0.14521 | 0.13486 | 0.14503 | 0.17046 | 0.17509 | 0.1916
Portfolio Adjusted1-in-2AllOrange County2022September Monthly Peak | Portfolio Adjusted | 1-in-2 | All | Orange County | 2022 | September Monthly Peak | 9 | 8.0284 | 7.696 | 7.4607 | 7.5261 | 8.0477 | 9.47 | 11.0396 | 12.0729 | 13.4813 | 14.5924 | 15.5042 | 16.0099 | 16.2016 | 16.3185 | 16.0981 | 15.4594 | 14.5836 | 13.2729 | 12.2231 | 12.1102 | 11.4505 | 10.6232 | 9.6332 | 8.9396 | 0.0030194 | 0.0049477 | -0.00085329 | -0.019126 | -0.031498 | -0.033738 | -0.021351 | -0.0081186 | 0.018367 | 0.02888 | -0.0056924 | -0.0022293 | 0.037955 | 0.15028 | 0.47745 | 0.45154 | 0.42165 | 0.37062 | 0.11017 | 0.01131 | -0.011758 | -0.01249 | -0.018245 | -0.01825 | 73.8874 | 72.9403 | 72.1206 | 71.5433 | 70.9958 | 70.2795 | 70.248 | 70.2966 | 72.0808 | 76.3779 | 81.3747 | 86.0795 | 90.0568 | 92.592 | 94.0904 | 94.7413 | 94.7454 | 93.8175 | 92.1306 | 88.6842 | 84.8441 | 81.8683 | 79.9 | 78.6544 | 0.20636 | 0.16577 | 0.17797 | 0.16145 | 0.14403 | 0.15544 | 0.13128 | 0.12237 | 0.13208 | 0.14666 | 0.16178 | 0.19797 | 0.16958 | 0.16971 | 0.14419 | 0.1326 | 0.11556 | 0.1298 | 0.14471 | 0.13659 | 0.14407 | 0.16954 | 0.17388 | 0.18945
Portfolio Adjusted1-in-2AllOrange County2022October Monthly Peak | Portfolio Adjusted | 1-in-2 | All | Orange County | 2022 | October Monthly Peak | 10 | 7.515 | 7.216 | 6.935 | 6.9587 | 7.4542 | 8.7986 | 10.3538 | 11.0526 | 12.0861 | 12.9227 | 13.7133 | 14.1636 | 14.3585 | 14.5328 | 14.3518 | 13.7432 | 12.9113 | 11.8235 | 11.4235 | 11.0724 | 10.4101 | 9.7023 | 8.848 | 8.2086 | 0.069701 | 0.053663 | 0.043506 | 0.006136 | -0.0020739 | 0.010209 | 0.032863 | 0.031989 | 0.0005311 | -0.013193 | 0.0010611 | 0.017399 | 0.048258 | 0.16309 | 0.4516 | 0.42211 | 0.40509 | 0.35252 | 0.085764 | 0.038937 | 0.0068991 | 0.0038727 | 0.010442 | -0.0088072 | 65.8335 | 64.7618 | 63.8673 | 63.0017 | 62.2511 | 61.6937 | 61.4453 | 61.5074 | 62.7746 | 66.4863 | 72.2994 | 78.2632 | 83.8723 | 86.9748 | 87.8215 | 88.453 | 88.7626 | 87.8787 | 85.2554 | 80.43 | 76.8875 | 74.1227 | 71.8879 | 70.3376 | 0.20253 | 0.16271 | 0.17231 | 0.15497 | 0.13895 | 0.15112 | 0.12797 | 0.1178 | 0.12615 | 0.13964 | 0.15486 | 0.18997 | 0.16317 | 0.16401 | 0.13908 | 0.12723 | 0.1103 | 0.12464 | 0.14239 | 0.13194 | 0.13787 | 0.16218 | 0.16737 | 0.18134
Portfolio Adjusted1-in-2AllOrange County2022November Monthly Peak | Portfolio Adjusted | 1-in-2 | All | Orange County | 2022 | November Monthly Peak | 11 | 7.0772 | 6.8059 | 6.6209 | 6.6713 | 7.1626 | 8.4766 | 9.6671 | 10.4099 | 11.3006 | 11.8928 | 12.4462 | 12.6962 | 12.8035 | 12.8391 | 12.5838 | 11.9715 | 11.3766 | 11.1423 | 10.4314 | 9.9394 | 9.4529 | 8.8776 | 8.18 | 7.6571 | 0.076826 | 0.058838 | 0.049128 | 0.0099971 | 0.0027203 | 0.017057 | 0.040261 | 0.03718 | -0.0022792 | -0.019027 | 0.002037 | 0.019209 | 0.046301 | 0.15204 | 0.40881 | 0.37913 | 0.36872 | 0.33403 | 0.075614 | 0.040053 | 0.0092827 | 0.0061453 | 0.014259 | -0.0068728 | 58.6165 | 57.749 | 57.5152 | 57.0367 | 56.002 | 54.9508 | 55.2785 | 55.0439 | 58.534 | 62.3355 | 67.0332 | 71.6603 | 74.4498 | 76.0703 | 77.0841 | 76.9195 | 74.9667 | 71.796 | 68.5705 | 65.9977 | 64.1319 | 63.3024 | 62.414 | 61.8352 | 0.19375 | 0.15595 | 0.16735 | 0.15119 | 0.13591 | 0.14785 | 0.12363 | 0.11397 | 0.12085 | 0.13288 | 0.14596 | 0.17763 | 0.15191 | 0.15172 | 0.12824 | 0.11681 | 0.10199 | 0.11941 | 0.13302 | 0.12209 | 0.12901 | 0.15264 | 0.15801 | 0.17237
Portfolio Adjusted1-in-2AllOrange County2022December Monthly Peak | Portfolio Adjusted | 1-in-2 | All | Orange County | 2022 | December Monthly Peak | 12 | 6.8896 | 6.6309 | 6.4869 | 6.5103 | 7.0105 | 8.352 | 9.7858 | 10.4164 | 11.243 | 11.6099 | 11.8348 | 11.769 | 11.5885 | 11.4433 | 11.1204 | 10.5298 | 10.1864 | 10.1936 | 9.7271 | 9.3244 | 8.9293 | 8.4814 | 7.8699 | 7.3813 | 0.073291 | 0.056016 | 0.047068 | 0.0094977 | 0.0025894 | 0.016421 | 0.039393 | 0.036075 | -0.0021881 | -0.017933 | 0.0018945 | 0.017657 | 0.042088 | 0.13728 | 0.366 | 0.33956 | 0.33484 | 0.30717 | 0.070141 | 0.037312 | 0.0086622 | 0.0057638 | 0.0134 | -0.0064709 | 49.3817 | 48.7082 | 47.9611 | 47.4988 | 47.015 | 46.3982 | 46.1067 | 45.952 | 46.7183 | 49.9401 | 53.5204 | 56.5113 | 58.849 | 60.0965 | 60.706 | 61.0113 | 60.6149 | 58.5826 | 55.8963 | 53.6191 | 51.8355 | 50.0719 | 48.6027 | 47.3495 | 0.18485 | 0.1485 | 0.16034 | 0.14365 | 0.12939 | 0.14241 | 0.12105 | 0.11062 | 0.11607 | 0.12528 | 0.13578 | 0.16329 | 0.13809 | 0.13697 | 0.11532 | 0.1053 | 0.093169 | 0.11002 | 0.1234 | 0.11374 | 0.1204 | 0.14317 | 0.14851 | 0.16231
Portfolio Adjusted1-in-2AllOrange County2022Typical Event Day | Portfolio Adjusted | 1-in-2 | All | Orange County | 2022 | Typical Event Day | 8 | 8.125 | 7.7558 | 7.4916 | 7.568 | 8.0718 | 9.4779 | 10.8902 | 11.9779 | 13.2548 | 14.3016 | 15.1555 | 15.629 | 15.7827 | 15.8991 | 15.7956 | 15.2768 | 14.4683 | 13.2243 | 12.1075 | 11.6817 | 11.4179 | 10.5964 | 9.6146 | 8.9632 | 0.012243 | 0.011669 | 0.0052685 | -0.015865 | -0.027778 | -0.028049 | -0.014058 | -0.0026097 | 0.015738 | 0.022769 | -0.0046781 | 0.00046481 | 0.038393 | 0.14815 | 0.4656 | 0.44343 | 0.41775 | 0.36778 | 0.10589 | 0.014768 | -0.0091845 | -0.010233 | -0.014328 | -0.017083 | 73.3578 | 72.317 | 71.3766 | 70.5787 | 69.9239 | 69.1604 | 68.8062 | 69.2381 | 71.602 | 76.1303 | 81.0158 | 85.4128 | 88.6429 | 90.6756 | 92.1226 | 92.7674 | 92.7872 | 91.7963 | 90.1909 | 87.2504 | 83.465 | 80.178 | 78.0323 | 76.4569 | 0.20809 | 0.16625 | 0.1779 | 0.16175 | 0.14404 | 0.1555 | 0.13068 | 0.12107 | 0.1291 | 0.14302 | 0.15705 | 0.19146 | 0.16347 | 0.16358 | 0.13953 | 0.12921 | 0.11309 | 0.12757 | 0.14214 | 0.13213 | 0.14235 | 0.1675 | 0.17217 | 0.18862
Portfolio Adjusted1-in-2AllOrange County2023January Monthly Peak | Portfolio Adjusted | 1-in-2 | All | Orange County | 2023 | January Monthly Peak | 1 | 6.744 | 6.5246 | 6.3731 | 6.4361 | 6.9606 | 8.3632 | 9.8705 | 10.5429 | 11.4507 | 11.7468 | 11.8199 | 11.6796 | 11.4058 | 11.0799 | 10.6384 | 9.8686 | 9.37 | 9.5446 | 9.3928 | 9.0285 | 8.6831 | 8.2866 | 7.7294 | 7.3028 | 0.071734 | 0.055038 | 0.045957 | 0.0093233 | 0.0025641 | 0.016506 | 0.039854 | 0.036741 | -0.002232 | -0.0181 | 0.0019035 | 0.0178 | 0.042456 | 0.13723 | 0.36071 | 0.33065 | 0.32088 | 0.2964 | 0.069052 | 0.036733 | 0.0085665 | 0.0057083 | 0.013339 | -0.0064527 | 45.8701 | 44.9057 | 44.2821 | 44.0292 | 43.5482 | 43.3878 | 42.8934 | 42.5928 | 42.7531 | 44.4166 | 47.4683 | 50.011 | 51.7583 | 53.1724 | 54.0653 | 54.427 | 54.186 | 52.7824 | 51.115 | 49.7261 | 48.7419 | 47.8663 | 47.1386 | 46.3961 | 0.18094 | 0.14593 | 0.15656 | 0.14102 | 0.12813 | 0.14315 | 0.12248 | 0.11266 | 0.1184 | 0.12646 | 0.13643 | 0.16461 | 0.13927 | 0.13689 | 0.11477 | 0.10398 | 0.090674 | 0.1072 | 0.12148 | 0.11198 | 0.11907 | 0.14179 | 0.14783 | 0.16186
Portfolio Adjusted1-in-2AllOrange County2023February Monthly Peak | Portfolio Adjusted | 1-in-2 | All | Orange County | 2023 | February Monthly Peak | 2 | 6.7659 | 6.5244 | 6.3909 | 6.4625 | 7.0081 | 8.3727 | 9.7477 | 10.4035 | 11.2645 | 11.6346 | 11.8016 | 11.8027 | 11.6514 | 11.4268 | 11.0851 | 10.3949 | 9.8141 | 9.6631 | 9.6982 | 9.2914 | 8.9106 | 8.4326 | 7.7966 | 7.3299 | 0.071944 | 0.055051 | 0.046267 | 0.0094032 | 0.0025879 | 0.016561 | 0.039755 | 0.036614 | -0.0022215 | -0.018149 | 0.0019126 | 0.018002 | 0.04311 | 0.13993 | 0.37104 | 0.34188 | 0.33046 | 0.2996 | 0.070447 | 0.03735 | 0.0087005 | 0.0057665 | 0.013375 | -0.006443 | 48.0361 | 47.8399 | 47.4644 | 47.1319 | 46.4797 | 46.0588 | 45.9622 | 45.9853 | 46.5096 | 48.0913 | 50.0133 | 51.7905 | 52.5845 | 52.9035 | 53.0673 | 52.6293 | 52.3887 | 51.7811 | 50.6231 | 49.2316 | 47.9149 | 47.5196 | 46.6375 | 45.5371 | 0.18146 | 0.14596 | 0.15762 | 0.14223 | 0.12932 | 0.14362 | 0.12215 | 0.11226 | 0.11782 | 0.12678 | 0.13707 | 0.16647 | 0.14142 | 0.13959 | 0.11757 | 0.1068 | 0.092787 | 0.10827 | 0.12394 | 0.11386 | 0.12093 | 0.14324 | 0.14824 | 0.16162
Portfolio Adjusted1-in-2AllOrange County2023March Monthly Peak | Portfolio Adjusted | 1-in-2 | All | Orange County | 2023 | March Monthly Peak | 3 | 6.9515 | 6.7021 | 6.4984 | 6.5659 | 7.0635 | 8.3995 | 9.8311 | 10.4676 | 11.2335 | 11.6117 | 11.8305 | 11.8575 | 11.7357 | 11.5779 | 11.3024 | 10.6995 | 10.106 | 9.5675 | 9.4341 | 9.5302 | 9.1832 | 8.6981 | 8.0298 | 7.5155 | 0.074333 | 0.056857 | 0.047203 | 0.0096137 | 0.0026262 | 0.016682 | 0.04005 | 0.036782 | -0.0022241 | -0.018172 | 0.0019179 | 0.01804 | 0.043427 | 0.14166 | 0.3769 | 0.35 | 0.33884 | 0.29921 | 0.070158 | 0.038269 | 0.0089719 | 0.0059483 | 0.013786 | -0.006609 | 48.0886 | 46.9936 | 46.0133 | 45.4758 | 45.2162 | 44.7185 | 44.3022 | 44.3805 | 46.3566 | 48.7175 | 51.057 | 52.9273 | 54.0611 | 54.943 | 55.3908 | 55.7319 | 55.5433 | 55.0085 | 53.6358 | 51.6839 | 50.3418 | 49.1465 | 48.1502 | 47.2886 | 0.18748 | 0.15074 | 0.1608 | 0.14541 | 0.13123 | 0.14467 | 0.12306 | 0.11277 | 0.11795 | 0.12693 | 0.13745 | 0.16682 | 0.14246 | 0.14133 | 0.11932 | 0.10916 | 0.095001 | 0.1084 | 0.12341 | 0.11666 | 0.1247 | 0.14776 | 0.15279 | 0.16578
Portfolio Adjusted1-in-2AllOrange County2023April Monthly Peak | Portfolio Adjusted | 1-in-2 | All | Orange County | 2023 | April Monthly Peak | 4 | 7.0438 | 6.7665 | 6.5528 | 6.6259 | 7.0959 | 8.4015 | 9.6559 | 10.3681 | 11.2237 | 11.8865 | 12.4737 | 12.8452 | 13.0208 | 13.1165 | 12.9593 | 12.4594 | 11.7526 | 10.8201 | 10.0485 | 10.0697 | 9.7958 | 9.1469 | 8.3229 | 7.7021 | 0.07548 | 0.057799 | 0.048145 | 0.0098505 | 0.0026787 | 0.016926 | 0.040172 | 0.037152 | -0.0022734 | -0.018945 | 0.0020261 | 0.0192 | 0.046412 | 0.15256 | 0.4125 | 0.38559 | 0.3736 | 0.32502 | 0.073385 | 0.040105 | 0.0094405 | 0.0062293 | 0.01432 | -0.0068264 | 62.7627 | 61.7375 | 60.3608 | 59.3068 | 58.3347 | 57.5806 | 57.2886 | 56.9515 | 59.3927 | 63.5789 | 68.1878 | 72.5757 | 75.9467 | 78.5136 | 80.1709 | 80.944 | 81.1411 | 80.1059 | 78.1534 | 75.2586 | 71.2404 | 68.237 | 65.9257 | 63.6443 | 0.19037 | 0.15321 | 0.164 | 0.14897 | 0.13384 | 0.14673 | 0.12337 | 0.11388 | 0.12054 | 0.13231 | 0.14519 | 0.17756 | 0.1523 | 0.15227 | 0.12883 | 0.11794 | 0.10266 | 0.11623 | 0.12909 | 0.12225 | 0.13122 | 0.15473 | 0.15869 | 0.17122
Portfolio Adjusted1-in-2AllOrange County2023May Monthly Peak | Portfolio Adjusted | 1-in-2 | All | Orange County | 2023 | May Monthly Peak | 5 | 7.1544 | 6.8633 | 6.6355 | 6.701 | 7.1989 | 8.5104 | 9.6137 | 10.566 | 11.5583 | 12.2716 | 12.9045 | 13.2556 | 13.3981 | 13.5071 | 13.341 | 12.8009 | 12.0867 | 11.0806 | 10.2567 | 10.0491 | 10.015 | 9.3765 | 8.5267 | 7.9506 | 0.076529 | 0.058483 | 0.048633 | 0.0099614 | 0.0027219 | 0.017238 | 0.040497 | 0.037915 | -0.0023474 | -0.019637 | 0.0021042 | 0.019895 | 0.04801 | 0.15798 | 0.42698 | 0.39822 | 0.38535 | 0.33411 | 0.075522 | 0.040637 | 0.0096964 | 0.006414 | 0.014715 | -0.0070706 | 62.9707 | 62.2702 | 61.3848 | 60.4115 | 59.5121 | 59.0117 | 58.8259 | 59.2357 | 60.9478 | 64.9598 | 69.5822 | 73.8852 | 77.9759 | 80.9528 | 82.4013 | 83.2452 | 83.2275 | 81.4525 | 79.0612 | 76.0162 | 71.9048 | 68.3299 | 66.3724 | 64.8435 | 0.19301 | 0.15502 | 0.16567 | 0.15065 | 0.13599 | 0.14941 | 0.12433 | 0.11622 | 0.12446 | 0.13713 | 0.15078 | 0.18398 | 0.15753 | 0.15767 | 0.13357 | 0.12204 | 0.106 | 0.11963 | 0.13284 | 0.12385 | 0.13477 | 0.15932 | 0.16307 | 0.17734
Portfolio Adjusted1-in-2AllOrange County2023June Monthly Peak | Portfolio Adjusted | 1-in-2 | All | Orange County | 2023 | June Monthly Peak | 6 | 7.7477 | 7.4286 | 7.1441 | 7.1992 | 7.649 | 8.8372 | 10.0191 | 11.1597 | 12.2637 | 13.159 | 13.9266 | 14.3448 | 14.4265 | 14.5328 | 14.3963 | 13.9419 | 13.2069 | 12.1175 | 11.2271 | 10.7764 | 10.6909 | 10.0676 | 9.1473 | 8.5192 | 0.055189 | 0.04318 | 0.033929 | 0.00045813 | -0.0088229 | 0.00021297 | 0.020085 | 0.022698 | 0.0044564 | -0.0037001 | -0.00044367 | 0.012502 | 0.043695 | 0.1515 | 0.43654 | 0.41541 | 0.39971 | 0.34884 | 0.087674 | 0.031394 | 0.0027051 | 0.00020004 | 0.0039927 | -0.011073 | 68.2938 | 67.3553 | 66.3453 | 65.2228 | 64.4423 | 63.6108 | 62.8879 | 63.6722 | 66.6531 | 71.6051 | 76.6715 | 81.1313 | 84.1888 | 85.9423 | 87.5175 | 88.2798 | 88.7876 | 87.9661 | 86.6072 | 83.6328 | 79.5213 | 75.3641 | 73.004 | 71.1971 | 0.20418 | 0.16434 | 0.17429 | 0.15829 | 0.14024 | 0.14999 | 0.12471 | 0.11641 | 0.12408 | 0.13703 | 0.15036 | 0.18288 | 0.15507 | 0.1548 | 0.13166 | 0.12241 | 0.10722 | 0.12104 | 0.13577 | 0.12644 | 0.13773 | 0.16385 | 0.16817 | 0.18372
Portfolio Adjusted1-in-2AllOrange County2023July Monthly Peak | Portfolio Adjusted | 1-in-2 | All | Orange County | 2023 | July Monthly Peak | 7 | 8.0828 | 7.7494 | 7.4972 | 7.5531 | 8.0425 | 9.3981 | 10.6809 | 11.9002 | 13.1669 | 14.263 | 15.1902 | 15.6891 | 15.85 | 15.9329 | 15.8175 | 15.3377 | 14.5495 | 13.3329 | 12.2344 | 11.6565 | 11.4485 | 10.735 | 9.7409 | 9.0463 | -0.0046459 | -0.00066482 | -0.0060025 | -0.021906 | -0.034563 | -0.038351 | -0.026849 | -0.012379 | 0.019459 | 0.032203 | -0.006169 | -0.0043111 | 0.034706 | 0.14018 | 0.45822 | 0.44 | 0.41311 | 0.36655 | 0.11114 | 0.0077494 | -0.013683 | -0.014279 | -0.021476 | -0.019229 | 75.5917 | 74.6802 | 73.864 | 73.0601 | 72.3182 | 71.602 | 71.2295 | 72.1223 | 74.7742 | 78.5359 | 82.7547 | 86.6515 | 89.3419 | 91.011 | 92.3623 | 92.8681 | 92.3071 | 91.0448 | 89.7726 | 87.9483 | 85.1616 | 82.1144 | 79.7638 | 78.1512 | 0.20723 | 0.16649 | 0.17859 | 0.16183 | 0.14401 | 0.15498 | 0.12871 | 0.11932 | 0.12705 | 0.14115 | 0.15562 | 0.18988 | 0.16208 | 0.16171 | 0.1383 | 0.12912 | 0.11363 | 0.12874 | 0.14363 | 0.13262 | 0.14284 | 0.1698 | 0.17467 | 0.19037
Portfolio Adjusted1-in-2AllOrange County2023August Monthly Peak | Portfolio Adjusted | 1-in-2 | All | Orange County | 2023 | August Monthly Peak | 8 | 8.212 | 7.8391 | 7.5712 | 7.647 | 8.1556 | 9.5771 | 11.0106 | 12.1556 | 13.5181 | 14.6551 | 15.5786 | 16.0892 | 16.2578 | 16.3618 | 16.2395 | 15.6874 | 14.8474 | 13.5579 | 12.3828 | 11.9328 | 11.6353 | 10.7883 | 9.7799 | 9.107 | -0.0069814 | -0.0023212 | -0.0075589 | -0.022974 | -0.035916 | -0.040363 | -0.029372 | -0.01409 | 0.020684 | 0.034683 | -0.0065925 | -0.0051178 | 0.035542 | 0.14497 | 0.47352 | 0.45154 | 0.4214 | 0.37234 | 0.11318 | 0.0069464 | -0.014526 | -0.014888 | -0.0225 | -0.019664 | 75.6588 | 74.2926 | 73.1769 | 72.4889 | 71.9395 | 71.1495 | 70.8595 | 70.8614 | 72.9002 | 78.0027 | 83.2629 | 87.7894 | 90.9851 | 93.1578 | 94.521 | 95.1813 | 95.3097 | 94.3577 | 92.2541 | 88.7369 | 84.3338 | 81.3657 | 79.4622 | 77.8256 | 0.21069 | 0.16838 | 0.18023 | 0.16385 | 0.14593 | 0.15756 | 0.13242 | 0.12299 | 0.13155 | 0.14623 | 0.16108 | 0.19673 | 0.16819 | 0.16828 | 0.14357 | 0.13293 | 0.11631 | 0.13109 | 0.14563 | 0.13525 | 0.14544 | 0.17095 | 0.17559 | 0.19215
Portfolio Adjusted1-in-2AllOrange County2023September Monthly Peak | Portfolio Adjusted | 1-in-2 | All | Orange County | 2023 | September Monthly Peak | 9 | 8.0428 | 7.7099 | 7.4741 | 7.5398 | 8.0626 | 9.4883 | 11.061 | 12.0962 | 13.5063 | 14.6183 | 15.5308 | 16.0368 | 16.2284 | 16.3451 | 16.1239 | 15.4838 | 14.6064 | 13.2941 | 12.2434 | 12.1305 | 11.47 | 10.6416 | 9.6501 | 8.9558 | 0.0030281 | 0.004962 | -0.00085575 | -0.019182 | -0.031589 | -0.033836 | -0.021413 | -0.0081421 | 0.01842 | 0.028963 | -0.0057089 | -0.0022357 | 0.038065 | 0.15071 | 0.47868 | 0.45268 | 0.42269 | 0.37156 | 0.11049 | 0.011343 | -0.011792 | -0.012526 | -0.018298 | -0.018302 | 73.8875 | 72.9404 | 72.1207 | 71.5434 | 70.9959 | 70.2796 | 70.2481 | 70.2967 | 72.0809 | 76.378 | 81.3748 | 86.0797 | 90.057 | 92.5922 | 94.0907 | 94.7415 | 94.7457 | 93.8178 | 92.1308 | 88.6844 | 84.8443 | 81.8685 | 79.9002 | 78.6546 | 0.20696 | 0.16624 | 0.17848 | 0.16192 | 0.14444 | 0.15589 | 0.13166 | 0.12272 | 0.13246 | 0.14708 | 0.16225 | 0.19854 | 0.17007 | 0.1702 | 0.1446 | 0.13298 | 0.11589 | 0.13017 | 0.14513 | 0.13698 | 0.14448 | 0.17003 | 0.17438 | 0.18999
Portfolio Adjusted1-in-2AllOrange County2023October Monthly Peak | Portfolio Adjusted | 1-in-2 | All | Orange County | 2023 | October Monthly Peak | 10 | 7.5286 | 7.2291 | 6.9475 | 6.9713 | 7.468 | 8.8157 | 10.3739 | 11.0742 | 12.1091 | 12.9464 | 13.7377 | 14.1884 | 14.3833 | 14.5575 | 14.3758 | 13.7657 | 12.9321 | 11.8431 | 11.4427 | 11.0912 | 10.428 | 9.7192 | 8.8636 | 8.2234 | 0.069902 | 0.053818 | 0.043632 | 0.0061537 | -0.0020799 | 0.010238 | 0.032958 | 0.032082 | 0.00053264 | -0.013231 | 0.0010642 | 0.01745 | 0.048397 | 0.16356 | 0.45278 | 0.42319 | 0.40611 | 0.35343 | 0.086012 | 0.03905 | 0.006919 | 0.0038839 | 0.010472 | -0.0088326 | 65.8336 | 64.7619 | 63.8673 | 63.0018 | 62.2512 | 61.6937 | 61.4454 | 61.5075 | 62.7747 | 66.4864 | 72.2995 | 78.2634 | 83.8725 | 86.975 | 87.8218 | 88.4533 | 88.7629 | 87.879 | 85.2557 | 80.4303 | 76.8878 | 74.1229 | 71.8881 | 70.3377 | 0.20312 | 0.16318 | 0.17281 | 0.15541 | 0.13935 | 0.15156 | 0.12834 | 0.11814 | 0.12651 | 0.14004 | 0.15531 | 0.19052 | 0.16364 | 0.16448 | 0.13948 | 0.1276 | 0.11061 | 0.125 | 0.1428 | 0.13232 | 0.13827 | 0.16265 | 0.16785 | 0.18186
Portfolio Adjusted1-in-2AllOrange County2023November Monthly Peak | Portfolio Adjusted | 1-in-2 | All | Orange County | 2023 | November Monthly Peak | 11 | 7.0899 | 6.8182 | 6.6328 | 6.6834 | 7.1759 | 8.493 | 9.6861 | 10.4304 | 11.3222 | 11.9149 | 12.4688 | 12.719 | 12.8262 | 12.8617 | 12.6056 | 11.9918 | 11.3956 | 11.1608 | 10.449 | 9.9565 | 9.4694 | 8.8933 | 8.1945 | 7.6709 | 0.077047 | 0.059008 | 0.04927 | 0.010026 | 0.0027282 | 0.017106 | 0.040377 | 0.037287 | -0.0022858 | -0.019082 | 0.0020429 | 0.019264 | 0.046435 | 0.15248 | 0.40989 | 0.3801 | 0.36966 | 0.33489 | 0.075833 | 0.040169 | 0.0093096 | 0.0061631 | 0.014301 | -0.0068926 | 58.6165 | 57.749 | 57.5152 | 57.0367 | 56.0021 | 54.9508 | 55.2786 | 55.0439 | 58.5341 | 62.3356 | 67.0333 | 71.6605 | 74.45 | 76.0705 | 77.0843 | 76.9197 | 74.9669 | 71.7962 | 68.5707 | 65.9979 | 64.1321 | 63.3026 | 62.4141 | 61.8353 | 0.19431 | 0.1564 | 0.16783 | 0.15162 | 0.1363 | 0.14828 | 0.12398 | 0.1143 | 0.1212 | 0.13326 | 0.14638 | 0.17814 | 0.15235 | 0.15216 | 0.12861 | 0.11714 | 0.10229 | 0.11975 | 0.1334 | 0.12244 | 0.12938 | 0.15308 | 0.15846 | 0.17287
Portfolio Adjusted1-in-2AllOrange County2023December Monthly Peak | Portfolio Adjusted | 1-in-2 | All | Orange County | 2023 | December Monthly Peak | 12 | 6.9018 | 6.6426 | 6.4983 | 6.5217 | 7.0231 | 8.3678 | 9.8045 | 10.4362 | 11.2637 | 11.6307 | 11.8558 | 11.7899 | 11.6092 | 11.4637 | 11.14 | 10.5482 | 10.2038 | 10.2106 | 9.7434 | 9.3403 | 8.9446 | 8.496 | 7.8835 | 7.3943 | 0.073503 | 0.056178 | 0.047204 | 0.0095252 | 0.0025969 | 0.016469 | 0.039507 | 0.036179 | -0.0021945 | -0.017985 | 0.0019 | 0.017708 | 0.04221 | 0.13768 | 0.36697 | 0.34044 | 0.3357 | 0.30797 | 0.070343 | 0.03742 | 0.0086872 | 0.0057804 | 0.013439 | -0.0064896 | 49.3818 | 48.7083 | 47.9612 | 47.4988 | 47.015 | 46.3982 | 46.1068 | 45.952 | 46.7184 | 49.9401 | 53.5205 | 56.5114 | 58.8492 | 60.0966 | 60.7061 | 61.0114 | 60.6151 | 58.5828 | 55.8964 | 53.6193 | 51.8356 | 50.0721 | 48.6028 | 47.3496 | 0.18539 | 0.14893 | 0.1608 | 0.14407 | 0.12977 | 0.14281 | 0.1214 | 0.11094 | 0.1164 | 0.12564 | 0.13618 | 0.16376 | 0.13849 | 0.13737 | 0.11565 | 0.1056 | 0.093437 | 0.11033 | 0.12376 | 0.11407 | 0.12075 | 0.14359 | 0.14894 | 0.16278
Portfolio Adjusted1-in-2AllOrange County2023Typical Event Day | Portfolio Adjusted | 1-in-2 | All | Orange County | 2023 | Typical Event Day | 8 | 8.1396 | 7.7697 | 7.5051 | 7.5817 | 8.0867 | 9.4962 | 10.9116 | 12.001 | 13.2793 | 14.3269 | 15.1812 | 15.655 | 15.8085 | 15.9248 | 15.8206 | 15.3005 | 14.4905 | 13.2451 | 12.1275 | 11.7013 | 11.4371 | 10.6146 | 9.6314 | 8.9793 | 0.012278 | 0.011703 | 0.0052837 | -0.015911 | -0.027858 | -0.02813 | -0.014099 | -0.0026172 | 0.015784 | 0.022834 | -0.0046916 | 0.00046615 | 0.038504 | 0.14858 | 0.46679 | 0.44454 | 0.41878 | 0.36871 | 0.10619 | 0.014811 | -0.009211 | -0.010263 | -0.014369 | -0.017132 | 73.358 | 72.3171 | 71.3767 | 70.5788 | 69.924 | 69.1605 | 68.8062 | 69.2382 | 71.6021 | 76.1304 | 81.016 | 85.413 | 88.6432 | 90.6758 | 92.1229 | 92.7677 | 92.7875 | 91.7966 | 90.1912 | 87.2506 | 83.4652 | 80.1782 | 78.0325 | 76.4571 | 0.20869 | 0.16673 | 0.17841 | 0.16222 | 0.14446 | 0.15595 | 0.13106 | 0.12141 | 0.12947 | 0.14343 | 0.1575 | 0.19201 | 0.16394 | 0.16405 | 0.13993 | 0.12958 | 0.11341 | 0.12794 | 0.14254 | 0.13251 | 0.14276 | 0.16798 | 0.17267 | 0.18917
Portfolio Adjusted1-in-2AllOrange County2024January Monthly Peak | Portfolio Adjusted | 1-in-2 | All | Orange County | 2024 | January Monthly Peak | 1 | 6.7559 | 6.5361 | 6.3843 | 6.4473 | 6.9731 | 8.379 | 9.8894 | 10.5632 | 11.4719 | 11.7678 | 11.8411 | 11.7007 | 11.4267 | 11.1003 | 10.6579 | 9.8868 | 9.387 | 9.5612 | 9.4089 | 9.0442 | 8.6982 | 8.3011 | 7.743 | 7.3158 | 0.071941 | 0.055197 | 0.04609 | 0.0093502 | 0.0025715 | 0.016554 | 0.039969 | 0.036847 | -0.0022385 | -0.018153 | 0.001909 | 0.017852 | 0.042579 | 0.13763 | 0.36167 | 0.33152 | 0.32171 | 0.29717 | 0.069251 | 0.036839 | 0.0085913 | 0.0057248 | 0.013377 | -0.0064714 | 45.8702 | 44.9058 | 44.2822 | 44.0294 | 43.5483 | 43.3879 | 42.8935 | 42.5929 | 42.7532 | 44.4166 | 47.4684 | 50.0111 | 51.7584 | 53.1725 | 54.0654 | 54.4272 | 54.1861 | 52.7825 | 51.1151 | 49.7262 | 48.742 | 47.8664 | 47.1387 | 46.3962 | 0.18146 | 0.14635 | 0.15701 | 0.14143 | 0.1285 | 0.14357 | 0.12283 | 0.11298 | 0.11874 | 0.12683 | 0.13682 | 0.16508 | 0.13967 | 0.13729 | 0.1151 | 0.10428 | 0.090935 | 0.10751 | 0.12183 | 0.1123 | 0.11941 | 0.1422 | 0.14825 | 0.16233
Portfolio Adjusted1-in-2AllOrange County2024February Monthly Peak | Portfolio Adjusted | 1-in-2 | All | Orange County | 2024 | February Monthly Peak | 2 | 6.7779 | 6.5359 | 6.4021 | 6.4739 | 7.0208 | 8.3886 | 9.7665 | 10.4236 | 11.2855 | 11.6556 | 11.8229 | 11.8241 | 11.6725 | 11.4475 | 11.1052 | 10.4135 | 9.8315 | 9.6798 | 9.7146 | 9.3073 | 8.9259 | 8.4472 | 7.8102 | 7.3428 | 0.072152 | 0.05521 | 0.046401 | 0.0094303 | 0.0025954 | 0.016608 | 0.03987 | 0.036719 | -0.0022279 | -0.018202 | 0.0019181 | 0.018054 | 0.043235 | 0.14033 | 0.37202 | 0.34277 | 0.33132 | 0.30038 | 0.070651 | 0.037458 | 0.0087257 | 0.0057831 | 0.013414 | -0.0064616 | 48.0362 | 47.84 | 47.4645 | 47.132 | 46.4797 | 46.0589 | 45.9623 | 45.9853 | 46.5097 | 48.0914 | 50.0134 | 51.7906 | 52.5846 | 52.9037 | 53.0675 | 52.6294 | 52.3889 | 51.7812 | 50.6232 | 49.2318 | 47.915 | 47.5197 | 46.6377 | 45.5372 | 0.18199 | 0.14638 | 0.15807 | 0.14264 | 0.1297 | 0.14403 | 0.1225 | 0.11258 | 0.11816 | 0.12715 | 0.13746 | 0.16695 | 0.14183 | 0.14 | 0.1179 | 0.10711 | 0.093054 | 0.10858 | 0.1243 | 0.11419 | 0.12128 | 0.14365 | 0.14866 | 0.16208
Portfolio Adjusted1-in-2AllOrange County2024March Monthly Peak | Portfolio Adjusted | 1-in-2 | All | Orange County | 2024 | March Monthly Peak | 3 | 6.9638 | 6.714 | 6.5099 | 6.5775 | 7.0763 | 8.4155 | 9.85 | 10.4879 | 11.2546 | 11.6328 | 11.8518 | 11.8789 | 11.757 | 11.5989 | 11.3227 | 10.7185 | 10.1237 | 9.5843 | 9.4504 | 9.5465 | 9.1991 | 8.7132 | 8.0438 | 7.5287 | 0.074548 | 0.057022 | 0.047339 | 0.0096415 | 0.0026338 | 0.01673 | 0.040165 | 0.036888 | -0.0022305 | -0.018224 | 0.0019234 | 0.018092 | 0.043552 | 0.14207 | 0.3779 | 0.35091 | 0.33972 | 0.29999 | 0.070361 | 0.03838 | 0.0089978 | 0.0059655 | 0.013826 | -0.0066281 | 48.0887 | 46.9937 | 46.0134 | 45.4759 | 45.2163 | 44.7186 | 44.3023 | 44.3805 | 46.3567 | 48.7176 | 51.0571 | 52.9274 | 54.0612 | 54.9432 | 55.391 | 55.732 | 55.5435 | 55.0086 | 53.636 | 51.684 | 50.3419 | 49.1466 | 48.1503 | 47.2887 | 0.18802 | 0.15117 | 0.16127 | 0.14582 | 0.13161 | 0.14508 | 0.12341 | 0.1131 | 0.11829 | 0.1273 | 0.13784 | 0.1673 | 0.14287 | 0.14173 | 0.11966 | 0.10948 | 0.095274 | 0.10871 | 0.12376 | 0.117 | 0.12506 | 0.14818 | 0.15323 | 0.16626
Portfolio Adjusted1-in-2AllOrange County2024April Monthly Peak | Portfolio Adjusted | 1-in-2 | All | Orange County | 2024 | April Monthly Peak | 4 | 7.0563 | 6.7785 | 6.5645 | 6.6378 | 7.109 | 8.4178 | 9.6749 | 10.3886 | 11.2453 | 11.9085 | 12.4962 | 12.8679 | 13.0435 | 13.1391 | 12.9811 | 12.4798 | 11.7717 | 10.838 | 10.0656 | 10.0868 | 9.8125 | 9.1627 | 8.3375 | 7.7158 | 0.075698 | 0.057965 | 0.048284 | 0.009879 | 0.0026864 | 0.016975 | 0.040288 | 0.037259 | -0.00228 | -0.019 | 0.002032 | 0.019255 | 0.046546 | 0.153 | 0.41358 | 0.38658 | 0.37455 | 0.32586 | 0.073597 | 0.040221 | 0.0094677 | 0.0062473 | 0.014361 | -0.0068461 | 62.7628 | 61.7375 | 60.3608 | 59.3069 | 58.3347 | 57.5806 | 57.2886 | 56.9515 | 59.3928 | 63.579 | 68.1879 | 72.5758 | 75.9469 | 78.5139 | 80.1711 | 80.9442 | 81.1414 | 80.1062 | 78.1537 | 75.2589 | 71.2406 | 68.2371 | 65.9259 | 63.6444 | 0.19092 | 0.15365 | 0.16448 | 0.1494 | 0.13422 | 0.14715 | 0.12372 | 0.11421 | 0.12088 | 0.13269 | 0.14561 | 0.17807 | 0.15273 | 0.1527 | 0.1292 | 0.11828 | 0.10296 | 0.11657 | 0.12946 | 0.1226 | 0.1316 | 0.15518 | 0.15915 | 0.17171
Portfolio Adjusted1-in-2AllOrange County2024May Monthly Peak | Portfolio Adjusted | 1-in-2 | All | Orange County | 2024 | May Monthly Peak | 5 | 7.1671 | 6.8755 | 6.6473 | 6.713 | 7.2122 | 8.5269 | 9.6329 | 10.5869 | 11.5805 | 12.2944 | 12.9279 | 13.2792 | 13.4216 | 13.5304 | 13.3636 | 12.8221 | 12.1064 | 11.0991 | 10.2743 | 10.0664 | 10.0321 | 9.3928 | 8.5417 | 7.9648 | 0.07675 | 0.058652 | 0.048774 | 0.0099902 | 0.0027297 | 0.017288 | 0.040613 | 0.038025 | -0.0023542 | -0.019693 | 0.0021103 | 0.019952 | 0.048148 | 0.15844 | 0.42809 | 0.39924 | 0.38633 | 0.33498 | 0.075741 | 0.040754 | 0.0097244 | 0.0064325 | 0.014757 | -0.007091 | 62.9707 | 62.2703 | 61.3849 | 60.4114 | 59.5121 | 59.0117 | 58.8258 | 59.2357 | 60.9478 | 64.9599 | 69.5823 | 73.8854 | 77.9761 | 80.953 | 82.4016 | 83.2455 | 83.2278 | 81.4528 | 79.0615 | 76.0165 | 71.9051 | 68.3301 | 66.3725 | 64.8436 | 0.19357 | 0.15547 | 0.16615 | 0.15109 | 0.13638 | 0.14984 | 0.12469 | 0.11655 | 0.12481 | 0.13753 | 0.15121 | 0.18451 | 0.15799 | 0.15812 | 0.13396 | 0.12239 | 0.10631 | 0.11997 | 0.13322 | 0.12421 | 0.13516 | 0.15978 | 0.16354 | 0.17785
Portfolio Adjusted1-in-2AllOrange County2024June Monthly Peak | Portfolio Adjusted | 1-in-2 | All | Orange County | 2024 | June Monthly Peak | 6 | 7.7617 | 7.4421 | 7.157 | 7.2124 | 7.6632 | 8.8545 | 10.0391 | 11.1815 | 12.2867 | 13.1827 | 13.9507 | 14.3691 | 14.4504 | 14.5565 | 14.4194 | 13.9639 | 13.2276 | 12.1369 | 11.2457 | 10.7948 | 10.7091 | 10.085 | 9.1633 | 8.5345 | 0.055348 | 0.043305 | 0.034027 | 0.00045945 | -0.0088484 | 0.00021358 | 0.020143 | 0.022764 | 0.0044693 | -0.0037108 | -0.00044495 | 0.012538 | 0.043821 | 0.15193 | 0.43767 | 0.41646 | 0.4007 | 0.34973 | 0.087927 | 0.031485 | 0.0027129 | 0.00020062 | 0.0040043 | -0.011105 | 68.294 | 67.3554 | 66.3454 | 65.2228 | 64.4424 | 63.6109 | 62.8879 | 63.6722 | 66.6531 | 71.6052 | 76.6716 | 81.1315 | 84.189 | 85.9426 | 87.5178 | 88.2801 | 88.7879 | 87.9664 | 86.6075 | 83.6331 | 79.5216 | 75.3643 | 73.0042 | 71.1973 | 0.20477 | 0.16481 | 0.17479 | 0.15875 | 0.14064 | 0.15042 | 0.12506 | 0.11675 | 0.12444 | 0.13742 | 0.15079 | 0.18341 | 0.15551 | 0.15525 | 0.13204 | 0.12276 | 0.10753 | 0.12139 | 0.13616 | 0.1268 | 0.13813 | 0.16433 | 0.16865 | 0.18425
Portfolio Adjusted1-in-2AllOrange County2024July Monthly Peak | Portfolio Adjusted | 1-in-2 | All | Orange County | 2024 | July Monthly Peak | 7 | 8.0972 | 7.7633 | 7.5107 | 7.5668 | 8.0574 | 9.4163 | 10.7019 | 11.9229 | 13.1909 | 14.2878 | 15.2156 | 15.7147 | 15.8755 | 15.9582 | 15.8422 | 15.3612 | 14.5717 | 13.3539 | 12.2545 | 11.6761 | 11.4677 | 10.7534 | 9.7579 | 9.0624 | -0.0046593 | -0.00066674 | -0.0060199 | -0.021969 | -0.034663 | -0.038462 | -0.026927 | -0.012415 | 0.019515 | 0.032296 | -0.0061868 | -0.0043235 | 0.034806 | 0.14058 | 0.45939 | 0.4411 | 0.41413 | 0.36747 | 0.11146 | 0.0077718 | -0.013722 | -0.01432 | -0.021538 | -0.019285 | 75.5918 | 74.6803 | 73.8642 | 73.0602 | 72.3183 | 71.6021 | 71.2296 | 72.1224 | 74.7743 | 78.5361 | 82.7548 | 86.6517 | 89.3421 | 91.0113 | 92.3626 | 92.8684 | 92.3074 | 91.0451 | 89.7728 | 87.9485 | 85.1618 | 82.1147 | 79.7641 | 78.1514 | 0.20783 | 0.16697 | 0.17911 | 0.1623 | 0.14442 | 0.15542 | 0.12908 | 0.11966 | 0.12741 | 0.14155 | 0.15607 | 0.19042 | 0.16254 | 0.16217 | 0.1387 | 0.12949 | 0.11395 | 0.12911 | 0.14405 | 0.133 | 0.14325 | 0.17029 | 0.17517 | 0.19092
Portfolio Adjusted1-in-2AllOrange County2024August Monthly Peak | Portfolio Adjusted | 1-in-2 | All | Orange County | 2024 | August Monthly Peak | 8 | 8.2267 | 7.8532 | 7.5848 | 7.6609 | 8.1707 | 9.5956 | 11.0322 | 12.179 | 13.5429 | 14.6808 | 15.6049 | 16.1157 | 16.2842 | 16.3881 | 16.265 | 15.7117 | 14.8701 | 13.5792 | 12.4031 | 11.9528 | 11.6548 | 10.8068 | 9.797 | 9.1232 | -0.0070016 | -0.0023279 | -0.0075807 | -0.023041 | -0.03602 | -0.04048 | -0.029457 | -0.014131 | 0.020744 | 0.034783 | -0.0066116 | -0.0051325 | 0.035645 | 0.14539 | 0.47474 | 0.45267 | 0.42244 | 0.37328 | 0.11351 | 0.0069665 | -0.014568 | -0.014931 | -0.022565 | -0.019721 | 75.659 | 74.2928 | 73.177 | 72.489 | 71.9396 | 71.1496 | 70.8596 | 70.8615 | 72.9003 | 78.0028 | 83.263 | 87.7896 | 90.9854 | 93.158 | 94.5213 | 95.1816 | 95.31 | 94.358 | 92.2543 | 88.7372 | 84.334 | 81.366 | 79.4624 | 77.8258 | 0.2113 | 0.16887 | 0.18075 | 0.16433 | 0.14635 | 0.15801 | 0.1328 | 0.12335 | 0.13193 | 0.14665 | 0.16154 | 0.1973 | 0.16867 | 0.16876 | 0.14398 | 0.13332 | 0.11664 | 0.13147 | 0.14605 | 0.13564 | 0.14586 | 0.17145 | 0.1761 | 0.1927
Portfolio Adjusted1-in-2AllOrange County2024September Monthly Peak | Portfolio Adjusted | 1-in-2 | All | Orange County | 2024 | September Monthly Peak | 9 | 8.0573 | 7.7238 | 7.4877 | 7.5535 | 8.0776 | 9.5066 | 11.0826 | 12.1196 | 13.5314 | 14.6442 | 15.5574 | 16.0637 | 16.2552 | 16.3718 | 16.1498 | 15.5082 | 14.6291 | 13.3154 | 12.2637 | 12.1508 | 11.4894 | 10.6601 | 9.6672 | 8.9719 | 0.0030368 | 0.0049763 | -0.00085822 | -0.019237 | -0.03168 | -0.033934 | -0.021475 | -0.0081656 | 0.018473 | 0.029047 | -0.0057254 | -0.0022422 | 0.038175 | 0.15115 | 0.47991 | 0.45382 | 0.42374 | 0.3725 | 0.11081 | 0.011376 | -0.011826 | -0.012563 | -0.01835 | -0.018355 | 73.8877 | 72.9405 | 72.1208 | 71.5435 | 70.996 | 70.2797 | 70.2482 | 70.2968 | 72.081 | 76.3781 | 81.3749 | 86.0798 | 90.0572 | 92.5925 | 94.0909 | 94.7418 | 94.7459 | 93.8181 | 92.1311 | 88.6847 | 84.8446 | 81.8688 | 79.9004 | 78.6548 | 0.20756 | 0.16672 | 0.179 | 0.16238 | 0.14486 | 0.15633 | 0.13204 | 0.12307 | 0.13284 | 0.1475 | 0.16272 | 0.19911 | 0.17056 | 0.17069 | 0.14501 | 0.13336 | 0.11622 | 0.13055 | 0.14554 | 0.13738 | 0.1449 | 0.17052 | 0.17488 | 0.19054
Portfolio Adjusted1-in-2AllOrange County2024October Monthly Peak | Portfolio Adjusted | 1-in-2 | All | Orange County | 2024 | October Monthly Peak | 10 | 7.5423 | 7.2422 | 6.96 | 6.9839 | 7.4819 | 8.8328 | 10.394 | 11.0958 | 12.1322 | 12.9701 | 13.7622 | 14.2132 | 14.4082 | 14.5823 | 14.3998 | 13.7882 | 12.9531 | 11.8628 | 11.4619 | 11.11 | 10.4459 | 9.7362 | 8.8794 | 8.2382 | 0.070104 | 0.053974 | 0.043758 | 0.0061715 | -0.0020859 | 0.010268 | 0.033053 | 0.032174 | 0.00053417 | -0.013269 | 0.0010673 | 0.0175 | 0.048537 | 0.16404 | 0.45395 | 0.42427 | 0.40714 | 0.35434 | 0.08626 | 0.039163 | 0.006939 | 0.0038951 | 0.010502 | -0.0088581 | 65.8337 | 64.762 | 63.8674 | 63.0018 | 62.2512 | 61.6937 | 61.4454 | 61.5075 | 62.7748 | 66.4865 | 72.2997 | 78.2636 | 83.8727 | 86.9752 | 87.822 | 88.4536 | 88.7632 | 87.8793 | 85.256 | 80.4306 | 76.888 | 74.1231 | 71.8883 | 70.3379 | 0.2037 | 0.16365 | 0.1733 | 0.15586 | 0.13976 | 0.15199 | 0.12871 | 0.11848 | 0.12687 | 0.14045 | 0.15576 | 0.19106 | 0.16411 | 0.16495 | 0.13988 | 0.12796 | 0.11093 | 0.12536 | 0.14321 | 0.1327 | 0.13867 | 0.16312 | 0.16834 | 0.18239
Portfolio Adjusted1-in-2AllOrange County2024November Monthly Peak | Portfolio Adjusted | 1-in-2 | All | Orange County | 2024 | November Monthly Peak | 11 | 7.1027 | 6.8305 | 6.6448 | 6.6955 | 7.1892 | 8.5094 | 9.7052 | 10.451 | 11.3439 | 11.9371 | 12.4915 | 12.7418 | 12.849 | 12.8843 | 12.6274 | 12.0122 | 11.4147 | 11.1792 | 10.4666 | 9.9736 | 9.4858 | 8.9089 | 8.2091 | 7.6847 | 0.07727 | 0.059179 | 0.049412 | 0.010055 | 0.0027361 | 0.017156 | 0.040493 | 0.037395 | -0.0022924 | -0.019137 | 0.0020488 | 0.01932 | 0.046569 | 0.15292 | 0.41096 | 0.38108 | 0.3706 | 0.33575 | 0.076052 | 0.040285 | 0.0093364 | 0.0061809 | 0.014342 | -0.0069126 | 58.6165 | 57.7491 | 57.5153 | 57.0368 | 56.0021 | 54.9509 | 55.2787 | 55.0439 | 58.5342 | 62.3357 | 67.0335 | 71.6607 | 74.4502 | 76.0707 | 77.0845 | 76.9199 | 74.9671 | 71.7964 | 68.5709 | 65.998 | 64.1322 | 63.3027 | 62.4143 | 61.8354 | 0.19487 | 0.15685 | 0.16831 | 0.15206 | 0.13669 | 0.1487 | 0.12434 | 0.11463 | 0.12155 | 0.13364 | 0.1468 | 0.17865 | 0.15279 | 0.15259 | 0.12898 | 0.11748 | 0.10258 | 0.12009 | 0.13379 | 0.12279 | 0.12975 | 0.15352 | 0.15892 | 0.17337
Portfolio Adjusted1-in-2AllOrange County2024December Monthly Peak | Portfolio Adjusted | 1-in-2 | All | Orange County | 2024 | December Monthly Peak | 12 | 6.914 | 6.6544 | 6.5098 | 6.5332 | 7.0358 | 8.3836 | 9.8231 | 10.4562 | 11.2845 | 11.6516 | 11.8769 | 11.8109 | 11.6298 | 11.4841 | 11.1597 | 10.5666 | 10.2213 | 10.2276 | 9.7598 | 9.3562 | 8.9599 | 8.5107 | 7.8972 | 7.4073 | 0.073715 | 0.05634 | 0.04734 | 0.0095527 | 0.0026044 | 0.016516 | 0.039621 | 0.036283 | -0.0022008 | -0.018037 | 0.0019055 | 0.017759 | 0.042332 | 0.13807 | 0.36793 | 0.34132 | 0.33656 | 0.30876 | 0.070546 | 0.037528 | 0.0087123 | 0.0057971 | 0.013478 | -0.0065084 | 49.3819 | 48.7084 | 47.9613 | 47.4989 | 47.0151 | 46.3983 | 46.1068 | 45.9521 | 46.7185 | 49.9402 | 53.5206 | 56.5115 | 58.8493 | 60.0968 | 60.7063 | 61.0116 | 60.6152 | 58.583 | 55.8966 | 53.6194 | 51.8357 | 50.0722 | 48.6029 | 47.3497 | 0.18592 | 0.14936 | 0.16127 | 0.14448 | 0.13014 | 0.14322 | 0.12175 | 0.11126 | 0.11674 | 0.12601 | 0.13657 | 0.16423 | 0.13888 | 0.13776 | 0.11598 | 0.10591 | 0.093705 | 0.11065 | 0.12411 | 0.1144 | 0.12109 | 0.144 | 0.14937 | 0.16325
Portfolio Adjusted1-in-2AllOrange County2024Typical Event Day | Portfolio Adjusted | 1-in-2 | All | Orange County | 2024 | Typical Event Day | 8 | 8.1542 | 7.7837 | 7.5186 | 7.5955 | 8.1017 | 9.5146 | 10.9331 | 12.0242 | 13.3038 | 14.3521 | 15.2071 | 15.681 | 15.8344 | 15.9505 | 15.8456 | 15.3243 | 14.5128 | 13.266 | 12.1475 | 11.721 | 11.4563 | 10.6328 | 9.6483 | 8.9954 | 0.012314 | 0.011737 | 0.005299 | -0.015957 | -0.027939 | -0.028212 | -0.01414 | -0.0026248 | 0.015829 | 0.0229 | -0.0047051 | 0.00046749 | 0.038615 | 0.14901 | 0.46799 | 0.44566 | 0.41982 | 0.36964 | 0.1065 | 0.014854 | -0.0092376 | -0.010292 | -0.014411 | -0.017182 | 73.3581 | 72.3173 | 71.3768 | 70.5789 | 69.9241 | 69.1605 | 68.8063 | 69.2382 | 71.6022 | 76.1305 | 81.0161 | 85.4132 | 88.6434 | 90.6761 | 92.1232 | 92.768 | 92.7878 | 91.7969 | 90.1914 | 87.2509 | 83.4655 | 80.1784 | 78.0328 | 76.4573 | 0.20929 | 0.16721 | 0.17893 | 0.16269 | 0.14487 | 0.1564 | 0.13143 | 0.12176 | 0.12984 | 0.14384 | 0.15795 | 0.19256 | 0.16441 | 0.16452 | 0.14033 | 0.12996 | 0.11374 | 0.12831 | 0.14295 | 0.1329 | 0.14317 | 0.16846 | 0.17316 | 0.18971
Portfolio Adjusted1-in-2AllOrange County2025January Monthly Peak | Portfolio Adjusted | 1-in-2 | All | Orange County | 2025 | January Monthly Peak | 1 | 6.7679 | 6.5476 | 6.3954 | 6.4585 | 6.9856 | 8.3949 | 9.9082 | 10.5834 | 11.493 | 11.7888 | 11.8623 | 11.7218 | 11.4476 | 11.1207 | 10.6775 | 9.905 | 9.404 | 9.5778 | 9.425 | 9.0599 | 8.7134 | 8.3157 | 7.7567 | 7.3287 | 0.072149 | 0.055356 | 0.046223 | 0.0093772 | 0.0025789 | 0.016601 | 0.040084 | 0.036953 | -0.0022449 | -0.018205 | 0.0019146 | 0.017903 | 0.042702 | 0.13803 | 0.36263 | 0.33239 | 0.32255 | 0.29795 | 0.069451 | 0.036946 | 0.0086161 | 0.0057413 | 0.013416 | -0.00649 | 45.8704 | 44.906 | 44.2823 | 44.0295 | 43.5485 | 43.388 | 42.8936 | 42.593 | 42.7533 | 44.4167 | 47.4685 | 50.0112 | 51.7585 | 53.1726 | 54.0655 | 54.4273 | 54.1863 | 52.7827 | 51.1153 | 49.7263 | 48.7422 | 47.8665 | 47.1388 | 46.3963 | 0.18198 | 0.14677 | 0.15747 | 0.14184 | 0.12887 | 0.14398 | 0.12319 | 0.11331 | 0.11908 | 0.12719 | 0.13722 | 0.16556 | 0.14007 | 0.13768 | 0.11543 | 0.10458 | 0.091196 | 0.10781 | 0.12218 | 0.11262 | 0.11975 | 0.14261 | 0.14868 | 0.16279
Portfolio Adjusted1-in-2AllOrange County2025February Monthly Peak | Portfolio Adjusted | 1-in-2 | All | Orange County | 2025 | February Monthly Peak | 2 | 6.7898 | 6.5474 | 6.4134 | 6.4852 | 7.0334 | 8.4045 | 9.7853 | 10.4439 | 11.3066 | 11.6768 | 11.8442 | 11.8455 | 11.6937 | 11.4683 | 11.1252 | 10.4322 | 9.8489 | 9.6966 | 9.731 | 9.3233 | 8.9414 | 8.4619 | 7.8238 | 7.3558 | 0.07236 | 0.05537 | 0.046535 | 0.0094575 | 0.0026029 | 0.016656 | 0.039985 | 0.036826 | -0.0022343 | -0.018254 | 0.0019237 | 0.018106 | 0.043359 | 0.14074 | 0.373 | 0.34367 | 0.33218 | 0.30116 | 0.070855 | 0.037566 | 0.0087509 | 0.0057998 | 0.013453 | -0.0064803 | 48.0363 | 47.8401 | 47.4645 | 47.1321 | 46.4798 | 46.059 | 45.9623 | 45.9854 | 46.5098 | 48.0915 | 50.0135 | 51.7907 | 52.5847 | 52.9038 | 53.0676 | 52.6296 | 52.389 | 51.7813 | 50.6234 | 49.2319 | 47.9151 | 47.5198 | 46.6378 | 45.5374 | 0.18251 | 0.1468 | 0.15853 | 0.14305 | 0.13007 | 0.14445 | 0.12285 | 0.1129 | 0.1185 | 0.12751 | 0.13786 | 0.16743 | 0.14224 | 0.1404 | 0.11824 | 0.10742 | 0.093321 | 0.10889 | 0.12466 | 0.11452 | 0.12163 | 0.14407 | 0.14909 | 0.16255
Portfolio Adjusted1-in-2AllOrange County2025March Monthly Peak | Portfolio Adjusted | 1-in-2 | All | Orange County | 2025 | March Monthly Peak | 3 | 6.9762 | 6.7259 | 6.5213 | 6.5891 | 7.0892 | 8.4316 | 9.869 | 10.5082 | 11.2757 | 11.654 | 11.8732 | 11.9003 | 11.7784 | 11.62 | 11.343 | 10.7376 | 10.1415 | 9.6011 | 9.4668 | 9.5629 | 9.215 | 8.7283 | 8.0579 | 7.542 | 0.074763 | 0.057186 | 0.047476 | 0.0096693 | 0.0026414 | 0.016779 | 0.040281 | 0.036995 | -0.002237 | -0.018277 | 0.001929 | 0.018144 | 0.043678 | 0.14248 | 0.3789 | 0.35183 | 0.3406 | 0.30077 | 0.070564 | 0.03849 | 0.0090238 | 0.0059827 | 0.013866 | -0.0066472 | 48.0888 | 46.9938 | 46.0135 | 45.476 | 45.2164 | 44.7187 | 44.3024 | 44.3806 | 46.3568 | 48.7177 | 51.0573 | 52.9275 | 54.0613 | 54.9433 | 55.3911 | 55.7322 | 55.5436 | 55.0088 | 53.6361 | 51.6842 | 50.342 | 49.1467 | 48.1504 | 47.2888 | 0.18857 | 0.1516 | 0.16173 | 0.14624 | 0.13199 | 0.1455 | 0.12377 | 0.11342 | 0.11863 | 0.12766 | 0.13824 | 0.16778 | 0.14328 | 0.14214 | 0.12001 | 0.10979 | 0.095548 | 0.10903 | 0.12412 | 0.11733 | 0.12542 | 0.14861 | 0.15367 | 0.16674
Portfolio Adjusted1-in-2AllOrange County2025April Monthly Peak | Portfolio Adjusted | 1-in-2 | All | Orange County | 2025 | April Monthly Peak | 4 | 7.0689 | 6.7906 | 6.5762 | 6.6497 | 7.1221 | 8.4341 | 9.694 | 10.4091 | 11.2669 | 11.9306 | 12.5188 | 12.8907 | 13.0663 | 13.1617 | 13.0029 | 12.5003 | 11.7908 | 10.856 | 10.0827 | 10.104 | 9.8292 | 9.1786 | 8.3521 | 7.7295 | 0.075917 | 0.058133 | 0.048423 | 0.0099075 | 0.0026942 | 0.017024 | 0.040404 | 0.037367 | -0.0022866 | -0.019055 | 0.0020379 | 0.019311 | 0.04668 | 0.15345 | 0.41466 | 0.38756 | 0.3755 | 0.3267 | 0.07381 | 0.040337 | 0.0094951 | 0.0062653 | 0.014403 | -0.0068658 | 62.7629 | 61.7376 | 60.3609 | 59.3069 | 58.3348 | 57.5806 | 57.2886 | 56.9515 | 59.3928 | 63.579 | 68.188 | 72.576 | 75.9471 | 78.5141 | 80.1714 | 80.9445 | 81.1416 | 80.1065 | 78.1539 | 75.2591 | 71.2408 | 68.2373 | 65.926 | 63.6445 | 0.19147 | 0.15409 | 0.16495 | 0.14984 | 0.13461 | 0.14757 | 0.12408 | 0.11454 | 0.12123 | 0.13307 | 0.14603 | 0.17859 | 0.15317 | 0.15314 | 0.12957 | 0.11862 | 0.10325 | 0.1169 | 0.12983 | 0.12296 | 0.13197 | 0.15563 | 0.15961 | 0.17221
Portfolio Adjusted1-in-2AllOrange County2025May Monthly Peak | Portfolio Adjusted | 1-in-2 | All | Orange County | 2025 | May Monthly Peak | 5 | 7.1798 | 6.8877 | 6.6591 | 6.7251 | 7.2255 | 8.5435 | 9.6521 | 10.6078 | 11.6029 | 12.3173 | 12.9513 | 13.3028 | 13.4452 | 13.5539 | 13.3863 | 12.8433 | 12.1262 | 11.1176 | 10.292 | 10.0838 | 10.0493 | 9.4092 | 8.5567 | 7.979 | 0.076971 | 0.058821 | 0.048915 | 0.010019 | 0.0027376 | 0.017338 | 0.040731 | 0.038134 | -0.002361 | -0.01975 | 0.0021164 | 0.02001 | 0.048287 | 0.1589 | 0.42921 | 0.40026 | 0.38731 | 0.33584 | 0.075959 | 0.040872 | 0.0097525 | 0.0064511 | 0.0148 | -0.0071115 | 62.9708 | 62.2703 | 61.3849 | 60.4114 | 59.5121 | 59.0116 | 58.8258 | 59.2356 | 60.9477 | 64.9599 | 69.5824 | 73.8855 | 77.9763 | 80.9533 | 82.4019 | 83.2458 | 83.2281 | 81.4531 | 79.0618 | 76.0168 | 71.9053 | 68.3303 | 66.3727 | 64.8438 | 0.19413 | 0.15592 | 0.16663 | 0.15152 | 0.13677 | 0.15027 | 0.12505 | 0.11689 | 0.12517 | 0.13792 | 0.15165 | 0.18504 | 0.15844 | 0.15858 | 0.13434 | 0.12274 | 0.10661 | 0.12032 | 0.13361 | 0.12457 | 0.13555 | 0.16024 | 0.16401 | 0.17837
Portfolio Adjusted1-in-2AllOrange County2025June Monthly Peak | Portfolio Adjusted | 1-in-2 | All | Orange County | 2025 | June Monthly Peak | 6 | 7.7757 | 7.4556 | 7.17 | 7.2255 | 7.6775 | 8.8718 | 10.0591 | 11.2033 | 12.3098 | 13.2064 | 13.975 | 14.3934 | 14.4745 | 14.5803 | 14.4425 | 13.9859 | 13.2483 | 12.1563 | 11.2644 | 10.8132 | 10.7273 | 10.1025 | 9.1794 | 8.5498 | 0.055508 | 0.04343 | 0.034125 | 0.00046078 | -0.0088739 | 0.0002142 | 0.020201 | 0.022829 | 0.0044822 | -0.0037215 | -0.00044624 | 0.012574 | 0.043948 | 0.15237 | 0.4388 | 0.41751 | 0.40171 | 0.35062 | 0.088181 | 0.031576 | 0.0027207 | 0.0002012 | 0.0040158 | -0.011137 | 68.2941 | 67.3555 | 66.3455 | 65.2229 | 64.4424 | 63.6109 | 62.8879 | 63.6723 | 66.6532 | 71.6053 | 76.6718 | 81.1317 | 84.1892 | 85.9428 | 87.5181 | 88.2804 | 88.7882 | 87.9667 | 86.6078 | 83.6334 | 79.5218 | 75.3646 | 73.0044 | 71.1975 | 0.20536 | 0.16529 | 0.1753 | 0.15921 | 0.14105 | 0.15085 | 0.12542 | 0.11708 | 0.1248 | 0.13781 | 0.15123 | 0.18394 | 0.15596 | 0.15569 | 0.13241 | 0.12311 | 0.10784 | 0.12173 | 0.13655 | 0.12717 | 0.13853 | 0.1648 | 0.16914 | 0.18478
Portfolio Adjusted1-in-2AllOrange County2025July Monthly Peak | Portfolio Adjusted | 1-in-2 | All | Orange County | 2025 | July Monthly Peak | 7 | 8.1117 | 7.7773 | 7.5242 | 7.5805 | 8.0723 | 9.4345 | 10.723 | 11.9456 | 13.215 | 14.3127 | 15.2411 | 15.7404 | 15.901 | 15.9834 | 15.8669 | 15.3849 | 14.5941 | 13.3749 | 12.2747 | 11.6958 | 11.487 | 10.7718 | 9.775 | 9.0786 | -0.0046728 | -0.00066866 | -0.0060372 | -0.022032 | -0.034763 | -0.038573 | -0.027005 | -0.012451 | 0.019571 | 0.032389 | -0.0062047 | -0.004336 | 0.034907 | 0.14099 | 0.46057 | 0.4422 | 0.41515 | 0.3684 | 0.11179 | 0.0077942 | -0.013762 | -0.014362 | -0.0216 | -0.019341 | 75.592 | 74.6805 | 73.8643 | 73.0603 | 72.3184 | 71.6022 | 71.2296 | 72.1225 | 74.7744 | 78.5362 | 82.755 | 86.652 | 89.3424 | 91.0116 | 92.3629 | 92.8688 | 92.3077 | 91.0454 | 89.7731 | 87.9487 | 85.162 | 82.1149 | 79.7643 | 78.1516 | 0.20843 | 0.16745 | 0.17962 | 0.16277 | 0.14484 | 0.15587 | 0.12945 | 0.12001 | 0.12778 | 0.14196 | 0.15652 | 0.19097 | 0.16301 | 0.16264 | 0.1391 | 0.12986 | 0.11428 | 0.12948 | 0.14446 | 0.13338 | 0.14366 | 0.17078 | 0.17568 | 0.19147
Portfolio Adjusted1-in-2AllOrange County2025August Monthly Peak | Portfolio Adjusted | 1-in-2 | All | Orange County | 2025 | August Monthly Peak | 8 | 8.2414 | 7.8673 | 7.5985 | 7.6747 | 8.1858 | 9.6141 | 11.0539 | 12.2024 | 13.5678 | 14.7065 | 15.6313 | 16.1423 | 16.3107 | 16.4144 | 16.2907 | 15.736 | 14.8929 | 13.6005 | 12.4235 | 11.9729 | 11.6744 | 10.8253 | 9.8141 | 9.1396 | -0.0070218 | -0.0023347 | -0.0076026 | -0.023107 | -0.036124 | -0.040597 | -0.029542 | -0.014172 | 0.020804 | 0.034883 | -0.0066307 | -0.0051474 | 0.035748 | 0.14581 | 0.47596 | 0.45381 | 0.42348 | 0.37423 | 0.11384 | 0.0069866 | -0.01461 | -0.014974 | -0.02263 | -0.019778 | 75.6591 | 74.2929 | 73.1771 | 72.4891 | 71.9397 | 71.1496 | 70.8597 | 70.8616 | 72.9004 | 78.0029 | 83.2632 | 87.7898 | 90.9856 | 93.1583 | 94.5216 | 95.1819 | 95.3103 | 94.3583 | 92.2546 | 88.7374 | 84.3343 | 81.3662 | 79.4626 | 77.826 | 0.21191 | 0.16935 | 0.18127 | 0.1648 | 0.14677 | 0.15847 | 0.13318 | 0.1237 | 0.13231 | 0.14707 | 0.162 | 0.19787 | 0.16915 | 0.16925 | 0.14439 | 0.1337 | 0.11698 | 0.13184 | 0.14647 | 0.13603 | 0.14628 | 0.17194 | 0.17661 | 0.19326
Portfolio Adjusted1-in-2AllOrange County2025September Monthly Peak | Portfolio Adjusted | 1-in-2 | All | Orange County | 2025 | September Monthly Peak | 9 | 8.0718 | 7.7378 | 7.5012 | 7.5673 | 8.0926 | 9.525 | 11.1042 | 12.1431 | 13.5566 | 14.6702 | 15.5841 | 16.0906 | 16.2821 | 16.3986 | 16.1758 | 15.5326 | 14.652 | 13.3367 | 12.2842 | 12.1712 | 11.509 | 10.6786 | 9.6842 | 8.9881 | 0.0030456 | 0.0049907 | -0.0008607 | -0.019293 | -0.031771 | -0.034032 | -0.021537 | -0.0081892 | 0.018526 | 0.02913 | -0.0057419 | -0.0022486 | 0.038285 | 0.15158 | 0.48115 | 0.45496 | 0.4248 | 0.37345 | 0.11113 | 0.011409 | -0.01186 | -0.012599 | -0.018403 | -0.018408 | 73.8878 | 72.9407 | 72.1209 | 71.5436 | 70.9961 | 70.2798 | 70.2483 | 70.2969 | 72.0811 | 76.3782 | 81.3751 | 86.08 | 90.0573 | 92.5927 | 94.0912 | 94.7421 | 94.7462 | 93.8183 | 92.1314 | 88.6849 | 84.8448 | 81.869 | 79.9006 | 78.655 | 0.20816 | 0.1672 | 0.17951 | 0.16285 | 0.14527 | 0.15678 | 0.13242 | 0.12343 | 0.13323 | 0.14793 | 0.16318 | 0.19968 | 0.17105 | 0.17118 | 0.14543 | 0.13374 | 0.11655 | 0.13092 | 0.14596 | 0.13777 | 0.14532 | 0.17101 | 0.17538 | 0.19109
Portfolio Adjusted1-in-2AllOrange County2025October Monthly Peak | Portfolio Adjusted | 1-in-2 | All | Orange County | 2025 | October Monthly Peak | 10 | 7.5559 | 7.2554 | 6.9726 | 6.9966 | 7.4958 | 8.8499 | 10.4142 | 11.1175 | 12.1553 | 12.9939 | 13.7868 | 14.2381 | 14.4331 | 14.6072 | 14.4239 | 13.8108 | 12.9741 | 11.8825 | 11.4812 | 11.129 | 10.4638 | 9.7532 | 8.8952 | 8.2531 | 0.070306 | 0.054129 | 0.043884 | 0.0061893 | -0.002092 | 0.010297 | 0.033149 | 0.032267 | 0.00053572 | -0.013308 | 0.0010703 | 0.017551 | 0.048677 | 0.16451 | 0.45514 | 0.42535 | 0.40817 | 0.35525 | 0.086509 | 0.039276 | 0.006959 | 0.0039064 | 0.010533 | -0.0088837 | 65.8338 | 64.7621 | 63.8675 | 63.0019 | 62.2512 | 61.6938 | 61.4454 | 61.5076 | 62.7748 | 66.4866 | 72.2998 | 78.2638 | 83.873 | 86.9755 | 87.8223 | 88.4539 | 88.7634 | 87.8796 | 85.2563 | 80.4309 | 76.8882 | 74.1233 | 71.8884 | 70.338 | 0.20429 | 0.16412 | 0.1738 | 0.15631 | 0.14016 | 0.15243 | 0.12907 | 0.11882 | 0.12724 | 0.14085 | 0.15621 | 0.19161 | 0.16458 | 0.16542 | 0.14028 | 0.12833 | 0.11125 | 0.12572 | 0.14362 | 0.13308 | 0.13907 | 0.16359 | 0.16882 | 0.18291
Portfolio Adjusted1-in-2AllOrange County2025November Monthly Peak | Portfolio Adjusted | 1-in-2 | All | Orange County | 2025 | November Monthly Peak | 11 | 7.1156 | 6.8429 | 6.6568 | 6.7076 | 7.2026 | 8.5259 | 9.7244 | 10.4716 | 11.3657 | 11.9594 | 12.5143 | 12.7647 | 12.8718 | 12.9069 | 12.6493 | 12.0326 | 11.4338 | 11.1977 | 10.4843 | 9.9908 | 9.5023 | 8.9246 | 8.2237 | 7.6986 | 0.077493 | 0.059349 | 0.049555 | 0.010084 | 0.002744 | 0.017205 | 0.04061 | 0.037503 | -0.002299 | -0.019193 | 0.0020547 | 0.019376 | 0.046704 | 0.15336 | 0.41204 | 0.38206 | 0.37154 | 0.33662 | 0.076271 | 0.040401 | 0.0093634 | 0.0061987 | 0.014383 | -0.0069325 | 58.6166 | 57.7491 | 57.5153 | 57.0368 | 56.0022 | 54.9509 | 55.2787 | 55.044 | 58.5342 | 62.3358 | 67.0336 | 71.6608 | 74.4504 | 76.0709 | 77.0847 | 76.9201 | 74.9673 | 71.7967 | 68.5711 | 65.9982 | 64.1324 | 63.3029 | 62.4144 | 61.8355 | 0.19543 | 0.1573 | 0.1688 | 0.1525 | 0.13709 | 0.14913 | 0.1247 | 0.11496 | 0.1219 | 0.13403 | 0.14722 | 0.17917 | 0.15323 | 0.15303 | 0.12935 | 0.11782 | 0.10288 | 0.12044 | 0.13417 | 0.12314 | 0.13013 | 0.15396 | 0.15938 | 0.17387
Portfolio Adjusted1-in-2AllOrange County2025December Monthly Peak | Portfolio Adjusted | 1-in-2 | All | Orange County | 2025 | December Monthly Peak | 12 | 6.9262 | 6.6661 | 6.5212 | 6.5447 | 7.0485 | 8.3994 | 9.8419 | 10.4761 | 11.3053 | 11.6725 | 11.8981 | 11.8319 | 11.6506 | 11.5045 | 11.1794 | 10.585 | 10.2387 | 10.2447 | 9.7762 | 9.3723 | 8.9753 | 8.5254 | 7.9109 | 7.4203 | 0.073928 | 0.056503 | 0.047477 | 0.0095803 | 0.0026119 | 0.016564 | 0.039736 | 0.036388 | -0.0022072 | -0.018089 | 0.001911 | 0.01781 | 0.042454 | 0.13847 | 0.3689 | 0.34221 | 0.33742 | 0.30956 | 0.07075 | 0.037636 | 0.0087374 | 0.0058138 | 0.013517 | -0.0065271 | 49.3819 | 48.7085 | 47.9613 | 47.499 | 47.0152 | 46.3984 | 46.1069 | 45.9521 | 46.7185 | 49.9403 | 53.5207 | 56.5117 | 58.8495 | 60.097 | 60.7064 | 61.0117 | 60.6154 | 58.5832 | 55.8967 | 53.6195 | 51.8358 | 50.0723 | 48.603 | 47.3497 | 0.18646 | 0.14979 | 0.16173 | 0.1449 | 0.13051 | 0.14364 | 0.1221 | 0.11158 | 0.11707 | 0.12637 | 0.13696 | 0.1647 | 0.13928 | 0.13816 | 0.11631 | 0.10621 | 0.093974 | 0.11097 | 0.12447 | 0.11473 | 0.12144 | 0.14442 | 0.1498 | 0.16372
Portfolio Adjusted1-in-2AllOrange County2025Typical Event Day | Portfolio Adjusted | 1-in-2 | All | Orange County | 2025 | Typical Event Day | 8 | 8.1688 | 7.7977 | 7.5321 | 7.6093 | 8.1168 | 9.533 | 10.9547 | 12.0474 | 13.3285 | 14.3775 | 15.233 | 15.7071 | 15.8603 | 15.9763 | 15.8708 | 15.3482 | 14.5352 | 13.287 | 12.1676 | 11.7408 | 11.4756 | 10.6511 | 9.6652 | 9.0116 | 0.012349 | 0.011771 | 0.0053143 | -0.016003 | -0.028019 | -0.028293 | -0.014181 | -0.0026324 | 0.015875 | 0.022966 | -0.0047187 | 0.00046884 | 0.038727 | 0.14944 | 0.4692 | 0.44678 | 0.42085 | 0.37058 | 0.10681 | 0.014897 | -0.0092643 | -0.010322 | -0.014452 | -0.017231 | 73.3582 | 72.3174 | 71.377 | 70.579 | 69.9242 | 69.1606 | 68.8064 | 69.2383 | 71.6023 | 76.1306 | 81.0163 | 85.4134 | 88.6436 | 90.6763 | 92.1235 | 92.7683 | 92.7881 | 91.7972 | 90.1917 | 87.2511 | 83.4657 | 80.1787 | 78.033 | 76.4575 | 0.20989 | 0.16769 | 0.17944 | 0.16316 | 0.14529 | 0.15685 | 0.13181 | 0.12211 | 0.13022 | 0.14426 | 0.15841 | 0.19312 | 0.16488 | 0.165 | 0.14074 | 0.13033 | 0.11406 | 0.12868 | 0.14337 | 0.13328 | 0.14359 | 0.16895 | 0.17366 | 0.19026
Portfolio Adjusted1-in-2AllOrange County2026January Monthly Peak | Portfolio Adjusted | 1-in-2 | All | Orange County | 2026 | January Monthly Peak | 1 | 6.7798 | 6.5592 | 6.4066 | 6.4698 | 6.9982 | 8.4108 | 9.9272 | 10.6038 | 11.5143 | 11.81 | 11.8835 | 11.743 | 11.4686 | 11.1412 | 10.6972 | 9.9233 | 9.4211 | 9.5945 | 9.4412 | 9.0757 | 8.7287 | 8.3302 | 7.7703 | 7.3418 | 0.072357 | 0.055516 | 0.046356 | 0.0094043 | 0.0025863 | 0.016649 | 0.0402 | 0.03706 | -0.0022514 | -0.018258 | 0.0019201 | 0.017955 | 0.042825 | 0.13842 | 0.3636 | 0.33326 | 0.3234 | 0.29873 | 0.069652 | 0.037052 | 0.008641 | 0.0057579 | 0.013455 | -0.0065088 | 45.8705 | 44.9061 | 44.2825 | 44.0296 | 43.5486 | 43.3881 | 42.8937 | 42.5931 | 42.7534 | 44.4168 | 47.4685 | 50.0113 | 51.7586 | 53.1727 | 54.0657 | 54.4274 | 54.1864 | 52.7828 | 51.1154 | 49.7265 | 48.7423 | 47.8666 | 47.1389 | 46.3964 | 0.18251 | 0.14719 | 0.15792 | 0.14224 | 0.12924 | 0.14439 | 0.12354 | 0.11364 | 0.11942 | 0.12756 | 0.13761 | 0.16603 | 0.14048 | 0.13808 | 0.11576 | 0.10488 | 0.091459 | 0.10812 | 0.12253 | 0.11295 | 0.1201 | 0.14302 | 0.14911 | 0.16326
Portfolio Adjusted1-in-2AllOrange County2026February Monthly Peak | Portfolio Adjusted | 1-in-2 | All | Orange County | 2026 | February Monthly Peak | 2 | 6.8018 | 6.5589 | 6.4246 | 6.4966 | 7.0461 | 8.4205 | 9.8042 | 10.4641 | 11.3278 | 11.698 | 11.8655 | 11.867 | 11.715 | 11.4892 | 11.1453 | 10.451 | 9.8663 | 9.7135 | 9.7475 | 9.3393 | 8.9568 | 8.4767 | 7.8375 | 7.3688 | 0.072569 | 0.05553 | 0.046669 | 0.0094848 | 0.0026104 | 0.016704 | 0.040101 | 0.036932 | -0.0022408 | -0.018307 | 0.0019292 | 0.018158 | 0.043485 | 0.14114 | 0.37399 | 0.34456 | 0.33304 | 0.30195 | 0.071059 | 0.037675 | 0.0087761 | 0.0058165 | 0.013492 | -0.006499 | 48.0364 | 47.8402 | 47.4646 | 47.1321 | 46.4799 | 46.059 | 45.9624 | 45.9855 | 46.5098 | 48.0916 | 50.0136 | 51.7908 | 52.5848 | 52.9039 | 53.0677 | 52.6297 | 52.3892 | 51.7815 | 50.6235 | 49.232 | 47.9152 | 47.52 | 46.6379 | 45.5375 | 0.18304 | 0.14722 | 0.15898 | 0.14346 | 0.13044 | 0.14486 | 0.1232 | 0.11323 | 0.11884 | 0.12788 | 0.13825 | 0.16791 | 0.14265 | 0.1408 | 0.11858 | 0.10773 | 0.093589 | 0.10921 | 0.12502 | 0.11485 | 0.12198 | 0.14448 | 0.14952 | 0.16302
Portfolio Adjusted1-in-2AllOrange County2026March Monthly Peak | Portfolio Adjusted | 1-in-2 | All | Orange County | 2026 | March Monthly Peak | 3 | 6.9886 | 6.7378 | 6.5328 | 6.6007 | 7.102 | 8.4477 | 9.8881 | 10.5286 | 11.2969 | 11.6752 | 11.8946 | 11.9218 | 11.7998 | 11.6411 | 11.3634 | 10.7568 | 10.1594 | 9.618 | 9.4833 | 9.5793 | 9.2309 | 8.7435 | 8.072 | 7.5554 | 0.074979 | 0.057351 | 0.047613 | 0.0096972 | 0.002649 | 0.016827 | 0.040398 | 0.037102 | -0.0022434 | -0.018329 | 0.0019346 | 0.018197 | 0.043804 | 0.14289 | 0.3799 | 0.35274 | 0.34148 | 0.30156 | 0.070768 | 0.038601 | 0.0090499 | 0.006 | 0.013906 | -0.0066664 | 48.0889 | 46.9939 | 46.0136 | 45.4761 | 45.2165 | 44.7188 | 44.3025 | 44.3807 | 46.3569 | 48.7178 | 51.0574 | 52.9277 | 54.0615 | 54.9434 | 55.3913 | 55.7323 | 55.5438 | 55.009 | 53.6363 | 51.6843 | 50.3421 | 49.1468 | 48.1505 | 47.2889 | 0.18911 | 0.15204 | 0.1622 | 0.14667 | 0.13237 | 0.14592 | 0.12412 | 0.11375 | 0.11897 | 0.12803 | 0.13864 | 0.16827 | 0.14369 | 0.14255 | 0.12035 | 0.11011 | 0.095822 | 0.10934 | 0.12448 | 0.11767 | 0.12578 | 0.14904 | 0.15411 | 0.16722
Portfolio Adjusted1-in-2AllOrange County2026April Monthly Peak | Portfolio Adjusted | 1-in-2 | All | Orange County | 2026 | April Monthly Peak | 4 | 7.0815 | 6.8028 | 6.5879 | 6.6617 | 7.1352 | 8.4504 | 9.7131 | 10.4297 | 11.2886 | 11.9528 | 12.5414 | 12.9136 | 13.0891 | 13.1844 | 13.0249 | 12.5209 | 11.81 | 10.874 | 10.0999 | 10.1212 | 9.846 | 9.1945 | 8.3668 | 7.7433 | 0.076136 | 0.058301 | 0.048563 | 0.0099361 | 0.002702 | 0.017074 | 0.040521 | 0.037475 | -0.0022932 | -0.01911 | 0.0020437 | 0.019367 | 0.046815 | 0.15389 | 0.41574 | 0.38855 | 0.37645 | 0.32754 | 0.074023 | 0.040454 | 0.0095225 | 0.0062834 | 0.014445 | -0.0068857 | 62.763 | 61.7377 | 60.3609 | 59.307 | 58.3348 | 57.5807 | 57.2886 | 56.9515 | 59.3928 | 63.5791 | 68.1881 | 72.5761 | 75.9473 | 78.5143 | 80.1716 | 80.9448 | 81.1419 | 80.1067 | 78.1542 | 75.2593 | 71.241 | 68.2375 | 65.9262 | 63.6446 | 0.19202 | 0.15454 | 0.16543 | 0.15027 | 0.135 | 0.148 | 0.12443 | 0.11487 | 0.12158 | 0.13345 | 0.14645 | 0.1791 | 0.15361 | 0.15358 | 0.12994 | 0.11896 | 0.10355 | 0.11724 | 0.13021 | 0.12331 | 0.13235 | 0.15608 | 0.16007 | 0.17271
Portfolio Adjusted1-in-2AllOrange County2026May Monthly Peak | Portfolio Adjusted | 1-in-2 | All | Orange County | 2026 | May Monthly Peak | 5 | 7.1926 | 6.9 | 6.671 | 6.7372 | 7.2388 | 8.5602 | 9.6714 | 10.6289 | 11.6253 | 12.3403 | 12.9748 | 13.3265 | 13.4689 | 13.5774 | 13.409 | 12.8646 | 12.146 | 11.1361 | 10.3097 | 10.1013 | 10.0665 | 9.4256 | 8.5718 | 7.9933 | 0.077194 | 0.058991 | 0.049056 | 0.010048 | 0.0027455 | 0.017388 | 0.040848 | 0.038244 | -0.0023678 | -0.019807 | 0.0021225 | 0.020068 | 0.048427 | 0.15935 | 0.43033 | 0.40129 | 0.38829 | 0.33671 | 0.076179 | 0.04099 | 0.0097807 | 0.0064697 | 0.014843 | -0.007132 | 62.9709 | 62.2704 | 61.3849 | 60.4114 | 59.5121 | 59.0116 | 58.8257 | 59.2356 | 60.9477 | 64.9599 | 69.5825 | 73.8857 | 77.9765 | 80.9536 | 82.4023 | 83.2462 | 83.2284 | 81.4534 | 79.0621 | 76.0171 | 71.9056 | 68.3305 | 66.3728 | 64.8439 | 0.19469 | 0.15637 | 0.16711 | 0.15196 | 0.13717 | 0.1507 | 0.12541 | 0.11722 | 0.12553 | 0.13832 | 0.15209 | 0.18558 | 0.1589 | 0.15903 | 0.13473 | 0.12309 | 0.10692 | 0.12066 | 0.13399 | 0.12493 | 0.13594 | 0.1607 | 0.16448 | 0.17888
Portfolio Adjusted1-in-2AllOrange County2026June Monthly Peak | Portfolio Adjusted | 1-in-2 | All | Orange County | 2026 | June Monthly Peak | 6 | 7.7898 | 7.4692 | 7.1829 | 7.2387 | 7.6918 | 8.8892 | 10.0792 | 11.2252 | 12.333 | 13.2302 | 13.9993 | 14.4178 | 14.4986 | 14.6042 | 14.4657 | 14.008 | 13.269 | 12.1757 | 11.2832 | 10.8317 | 10.7456 | 10.12 | 9.1956 | 8.5652 | 0.055668 | 0.043555 | 0.034223 | 0.00046211 | -0.0088996 | 0.00021482 | 0.02026 | 0.022895 | 0.0044951 | -0.0037323 | -0.00044753 | 0.01261 | 0.044075 | 0.15281 | 0.43993 | 0.41857 | 0.40271 | 0.35151 | 0.088436 | 0.031667 | 0.0027286 | 0.00020178 | 0.0040274 | -0.011169 | 68.2942 | 67.3556 | 66.3456 | 65.2229 | 64.4425 | 63.6109 | 62.8879 | 63.6723 | 66.6533 | 71.6054 | 76.6719 | 81.1318 | 84.1895 | 85.9431 | 87.5184 | 88.2807 | 88.7885 | 87.967 | 86.6081 | 83.6337 | 79.5221 | 75.3648 | 73.0046 | 71.1976 | 0.20595 | 0.16576 | 0.1758 | 0.15966 | 0.14145 | 0.15129 | 0.12578 | 0.11742 | 0.12516 | 0.13821 | 0.15166 | 0.18447 | 0.15641 | 0.15614 | 0.13279 | 0.12346 | 0.10815 | 0.12208 | 0.13694 | 0.12753 | 0.13893 | 0.16528 | 0.16963 | 0.18531
Portfolio Adjusted1-in-2AllOrange County2026July Monthly Peak | Portfolio Adjusted | 1-in-2 | All | Orange County | 2026 | July Monthly Peak | 7 | 8.1263 | 7.7913 | 7.5378 | 7.5943 | 8.0873 | 9.4528 | 10.7441 | 11.9684 | 13.2391 | 14.3376 | 15.2666 | 15.7661 | 15.9266 | 16.0088 | 15.8917 | 15.4086 | 14.6164 | 13.3959 | 12.2949 | 11.7155 | 11.5063 | 10.7903 | 9.792 | 9.0949 | -0.0046862 | -0.0006706 | -0.0060547 | -0.022096 | -0.034864 | -0.038685 | -0.027083 | -0.012487 | 0.019628 | 0.032483 | -0.0062226 | -0.0043485 | 0.035008 | 0.14139 | 0.46175 | 0.44331 | 0.41617 | 0.36933 | 0.11211 | 0.0078167 | -0.013802 | -0.014403 | -0.021662 | -0.019396 | 75.5921 | 74.6806 | 73.8644 | 73.0604 | 72.3185 | 71.6023 | 71.2297 | 72.1225 | 74.7745 | 78.5363 | 82.7552 | 86.6522 | 89.3427 | 91.0119 | 92.3633 | 92.8691 | 92.308 | 91.0457 | 89.7733 | 87.949 | 85.1623 | 82.1152 | 79.7645 | 78.1518 | 0.20903 | 0.16793 | 0.18014 | 0.16324 | 0.14526 | 0.15632 | 0.12982 | 0.12035 | 0.12815 | 0.14236 | 0.15697 | 0.19152 | 0.16348 | 0.1631 | 0.13949 | 0.13023 | 0.1146 | 0.12986 | 0.14488 | 0.13377 | 0.14407 | 0.17128 | 0.17618 | 0.19203
Portfolio Adjusted1-in-2AllOrange County2026August Monthly Peak | Portfolio Adjusted | 1-in-2 | All | Orange County | 2026 | August Monthly Peak | 8 | 8.2561 | 7.8814 | 7.6121 | 7.6886 | 8.201 | 9.6326 | 11.0756 | 12.2259 | 13.5928 | 14.7323 | 15.6577 | 16.169 | 16.3372 | 16.4408 | 16.3164 | 15.7604 | 14.9158 | 13.6219 | 12.444 | 11.993 | 11.6941 | 10.8439 | 9.8313 | 9.1559 | -0.0070421 | -0.0023414 | -0.0076246 | -0.023174 | -0.036228 | -0.040714 | -0.029628 | -0.014213 | 0.020864 | 0.034984 | -0.0066498 | -0.0051622 | 0.035851 | 0.14623 | 0.47718 | 0.45494 | 0.42453 | 0.37517 | 0.11417 | 0.0070067 | -0.014652 | -0.015017 | -0.022696 | -0.019835 | 75.6593 | 74.2931 | 73.1772 | 72.4892 | 71.9398 | 71.1497 | 70.8598 | 70.8617 | 72.9005 | 78.0031 | 83.2634 | 87.79 | 90.9858 | 93.1585 | 94.5219 | 95.1822 | 95.3106 | 94.3585 | 92.2548 | 88.7377 | 84.3346 | 81.3664 | 79.4628 | 77.8262 | 0.21252 | 0.16984 | 0.18179 | 0.16528 | 0.1472 | 0.15892 | 0.13357 | 0.12406 | 0.13269 | 0.1475 | 0.16247 | 0.19843 | 0.16964 | 0.16973 | 0.1448 | 0.13408 | 0.11731 | 0.13222 | 0.14689 | 0.13642 | 0.1467 | 0.17244 | 0.17712 | 0.19382
Portfolio Adjusted1-in-2AllOrange County2026September Monthly Peak | Portfolio Adjusted | 1-in-2 | All | Orange County | 2026 | September Monthly Peak | 9 | 8.0863 | 7.7518 | 7.5148 | 7.5811 | 8.1077 | 9.5434 | 11.1258 | 12.1666 | 13.5819 | 14.6962 | 15.6108 | 16.1177 | 16.3091 | 16.4254 | 16.2018 | 15.5572 | 14.6749 | 13.358 | 12.3047 | 12.1916 | 11.5286 | 10.6972 | 9.7014 | 9.0044 | 0.0030544 | 0.0050051 | -0.00086319 | -0.019348 | -0.031863 | -0.03413 | -0.021599 | -0.0082128 | 0.01858 | 0.029215 | -0.0057585 | -0.0022551 | 0.038396 | 0.15202 | 0.48239 | 0.45611 | 0.42585 | 0.3744 | 0.11145 | 0.011442 | -0.011894 | -0.012635 | -0.018457 | -0.018462 | 73.888 | 72.9408 | 72.1211 | 71.5437 | 70.9962 | 70.2799 | 70.2484 | 70.297 | 72.0812 | 76.3782 | 81.3752 | 86.0802 | 90.0575 | 92.5929 | 94.0914 | 94.7423 | 94.7465 | 93.8186 | 92.1316 | 88.6852 | 84.845 | 81.8692 | 79.9008 | 78.6552 | 0.20876 | 0.16768 | 0.18003 | 0.16332 | 0.14569 | 0.15723 | 0.1328 | 0.12378 | 0.13361 | 0.14835 | 0.16365 | 0.20026 | 0.17154 | 0.17167 | 0.14585 | 0.13412 | 0.11689 | 0.1313 | 0.14638 | 0.13817 | 0.14574 | 0.1715 | 0.17589 | 0.19164
Portfolio Adjusted1-in-2AllOrange County2026October Monthly Peak | Portfolio Adjusted | 1-in-2 | All | Orange County | 2026 | October Monthly Peak | 10 | 7.5697 | 7.2685 | 6.9853 | 7.0093 | 7.5097 | 8.8671 | 10.4344 | 11.1393 | 12.1784 | 13.0177 | 13.8114 | 14.2631 | 14.4581 | 14.6322 | 14.4481 | 13.8335 | 12.9951 | 11.9022 | 11.5006 | 11.1479 | 10.4818 | 9.7702 | 8.911 | 8.268 | 0.070509 | 0.054286 | 0.044011 | 0.0062072 | -0.002098 | 0.010327 | 0.033244 | 0.03236 | 0.00053726 | -0.013346 | 0.0010734 | 0.017601 | 0.048817 | 0.16499 | 0.45632 | 0.42643 | 0.4092 | 0.35617 | 0.086759 | 0.039389 | 0.0069791 | 0.0039177 | 0.010563 | -0.0089094 | 65.8339 | 64.7621 | 63.8675 | 63.0019 | 62.2513 | 61.6938 | 61.4455 | 61.5076 | 62.7749 | 66.4867 | 72.3 | 78.264 | 83.8732 | 86.9757 | 87.8225 | 88.4541 | 88.7637 | 87.8799 | 85.2566 | 80.4311 | 76.8885 | 74.1235 | 71.8886 | 70.3382 | 0.20488 | 0.1646 | 0.1743 | 0.15676 | 0.14056 | 0.15287 | 0.12945 | 0.11916 | 0.1276 | 0.14125 | 0.15665 | 0.19217 | 0.16505 | 0.1659 | 0.14069 | 0.1287 | 0.11157 | 0.12608 | 0.14404 | 0.13346 | 0.13947 | 0.16406 | 0.16931 | 0.18344
Portfolio Adjusted1-in-2AllOrange County2026November Monthly Peak | Portfolio Adjusted | 1-in-2 | All | Orange County | 2026 | November Monthly Peak | 11 | 7.1284 | 6.8553 | 6.6688 | 6.7198 | 7.216 | 8.5424 | 9.7437 | 10.4923 | 11.3875 | 11.9817 | 12.5372 | 12.7877 | 12.8947 | 12.9296 | 12.6712 | 12.0531 | 11.4529 | 11.2163 | 10.5021 | 10.0081 | 9.5189 | 8.9404 | 8.2383 | 7.7125 | 0.077717 | 0.059521 | 0.049698 | 0.010113 | 0.0027519 | 0.017255 | 0.040728 | 0.037611 | -0.0023057 | -0.019248 | 0.0020606 | 0.019431 | 0.046838 | 0.1538 | 0.41312 | 0.38304 | 0.37249 | 0.33749 | 0.076491 | 0.040518 | 0.0093904 | 0.0062166 | 0.014425 | -0.0069525 | 58.6166 | 57.7491 | 57.5153 | 57.0368 | 56.0022 | 54.951 | 55.2788 | 55.044 | 58.5343 | 62.336 | 67.0337 | 71.661 | 74.4506 | 76.0711 | 77.0849 | 76.9203 | 74.9676 | 71.7969 | 68.5713 | 65.9984 | 64.1325 | 63.303 | 62.4145 | 61.8357 | 0.196 | 0.15775 | 0.16929 | 0.15294 | 0.13748 | 0.14956 | 0.12506 | 0.11529 | 0.12225 | 0.13441 | 0.14765 | 0.17968 | 0.15367 | 0.15347 | 0.12972 | 0.11815 | 0.10317 | 0.12078 | 0.13456 | 0.1235 | 0.1305 | 0.15441 | 0.15984 | 0.17437
Portfolio Adjusted1-in-2AllOrange County2026December Monthly Peak | Portfolio Adjusted | 1-in-2 | All | Orange County | 2026 | December Monthly Peak | 12 | 6.9385 | 6.6779 | 6.5327 | 6.5563 | 7.0612 | 8.4153 | 9.8606 | 10.4962 | 11.3262 | 11.6935 | 11.9193 | 11.853 | 11.6714 | 11.5251 | 11.1991 | 10.6035 | 10.2563 | 10.2618 | 9.7927 | 9.3883 | 8.9907 | 8.5402 | 7.9247 | 7.4334 | 0.074141 | 0.056666 | 0.047614 | 0.0096079 | 0.0026195 | 0.016612 | 0.03985 | 0.036493 | -0.0022135 | -0.018141 | 0.0019165 | 0.017862 | 0.042577 | 0.13887 | 0.36987 | 0.34309 | 0.33829 | 0.31036 | 0.070954 | 0.037745 | 0.0087627 | 0.0058306 | 0.013556 | -0.006546 | 49.382 | 48.7085 | 47.9614 | 47.4991 | 47.0152 | 46.3985 | 46.1069 | 45.9522 | 46.7186 | 49.9404 | 53.5208 | 56.5118 | 58.8496 | 60.0971 | 60.7066 | 61.0119 | 60.6156 | 58.5833 | 55.8969 | 53.6196 | 51.836 | 50.0724 | 48.6031 | 47.3498 | 0.187 | 0.15022 | 0.1622 | 0.14531 | 0.13089 | 0.14405 | 0.12245 | 0.1119 | 0.11741 | 0.12673 | 0.13735 | 0.16518 | 0.13968 | 0.13856 | 0.11665 | 0.10652 | 0.094244 | 0.11129 | 0.12483 | 0.11506 | 0.12179 | 0.14483 | 0.15023 | 0.16419
Portfolio Adjusted1-in-2AllOrange County2026Typical Event Day | Portfolio Adjusted | 1-in-2 | All | Orange County | 2026 | Typical Event Day | 8 | 8.1835 | 7.8118 | 7.5457 | 7.6231 | 8.1319 | 9.5514 | 10.9763 | 12.0707 | 13.3531 | 14.4029 | 15.259 | 15.7332 | 15.8863 | 16.0021 | 15.896 | 15.3721 | 14.5576 | 13.308 | 12.1877 | 11.7605 | 11.495 | 10.6695 | 9.6821 | 9.0277 | 0.012385 | 0.011805 | 0.0053296 | -0.016049 | -0.0281 | -0.028375 | -0.014221 | -0.00264 | 0.015921 | 0.023033 | -0.0047323 | 0.0004702 | 0.038839 | 0.14987 | 0.4704 | 0.4479 | 0.4219 | 0.37152 | 0.10712 | 0.01494 | -0.009291 | -0.010352 | -0.014494 | -0.017281 | 73.3584 | 72.3175 | 71.3771 | 70.5791 | 69.9242 | 69.1607 | 68.8064 | 69.2384 | 71.6024 | 76.1308 | 81.0164 | 85.4135 | 88.6439 | 90.6766 | 92.1237 | 92.7686 | 92.7884 | 91.7975 | 90.192 | 87.2514 | 83.466 | 80.1789 | 78.0332 | 76.4577 | 0.2105 | 0.16817 | 0.17996 | 0.16363 | 0.14571 | 0.1573 | 0.13219 | 0.12246 | 0.13059 | 0.14467 | 0.15886 | 0.19367 | 0.16536 | 0.16547 | 0.14114 | 0.1307 | 0.11439 | 0.12904 | 0.14378 | 0.13366 | 0.144 | 0.16944 | 0.17416 | 0.19081
Portfolio Adjusted1-in-10AllSouth of Lugo2015January Monthly Peak | Portfolio Adjusted | 1-in-10 | All | South of Lugo | 2015 | January Monthly Peak | 1 | 96.5097 | 94.3088 | 91.7761 | 91.4462 | 96.4022 | 110.8356 | 135.5438 | 150.845 | 160.1931 | 166.6061 | 165.2887 | 164.1348 | 159.1613 | 159.3004 | 155.8409 | 149.689 | 144.5654 | 146.9385 | 142.0615 | 138.5795 | 130.8983 | 123.3669 | 113.4721 | 104.7099 | -0.30313 | 0.0018444 | 0.027105 | -0.53347 | -1.4244 | -0.80012 | -0.55488 | -0.0058638 | -0.31644 | 0.24773 | 0.48453 | 1.0522 | 1.8236 | 1.9927 | 4.0928 | 3.6441 | 3.5315 | 3.4143 | 2.518 | 2.273 | 1.5972 | 1.2118 | 0.59444 | 0.20836 | 45.7671 | 45.9498 | 45.2622 | 44.5779 | 44.4359 | 44.1863 | 43.1384 | 42.8828 | 43.8254 | 46.5904 | 48.5993 | 50.5928 | 52.659 | 53.7219 | 54.6396 | 54.8501 | 54.4749 | 53.5548 | 51.9724 | 51.0205 | 50.0489 | 49.7577 | 49.5876 | 48.5424 | 3.9944 | 3.8584 | 4.1918 | 4.9423 | 4.4921 | 4.716 | 4.287 | 4.5308 | 5.5365 | 6.0973 | 5.6308 | 4.6676 | 4.8972 | 4.8924 | 4.0715 | 4.0579 | 3.5814 | 3.8428 | 3.9061 | 4.7177 | 5.0464 | 5.2291 | 4.6397 | 3.7972
Portfolio Adjusted1-in-10AllSouth of Lugo2015February Monthly Peak | Portfolio Adjusted | 1-in-10 | All | South of Lugo | 2015 | February Monthly Peak | 2 | 101.401 | 98.527 | 94.9227 | 95.4876 | 100.4839 | 116.4746 | 140.2426 | 155.5828 | 166.6554 | 174.9517 | 178.6151 | 181.7948 | 179.86 | 181.1747 | 178.603 | 171.011 | 163.5545 | 160.4645 | 153.6107 | 147.3132 | 139.2022 | 129.0261 | 117.5972 | 109.645 | -0.3185 | 0.0019269 | 0.028034 | -0.55705 | -1.4847 | -0.84082 | -0.57411 | -0.006048 | -0.3292 | 0.26014 | 0.52359 | 1.1654 | 2.0608 | 2.2664 | 4.6906 | 4.1632 | 3.9953 | 3.7286 | 2.7227 | 2.4163 | 1.6985 | 1.2674 | 0.61605 | 0.21818 | 51.6499 | 50.9771 | 50.2113 | 49.1497 | 48.4813 | 48.2047 | 47.3456 | 47.1969 | 48.6892 | 52.3786 | 56.2606 | 60.0494 | 61.9166 | 63.2438 | 63.9422 | 64.0426 | 63.1459 | 62.127 | 60.0535 | 58.0588 | 56.6031 | 55.3785 | 54.4082 | 53.0131 | 4.1969 | 4.031 | 4.3355 | 5.1607 | 4.6823 | 4.9559 | 4.4356 | 4.6731 | 5.7598 | 6.4027 | 6.0848 | 5.1698 | 5.5341 | 5.5642 | 4.6662 | 4.6359 | 4.0518 | 4.1966 | 4.2237 | 5.015 | 5.3666 | 5.469 | 4.8084 | 3.9762
Portfolio Adjusted1-in-10AllSouth of Lugo2015March Monthly Peak | Portfolio Adjusted | 1-in-10 | All | South of Lugo | 2015 | March Monthly Peak | 3 | 108.891 | 104.0861 | 99.7699 | 100.0169 | 106.1692 | 124.5206 | 149.8905 | 167.9231 | 182.3018 | 195.8711 | 205.9085 | 211.3004 | 210.6553 | 213.1143 | 211.1164 | 202.2705 | 192.5538 | 183.279 | 169.8208 | 163.8252 | 154.014 | 142.2535 | 127.7521 | 117.9602 | -0.34202 | 0.0020357 | 0.029466 | -0.58347 | -1.5687 | -0.89891 | -0.61361 | -0.0065277 | -0.36011 | 0.29125 | 0.6036 | 1.3546 | 2.4136 | 2.6659 | 5.5445 | 4.9242 | 4.7037 | 4.2587 | 3.01 | 2.6871 | 1.8793 | 1.3974 | 0.66924 | 0.23473 | 61.1496 | 59.5092 | 58.8344 | 58.6243 | 57.7321 | 55.8474 | 55.3099 | 55.9993 | 59.1446 | 64.0534 | 69.2101 | 73.8724 | 77.1448 | 78.4762 | 78.7461 | 79.1016 | 78.1001 | 76.6707 | 75.0169 | 72.4663 | 69.697 | 66.4905 | 63.5611 | 61.4583 | 4.5069 | 4.2584 | 4.5569 | 5.4055 | 4.9472 | 5.2983 | 4.7408 | 5.0437 | 6.3006 | 7.1683 | 7.0145 | 6.0088 | 6.4816 | 6.5451 | 5.5156 | 5.4833 | 4.7702 | 4.7932 | 4.6694 | 5.5771 | 5.9376 | 6.0296 | 5.2236 | 4.2777
Portfolio Adjusted1-in-10AllSouth of Lugo2015April Monthly Peak | Portfolio Adjusted | 1-in-10 | All | South of Lugo | 2015 | April Monthly Peak | 4 | 114.1251 | 109.8238 | 105.782 | 106.1213 | 113.6529 | 132.3596 | 157.9425 | 177.8523 | 197.1128 | 214.3535 | 228.2508 | 233.7557 | 232.7227 | 235.0389 | 231.4518 | 222.3084 | 210.9477 | 197.9518 | 179.4392 | 172.8409 | 163.9774 | 151.1061 | 136.8224 | 126.1824 | -0.45233 | -0.039231 | -0.1093 | -0.39529 | -1.336 | -1.1927 | -0.95734 | -0.68026 | -0.38837 | 0.30391 | 0.65595 | 0.59962 | 1.4941 | 1.9237 | 4.6991 | 4.1408 | 3.9955 | 3.504 | 2.1423 | 1.4328 | 1.2465 | 1.1794 | 0.54518 | 0.28728 | 70.8161 | 69.7236 | 68.1326 | 66.495 | 65.094 | 64.2257 | 63.7688 | 63.8636 | 66.5494 | 72.1305 | 77.2163 | 82.3925 | 85.7062 | 87.2219 | 86.2612 | 86.0588 | 86.1119 | 85.9806 | 84.5475 | 80.3969 | 75.4854 | 71.1383 | 68.7461 | 67.5417 | 4.5525 | 4.3305 | 4.6566 | 5.5278 | 5.1042 | 5.4279 | 4.8146 | 5.1486 | 6.5658 | 7.5607 | 7.4942 | 6.4068 | 6.9014 | 6.9571 | 5.828 | 5.8084 | 5.0367 | 4.9895 | 4.7553 | 5.671 | 6.0929 | 6.173 | 5.3919 | 4.4102
Portfolio Adjusted1-in-10AllSouth of Lugo2015May Monthly Peak | Portfolio Adjusted | 1-in-10 | All | South of Lugo | 2015 | May Monthly Peak | 5 | 112.7649 | 108.2421 | 104.6579 | 105.2979 | 113.0773 | 132.3296 | 156.8542 | 179.2567 | 197.7462 | 213.8437 | 227.3238 | 231.3263 | 229.1141 | 230.8748 | 227.2224 | 217.647 | 206.0458 | 194.4819 | 176.3374 | 168.2046 | 162.043 | 149.4639 | 135.1535 | 124.8354 | -0.4329 | -0.03249 | -0.087083 | -0.42585 | -1.381 | -1.1565 | -0.90401 | -0.58286 | -0.38977 | 0.30543 | 0.65527 | 0.72809 | 1.6457 | 2.0408 | 4.8183 | 4.2425 | 4.0739 | 3.6056 | 2.2598 | 1.601 | 1.3447 | 1.2122 | 0.5642 | 0.2788 | 67.7699 | 66.9498 | 65.276 | 64.3511 | 63.8485 | 63.1603 | 63.3927 | 63.5656 | 66.8552 | 72.7819 | 77.9381 | 81.7812 | 83.8646 | 84.9372 | 86.7788 | 87.9206 | 88.2644 | 87.3138 | 85.9225 | 83.3448 | 80.0627 | 76.0643 | 72.9861 | 70.9091 | 4.5098 | 4.2791 | 4.619 | 5.499 | 5.0914 | 5.4406 | 4.7937 | 5.2026 | 6.6038 | 7.5621 | 7.4829 | 6.3565 | 6.8118 | 6.8514 | 5.7362 | 5.7012 | 4.9323 | 4.9147 | 4.6851 | 5.5331 | 6.0364 | 6.1216 | 5.3398 | 4.3744
Portfolio Adjusted1-in-10AllSouth of Lugo2015June Monthly Peak | Portfolio Adjusted | 1-in-10 | All | South of Lugo | 2015 | June Monthly Peak | 6 | 116.7155 | 112.0361 | 108.4072 | 109.0517 | 117.2521 | 136.4562 | 160.0448 | 182.045 | 198.6782 | 214.4522 | 226.6994 | 227.748 | 222.8339 | 224.5115 | 221.9665 | 215.2291 | 204.9838 | 194.1057 | 175.8439 | 168.008 | 162.0651 | 150.3863 | 136.4867 | 126.6811 | -0.42018 | -0.02137 | -0.048374 | -0.50782 | -1.5348 | -1.1215 | -0.83094 | -0.39177 | -0.3919 | 0.3106 | 0.65726 | 0.97117 | 1.9266 | 2.2665 | 5.0911 | 4.5527 | 4.3795 | 3.9106 | 2.5489 | 1.995 | 1.5614 | 1.3078 | 0.61947 | 0.27236 | 65.9139 | 65.3461 | 64.8665 | 64.4618 | 62.9965 | 62.2165 | 62.4016 | 64.1555 | 67.1093 | 71.5149 | 76.4837 | 80.465 | 82.3388 | 82.7381 | 83.7312 | 83.9113 | 85.135 | 84.7419 | 84.6162 | 83.0119 | 78.6975 | 74.6132 | 71.7497 | 69.9445 | 4.7055 | 4.4648 | 4.8231 | 5.741 | 5.3221 | 5.6556 | 4.9307 | 5.3261 | 6.6885 | 7.6448 | 7.5226 | 6.3087 | 6.6786 | 6.7164 | 5.6488 | 5.6834 | 4.9465 | 4.9448 | 4.7097 | 5.5713 | 6.086 | 6.2091 | 5.4361 | 4.4749
Portfolio Adjusted1-in-10AllSouth of Lugo2015July Monthly Peak | Portfolio Adjusted | 1-in-10 | All | South of Lugo | 2015 | July Monthly Peak | 7 | 119.7668 | 114.7618 | 110.9914 | 112.1733 | 120.7338 | 142.3122 | 167.6048 | 189.4805 | 206.2333 | 219.4927 | 230.3902 | 231.3091 | 227.3948 | 229.2284 | 226.5431 | 220.0593 | 210.923 | 199.3358 | 180.2912 | 171.0259 | 164.7353 | 153.0731 | 139.2828 | 130.0234 | -0.48413 | -0.045137 | -0.12881 | -0.39518 | -1.3843 | -1.3068 | -1.0475 | -0.79345 | -0.40624 | 0.30974 | 0.66082 | 0.50815 | 1.3502 | 1.7812 | 4.4701 | 3.9784 | 3.8842 | 3.4228 | 2.0525 | 1.2849 | 1.1796 | 1.1651 | 0.53826 | 0.2996 | 69.5227 | 68.8481 | 68.5796 | 68.3695 | 68.0296 | 67.7407 | 67.3374 | 67.5119 | 70.3661 | 74.4181 | 78.0894 | 79.7244 | 80.6369 | 82.4556 | 84.5919 | 85.5894 | 87.7569 | 86.52 | 84.35 | 81.7631 | 78.48 | 75.8206 | 74.0008 | 72.6402 | 4.7726 | 4.5205 | 4.8809 | 5.837 | 5.4167 | 5.83 | 5.1039 | 5.4795 | 6.8625 | 7.734 | 7.5566 | 6.3332 | 6.7364 | 6.7781 | 5.6985 | 5.7437 | 5.0309 | 5.0192 | 4.7729 | 5.6057 | 6.1147 | 6.2469 | 5.4832 | 4.5398
Portfolio Adjusted1-in-10AllSouth of Lugo2015August Monthly Peak | Portfolio Adjusted | 1-in-10 | All | South of Lugo | 2015 | August Monthly Peak | 8 | 124.6701 | 119.9128 | 115.8633 | 117.1679 | 125.0173 | 149.2641 | 176.1237 | 196.7245 | 214.566 | 229.4083 | 241.6175 | 243.6375 | 239.3559 | 241.3099 | 238.827 | 231.3566 | 221.6741 | 209.6077 | 188.7622 | 180.7371 | 172.264 | 160.6268 | 145.8252 | 135.5078 | -0.54467 | -0.065101 | -0.19558 | -0.31467 | -1.2835 | -1.4768 | -1.2383 | -1.1195 | -0.42222 | 0.31744 | 0.6875 | 0.16326 | 0.94241 | 1.4608 | 4.1473 | 3.6574 | 3.5992 | 3.1385 | 1.7154 | 0.77569 | 0.9189 | 1.0939 | 0.49094 | 0.32767 | 70.6686 | 70.2346 | 70.0455 | 69.7337 | 69.3366 | 69.1939 | 69.0975 | 69.3374 | 71.5878 | 75.27 | 78.6487 | 82.3287 | 85.1725 | 86.9494 | 87.2912 | 88.1875 | 88.8175 | 88.9906 | 88.2575 | 84.7363 | 79.3669 | 75.8407 | 73.6155 | 72.1512 | 4.9712 | 4.7264 | 5.0983 | 6.1008 | 5.6124 | 6.1187 | 5.3667 | 5.6926 | 7.1443 | 8.0884 | 7.9298 | 6.6749 | 7.0952 | 7.1399 | 6.0113 | 6.0423 | 5.2907 | 5.2812 | 5.0003 | 5.9277 | 6.3982 | 6.5593 | 5.7444 | 4.7343
Portfolio Adjusted1-in-10AllSouth of Lugo2015September Monthly Peak | Portfolio Adjusted | 1-in-10 | All | South of Lugo | 2015 | September Monthly Peak | 9 | 122.8644 | 118.4863 | 114.9253 | 116.4889 | 123.9156 | 149.573 | 179.1286 | 201.8098 | 225.2061 | 243.5357 | 257.2662 | 259.6061 | 256.5191 | 258.2248 | 252.7818 | 242.7228 | 229.9794 | 216.4118 | 194.5975 | 188.4822 | 176.299 | 162.1794 | 146.1278 | 135.0223 | -0.62294 | -0.10239 | -0.32418 | -0.10342 | -0.95307 | -1.7084 | -1.5599 | -1.7999 | -0.44219 | 0.32263 | 0.71939 | -0.67715 | -0.09179 | 0.6111 | 3.1051 | 2.6538 | 2.6581 | 2.2191 | 0.80845 | -0.49471 | 0.24892 | 0.82541 | 0.33573 | 0.35952 | 74.3382 | 73.1777 | 72.597 | 72.3549 | 71.5518 | 71.0447 | 70.8303 | 71.2166 | 73.4731 | 77.4969 | 81.8981 | 87.55 | 91.9956 | 95.3687 | 95.9325 | 95.5094 | 94.9962 | 93.6512 | 92.4231 | 89.9744 | 86.2625 | 80.9213 | 77.635 | 75.62 | 5.0349 | 4.7996 | 5.1972 | 6.2335 | 5.7171 | 6.3013 | 5.6095 | 6.0016 | 7.7064 | 8.8245 | 8.6774 | 7.3095 | 7.8147 | 7.8521 | 6.5389 | 6.5149 | 5.641 | 5.6038 | 5.2978 | 6.3531 | 6.7295 | 6.8062 | 5.9158 | 4.848
Portfolio Adjusted1-in-10AllSouth of Lugo2015October Monthly Peak | Portfolio Adjusted | 1-in-10 | All | South of Lugo | 2015 | October Monthly Peak | 10 | 117.0358 | 114.1165 | 110.0031 | 111.0214 | 117.9948 | 138.5586 | 166.2549 | 186.3626 | 204.8972 | 224.0647 | 239.0902 | 243.712 | 242.9449 | 244.9051 | 241.0459 | 229.3678 | 217.0354 | 202.4944 | 188.2424 | 178.0542 | 166.9432 | 153.8666 | 138.5016 | 127.0116 | -0.49799 | -0.056003 | -0.16546 | -0.33057 | -1.2607 | -1.3365 | -1.1237 | -0.96287 | -0.40334 | 0.31219 | 0.68222 | 0.29303 | 1.1259 | 1.6291 | 4.3847 | 3.8075 | 3.6887 | 3.1872 | 1.8614 | 0.9641 | 0.99682 | 1.0908 | 0.49032 | 0.30208 | 71.8954 | 71.4141 | 70.5804 | 69.7394 | 68.5994 | 68.3667 | 68.5321 | 68.7561 | 69.7404 | 72.4168 | 76.5937 | 81.6181 | 85.0487 | 86.5887 | 87.0906 | 87.3094 | 86.3394 | 83.5694 | 80.0429 | 77.5896 | 75.4874 | 74.0637 | 72.8235 | 71.8091 | 4.6615 | 4.4929 | 4.8351 | 5.7743 | 5.2912 | 5.6735 | 5.0603 | 5.3867 | 6.8147 | 7.8912 | 7.8381 | 6.6695 | 7.1936 | 7.2381 | 6.0603 | 5.9837 | 5.1742 | 5.0963 | 4.981 | 5.8332 | 6.1936 | 6.2762 | 5.4498 | 4.4325
Portfolio Adjusted1-in-10AllSouth of Lugo2015November Monthly Peak | Portfolio Adjusted | 1-in-10 | All | South of Lugo | 2015 | November Monthly Peak | 11 | 108.2587 | 104.1375 | 100.515 | 101.9687 | 108.1701 | 124.9243 | 148.09 | 166.741 | 182.7497 | 198.3713 | 209.4794 | 212.6486 | 210.8847 | 211.8765 | 206.9098 | 196.1594 | 187.4062 | 182.2323 | 168.4738 | 159.9456 | 151.5476 | 139.2547 | 125.5359 | 115.6671 | -0.34004 | 0.0020367 | 0.029686 | -0.59485 | -1.5983 | -0.90182 | -0.60624 | -0.0064818 | -0.361 | 0.29497 | 0.61407 | 1.3632 | 2.4163 | 2.6504 | 5.4341 | 4.7754 | 4.578 | 4.2344 | 2.9862 | 2.6235 | 1.8492 | 1.3679 | 0.65763 | 0.23017 | 64.5658 | 62.8766 | 62.1772 | 60.5854 | 59.4328 | 58.7374 | 58.1706 | 59.471 | 62.1961 | 67.1412 | 72.7061 | 76.7751 | 78.8172 | 80.4731 | 81.2821 | 80.8011 | 79.2744 | 77.1472 | 75.1576 | 72.6707 | 70.8571 | 69.3156 | 67.4851 | 66.3637 | 4.4807 | 4.2605 | 4.5909 | 5.511 | 5.0405 | 5.3154 | 4.6838 | 5.0082 | 6.316 | 7.2598 | 7.1362 | 6.0472 | 6.4887 | 6.5071 | 5.4057 | 5.3176 | 4.6427 | 4.7659 | 4.6324 | 5.4451 | 5.8425 | 5.9025 | 5.133 | 4.1946
Portfolio Adjusted1-in-10AllSouth of Lugo2015December Monthly Peak | Portfolio Adjusted | 1-in-10 | All | South of Lugo | 2015 | December Monthly Peak | 12 | 97.3938 | 94.9409 | 91.5137 | 91.7511 | 95.3358 | 109.5767 | 133.6105 | 148.5233 | 158.984 | 166.43 | 164.7723 | 162.9851 | 158.0054 | 157.0832 | 154.328 | 148.4353 | 146.1891 | 148.9142 | 143.9154 | 139.9057 | 132.7157 | 124.0684 | 113.0749 | 103.7356 | -0.30591 | 0.0018568 | 0.027027 | -0.53525 | -1.4087 | -0.79103 | -0.54696 | -0.0057736 | -0.31405 | 0.24747 | 0.48301 | 1.0448 | 1.8104 | 1.965 | 4.0531 | 3.6136 | 3.5711 | 3.4602 | 2.5509 | 2.2948 | 1.6194 | 1.2187 | 0.59236 | 0.20642 | 47.0285 | 46.4337 | 45.5578 | 44.848 | 44.2946 | 43.0241 | 43.9849 | 44.6623 | 45.9627 | 47.679 | 49.9704 | 51.7899 | 53.0535 | 52.5976 | 52.486 | 52.2267 | 51.9264 | 50.7543 | 49.4474 | 48.6657 | 47.6387 | 47.0682 | 46.369 | 45.9851 | 4.031 | 3.8842 | 4.1798 | 4.9588 | 4.4424 | 4.6624 | 4.2259 | 4.461 | 5.4947 | 6.0908 | 5.6132 | 4.6349 | 4.8616 | 4.8243 | 4.032 | 4.0239 | 3.6216 | 3.8945 | 3.9571 | 4.7628 | 5.1165 | 5.2588 | 4.6234 | 3.7619
Portfolio Adjusted1-in-10AllSouth of Lugo2015Typical Event Day | Portfolio Adjusted | 1-in-10 | All | South of Lugo | 2015 | Typical Event Day | 8 | 124.4331 | 119.6712 | 115.6071 | 116.8522 | 124.6605 | 148.8144 | 175.5473 | 195.9722 | 213.4121 | 227.8977 | 239.8749 | 241.8651 | 237.5911 | 239.5426 | 237.1724 | 229.8242 | 220.2694 | 208.3621 | 187.8123 | 179.9731 | 171.6602 | 160.1293 | 145.3111 | 135.054 | -0.53137 | -0.059569 | -0.17675 | -0.34334 | -1.3249 | -1.4404 | -1.1929 | -1.0263 | -0.42008 | 0.31724 | 0.6842 | 0.27348 | 1.0788 | 1.5742 | 4.2879 | 3.7906 | 3.7211 | 3.258 | 1.8369 | 0.94729 | 1.0103 | 1.1292 | 0.51103 | 0.32193 | 70.1108 | 69.4016 | 69.0222 | 68.73 | 67.9786 | 67.549 | 67.4167 | 68.0553 | 70.6341 | 74.675 | 78.78 | 82.517 | 85.0359 | 86.878 | 87.8867 | 88.2994 | 89.1764 | 88.4759 | 87.4117 | 84.8714 | 80.7017 | 76.799 | 74.2503 | 72.589 | 4.9566 | 4.712 | 5.0819 | 6.0781 | 5.5906 | 6.094 | 5.3436 | 5.665 | 7.0986 | 8.0269 | 7.8646 | 6.6196 | 7.0357 | 7.0803 | 5.9635 | 5.9962 | 5.2518 | 5.2445 | 4.9701 | 5.8966 | 6.3692 | 6.5323 | 5.7183 | 4.7136
Portfolio Adjusted1-in-10AllSouth of Lugo2016January Monthly Peak | Portfolio Adjusted | 1-in-10 | All | South of Lugo | 2016 | January Monthly Peak | 1 | 96.5097 | 94.3088 | 91.7761 | 91.4462 | 96.4022 | 110.8356 | 135.5438 | 150.845 | 160.1931 | 166.6061 | 165.2887 | 164.1348 | 159.1613 | 159.3004 | 155.8409 | 149.689 | 144.5654 | 146.9385 | 142.0615 | 138.5795 | 130.8983 | 123.3669 | 113.4721 | 104.7099 | -0.30313 | 0.0018444 | 0.027105 | -0.53347 | -1.4244 | -0.80012 | -0.55488 | -0.0058638 | -0.31644 | 0.24773 | 0.48453 | 1.0522 | 1.8236 | 1.9927 | 4.0928 | 3.6441 | 3.5315 | 3.4143 | 2.518 | 2.273 | 1.5972 | 1.2118 | 0.59444 | 0.20836 | 45.7671 | 45.9498 | 45.2622 | 44.5779 | 44.4359 | 44.1863 | 43.1384 | 42.8828 | 43.8254 | 46.5904 | 48.5993 | 50.5928 | 52.659 | 53.7219 | 54.6396 | 54.8501 | 54.4749 | 53.5548 | 51.9724 | 51.0205 | 50.0489 | 49.7577 | 49.5876 | 48.5424 | 3.9944 | 3.8584 | 4.1918 | 4.9423 | 4.4921 | 4.716 | 4.287 | 4.5308 | 5.5365 | 6.0973 | 5.6308 | 4.6676 | 4.8972 | 4.8924 | 4.0715 | 4.0579 | 3.5814 | 3.8428 | 3.9061 | 4.7177 | 5.0464 | 5.2291 | 4.6397 | 3.7972
Portfolio Adjusted1-in-10AllSouth of Lugo2016February Monthly Peak | Portfolio Adjusted | 1-in-10 | All | South of Lugo | 2016 | February Monthly Peak | 2 | 101.401 | 98.527 | 94.9227 | 95.4876 | 100.4839 | 116.4746 | 140.2426 | 155.5828 | 166.6554 | 174.9517 | 178.6151 | 181.7948 | 179.86 | 181.1747 | 178.603 | 171.011 | 163.5545 | 160.4645 | 153.6107 | 147.3132 | 139.2022 | 129.0261 | 117.5972 | 109.645 | -0.3185 | 0.0019269 | 0.028034 | -0.55705 | -1.4847 | -0.84082 | -0.57411 | -0.006048 | -0.3292 | 0.26014 | 0.52359 | 1.1654 | 2.0608 | 2.2664 | 4.6906 | 4.1632 | 3.9953 | 3.7286 | 2.7227 | 2.4163 | 1.6985 | 1.2674 | 0.61605 | 0.21818 | 51.6499 | 50.9771 | 50.2113 | 49.1497 | 48.4813 | 48.2047 | 47.3456 | 47.1969 | 48.6892 | 52.3786 | 56.2606 | 60.0494 | 61.9166 | 63.2438 | 63.9422 | 64.0426 | 63.1459 | 62.127 | 60.0535 | 58.0588 | 56.6031 | 55.3785 | 54.4082 | 53.0131 | 4.1969 | 4.031 | 4.3355 | 5.1607 | 4.6823 | 4.9559 | 4.4356 | 4.6731 | 5.7598 | 6.4027 | 6.0848 | 5.1698 | 5.5341 | 5.5642 | 4.6662 | 4.6359 | 4.0518 | 4.1966 | 4.2237 | 5.015 | 5.3666 | 5.469 | 4.8084 | 3.9762
Portfolio Adjusted1-in-10AllSouth of Lugo2016March Monthly Peak | Portfolio Adjusted | 1-in-10 | All | South of Lugo | 2016 | March Monthly Peak | 3 | 108.891 | 104.0861 | 99.7699 | 100.0169 | 106.1692 | 124.5206 | 149.8905 | 167.9231 | 182.3018 | 195.8711 | 205.9085 | 211.3004 | 210.6553 | 213.1143 | 211.1164 | 202.2705 | 192.5538 | 183.279 | 169.8208 | 163.8252 | 154.014 | 142.2535 | 127.7521 | 117.9602 | -0.34202 | 0.0020357 | 0.029466 | -0.58347 | -1.5687 | -0.89891 | -0.61361 | -0.0065277 | -0.36011 | 0.29125 | 0.6036 | 1.3546 | 2.4136 | 2.6659 | 5.5445 | 4.9242 | 4.7037 | 4.2587 | 3.01 | 2.6871 | 1.8793 | 1.3974 | 0.66924 | 0.23473 | 61.1496 | 59.5092 | 58.8344 | 58.6243 | 57.7321 | 55.8474 | 55.3099 | 55.9993 | 59.1446 | 64.0534 | 69.2101 | 73.8724 | 77.1448 | 78.4762 | 78.7461 | 79.1016 | 78.1001 | 76.6707 | 75.0169 | 72.4663 | 69.697 | 66.4905 | 63.5611 | 61.4583 | 4.5069 | 4.2584 | 4.5569 | 5.4055 | 4.9472 | 5.2983 | 4.7408 | 5.0437 | 6.3006 | 7.1683 | 7.0145 | 6.0088 | 6.4816 | 6.5451 | 5.5156 | 5.4833 | 4.7702 | 4.7932 | 4.6694 | 5.5771 | 5.9376 | 6.0296 | 5.2236 | 4.2777
Portfolio Adjusted1-in-10AllSouth of Lugo2016April Monthly Peak | Portfolio Adjusted | 1-in-10 | All | South of Lugo | 2016 | April Monthly Peak | 4 | 114.1251 | 109.8238 | 105.782 | 106.1213 | 113.6529 | 132.3596 | 157.9425 | 177.8523 | 197.1128 | 214.3535 | 228.2508 | 233.7557 | 232.7227 | 235.0389 | 231.4518 | 222.3084 | 210.9477 | 197.9518 | 179.4392 | 172.8409 | 163.9774 | 151.1061 | 136.8224 | 126.1824 | -0.45233 | -0.039231 | -0.1093 | -0.39529 | -1.336 | -1.1927 | -0.95734 | -0.68026 | -0.38837 | 0.30391 | 0.65595 | 0.59962 | 1.4941 | 1.9237 | 4.6991 | 4.1408 | 3.9955 | 3.504 | 2.1423 | 1.4328 | 1.2465 | 1.1794 | 0.54518 | 0.28728 | 70.8161 | 69.7236 | 68.1326 | 66.495 | 65.094 | 64.2257 | 63.7688 | 63.8636 | 66.5494 | 72.1305 | 77.2163 | 82.3925 | 85.7062 | 87.2219 | 86.2612 | 86.0588 | 86.1119 | 85.9806 | 84.5475 | 80.3969 | 75.4854 | 71.1383 | 68.7461 | 67.5417 | 4.5525 | 4.3305 | 4.6566 | 5.5278 | 5.1042 | 5.4279 | 4.8146 | 5.1486 | 6.5658 | 7.5607 | 7.4942 | 6.4068 | 6.9014 | 6.9571 | 5.828 | 5.8084 | 5.0367 | 4.9895 | 4.7553 | 5.671 | 6.0929 | 6.173 | 5.3919 | 4.4102
Portfolio Adjusted1-in-10AllSouth of Lugo2016May Monthly Peak | Portfolio Adjusted | 1-in-10 | All | South of Lugo | 2016 | May Monthly Peak | 5 | 112.7649 | 108.2421 | 104.6579 | 105.2979 | 113.0773 | 132.3296 | 156.8542 | 179.2567 | 197.7462 | 213.8437 | 227.3238 | 231.3263 | 229.1141 | 230.8748 | 227.2224 | 217.647 | 206.0458 | 194.4819 | 176.3374 | 168.2046 | 162.043 | 149.4639 | 135.1535 | 124.8354 | -0.4329 | -0.03249 | -0.087083 | -0.42585 | -1.381 | -1.1565 | -0.90401 | -0.58286 | -0.38977 | 0.30543 | 0.65527 | 0.72809 | 1.6457 | 2.0408 | 4.8183 | 4.2425 | 4.0739 | 3.6056 | 2.2598 | 1.601 | 1.3447 | 1.2122 | 0.5642 | 0.2788 | 67.7699 | 66.9498 | 65.276 | 64.3511 | 63.8485 | 63.1603 | 63.3927 | 63.5656 | 66.8552 | 72.7819 | 77.9381 | 81.7812 | 83.8646 | 84.9372 | 86.7788 | 87.9206 | 88.2644 | 87.3138 | 85.9225 | 83.3448 | 80.0627 | 76.0643 | 72.9861 | 70.9091 | 4.5098 | 4.2791 | 4.619 | 5.499 | 5.0914 | 5.4406 | 4.7937 | 5.2026 | 6.6038 | 7.5621 | 7.4829 | 6.3565 | 6.8118 | 6.8514 | 5.7362 | 5.7012 | 4.9323 | 4.9147 | 4.6851 | 5.5331 | 6.0364 | 6.1216 | 5.3398 | 4.3744
Portfolio Adjusted1-in-10AllSouth of Lugo2016June Monthly Peak | Portfolio Adjusted | 1-in-10 | All | South of Lugo | 2016 | June Monthly Peak | 6 | 116.7155 | 112.0361 | 108.4072 | 109.0517 | 117.2521 | 136.4562 | 160.0448 | 182.045 | 198.6782 | 214.4522 | 226.6994 | 227.748 | 222.8339 | 224.5115 | 221.9665 | 215.2291 | 204.9838 | 194.1057 | 175.8439 | 168.008 | 162.0651 | 150.3863 | 136.4867 | 126.6811 | -0.42018 | -0.02137 | -0.048374 | -0.50782 | -1.5348 | -1.1215 | -0.83094 | -0.39177 | -0.3919 | 0.3106 | 0.65726 | 0.97117 | 1.9266 | 2.2665 | 5.0911 | 4.5527 | 4.3795 | 3.9106 | 2.5489 | 1.995 | 1.5614 | 1.3078 | 0.61947 | 0.27236 | 65.9139 | 65.3461 | 64.8665 | 64.4618 | 62.9965 | 62.2165 | 62.4016 | 64.1555 | 67.1093 | 71.5149 | 76.4837 | 80.465 | 82.3388 | 82.7381 | 83.7312 | 83.9113 | 85.135 | 84.7419 | 84.6162 | 83.0119 | 78.6975 | 74.6132 | 71.7497 | 69.9445 | 4.7055 | 4.4648 | 4.8231 | 5.741 | 5.3221 | 5.6556 | 4.9307 | 5.3261 | 6.6885 | 7.6448 | 7.5226 | 6.3087 | 6.6786 | 6.7164 | 5.6488 | 5.6834 | 4.9465 | 4.9448 | 4.7097 | 5.5713 | 6.086 | 6.2091 | 5.4361 | 4.4749
Portfolio Adjusted1-in-10AllSouth of Lugo2016July Monthly Peak | Portfolio Adjusted | 1-in-10 | All | South of Lugo | 2016 | July Monthly Peak | 7 | 119.7668 | 114.7618 | 110.9914 | 112.1733 | 120.7338 | 142.3122 | 167.6048 | 189.4805 | 206.2333 | 219.4927 | 230.3902 | 231.3091 | 227.3948 | 229.2284 | 226.5431 | 220.0593 | 210.923 | 199.3358 | 180.2912 | 171.0259 | 164.7353 | 153.0731 | 139.2828 | 130.0234 | -0.48413 | -0.045137 | -0.12881 | -0.39518 | -1.3843 | -1.3068 | -1.0475 | -0.79345 | -0.40624 | 0.30974 | 0.66082 | 0.50815 | 1.3502 | 1.7812 | 4.4701 | 3.9784 | 3.8842 | 3.4228 | 2.0525 | 1.2849 | 1.1796 | 1.1651 | 0.53826 | 0.2996 | 69.5227 | 68.8481 | 68.5796 | 68.3695 | 68.0296 | 67.7407 | 67.3374 | 67.5119 | 70.3661 | 74.4181 | 78.0894 | 79.7244 | 80.6369 | 82.4556 | 84.5919 | 85.5894 | 87.7569 | 86.52 | 84.35 | 81.7631 | 78.48 | 75.8206 | 74.0008 | 72.6402 | 4.7726 | 4.5205 | 4.8809 | 5.837 | 5.4167 | 5.83 | 5.1039 | 5.4795 | 6.8625 | 7.734 | 7.5566 | 6.3332 | 6.7364 | 6.7781 | 5.6985 | 5.7437 | 5.0309 | 5.0192 | 4.7729 | 5.6057 | 6.1147 | 6.2469 | 5.4832 | 4.5398
Portfolio Adjusted1-in-10AllSouth of Lugo2016August Monthly Peak | Portfolio Adjusted | 1-in-10 | All | South of Lugo | 2016 | August Monthly Peak | 8 | 124.6701 | 119.9128 | 115.8633 | 117.1679 | 125.0173 | 149.2641 | 176.1237 | 196.7245 | 214.566 | 229.4083 | 241.6175 | 243.6375 | 239.3559 | 241.3099 | 238.827 | 231.3566 | 221.6741 | 209.6077 | 188.7622 | 180.7371 | 172.264 | 160.6268 | 145.8252 | 135.5078 | -0.54467 | -0.065101 | -0.19558 | -0.31467 | -1.2835 | -1.4768 | -1.2383 | -1.1195 | -0.42222 | 0.31744 | 0.6875 | 0.16326 | 0.94241 | 1.4608 | 4.1473 | 3.6574 | 3.5992 | 3.1385 | 1.7154 | 0.77569 | 0.9189 | 1.0939 | 0.49094 | 0.32767 | 70.6686 | 70.2346 | 70.0455 | 69.7337 | 69.3366 | 69.1939 | 69.0975 | 69.3374 | 71.5878 | 75.27 | 78.6487 | 82.3287 | 85.1725 | 86.9494 | 87.2912 | 88.1875 | 88.8175 | 88.9906 | 88.2575 | 84.7363 | 79.3669 | 75.8407 | 73.6155 | 72.1512 | 4.9712 | 4.7264 | 5.0983 | 6.1008 | 5.6124 | 6.1187 | 5.3667 | 5.6926 | 7.1443 | 8.0884 | 7.9298 | 6.6749 | 7.0952 | 7.1399 | 6.0113 | 6.0423 | 5.2907 | 5.2812 | 5.0003 | 5.9277 | 6.3982 | 6.5593 | 5.7444 | 4.7343
Portfolio Adjusted1-in-10AllSouth of Lugo2016September Monthly Peak | Portfolio Adjusted | 1-in-10 | All | South of Lugo | 2016 | September Monthly Peak | 9 | 122.8644 | 118.4863 | 114.9253 | 116.4889 | 123.9156 | 149.573 | 179.1286 | 201.8098 | 225.2061 | 243.5357 | 257.2662 | 259.6061 | 256.5191 | 258.2248 | 252.7818 | 242.7228 | 229.9794 | 216.4118 | 194.5975 | 188.4822 | 176.299 | 162.1794 | 146.1278 | 135.0223 | -0.62294 | -0.10239 | -0.32418 | -0.10342 | -0.95307 | -1.7084 | -1.5599 | -1.7999 | -0.44219 | 0.32263 | 0.71939 | -0.67715 | -0.09179 | 0.6111 | 3.1051 | 2.6538 | 2.6581 | 2.2191 | 0.80845 | -0.49471 | 0.24892 | 0.82541 | 0.33573 | 0.35952 | 74.3382 | 73.1777 | 72.597 | 72.3549 | 71.5518 | 71.0447 | 70.8303 | 71.2166 | 73.4731 | 77.4969 | 81.8981 | 87.55 | 91.9956 | 95.3687 | 95.9325 | 95.5094 | 94.9962 | 93.6512 | 92.4231 | 89.9744 | 86.2625 | 80.9213 | 77.635 | 75.62 | 5.0349 | 4.7996 | 5.1972 | 6.2335 | 5.7171 | 6.3013 | 5.6095 | 6.0016 | 7.7064 | 8.8245 | 8.6774 | 7.3095 | 7.8147 | 7.8521 | 6.5389 | 6.5149 | 5.641 | 5.6038 | 5.2978 | 6.3531 | 6.7295 | 6.8062 | 5.9158 | 4.848
Portfolio Adjusted1-in-10AllSouth of Lugo2016October Monthly Peak | Portfolio Adjusted | 1-in-10 | All | South of Lugo | 2016 | October Monthly Peak | 10 | 117.0358 | 114.1165 | 110.0031 | 111.0214 | 117.9948 | 138.5586 | 166.2549 | 186.3626 | 204.8972 | 224.0647 | 239.0902 | 243.712 | 242.9449 | 244.9051 | 241.0459 | 229.3678 | 217.0354 | 202.4944 | 188.2424 | 178.0542 | 166.9432 | 153.8666 | 138.5016 | 127.0116 | -0.49799 | -0.056003 | -0.16546 | -0.33057 | -1.2607 | -1.3365 | -1.1237 | -0.96287 | -0.40334 | 0.31219 | 0.68222 | 0.29303 | 1.1259 | 1.6291 | 4.3847 | 3.8075 | 3.6887 | 3.1872 | 1.8614 | 0.9641 | 0.99682 | 1.0908 | 0.49032 | 0.30208 | 71.8954 | 71.4141 | 70.5804 | 69.7394 | 68.5994 | 68.3667 | 68.5321 | 68.7561 | 69.7404 | 72.4168 | 76.5937 | 81.6181 | 85.0487 | 86.5887 | 87.0906 | 87.3094 | 86.3394 | 83.5694 | 80.0429 | 77.5896 | 75.4874 | 74.0637 | 72.8235 | 71.8091 | 4.6615 | 4.4929 | 4.8351 | 5.7743 | 5.2912 | 5.6735 | 5.0603 | 5.3867 | 6.8147 | 7.8912 | 7.8381 | 6.6695 | 7.1936 | 7.2381 | 6.0603 | 5.9837 | 5.1742 | 5.0963 | 4.981 | 5.8332 | 6.1936 | 6.2762 | 5.4498 | 4.4325
Portfolio Adjusted1-in-10AllSouth of Lugo2016November Monthly Peak | Portfolio Adjusted | 1-in-10 | All | South of Lugo | 2016 | November Monthly Peak | 11 | 108.2587 | 104.1375 | 100.515 | 101.9687 | 108.1701 | 124.9243 | 148.09 | 166.741 | 182.7497 | 198.3713 | 209.4794 | 212.6486 | 210.8847 | 211.8765 | 206.9098 | 196.1594 | 187.4062 | 182.2323 | 168.4738 | 159.9456 | 151.5476 | 139.2547 | 125.5359 | 115.6671 | -0.34004 | 0.0020367 | 0.029686 | -0.59485 | -1.5983 | -0.90182 | -0.60624 | -0.0064818 | -0.361 | 0.29497 | 0.61407 | 1.3632 | 2.4163 | 2.6504 | 5.4341 | 4.7754 | 4.578 | 4.2344 | 2.9862 | 2.6235 | 1.8492 | 1.3679 | 0.65763 | 0.23017 | 64.5658 | 62.8766 | 62.1772 | 60.5854 | 59.4328 | 58.7374 | 58.1706 | 59.471 | 62.1961 | 67.1412 | 72.7061 | 76.7751 | 78.8172 | 80.4731 | 81.2821 | 80.8011 | 79.2744 | 77.1472 | 75.1576 | 72.6707 | 70.8571 | 69.3156 | 67.4851 | 66.3637 | 4.4807 | 4.2605 | 4.5909 | 5.511 | 5.0405 | 5.3154 | 4.6838 | 5.0082 | 6.316 | 7.2598 | 7.1362 | 6.0472 | 6.4887 | 6.5071 | 5.4057 | 5.3176 | 4.6427 | 4.7659 | 4.6324 | 5.4451 | 5.8425 | 5.9025 | 5.133 | 4.1946
Portfolio Adjusted1-in-10AllSouth of Lugo2016December Monthly Peak | Portfolio Adjusted | 1-in-10 | All | South of Lugo | 2016 | December Monthly Peak | 12 | 97.3938 | 94.9409 | 91.5137 | 91.7511 | 95.3358 | 109.5767 | 133.6105 | 148.5233 | 158.984 | 166.43 | 164.7723 | 162.9851 | 158.0054 | 157.0832 | 154.328 | 148.4353 | 146.1891 | 148.9142 | 143.9154 | 139.9057 | 132.7157 | 124.0684 | 113.0749 | 103.7356 | -0.30591 | 0.0018568 | 0.027027 | -0.53525 | -1.4087 | -0.79103 | -0.54696 | -0.0057736 | -0.31405 | 0.24747 | 0.48301 | 1.0448 | 1.8104 | 1.965 | 4.0531 | 3.6136 | 3.5711 | 3.4602 | 2.5509 | 2.2948 | 1.6194 | 1.2187 | 0.59236 | 0.20642 | 47.0285 | 46.4337 | 45.5578 | 44.848 | 44.2946 | 43.0241 | 43.9849 | 44.6623 | 45.9627 | 47.679 | 49.9704 | 51.7899 | 53.0535 | 52.5976 | 52.486 | 52.2267 | 51.9264 | 50.7543 | 49.4474 | 48.6657 | 47.6387 | 47.0682 | 46.369 | 45.9851 | 4.031 | 3.8842 | 4.1798 | 4.9588 | 4.4424 | 4.6624 | 4.2259 | 4.461 | 5.4947 | 6.0908 | 5.6132 | 4.6349 | 4.8616 | 4.8243 | 4.032 | 4.0239 | 3.6216 | 3.8945 | 3.9571 | 4.7628 | 5.1165 | 5.2588 | 4.6234 | 3.7619
Portfolio Adjusted1-in-10AllSouth of Lugo2016Typical Event Day | Portfolio Adjusted | 1-in-10 | All | South of Lugo | 2016 | Typical Event Day | 8 | 124.4331 | 119.6712 | 115.6071 | 116.8522 | 124.6605 | 148.8144 | 175.5473 | 195.9722 | 213.4121 | 227.8977 | 239.8749 | 241.8651 | 237.5911 | 239.5426 | 237.1724 | 229.8242 | 220.2694 | 208.3621 | 187.8123 | 179.9731 | 171.6602 | 160.1293 | 145.3111 | 135.054 | -0.53137 | -0.059569 | -0.17675 | -0.34334 | -1.3249 | -1.4404 | -1.1929 | -1.0263 | -0.42008 | 0.31724 | 0.6842 | 0.27348 | 1.0788 | 1.5742 | 4.2879 | 3.7906 | 3.7211 | 3.258 | 1.8369 | 0.94729 | 1.0103 | 1.1292 | 0.51103 | 0.32193 | 70.1108 | 69.4016 | 69.0222 | 68.73 | 67.9786 | 67.549 | 67.4167 | 68.0553 | 70.6341 | 74.675 | 78.78 | 82.517 | 85.0359 | 86.878 | 87.8867 | 88.2994 | 89.1764 | 88.4759 | 87.4117 | 84.8714 | 80.7017 | 76.799 | 74.2503 | 72.589 | 4.9566 | 4.712 | 5.0819 | 6.0781 | 5.5906 | 6.094 | 5.3436 | 5.665 | 7.0986 | 8.0269 | 7.8646 | 6.6196 | 7.0357 | 7.0803 | 5.9635 | 5.9962 | 5.2518 | 5.2445 | 4.9701 | 5.8966 | 6.3692 | 6.5323 | 5.7183 | 4.7136
Portfolio Adjusted1-in-10AllSouth of Lugo2017January Monthly Peak | Portfolio Adjusted | 1-in-10 | All | South of Lugo | 2017 | January Monthly Peak | 1 | 96.5097 | 94.3088 | 91.7761 | 91.4462 | 96.4022 | 110.8356 | 135.5438 | 150.845 | 160.1931 | 166.6061 | 165.2887 | 164.1348 | 159.1613 | 159.3004 | 155.8409 | 149.689 | 144.5654 | 146.9385 | 142.0615 | 138.5795 | 130.8983 | 123.3669 | 113.4721 | 104.7099 | -0.30313 | 0.0018444 | 0.027105 | -0.53347 | -1.4244 | -0.80012 | -0.55488 | -0.0058638 | -0.31644 | 0.24773 | 0.48453 | 1.0522 | 1.8236 | 1.9927 | 4.0928 | 3.6441 | 3.5315 | 3.4143 | 2.518 | 2.273 | 1.5972 | 1.2118 | 0.59444 | 0.20836 | 45.7671 | 45.9498 | 45.2623 | 44.5779 | 44.4359 | 44.1863 | 43.1384 | 42.8828 | 43.8254 | 46.5904 | 48.5993 | 50.5928 | 52.659 | 53.7219 | 54.6396 | 54.8501 | 54.4749 | 53.5548 | 51.9724 | 51.0205 | 50.0489 | 49.7578 | 49.5876 | 48.5424 | 3.9944 | 3.8584 | 4.1918 | 4.9423 | 4.4921 | 4.716 | 4.287 | 4.5308 | 5.5365 | 6.0973 | 5.6308 | 4.6676 | 4.8972 | 4.8924 | 4.0715 | 4.0579 | 3.5814 | 3.8428 | 3.9061 | 4.7177 | 5.0464 | 5.2291 | 4.6397 | 3.7972
Portfolio Adjusted1-in-10AllSouth of Lugo2017February Monthly Peak | Portfolio Adjusted | 1-in-10 | All | South of Lugo | 2017 | February Monthly Peak | 2 | 101.401 | 98.527 | 94.9227 | 95.4876 | 100.4839 | 116.4746 | 140.2426 | 155.5828 | 166.6554 | 174.9517 | 178.6151 | 181.7949 | 179.86 | 181.1747 | 178.603 | 171.011 | 163.5545 | 160.4645 | 153.6107 | 147.3132 | 139.2022 | 129.0261 | 117.5972 | 109.645 | -0.3185 | 0.0019269 | 0.028034 | -0.55705 | -1.4847 | -0.84082 | -0.57411 | -0.006048 | -0.3292 | 0.26014 | 0.52359 | 1.1654 | 2.0608 | 2.2664 | 4.6906 | 4.1632 | 3.9953 | 3.7286 | 2.7227 | 2.4163 | 1.6985 | 1.2674 | 0.61605 | 0.21818 | 51.6499 | 50.9771 | 50.2113 | 49.1497 | 48.4813 | 48.2047 | 47.3456 | 47.1969 | 48.6893 | 52.3786 | 56.2606 | 60.0494 | 61.9166 | 63.2438 | 63.9422 | 64.0426 | 63.1459 | 62.127 | 60.0535 | 58.0588 | 56.6031 | 55.3785 | 54.4082 | 53.0131 | 4.1969 | 4.031 | 4.3355 | 5.1607 | 4.6823 | 4.9559 | 4.4356 | 4.6731 | 5.7598 | 6.4027 | 6.0848 | 5.1698 | 5.5341 | 5.5642 | 4.6662 | 4.6359 | 4.0518 | 4.1966 | 4.2237 | 5.015 | 5.3666 | 5.469 | 4.8084 | 3.9762
Portfolio Adjusted1-in-10AllSouth of Lugo2017March Monthly Peak | Portfolio Adjusted | 1-in-10 | All | South of Lugo | 2017 | March Monthly Peak | 3 | 108.891 | 104.0861 | 99.7699 | 100.0169 | 106.1692 | 124.5206 | 149.8905 | 167.9231 | 182.3018 | 195.8711 | 205.9085 | 211.3004 | 210.6553 | 213.1143 | 211.1164 | 202.2705 | 192.5538 | 183.279 | 169.8208 | 163.8252 | 154.014 | 142.2535 | 127.752 | 117.9602 | -0.34202 | 0.0020357 | 0.029466 | -0.58347 | -1.5687 | -0.89891 | -0.61361 | -0.0065277 | -0.36011 | 0.29125 | 0.6036 | 1.3546 | 2.4136 | 2.6659 | 5.5445 | 4.9242 | 4.7037 | 4.2587 | 3.01 | 2.6871 | 1.8793 | 1.3974 | 0.66924 | 0.23473 | 61.1496 | 59.5092 | 58.8344 | 58.6243 | 57.7321 | 55.8474 | 55.3099 | 55.9993 | 59.1446 | 64.0534 | 69.2101 | 73.8724 | 77.1447 | 78.4762 | 78.7461 | 79.1016 | 78.1001 | 76.6707 | 75.0169 | 72.4663 | 69.697 | 66.4905 | 63.5611 | 61.4583 | 4.5069 | 4.2584 | 4.5569 | 5.4055 | 4.9472 | 5.2983 | 4.7408 | 5.0437 | 6.3006 | 7.1683 | 7.0145 | 6.0088 | 6.4816 | 6.5451 | 5.5156 | 5.4833 | 4.7702 | 4.7932 | 4.6694 | 5.5771 | 5.9376 | 6.0296 | 5.2236 | 4.2777
Portfolio Adjusted1-in-10AllSouth of Lugo2017April Monthly Peak | Portfolio Adjusted | 1-in-10 | All | South of Lugo | 2017 | April Monthly Peak | 4 | 114.1251 | 109.8238 | 105.782 | 106.1213 | 113.6528 | 132.3596 | 157.9425 | 177.8523 | 197.1128 | 214.3535 | 228.2508 | 233.7557 | 232.7227 | 235.0389 | 231.4518 | 222.3084 | 210.9477 | 197.9518 | 179.4392 | 172.8409 | 163.9774 | 151.1061 | 136.8224 | 126.1824 | -0.45233 | -0.039231 | -0.1093 | -0.39529 | -1.336 | -1.1927 | -0.95734 | -0.68026 | -0.38837 | 0.30391 | 0.65595 | 0.59962 | 1.4941 | 1.9237 | 4.6991 | 4.1408 | 3.9955 | 3.504 | 2.1423 | 1.4328 | 1.2465 | 1.1794 | 0.54518 | 0.28728 | 70.8161 | 69.7236 | 68.1326 | 66.495 | 65.094 | 64.2258 | 63.7688 | 63.8636 | 66.5494 | 72.1305 | 77.2162 | 82.3925 | 85.7063 | 87.2219 | 86.2613 | 86.0587 | 86.1119 | 85.9806 | 84.5475 | 80.3969 | 75.4854 | 71.1383 | 68.7461 | 67.5418 | 4.5525 | 4.3305 | 4.6566 | 5.5278 | 5.1042 | 5.4279 | 4.8146 | 5.1486 | 6.5658 | 7.5607 | 7.4942 | 6.4068 | 6.9014 | 6.9571 | 5.828 | 5.8084 | 5.0367 | 4.9895 | 4.7553 | 5.671 | 6.0929 | 6.173 | 5.3919 | 4.4102
Portfolio Adjusted1-in-10AllSouth of Lugo2017May Monthly Peak | Portfolio Adjusted | 1-in-10 | All | South of Lugo | 2017 | May Monthly Peak | 5 | 112.7649 | 108.2421 | 104.6579 | 105.2979 | 113.0773 | 132.3296 | 156.8542 | 179.2567 | 197.7462 | 213.8437 | 227.3239 | 231.3263 | 229.1141 | 230.8748 | 227.2224 | 217.647 | 206.0458 | 194.4819 | 176.3374 | 168.2046 | 162.043 | 149.4639 | 135.1535 | 124.8354 | -0.4329 | -0.03249 | -0.087083 | -0.42585 | -1.381 | -1.1565 | -0.90401 | -0.58286 | -0.38977 | 0.30543 | 0.65527 | 0.72809 | 1.6457 | 2.0408 | 4.8183 | 4.2425 | 4.0739 | 3.6056 | 2.2598 | 1.601 | 1.3447 | 1.2122 | 0.5642 | 0.2788 | 67.7699 | 66.9498 | 65.276 | 64.3511 | 63.8485 | 63.1603 | 63.3927 | 63.5656 | 66.8552 | 72.7819 | 77.9381 | 81.7812 | 83.8646 | 84.9373 | 86.7788 | 87.9206 | 88.2644 | 87.3138 | 85.9225 | 83.3448 | 80.0627 | 76.0643 | 72.9861 | 70.9091 | 4.5098 | 4.2791 | 4.619 | 5.499 | 5.0914 | 5.4406 | 4.7937 | 5.2026 | 6.6038 | 7.5621 | 7.4829 | 6.3565 | 6.8118 | 6.8514 | 5.7362 | 5.7012 | 4.9323 | 4.9147 | 4.6851 | 5.5331 | 6.0364 | 6.1216 | 5.3398 | 4.3744
Portfolio Adjusted1-in-10AllSouth of Lugo2017June Monthly Peak | Portfolio Adjusted | 1-in-10 | All | South of Lugo | 2017 | June Monthly Peak | 6 | 116.7155 | 112.0361 | 108.4072 | 109.0517 | 117.2521 | 136.4562 | 160.0448 | 182.045 | 198.6781 | 214.4522 | 226.6994 | 227.748 | 222.8339 | 224.5115 | 221.9665 | 215.2291 | 204.9838 | 194.1057 | 175.8439 | 168.008 | 162.0651 | 150.3863 | 136.4868 | 126.6811 | -0.42018 | -0.02137 | -0.048374 | -0.50782 | -1.5348 | -1.1215 | -0.83094 | -0.39177 | -0.3919 | 0.3106 | 0.65726 | 0.97117 | 1.9266 | 2.2665 | 5.0911 | 4.5527 | 4.3795 | 3.9106 | 2.5489 | 1.995 | 1.5614 | 1.3078 | 0.61947 | 0.27236 | 65.9139 | 65.3461 | 64.8665 | 64.4618 | 62.9965 | 62.2165 | 62.4016 | 64.1555 | 67.1093 | 71.5149 | 76.4837 | 80.465 | 82.3387 | 82.7381 | 83.7313 | 83.9113 | 85.135 | 84.7419 | 84.6163 | 83.0119 | 78.6975 | 74.6132 | 71.7497 | 69.9445 | 4.7055 | 4.4648 | 4.8231 | 5.741 | 5.322 | 5.6556 | 4.9307 | 5.3261 | 6.6885 | 7.6448 | 7.5226 | 6.3087 | 6.6786 | 6.7164 | 5.6488 | 5.6834 | 4.9465 | 4.9448 | 4.7097 | 5.5713 | 6.086 | 6.2091 | 5.4361 | 4.4749
Portfolio Adjusted1-in-10AllSouth of Lugo2017July Monthly Peak | Portfolio Adjusted | 1-in-10 | All | South of Lugo | 2017 | July Monthly Peak | 7 | 119.7668 | 114.7618 | 110.9914 | 112.1733 | 120.7338 | 142.3122 | 167.6048 | 189.4805 | 206.2333 | 219.4927 | 230.3902 | 231.3092 | 227.3948 | 229.2284 | 226.5431 | 220.0593 | 210.923 | 199.3358 | 180.2912 | 171.0259 | 164.7353 | 153.0731 | 139.2828 | 130.0233 | -0.48413 | -0.045137 | -0.12881 | -0.39518 | -1.3843 | -1.3068 | -1.0475 | -0.79345 | -0.40624 | 0.30974 | 0.66082 | 0.50815 | 1.3502 | 1.7812 | 4.4701 | 3.9784 | 3.8842 | 3.4228 | 2.0525 | 1.2849 | 1.1796 | 1.1651 | 0.53826 | 0.2996 | 69.5227 | 68.8481 | 68.5796 | 68.3695 | 68.0296 | 67.7408 | 67.3374 | 67.5119 | 70.3661 | 74.4181 | 78.0894 | 79.7244 | 80.6369 | 82.4556 | 84.5919 | 85.5894 | 87.7569 | 86.52 | 84.35 | 81.7631 | 78.48 | 75.8206 | 74.0008 | 72.6403 | 4.7726 | 4.5205 | 4.8809 | 5.837 | 5.4167 | 5.83 | 5.1039 | 5.4795 | 6.8625 | 7.734 | 7.5566 | 6.3332 | 6.7364 | 6.7781 | 5.6985 | 5.7437 | 5.0309 | 5.0192 | 4.7729 | 5.6057 | 6.1147 | 6.2469 | 5.4832 | 4.5398
Portfolio Adjusted1-in-10AllSouth of Lugo2017August Monthly Peak | Portfolio Adjusted | 1-in-10 | All | South of Lugo | 2017 | August Monthly Peak | 8 | 124.6701 | 119.9128 | 115.8633 | 117.1679 | 125.0173 | 149.2641 | 176.1237 | 196.7245 | 214.566 | 229.4083 | 241.6176 | 243.6375 | 239.3559 | 241.3099 | 238.827 | 231.3566 | 221.6741 | 209.6077 | 188.7622 | 180.7371 | 172.264 | 160.6268 | 145.8252 | 135.5078 | -0.54467 | -0.065101 | -0.19558 | -0.31467 | -1.2835 | -1.4768 | -1.2383 | -1.1195 | -0.42222 | 0.31744 | 0.6875 | 0.16326 | 0.94241 | 1.4608 | 4.1473 | 3.6574 | 3.5992 | 3.1385 | 1.7154 | 0.77569 | 0.9189 | 1.0939 | 0.49094 | 0.32767 | 70.6686 | 70.2346 | 70.0455 | 69.7337 | 69.3366 | 69.1939 | 69.0975 | 69.3374 | 71.5878 | 75.27 | 78.6488 | 82.3288 | 85.1725 | 86.9494 | 87.2913 | 88.1875 | 88.8175 | 88.9906 | 88.2575 | 84.7363 | 79.3669 | 75.8407 | 73.6155 | 72.1512 | 4.9712 | 4.7264 | 5.0983 | 6.1008 | 5.6124 | 6.1187 | 5.3667 | 5.6926 | 7.1443 | 8.0884 | 7.9298 | 6.6749 | 7.0952 | 7.1399 | 6.0113 | 6.0423 | 5.2907 | 5.2812 | 5.0003 | 5.9277 | 6.3982 | 6.5593 | 5.7444 | 4.7343
Portfolio Adjusted1-in-10AllSouth of Lugo2017September Monthly Peak | Portfolio Adjusted | 1-in-10 | All | South of Lugo | 2017 | September Monthly Peak | 9 | 122.8644 | 118.4863 | 114.9253 | 116.4889 | 123.9156 | 149.573 | 179.1286 | 201.8098 | 225.2061 | 243.5357 | 257.2662 | 259.6061 | 256.5191 | 258.2248 | 252.7818 | 242.7228 | 229.9794 | 216.4118 | 194.5975 | 188.4822 | 176.299 | 162.1794 | 146.1278 | 135.0223 | -0.62294 | -0.10239 | -0.32418 | -0.10342 | -0.95307 | -1.7084 | -1.5599 | -1.7999 | -0.44219 | 0.32263 | 0.71939 | -0.67715 | -0.09179 | 0.6111 | 3.1051 | 2.6538 | 2.6581 | 2.2191 | 0.80845 | -0.49471 | 0.24892 | 0.82541 | 0.33573 | 0.35952 | 74.3382 | 73.1778 | 72.597 | 72.3549 | 71.5518 | 71.0447 | 70.8303 | 71.2166 | 73.4731 | 77.4969 | 81.8981 | 87.55 | 91.9956 | 95.3687 | 95.9325 | 95.5094 | 94.9962 | 93.6512 | 92.4231 | 89.9744 | 86.2625 | 80.9213 | 77.635 | 75.62 | 5.0349 | 4.7996 | 5.1972 | 6.2335 | 5.7171 | 6.3013 | 5.6095 | 6.0016 | 7.7064 | 8.8245 | 8.6774 | 7.3095 | 7.8147 | 7.8521 | 6.5389 | 6.5149 | 5.641 | 5.6038 | 5.2978 | 6.3531 | 6.7295 | 6.8062 | 5.9158 | 4.848
Portfolio Adjusted1-in-10AllSouth of Lugo2017October Monthly Peak | Portfolio Adjusted | 1-in-10 | All | South of Lugo | 2017 | October Monthly Peak | 10 | 117.0358 | 114.1165 | 110.0031 | 111.0214 | 117.9948 | 138.5586 | 166.2549 | 186.3626 | 204.8972 | 224.0647 | 239.0901 | 243.712 | 242.9449 | 244.9051 | 241.0459 | 229.3678 | 217.0354 | 202.4944 | 188.2424 | 178.0541 | 166.9431 | 153.8666 | 138.5016 | 127.0116 | -0.49799 | -0.056003 | -0.16546 | -0.33057 | -1.2607 | -1.3365 | -1.1237 | -0.96287 | -0.40334 | 0.31219 | 0.68222 | 0.29303 | 1.1259 | 1.6291 | 4.3847 | 3.8075 | 3.6887 | 3.1872 | 1.8614 | 0.9641 | 0.99682 | 1.0908 | 0.49032 | 0.30208 | 71.8954 | 71.4141 | 70.5804 | 69.7394 | 68.5994 | 68.3667 | 68.5321 | 68.7561 | 69.7404 | 72.4168 | 76.5938 | 81.6181 | 85.0488 | 86.5888 | 87.0906 | 87.3094 | 86.3394 | 83.5694 | 80.0429 | 77.5896 | 75.4874 | 74.0637 | 72.8235 | 71.8091 | 4.6615 | 4.4929 | 4.8351 | 5.7743 | 5.2912 | 5.6735 | 5.0603 | 5.3867 | 6.8147 | 7.8912 | 7.8381 | 6.6695 | 7.1936 | 7.2381 | 6.0603 | 5.9837 | 5.1742 | 5.0963 | 4.981 | 5.8332 | 6.1936 | 6.2762 | 5.4498 | 4.4325
Portfolio Adjusted1-in-10AllSouth of Lugo2017November Monthly Peak | Portfolio Adjusted | 1-in-10 | All | South of Lugo | 2017 | November Monthly Peak | 11 | 108.2587 | 104.1375 | 100.515 | 101.9687 | 108.1701 | 124.9243 | 148.09 | 166.741 | 182.7497 | 198.3713 | 209.4794 | 212.6486 | 210.8847 | 211.8765 | 206.9098 | 196.1594 | 187.4062 | 182.2323 | 168.4738 | 159.9456 | 151.5476 | 139.2547 | 125.5359 | 115.6671 | -0.34004 | 0.0020367 | 0.029686 | -0.59485 | -1.5983 | -0.90182 | -0.60624 | -0.0064818 | -0.361 | 0.29497 | 0.61407 | 1.3632 | 2.4163 | 2.6504 | 5.4341 | 4.7754 | 4.578 | 4.2344 | 2.9862 | 2.6235 | 1.8492 | 1.3679 | 0.65763 | 0.23017 | 64.5657 | 62.8766 | 62.1772 | 60.5854 | 59.4328 | 58.7374 | 58.1706 | 59.471 | 62.1961 | 67.1412 | 72.7061 | 76.7751 | 78.8172 | 80.4731 | 81.2821 | 80.8011 | 79.2744 | 77.1472 | 75.1576 | 72.6707 | 70.8571 | 69.3156 | 67.4851 | 66.3637 | 4.4807 | 4.2605 | 4.5909 | 5.511 | 5.0405 | 5.3154 | 4.6838 | 5.0082 | 6.316 | 7.2598 | 7.1362 | 6.0472 | 6.4887 | 6.5071 | 5.4057 | 5.3176 | 4.6427 | 4.7659 | 4.6324 | 5.4451 | 5.8425 | 5.9025 | 5.133 | 4.1946
Portfolio Adjusted1-in-10AllSouth of Lugo2017December Monthly Peak | Portfolio Adjusted | 1-in-10 | All | South of Lugo | 2017 | December Monthly Peak | 12 | 97.3938 | 94.9409 | 91.5137 | 91.7511 | 95.3358 | 109.5767 | 133.6105 | 148.5233 | 158.984 | 166.43 | 164.7723 | 162.9851 | 158.0054 | 157.0833 | 154.328 | 148.4353 | 146.1891 | 148.9142 | 143.9154 | 139.9057 | 132.7157 | 124.0684 | 113.0749 | 103.7356 | -0.30591 | 0.0018568 | 0.027027 | -0.53525 | -1.4087 | -0.79103 | -0.54696 | -0.0057736 | -0.31405 | 0.24747 | 0.48301 | 1.0448 | 1.8104 | 1.965 | 4.0531 | 3.6136 | 3.5711 | 3.4602 | 2.5509 | 2.2948 | 1.6194 | 1.2187 | 0.59236 | 0.20642 | 47.0285 | 46.4337 | 45.5578 | 44.848 | 44.2946 | 43.0241 | 43.9849 | 44.6623 | 45.9627 | 47.679 | 49.9704 | 51.7899 | 53.0535 | 52.5976 | 52.486 | 52.2267 | 51.9264 | 50.7543 | 49.4474 | 48.6657 | 47.6387 | 47.0682 | 46.369 | 45.9851 | 4.031 | 3.8842 | 4.1798 | 4.9588 | 4.4424 | 4.6624 | 4.2259 | 4.461 | 5.4947 | 6.0908 | 5.6132 | 4.6349 | 4.8616 | 4.8243 | 4.032 | 4.0239 | 3.6216 | 3.8945 | 3.9571 | 4.7628 | 5.1165 | 5.2588 | 4.6234 | 3.7619
Portfolio Adjusted1-in-10AllSouth of Lugo2017Typical Event Day | Portfolio Adjusted | 1-in-10 | All | South of Lugo | 2017 | Typical Event Day | 8 | 124.4331 | 119.6712 | 115.6071 | 116.8522 | 124.6605 | 148.8144 | 175.5473 | 195.9721 | 213.4121 | 227.8977 | 239.8749 | 241.8651 | 237.5911 | 239.5426 | 237.1724 | 229.8242 | 220.2694 | 208.3621 | 187.8123 | 179.9731 | 171.6602 | 160.1293 | 145.3111 | 135.054 | -0.53137 | -0.059569 | -0.17675 | -0.34334 | -1.3249 | -1.4404 | -1.1929 | -1.0263 | -0.42008 | 0.31724 | 0.6842 | 0.27348 | 1.0788 | 1.5742 | 4.2879 | 3.7906 | 3.7211 | 3.258 | 1.8369 | 0.94729 | 1.0103 | 1.1292 | 0.51103 | 0.32193 | 70.1108 | 69.4016 | 69.0222 | 68.73 | 67.9786 | 67.549 | 67.4167 | 68.0553 | 70.6341 | 74.675 | 78.78 | 82.517 | 85.0359 | 86.878 | 87.8867 | 88.2994 | 89.1764 | 88.4759 | 87.4117 | 84.8714 | 80.7017 | 76.799 | 74.2503 | 72.589 | 4.9566 | 4.712 | 5.0819 | 6.0781 | 5.5906 | 6.094 | 5.3436 | 5.665 | 7.0986 | 8.0269 | 7.8646 | 6.6196 | 7.0357 | 7.0803 | 5.9635 | 5.9962 | 5.2518 | 5.2445 | 4.9701 | 5.8966 | 6.3692 | 6.5323 | 5.7183 | 4.7136
Portfolio Adjusted1-in-10AllSouth of Lugo2018January Monthly Peak | Portfolio Adjusted | 1-in-10 | All | South of Lugo | 2018 | January Monthly Peak | 1 | 96.5097 | 94.3088 | 91.7761 | 91.4462 | 96.4022 | 110.8356 | 135.5438 | 150.845 | 160.1931 | 166.6061 | 165.2887 | 164.1348 | 159.1613 | 159.3004 | 155.8409 | 149.689 | 144.5654 | 146.9385 | 142.0615 | 138.5795 | 130.8983 | 123.3669 | 113.4721 | 104.7099 | -0.30313 | 0.0018444 | 0.027105 | -0.53347 | -1.4244 | -0.80012 | -0.55488 | -0.0058638 | -0.31644 | 0.24773 | 0.48453 | 1.0522 | 1.8236 | 1.9927 | 4.0928 | 3.6441 | 3.5315 | 3.4143 | 2.518 | 2.273 | 1.5972 | 1.2118 | 0.59444 | 0.20836 | 45.7671 | 45.9498 | 45.2623 | 44.5779 | 44.4359 | 44.1863 | 43.1384 | 42.8828 | 43.8254 | 46.5904 | 48.5993 | 50.5928 | 52.659 | 53.7219 | 54.6396 | 54.8501 | 54.4749 | 53.5548 | 51.9724 | 51.0205 | 50.0489 | 49.7578 | 49.5876 | 48.5424 | 3.9944 | 3.8584 | 4.1918 | 4.9423 | 4.4921 | 4.716 | 4.287 | 4.5308 | 5.5365 | 6.0973 | 5.6308 | 4.6676 | 4.8972 | 4.8924 | 4.0715 | 4.0579 | 3.5814 | 3.8428 | 3.9061 | 4.7177 | 5.0464 | 5.2291 | 4.6397 | 3.7972
Portfolio Adjusted1-in-10AllSouth of Lugo2018February Monthly Peak | Portfolio Adjusted | 1-in-10 | All | South of Lugo | 2018 | February Monthly Peak | 2 | 101.401 | 98.527 | 94.9227 | 95.4876 | 100.4839 | 116.4746 | 140.2426 | 155.5828 | 166.6554 | 174.9517 | 178.6151 | 181.7948 | 179.86 | 181.1747 | 178.603 | 171.011 | 163.5545 | 160.4645 | 153.6107 | 147.3132 | 139.2022 | 129.0261 | 117.5972 | 109.645 | -0.3185 | 0.0019269 | 0.028034 | -0.55705 | -1.4847 | -0.84082 | -0.57411 | -0.006048 | -0.3292 | 0.26014 | 0.52359 | 1.1654 | 2.0608 | 2.2664 | 4.6907 | 4.1632 | 3.9953 | 3.7286 | 2.7227 | 2.4163 | 1.6985 | 1.2674 | 0.61605 | 0.21818 | 51.6499 | 50.9771 | 50.2113 | 49.1497 | 48.4813 | 48.2047 | 47.3456 | 47.1969 | 48.6893 | 52.3786 | 56.2606 | 60.0494 | 61.9166 | 63.2438 | 63.9422 | 64.0426 | 63.1459 | 62.127 | 60.0535 | 58.0588 | 56.6031 | 55.3785 | 54.4082 | 53.0131 | 4.1969 | 4.031 | 4.3355 | 5.1607 | 4.6823 | 4.9559 | 4.4356 | 4.6731 | 5.7598 | 6.4027 | 6.0848 | 5.1698 | 5.5341 | 5.5642 | 4.6662 | 4.6359 | 4.0518 | 4.1966 | 4.2237 | 5.015 | 5.3666 | 5.469 | 4.8084 | 3.9762
Portfolio Adjusted1-in-10AllSouth of Lugo2018March Monthly Peak | Portfolio Adjusted | 1-in-10 | All | South of Lugo | 2018 | March Monthly Peak | 3 | 108.891 | 104.086 | 99.7699 | 100.0169 | 106.1692 | 124.5206 | 149.8905 | 167.9231 | 182.3018 | 195.8711 | 205.9085 | 211.3004 | 210.6553 | 213.1143 | 211.1164 | 202.2705 | 192.5538 | 183.2789 | 169.8208 | 163.8252 | 154.014 | 142.2534 | 127.7521 | 117.9602 | -0.34202 | 0.0020357 | 0.029466 | -0.58347 | -1.5687 | -0.89891 | -0.61361 | -0.0065277 | -0.36011 | 0.29125 | 0.6036 | 1.3546 | 2.4136 | 2.6659 | 5.5445 | 4.9242 | 4.7037 | 4.2587 | 3.01 | 2.6871 | 1.8793 | 1.3974 | 0.66924 | 0.23473 | 61.1496 | 59.5092 | 58.8344 | 58.6243 | 57.7321 | 55.8474 | 55.3099 | 55.9993 | 59.1446 | 64.0534 | 69.2101 | 73.8724 | 77.1447 | 78.4762 | 78.7461 | 79.1016 | 78.1001 | 76.6707 | 75.0169 | 72.4662 | 69.697 | 66.4905 | 63.5611 | 61.4583 | 4.5069 | 4.2584 | 4.5569 | 5.4055 | 4.9472 | 5.2983 | 4.7408 | 5.0437 | 6.3006 | 7.1683 | 7.0145 | 6.0088 | 6.4816 | 6.5451 | 5.5156 | 5.4833 | 4.7702 | 4.7932 | 4.6694 | 5.5771 | 5.9376 | 6.0296 | 5.2236 | 4.2777
Portfolio Adjusted1-in-10AllSouth of Lugo2018April Monthly Peak | Portfolio Adjusted | 1-in-10 | All | South of Lugo | 2018 | April Monthly Peak | 4 | 3.904 | 3.7515 | 3.6151 | 3.5832 | 3.7074 | 4.1043 | 4.6545 | 5.2211 | 6.1701 | 7.0976 | 7.8715 | 8.3414 | 8.5294 | 8.7189 | 8.7274 | 8.5542 | 8.1859 | 7.469 | 6.5971 | 6.3307 | 6.0486 | 5.4877 | 4.8324 | 4.2986 | -0.0045075 | -0.00039094 | -0.0010892 | -0.0039391 | -0.013314 | -0.011885 | -0.0095399 | -0.0067789 | -0.0038702 | 0.0030285 | 0.0065366 | 0.0059753 | 0.014889 | 0.01917 | 0.09487 | 0.094835 | 0.094652 | 0.0765 | 0.021348 | 0.014278 | 0.012421 | 0.011752 | 0.0054328 | 0.0028628 | 70.0714 | 69.1252 | 67.5533 | 65.9909 | 64.6469 | 63.7939 | 63.4284 | 63.5051 | 66.2255 | 71.8497 | 77.2465 | 82.3236 | 85.2128 | 85.8305 | 84.9421 | 84.9351 | 84.8511 | 84.9912 | 83.6494 | 79.6566 | 74.9501 | 70.2262 | 67.936 | 67.0108 | 0.045901 | 0.043867 | 0.046729 | 0.055362 | 0.051201 | 0.054853 | 0.048613 | 0.051784 | 0.065939 | 0.075927 | 0.07541 | 0.064825 | 0.069722 | 0.070301 | 0.059181 | 0.058859 | 0.051146 | 0.050504 | 0.048007 | 0.057047 | 0.061242 | 0.061916 | 0.054176 | 0.04451
Portfolio Adjusted1-in-10AllSouth of Lugo2018May Monthly Peak | Portfolio Adjusted | 1-in-10 | All | South of Lugo | 2018 | May Monthly Peak | 5 | 3.8789 | 3.7248 | 3.6019 | 3.5764 | 3.7112 | 4.113 | 4.5748 | 5.2428 | 6.1761 | 7.0565 | 7.787 | 8.2192 | 8.3855 | 8.5363 | 8.5348 | 8.3522 | 7.9711 | 7.2956 | 6.4798 | 6.1078 | 5.9903 | 5.4336 | 4.7832 | 4.2678 | -0.0043139 | -0.00032377 | -0.00086779 | -0.0042436 | -0.013762 | -0.011524 | -0.0090085 | -0.0058083 | -0.0038841 | 0.0030436 | 0.0065298 | 0.0072555 | 0.0164 | 0.020337 | 0.094937 | 0.094495 | 0.09395 | 0.076461 | 0.022519 | 0.015954 | 0.0134 | 0.01208 | 0.0056223 | 0.0027782 | 67.2624 | 66.7345 | 65.4138 | 64.7345 | 64.226 | 63.6243 | 63.8881 | 63.9661 | 66.8552 | 72.3329 | 77.4497 | 81.0693 | 82.8819 | 83.5376 | 85.8279 | 87.0619 | 87.6786 | 86.4496 | 84.8073 | 82.663 | 79.5087 | 75.5354 | 72.3703 | 70.0528 | 0.045481 | 0.043364 | 0.046356 | 0.055076 | 0.051077 | 0.054976 | 0.048358 | 0.052317 | 0.066315 | 0.075932 | 0.075279 | 0.0643 | 0.068808 | 0.069219 | 0.058232 | 0.057762 | 0.050073 | 0.04973 | 0.047295 | 0.055641 | 0.060677 | 0.061399 | 0.053655 | 0.044155
Portfolio Adjusted1-in-10AllSouth of Lugo2018June Monthly Peak | Portfolio Adjusted | 1-in-10 | All | South of Lugo | 2018 | June Monthly Peak | 6 | 3.9762 | 3.8164 | 3.7042 | 3.6792 | 3.8196 | 4.2165 | 4.7042 | 5.4117 | 6.3617 | 7.2757 | 8.0373 | 8.4522 | 8.5614 | 8.7259 | 8.7323 | 8.5749 | 8.1993 | 7.5021 | 6.6639 | 6.1776 | 6.016 | 5.5243 | 4.8749 | 4.3416 | -0.0041872 | -0.00021295 | -0.00048206 | -0.0050604 | -0.015295 | -0.011176 | -0.0082804 | -0.003904 | -0.0039053 | 0.0030952 | 0.0065496 | 0.0096778 | 0.019199 | 0.022586 | 0.099243 | 0.099543 | 0.099078 | 0.08109 | 0.0254 | 0.01988 | 0.015559 | 0.013033 | 0.0061731 | 0.0027141 | 66.0662 | 65.6708 | 65.4887 | 65.5493 | 64.5119 | 63.7539 | 63.7051 | 64.5728 | 67.1296 | 71.2839 | 76.2307 | 79.7203 | 81.2569 | 81.162 | 82.367 | 82.591 | 83.9118 | 83.7415 | 83.7731 | 81.967 | 77.5827 | 73.6299 | 71.2003 | 69.7862 | 0.047424 | 0.045202 | 0.048392 | 0.05749 | 0.053378 | 0.057112 | 0.049735 | 0.053576 | 0.067195 | 0.076801 | 0.075738 | 0.063922 | 0.067576 | 0.067975 | 0.057467 | 0.057667 | 0.050289 | 0.050085 | 0.047586 | 0.056031 | 0.061165 | 0.062279 | 0.054623 | 0.045159
Portfolio Adjusted1-in-10AllSouth of Lugo2018July Monthly Peak | Portfolio Adjusted | 1-in-10 | All | South of Lugo | 2018 | July Monthly Peak | 7 | 4.128 | 3.9343 | 3.8098 | 3.7937 | 3.9465 | 4.4287 | 4.9733 | 5.7216 | 6.7212 | 7.6172 | 8.3742 | 8.7944 | 8.9357 | 9.1048 | 9.1244 | 8.9608 | 8.6098 | 7.9051 | 7.0094 | 6.4664 | 6.2715 | 5.7586 | 5.0978 | 4.5538 | -0.0048244 | -0.00044979 | -0.0012836 | -0.003938 | -0.013795 | -0.013022 | -0.010438 | -0.0079068 | -0.0040482 | 0.0030866 | 0.0065852 | 0.0050638 | 0.013454 | 0.01775 | 0.095158 | 0.096474 | 0.097159 | 0.078865 | 0.020454 | 0.012804 | 0.011755 | 0.01161 | 0.0053638 | 0.0029856 | 69.5594 | 68.8338 | 68.6064 | 68.4496 | 68.0783 | 67.8537 | 67.432 | 67.5864 | 70.3186 | 74.4095 | 77.9389 | 79.0081 | 80.0296 | 81.4666 | 83.8093 | 84.7845 | 87.1033 | 85.5997 | 83.6913 | 80.8379 | 77.6478 | 75.1795 | 73.5031 | 72.4 | 0.048124 | 0.045789 | 0.048984 | 0.058459 | 0.054336 | 0.058894 | 0.051521 | 0.055158 | 0.068986 | 0.077754 | 0.076159 | 0.064275 | 0.068259 | 0.068696 | 0.058085 | 0.058372 | 0.051234 | 0.050923 | 0.048291 | 0.056432 | 0.0615 | 0.062693 | 0.055134 | 0.045859
Portfolio Adjusted1-in-10AllSouth of Lugo2018August Monthly Peak | Portfolio Adjusted | 1-in-10 | All | South of Lugo | 2018 | August Monthly Peak | 8 | 4.2304 | 4.0364 | 3.9076 | 3.888 | 4.0227 | 4.5517 | 5.1767 | 5.9029 | 6.9886 | 7.9709 | 8.7958 | 9.2767 | 9.4132 | 9.5808 | 9.6058 | 9.4656 | 9.0971 | 8.3216 | 7.3196 | 6.8389 | 6.5368 | 5.9317 | 5.2461 | 4.6663 | -0.0054276 | -0.00064873 | -0.001949 | -0.0031357 | -0.01279 | -0.014716 | -0.01234 | -0.011156 | -0.0042075 | 0.0031633 | 0.006851 | 0.0016269 | 0.0093912 | 0.014557 | 0.094239 | 0.096286 | 0.097513 | 0.078387 | 0.017094 | 0.0077298 | 0.0091569 | 0.010901 | 0.0048922 | 0.0032653 | 70.3093 | 69.9276 | 69.8501 | 69.5606 | 69.1341 | 68.9794 | 68.8757 | 69.1469 | 71.461 | 75.2222 | 78.5247 | 81.8125 | 84.2744 | 85.5774 | 86.0121 | 87.2024 | 87.6569 | 88.0849 | 87.2268 | 83.412 | 78.3647 | 75.0365 | 73.05 | 71.8046 | 0.0501 | 0.047834 | 0.051149 | 0.061083 | 0.056282 | 0.06175 | 0.054161 | 0.057291 | 0.071816 | 0.081321 | 0.079927 | 0.067757 | 0.071902 | 0.072366 | 0.061272 | 0.061429 | 0.053904 | 0.053588 | 0.050588 | 0.05968 | 0.064349 | 0.065805 | 0.057734 | 0.047792
Portfolio Adjusted1-in-10AllSouth of Lugo2018September Monthly Peak | Portfolio Adjusted | 1-in-10 | All | South of Lugo | 2018 | September Monthly Peak | 9 | 4.287 | 4.1167 | 3.9863 | 3.97 | 4.1128 | 4.6772 | 5.4569 | 6.1557 | 7.4569 | 8.5851 | 9.4124 | 9.9182 | 10.0538 | 10.1703 | 10.1123 | 9.8706 | 9.3752 | 8.4962 | 7.4241 | 7.1398 | 6.6245 | 6.0015 | 5.2617 | 4.6869 | -0.0062076 | -0.0010203 | -0.0032305 | -0.0010305 | -0.0094974 | -0.017024 | -0.015545 | -0.017936 | -0.0044065 | 0.003215 | 0.0071688 | -0.0067479 | -0.00091469 | 0.0060897 | 0.086241 | 0.088534 | 0.089764 | 0.070023 | 0.0080563 | -0.0049298 | 0.0024805 | 0.0082253 | 0.0033455 | 0.0035826 | 73.5718 | 72.7403 | 72.2622 | 71.9688 | 71.3517 | 70.8587 | 70.7259 | 70.9704 | 73.0722 | 77.195 | 81.9341 | 87.3294 | 91.3551 | 94.5484 | 94.4698 | 94.444 | 93.9791 | 92.8956 | 91.586 | 89.039 | 85.2763 | 80.1208 | 76.847 | 74.9201 | 0.050744 | 0.048587 | 0.052149 | 0.062415 | 0.057339 | 0.063598 | 0.056666 | 0.060398 | 0.077462 | 0.088713 | 0.087431 | 0.074149 | 0.079122 | 0.079492 | 0.066557 | 0.066151 | 0.057392 | 0.056781 | 0.053524 | 0.06394 | 0.067634 | 0.06826 | 0.05943 | 0.048917
Portfolio Adjusted1-in-10AllSouth of Lugo2018October Monthly Peak | Portfolio Adjusted | 1-in-10 | All | South of Lugo | 2018 | October Monthly Peak | 10 | 4.0098 | 3.8606 | 3.7313 | 3.7096 | 3.8363 | 4.2928 | 5.0447 | 5.5381 | 6.5173 | 7.5382 | 8.3099 | 8.783 | 8.965 | 9.1416 | 9.1653 | 8.9401 | 8.5098 | 7.6597 | 6.9944 | 6.6184 | 6.1494 | 5.5862 | 4.8877 | 4.3667 | -0.0049625 | -0.00055807 | -0.0016488 | -0.0032942 | -0.012563 | -0.013318 | -0.011197 | -0.0095951 | -0.0040193 | 0.003111 | 0.0067983 | 0.00292 | 0.01122 | 0.016234 | 0.093682 | 0.093791 | 0.09374 | 0.074433 | 0.018549 | 0.0096074 | 0.0099334 | 0.01087 | 0.0048861 | 0.0030103 | 71.5575 | 71.1089 | 70.1993 | 69.2627 | 68.2537 | 68.0685 | 68.1882 | 68.3319 | 69.4682 | 72.2558 | 76.6466 | 81.6094 | 84.2714 | 85.5072 | 85.9705 | 86.4619 | 85.5348 | 82.8097 | 79.1828 | 77.0429 | 75.0575 | 73.6352 | 72.4367 | 71.2864 | 0.046988 | 0.045471 | 0.048513 | 0.057818 | 0.053068 | 0.057283 | 0.051169 | 0.054198 | 0.068465 | 0.079278 | 0.078896 | 0.067525 | 0.072704 | 0.073168 | 0.061577 | 0.060684 | 0.052581 | 0.051594 | 0.050312 | 0.058707 | 0.062249 | 0.062946 | 0.054748 | 0.044741
Portfolio Adjusted1-in-10AllSouth of Lugo2018November Monthly Peak | Portfolio Adjusted | 1-in-10 | All | South of Lugo | 2018 | November Monthly Peak | 11 | 3.6631 | 3.5279 | 3.4465 | 3.4514 | 3.5521 | 3.9724 | 4.4624 | 4.9421 | 5.7407 | 6.5249 | 7.1045 | 7.4675 | 7.5972 | 7.7438 | 7.6939 | 7.4633 | 7.1197 | 6.8564 | 6.2056 | 5.786 | 5.412 | 4.8932 | 4.3548 | 3.934 | -0.0033885 | 2.0296e-05 | 0.00029582 | -0.0059278 | -0.015927 | -0.0089867 | -0.0060412 | -6.4591e-05 | -0.0035974 | 0.0029394 | 0.0061192 | 0.013584 | 0.024078 | 0.026411 | 0.096609 | 0.094296 | 0.093038 | 0.080293 | 0.029757 | 0.026143 | 0.018427 | 0.013631 | 0.0065534 | 0.0022936 | 64.1339 | 62.4136 | 61.5779 | 60.0521 | 59.1117 | 58.3741 | 57.6557 | 58.6713 | 61.4678 | 66.7963 | 72.393 | 76.612 | 78.6337 | 80.118 | 80.8094 | 80.2265 | 78.8276 | 76.7673 | 74.7909 | 72.0584 | 70.3757 | 68.9794 | 67.1446 | 65.9351 | 0.04513 | 0.043104 | 0.046051 | 0.05518 | 0.050551 | 0.053728 | 0.047318 | 0.050352 | 0.0634 | 0.072856 | 0.071728 | 0.061082 | 0.065449 | 0.065653 | 0.054782 | 0.053795 | 0.047035 | 0.04819 | 0.046734 | 0.054723 | 0.058646 | 0.059141 | 0.051527 | 0.042296
Portfolio Adjusted1-in-10AllSouth of Lugo2018December Monthly Peak | Portfolio Adjusted | 1-in-10 | All | South of Lugo | 2018 | December Monthly Peak | 12 | 3.5571 | 3.4704 | 3.4082 | 3.424 | 3.5093 | 3.9885 | 4.7425 | 5.18 | 5.8239 | 6.2189 | 6.2985 | 6.2235 | 6.0118 | 5.9075 | 5.8166 | 5.6368 | 5.5334 | 5.642 | 5.4709 | 5.2485 | 4.9643 | 4.5942 | 4.1843 | 3.8169 | -0.0030484 | 1.8503e-05 | 0.00026933 | -0.0053338 | -0.014038 | -0.0078826 | -0.0054505 | -5.7534e-05 | -0.0031295 | 0.0024661 | 0.0048133 | 0.010412 | 0.018041 | 0.019581 | 0.072425 | 0.071217 | 0.072264 | 0.065887 | 0.02542 | 0.022868 | 0.016137 | 0.012145 | 0.0059029 | 0.002057 | 47.0587 | 46.4602 | 45.5655 | 44.8735 | 44.3173 | 43.2446 | 43.9123 | 44.3594 | 45.7024 | 47.8012 | 50.3558 | 52.1491 | 53.2154 | 52.9157 | 52.9099 | 52.8254 | 52.5011 | 51.2775 | 50.0896 | 49.3199 | 48.3189 | 47.7006 | 46.9272 | 46.6511 | 0.040705 | 0.039447 | 0.041998 | 0.049724 | 0.04466 | 0.047458 | 0.043112 | 0.045102 | 0.055375 | 0.061317 | 0.056632 | 0.047007 | 0.049147 | 0.048729 | 0.040888 | 0.040705 | 0.036689 | 0.039396 | 0.039975 | 0.047918 | 0.051417 | 0.052741 | 0.046481 | 0.038043
Portfolio Adjusted1-in-10AllSouth of Lugo2018Typical Event Day | Portfolio Adjusted | 1-in-10 | All | South of Lugo | 2018 | Typical Event Day | 8 | 4.2174 | 4.024 | 3.8958 | 3.8758 | 4.0097 | 4.5354 | 5.1555 | 5.8727 | 6.9418 | 7.9107 | 8.7267 | 9.203 | 9.3397 | 9.5096 | 9.5388 | 9.4012 | 9.0383 | 8.2705 | 7.2774 | 6.8026 | 6.507 | 5.9065 | 5.2237 | 4.6477 | -0.0052951 | -0.00059361 | -0.0017613 | -0.0034214 | -0.013203 | -0.014354 | -0.011887 | -0.010228 | -0.0041862 | 0.0031613 | 0.0068181 | 0.0027252 | 0.010751 | 0.015687 | 0.095289 | 0.097214 | 0.098336 | 0.079285 | 0.018305 | 0.0094398 | 0.010067 | 0.011253 | 0.0050925 | 0.0032081 | 69.8767 | 69.2932 | 69.0518 | 68.8821 | 68.269 | 67.8615 | 67.6847 | 68.0691 | 70.4954 | 74.5276 | 78.6571 | 81.9676 | 84.229 | 85.6886 | 86.6646 | 87.2555 | 88.1628 | 87.5804 | 86.5693 | 83.814 | 79.7178 | 75.9917 | 73.6501 | 72.2277 | 0.049954 | 0.047688 | 0.050983 | 0.060857 | 0.056064 | 0.061502 | 0.053928 | 0.057013 | 0.071356 | 0.080702 | 0.079269 | 0.067195 | 0.0713 | 0.071764 | 0.060788 | 0.060961 | 0.053509 | 0.053216 | 0.050282 | 0.059366 | 0.064058 | 0.065534 | 0.057471 | 0.047584
Portfolio Adjusted1-in-10AllSouth of Lugo2019January Monthly Peak | Portfolio Adjusted | 1-in-10 | All | South of Lugo | 2019 | January Monthly Peak | 1 | 3.5488 | 3.4917 | 3.4313 | 3.4462 | 3.5454 | 3.9907 | 4.7729 | 5.2259 | 5.8249 | 6.226 | 6.3188 | 6.2077 | 5.959 | 5.853 | 5.7503 | 5.539 | 5.3456 | 5.4986 | 5.4293 | 5.206 | 4.9274 | 4.5549 | 4.1548 | 3.7783 | -0.0030297 | 1.8435e-05 | 0.0002709 | -0.0053318 | -0.014237 | -0.0079969 | -0.0055458 | -5.8607e-05 | -0.0031627 | 0.002476 | 0.0048427 | 0.010516 | 0.018227 | 0.019917 | 0.072428 | 0.070682 | 0.070457 | 0.064565 | 0.025167 | 0.022718 | 0.015964 | 0.012112 | 0.0059412 | 0.0020825 | 46.2724 | 46.1897 | 45.5832 | 44.856 | 44.566 | 44.1997 | 43.0946 | 42.8229 | 43.8151 | 46.478 | 48.527 | 50.6007 | 52.6931 | 53.7104 | 54.6616 | 54.8824 | 54.4616 | 53.4643 | 51.8937 | 50.8485 | 50.0536 | 49.692 | 49.4661 | 48.3533 | 0.040452 | 0.039303 | 0.042243 | 0.049707 | 0.045284 | 0.04809 | 0.043836 | 0.045922 | 0.055944 | 0.061561 | 0.056973 | 0.047451 | 0.049617 | 0.049516 | 0.041365 | 0.041124 | 0.036346 | 0.038964 | 0.039583 | 0.047605 | 0.050871 | 0.052595 | 0.046769 | 0.038479
Portfolio Adjusted1-in-10AllSouth of Lugo2019February Monthly Peak | Portfolio Adjusted | 1-in-10 | All | South of Lugo | 2019 | February Monthly Peak | 2 | 3.566 | 3.4776 | 3.3881 | 3.3933 | 3.4808 | 3.8754 | 4.494 | 4.8737 | 5.4383 | 5.9502 | 6.2713 | 6.4138 | 6.4124 | 6.4945 | 6.4697 | 6.2885 | 6.0205 | 5.7795 | 5.66 | 5.364 | 5.0734 | 4.6532 | 4.186 | 3.7963 | -0.0031833 | 1.9259e-05 | 0.00028019 | -0.0055675 | -0.014839 | -0.0084037 | -0.0057381 | -6.0448e-05 | -0.0032903 | 0.0026 | 0.0052331 | 0.011648 | 0.020597 | 0.022651 | 0.082422 | 0.080595 | 0.079685 | 0.06885 | 0.027213 | 0.02415 | 0.016976 | 0.012668 | 0.0061572 | 0.0021807 | 51.7956 | 51.1087 | 50.3583 | 49.3587 | 48.6066 | 48.37 | 47.5948 | 47.3165 | 48.7256 | 52.3712 | 56.2543 | 60.0746 | 62.0057 | 63.384 | 63.8021 | 63.6778 | 63.1206 | 62.2749 | 60.0396 | 58.0087 | 56.4434 | 55.255 | 54.2765 | 53.0065 | 0.042435 | 0.040964 | 0.043649 | 0.051857 | 0.04714 | 0.050343 | 0.045089 | 0.047195 | 0.058033 | 0.064488 | 0.061396 | 0.052382 | 0.055963 | 0.056264 | 0.047366 | 0.046968 | 0.041106 | 0.042481 | 0.042738 | 0.050561 | 0.054056 | 0.054984 | 0.048438 | 0.040233
Portfolio Adjusted1-in-10AllSouth of Lugo2019March Monthly Peak | Portfolio Adjusted | 1-in-10 | All | South of Lugo | 2019 | March Monthly Peak | 3 | 3.7142 | 3.5802 | 3.465 | 3.4384 | 3.5422 | 3.9175 | 4.5671 | 4.9593 | 5.6122 | 6.3394 | 6.933 | 7.3023 | 7.4648 | 7.6766 | 7.7334 | 7.5814 | 7.2828 | 6.7286 | 6.1171 | 5.929 | 5.5926 | 5.0909 | 4.4942 | 4.034 | -0.0034184 | 2.0346e-05 | 0.0002945 | -0.0058316 | -0.015679 | -0.0089843 | -0.0061328 | -6.5242e-05 | -0.0035992 | 0.0029109 | 0.0060328 | 0.013538 | 0.024124 | 0.026645 | 0.097919 | 0.096398 | 0.09547 | 0.079622 | 0.030084 | 0.026857 | 0.018783 | 0.013966 | 0.0066889 | 0.002346 | 60.9589 | 59.3202 | 58.6471 | 58.0326 | 57.1485 | 55.4251 | 54.8878 | 55.5392 | 58.8834 | 64.1145 | 69.4765 | 73.9022 | 76.6402 | 77.608 | 78.1706 | 78.2088 | 77.2095 | 76.2374 | 74.7181 | 72.2322 | 69.6444 | 66.2076 | 63.1803 | 61.0104 | 0.045527 | 0.043218 | 0.045853 | 0.054291 | 0.04977 | 0.053686 | 0.048074 | 0.050852 | 0.063402 | 0.072124 | 0.070696 | 0.06083 | 0.065529 | 0.066193 | 0.056017 | 0.055596 | 0.048453 | 0.04855 | 0.047201 | 0.056213 | 0.059796 | 0.06061 | 0.052601 | 0.043263
Portfolio Adjusted1-in-10AllSouth of Lugo2019April Monthly Peak | Portfolio Adjusted | 1-in-10 | All | South of Lugo | 2019 | April Monthly Peak | 4 | 5.5352 | 5.3214 | 5.1272 | 5.1007 | 5.3346 | 6.0024 | 6.9232 | 7.776 | 8.996 | 10.165 | 11.1331 | 11.6775 | 11.8474 | 12.0684 | 12.0237 | 11.7178 | 11.1868 | 10.2881 | 9.1552 | 8.7951 | 8.3859 | 7.6428 | 6.7858 | 6.1025 | -0.011135 | -0.00096578 | -0.0026907 | -0.0097311 | -0.03289 | -0.029361 | -0.023567 | -0.016746 | -0.0095608 | 0.0074815 | 0.016148 | 0.014761 | 0.036781 | 0.047357 | 0.16301 | 0.15472 | 0.15238 | 0.12723 | 0.052738 | 0.035272 | 0.030685 | 0.029033 | 0.013421 | 0.0070723 | 70.0824 | 69.134 | 67.5619 | 65.9984 | 64.6535 | 63.8003 | 63.4335 | 63.5104 | 66.2303 | 71.8539 | 77.246 | 82.3247 | 85.2201 | 85.8511 | 84.9617 | 84.9517 | 84.8698 | 85.0059 | 83.6627 | 79.6675 | 74.958 | 70.2397 | 67.9479 | 67.0186 | 0.11228 | 0.10689 | 0.11476 | 0.13619 | 0.12579 | 0.13392 | 0.11877 | 0.12693 | 0.16184 | 0.18636 | 0.18478 | 0.15811 | 0.17027 | 0.17165 | 0.14391 | 0.14337 | 0.12437 | 0.12314 | 0.11731 | 0.13982 | 0.1502 | 0.15212 | 0.13291 | 0.10879
Portfolio Adjusted1-in-10AllSouth of Lugo2019May Monthly Peak | Portfolio Adjusted | 1-in-10 | All | South of Lugo | 2019 | May Monthly Peak | 5 | 5.4904 | 5.2716 | 5.0975 | 5.0819 | 5.3298 | 6.0106 | 6.8286 | 7.8182 | 9.0113 | 10.117 | 11.0362 | 11.5212 | 11.6523 | 11.8269 | 11.7714 | 11.4498 | 10.9026 | 10.066 | 8.9937 | 8.5068 | 8.2999 | 7.5652 | 6.7127 | 6.0523 | -0.010657 | -0.00079983 | -0.0021438 | -0.010483 | -0.033996 | -0.02847 | -0.022254 | -0.014349 | -0.0095952 | 0.0075189 | 0.016131 | 0.017924 | 0.040513 | 0.05024 | 0.16484 | 0.15589 | 0.15285 | 0.12869 | 0.05563 | 0.039413 | 0.033102 | 0.029842 | 0.013889 | 0.0068633 | 67.2699 | 66.7377 | 65.4118 | 64.7288 | 64.2204 | 63.6174 | 63.8807 | 63.9602 | 66.8552 | 72.3396 | 77.4569 | 81.0798 | 82.8965 | 83.5583 | 85.842 | 87.0746 | 87.6873 | 86.4624 | 84.8238 | 82.6731 | 79.5169 | 75.5432 | 72.3794 | 70.0655 | 0.11123 | 0.10563 | 0.11384 | 0.13548 | 0.12547 | 0.13424 | 0.11824 | 0.12826 | 0.16277 | 0.18639 | 0.18449 | 0.15686 | 0.16806 | 0.16904 | 0.14164 | 0.14072 | 0.12179 | 0.12129 | 0.11558 | 0.13641 | 0.14881 | 0.15086 | 0.13163 | 0.10791
Portfolio Adjusted1-in-10AllSouth of Lugo2019June Monthly Peak | Portfolio Adjusted | 1-in-10 | All | South of Lugo | 2019 | June Monthly Peak | 6 | 5.6447 | 5.418 | 5.2538 | 5.2387 | 5.4984 | 6.1737 | 7.0032 | 8.0259 | 9.208 | 10.342 | 11.2735 | 11.6978 | 11.7327 | 11.9195 | 11.8882 | 11.6334 | 11.1117 | 10.2638 | 9.1677 | 8.5727 | 8.3255 | 7.6682 | 6.8227 | 6.1522 | -0.010344 | -0.00052608 | -0.0011909 | -0.012501 | -0.037784 | -0.02761 | -0.020456 | -0.0096444 | -0.0096476 | 0.0076463 | 0.01618 | 0.023908 | 0.047428 | 0.055797 | 0.17312 | 0.16545 | 0.16243 | 0.13777 | 0.062748 | 0.049111 | 0.038437 | 0.032196 | 0.01525 | 0.006705 | 66.064 | 65.666 | 65.4795 | 65.5332 | 64.4895 | 63.7312 | 63.6858 | 64.5666 | 67.1293 | 71.2873 | 76.2344 | 79.7314 | 81.2729 | 81.1853 | 82.3872 | 82.6106 | 83.9299 | 83.7563 | 83.7856 | 81.9825 | 77.5992 | 73.6445 | 71.2084 | 69.7886 | 0.11605 | 0.11019 | 0.11886 | 0.14144 | 0.13115 | 0.13953 | 0.12162 | 0.13131 | 0.16487 | 0.18844 | 0.18549 | 0.15572 | 0.16482 | 0.16575 | 0.13953 | 0.14032 | 0.12217 | 0.12205 | 0.1162 | 0.13735 | 0.15003 | 0.15301 | 0.134 | 0.11038
Portfolio Adjusted1-in-10AllSouth of Lugo2019July Monthly Peak | Portfolio Adjusted | 1-in-10 | All | South of Lugo | 2019 | July Monthly Peak | 7 | 5.8394 | 5.5746 | 5.3961 | 5.3977 | 5.6749 | 6.4694 | 7.3803 | 8.4412 | 9.6739 | 10.7529 | 11.66 | 12.0877 | 12.1689 | 12.3627 | 12.3422 | 12.085 | 11.604 | 10.7383 | 9.574 | 8.9019 | 8.6168 | 7.9389 | 7.0838 | 6.4108 | -0.011918 | -0.0011112 | -0.003171 | -0.0097283 | -0.034079 | -0.03217 | -0.025787 | -0.019533 | -0.010001 | 0.0076251 | 0.016268 | 0.012509 | 0.033237 | 0.043849 | 0.15991 | 0.15393 | 0.15321 | 0.12835 | 0.050529 | 0.03163 | 0.02904 | 0.028682 | 0.013251 | 0.0073755 | 69.5588 | 68.834 | 68.606 | 68.4484 | 68.0776 | 67.8521 | 67.4306 | 67.5853 | 70.3193 | 74.4096 | 77.9411 | 79.0187 | 80.0386 | 81.4812 | 83.8209 | 84.7964 | 87.113 | 85.6133 | 83.701 | 80.8516 | 77.6601 | 75.189 | 73.5105 | 72.4035 | 0.11771 | 0.11158 | 0.12029 | 0.14381 | 0.13349 | 0.14384 | 0.12591 | 0.13511 | 0.16918 | 0.19066 | 0.18636 | 0.15637 | 0.16628 | 0.16732 | 0.1408 | 0.14184 | 0.12429 | 0.12392 | 0.11779 | 0.13822 | 0.15075 | 0.15396 | 0.13518 | 0.112
Portfolio Adjusted1-in-10AllSouth of Lugo2019August Monthly Peak | Portfolio Adjusted | 1-in-10 | All | South of Lugo | 2019 | August Monthly Peak | 8 | 6.0129 | 5.7514 | 5.5645 | 5.5646 | 5.8135 | 6.6934 | 7.7068 | 8.7271 | 10.0607 | 11.2482 | 12.2416 | 12.7452 | 12.8164 | 13.0104 | 12.9983 | 12.7496 | 12.2432 | 11.3006 | 10.005 | 9.4126 | 8.9896 | 8.2212 | 7.3267 | 6.6028 | -0.013408 | -0.0016026 | -0.0048147 | -0.0077465 | -0.031597 | -0.036355 | -0.030484 | -0.027559 | -0.010394 | 0.0078146 | 0.016925 | 0.0040191 | 0.0232 | 0.035961 | 0.15423 | 0.14899 | 0.14934 | 0.12368 | 0.042228 | 0.019096 | 0.022621 | 0.026929 | 0.012086 | 0.0080665 | 70.3146 | 69.9321 | 69.853 | 69.5631 | 69.1371 | 68.9826 | 68.879 | 69.1498 | 71.4629 | 75.2229 | 78.5265 | 81.8201 | 84.2877 | 85.5977 | 86.031 | 87.217 | 87.6741 | 88.0983 | 87.242 | 83.4316 | 78.3795 | 75.0484 | 73.0584 | 71.8097 | 0.1226 | 0.11664 | 0.12564 | 0.1503 | 0.1383 | 0.15093 | 0.13238 | 0.14036 | 0.17612 | 0.1994 | 0.19557 | 0.16481 | 0.17514 | 0.17625 | 0.14853 | 0.14923 | 0.13071 | 0.13039 | 0.1234 | 0.14617 | 0.15774 | 0.16165 | 0.14161 | 0.11679
Portfolio Adjusted1-in-10AllSouth of Lugo2019September Monthly Peak | Portfolio Adjusted | 1-in-10 | All | South of Lugo | 2019 | September Monthly Peak | 9 | 6.042 | 5.8094 | 5.6282 | 5.6353 | 5.8859 | 6.8216 | 8.0272 | 9.0513 | 10.6796 | 12.0624 | 13.0807 | 13.6136 | 13.7015 | 13.8416 | 13.7038 | 13.3168 | 12.6401 | 11.5734 | 10.1943 | 9.8237 | 9.1357 | 8.313 | 7.3465 | 6.6159 | -0.015335 | -0.0025205 | -0.0079805 | -0.0025458 | -0.023462 | -0.042055 | -0.038402 | -0.044308 | -0.010886 | 0.0079424 | 0.01771 | -0.01667 | -0.0022596 | 0.015044 | 0.13092 | 0.1265 | 0.12778 | 0.10183 | 0.019902 | -0.012179 | 0.0061278 | 0.02032 | 0.0082648 | 0.0088505 | 73.5832 | 72.7468 | 72.2671 | 71.9745 | 71.3547 | 70.8615 | 70.7275 | 70.9741 | 73.0782 | 77.1995 | 81.9336 | 87.3327 | 91.3646 | 94.5606 | 94.4915 | 94.4598 | 93.9942 | 92.9068 | 91.5984 | 89.0528 | 85.2909 | 80.1327 | 76.8587 | 74.9305 | 0.12417 | 0.11846 | 0.12808 | 0.15357 | 0.14089 | 0.15544 | 0.1384 | 0.14798 | 0.18998 | 0.21754 | 0.214 | 0.18046 | 0.19287 | 0.19379 | 0.16152 | 0.16087 | 0.13934 | 0.13832 | 0.13071 | 0.15665 | 0.16589 | 0.16772 | 0.14582 | 0.11959
Portfolio Adjusted1-in-10AllSouth of Lugo2019October Monthly Peak | Portfolio Adjusted | 1-in-10 | All | South of Lugo | 2019 | October Monthly Peak | 10 | 5.6826 | 5.4924 | 5.3041 | 5.2979 | 5.5259 | 6.2799 | 7.4306 | 8.2143 | 9.4533 | 10.7428 | 11.7255 | 12.26 | 12.4279 | 12.6309 | 12.5971 | 12.2024 | 11.596 | 10.5433 | 9.6768 | 9.1556 | 8.5292 | 7.7808 | 6.8652 | 6.1819 | -0.012259 | -0.0013787 | -0.0040732 | -0.0081379 | -0.031036 | -0.032902 | -0.027662 | -0.023704 | -0.0099293 | 0.0076853 | 0.016795 | 0.0072136 | 0.027718 | 0.040105 | 0.15719 | 0.14875 | 0.14695 | 0.1205 | 0.045823 | 0.023734 | 0.024539 | 0.026854 | 0.012071 | 0.0074366 | 71.5625 | 71.1134 | 70.2049 | 69.2697 | 68.2588 | 68.0729 | 68.1933 | 68.3382 | 69.4722 | 72.2582 | 76.6458 | 81.6095 | 84.2829 | 85.5232 | 85.9871 | 86.4745 | 85.5467 | 82.8209 | 79.1956 | 77.051 | 75.0638 | 73.6416 | 72.4424 | 71.2942 | 0.11497 | 0.11088 | 0.11916 | 0.14226 | 0.13039 | 0.13996 | 0.12487 | 0.13281 | 0.16798 | 0.19452 | 0.19327 | 0.16461 | 0.17749 | 0.1786 | 0.14966 | 0.14772 | 0.12778 | 0.12578 | 0.12289 | 0.14383 | 0.15268 | 0.15466 | 0.13433 | 0.10934
Portfolio Adjusted1-in-10AllSouth of Lugo2019November Monthly Peak | Portfolio Adjusted | 1-in-10 | All | South of Lugo | 2019 | November Monthly Peak | 11 | 5.2111 | 5.017 | 4.8831 | 4.9094 | 5.1004 | 5.7625 | 6.5881 | 7.3367 | 8.3604 | 9.3642 | 10.0997 | 10.5041 | 10.6059 | 10.765 | 10.6423 | 10.256 | 9.7879 | 9.452 | 8.6071 | 8.0676 | 7.5748 | 6.8818 | 6.1482 | 5.5877 | -0.0083709 | 5.0138e-05 | 0.00073079 | -0.014644 | -0.039347 | -0.022201 | -0.014924 | -0.00015957 | -0.0088869 | 0.0072613 | 0.015117 | 0.033559 | 0.059483 | 0.065247 | 0.1756 | 0.16358 | 0.15941 | 0.14177 | 0.073512 | 0.064583 | 0.045522 | 0.033675 | 0.016189 | 0.0056661 | 64.1403 | 62.4205 | 61.5868 | 60.06 | 59.1165 | 58.3795 | 57.6633 | 58.6831 | 61.4786 | 66.8014 | 72.3976 | 76.6144 | 78.6364 | 80.1233 | 80.8164 | 80.235 | 78.8342 | 76.773 | 74.7963 | 72.0675 | 70.3828 | 68.9844 | 67.1497 | 65.9414 | 0.11049 | 0.10514 | 0.11314 | 0.13577 | 0.12421 | 0.13115 | 0.11556 | 0.12347 | 0.15567 | 0.17892 | 0.17592 | 0.14919 | 0.16005 | 0.16051 | 0.13344 | 0.13123 | 0.1146 | 0.1176 | 0.11426 | 0.13423 | 0.144 | 0.14543 | 0.12651 | 0.10346
Portfolio Adjusted1-in-10AllSouth of Lugo2019December Monthly Peak | Portfolio Adjusted | 1-in-10 | All | South of Lugo | 2019 | December Monthly Peak | 12 | 4.9459 | 4.8242 | 4.7121 | 4.7313 | 4.8683 | 5.5513 | 6.6497 | 7.3015 | 8.0906 | 8.59 | 8.6439 | 8.5436 | 8.2613 | 8.1449 | 8.0146 | 7.7502 | 7.6151 | 7.7625 | 7.5199 | 7.2414 | 6.855 | 6.3624 | 5.7958 | 5.2956 | -0.0075308 | 4.571e-05 | 0.00066535 | -0.013177 | -0.034678 | -0.019473 | -0.013465 | -0.00014213 | -0.0077312 | 0.0060921 | 0.011891 | 0.025721 | 0.044568 | 0.048373 | 0.13134 | 0.12364 | 0.12405 | 0.11612 | 0.062796 | 0.056492 | 0.039866 | 0.030002 | 0.014582 | 0.0050816 | 47.0583 | 46.4598 | 45.5654 | 44.8732 | 44.317 | 43.2413 | 43.9134 | 44.3639 | 45.7063 | 47.7994 | 50.3501 | 52.1437 | 53.213 | 52.911 | 52.9036 | 52.8165 | 52.4926 | 51.2697 | 50.0801 | 49.3102 | 48.3088 | 47.6913 | 46.919 | 46.6413 | 0.099446 | 0.095914 | 0.10303 | 0.1222 | 0.10952 | 0.11517 | 0.10443 | 0.11008 | 0.13551 | 0.15019 | 0.13846 | 0.11442 | 0.11996 | 0.11902 | 0.099538 | 0.099299 | 0.089392 | 0.096105 | 0.097629 | 0.11743 | 0.12613 | 0.12959 | 0.11398 | 0.092828
Portfolio Adjusted1-in-10AllSouth of Lugo2019Typical Event Day | Portfolio Adjusted | 1-in-10 | All | South of Lugo | 2019 | Typical Event Day | 8 | 5.9966 | 5.7356 | 5.5491 | 5.5479 | 5.7953 | 6.6708 | 7.6773 | 8.6861 | 9.9976 | 11.1666 | 12.1477 | 12.6464 | 12.7178 | 12.9141 | 12.9077 | 12.6635 | 12.1645 | 11.2318 | 9.9493 | 9.3655 | 8.9513 | 8.189 | 7.297 | 6.5777 | -0.013081 | -0.0014664 | -0.0043512 | -0.0084523 | -0.032617 | -0.035459 | -0.029366 | -0.025266 | -0.010341 | 0.0078096 | 0.016843 | 0.0067323 | 0.026558 | 0.038752 | 0.15734 | 0.15188 | 0.15195 | 0.12633 | 0.04522 | 0.02332 | 0.02487 | 0.027799 | 0.01258 | 0.0079252 | 69.8801 | 69.2948 | 69.0514 | 68.8798 | 68.2647 | 67.8568 | 67.6807 | 68.0689 | 70.4974 | 74.5298 | 78.6589 | 81.9757 | 84.2409 | 85.7062 | 86.6826 | 87.2709 | 88.1778 | 87.5937 | 86.5818 | 83.8296 | 79.7324 | 76.0036 | 73.659 | 72.2331 | 0.12224 | 0.11629 | 0.12524 | 0.14974 | 0.13777 | 0.15033 | 0.13182 | 0.13968 | 0.17499 | 0.19789 | 0.19396 | 0.16344 | 0.17367 | 0.17478 | 0.14735 | 0.14809 | 0.12975 | 0.12948 | 0.12265 | 0.1454 | 0.15703 | 0.16098 | 0.14096 | 0.11628
Portfolio Adjusted1-in-10AllSouth of Lugo2020January Monthly Peak | Portfolio Adjusted | 1-in-10 | All | South of Lugo | 2020 | January Monthly Peak | 1 | 4.9287 | 4.8397 | 4.7427 | 4.7524 | 4.9237 | 5.5766 | 6.7139 | 7.3874 | 8.1163 | 8.6066 | 8.6784 | 8.5518 | 8.233 | 8.1306 | 7.9781 | 7.6787 | 7.4121 | 7.598 | 7.4574 | 7.1857 | 6.7972 | 6.3185 | 5.7774 | 5.2764 | -0.0074843 | 4.5539e-05 | 0.00066921 | -0.013171 | -0.035169 | -0.019755 | -0.0137 | -0.00014478 | -0.0078128 | 0.0061164 | 0.011963 | 0.025978 | 0.045025 | 0.0492 | 0.1321 | 0.12372 | 0.12183 | 0.11429 | 0.062169 | 0.05612 | 0.039435 | 0.02992 | 0.014676 | 0.0051444 | 46.2649 | 46.1861 | 45.5785 | 44.8519 | 44.564 | 44.1995 | 43.0952 | 42.8238 | 43.8152 | 46.4797 | 48.528 | 50.6006 | 52.6926 | 53.7106 | 54.6612 | 54.8819 | 54.4618 | 53.4656 | 51.8948 | 50.8511 | 50.0536 | 49.693 | 49.4679 | 48.3561 | 0.09883 | 0.095555 | 0.10363 | 0.12215 | 0.11106 | 0.11681 | 0.10624 | 0.11212 | 0.13693 | 0.15078 | 0.1393 | 0.11556 | 0.12118 | 0.12104 | 0.10079 | 0.10041 | 0.088641 | 0.095098 | 0.096655 | 0.11666 | 0.12477 | 0.12923 | 0.11471 | 0.09396
Portfolio Adjusted1-in-10AllSouth of Lugo2020February Monthly Peak | Portfolio Adjusted | 1-in-10 | All | South of Lugo | 2020 | February Monthly Peak | 2 | 5.0182 | 4.8885 | 4.7468 | 4.7603 | 4.9207 | 5.5467 | 6.5089 | 7.1107 | 7.8313 | 8.4587 | 8.8295 | 9.0171 | 8.987 | 9.0874 | 9.0247 | 8.7335 | 8.3588 | 8.0755 | 7.8561 | 7.471 | 7.0643 | 6.4993 | 5.8694 | 5.3675 | -0.0078636 | 4.7576e-05 | 0.00069215 | -0.013753 | -0.036658 | -0.02076 | -0.014175 | -0.00014932 | -0.0081279 | 0.0064228 | 0.012927 | 0.028773 | 0.05088 | 0.055955 | 0.15082 | 0.14119 | 0.13781 | 0.12317 | 0.067223 | 0.059657 | 0.041936 | 0.031292 | 0.01521 | 0.0053868 | 51.7935 | 51.1067 | 50.3562 | 49.3556 | 48.6047 | 48.3675 | 47.5911 | 47.3147 | 48.7251 | 52.3713 | 56.2544 | 60.0742 | 62.0044 | 63.3819 | 63.8042 | 63.6832 | 63.121 | 62.2727 | 60.0398 | 58.0094 | 56.4458 | 55.2568 | 54.2785 | 53.0066 | 0.10381 | 0.099791 | 0.10717 | 0.12753 | 0.11574 | 0.12268 | 0.10981 | 0.11557 | 0.14239 | 0.15828 | 0.15046 | 0.12792 | 0.13689 | 0.13763 | 0.11549 | 0.11471 | 0.10028 | 0.10382 | 0.10449 | 0.12399 | 0.13266 | 0.13515 | 0.11887 | 0.098365
Portfolio Adjusted1-in-10AllSouth of Lugo2020March Monthly Peak | Portfolio Adjusted | 1-in-10 | All | South of Lugo | 2020 | March Monthly Peak | 3 | 5.2753 | 5.0721 | 4.8945 | 4.8719 | 5.0655 | 5.7077 | 6.7242 | 7.3783 | 8.2349 | 9.1527 | 9.8865 | 10.3303 | 10.4808 | 10.726 | 10.7523 | 10.4712 | 10.0328 | 9.3492 | 8.547 | 8.2727 | 7.7956 | 7.1268 | 6.3238 | 5.7251 | -0.0084444 | 5.026e-05 | 0.0007275 | -0.014406 | -0.038732 | -0.022194 | -0.01515 | -0.00016117 | -0.008891 | 0.0071908 | 0.014903 | 0.033443 | 0.059592 | 0.06582 | 0.17877 | 0.16806 | 0.16387 | 0.14165 | 0.074317 | 0.066344 | 0.046399 | 0.0345 | 0.016523 | 0.0057954 | 60.9618 | 59.323 | 58.6499 | 58.0414 | 57.1572 | 55.4314 | 54.894 | 55.546 | 58.8873 | 64.1136 | 69.4725 | 73.9018 | 76.6476 | 77.6209 | 78.1792 | 78.222 | 77.2227 | 76.2438 | 74.7226 | 72.2356 | 69.6452 | 66.2118 | 63.1859 | 61.0171 | 0.11146 | 0.1054 | 0.11263 | 0.13356 | 0.12227 | 0.1311 | 0.11732 | 0.1247 | 0.15573 | 0.17717 | 0.17342 | 0.14866 | 0.16032 | 0.1619 | 0.13653 | 0.13569 | 0.11808 | 0.1186 | 0.1155 | 0.13788 | 0.14678 | 0.14901 | 0.12912 | 0.10582
Portfolio Adjusted1-in-10AllSouth of Lugo2020April Monthly Peak | Portfolio Adjusted | 1-in-10 | All | South of Lugo | 2020 | April Monthly Peak | 4 | 5.5433 | 5.3291 | 5.1346 | 5.1082 | 5.3426 | 6.0118 | 6.9344 | 7.7886 | 9.0099 | 10.1801 | 11.1491 | 11.6939 | 11.8637 | 12.0849 | 12.0399 | 11.7334 | 11.2016 | 10.302 | 9.1677 | 8.8072 | 8.3974 | 7.6534 | 6.7954 | 6.1114 | -0.011168 | -0.0009686 | -0.0026986 | -0.0097596 | -0.032986 | -0.029446 | -0.023636 | -0.016795 | -0.0095888 | 0.0075034 | 0.016195 | 0.014804 | 0.036888 | 0.047496 | 0.16335 | 0.15501 | 0.15267 | 0.12748 | 0.052892 | 0.035376 | 0.030775 | 0.029118 | 0.01346 | 0.0070929 | 70.0825 | 69.1341 | 67.562 | 65.9984 | 64.6535 | 63.8003 | 63.4335 | 63.5104 | 66.2303 | 71.8539 | 77.246 | 82.3247 | 85.2201 | 85.8512 | 84.9618 | 84.9518 | 84.8699 | 85.006 | 83.6627 | 79.6676 | 74.958 | 70.2398 | 67.948 | 67.0187 | 0.11261 | 0.1072 | 0.1151 | 0.13659 | 0.12615 | 0.13431 | 0.11912 | 0.1273 | 0.16231 | 0.1869 | 0.18532 | 0.15857 | 0.17077 | 0.17215 | 0.14433 | 0.14379 | 0.12473 | 0.1235 | 0.11765 | 0.14023 | 0.15064 | 0.15257 | 0.1333 | 0.10911
Portfolio Adjusted1-in-10AllSouth of Lugo2020May Monthly Peak | Portfolio Adjusted | 1-in-10 | All | South of Lugo | 2020 | May Monthly Peak | 5 | 5.4983 | 5.2792 | 5.1049 | 5.0893 | 5.3377 | 6.0199 | 6.8396 | 7.8308 | 9.0253 | 10.132 | 11.0522 | 11.5374 | 11.6684 | 11.8431 | 11.7873 | 11.465 | 10.917 | 10.0796 | 9.0061 | 8.5186 | 8.3113 | 7.5757 | 6.7221 | 6.061 | -0.010688 | -0.00080217 | -0.0021501 | -0.010514 | -0.034096 | -0.028553 | -0.02232 | -0.014391 | -0.0096233 | 0.0075409 | 0.016178 | 0.017976 | 0.040632 | 0.050387 | 0.16519 | 0.15619 | 0.15314 | 0.12895 | 0.055793 | 0.039528 | 0.033199 | 0.029929 | 0.01393 | 0.0068834 | 67.27 | 66.7377 | 65.4118 | 64.7288 | 64.2203 | 63.6174 | 63.8807 | 63.9602 | 66.8552 | 72.3396 | 77.457 | 81.0799 | 82.8965 | 83.5584 | 85.842 | 87.0747 | 87.6873 | 86.4625 | 84.8239 | 82.6732 | 79.517 | 75.5433 | 72.3795 | 70.0655 | 0.11156 | 0.10593 | 0.11417 | 0.13588 | 0.12584 | 0.13463 | 0.11859 | 0.12864 | 0.16325 | 0.18693 | 0.18503 | 0.15732 | 0.16855 | 0.16953 | 0.14205 | 0.14113 | 0.12214 | 0.12164 | 0.11591 | 0.13681 | 0.14924 | 0.1513 | 0.13201 | 0.10822
Portfolio Adjusted1-in-10AllSouth of Lugo2020June Monthly Peak | Portfolio Adjusted | 1-in-10 | All | South of Lugo | 2020 | June Monthly Peak | 6 | 5.6529 | 5.4259 | 5.2614 | 5.2463 | 5.5067 | 6.1833 | 7.0145 | 8.0388 | 9.222 | 10.357 | 11.2894 | 11.7138 | 11.7482 | 11.9352 | 11.9037 | 11.6484 | 11.126 | 10.2774 | 9.1801 | 8.5845 | 8.3369 | 7.6788 | 6.8323 | 6.1611 | -0.010374 | -0.00052762 | -0.0011943 | -0.012538 | -0.037894 | -0.02769 | -0.020516 | -0.0096726 | -0.0096759 | 0.0076686 | 0.016227 | 0.023978 | 0.047567 | 0.05596 | 0.17349 | 0.16577 | 0.16274 | 0.13805 | 0.062932 | 0.049255 | 0.03855 | 0.03229 | 0.015295 | 0.0067246 | 66.0639 | 65.666 | 65.4795 | 65.5332 | 64.4894 | 63.7311 | 63.6857 | 64.5666 | 67.1293 | 71.2873 | 76.2344 | 79.7314 | 81.2729 | 81.1854 | 82.3873 | 82.6107 | 83.93 | 83.7563 | 83.7856 | 81.9825 | 77.5993 | 73.6446 | 71.2084 | 69.7886 | 0.11639 | 0.11051 | 0.11921 | 0.14185 | 0.13153 | 0.13993 | 0.12197 | 0.1317 | 0.16535 | 0.18899 | 0.18604 | 0.15617 | 0.1653 | 0.16624 | 0.13993 | 0.14073 | 0.12252 | 0.1224 | 0.11654 | 0.13775 | 0.15046 | 0.15346 | 0.13439 | 0.11071
Portfolio Adjusted1-in-10AllSouth of Lugo2020July Monthly Peak | Portfolio Adjusted | 1-in-10 | All | South of Lugo | 2020 | July Monthly Peak | 7 | 5.8479 | 5.5827 | 5.4039 | 5.4056 | 5.6834 | 6.4794 | 7.3921 | 8.4546 | 9.6884 | 10.7683 | 11.6762 | 12.1039 | 12.1848 | 12.3787 | 12.358 | 12.1004 | 11.6187 | 10.7522 | 9.5866 | 8.9139 | 8.6283 | 7.9496 | 7.0935 | 6.4199 | -0.011953 | -0.0011144 | -0.0031802 | -0.0097568 | -0.034178 | -0.032264 | -0.025862 | -0.01959 | -0.01003 | 0.0076474 | 0.016316 | 0.012546 | 0.033335 | 0.043978 | 0.16023 | 0.15421 | 0.15348 | 0.1286 | 0.050677 | 0.031723 | 0.029125 | 0.028766 | 0.013289 | 0.0073971 | 69.5588 | 68.834 | 68.606 | 68.4484 | 68.0776 | 67.8521 | 67.4306 | 67.5853 | 70.3193 | 74.4096 | 77.9411 | 79.0187 | 80.0386 | 81.4813 | 83.821 | 84.7965 | 87.1131 | 85.6134 | 83.7011 | 80.8516 | 77.6601 | 75.1891 | 73.5105 | 72.4035 | 0.11806 | 0.1119 | 0.12064 | 0.14423 | 0.13388 | 0.14426 | 0.12627 | 0.13551 | 0.16967 | 0.19122 | 0.18691 | 0.15682 | 0.16677 | 0.1678 | 0.14121 | 0.14226 | 0.12465 | 0.12428 | 0.11813 | 0.13863 | 0.15119 | 0.15441 | 0.13557 | 0.11233
Portfolio Adjusted1-in-10AllSouth of Lugo2020August Monthly Peak | Portfolio Adjusted | 1-in-10 | All | South of Lugo | 2020 | August Monthly Peak | 8 | 6.0217 | 5.7598 | 5.5727 | 5.5728 | 5.8223 | 6.704 | 7.7192 | 8.7409 | 10.0758 | 11.2643 | 12.2585 | 12.7623 | 12.8331 | 13.0273 | 13.015 | 12.7657 | 12.2587 | 11.3153 | 10.0182 | 9.4253 | 9.0016 | 8.2325 | 7.3369 | 6.6123 | -0.013448 | -0.0016073 | -0.0048288 | -0.0077692 | -0.031689 | -0.036461 | -0.030574 | -0.02764 | -0.010425 | 0.0078374 | 0.016974 | 0.0040308 | 0.023268 | 0.036066 | 0.15452 | 0.14925 | 0.14959 | 0.1239 | 0.042352 | 0.019151 | 0.022687 | 0.027008 | 0.012121 | 0.0080901 | 70.3146 | 69.9322 | 69.853 | 69.5631 | 69.1371 | 68.9826 | 68.879 | 69.1498 | 71.4629 | 75.2229 | 78.5265 | 81.8201 | 84.2878 | 85.5978 | 86.0311 | 87.2171 | 87.6742 | 88.0983 | 87.2421 | 83.4317 | 78.3796 | 75.0485 | 73.0584 | 71.8097 | 0.12296 | 0.11698 | 0.12601 | 0.15074 | 0.13871 | 0.15137 | 0.13277 | 0.14077 | 0.17664 | 0.19998 | 0.19614 | 0.16529 | 0.17565 | 0.17676 | 0.14896 | 0.14966 | 0.13109 | 0.13077 | 0.12376 | 0.14659 | 0.1582 | 0.16212 | 0.14202 | 0.11713
Portfolio Adjusted1-in-10AllSouth of Lugo2020September Monthly Peak | Portfolio Adjusted | 1-in-10 | All | South of Lugo | 2020 | September Monthly Peak | 9 | 6.0506 | 5.8177 | 5.6363 | 5.6435 | 5.8946 | 6.8322 | 8.0399 | 9.0656 | 10.6954 | 12.0795 | 13.0987 | 13.6318 | 13.7194 | 13.8596 | 13.7215 | 13.3338 | 12.6562 | 11.5885 | 10.2079 | 9.8369 | 9.148 | 8.3243 | 7.3567 | 6.6253 | -0.01538 | -0.0025279 | -0.0080038 | -0.0025533 | -0.023531 | -0.042179 | -0.038514 | -0.044438 | -0.010918 | 0.0079657 | 0.017762 | -0.016719 | -0.0022663 | 0.015088 | 0.13114 | 0.12669 | 0.12796 | 0.10199 | 0.01996 | -0.012214 | 0.0061457 | 0.020379 | 0.008289 | 0.0088764 | 73.5832 | 72.7469 | 72.2672 | 71.9745 | 71.3547 | 70.8615 | 70.7275 | 70.9741 | 73.0782 | 77.1995 | 81.9335 | 87.3327 | 91.3647 | 94.5606 | 94.4916 | 94.4599 | 93.9942 | 92.9069 | 91.5984 | 89.0529 | 85.2909 | 80.1327 | 76.8587 | 74.9305 | 0.12454 | 0.1188 | 0.12846 | 0.15402 | 0.1413 | 0.15589 | 0.1388 | 0.14841 | 0.19053 | 0.21818 | 0.21462 | 0.18099 | 0.19343 | 0.19436 | 0.16199 | 0.16134 | 0.13974 | 0.13873 | 0.13109 | 0.1571 | 0.16637 | 0.16821 | 0.14625 | 0.11994
Portfolio Adjusted1-in-10AllSouth of Lugo2020October Monthly Peak | Portfolio Adjusted | 1-in-10 | All | South of Lugo | 2020 | October Monthly Peak | 10 | 5.6908 | 5.5005 | 5.3118 | 5.3057 | 5.5342 | 6.2897 | 7.4423 | 8.2275 | 9.4677 | 10.7586 | 11.7423 | 12.2771 | 12.4449 | 12.6481 | 12.614 | 12.2184 | 11.6112 | 10.5575 | 9.69 | 9.1681 | 8.5409 | 7.7916 | 6.875 | 6.1908 | -0.012295 | -0.0013827 | -0.0040851 | -0.0081617 | -0.031127 | -0.032998 | -0.027743 | -0.023773 | -0.0099584 | 0.0077078 | 0.016844 | 0.0072347 | 0.027799 | 0.040223 | 0.1575 | 0.14902 | 0.14721 | 0.12073 | 0.045957 | 0.023803 | 0.024611 | 0.026933 | 0.012106 | 0.0074583 | 71.5625 | 71.1135 | 70.2049 | 69.2698 | 68.2588 | 68.0729 | 68.1933 | 68.3382 | 69.4722 | 72.2582 | 76.6458 | 81.6095 | 84.283 | 85.5233 | 85.9872 | 86.4745 | 85.5468 | 82.821 | 79.1956 | 77.0511 | 75.0639 | 73.6416 | 72.4425 | 71.2942 | 0.1153 | 0.1112 | 0.11951 | 0.14267 | 0.13077 | 0.14037 | 0.12523 | 0.1332 | 0.16847 | 0.19508 | 0.19383 | 0.16509 | 0.17801 | 0.17912 | 0.1501 | 0.14815 | 0.12815 | 0.12614 | 0.12324 | 0.14425 | 0.15313 | 0.15512 | 0.13473 | 0.10966
Portfolio Adjusted1-in-10AllSouth of Lugo2020November Monthly Peak | Portfolio Adjusted | 1-in-10 | All | South of Lugo | 2020 | November Monthly Peak | 11 | 5.2187 | 5.0243 | 4.8902 | 4.9166 | 5.108 | 5.7713 | 6.5985 | 7.3485 | 8.3733 | 9.3782 | 10.1144 | 10.5191 | 10.6207 | 10.7798 | 10.6568 | 10.2697 | 9.801 | 9.4648 | 8.6189 | 8.0788 | 7.5854 | 6.8916 | 6.1571 | 5.5958 | -0.0083954 | 5.0285e-05 | 0.00073293 | -0.014687 | -0.039462 | -0.022266 | -0.014968 | -0.00016003 | -0.0089129 | 0.0072826 | 0.015161 | 0.033657 | 0.059657 | 0.065438 | 0.17599 | 0.16392 | 0.15974 | 0.14208 | 0.073727 | 0.064772 | 0.045656 | 0.033773 | 0.016237 | 0.0056827 | 64.1404 | 62.4205 | 61.5869 | 60.06 | 59.1165 | 58.3795 | 57.6633 | 58.6832 | 61.4787 | 66.8014 | 72.3976 | 76.6145 | 78.6364 | 80.1233 | 80.8165 | 80.2351 | 78.8343 | 76.773 | 74.7963 | 72.0675 | 70.3829 | 68.9844 | 67.1497 | 65.9415 | 0.11082 | 0.10545 | 0.11347 | 0.13617 | 0.12457 | 0.13154 | 0.1159 | 0.12383 | 0.15612 | 0.17944 | 0.17643 | 0.14963 | 0.16051 | 0.16098 | 0.13383 | 0.13161 | 0.11493 | 0.11794 | 0.1146 | 0.13462 | 0.14442 | 0.14586 | 0.12688 | 0.10376
Portfolio Adjusted1-in-10AllSouth of Lugo2020December Monthly Peak | Portfolio Adjusted | 1-in-10 | All | South of Lugo | 2020 | December Monthly Peak | 12 | 4.9527 | 4.8308 | 4.7186 | 4.7377 | 4.875 | 5.5589 | 6.6591 | 7.312 | 8.1018 | 8.6017 | 8.6555 | 8.555 | 8.2724 | 8.1559 | 8.0254 | 7.7606 | 7.6254 | 7.7729 | 7.5299 | 7.2512 | 6.8643 | 6.3711 | 5.8038 | 5.3029 | -0.0075528 | 4.5844e-05 | 0.00066729 | -0.013215 | -0.03478 | -0.01953 | -0.013504 | -0.00014255 | -0.0077538 | 0.00611 | 0.011925 | 0.025796 | 0.044698 | 0.048515 | 0.13163 | 0.1239 | 0.1243 | 0.11637 | 0.06298 | 0.056657 | 0.039982 | 0.03009 | 0.014625 | 0.0050965 | 47.0583 | 46.4598 | 45.5654 | 44.8732 | 44.317 | 43.2413 | 43.9134 | 44.3639 | 45.7063 | 47.7994 | 50.3501 | 52.1437 | 53.213 | 52.9109 | 52.9036 | 52.8165 | 52.4925 | 51.2697 | 50.08 | 49.3102 | 48.3088 | 47.6912 | 46.9189 | 46.6412 | 0.099735 | 0.096193 | 0.10333 | 0.12255 | 0.10984 | 0.11551 | 0.10473 | 0.1104 | 0.13591 | 0.15062 | 0.13886 | 0.11476 | 0.12031 | 0.11937 | 0.099828 | 0.099588 | 0.089652 | 0.096385 | 0.097913 | 0.11777 | 0.12649 | 0.12997 | 0.11431 | 0.093099
Portfolio Adjusted1-in-10AllSouth of Lugo2020Typical Event Day | Portfolio Adjusted | 1-in-10 | All | South of Lugo | 2020 | Typical Event Day | 8 | 6.0053 | 5.744 | 5.5572 | 5.5561 | 5.8041 | 6.6813 | 7.6897 | 8.7 | 10.0126 | 11.1826 | 12.1646 | 12.6633 | 12.7344 | 12.9308 | 12.9243 | 12.6795 | 12.1799 | 11.2464 | 9.9624 | 9.3781 | 8.9633 | 8.2003 | 7.3072 | 6.5872 | -0.013119 | -0.0014707 | -0.0043639 | -0.008477 | -0.032712 | -0.035563 | -0.029452 | -0.02534 | -0.010372 | 0.0078324 | 0.016893 | 0.006752 | 0.026636 | 0.038865 | 0.15764 | 0.15215 | 0.15222 | 0.12656 | 0.045352 | 0.023388 | 0.024943 | 0.02788 | 0.012617 | 0.0079484 | 69.8802 | 69.2948 | 69.0514 | 68.8798 | 68.2647 | 67.8568 | 67.6807 | 68.0689 | 70.4974 | 74.5298 | 78.6589 | 81.9757 | 84.241 | 85.7063 | 86.6827 | 87.271 | 88.1779 | 87.5937 | 86.5818 | 83.8297 | 79.7325 | 76.0037 | 73.659 | 72.2331 | 0.1226 | 0.11663 | 0.1256 | 0.15018 | 0.13817 | 0.15076 | 0.1322 | 0.14009 | 0.1755 | 0.19846 | 0.19453 | 0.16392 | 0.17418 | 0.17529 | 0.14778 | 0.14852 | 0.13013 | 0.12986 | 0.12301 | 0.14582 | 0.15748 | 0.16145 | 0.14137 | 0.11662
Portfolio Adjusted1-in-10AllSouth of Lugo2021January Monthly Peak | Portfolio Adjusted | 1-in-10 | All | South of Lugo | 2021 | January Monthly Peak | 1 | 4.9354 | 4.8463 | 4.7491 | 4.7588 | 4.9305 | 5.5844 | 6.7235 | 7.398 | 8.1275 | 8.6183 | 8.69 | 8.5634 | 8.2442 | 8.1418 | 7.9891 | 7.6892 | 7.4222 | 7.6083 | 7.4674 | 7.1954 | 6.8064 | 6.3271 | 5.7854 | 5.2838 | -0.0075062 | 4.5672e-05 | 0.00067117 | -0.01321 | -0.035272 | -0.019812 | -0.01374 | -0.0001452 | -0.0078356 | 0.0061343 | 0.011998 | 0.026054 | 0.045157 | 0.049344 | 0.1324 | 0.12398 | 0.12208 | 0.11453 | 0.06235 | 0.056284 | 0.03955 | 0.030007 | 0.014719 | 0.0051594 | 46.2649 | 46.1861 | 45.5784 | 44.8519 | 44.564 | 44.1995 | 43.0952 | 42.8238 | 43.8152 | 46.4797 | 48.528 | 50.6006 | 52.6926 | 53.7106 | 54.6612 | 54.8819 | 54.4618 | 53.4656 | 51.8949 | 50.8511 | 50.0536 | 49.693 | 49.4679 | 48.3562 | 0.099118 | 0.095833 | 0.10393 | 0.1225 | 0.11139 | 0.11715 | 0.10655 | 0.11244 | 0.13733 | 0.15122 | 0.1397 | 0.11589 | 0.12153 | 0.12139 | 0.10108 | 0.1007 | 0.088899 | 0.095375 | 0.096937 | 0.117 | 0.12513 | 0.12961 | 0.11504 | 0.094234
Portfolio Adjusted1-in-10AllSouth of Lugo2021February Monthly Peak | Portfolio Adjusted | 1-in-10 | All | South of Lugo | 2021 | February Monthly Peak | 2 | 5.0253 | 4.8954 | 4.7534 | 4.767 | 4.9278 | 5.5549 | 6.5188 | 7.1217 | 7.8431 | 8.4711 | 8.842 | 9.0299 | 8.9996 | 9.1001 | 9.0373 | 8.7455 | 8.3703 | 8.0868 | 7.8669 | 7.4814 | 7.0741 | 6.5084 | 5.8777 | 5.3752 | -0.0078866 | 4.7715e-05 | 0.00069418 | -0.013793 | -0.036765 | -0.02082 | -0.014216 | -0.00014976 | -0.0081517 | 0.0064416 | 0.012965 | 0.028858 | 0.051029 | 0.056119 | 0.15116 | 0.14149 | 0.13809 | 0.12344 | 0.067419 | 0.059831 | 0.042059 | 0.031384 | 0.015254 | 0.0054026 | 51.7934 | 51.1067 | 50.3562 | 49.3556 | 48.6047 | 48.3675 | 47.5911 | 47.3147 | 48.7251 | 52.3713 | 56.2544 | 60.0742 | 62.0043 | 63.3819 | 63.8042 | 63.6832 | 63.121 | 62.2727 | 60.0398 | 58.0094 | 56.4458 | 55.2568 | 54.2785 | 53.0066 | 0.10412 | 0.10008 | 0.10748 | 0.1279 | 0.11608 | 0.12304 | 0.11013 | 0.11591 | 0.14281 | 0.15874 | 0.1509 | 0.12829 | 0.13729 | 0.13804 | 0.11583 | 0.11504 | 0.10057 | 0.10413 | 0.10479 | 0.12435 | 0.13305 | 0.13555 | 0.11921 | 0.098651
Portfolio Adjusted1-in-10AllSouth of Lugo2021March Monthly Peak | Portfolio Adjusted | 1-in-10 | All | South of Lugo | 2021 | March Monthly Peak | 3 | 5.283 | 5.0794 | 4.9015 | 4.879 | 5.073 | 5.7165 | 6.7348 | 7.3901 | 8.2478 | 9.1665 | 9.901 | 10.3452 | 10.4956 | 10.741 | 10.7671 | 10.4854 | 10.0464 | 9.3621 | 8.559 | 8.2842 | 7.8065 | 7.1368 | 6.3328 | 5.7334 | -0.0084691 | 5.0407e-05 | 0.00072962 | -0.014448 | -0.038845 | -0.022259 | -0.015194 | -0.00016164 | -0.008917 | 0.0072118 | 0.014946 | 0.033541 | 0.059766 | 0.066012 | 0.17916 | 0.16841 | 0.16421 | 0.14196 | 0.074534 | 0.066538 | 0.046534 | 0.034601 | 0.016572 | 0.0058123 | 60.9618 | 59.323 | 58.6499 | 58.0415 | 57.1572 | 55.4314 | 54.8941 | 55.5461 | 58.8873 | 64.1136 | 69.4725 | 73.9018 | 76.6477 | 77.621 | 78.1792 | 78.2221 | 77.2228 | 76.2439 | 74.7226 | 72.2357 | 69.6452 | 66.2118 | 63.186 | 61.0171 | 0.11179 | 0.1057 | 0.11296 | 0.13395 | 0.12263 | 0.13148 | 0.11766 | 0.12507 | 0.15618 | 0.17769 | 0.17392 | 0.14909 | 0.16079 | 0.16237 | 0.13693 | 0.13609 | 0.11842 | 0.11894 | 0.11583 | 0.13829 | 0.1472 | 0.14944 | 0.1295 | 0.10612
Portfolio Adjusted1-in-10AllSouth of Lugo2021April Monthly Peak | Portfolio Adjusted | 1-in-10 | All | South of Lugo | 2021 | April Monthly Peak | 4 | 5.5513 | 5.3369 | 5.1421 | 5.1157 | 5.3506 | 6.0211 | 6.9455 | 7.8012 | 9.0238 | 10.1952 | 11.1652 | 11.7103 | 11.8801 | 12.1014 | 12.0562 | 11.749 | 11.2164 | 10.3159 | 9.1804 | 8.8193 | 8.4089 | 7.6641 | 6.805 | 6.1203 | -0.011201 | -0.00097144 | -0.0027065 | -0.0097882 | -0.033082 | -0.029533 | -0.023705 | -0.016845 | -0.0096168 | 0.0075254 | 0.016242 | 0.014848 | 0.036996 | 0.047635 | 0.16368 | 0.15531 | 0.15295 | 0.12773 | 0.053047 | 0.035479 | 0.030865 | 0.029203 | 0.0135 | 0.0071137 | 70.0826 | 69.1341 | 67.562 | 65.9984 | 64.6535 | 63.8004 | 63.4335 | 63.5105 | 66.2303 | 71.8539 | 77.246 | 82.3247 | 85.2202 | 85.8513 | 84.9618 | 84.9519 | 84.87 | 85.006 | 83.6628 | 79.6677 | 74.9581 | 70.2398 | 67.9481 | 67.0187 | 0.11294 | 0.10751 | 0.11543 | 0.13699 | 0.12652 | 0.13471 | 0.11947 | 0.12768 | 0.16278 | 0.18745 | 0.18586 | 0.15903 | 0.17126 | 0.17265 | 0.14475 | 0.14421 | 0.12509 | 0.12386 | 0.11799 | 0.14064 | 0.15108 | 0.15301 | 0.13369 | 0.10943
Portfolio Adjusted1-in-10AllSouth of Lugo2021May Monthly Peak | Portfolio Adjusted | 1-in-10 | All | South of Lugo | 2021 | May Monthly Peak | 5 | 5.5063 | 5.2868 | 5.1123 | 5.0967 | 5.3457 | 6.0293 | 6.8507 | 7.8435 | 9.0392 | 10.1471 | 11.0682 | 11.5537 | 11.6845 | 11.8593 | 11.8033 | 11.4803 | 10.9315 | 10.0933 | 9.0185 | 8.5304 | 8.3226 | 7.5862 | 6.7317 | 6.0698 | -0.010719 | -0.00080452 | -0.0021563 | -0.010545 | -0.034196 | -0.028637 | -0.022385 | -0.014433 | -0.0096515 | 0.0075629 | 0.016226 | 0.018029 | 0.040751 | 0.050535 | 0.16553 | 0.15649 | 0.15343 | 0.12921 | 0.055956 | 0.039644 | 0.033296 | 0.030017 | 0.013971 | 0.0069035 | 67.27 | 66.7378 | 65.4118 | 64.7288 | 64.2203 | 63.6174 | 63.8807 | 63.9601 | 66.8552 | 72.3396 | 77.457 | 81.0799 | 82.8966 | 83.5585 | 85.8421 | 87.0747 | 87.6874 | 86.4626 | 84.824 | 82.6732 | 79.517 | 75.5433 | 72.3795 | 70.0656 | 0.11188 | 0.10624 | 0.1145 | 0.13627 | 0.12621 | 0.13502 | 0.11893 | 0.12901 | 0.16372 | 0.18748 | 0.18557 | 0.15777 | 0.16904 | 0.17002 | 0.14246 | 0.14154 | 0.1225 | 0.12199 | 0.11625 | 0.13721 | 0.14968 | 0.15174 | 0.1324 | 0.10854
Portfolio Adjusted1-in-10AllSouth of Lugo2021June Monthly Peak | Portfolio Adjusted | 1-in-10 | All | South of Lugo | 2021 | June Monthly Peak | 6 | 5.6612 | 5.4338 | 5.2691 | 5.254 | 5.5149 | 6.193 | 7.0258 | 8.0517 | 9.236 | 10.3721 | 11.3054 | 11.7298 | 11.7639 | 11.951 | 11.9193 | 11.6635 | 11.1404 | 10.291 | 9.1924 | 8.5963 | 8.3483 | 7.6893 | 6.8419 | 6.17 | -0.010405 | -0.00052916 | -0.0011978 | -0.012575 | -0.038005 | -0.027771 | -0.020576 | -0.0097009 | -0.0097042 | 0.0076911 | 0.016275 | 0.024048 | 0.047706 | 0.056124 | 0.17385 | 0.1661 | 0.16305 | 0.13832 | 0.063116 | 0.049399 | 0.038662 | 0.032385 | 0.015339 | 0.0067442 | 66.0639 | 65.666 | 65.4794 | 65.5331 | 64.4892 | 63.731 | 63.6856 | 64.5666 | 67.1293 | 71.2873 | 76.2345 | 79.7315 | 81.273 | 81.1855 | 82.3874 | 82.6108 | 83.9301 | 83.7564 | 83.7857 | 81.9826 | 77.5993 | 73.6446 | 71.2085 | 69.7886 | 0.11673 | 0.11084 | 0.11956 | 0.14227 | 0.13192 | 0.14034 | 0.12233 | 0.13208 | 0.16583 | 0.18954 | 0.18658 | 0.15663 | 0.16578 | 0.16672 | 0.14034 | 0.14114 | 0.12288 | 0.12276 | 0.11688 | 0.13816 | 0.1509 | 0.15391 | 0.13478 | 0.11103
Portfolio Adjusted1-in-10AllSouth of Lugo2021July Monthly Peak | Portfolio Adjusted | 1-in-10 | All | South of Lugo | 2021 | July Monthly Peak | 7 | 5.8563 | 5.5907 | 5.4117 | 5.4135 | 5.6919 | 6.4895 | 7.404 | 8.468 | 9.703 | 10.7838 | 11.6924 | 12.1201 | 12.2007 | 12.3947 | 12.3738 | 12.1158 | 11.6335 | 10.7662 | 9.5993 | 8.9259 | 8.6399 | 7.9604 | 7.1033 | 6.429 | -0.011988 | -0.0011177 | -0.0031895 | -0.0097853 | -0.034278 | -0.032358 | -0.025938 | -0.019647 | -0.010059 | 0.0076698 | 0.016363 | 0.012583 | 0.033432 | 0.044106 | 0.16054 | 0.15449 | 0.15376 | 0.12884 | 0.050825 | 0.031816 | 0.02921 | 0.02885 | 0.013328 | 0.0074187 | 69.5588 | 68.8341 | 68.606 | 68.4484 | 68.0776 | 67.8521 | 67.4306 | 67.5853 | 70.3193 | 74.4096 | 77.9411 | 79.0188 | 80.0387 | 81.4814 | 83.821 | 84.7965 | 87.1131 | 85.6135 | 83.7011 | 80.8517 | 77.6602 | 75.1891 | 73.5105 | 72.4035 | 0.1184 | 0.11223 | 0.121 | 0.14465 | 0.13427 | 0.14468 | 0.12664 | 0.1359 | 0.17016 | 0.19178 | 0.18745 | 0.15728 | 0.16725 | 0.16829 | 0.14162 | 0.14267 | 0.12501 | 0.12464 | 0.11847 | 0.13903 | 0.15163 | 0.15486 | 0.13597 | 0.11266
Portfolio Adjusted1-in-10AllSouth of Lugo2021August Monthly Peak | Portfolio Adjusted | 1-in-10 | All | South of Lugo | 2021 | August Monthly Peak | 8 | 6.0305 | 5.7683 | 5.5808 | 5.5811 | 5.8311 | 6.7145 | 7.7317 | 8.7549 | 10.0909 | 11.2805 | 12.2755 | 12.7794 | 12.8499 | 13.0442 | 13.0317 | 12.7819 | 12.2742 | 11.33 | 10.0314 | 9.438 | 9.0137 | 8.2438 | 7.3471 | 6.6219 | -0.013487 | -0.001612 | -0.0048429 | -0.0077919 | -0.031782 | -0.036568 | -0.030663 | -0.027721 | -0.010455 | 0.0078604 | 0.017024 | 0.0040426 | 0.023336 | 0.036172 | 0.15482 | 0.14951 | 0.14985 | 0.12412 | 0.042476 | 0.019207 | 0.022754 | 0.027087 | 0.012157 | 0.0081138 | 70.3147 | 69.9322 | 69.8531 | 69.5631 | 69.1371 | 68.9826 | 68.8791 | 69.1498 | 71.4629 | 75.2229 | 78.5265 | 81.8202 | 84.2878 | 85.5979 | 86.0312 | 87.2172 | 87.6742 | 88.0984 | 87.2422 | 83.4318 | 78.3796 | 75.0485 | 73.0584 | 71.8098 | 0.12332 | 0.11732 | 0.12638 | 0.15118 | 0.13911 | 0.15181 | 0.13316 | 0.14118 | 0.17715 | 0.20057 | 0.19671 | 0.16577 | 0.17616 | 0.17727 | 0.14939 | 0.1501 | 0.13147 | 0.13115 | 0.12412 | 0.14702 | 0.15866 | 0.16259 | 0.14243 | 0.11747
Portfolio Adjusted1-in-10AllSouth of Lugo2021September Monthly Peak | Portfolio Adjusted | 1-in-10 | All | South of Lugo | 2021 | September Monthly Peak | 9 | 6.0592 | 5.826 | 5.6444 | 5.6517 | 5.9034 | 6.8428 | 8.0525 | 9.0799 | 10.7113 | 12.0967 | 13.1168 | 13.65 | 13.7374 | 13.8777 | 13.7392 | 13.3508 | 12.6723 | 11.6037 | 10.2216 | 9.8501 | 9.1604 | 8.3357 | 7.367 | 6.6348 | -0.015425 | -0.0025353 | -0.0080272 | -0.0025608 | -0.0236 | -0.042302 | -0.038627 | -0.044568 | -0.010949 | 0.007989 | 0.017814 | -0.016768 | -0.0022729 | 0.015132 | 0.13136 | 0.12687 | 0.12815 | 0.10214 | 0.020019 | -0.01225 | 0.0061637 | 0.020439 | 0.0083132 | 0.0089023 | 73.5833 | 72.7469 | 72.2672 | 71.9745 | 71.3547 | 70.8615 | 70.7275 | 70.9741 | 73.0782 | 77.1995 | 81.9335 | 87.3327 | 91.3647 | 94.5607 | 94.4917 | 94.4599 | 93.9943 | 92.9069 | 91.5985 | 89.053 | 85.291 | 80.1328 | 76.8588 | 74.9306 | 0.1249 | 0.11915 | 0.12883 | 0.15447 | 0.14171 | 0.15635 | 0.1392 | 0.14884 | 0.19109 | 0.21882 | 0.21525 | 0.18151 | 0.194 | 0.19492 | 0.16246 | 0.1618 | 0.14015 | 0.13913 | 0.13147 | 0.15756 | 0.16686 | 0.16871 | 0.14667 | 0.12028
Portfolio Adjusted1-in-10AllSouth of Lugo2021October Monthly Peak | Portfolio Adjusted | 1-in-10 | All | South of Lugo | 2021 | October Monthly Peak | 10 | 5.6991 | 5.5085 | 5.3196 | 5.3135 | 5.5425 | 6.2995 | 7.4541 | 8.2407 | 9.4822 | 10.7744 | 11.7591 | 12.2942 | 12.462 | 12.6653 | 12.6309 | 12.2345 | 11.6264 | 10.5717 | 9.7033 | 9.1806 | 8.5526 | 7.8024 | 6.8847 | 6.1998 | -0.012331 | -0.0013867 | -0.0040971 | -0.0081856 | -0.031218 | -0.033095 | -0.027824 | -0.023842 | -0.0099875 | 0.0077304 | 0.016893 | 0.0072559 | 0.027881 | 0.04034 | 0.15781 | 0.1493 | 0.14747 | 0.12095 | 0.046092 | 0.023873 | 0.024683 | 0.027011 | 0.012141 | 0.0074802 | 71.5626 | 71.1135 | 70.205 | 69.2698 | 68.2589 | 68.073 | 68.1934 | 68.3383 | 69.4723 | 72.2582 | 76.6458 | 81.6095 | 84.2831 | 85.5234 | 85.9872 | 86.4746 | 85.5469 | 82.821 | 79.1957 | 77.0511 | 75.0639 | 73.6416 | 72.4425 | 71.2943 | 0.11564 | 0.11153 | 0.11985 | 0.14309 | 0.13115 | 0.14078 | 0.12559 | 0.13359 | 0.16896 | 0.19565 | 0.1944 | 0.16557 | 0.17853 | 0.17964 | 0.15053 | 0.14858 | 0.12852 | 0.12651 | 0.1236 | 0.14467 | 0.15357 | 0.15557 | 0.13512 | 0.10998
Portfolio Adjusted1-in-10AllSouth of Lugo2021November Monthly Peak | Portfolio Adjusted | 1-in-10 | All | South of Lugo | 2021 | November Monthly Peak | 11 | 5.2263 | 5.0316 | 4.8972 | 4.9238 | 5.1156 | 5.7801 | 6.609 | 7.3603 | 8.3862 | 9.3922 | 10.1292 | 10.534 | 10.6355 | 10.7947 | 10.6713 | 10.2835 | 9.8142 | 9.4776 | 8.6308 | 8.09 | 7.5961 | 6.9014 | 6.1659 | 5.604 | -0.00842 | 5.0432e-05 | 0.00073507 | -0.01473 | -0.039577 | -0.022331 | -0.015012 | -0.0001605 | -0.0089389 | 0.0073039 | 0.015206 | 0.033755 | 0.059832 | 0.065629 | 0.17638 | 0.16426 | 0.16007 | 0.14238 | 0.073943 | 0.064962 | 0.045789 | 0.033872 | 0.016284 | 0.0056993 | 64.1404 | 62.4205 | 61.5869 | 60.06 | 59.1165 | 58.3795 | 57.6634 | 58.6833 | 61.4787 | 66.8015 | 72.3977 | 76.6145 | 78.6365 | 80.1234 | 80.8165 | 80.2351 | 78.8343 | 76.773 | 74.7963 | 72.0675 | 70.3829 | 68.9845 | 67.1497 | 65.9415 | 0.11114 | 0.10575 | 0.1138 | 0.13657 | 0.12494 | 0.13192 | 0.11623 | 0.12419 | 0.15658 | 0.17997 | 0.17695 | 0.15006 | 0.16098 | 0.16145 | 0.13422 | 0.13199 | 0.11526 | 0.11829 | 0.11493 | 0.13501 | 0.14484 | 0.14628 | 0.12725 | 0.10406
Portfolio Adjusted1-in-10AllSouth of Lugo2021December Monthly Peak | Portfolio Adjusted | 1-in-10 | All | South of Lugo | 2021 | December Monthly Peak | 12 | 4.9595 | 4.8375 | 4.725 | 4.7441 | 4.8817 | 5.5666 | 6.6685 | 7.3224 | 8.113 | 8.6134 | 8.667 | 8.5664 | 8.2835 | 8.167 | 8.0362 | 7.771 | 7.6356 | 7.7833 | 7.54 | 7.261 | 6.8736 | 6.3798 | 5.8117 | 5.3102 | -0.0075749 | 4.5978e-05 | 0.00066925 | -0.013254 | -0.034881 | -0.019587 | -0.013544 | -0.00014296 | -0.0077765 | 0.0061278 | 0.01196 | 0.025872 | 0.044829 | 0.048657 | 0.13192 | 0.12416 | 0.12456 | 0.11662 | 0.063164 | 0.056823 | 0.040099 | 0.030178 | 0.014668 | 0.0051114 | 47.0583 | 46.4598 | 45.5654 | 44.8732 | 44.317 | 43.2413 | 43.9134 | 44.364 | 45.7063 | 47.7993 | 50.3501 | 52.1437 | 53.213 | 52.9109 | 52.9035 | 52.8164 | 52.4925 | 51.2696 | 50.08 | 49.3101 | 48.3087 | 47.6912 | 46.9189 | 46.6412 | 0.10003 | 0.096473 | 0.10364 | 0.12291 | 0.11016 | 0.11584 | 0.10504 | 0.11072 | 0.1363 | 0.15106 | 0.13927 | 0.11509 | 0.12066 | 0.11972 | 0.10012 | 0.099878 | 0.089913 | 0.096666 | 0.098198 | 0.11812 | 0.12686 | 0.13035 | 0.11465 | 0.09337
Portfolio Adjusted1-in-10AllSouth of Lugo2021Typical Event Day | Portfolio Adjusted | 1-in-10 | All | South of Lugo | 2021 | Typical Event Day | 8 | 6.0141 | 5.7525 | 5.5654 | 5.5643 | 5.8129 | 6.6918 | 7.7022 | 8.7138 | 10.0277 | 11.1986 | 12.1814 | 12.6803 | 12.7511 | 12.9476 | 12.9409 | 12.6956 | 12.1953 | 11.261 | 9.9756 | 9.3908 | 8.9753 | 8.2115 | 7.3174 | 6.5967 | -0.013158 | -0.001475 | -0.0043767 | -0.0085018 | -0.032808 | -0.035667 | -0.029538 | -0.025414 | -0.010402 | 0.0078553 | 0.016942 | 0.0067718 | 0.026714 | 0.038979 | 0.15795 | 0.15241 | 0.15248 | 0.12679 | 0.045485 | 0.023457 | 0.025016 | 0.027962 | 0.012654 | 0.0079717 | 69.8802 | 69.2948 | 69.0514 | 68.8798 | 68.2647 | 67.8568 | 67.6807 | 68.0689 | 70.4974 | 74.5298 | 78.6589 | 81.9758 | 84.2411 | 85.7064 | 86.6828 | 87.2711 | 88.1779 | 87.5938 | 86.5819 | 83.8298 | 79.7325 | 76.0038 | 73.6591 | 72.2331 | 0.12296 | 0.11697 | 0.12597 | 0.15062 | 0.13857 | 0.1512 | 0.13258 | 0.1405 | 0.17602 | 0.19904 | 0.19509 | 0.1644 | 0.17468 | 0.1758 | 0.1482 | 0.14895 | 0.13051 | 0.13024 | 0.12336 | 0.14625 | 0.15794 | 0.16192 | 0.14179 | 0.11696
Portfolio Adjusted1-in-10AllSouth of Lugo2022January Monthly Peak | Portfolio Adjusted | 1-in-10 | All | South of Lugo | 2022 | January Monthly Peak | 1 | 4.9422 | 4.853 | 4.7556 | 4.7652 | 4.9373 | 5.5922 | 6.7331 | 7.4086 | 8.1388 | 8.63 | 8.7017 | 8.5749 | 8.2554 | 8.1531 | 8.0001 | 7.6997 | 7.4324 | 7.6187 | 7.4774 | 7.2052 | 6.8156 | 6.3358 | 5.7934 | 5.2912 | -0.0075281 | 4.5806e-05 | 0.00067313 | -0.013248 | -0.035375 | -0.01987 | -0.01378 | -0.00014562 | -0.0078585 | 0.0061523 | 0.012033 | 0.02613 | 0.045289 | 0.049488 | 0.13269 | 0.12425 | 0.12234 | 0.11478 | 0.062533 | 0.056449 | 0.039666 | 0.030095 | 0.014762 | 0.0051745 | 46.2648 | 46.1861 | 45.5784 | 44.8519 | 44.564 | 44.1995 | 43.0952 | 42.8238 | 43.8152 | 46.4797 | 48.528 | 50.6006 | 52.6926 | 53.7106 | 54.6612 | 54.8819 | 54.4618 | 53.4656 | 51.8949 | 50.8511 | 50.0536 | 49.693 | 49.4679 | 48.3562 | 0.099407 | 0.096111 | 0.10424 | 0.12286 | 0.11171 | 0.11749 | 0.10685 | 0.11277 | 0.13773 | 0.15166 | 0.14011 | 0.11623 | 0.12188 | 0.12174 | 0.10138 | 0.101 | 0.089157 | 0.095653 | 0.097219 | 0.11734 | 0.12549 | 0.12999 | 0.11538 | 0.094508
Portfolio Adjusted1-in-10AllSouth of Lugo2022February Monthly Peak | Portfolio Adjusted | 1-in-10 | All | South of Lugo | 2022 | February Monthly Peak | 2 | 5.0325 | 4.9024 | 4.7601 | 4.7737 | 4.9349 | 5.5632 | 6.5288 | 7.1328 | 7.8549 | 8.4834 | 8.8547 | 9.0427 | 9.0123 | 9.1129 | 9.0498 | 8.7576 | 8.3819 | 8.0981 | 7.8777 | 7.4918 | 7.0839 | 6.5175 | 5.886 | 5.3829 | -0.0079097 | 4.7854e-05 | 0.00069621 | -0.013834 | -0.036873 | -0.020881 | -0.014258 | -0.0001502 | -0.0081756 | 0.0064605 | 0.013003 | 0.028942 | 0.051179 | 0.056283 | 0.1515 | 0.14179 | 0.13838 | 0.12371 | 0.067617 | 0.060006 | 0.042182 | 0.031476 | 0.015299 | 0.0054184 | 51.7934 | 51.1067 | 50.3561 | 49.3556 | 48.6047 | 48.3675 | 47.5911 | 47.3147 | 48.7251 | 52.3713 | 56.2544 | 60.0742 | 62.0043 | 63.3819 | 63.8042 | 63.6833 | 63.121 | 62.2726 | 60.0398 | 58.0094 | 56.4458 | 55.2568 | 54.2785 | 53.0066 | 0.10442 | 0.10037 | 0.10779 | 0.12827 | 0.11642 | 0.1234 | 0.11045 | 0.11624 | 0.14322 | 0.1592 | 0.15134 | 0.12867 | 0.13769 | 0.13844 | 0.11617 | 0.11538 | 0.10086 | 0.10443 | 0.1051 | 0.12472 | 0.13344 | 0.13594 | 0.11956 | 0.098939
Portfolio Adjusted1-in-10AllSouth of Lugo2022March Monthly Peak | Portfolio Adjusted | 1-in-10 | All | South of Lugo | 2022 | March Monthly Peak | 3 | 5.2907 | 5.0867 | 4.9086 | 4.886 | 5.0805 | 5.7253 | 6.7455 | 7.4021 | 8.2607 | 9.1804 | 9.9155 | 10.3601 | 10.5105 | 10.756 | 10.782 | 10.4997 | 10.0599 | 9.375 | 8.571 | 8.2958 | 7.8173 | 7.1469 | 6.3418 | 5.7417 | -0.0084939 | 5.0554e-05 | 0.00073176 | -0.01449 | -0.038959 | -0.022324 | -0.015239 | -0.00016211 | -0.0089431 | 0.0072329 | 0.01499 | 0.033639 | 0.059941 | 0.066206 | 0.17956 | 0.16876 | 0.16455 | 0.14226 | 0.074752 | 0.066732 | 0.046671 | 0.034703 | 0.01662 | 0.0058293 | 60.9618 | 59.323 | 58.6499 | 58.0415 | 57.1573 | 55.4314 | 54.8941 | 55.5461 | 58.8873 | 64.1136 | 69.4725 | 73.9018 | 76.6477 | 77.621 | 78.1793 | 78.2221 | 77.2228 | 76.2439 | 74.7226 | 72.2357 | 69.6452 | 66.2118 | 63.186 | 61.0171 | 0.11211 | 0.10601 | 0.11329 | 0.13435 | 0.12299 | 0.13187 | 0.11801 | 0.12543 | 0.15664 | 0.17821 | 0.17443 | 0.14953 | 0.16126 | 0.16285 | 0.13733 | 0.13649 | 0.11877 | 0.11929 | 0.11617 | 0.13869 | 0.14763 | 0.14988 | 0.12988 | 0.10643
Portfolio Adjusted1-in-10AllSouth of Lugo2022April Monthly Peak | Portfolio Adjusted | 1-in-10 | All | South of Lugo | 2022 | April Monthly Peak | 4 | 5.5594 | 5.3446 | 5.1496 | 5.1232 | 5.3586 | 6.0305 | 6.9568 | 7.8138 | 9.0378 | 10.2104 | 11.1813 | 11.7268 | 11.8965 | 12.118 | 12.0725 | 11.7646 | 11.2312 | 10.3298 | 9.193 | 8.8315 | 8.4205 | 7.6747 | 6.8147 | 6.1292 | -0.011233 | -0.00097428 | -0.0027144 | -0.0098168 | -0.033179 | -0.029619 | -0.023775 | -0.016894 | -0.0096449 | 0.0075474 | 0.01629 | 0.014891 | 0.037104 | 0.047774 | 0.16402 | 0.1556 | 0.15324 | 0.12798 | 0.053202 | 0.035583 | 0.030955 | 0.029288 | 0.013539 | 0.0071345 | 70.0826 | 69.1342 | 67.562 | 65.9985 | 64.6536 | 63.8004 | 63.4335 | 63.5105 | 66.2303 | 71.8539 | 77.246 | 82.3247 | 85.2202 | 85.8514 | 84.9619 | 84.952 | 84.8701 | 85.0061 | 83.6629 | 79.6677 | 74.9581 | 70.2399 | 67.9481 | 67.0188 | 0.11327 | 0.10782 | 0.11577 | 0.13739 | 0.12689 | 0.1351 | 0.11982 | 0.12805 | 0.16326 | 0.18799 | 0.1864 | 0.15949 | 0.17176 | 0.17316 | 0.14517 | 0.14463 | 0.12546 | 0.12422 | 0.11834 | 0.14105 | 0.15152 | 0.15346 | 0.13408 | 0.10975
Portfolio Adjusted1-in-10AllSouth of Lugo2022May Monthly Peak | Portfolio Adjusted | 1-in-10 | All | South of Lugo | 2022 | May Monthly Peak | 5 | 5.5142 | 5.2945 | 5.1196 | 5.1041 | 5.3537 | 6.0386 | 6.8619 | 7.8563 | 9.0533 | 10.1622 | 11.0842 | 11.57 | 11.7006 | 11.8756 | 11.8193 | 11.4956 | 10.946 | 10.107 | 9.0309 | 8.5423 | 8.3341 | 7.5967 | 6.7412 | 6.0786 | -0.010751 | -0.00080687 | -0.0021627 | -0.010576 | -0.034296 | -0.028721 | -0.02245 | -0.014475 | -0.0096797 | 0.0075851 | 0.016273 | 0.018082 | 0.04087 | 0.050683 | 0.16588 | 0.15679 | 0.15372 | 0.12946 | 0.05612 | 0.03976 | 0.033393 | 0.030105 | 0.014012 | 0.0069237 | 67.27 | 66.7378 | 65.4118 | 64.7288 | 64.2203 | 63.6173 | 63.8806 | 63.9601 | 66.8552 | 72.3397 | 77.457 | 81.08 | 82.8967 | 83.5586 | 85.8422 | 87.0748 | 87.6874 | 86.4626 | 84.8241 | 82.6733 | 79.5171 | 75.5434 | 72.3796 | 70.0657 | 0.11221 | 0.10655 | 0.11484 | 0.13667 | 0.12658 | 0.13541 | 0.11928 | 0.12939 | 0.1642 | 0.18802 | 0.18611 | 0.15823 | 0.16953 | 0.17052 | 0.14287 | 0.14196 | 0.12285 | 0.12235 | 0.11659 | 0.13761 | 0.15012 | 0.15218 | 0.13278 | 0.10886
Portfolio Adjusted1-in-10AllSouth of Lugo2022June Monthly Peak | Portfolio Adjusted | 1-in-10 | All | South of Lugo | 2022 | June Monthly Peak | 6 | 5.6694 | 5.4417 | 5.2767 | 5.2617 | 5.5232 | 6.2026 | 7.0372 | 8.0646 | 9.2501 | 10.3873 | 11.3214 | 11.7458 | 11.7796 | 11.9668 | 11.9349 | 11.6786 | 11.1548 | 10.3046 | 9.2048 | 8.6081 | 8.3597 | 7.6999 | 6.8515 | 6.179 | -0.010435 | -0.00053071 | -0.0012013 | -0.012611 | -0.038116 | -0.027853 | -0.020636 | -0.0097293 | -0.0097326 | 0.0077136 | 0.016323 | 0.024118 | 0.047846 | 0.056288 | 0.17421 | 0.16643 | 0.16337 | 0.1386 | 0.0633 | 0.049544 | 0.038775 | 0.032479 | 0.015384 | 0.006764 | 66.0639 | 65.6659 | 65.4794 | 65.533 | 64.4891 | 63.7309 | 63.6855 | 64.5665 | 67.1293 | 71.2873 | 76.2345 | 79.7315 | 81.2731 | 81.1856 | 82.3875 | 82.6109 | 83.9302 | 83.7565 | 83.7857 | 81.9827 | 77.5994 | 73.6447 | 71.2085 | 69.7886 | 0.11707 | 0.11116 | 0.11991 | 0.14268 | 0.1323 | 0.14075 | 0.12269 | 0.13247 | 0.16632 | 0.1901 | 0.18712 | 0.15709 | 0.16626 | 0.16721 | 0.14075 | 0.14155 | 0.12323 | 0.12312 | 0.11722 | 0.13856 | 0.15134 | 0.15436 | 0.13518 | 0.11135
Portfolio Adjusted1-in-10AllSouth of Lugo2022July Monthly Peak | Portfolio Adjusted | 1-in-10 | All | South of Lugo | 2022 | July Monthly Peak | 7 | 5.8648 | 5.5989 | 5.4196 | 5.4215 | 5.7005 | 6.4996 | 7.4159 | 8.4814 | 9.7176 | 10.7993 | 11.7086 | 12.1364 | 12.2167 | 12.4108 | 12.3898 | 12.1312 | 11.6483 | 10.7802 | 9.6119 | 8.9379 | 8.6515 | 7.9711 | 7.1131 | 6.4382 | -0.012023 | -0.0011209 | -0.0031989 | -0.009814 | -0.034379 | -0.032453 | -0.026014 | -0.019705 | -0.010089 | 0.0076923 | 0.016411 | 0.01262 | 0.03353 | 0.044235 | 0.16086 | 0.15478 | 0.15404 | 0.12909 | 0.050974 | 0.031909 | 0.029295 | 0.028935 | 0.013367 | 0.0074404 | 69.5588 | 68.8341 | 68.606 | 68.4484 | 68.0776 | 67.852 | 67.4305 | 67.5853 | 70.3193 | 74.4096 | 77.9412 | 79.0188 | 80.0387 | 81.4815 | 83.8211 | 84.7966 | 87.1132 | 85.6135 | 83.7012 | 80.8518 | 77.6603 | 75.1891 | 73.5106 | 72.4036 | 0.11875 | 0.11255 | 0.12135 | 0.14507 | 0.13466 | 0.1451 | 0.12701 | 0.1363 | 0.17066 | 0.19234 | 0.188 | 0.15774 | 0.16774 | 0.16878 | 0.14203 | 0.14309 | 0.12537 | 0.125 | 0.11882 | 0.13944 | 0.15208 | 0.15531 | 0.13636 | 0.11299
Portfolio Adjusted1-in-10AllSouth of Lugo2022August Monthly Peak | Portfolio Adjusted | 1-in-10 | All | South of Lugo | 2022 | August Monthly Peak | 8 | 6.0393 | 5.7767 | 5.589 | 5.5894 | 5.8399 | 6.7251 | 7.7442 | 8.7688 | 10.1061 | 11.2967 | 12.2925 | 12.7965 | 12.8667 | 13.0611 | 13.0485 | 12.7982 | 12.2897 | 11.3447 | 10.0447 | 9.4507 | 9.0258 | 8.2551 | 7.3574 | 6.6314 | -0.013526 | -0.0016167 | -0.0048571 | -0.0078147 | -0.031875 | -0.036675 | -0.030753 | -0.027802 | -0.010486 | 0.0078834 | 0.017074 | 0.0040545 | 0.023404 | 0.036277 | 0.15511 | 0.14977 | 0.1501 | 0.12435 | 0.0426 | 0.019264 | 0.02282 | 0.027166 | 0.012192 | 0.0081375 | 70.3147 | 69.9322 | 69.8531 | 69.5632 | 69.1371 | 68.9826 | 68.8791 | 69.1498 | 71.4629 | 75.2229 | 78.5265 | 81.8202 | 84.2879 | 85.598 | 86.0313 | 87.2172 | 87.6743 | 88.0985 | 87.2422 | 83.4319 | 78.3797 | 75.0486 | 73.0585 | 71.8098 | 0.12368 | 0.11766 | 0.12675 | 0.15162 | 0.13952 | 0.15226 | 0.13354 | 0.14159 | 0.17767 | 0.20115 | 0.19729 | 0.16625 | 0.17667 | 0.17779 | 0.14982 | 0.15053 | 0.13185 | 0.13153 | 0.12448 | 0.14745 | 0.15913 | 0.16307 | 0.14285 | 0.11781
Portfolio Adjusted1-in-10AllSouth of Lugo2022September Monthly Peak | Portfolio Adjusted | 1-in-10 | All | South of Lugo | 2022 | September Monthly Peak | 9 | 6.0679 | 5.8344 | 5.6525 | 5.6599 | 5.9121 | 6.8534 | 8.0652 | 9.0942 | 10.7273 | 12.1138 | 13.1349 | 13.6683 | 13.7554 | 13.8958 | 13.7569 | 13.3678 | 12.6884 | 11.6189 | 10.2353 | 9.8634 | 9.1728 | 8.3472 | 7.3773 | 6.6444 | -0.01547 | -0.0025427 | -0.0080507 | -0.0025682 | -0.023669 | -0.042426 | -0.03874 | -0.044698 | -0.010982 | 0.0080123 | 0.017866 | -0.016817 | -0.0022795 | 0.015176 | 0.13158 | 0.12706 | 0.12834 | 0.1023 | 0.020077 | -0.012286 | 0.0061817 | 0.020498 | 0.0083375 | 0.0089284 | 73.5834 | 72.7469 | 72.2672 | 71.9746 | 71.3547 | 70.8615 | 70.7275 | 70.9741 | 73.0783 | 77.1995 | 81.9335 | 87.3327 | 91.3647 | 94.5607 | 94.4918 | 94.46 | 93.9944 | 92.907 | 91.5986 | 89.053 | 85.2911 | 80.1329 | 76.8589 | 74.9306 | 0.12526 | 0.11949 | 0.12921 | 0.15492 | 0.14212 | 0.1568 | 0.13961 | 0.14928 | 0.19164 | 0.21945 | 0.21587 | 0.18204 | 0.19456 | 0.19549 | 0.16294 | 0.16227 | 0.14055 | 0.13953 | 0.13185 | 0.15802 | 0.16735 | 0.1692 | 0.1471 | 0.12064
Portfolio Adjusted1-in-10AllSouth of Lugo2022October Monthly Peak | Portfolio Adjusted | 1-in-10 | All | South of Lugo | 2022 | October Monthly Peak | 10 | 5.7073 | 5.5166 | 5.3274 | 5.3213 | 5.5509 | 6.3093 | 7.4659 | 8.2539 | 9.4967 | 10.7902 | 11.776 | 12.3114 | 12.4791 | 12.6825 | 12.6478 | 12.2507 | 11.6417 | 10.5859 | 9.7165 | 9.1932 | 8.5643 | 7.8132 | 6.8945 | 6.2087 | -0.012367 | -0.0013908 | -0.0041091 | -0.0082095 | -0.03131 | -0.033191 | -0.027905 | -0.023912 | -0.010017 | 0.007753 | 0.016942 | 0.0072771 | 0.027962 | 0.040458 | 0.15813 | 0.14957 | 0.14773 | 0.12118 | 0.046226 | 0.023943 | 0.024755 | 0.02709 | 0.012177 | 0.007502 | 71.5626 | 71.1135 | 70.205 | 69.2698 | 68.2589 | 68.073 | 68.1934 | 68.3383 | 69.4723 | 72.2582 | 76.6458 | 81.6095 | 84.2831 | 85.5235 | 85.9873 | 86.4746 | 85.5469 | 82.8211 | 79.1958 | 77.0511 | 75.0639 | 73.6417 | 72.4425 | 71.2943 | 0.11598 | 0.11185 | 0.1202 | 0.14351 | 0.13154 | 0.14119 | 0.12596 | 0.13398 | 0.16946 | 0.19622 | 0.19496 | 0.16605 | 0.17905 | 0.18016 | 0.15097 | 0.14901 | 0.1289 | 0.12688 | 0.12396 | 0.14509 | 0.15402 | 0.15602 | 0.13551 | 0.1103
Portfolio Adjusted1-in-10AllSouth of Lugo2022November Monthly Peak | Portfolio Adjusted | 1-in-10 | All | South of Lugo | 2022 | November Monthly Peak | 11 | 5.234 | 5.039 | 4.9043 | 4.931 | 5.1233 | 5.789 | 6.6195 | 7.3722 | 8.3992 | 9.4062 | 10.144 | 10.5491 | 10.6504 | 10.8096 | 10.6859 | 10.2973 | 9.8274 | 9.4904 | 8.6427 | 8.1013 | 7.6068 | 6.9112 | 6.1748 | 5.6121 | -0.0084446 | 5.0579e-05 | 0.00073722 | -0.014773 | -0.039693 | -0.022396 | -0.015056 | -0.00016097 | -0.0089651 | 0.0073253 | 0.01525 | 0.033854 | 0.060007 | 0.065821 | 0.17677 | 0.1646 | 0.1604 | 0.14268 | 0.074159 | 0.065152 | 0.045923 | 0.033971 | 0.016332 | 0.005716 | 64.1404 | 62.4206 | 61.5869 | 60.0601 | 59.1165 | 58.3795 | 57.6634 | 58.6833 | 61.4788 | 66.8015 | 72.3977 | 76.6145 | 78.6365 | 80.1234 | 80.8165 | 80.2351 | 78.8343 | 76.773 | 74.7964 | 72.0676 | 70.3829 | 68.9845 | 67.1497 | 65.9415 | 0.11146 | 0.10606 | 0.11413 | 0.13696 | 0.1253 | 0.1323 | 0.11657 | 0.12455 | 0.15703 | 0.18049 | 0.17746 | 0.1505 | 0.16145 | 0.16192 | 0.13461 | 0.13238 | 0.1156 | 0.11863 | 0.11527 | 0.13541 | 0.14526 | 0.14671 | 0.12762 | 0.10436
Portfolio Adjusted1-in-10AllSouth of Lugo2022December Monthly Peak | Portfolio Adjusted | 1-in-10 | All | South of Lugo | 2022 | December Monthly Peak | 12 | 4.9664 | 4.8442 | 4.7314 | 4.7506 | 4.8884 | 5.5744 | 6.6779 | 7.3329 | 8.1242 | 8.6251 | 8.6786 | 8.5779 | 8.2946 | 8.178 | 8.0471 | 7.7815 | 7.6459 | 7.7938 | 7.5502 | 7.2709 | 6.883 | 6.3885 | 5.8197 | 5.3175 | -0.0075971 | 4.6113e-05 | 0.0006712 | -0.013292 | -0.034983 | -0.019645 | -0.013583 | -0.00014338 | -0.0077992 | 0.0061458 | 0.011995 | 0.025947 | 0.04496 | 0.048799 | 0.13221 | 0.12442 | 0.12481 | 0.11687 | 0.063349 | 0.056989 | 0.040217 | 0.030266 | 0.014711 | 0.0051264 | 47.0583 | 46.4598 | 45.5654 | 44.8732 | 44.317 | 43.2413 | 43.9134 | 44.364 | 45.7063 | 47.7993 | 50.35 | 52.1437 | 53.213 | 52.9109 | 52.9035 | 52.8164 | 52.4925 | 51.2696 | 50.0799 | 49.3101 | 48.3087 | 47.6911 | 46.9189 | 46.6411 | 0.10032 | 0.096753 | 0.10394 | 0.12327 | 0.11048 | 0.11618 | 0.10534 | 0.11104 | 0.1367 | 0.1515 | 0.13967 | 0.11543 | 0.12101 | 0.12006 | 0.10041 | 0.10017 | 0.090175 | 0.096947 | 0.098484 | 0.11846 | 0.12723 | 0.13073 | 0.11498 | 0.093641
Portfolio Adjusted1-in-10AllSouth of Lugo2022Typical Event Day | Portfolio Adjusted | 1-in-10 | All | South of Lugo | 2022 | Typical Event Day | 8 | 6.0229 | 5.7609 | 5.5735 | 5.5726 | 5.8217 | 6.7023 | 7.7146 | 8.7278 | 10.0428 | 11.2147 | 12.1983 | 12.6973 | 12.7678 | 12.9645 | 12.9576 | 12.7117 | 12.2108 | 11.2756 | 9.9888 | 9.4035 | 8.9874 | 8.2228 | 7.3277 | 6.6063 | -0.013196 | -0.0014793 | -0.0043895 | -0.0085267 | -0.032904 | -0.035771 | -0.029625 | -0.025489 | -0.010432 | 0.0078783 | 0.016992 | 0.0067916 | 0.026792 | 0.039093 | 0.15826 | 0.15268 | 0.15275 | 0.12703 | 0.045618 | 0.023525 | 0.025089 | 0.028043 | 0.012691 | 0.007995 | 69.8802 | 69.2948 | 69.0514 | 68.8798 | 68.2646 | 67.8568 | 67.6806 | 68.0689 | 70.4974 | 74.5298 | 78.6589 | 81.9758 | 84.2411 | 85.7065 | 86.6829 | 87.2712 | 88.178 | 87.5939 | 86.5819 | 83.8298 | 79.7326 | 76.0038 | 73.6591 | 72.2331 | 0.12331 | 0.11731 | 0.12634 | 0.15106 | 0.13898 | 0.15164 | 0.13297 | 0.14091 | 0.17653 | 0.19962 | 0.19566 | 0.16487 | 0.17519 | 0.17631 | 0.14863 | 0.14939 | 0.13089 | 0.13062 | 0.12372 | 0.14668 | 0.1584 | 0.1624 | 0.1422 | 0.1173
Portfolio Adjusted1-in-10AllSouth of Lugo2023January Monthly Peak | Portfolio Adjusted | 1-in-10 | All | South of Lugo | 2023 | January Monthly Peak | 1 | 4.9491 | 4.8596 | 4.7621 | 4.7717 | 4.9441 | 5.6 | 6.7426 | 7.4193 | 8.1502 | 8.6418 | 8.7133 | 8.5865 | 8.2666 | 8.1643 | 8.0111 | 7.7103 | 7.4426 | 7.6291 | 7.4874 | 7.215 | 6.8249 | 6.3445 | 5.8014 | 5.2986 | -0.0075502 | 4.594e-05 | 0.0006751 | -0.013287 | -0.035478 | -0.019928 | -0.01382 | -0.00014605 | -0.0078815 | 0.0061703 | 0.012068 | 0.026207 | 0.045421 | 0.049633 | 0.13299 | 0.12451 | 0.12259 | 0.11502 | 0.062716 | 0.056614 | 0.039782 | 0.030183 | 0.014806 | 0.0051897 | 46.2648 | 46.1861 | 45.5784 | 44.8518 | 44.564 | 44.1995 | 43.0952 | 42.8238 | 43.8152 | 46.4797 | 48.528 | 50.6006 | 52.6926 | 53.7106 | 54.6612 | 54.8819 | 54.4618 | 53.4656 | 51.8949 | 50.8511 | 50.0536 | 49.693 | 49.4679 | 48.3562 | 0.099696 | 0.096391 | 0.10454 | 0.12322 | 0.11204 | 0.11784 | 0.10716 | 0.1131 | 0.13813 | 0.15211 | 0.14052 | 0.11657 | 0.12224 | 0.1221 | 0.10167 | 0.10129 | 0.089417 | 0.095931 | 0.097502 | 0.11768 | 0.12586 | 0.13037 | 0.11572 | 0.094784
Portfolio Adjusted1-in-10AllSouth of Lugo2023February Monthly Peak | Portfolio Adjusted | 1-in-10 | All | South of Lugo | 2023 | February Monthly Peak | 2 | 5.0397 | 4.9093 | 4.7668 | 4.7805 | 4.942 | 5.5714 | 6.5387 | 7.1438 | 7.8667 | 8.4958 | 8.8673 | 9.0556 | 9.025 | 9.1257 | 9.0625 | 8.7696 | 8.3934 | 8.1095 | 7.8885 | 7.5022 | 7.0938 | 6.5266 | 5.8943 | 5.3907 | -0.0079328 | 4.7994e-05 | 0.00069824 | -0.013874 | -0.03698 | -0.020942 | -0.014299 | -0.00015064 | -0.0081995 | 0.0064794 | 0.013041 | 0.029027 | 0.051328 | 0.056448 | 0.15183 | 0.14209 | 0.13867 | 0.12398 | 0.067814 | 0.060182 | 0.042306 | 0.031568 | 0.015344 | 0.0054343 | 51.7934 | 51.1067 | 50.3561 | 49.3556 | 48.6047 | 48.3675 | 47.5911 | 47.3147 | 48.7251 | 52.3713 | 56.2544 | 60.0742 | 62.0043 | 63.3819 | 63.8043 | 63.6833 | 63.121 | 62.2726 | 60.0398 | 58.0094 | 56.4458 | 55.2569 | 54.2785 | 53.0066 | 0.10472 | 0.10066 | 0.10811 | 0.12865 | 0.11676 | 0.12375 | 0.11077 | 0.11658 | 0.14364 | 0.15966 | 0.15178 | 0.12904 | 0.13809 | 0.13884 | 0.11651 | 0.11571 | 0.10116 | 0.10473 | 0.1054 | 0.12508 | 0.13383 | 0.13634 | 0.11991 | 0.099227
Portfolio Adjusted1-in-10AllSouth of Lugo2023March Monthly Peak | Portfolio Adjusted | 1-in-10 | All | South of Lugo | 2023 | March Monthly Peak | 3 | 5.2984 | 5.0941 | 4.9156 | 4.8931 | 5.088 | 5.7341 | 6.7561 | 7.414 | 8.2737 | 9.1943 | 9.9301 | 10.375 | 10.5254 | 10.7711 | 10.7969 | 10.514 | 10.0735 | 9.388 | 8.583 | 8.3074 | 7.8282 | 7.1569 | 6.3508 | 5.7501 | -0.0085188 | 5.0702e-05 | 0.0007339 | -0.014532 | -0.039073 | -0.022389 | -0.015283 | -0.00016259 | -0.0089693 | 0.0072541 | 0.015034 | 0.033738 | 0.060117 | 0.066399 | 0.17996 | 0.16912 | 0.16488 | 0.14257 | 0.074971 | 0.066928 | 0.046807 | 0.034804 | 0.016669 | 0.0058464 | 60.9618 | 59.323 | 58.6499 | 58.0416 | 57.1573 | 55.4315 | 54.8941 | 55.5462 | 58.8873 | 64.1136 | 69.4725 | 73.9018 | 76.6478 | 77.6211 | 78.1793 | 78.2222 | 77.2229 | 76.2439 | 74.7226 | 72.2357 | 69.6452 | 66.2119 | 63.186 | 61.0172 | 0.11244 | 0.10632 | 0.11362 | 0.13474 | 0.12335 | 0.13225 | 0.11835 | 0.1258 | 0.1571 | 0.17873 | 0.17494 | 0.14996 | 0.16173 | 0.16332 | 0.13773 | 0.13688 | 0.11912 | 0.11964 | 0.11651 | 0.13909 | 0.14806 | 0.15031 | 0.13026 | 0.10674
Portfolio Adjusted1-in-10AllSouth of Lugo2023April Monthly Peak | Portfolio Adjusted | 1-in-10 | All | South of Lugo | 2023 | April Monthly Peak | 4 | 5.5675 | 5.3524 | 5.1571 | 5.1307 | 5.3667 | 6.0399 | 6.968 | 7.8265 | 9.0518 | 10.2256 | 11.1975 | 11.7434 | 11.913 | 12.1346 | 12.0888 | 11.7803 | 11.2461 | 10.3438 | 9.2057 | 8.8437 | 8.4321 | 7.6854 | 6.8244 | 6.1381 | -0.011266 | -0.00097713 | -0.0027224 | -0.0098455 | -0.033276 | -0.029706 | -0.023844 | -0.016943 | -0.0096732 | 0.0075695 | 0.016338 | 0.014935 | 0.037213 | 0.047914 | 0.16436 | 0.1559 | 0.15352 | 0.12823 | 0.053358 | 0.035687 | 0.031046 | 0.029374 | 0.013579 | 0.0071554 | 70.0827 | 69.1342 | 67.5621 | 65.9985 | 64.6536 | 63.8004 | 63.4336 | 63.5105 | 66.2304 | 71.8539 | 77.246 | 82.3247 | 85.2202 | 85.8515 | 84.962 | 84.9521 | 84.8702 | 85.0062 | 83.6629 | 79.6678 | 74.9581 | 70.24 | 67.9482 | 67.0188 | 0.1136 | 0.10814 | 0.11611 | 0.13779 | 0.12726 | 0.13549 | 0.12016 | 0.12842 | 0.16373 | 0.18854 | 0.18694 | 0.15996 | 0.17226 | 0.17366 | 0.14559 | 0.14505 | 0.12582 | 0.12458 | 0.11868 | 0.14146 | 0.15196 | 0.15391 | 0.13447 | 0.11007
Portfolio Adjusted1-in-10AllSouth of Lugo2023May Monthly Peak | Portfolio Adjusted | 1-in-10 | All | South of Lugo | 2023 | May Monthly Peak | 5 | 5.5222 | 5.3022 | 5.1271 | 5.1116 | 5.3617 | 6.048 | 6.8731 | 7.869 | 9.0673 | 10.1774 | 11.1004 | 11.5864 | 11.7168 | 11.8919 | 11.8353 | 11.5109 | 10.9605 | 10.1207 | 9.0434 | 8.5542 | 8.3455 | 7.6073 | 6.7508 | 6.0875 | -0.010782 | -0.00080923 | -0.002169 | -0.010607 | -0.034396 | -0.028805 | -0.022516 | -0.014517 | -0.009708 | 0.0076072 | 0.016321 | 0.018135 | 0.040989 | 0.050831 | 0.16622 | 0.1571 | 0.15402 | 0.12972 | 0.056284 | 0.039876 | 0.033491 | 0.030193 | 0.014052 | 0.0069439 | 67.2701 | 66.7378 | 65.4118 | 64.7287 | 64.2203 | 63.6173 | 63.8806 | 63.9601 | 66.8552 | 72.3397 | 77.4571 | 81.08 | 82.8968 | 83.5587 | 85.8422 | 87.0749 | 87.6874 | 86.4627 | 84.8241 | 82.6733 | 79.5171 | 75.5434 | 72.3796 | 70.0657 | 0.11254 | 0.10686 | 0.11517 | 0.13707 | 0.12694 | 0.13581 | 0.11963 | 0.12976 | 0.16468 | 0.18857 | 0.18665 | 0.15869 | 0.17002 | 0.17102 | 0.14329 | 0.14237 | 0.12321 | 0.1227 | 0.11693 | 0.13801 | 0.15055 | 0.15262 | 0.13317 | 0.10917
Portfolio Adjusted1-in-10AllSouth of Lugo2023June Monthly Peak | Portfolio Adjusted | 1-in-10 | All | South of Lugo | 2023 | June Monthly Peak | 6 | 5.6777 | 5.4496 | 5.2844 | 5.2695 | 5.5316 | 6.2123 | 7.0486 | 8.0775 | 9.2642 | 10.4025 | 11.3374 | 11.7619 | 11.7953 | 11.9826 | 11.9505 | 11.6938 | 11.1692 | 10.3183 | 9.2172 | 8.62 | 8.3712 | 7.7106 | 6.8612 | 6.1879 | -0.010465 | -0.00053226 | -0.0012049 | -0.012648 | -0.038228 | -0.027934 | -0.020696 | -0.0097578 | -0.009761 | 0.0077361 | 0.01637 | 0.024189 | 0.047986 | 0.056453 | 0.17458 | 0.16675 | 0.16368 | 0.13889 | 0.063486 | 0.049689 | 0.038889 | 0.032574 | 0.015429 | 0.0067838 | 66.0639 | 65.6659 | 65.4793 | 65.5329 | 64.489 | 63.7307 | 63.6854 | 64.5665 | 67.1293 | 71.2873 | 76.2345 | 79.7316 | 81.2732 | 81.1857 | 82.3876 | 82.611 | 83.9303 | 83.7566 | 83.7858 | 81.9828 | 77.5995 | 73.6448 | 71.2085 | 69.7886 | 0.11741 | 0.11148 | 0.12026 | 0.1431 | 0.13269 | 0.14116 | 0.12304 | 0.13285 | 0.1668 | 0.19065 | 0.18767 | 0.15754 | 0.16674 | 0.16769 | 0.14115 | 0.14196 | 0.12359 | 0.12348 | 0.11756 | 0.13896 | 0.15179 | 0.15481 | 0.13557 | 0.11168
Portfolio Adjusted1-in-10AllSouth of Lugo2023July Monthly Peak | Portfolio Adjusted | 1-in-10 | All | South of Lugo | 2023 | July Monthly Peak | 7 | 5.8732 | 5.607 | 5.4275 | 5.4294 | 5.7091 | 6.5097 | 7.4278 | 8.4949 | 9.7322 | 10.8148 | 11.7249 | 12.1527 | 12.2327 | 12.427 | 12.4057 | 12.1467 | 11.6631 | 10.7942 | 9.6247 | 8.95 | 8.6631 | 7.982 | 7.123 | 6.4474 | -0.012058 | -0.0011242 | -0.0032082 | -0.0098427 | -0.034479 | -0.032548 | -0.02609 | -0.019762 | -0.010118 | 0.0077148 | 0.016459 | 0.012656 | 0.033628 | 0.044365 | 0.16119 | 0.15506 | 0.15431 | 0.12933 | 0.051123 | 0.032002 | 0.029381 | 0.029019 | 0.013406 | 0.0074622 | 69.5588 | 68.8341 | 68.6059 | 68.4484 | 68.0776 | 67.852 | 67.4305 | 67.5852 | 70.3193 | 74.4096 | 77.9412 | 79.0189 | 80.0388 | 81.4815 | 83.8212 | 84.7966 | 87.1132 | 85.6136 | 83.7012 | 80.8518 | 77.6603 | 75.1892 | 73.5106 | 72.4036 | 0.11909 | 0.11288 | 0.1217 | 0.1455 | 0.13505 | 0.14552 | 0.12738 | 0.13669 | 0.17116 | 0.1929 | 0.18855 | 0.1582 | 0.16823 | 0.16927 | 0.14244 | 0.1435 | 0.12574 | 0.12537 | 0.11916 | 0.13984 | 0.15252 | 0.15576 | 0.13676 | 0.11331
Portfolio Adjusted1-in-10AllSouth of Lugo2023August Monthly Peak | Portfolio Adjusted | 1-in-10 | All | South of Lugo | 2023 | August Monthly Peak | 8 | 6.0481 | 5.7852 | 5.5972 | 5.5977 | 5.8488 | 6.7357 | 7.7567 | 8.7828 | 10.1214 | 11.3129 | 12.3096 | 12.8137 | 12.8836 | 13.0781 | 13.0653 | 12.8144 | 12.3053 | 11.3595 | 10.058 | 9.4634 | 9.038 | 8.2664 | 7.3677 | 6.641 | -0.013566 | -0.0016215 | -0.0048713 | -0.0078376 | -0.031968 | -0.036782 | -0.030843 | -0.027883 | -0.010516 | 0.0079064 | 0.017124 | 0.0040663 | 0.023473 | 0.036383 | 0.15541 | 0.15003 | 0.15036 | 0.12457 | 0.042724 | 0.01932 | 0.022887 | 0.027246 | 0.012228 | 0.0081613 | 70.3147 | 69.9322 | 69.8531 | 69.5632 | 69.1372 | 68.9826 | 68.8791 | 69.1498 | 71.4629 | 75.2229 | 78.5266 | 81.8202 | 84.288 | 85.5981 | 86.0314 | 87.2173 | 87.6744 | 88.0985 | 87.2423 | 83.432 | 78.3798 | 75.0487 | 73.0585 | 71.8098 | 0.12404 | 0.11801 | 0.12712 | 0.15206 | 0.13992 | 0.1527 | 0.13393 | 0.14201 | 0.17819 | 0.20174 | 0.19786 | 0.16674 | 0.17719 | 0.17831 | 0.15026 | 0.15097 | 0.13224 | 0.13191 | 0.12484 | 0.14788 | 0.15959 | 0.16354 | 0.14327 | 0.11816
Portfolio Adjusted1-in-10AllSouth of Lugo2023September Monthly Peak | Portfolio Adjusted | 1-in-10 | All | South of Lugo | 2023 | September Monthly Peak | 9 | 6.0766 | 5.8428 | 5.6606 | 5.6682 | 5.9209 | 6.864 | 8.078 | 9.1085 | 10.7432 | 12.1311 | 13.1531 | 13.6866 | 13.7735 | 13.9141 | 13.7747 | 13.3849 | 12.7046 | 11.6341 | 10.249 | 9.8767 | 9.1852 | 8.3586 | 7.3877 | 6.6539 | -0.015515 | -0.0025502 | -0.0080743 | -0.0025758 | -0.023738 | -0.04255 | -0.038853 | -0.044829 | -0.011014 | 0.0080358 | 0.017918 | -0.016866 | -0.0022862 | 0.015221 | 0.1318 | 0.12725 | 0.12853 | 0.10246 | 0.020136 | -0.012322 | 0.0061998 | 0.020558 | 0.0083619 | 0.0089545 | 73.5834 | 72.747 | 72.2672 | 71.9746 | 71.3547 | 70.8615 | 70.7275 | 70.9742 | 73.0783 | 77.1995 | 81.9335 | 87.3327 | 91.3648 | 94.5608 | 94.4919 | 94.4601 | 93.9945 | 92.9071 | 91.5986 | 89.0531 | 85.2911 | 80.1329 | 76.8589 | 74.9307 | 0.12563 | 0.11984 | 0.12959 | 0.15537 | 0.14254 | 0.15726 | 0.14001 | 0.14971 | 0.1922 | 0.22009 | 0.2165 | 0.18257 | 0.19513 | 0.19606 | 0.16341 | 0.16275 | 0.14096 | 0.13994 | 0.13224 | 0.15848 | 0.16784 | 0.16969 | 0.14753 | 0.12099
Portfolio Adjusted1-in-10AllSouth of Lugo2023October Monthly Peak | Portfolio Adjusted | 1-in-10 | All | South of Lugo | 2023 | October Monthly Peak | 10 | 5.7156 | 5.5247 | 5.3352 | 5.3292 | 5.5593 | 6.3192 | 7.4777 | 8.2672 | 9.5113 | 10.8061 | 11.7929 | 12.3286 | 12.4963 | 12.6998 | 12.6649 | 12.2668 | 11.657 | 10.6002 | 9.7298 | 9.2057 | 8.5761 | 7.8241 | 6.9043 | 6.2177 | -0.012403 | -0.0013949 | -0.0041211 | -0.0082335 | -0.031401 | -0.033288 | -0.027987 | -0.023982 | -0.010046 | 0.0077757 | 0.016992 | 0.0072984 | 0.028044 | 0.040577 | 0.15844 | 0.14984 | 0.148 | 0.12141 | 0.046362 | 0.024013 | 0.024828 | 0.02717 | 0.012212 | 0.007524 | 71.5626 | 71.1135 | 70.205 | 69.2699 | 68.2589 | 68.073 | 68.1934 | 68.3383 | 69.4723 | 72.2582 | 76.6458 | 81.6095 | 84.2832 | 85.5236 | 85.9874 | 86.4747 | 85.547 | 82.8211 | 79.1958 | 77.0512 | 75.064 | 73.6417 | 72.4425 | 71.2943 | 0.11631 | 0.11218 | 0.12056 | 0.14393 | 0.13192 | 0.1416 | 0.12633 | 0.13437 | 0.16995 | 0.1968 | 0.19553 | 0.16653 | 0.17957 | 0.18069 | 0.15141 | 0.14945 | 0.12927 | 0.12725 | 0.12432 | 0.14551 | 0.15447 | 0.15648 | 0.13591 | 0.11062
Portfolio Adjusted1-in-10AllSouth of Lugo2023November Monthly Peak | Portfolio Adjusted | 1-in-10 | All | South of Lugo | 2023 | November Monthly Peak | 11 | 5.2416 | 5.0464 | 4.9115 | 4.9382 | 5.131 | 5.7979 | 6.6301 | 7.384 | 8.4121 | 9.4203 | 10.1588 | 10.5641 | 10.6653 | 10.8246 | 10.7005 | 10.3112 | 9.8406 | 9.5033 | 8.6546 | 8.1126 | 7.6175 | 6.921 | 6.1837 | 5.6203 | -0.0084693 | 5.0727e-05 | 0.00073938 | -0.014816 | -0.039809 | -0.022462 | -0.0151 | -0.00016144 | -0.0089913 | 0.0073467 | 0.015295 | 0.033953 | 0.060182 | 0.066014 | 0.17716 | 0.16494 | 0.16073 | 0.14299 | 0.074376 | 0.065343 | 0.046058 | 0.03407 | 0.01638 | 0.0057327 | 64.1405 | 62.4206 | 61.587 | 60.0601 | 59.1165 | 58.3796 | 57.6634 | 58.6834 | 61.4788 | 66.8015 | 72.3977 | 76.6145 | 78.6365 | 80.1234 | 80.8166 | 80.2352 | 78.8344 | 76.7731 | 74.7964 | 72.0676 | 70.383 | 68.9845 | 67.1498 | 65.9416 | 0.11179 | 0.10637 | 0.11446 | 0.13736 | 0.12567 | 0.13269 | 0.11691 | 0.12491 | 0.15749 | 0.18102 | 0.17798 | 0.15094 | 0.16192 | 0.16239 | 0.135 | 0.13276 | 0.11594 | 0.11898 | 0.1156 | 0.1358 | 0.14568 | 0.14714 | 0.12799 | 0.10467
Portfolio Adjusted1-in-10AllSouth of Lugo2023December Monthly Peak | Portfolio Adjusted | 1-in-10 | All | South of Lugo | 2023 | December Monthly Peak | 12 | 4.9733 | 4.8509 | 4.7379 | 4.7571 | 4.8952 | 5.5821 | 6.6874 | 7.3434 | 8.1354 | 8.6369 | 8.6903 | 8.5894 | 8.3057 | 8.1891 | 8.058 | 7.792 | 7.6563 | 7.8043 | 7.5603 | 7.2808 | 6.8924 | 6.3973 | 5.8277 | 5.3249 | -0.0076193 | 4.6247e-05 | 0.00067317 | -0.013331 | -0.035086 | -0.019702 | -0.013623 | -0.0001438 | -0.007822 | 0.0061637 | 0.01203 | 0.026023 | 0.045091 | 0.048942 | 0.1325 | 0.12468 | 0.12507 | 0.11711 | 0.063534 | 0.057156 | 0.040334 | 0.030355 | 0.014754 | 0.0051414 | 47.0583 | 46.4598 | 45.5654 | 44.8732 | 44.317 | 43.2412 | 43.9134 | 44.364 | 45.7063 | 47.7993 | 50.35 | 52.1436 | 53.213 | 52.9109 | 52.9035 | 52.8164 | 52.4924 | 51.2696 | 50.0799 | 49.31 | 48.3086 | 47.6911 | 46.9188 | 46.6411 | 0.10061 | 0.097034 | 0.10424 | 0.12363 | 0.1108 | 0.11652 | 0.10565 | 0.11136 | 0.1371 | 0.15195 | 0.14008 | 0.11576 | 0.12136 | 0.12041 | 0.1007 | 0.10046 | 0.090437 | 0.097229 | 0.098771 | 0.11881 | 0.1276 | 0.13111 | 0.11531 | 0.093914
Portfolio Adjusted1-in-10AllSouth of Lugo2023Typical Event Day | Portfolio Adjusted | 1-in-10 | All | South of Lugo | 2023 | Typical Event Day | 8 | 6.0317 | 5.7694 | 5.5817 | 5.5809 | 5.8305 | 6.7129 | 7.7271 | 8.7417 | 10.0579 | 11.2308 | 12.2153 | 12.7144 | 12.7845 | 12.9813 | 12.9743 | 12.7279 | 12.2263 | 11.2903 | 10.0021 | 9.4162 | 8.9995 | 8.2341 | 7.338 | 6.6158 | -0.013235 | -0.0014837 | -0.0044023 | -0.0085516 | -0.033 | -0.035876 | -0.029711 | -0.025563 | -0.010463 | 0.0079014 | 0.017041 | 0.0068115 | 0.02687 | 0.039207 | 0.15857 | 0.15296 | 0.15301 | 0.12726 | 0.045751 | 0.023594 | 0.025163 | 0.028125 | 0.012728 | 0.0080184 | 69.8802 | 69.2948 | 69.0514 | 68.8798 | 68.2646 | 67.8567 | 67.6806 | 68.0689 | 70.4975 | 74.5299 | 78.6589 | 81.9759 | 84.2412 | 85.7066 | 86.683 | 87.2712 | 88.1781 | 87.5939 | 86.582 | 83.8299 | 79.7327 | 76.0039 | 73.6592 | 72.2332 | 0.12367 | 0.11765 | 0.12671 | 0.1515 | 0.13938 | 0.15209 | 0.13336 | 0.14132 | 0.17705 | 0.2002 | 0.19623 | 0.16535 | 0.1757 | 0.17682 | 0.14907 | 0.14982 | 0.13127 | 0.131 | 0.12408 | 0.1471 | 0.15887 | 0.16287 | 0.14262 | 0.11764
Portfolio Adjusted1-in-10AllSouth of Lugo2024January Monthly Peak | Portfolio Adjusted | 1-in-10 | All | South of Lugo | 2024 | January Monthly Peak | 1 | 4.9559 | 4.8663 | 4.7686 | 4.7782 | 4.9509 | 5.6079 | 6.7523 | 7.43 | 8.1615 | 8.6536 | 8.725 | 8.5981 | 8.2779 | 8.1756 | 8.0221 | 7.7209 | 7.4529 | 7.6395 | 7.4975 | 7.2248 | 6.8342 | 6.3533 | 5.8095 | 5.306 | -0.0075722 | 4.6074e-05 | 0.00067707 | -0.013326 | -0.035582 | -0.019987 | -0.013861 | -0.00014648 | -0.0079046 | 0.0061883 | 0.012103 | 0.026284 | 0.045554 | 0.049778 | 0.13328 | 0.12477 | 0.12284 | 0.11527 | 0.062899 | 0.056779 | 0.039898 | 0.030271 | 0.014849 | 0.0052048 | 46.2647 | 46.1861 | 45.5784 | 44.8518 | 44.564 | 44.1995 | 43.0952 | 42.8238 | 43.8152 | 46.4797 | 48.528 | 50.6006 | 52.6926 | 53.7106 | 54.6612 | 54.8819 | 54.4618 | 53.4656 | 51.8949 | 50.8511 | 50.0536 | 49.693 | 49.4679 | 48.3562 | 0.099987 | 0.096671 | 0.10485 | 0.12358 | 0.11236 | 0.11818 | 0.10748 | 0.11343 | 0.13854 | 0.15255 | 0.14093 | 0.11691 | 0.12259 | 0.12245 | 0.10197 | 0.10159 | 0.089677 | 0.09621 | 0.097786 | 0.11802 | 0.12623 | 0.13075 | 0.11605 | 0.09506
Portfolio Adjusted1-in-10AllSouth of Lugo2024February Monthly Peak | Portfolio Adjusted | 1-in-10 | All | South of Lugo | 2024 | February Monthly Peak | 2 | 5.0469 | 4.9163 | 4.7736 | 4.7873 | 4.9491 | 5.5797 | 6.5487 | 7.1549 | 7.8786 | 8.5083 | 8.88 | 9.0685 | 9.0378 | 9.1386 | 9.0751 | 8.7818 | 8.405 | 8.1209 | 7.8994 | 7.5126 | 7.1036 | 6.5358 | 5.9026 | 5.3985 | -0.007956 | 4.8135e-05 | 0.00070029 | -0.013915 | -0.037089 | -0.021004 | -0.014341 | -0.00015108 | -0.0082235 | 0.0064983 | 0.013079 | 0.029112 | 0.051478 | 0.056613 | 0.15217 | 0.14239 | 0.13895 | 0.12425 | 0.068013 | 0.060358 | 0.042429 | 0.03166 | 0.015389 | 0.0054502 | 51.7934 | 51.1067 | 50.3561 | 49.3556 | 48.6047 | 48.3675 | 47.591 | 47.3147 | 48.7251 | 52.3713 | 56.2544 | 60.0742 | 62.0043 | 63.3819 | 63.8043 | 63.6833 | 63.121 | 62.2726 | 60.0398 | 58.0094 | 56.4458 | 55.2569 | 54.2785 | 53.0066 | 0.10503 | 0.10096 | 0.10842 | 0.12902 | 0.1171 | 0.12411 | 0.1111 | 0.11692 | 0.14406 | 0.16013 | 0.15222 | 0.12942 | 0.13849 | 0.13925 | 0.11685 | 0.11605 | 0.10145 | 0.10504 | 0.10571 | 0.12544 | 0.13422 | 0.13674 | 0.12026 | 0.099516
Portfolio Adjusted1-in-10AllSouth of Lugo2024March Monthly Peak | Portfolio Adjusted | 1-in-10 | All | South of Lugo | 2024 | March Monthly Peak | 3 | 5.3062 | 5.1015 | 4.9227 | 4.9002 | 5.0956 | 5.743 | 6.7668 | 7.426 | 8.2867 | 9.2082 | 9.9448 | 10.3901 | 10.5403 | 10.7862 | 10.8119 | 10.5283 | 10.0872 | 9.401 | 8.595 | 8.319 | 7.8391 | 7.167 | 6.3599 | 5.7585 | -0.0085437 | 5.0851e-05 | 0.00073605 | -0.014575 | -0.039187 | -0.022455 | -0.015328 | -0.00016306 | -0.0089955 | 0.0072753 | 0.015078 | 0.033836 | 0.060292 | 0.066593 | 0.18036 | 0.16947 | 0.16522 | 0.14288 | 0.07519 | 0.067123 | 0.046944 | 0.034906 | 0.016718 | 0.0058635 | 60.9618 | 59.323 | 58.6499 | 58.0416 | 57.1574 | 55.4315 | 54.8942 | 55.5462 | 58.8873 | 64.1136 | 69.4724 | 73.9018 | 76.6478 | 77.6212 | 78.1793 | 78.2223 | 77.2229 | 76.2439 | 74.7227 | 72.2357 | 69.6452 | 66.2119 | 63.1861 | 61.0172 | 0.11277 | 0.10663 | 0.11395 | 0.13513 | 0.12371 | 0.13263 | 0.11869 | 0.12616 | 0.15755 | 0.17925 | 0.17545 | 0.1504 | 0.1622 | 0.1638 | 0.13813 | 0.13728 | 0.11946 | 0.11998 | 0.11685 | 0.1395 | 0.1485 | 0.15075 | 0.13064 | 0.10705
Portfolio Adjusted1-in-10AllSouth of Lugo2024April Monthly Peak | Portfolio Adjusted | 1-in-10 | All | South of Lugo | 2024 | April Monthly Peak | 4 | 5.5756 | 5.3602 | 5.1646 | 5.1382 | 5.3748 | 6.0494 | 6.9793 | 7.8392 | 9.0659 | 10.2408 | 11.2137 | 11.76 | 11.9295 | 12.1512 | 12.1052 | 11.796 | 11.261 | 10.3578 | 9.2184 | 8.856 | 8.4437 | 7.6961 | 6.8341 | 6.1471 | -0.011299 | -0.00097999 | -0.0027303 | -0.0098743 | -0.033373 | -0.029793 | -0.023914 | -0.016993 | -0.0097014 | 0.0075916 | 0.016385 | 0.014978 | 0.037322 | 0.048054 | 0.1647 | 0.1562 | 0.15381 | 0.12848 | 0.053514 | 0.035791 | 0.031136 | 0.02946 | 0.013619 | 0.0071763 | 70.0827 | 69.1342 | 67.5621 | 65.9986 | 64.6536 | 63.8005 | 63.4336 | 63.5105 | 66.2304 | 71.854 | 77.246 | 82.3247 | 85.2203 | 85.8516 | 84.9621 | 84.9522 | 84.8702 | 85.0063 | 83.663 | 79.6678 | 74.9582 | 70.24 | 67.9482 | 67.0188 | 0.11393 | 0.10845 | 0.11645 | 0.13819 | 0.12763 | 0.13589 | 0.12051 | 0.1288 | 0.16421 | 0.18909 | 0.18749 | 0.16042 | 0.17276 | 0.17417 | 0.14601 | 0.14547 | 0.12619 | 0.12494 | 0.11903 | 0.14187 | 0.1524 | 0.15436 | 0.13486 | 0.11039
Portfolio Adjusted1-in-10AllSouth of Lugo2024May Monthly Peak | Portfolio Adjusted | 1-in-10 | All | South of Lugo | 2024 | May Monthly Peak | 5 | 5.5302 | 5.3099 | 5.1345 | 5.1191 | 5.3698 | 6.0575 | 6.8843 | 7.8818 | 9.0814 | 10.1926 | 11.1165 | 11.6028 | 11.7331 | 11.9083 | 11.8514 | 11.5263 | 10.9751 | 10.1345 | 9.0559 | 8.5661 | 8.357 | 7.6179 | 6.7604 | 6.0964 | -0.010814 | -0.0008116 | -0.0021753 | -0.010638 | -0.034496 | -0.028889 | -0.022582 | -0.01456 | -0.0097364 | 0.0076295 | 0.016368 | 0.018188 | 0.041109 | 0.05098 | 0.16657 | 0.1574 | 0.15431 | 0.12998 | 0.056448 | 0.039993 | 0.033589 | 0.030281 | 0.014094 | 0.0069643 | 67.2701 | 66.7378 | 65.4118 | 64.7287 | 64.2202 | 63.6173 | 63.8806 | 63.9601 | 66.8552 | 72.3397 | 77.4571 | 81.0801 | 82.8968 | 83.5588 | 85.8423 | 87.0749 | 87.6875 | 86.4627 | 84.8242 | 82.6734 | 79.5171 | 75.5434 | 72.3796 | 70.0658 | 0.11286 | 0.10717 | 0.11551 | 0.13747 | 0.12732 | 0.1362 | 0.11997 | 0.13014 | 0.16516 | 0.18912 | 0.1872 | 0.15916 | 0.17052 | 0.17151 | 0.14371 | 0.14278 | 0.12357 | 0.12306 | 0.11727 | 0.13841 | 0.15099 | 0.15307 | 0.13356 | 0.10949
Portfolio Adjusted1-in-10AllSouth of Lugo2024June Monthly Peak | Portfolio Adjusted | 1-in-10 | All | South of Lugo | 2024 | June Monthly Peak | 6 | 5.686 | 5.4576 | 5.2921 | 5.2772 | 5.5399 | 6.2221 | 7.06 | 8.0905 | 9.2784 | 10.4178 | 11.3535 | 11.778 | 11.811 | 11.9985 | 11.9662 | 11.709 | 11.1837 | 10.3321 | 9.2296 | 8.6319 | 8.3826 | 7.7212 | 6.8709 | 6.1969 | -0.010496 | -0.00053382 | -0.0012084 | -0.012685 | -0.03834 | -0.028016 | -0.020757 | -0.0097863 | -0.0097896 | 0.0077588 | 0.016418 | 0.02426 | 0.048126 | 0.056618 | 0.17495 | 0.16708 | 0.16399 | 0.13917 | 0.063671 | 0.049834 | 0.039003 | 0.03267 | 0.015474 | 0.0068036 | 66.0639 | 65.6659 | 65.4793 | 65.5328 | 64.4889 | 63.7306 | 63.6853 | 64.5665 | 67.1293 | 71.2874 | 76.2345 | 79.7316 | 81.2733 | 81.1859 | 82.3877 | 82.6111 | 83.9304 | 83.7566 | 83.7859 | 81.9829 | 77.5996 | 73.6448 | 71.2086 | 69.7886 | 0.11775 | 0.11181 | 0.12061 | 0.14352 | 0.13308 | 0.14157 | 0.1234 | 0.13324 | 0.16729 | 0.19121 | 0.18821 | 0.158 | 0.16723 | 0.16818 | 0.14156 | 0.14237 | 0.12395 | 0.12384 | 0.1179 | 0.13937 | 0.15223 | 0.15526 | 0.13597 | 0.112
Portfolio Adjusted1-in-10AllSouth of Lugo2024July Monthly Peak | Portfolio Adjusted | 1-in-10 | All | South of Lugo | 2024 | July Monthly Peak | 7 | 5.8818 | 5.6151 | 5.4353 | 5.4374 | 5.7177 | 6.5198 | 7.4398 | 8.5084 | 9.7469 | 10.8304 | 11.7412 | 12.1691 | 12.2488 | 12.4432 | 12.4217 | 12.1622 | 11.678 | 10.8083 | 9.6374 | 8.9621 | 8.6748 | 7.9928 | 7.1329 | 6.4567 | -0.012093 | -0.0011275 | -0.0032176 | -0.0098715 | -0.03458 | -0.032643 | -0.026166 | -0.01982 | -0.010148 | 0.0077373 | 0.016507 | 0.012693 | 0.033726 | 0.044494 | 0.16151 | 0.15535 | 0.15459 | 0.12958 | 0.051272 | 0.032096 | 0.029467 | 0.029104 | 0.013446 | 0.007484 | 69.5588 | 68.8341 | 68.6059 | 68.4484 | 68.0776 | 67.852 | 67.4305 | 67.5852 | 70.3193 | 74.4096 | 77.9412 | 79.0189 | 80.0388 | 81.4816 | 83.8212 | 84.7967 | 87.1133 | 85.6137 | 83.7013 | 80.8519 | 77.6604 | 75.1892 | 73.5106 | 72.4036 | 0.11944 | 0.11321 | 0.12206 | 0.14592 | 0.13545 | 0.14594 | 0.12775 | 0.13709 | 0.17166 | 0.19346 | 0.1891 | 0.15866 | 0.16871 | 0.16977 | 0.14286 | 0.14392 | 0.1261 | 0.12573 | 0.11951 | 0.14025 | 0.15296 | 0.15622 | 0.13716 | 0.11364
Portfolio Adjusted1-in-10AllSouth of Lugo2024August Monthly Peak | Portfolio Adjusted | 1-in-10 | All | South of Lugo | 2024 | August Monthly Peak | 8 | 6.057 | 5.7938 | 5.6055 | 5.606 | 5.8577 | 6.7464 | 7.7693 | 8.7969 | 10.1366 | 11.3292 | 12.3267 | 12.831 | 12.9005 | 13.0952 | 13.0821 | 12.8308 | 12.321 | 11.3743 | 10.0714 | 9.4762 | 9.0502 | 8.2778 | 7.3781 | 6.6507 | -0.013606 | -0.0016262 | -0.0048856 | -0.0078605 | -0.032062 | -0.03689 | -0.030933 | -0.027965 | -0.010547 | 0.0079296 | 0.017174 | 0.0040782 | 0.023541 | 0.03649 | 0.15571 | 0.15029 | 0.15062 | 0.1248 | 0.042849 | 0.019377 | 0.022954 | 0.027325 | 0.012264 | 0.0081852 | 70.3148 | 69.9323 | 69.8531 | 69.5632 | 69.1372 | 68.9826 | 68.8791 | 69.1498 | 71.4629 | 75.2229 | 78.5266 | 81.8203 | 84.288 | 85.5982 | 86.0315 | 87.2174 | 87.6745 | 88.0986 | 87.2424 | 83.4321 | 78.3799 | 75.0487 | 73.0586 | 71.8098 | 0.1244 | 0.11835 | 0.12749 | 0.15251 | 0.14033 | 0.15315 | 0.13432 | 0.14242 | 0.17871 | 0.20233 | 0.19844 | 0.16722 | 0.1777 | 0.17883 | 0.1507 | 0.15141 | 0.13262 | 0.1323 | 0.1252 | 0.14831 | 0.16005 | 0.16402 | 0.14368 | 0.1185
Portfolio Adjusted1-in-10AllSouth of Lugo2024September Monthly Peak | Portfolio Adjusted | 1-in-10 | All | South of Lugo | 2024 | September Monthly Peak | 9 | 6.0853 | 5.8512 | 5.6688 | 5.6765 | 5.9298 | 6.8747 | 8.0908 | 9.1229 | 10.7593 | 12.1484 | 13.1713 | 13.705 | 13.7916 | 13.9323 | 13.7926 | 13.402 | 12.7208 | 11.6494 | 10.2628 | 9.8901 | 9.1977 | 8.3701 | 7.398 | 6.6635 | -0.015561 | -0.0025576 | -0.0080979 | -0.0025833 | -0.023807 | -0.042674 | -0.038967 | -0.04496 | -0.011046 | 0.0080593 | 0.01797 | -0.016915 | -0.0022929 | 0.015265 | 0.13203 | 0.12744 | 0.12871 | 0.10262 | 0.020195 | -0.012358 | 0.0062179 | 0.020619 | 0.0083864 | 0.0089807 | 73.5835 | 72.747 | 72.2672 | 71.9746 | 71.3547 | 70.8616 | 70.7275 | 70.9742 | 73.0783 | 77.1996 | 81.9335 | 87.3328 | 91.3648 | 94.5609 | 94.492 | 94.4602 | 93.9945 | 92.9071 | 91.5987 | 89.0532 | 85.2912 | 80.133 | 76.859 | 74.9307 | 0.12599 | 0.12019 | 0.12996 | 0.15583 | 0.14295 | 0.15772 | 0.14042 | 0.15015 | 0.19276 | 0.22074 | 0.21713 | 0.1831 | 0.1957 | 0.19663 | 0.16388 | 0.16322 | 0.14137 | 0.14035 | 0.13262 | 0.15894 | 0.16832 | 0.17019 | 0.14796 | 0.12134
Portfolio Adjusted1-in-10AllSouth of Lugo2024October Monthly Peak | Portfolio Adjusted | 1-in-10 | All | South of Lugo | 2024 | October Monthly Peak | 10 | 5.724 | 5.5328 | 5.343 | 5.3371 | 5.5677 | 6.329 | 7.4896 | 8.2805 | 9.5259 | 10.8221 | 11.8099 | 12.3459 | 12.5135 | 12.7172 | 12.6819 | 12.2831 | 11.6723 | 10.6146 | 9.7432 | 9.2183 | 8.588 | 7.835 | 6.9141 | 6.2268 | -0.01244 | -0.0013989 | -0.0041331 | -0.0082576 | -0.031493 | -0.033386 | -0.028069 | -0.024052 | -0.010075 | 0.0077984 | 0.017042 | 0.0073197 | 0.028126 | 0.040695 | 0.15876 | 0.15011 | 0.14826 | 0.12164 | 0.046497 | 0.024083 | 0.0249 | 0.027249 | 0.012248 | 0.007546 | 71.5626 | 71.1136 | 70.2051 | 69.2699 | 68.2589 | 68.073 | 68.1934 | 68.3384 | 69.4723 | 72.2582 | 76.6458 | 81.6095 | 84.2832 | 85.5236 | 85.9875 | 86.4748 | 85.547 | 82.8212 | 79.1959 | 77.0512 | 75.064 | 73.6417 | 72.4426 | 71.2944 | 0.11665 | 0.1125 | 0.12091 | 0.14435 | 0.13231 | 0.14201 | 0.12669 | 0.13476 | 0.17045 | 0.19737 | 0.1961 | 0.16702 | 0.18009 | 0.18121 | 0.15185 | 0.14988 | 0.12965 | 0.12762 | 0.12469 | 0.14594 | 0.15492 | 0.15693 | 0.13631 | 0.11094
Portfolio Adjusted1-in-10AllSouth of Lugo2024November Monthly Peak | Portfolio Adjusted | 1-in-10 | All | South of Lugo | 2024 | November Monthly Peak | 11 | 5.2493 | 5.0538 | 4.9186 | 4.9455 | 5.1387 | 5.8068 | 6.6406 | 7.3959 | 8.4252 | 9.4344 | 10.1737 | 10.5792 | 10.6803 | 10.8396 | 10.7152 | 10.325 | 9.8539 | 9.5162 | 8.6665 | 8.124 | 7.6282 | 6.9309 | 6.1926 | 5.6286 | -0.0084941 | 5.0876e-05 | 0.00074154 | -0.014859 | -0.039926 | -0.022527 | -0.015144 | -0.00016191 | -0.0090176 | 0.0073682 | 0.015339 | 0.034052 | 0.060358 | 0.066207 | 0.17756 | 0.16529 | 0.16106 | 0.14329 | 0.074594 | 0.065534 | 0.046192 | 0.03417 | 0.016428 | 0.0057495 | 64.1405 | 62.4207 | 61.587 | 60.0602 | 59.1166 | 58.3796 | 57.6635 | 58.6834 | 61.4789 | 66.8015 | 72.3977 | 76.6145 | 78.6365 | 80.1234 | 80.8166 | 80.2352 | 78.8344 | 76.7731 | 74.7964 | 72.0677 | 70.383 | 68.9845 | 67.1498 | 65.9416 | 0.11211 | 0.10668 | 0.1148 | 0.13777 | 0.12604 | 0.13307 | 0.11725 | 0.12528 | 0.15795 | 0.18155 | 0.1785 | 0.15138 | 0.16239 | 0.16286 | 0.13539 | 0.13315 | 0.11627 | 0.11932 | 0.11594 | 0.1362 | 0.14611 | 0.14757 | 0.12837 | 0.10497
Portfolio Adjusted1-in-10AllSouth of Lugo2024December Monthly Peak | Portfolio Adjusted | 1-in-10 | All | South of Lugo | 2024 | December Monthly Peak | 12 | 4.9802 | 4.8576 | 4.7444 | 4.7636 | 4.9019 | 5.5899 | 6.6969 | 7.354 | 8.1467 | 8.6487 | 8.7019 | 8.6009 | 8.3169 | 8.2003 | 8.0689 | 7.8025 | 7.6666 | 7.8149 | 7.5705 | 7.2907 | 6.9018 | 6.4061 | 5.8357 | 5.3322 | -0.0076416 | 4.6383e-05 | 0.00067514 | -0.01337 | -0.035188 | -0.01976 | -0.013663 | -0.00014422 | -0.0078449 | 0.0061818 | 0.012066 | 0.026099 | 0.045223 | 0.049085 | 0.1328 | 0.12494 | 0.12533 | 0.11736 | 0.06372 | 0.057323 | 0.040452 | 0.030444 | 0.014797 | 0.0051564 | 47.0583 | 46.4598 | 45.5654 | 44.8732 | 44.317 | 43.2412 | 43.9134 | 44.364 | 45.7064 | 47.7993 | 50.35 | 52.1436 | 53.213 | 52.9108 | 52.9034 | 52.8163 | 52.4924 | 51.2695 | 50.0798 | 49.31 | 48.3086 | 47.691 | 46.9188 | 46.641 | 0.1009 | 0.097316 | 0.10455 | 0.12399 | 0.11112 | 0.11686 | 0.10595 | 0.11169 | 0.1375 | 0.15239 | 0.14049 | 0.1161 | 0.12172 | 0.12076 | 0.10099 | 0.10075 | 0.0907 | 0.097512 | 0.099059 | 0.11915 | 0.12798 | 0.13149 | 0.11565 | 0.094187
Portfolio Adjusted1-in-10AllSouth of Lugo2024Typical Event Day | Portfolio Adjusted | 1-in-10 | All | South of Lugo | 2024 | Typical Event Day | 8 | 6.0406 | 5.7779 | 5.59 | 5.5892 | 5.8394 | 6.7235 | 7.7397 | 8.7557 | 10.0731 | 11.247 | 12.2323 | 12.7315 | 12.8013 | 12.9983 | 12.991 | 12.7441 | 12.2418 | 11.305 | 10.0153 | 9.4289 | 9.0117 | 8.2455 | 7.3483 | 6.6254 | -0.013274 | -0.001488 | -0.0044152 | -0.0085766 | -0.033097 | -0.035981 | -0.029798 | -0.025638 | -0.010494 | 0.0079245 | 0.017091 | 0.0068314 | 0.026949 | 0.039322 | 0.15887 | 0.15323 | 0.15328 | 0.12749 | 0.045885 | 0.023663 | 0.025236 | 0.028208 | 0.012766 | 0.0080418 | 69.8802 | 69.2948 | 69.0514 | 68.8797 | 68.2646 | 67.8567 | 67.6806 | 68.0689 | 70.4975 | 74.5299 | 78.6589 | 81.9759 | 84.2412 | 85.7066 | 86.6831 | 87.2713 | 88.1782 | 87.594 | 86.5821 | 83.83 | 79.7328 | 76.0039 | 73.6592 | 72.2332 | 0.12403 | 0.11799 | 0.12708 | 0.15194 | 0.13979 | 0.15253 | 0.13375 | 0.14173 | 0.17756 | 0.20079 | 0.19681 | 0.16584 | 0.17621 | 0.17734 | 0.1495 | 0.15025 | 0.13165 | 0.13138 | 0.12445 | 0.14753 | 0.15933 | 0.16335 | 0.14303 | 0.11798
Portfolio Adjusted1-in-10AllSouth of Lugo2025January Monthly Peak | Portfolio Adjusted | 1-in-10 | All | South of Lugo | 2025 | January Monthly Peak | 1 | 4.9628 | 4.873 | 4.7751 | 4.7847 | 4.9578 | 5.6158 | 6.7619 | 7.4408 | 8.1729 | 8.6654 | 8.7367 | 8.6098 | 8.2892 | 8.1869 | 8.0332 | 7.7316 | 7.4631 | 7.6499 | 7.5075 | 7.2346 | 6.8435 | 6.3621 | 5.8175 | 5.3135 | -0.0075944 | 4.6209e-05 | 0.00067905 | -0.013365 | -0.035686 | -0.020045 | -0.013901 | -0.00014691 | -0.0079277 | 0.0062064 | 0.012139 | 0.02636 | 0.045687 | 0.049923 | 0.13358 | 0.12503 | 0.1231 | 0.11551 | 0.063083 | 0.056946 | 0.040015 | 0.03036 | 0.014892 | 0.0052201 | 46.2647 | 46.186 | 45.5783 | 44.8518 | 44.564 | 44.1995 | 43.0952 | 42.8238 | 43.8152 | 46.4797 | 48.5281 | 50.6006 | 52.6926 | 53.7106 | 54.6612 | 54.8819 | 54.4618 | 53.4656 | 51.8949 | 50.8511 | 50.0536 | 49.693 | 49.4679 | 48.3562 | 0.10028 | 0.096952 | 0.10515 | 0.12394 | 0.11269 | 0.11852 | 0.10779 | 0.11376 | 0.13894 | 0.153 | 0.14134 | 0.11725 | 0.12295 | 0.12281 | 0.10226 | 0.10188 | 0.089938 | 0.096491 | 0.098071 | 0.11837 | 0.1266 | 0.13113 | 0.11639 | 0.095336
Portfolio Adjusted1-in-10AllSouth of Lugo2025February Monthly Peak | Portfolio Adjusted | 1-in-10 | All | South of Lugo | 2025 | February Monthly Peak | 2 | 5.0541 | 4.9234 | 4.7803 | 4.7941 | 4.9563 | 5.588 | 6.5587 | 7.166 | 7.8905 | 8.5207 | 8.8927 | 9.0814 | 9.0506 | 9.1515 | 9.0879 | 8.7939 | 8.4166 | 8.1323 | 7.9104 | 7.5231 | 7.1135 | 6.545 | 5.911 | 5.4063 | -0.0079793 | 4.8276e-05 | 0.00070233 | -0.013956 | -0.037197 | -0.021065 | -0.014383 | -0.00015152 | -0.0082475 | 0.0065173 | 0.013118 | 0.029197 | 0.051629 | 0.056779 | 0.15251 | 0.14269 | 0.13924 | 0.12452 | 0.068212 | 0.060534 | 0.042553 | 0.031753 | 0.015434 | 0.0054661 | 51.7934 | 51.1067 | 50.3561 | 49.3556 | 48.6047 | 48.3675 | 47.591 | 47.3146 | 48.7251 | 52.3713 | 56.2544 | 60.0742 | 62.0043 | 63.3819 | 63.8043 | 63.6833 | 63.121 | 62.2726 | 60.0398 | 58.0094 | 56.4458 | 55.2569 | 54.2785 | 53.0066 | 0.10533 | 0.10125 | 0.10874 | 0.1294 | 0.11744 | 0.12448 | 0.11142 | 0.11726 | 0.14448 | 0.1606 | 0.15267 | 0.12979 | 0.1389 | 0.13965 | 0.11719 | 0.11639 | 0.10175 | 0.10535 | 0.10602 | 0.12581 | 0.13461 | 0.13714 | 0.12061 | 0.099806
Portfolio Adjusted1-in-10AllSouth of Lugo2025March Monthly Peak | Portfolio Adjusted | 1-in-10 | All | South of Lugo | 2025 | March Monthly Peak | 3 | 5.3139 | 5.1089 | 4.9298 | 4.9074 | 5.1031 | 5.7519 | 6.7775 | 7.438 | 8.2997 | 9.2222 | 9.9595 | 10.4051 | 10.5553 | 10.8014 | 10.8269 | 10.5427 | 10.1008 | 9.414 | 8.6071 | 8.3306 | 7.8501 | 7.1772 | 6.369 | 5.7669 | -0.0085687 | 5.0999e-05 | 0.0007382 | -0.014618 | -0.039302 | -0.02252 | -0.015373 | -0.00016354 | -0.0090218 | 0.0072966 | 0.015122 | 0.033935 | 0.060469 | 0.066788 | 0.18076 | 0.16983 | 0.16556 | 0.14319 | 0.07541 | 0.06732 | 0.047081 | 0.035008 | 0.016766 | 0.0058806 | 60.9618 | 59.323 | 58.6499 | 58.0416 | 57.1574 | 55.4315 | 54.8942 | 55.5462 | 58.8874 | 64.1136 | 69.4724 | 73.9018 | 76.6478 | 77.6212 | 78.1794 | 78.2223 | 77.223 | 76.244 | 74.7227 | 72.2357 | 69.6452 | 66.2119 | 63.1861 | 61.0172 | 0.1131 | 0.10694 | 0.11428 | 0.13553 | 0.12407 | 0.13302 | 0.11904 | 0.12653 | 0.15801 | 0.17977 | 0.17596 | 0.15084 | 0.16267 | 0.16428 | 0.13853 | 0.13768 | 0.11981 | 0.12033 | 0.11719 | 0.13991 | 0.14893 | 0.15119 | 0.13102 | 0.10737
Portfolio Adjusted1-in-10AllSouth of Lugo2025April Monthly Peak | Portfolio Adjusted | 1-in-10 | All | South of Lugo | 2025 | April Monthly Peak | 4 | 5.5837 | 5.3681 | 5.1721 | 5.1458 | 5.3829 | 6.0588 | 6.9906 | 7.8519 | 9.08 | 10.2561 | 11.23 | 11.7766 | 11.946 | 12.1679 | 12.1217 | 11.8118 | 11.276 | 10.3719 | 9.2312 | 8.8683 | 8.4554 | 7.7069 | 6.8438 | 6.1561 | -0.011332 | -0.00098285 | -0.0027383 | -0.0099032 | -0.033471 | -0.02988 | -0.023984 | -0.017043 | -0.0097298 | 0.0076138 | 0.016433 | 0.015022 | 0.037431 | 0.048195 | 0.16504 | 0.15649 | 0.1541 | 0.12873 | 0.053671 | 0.035896 | 0.031228 | 0.029546 | 0.013658 | 0.0071973 | 70.0828 | 69.1343 | 67.5622 | 65.9986 | 64.6537 | 63.8005 | 63.4336 | 63.5106 | 66.2304 | 71.854 | 77.246 | 82.3247 | 85.2203 | 85.8517 | 84.9622 | 84.9522 | 84.8703 | 85.0063 | 83.6631 | 79.6679 | 74.9582 | 70.2401 | 67.9483 | 67.0189 | 0.11426 | 0.10877 | 0.11679 | 0.1386 | 0.12801 | 0.13628 | 0.12087 | 0.12917 | 0.16469 | 0.18964 | 0.18803 | 0.16089 | 0.17327 | 0.17467 | 0.14644 | 0.1459 | 0.12656 | 0.12531 | 0.11937 | 0.14228 | 0.15285 | 0.15481 | 0.13526 | 0.11071
Portfolio Adjusted1-in-10AllSouth of Lugo2025May Monthly Peak | Portfolio Adjusted | 1-in-10 | All | South of Lugo | 2025 | May Monthly Peak | 5 | 5.5383 | 5.3176 | 5.142 | 5.1266 | 5.3779 | 6.0669 | 6.8955 | 7.8947 | 9.0956 | 10.2079 | 11.1327 | 11.6193 | 11.7494 | 11.9247 | 11.8675 | 11.5418 | 10.9897 | 10.1483 | 9.0684 | 8.5781 | 8.3685 | 7.6285 | 6.77 | 6.1053 | -0.010845 | -0.00081398 | -0.0021817 | -0.010669 | -0.034597 | -0.028973 | -0.022648 | -0.014602 | -0.0097649 | 0.0076518 | 0.016416 | 0.018241 | 0.041229 | 0.051129 | 0.16692 | 0.15771 | 0.1546 | 0.13024 | 0.056614 | 0.04011 | 0.033687 | 0.03037 | 0.014135 | 0.0069846 | 67.2701 | 66.7378 | 65.4117 | 64.7287 | 64.2202 | 63.6172 | 63.8805 | 63.96 | 66.8552 | 72.3398 | 77.4571 | 81.0801 | 82.8969 | 83.5589 | 85.8424 | 87.075 | 87.6875 | 86.4628 | 84.8243 | 82.6734 | 79.5172 | 75.5435 | 72.3797 | 70.0658 | 0.11319 | 0.10748 | 0.11585 | 0.13787 | 0.12769 | 0.1366 | 0.12032 | 0.13052 | 0.16564 | 0.18967 | 0.18774 | 0.15962 | 0.17102 | 0.17201 | 0.14412 | 0.1432 | 0.12393 | 0.12342 | 0.11761 | 0.13881 | 0.15143 | 0.15352 | 0.13395 | 0.10981
Portfolio Adjusted1-in-10AllSouth of Lugo2025June Monthly Peak | Portfolio Adjusted | 1-in-10 | All | South of Lugo | 2025 | June Monthly Peak | 6 | 5.6943 | 5.4656 | 5.2998 | 5.285 | 5.5483 | 6.2318 | 7.0715 | 8.1036 | 9.2925 | 10.433 | 11.3696 | 11.7942 | 11.8269 | 12.0144 | 11.982 | 11.7242 | 11.1982 | 10.3458 | 9.2421 | 8.6438 | 8.3942 | 7.7319 | 6.8806 | 6.206 | -0.010527 | -0.00053538 | -0.0012119 | -0.012722 | -0.038452 | -0.028098 | -0.020817 | -0.0098149 | -0.0098182 | 0.0077815 | 0.016466 | 0.024331 | 0.048267 | 0.056784 | 0.17532 | 0.16741 | 0.16431 | 0.13945 | 0.063858 | 0.04998 | 0.039117 | 0.032765 | 0.01552 | 0.0068235 | 66.0639 | 65.6659 | 65.4792 | 65.5328 | 64.4888 | 63.7305 | 63.6852 | 64.5664 | 67.1293 | 71.2874 | 76.2345 | 79.7317 | 81.2733 | 81.186 | 82.3878 | 82.6112 | 83.9304 | 83.7567 | 83.7859 | 81.9829 | 77.5997 | 73.6449 | 71.2086 | 69.7886 | 0.11809 | 0.11213 | 0.12096 | 0.14394 | 0.13347 | 0.14198 | 0.12376 | 0.13363 | 0.16778 | 0.19176 | 0.18876 | 0.15846 | 0.16772 | 0.16867 | 0.14198 | 0.14279 | 0.12431 | 0.1242 | 0.11824 | 0.13977 | 0.15267 | 0.15571 | 0.13636 | 0.11233
Portfolio Adjusted1-in-10AllSouth of Lugo2025July Monthly Peak | Portfolio Adjusted | 1-in-10 | All | South of Lugo | 2025 | July Monthly Peak | 7 | 5.8903 | 5.6233 | 5.4433 | 5.4454 | 5.7263 | 6.53 | 7.4518 | 8.522 | 9.7616 | 10.8461 | 11.7576 | 12.1855 | 12.2649 | 12.4594 | 12.4378 | 12.1778 | 11.6929 | 10.8224 | 9.6502 | 8.9742 | 8.6865 | 8.0037 | 7.1428 | 6.4659 | -0.012129 | -0.0011308 | -0.003227 | -0.0099003 | -0.034681 | -0.032738 | -0.026243 | -0.019878 | -0.010178 | 0.00776 | 0.016556 | 0.012731 | 0.033825 | 0.044625 | 0.16183 | 0.15563 | 0.15487 | 0.12982 | 0.051422 | 0.03219 | 0.029553 | 0.029189 | 0.013485 | 0.0075059 | 69.5588 | 68.8341 | 68.6059 | 68.4483 | 68.0776 | 67.852 | 67.4305 | 67.5852 | 70.3193 | 74.4096 | 77.9412 | 79.019 | 80.0389 | 81.4817 | 83.8213 | 84.7967 | 87.1133 | 85.6137 | 83.7013 | 80.852 | 77.6604 | 75.1893 | 73.5107 | 72.4036 | 0.11979 | 0.11354 | 0.12241 | 0.14635 | 0.13584 | 0.14637 | 0.12812 | 0.13749 | 0.17216 | 0.19402 | 0.18965 | 0.15912 | 0.16921 | 0.17026 | 0.14327 | 0.14434 | 0.12647 | 0.1261 | 0.11986 | 0.14066 | 0.15341 | 0.15667 | 0.13756 | 0.11398
Portfolio Adjusted1-in-10AllSouth of Lugo2025August Monthly Peak | Portfolio Adjusted | 1-in-10 | All | South of Lugo | 2025 | August Monthly Peak | 8 | 6.0659 | 5.8023 | 5.6137 | 5.6144 | 5.8666 | 6.7571 | 7.7819 | 8.811 | 10.152 | 11.3456 | 12.3439 | 12.8483 | 12.9175 | 13.1123 | 13.0991 | 12.8471 | 12.3367 | 11.3891 | 10.0848 | 9.4891 | 9.0624 | 8.2892 | 7.3885 | 6.6603 | -0.013645 | -0.001631 | -0.0048999 | -0.0078835 | -0.032155 | -0.036998 | -0.031023 | -0.028047 | -0.010578 | 0.0079527 | 0.017224 | 0.0040901 | 0.02361 | 0.036597 | 0.15601 | 0.15056 | 0.15088 | 0.12502 | 0.042975 | 0.019433 | 0.023021 | 0.027405 | 0.012299 | 0.0082091 | 70.3148 | 69.9323 | 69.8531 | 69.5632 | 69.1372 | 68.9827 | 68.8791 | 69.1499 | 71.4629 | 75.2229 | 78.5266 | 81.8203 | 84.2881 | 85.5983 | 86.0316 | 87.2175 | 87.6746 | 88.0987 | 87.2425 | 83.4322 | 78.3799 | 75.0488 | 73.0586 | 71.8099 | 0.12476 | 0.1187 | 0.12786 | 0.15295 | 0.14074 | 0.15359 | 0.13471 | 0.14283 | 0.17923 | 0.20292 | 0.19902 | 0.16771 | 0.17822 | 0.17935 | 0.15113 | 0.15185 | 0.13301 | 0.13268 | 0.12557 | 0.14874 | 0.16052 | 0.1645 | 0.1441 | 0.11885
Portfolio Adjusted1-in-10AllSouth of Lugo2025September Monthly Peak | Portfolio Adjusted | 1-in-10 | All | South of Lugo | 2025 | September Monthly Peak | 9 | 6.0941 | 5.8596 | 5.677 | 5.6848 | 5.9386 | 6.8854 | 8.1036 | 9.1374 | 10.7753 | 12.1657 | 13.1896 | 13.7234 | 13.8098 | 13.9506 | 13.8105 | 13.4192 | 12.7371 | 11.6648 | 10.2766 | 9.9034 | 9.2103 | 8.3816 | 7.4084 | 6.6732 | -0.015606 | -0.0025651 | -0.0081216 | -0.0025908 | -0.023877 | -0.042799 | -0.039081 | -0.045091 | -0.011078 | 0.0080829 | 0.018023 | -0.016965 | -0.0022996 | 0.01531 | 0.13225 | 0.12763 | 0.1289 | 0.10277 | 0.020254 | -0.012394 | 0.0062361 | 0.020679 | 0.0084109 | 0.009007 | 73.5835 | 72.747 | 72.2673 | 71.9746 | 71.3547 | 70.8616 | 70.7275 | 70.9742 | 73.0783 | 77.1996 | 81.9335 | 87.3328 | 91.3649 | 94.5609 | 94.4921 | 94.4602 | 93.9946 | 92.9072 | 91.5987 | 89.0532 | 85.2913 | 80.133 | 76.859 | 74.9308 | 0.12636 | 0.12054 | 0.13034 | 0.15628 | 0.14337 | 0.15818 | 0.14083 | 0.15059 | 0.19333 | 0.22138 | 0.21777 | 0.18363 | 0.19627 | 0.1972 | 0.16436 | 0.16369 | 0.14178 | 0.14076 | 0.13301 | 0.15941 | 0.16882 | 0.17068 | 0.14839 | 0.12169
Portfolio Adjusted1-in-10AllSouth of Lugo2025October Monthly Peak | Portfolio Adjusted | 1-in-10 | All | South of Lugo | 2025 | October Monthly Peak | 10 | 5.7323 | 5.5409 | 5.3508 | 5.345 | 5.5761 | 6.339 | 7.5015 | 8.2938 | 9.5405 | 10.838 | 11.8269 | 12.3633 | 12.5308 | 12.7346 | 12.699 | 12.2993 | 11.6877 | 10.629 | 9.7565 | 9.231 | 8.5998 | 7.846 | 6.924 | 6.2358 | -0.012476 | -0.001403 | -0.0041452 | -0.0082818 | -0.031585 | -0.033483 | -0.028151 | -0.024123 | -0.010105 | 0.0078212 | 0.017091 | 0.0073411 | 0.028208 | 0.040814 | 0.15908 | 0.15039 | 0.14853 | 0.12187 | 0.046633 | 0.024154 | 0.024973 | 0.027329 | 0.012284 | 0.0075681 | 71.5627 | 71.1136 | 70.2051 | 69.2699 | 68.259 | 68.073 | 68.1935 | 68.3384 | 69.4723 | 72.2583 | 76.6458 | 81.6095 | 84.2833 | 85.5237 | 85.9876 | 86.4748 | 85.5471 | 82.8212 | 79.1959 | 77.0513 | 75.064 | 73.6418 | 72.4426 | 71.2944 | 0.11699 | 0.11283 | 0.12126 | 0.14477 | 0.13269 | 0.14243 | 0.12706 | 0.13515 | 0.17094 | 0.19795 | 0.19667 | 0.1675 | 0.18061 | 0.18174 | 0.15229 | 0.15032 | 0.13002 | 0.12799 | 0.12505 | 0.14636 | 0.15537 | 0.15739 | 0.1367 | 0.11127
Portfolio Adjusted1-in-10AllSouth of Lugo2025November Monthly Peak | Portfolio Adjusted | 1-in-10 | All | South of Lugo | 2025 | November Monthly Peak | 11 | 5.2571 | 5.0612 | 4.9258 | 4.9527 | 5.1464 | 5.8157 | 6.6512 | 7.4079 | 8.4382 | 9.4486 | 10.1887 | 10.5944 | 10.6953 | 10.8547 | 10.7299 | 10.339 | 9.8672 | 9.5291 | 8.6785 | 8.1353 | 7.639 | 6.9408 | 6.2015 | 5.6368 | -0.0085189 | 5.1024e-05 | 0.00074371 | -0.014903 | -0.040042 | -0.022593 | -0.015188 | -0.00016239 | -0.009044 | 0.0073897 | 0.015384 | 0.034152 | 0.060535 | 0.0664 | 0.17795 | 0.16563 | 0.16139 | 0.1436 | 0.074812 | 0.065725 | 0.046327 | 0.03427 | 0.016476 | 0.0057663 | 64.1405 | 62.4207 | 61.5871 | 60.0602 | 59.1166 | 58.3796 | 57.6635 | 58.6835 | 61.4789 | 66.8016 | 72.3978 | 76.6145 | 78.6365 | 80.1235 | 80.8166 | 80.2353 | 78.8344 | 76.7731 | 74.7964 | 72.0677 | 70.3831 | 68.9846 | 67.1498 | 65.9416 | 0.11244 | 0.10699 | 0.11513 | 0.13817 | 0.1264 | 0.13346 | 0.11759 | 0.12564 | 0.15841 | 0.18208 | 0.17902 | 0.15182 | 0.16287 | 0.16333 | 0.13578 | 0.13353 | 0.11661 | 0.11967 | 0.11628 | 0.13659 | 0.14654 | 0.148 | 0.12874 | 0.10528
Portfolio Adjusted1-in-10AllSouth of Lugo2025December Monthly Peak | Portfolio Adjusted | 1-in-10 | All | South of Lugo | 2025 | December Monthly Peak | 12 | 4.9871 | 4.8644 | 4.7509 | 4.7701 | 4.9087 | 5.5977 | 6.7064 | 7.3645 | 8.158 | 8.6605 | 8.7136 | 8.6125 | 8.3282 | 8.2114 | 8.0799 | 7.813 | 7.677 | 7.8254 | 7.5807 | 7.3006 | 6.9112 | 6.4149 | 5.8437 | 5.3396 | -0.007664 | 4.6518e-05 | 0.00067711 | -0.013409 | -0.035291 | -0.019818 | -0.013703 | -0.00014464 | -0.0078679 | 0.0061999 | 0.012101 | 0.026176 | 0.045356 | 0.049229 | 0.13309 | 0.1252 | 0.12559 | 0.11761 | 0.063906 | 0.057491 | 0.040571 | 0.030533 | 0.01484 | 0.0051715 | 47.0583 | 46.4598 | 45.5654 | 44.8732 | 44.317 | 43.2412 | 43.9134 | 44.3641 | 45.7064 | 47.7993 | 50.3499 | 52.1436 | 53.213 | 52.9108 | 52.9034 | 52.8163 | 52.4923 | 51.2695 | 50.0798 | 49.3099 | 48.3085 | 47.691 | 46.9187 | 46.641 | 0.1012 | 0.097599 | 0.10485 | 0.12435 | 0.11145 | 0.11719 | 0.10626 | 0.11201 | 0.1379 | 0.15283 | 0.1409 | 0.11644 | 0.12207 | 0.12112 | 0.10129 | 0.10105 | 0.090964 | 0.097796 | 0.099347 | 0.1195 | 0.12835 | 0.13188 | 0.11599 | 0.094462
Portfolio Adjusted1-in-10AllSouth of Lugo2025Typical Event Day | Portfolio Adjusted | 1-in-10 | All | South of Lugo | 2025 | Typical Event Day | 8 | 6.0494 | 5.7864 | 5.5982 | 5.5975 | 5.8483 | 6.7342 | 7.7522 | 8.7697 | 10.0884 | 11.2633 | 12.2494 | 12.7487 | 12.8181 | 13.0152 | 13.0078 | 12.7604 | 12.2574 | 11.3198 | 10.0287 | 9.4417 | 9.0239 | 8.2568 | 7.3586 | 6.6351 | -0.013312 | -0.0014924 | -0.0044281 | -0.0086017 | -0.033194 | -0.036086 | -0.029885 | -0.025713 | -0.010524 | 0.0079477 | 0.017141 | 0.0068514 | 0.027028 | 0.039437 | 0.15918 | 0.1535 | 0.15355 | 0.12773 | 0.046019 | 0.023732 | 0.02531 | 0.02829 | 0.012803 | 0.0080654 | 69.8802 | 69.2948 | 69.0514 | 68.8797 | 68.2646 | 67.8567 | 67.6806 | 68.0689 | 70.4975 | 74.5299 | 78.659 | 81.9759 | 84.2413 | 85.7067 | 86.6832 | 87.2714 | 88.1782 | 87.5941 | 86.5821 | 83.8301 | 79.7328 | 76.004 | 73.6592 | 72.2332 | 0.1244 | 0.11833 | 0.12745 | 0.15239 | 0.1402 | 0.15297 | 0.13414 | 0.14214 | 0.17808 | 0.20137 | 0.19738 | 0.16632 | 0.17673 | 0.17785 | 0.14993 | 0.15069 | 0.13203 | 0.13176 | 0.12481 | 0.14796 | 0.15979 | 0.16382 | 0.14345 | 0.11833
Portfolio Adjusted1-in-10AllSouth of Lugo2026January Monthly Peak | Portfolio Adjusted | 1-in-10 | All | South of Lugo | 2026 | January Monthly Peak | 1 | 4.9696 | 4.8797 | 4.7816 | 4.7912 | 4.9646 | 5.6237 | 6.7716 | 7.4516 | 8.1843 | 8.6773 | 8.7485 | 8.6215 | 8.3005 | 8.1983 | 8.0443 | 7.7422 | 7.4734 | 7.6604 | 7.5177 | 7.2445 | 6.8528 | 6.3709 | 5.8256 | 5.3209 | -0.0076166 | 4.6344e-05 | 0.00068104 | -0.013404 | -0.03579 | -0.020104 | -0.013942 | -0.00014734 | -0.0079509 | 0.0062246 | 0.012174 | 0.026438 | 0.045821 | 0.050069 | 0.13388 | 0.1253 | 0.12336 | 0.11576 | 0.063268 | 0.057112 | 0.040132 | 0.030449 | 0.014936 | 0.0052353 | 46.2647 | 46.186 | 45.5783 | 44.8518 | 44.564 | 44.1995 | 43.0952 | 42.8238 | 43.8152 | 46.4798 | 48.5281 | 50.6006 | 52.6926 | 53.7106 | 54.6612 | 54.8819 | 54.4618 | 53.4657 | 51.8949 | 50.8512 | 50.0536 | 49.693 | 49.4679 | 48.3562 | 0.10057 | 0.097234 | 0.10546 | 0.1243 | 0.11302 | 0.11887 | 0.1081 | 0.11409 | 0.13935 | 0.15344 | 0.14175 | 0.11759 | 0.12331 | 0.12317 | 0.10256 | 0.10218 | 0.0902 | 0.096771 | 0.098357 | 0.11871 | 0.12697 | 0.13152 | 0.11673 | 0.095614
Portfolio Adjusted1-in-10AllSouth of Lugo2026February Monthly Peak | Portfolio Adjusted | 1-in-10 | All | South of Lugo | 2026 | February Monthly Peak | 2 | 5.0613 | 4.9304 | 4.7871 | 4.8009 | 4.9634 | 5.5963 | 6.5688 | 7.1772 | 7.9024 | 8.5332 | 8.9055 | 9.0944 | 9.0634 | 9.1644 | 9.1006 | 8.8061 | 8.4283 | 8.1437 | 7.9213 | 7.5336 | 7.1235 | 6.5542 | 5.9194 | 5.4141 | -0.0080026 | 4.8417e-05 | 0.00070439 | -0.013996 | -0.037306 | -0.021127 | -0.014425 | -0.00015196 | -0.0082716 | 0.0065364 | 0.013156 | 0.029282 | 0.05178 | 0.056945 | 0.15285 | 0.14299 | 0.13953 | 0.12479 | 0.068411 | 0.060711 | 0.042678 | 0.031846 | 0.015479 | 0.0054821 | 51.7934 | 51.1067 | 50.3561 | 49.3555 | 48.6047 | 48.3675 | 47.591 | 47.3146 | 48.7251 | 52.3713 | 56.2544 | 60.0742 | 62.0043 | 63.3818 | 63.8043 | 63.6834 | 63.121 | 62.2726 | 60.0398 | 58.0094 | 56.4458 | 55.2569 | 54.2785 | 53.0066 | 0.10564 | 0.10155 | 0.10906 | 0.12978 | 0.11778 | 0.12484 | 0.11174 | 0.11761 | 0.1449 | 0.16107 | 0.15311 | 0.13017 | 0.1393 | 0.14006 | 0.11753 | 0.11673 | 0.10204 | 0.10565 | 0.10633 | 0.12618 | 0.135 | 0.13754 | 0.12096 | 0.1001
Portfolio Adjusted1-in-10AllSouth of Lugo2026March Monthly Peak | Portfolio Adjusted | 1-in-10 | All | South of Lugo | 2026 | March Monthly Peak | 3 | 5.3217 | 5.1164 | 4.937 | 4.9145 | 5.1107 | 5.7608 | 6.7883 | 7.4501 | 8.3128 | 9.2362 | 9.9742 | 10.4202 | 10.5704 | 10.8166 | 10.842 | 10.5571 | 10.1145 | 9.4271 | 8.6192 | 8.3423 | 7.8611 | 7.1873 | 6.3781 | 5.7753 | -0.0085937 | 5.1148e-05 | 0.00074036 | -0.01466 | -0.039417 | -0.022586 | -0.015418 | -0.00016402 | -0.0090482 | 0.0073179 | 0.015166 | 0.034035 | 0.060646 | 0.066984 | 0.18117 | 0.17019 | 0.1659 | 0.1435 | 0.07563 | 0.067516 | 0.047219 | 0.03511 | 0.016816 | 0.0058978 | 60.9618 | 59.3231 | 58.6499 | 58.0417 | 57.1575 | 55.4316 | 54.8942 | 55.5463 | 58.8874 | 64.1136 | 69.4724 | 73.9018 | 76.6479 | 77.6213 | 78.1794 | 78.2224 | 77.2231 | 76.244 | 74.7227 | 72.2357 | 69.6452 | 66.2119 | 63.1861 | 61.0173 | 0.11343 | 0.10725 | 0.11462 | 0.13592 | 0.12443 | 0.13341 | 0.11939 | 0.1269 | 0.15848 | 0.1803 | 0.17648 | 0.15128 | 0.16315 | 0.16475 | 0.13893 | 0.13808 | 0.12016 | 0.12068 | 0.11753 | 0.14031 | 0.14936 | 0.15164 | 0.1314 | 0.10768
Portfolio Adjusted1-in-10AllSouth of Lugo2026April Monthly Peak | Portfolio Adjusted | 1-in-10 | All | South of Lugo | 2026 | April Monthly Peak | 4 | 5.5919 | 5.3759 | 5.1797 | 5.1534 | 5.391 | 6.0683 | 7.0019 | 7.8647 | 9.0941 | 10.2715 | 11.2463 | 11.7933 | 11.9626 | 12.1847 | 12.1381 | 11.8276 | 11.291 | 10.386 | 9.244 | 8.8806 | 8.467 | 7.7176 | 6.8536 | 6.1651 | -0.011365 | -0.00098573 | -0.0027463 | -0.0099322 | -0.033569 | -0.029967 | -0.024054 | -0.017092 | -0.0097583 | 0.0076361 | 0.016481 | 0.015066 | 0.03754 | 0.048336 | 0.16538 | 0.15679 | 0.15439 | 0.12899 | 0.053828 | 0.036001 | 0.031319 | 0.029633 | 0.013698 | 0.0072183 | 70.0828 | 69.1343 | 67.5622 | 65.9986 | 64.6537 | 63.8005 | 63.4336 | 63.5106 | 66.2304 | 71.854 | 77.246 | 82.3247 | 85.2203 | 85.8518 | 84.9623 | 84.9523 | 84.8704 | 85.0064 | 83.6631 | 79.6679 | 74.9583 | 70.2402 | 67.9484 | 67.0189 | 0.11459 | 0.10908 | 0.11713 | 0.139 | 0.12838 | 0.13668 | 0.12122 | 0.12955 | 0.16517 | 0.1902 | 0.18858 | 0.16136 | 0.17377 | 0.17518 | 0.14686 | 0.14632 | 0.12692 | 0.12567 | 0.11972 | 0.1427 | 0.15329 | 0.15526 | 0.13565 | 0.11103
Portfolio Adjusted1-in-10AllSouth of Lugo2026May Monthly Peak | Portfolio Adjusted | 1-in-10 | All | South of Lugo | 2026 | May Monthly Peak | 5 | 5.5463 | 5.3253 | 5.1494 | 5.1341 | 5.386 | 6.0764 | 6.9068 | 7.9076 | 9.1097 | 10.2232 | 11.149 | 11.6358 | 11.7657 | 11.9411 | 11.8837 | 11.5573 | 11.0044 | 10.1621 | 9.081 | 8.5901 | 8.3801 | 7.6392 | 6.7796 | 6.1142 | -0.010877 | -0.00081636 | -0.0021881 | -0.0107 | -0.034699 | -0.029058 | -0.022714 | -0.014645 | -0.0097934 | 0.0076742 | 0.016464 | 0.018294 | 0.04135 | 0.051278 | 0.16727 | 0.15802 | 0.1549 | 0.1305 | 0.056779 | 0.040227 | 0.033786 | 0.030458 | 0.014176 | 0.007005 | 67.2702 | 66.7378 | 65.4117 | 64.7286 | 64.2202 | 63.6172 | 63.8805 | 63.96 | 66.8552 | 72.3398 | 77.4572 | 81.0802 | 82.897 | 83.559 | 85.8424 | 87.0751 | 87.6876 | 86.4629 | 84.8244 | 82.6735 | 79.5172 | 75.5435 | 72.3797 | 70.0659 | 0.11352 | 0.1078 | 0.11618 | 0.13828 | 0.12806 | 0.137 | 0.12067 | 0.1309 | 0.16612 | 0.19023 | 0.18829 | 0.16008 | 0.17151 | 0.17251 | 0.14454 | 0.14362 | 0.12429 | 0.12378 | 0.11795 | 0.13922 | 0.15187 | 0.15396 | 0.13434 | 0.11013
Portfolio Adjusted1-in-10AllSouth of Lugo2026June Monthly Peak | Portfolio Adjusted | 1-in-10 | All | South of Lugo | 2026 | June Monthly Peak | 6 | 5.7026 | 5.4736 | 5.3076 | 5.2928 | 5.5567 | 6.2416 | 7.083 | 8.1166 | 9.3068 | 10.4484 | 11.3858 | 11.8104 | 11.8427 | 12.0304 | 11.9977 | 11.7395 | 11.2128 | 10.3596 | 9.2546 | 8.6558 | 8.4057 | 7.7426 | 6.8903 | 6.215 | -0.010558 | -0.00053694 | -0.0012155 | -0.012759 | -0.038564 | -0.02818 | -0.020878 | -0.0098437 | -0.0098469 | 0.0078042 | 0.016514 | 0.024402 | 0.048408 | 0.05695 | 0.17569 | 0.16774 | 0.16463 | 0.13973 | 0.064044 | 0.050126 | 0.039231 | 0.032861 | 0.015565 | 0.0068435 | 66.0639 | 65.6658 | 65.4792 | 65.5327 | 64.4887 | 63.7304 | 63.6851 | 64.5664 | 67.1293 | 71.2874 | 76.2346 | 79.7318 | 81.2734 | 81.1861 | 82.3879 | 82.6112 | 83.9305 | 83.7568 | 83.786 | 81.983 | 77.5997 | 73.645 | 71.2087 | 69.7886 | 0.11844 | 0.11246 | 0.12131 | 0.14436 | 0.13386 | 0.14239 | 0.12412 | 0.13402 | 0.16827 | 0.19232 | 0.18931 | 0.15892 | 0.1682 | 0.16916 | 0.14239 | 0.1432 | 0.12467 | 0.12456 | 0.11859 | 0.14018 | 0.15312 | 0.15617 | 0.13676 | 0.11266
Portfolio Adjusted1-in-10AllSouth of Lugo2026July Monthly Peak | Portfolio Adjusted | 1-in-10 | All | South of Lugo | 2026 | July Monthly Peak | 7 | 5.8988 | 5.6315 | 5.4512 | 5.4534 | 5.7349 | 6.5402 | 7.4638 | 8.5356 | 9.7764 | 10.8617 | 11.774 | 12.202 | 12.2811 | 12.4757 | 12.4538 | 12.1934 | 11.7079 | 10.8366 | 9.663 | 8.9864 | 8.6982 | 8.0146 | 7.1527 | 6.4752 | -0.012164 | -0.0011341 | -0.0032365 | -0.0099293 | -0.034783 | -0.032834 | -0.026319 | -0.019936 | -0.010207 | 0.0077827 | 0.016604 | 0.012768 | 0.033924 | 0.044755 | 0.16215 | 0.15592 | 0.15515 | 0.13007 | 0.051573 | 0.032284 | 0.02964 | 0.029275 | 0.013524 | 0.0075278 | 69.5588 | 68.8341 | 68.6059 | 68.4483 | 68.0776 | 67.852 | 67.4305 | 67.5852 | 70.3193 | 74.4096 | 77.9412 | 79.0191 | 80.0389 | 81.4818 | 83.8213 | 84.7968 | 87.1134 | 85.6138 | 83.7014 | 80.852 | 77.6605 | 75.1893 | 73.5107 | 72.4036 | 0.12014 | 0.11387 | 0.12277 | 0.14677 | 0.13624 | 0.14679 | 0.1285 | 0.13789 | 0.17266 | 0.19459 | 0.1902 | 0.15958 | 0.1697 | 0.17075 | 0.14369 | 0.14476 | 0.12683 | 0.12647 | 0.12021 | 0.14107 | 0.15386 | 0.15713 | 0.13796 | 0.11431
Portfolio Adjusted1-in-10AllSouth of Lugo2026August Monthly Peak | Portfolio Adjusted | 1-in-10 | All | South of Lugo | 2026 | August Monthly Peak | 8 | 6.0748 | 5.8109 | 5.622 | 5.6228 | 5.8756 | 6.7678 | 7.7946 | 8.8251 | 10.1673 | 11.3619 | 12.3611 | 12.8656 | 12.9345 | 13.1294 | 13.116 | 12.8636 | 12.3524 | 11.404 | 10.0982 | 9.5019 | 9.0747 | 8.3007 | 7.3989 | 6.67 | -0.013685 | -0.0016357 | -0.0049142 | -0.0079065 | -0.032249 | -0.037106 | -0.031114 | -0.028129 | -0.010609 | 0.007976 | 0.017274 | 0.0041021 | 0.023679 | 0.036704 | 0.15631 | 0.15082 | 0.15114 | 0.12525 | 0.0431 | 0.01949 | 0.023088 | 0.027485 | 0.012335 | 0.0082331 | 70.3148 | 69.9323 | 69.8531 | 69.5632 | 69.1372 | 68.9827 | 68.8791 | 69.1499 | 71.463 | 75.2229 | 78.5266 | 81.8204 | 84.2882 | 85.5984 | 86.0316 | 87.2175 | 87.6747 | 88.0987 | 87.2425 | 83.4323 | 78.38 | 75.0488 | 73.0587 | 71.8099 | 0.12512 | 0.11904 | 0.12823 | 0.1534 | 0.14115 | 0.15404 | 0.13511 | 0.14325 | 0.17975 | 0.20351 | 0.1996 | 0.1682 | 0.17874 | 0.17987 | 0.15157 | 0.15229 | 0.13339 | 0.13307 | 0.12593 | 0.14918 | 0.16099 | 0.16498 | 0.14452 | 0.11919
Portfolio Adjusted1-in-10AllSouth of Lugo2026September Monthly Peak | Portfolio Adjusted | 1-in-10 | All | South of Lugo | 2026 | September Monthly Peak | 9 | 6.1029 | 5.8681 | 5.6852 | 5.6931 | 5.9475 | 6.8961 | 8.1164 | 9.1518 | 10.7914 | 12.1831 | 13.208 | 13.7419 | 13.8281 | 13.969 | 13.8285 | 13.4365 | 12.7534 | 11.6802 | 10.2904 | 9.9169 | 9.2228 | 8.3932 | 7.4189 | 6.6828 | -0.015652 | -0.0025726 | -0.0081453 | -0.0025984 | -0.023947 | -0.042924 | -0.039195 | -0.045223 | -0.011111 | 0.0081065 | 0.018076 | -0.017014 | -0.0023063 | 0.015355 | 0.13247 | 0.12782 | 0.12909 | 0.10293 | 0.020313 | -0.01243 | 0.0062544 | 0.020739 | 0.0084355 | 0.0090333 | 73.5836 | 72.747 | 72.2673 | 71.9747 | 71.3548 | 70.8616 | 70.7275 | 70.9742 | 73.0784 | 77.1996 | 81.9335 | 87.3328 | 91.3649 | 94.561 | 94.4922 | 94.4603 | 93.9947 | 92.9072 | 91.5988 | 89.0533 | 85.2914 | 80.1331 | 76.8591 | 74.9308 | 0.12673 | 0.12089 | 0.13072 | 0.15674 | 0.14379 | 0.15864 | 0.14124 | 0.15103 | 0.19389 | 0.22203 | 0.2184 | 0.18417 | 0.19684 | 0.19777 | 0.16484 | 0.16417 | 0.14219 | 0.14116 | 0.1334 | 0.15987 | 0.16931 | 0.17118 | 0.14883 | 0.12205
Portfolio Adjusted1-in-10AllSouth of Lugo2026October Monthly Peak | Portfolio Adjusted | 1-in-10 | All | South of Lugo | 2026 | October Monthly Peak | 10 | 5.7407 | 5.5491 | 5.3587 | 5.353 | 5.5845 | 6.3489 | 7.5134 | 8.3072 | 9.5552 | 10.8541 | 11.844 | 12.3806 | 12.5481 | 12.752 | 12.7162 | 12.3156 | 11.7031 | 10.6434 | 9.7699 | 9.2437 | 8.6117 | 7.857 | 6.9339 | 6.2449 | -0.012513 | -0.0014071 | -0.0041573 | -0.008306 | -0.031678 | -0.033581 | -0.028233 | -0.024193 | -0.010134 | 0.0078441 | 0.017141 | 0.0073626 | 0.028291 | 0.040934 | 0.15939 | 0.15066 | 0.14879 | 0.1221 | 0.04677 | 0.024224 | 0.025046 | 0.027409 | 0.01232 | 0.0075902 | 71.5627 | 71.1136 | 70.2051 | 69.27 | 68.259 | 68.0731 | 68.1935 | 68.3384 | 69.4724 | 72.2583 | 76.6458 | 81.6095 | 84.2833 | 85.5238 | 85.9877 | 86.4749 | 85.5472 | 82.8213 | 79.196 | 77.0513 | 75.0641 | 73.6418 | 72.4426 | 71.2945 | 0.11733 | 0.11316 | 0.12161 | 0.14519 | 0.13308 | 0.14284 | 0.12743 | 0.13555 | 0.17144 | 0.19852 | 0.19725 | 0.16799 | 0.18114 | 0.18227 | 0.15273 | 0.15076 | 0.1304 | 0.12836 | 0.12541 | 0.14679 | 0.15583 | 0.15785 | 0.1371 | 0.11159
Portfolio Adjusted1-in-10AllSouth of Lugo2026November Monthly Peak | Portfolio Adjusted | 1-in-10 | All | South of Lugo | 2026 | November Monthly Peak | 11 | 5.2648 | 5.0686 | 4.933 | 4.96 | 5.1541 | 5.8246 | 6.6619 | 7.4199 | 8.4513 | 9.4628 | 10.2036 | 10.6095 | 10.7103 | 10.8698 | 10.7446 | 10.3529 | 9.8805 | 9.5421 | 8.6905 | 8.1467 | 7.6498 | 6.9508 | 6.2105 | 5.6451 | -0.0085438 | 5.1174e-05 | 0.00074589 | -0.014946 | -0.040159 | -0.022659 | -0.015232 | -0.00016286 | -0.0090705 | 0.0074114 | 0.015429 | 0.034252 | 0.060712 | 0.066594 | 0.17835 | 0.16598 | 0.16172 | 0.14391 | 0.075031 | 0.065918 | 0.046463 | 0.03437 | 0.016524 | 0.0057832 | 64.1405 | 62.4207 | 61.5871 | 60.0602 | 59.1166 | 58.3796 | 57.6635 | 58.6836 | 61.479 | 66.8016 | 72.3978 | 76.6145 | 78.6365 | 80.1235 | 80.8167 | 80.2353 | 78.8345 | 76.7732 | 74.7965 | 72.0678 | 70.3831 | 68.9846 | 67.1498 | 65.9417 | 0.11277 | 0.1073 | 0.11547 | 0.13857 | 0.12677 | 0.13385 | 0.11794 | 0.12601 | 0.15888 | 0.18261 | 0.17954 | 0.15226 | 0.16334 | 0.16381 | 0.13618 | 0.13392 | 0.11695 | 0.12002 | 0.11661 | 0.13699 | 0.14696 | 0.14843 | 0.12912 | 0.10559
Portfolio Adjusted1-in-10AllSouth of Lugo2026December Monthly Peak | Portfolio Adjusted | 1-in-10 | All | South of Lugo | 2026 | December Monthly Peak | 12 | 4.9941 | 4.8711 | 4.7574 | 4.7766 | 4.9155 | 5.6055 | 6.7159 | 7.3752 | 8.1693 | 8.6723 | 8.7253 | 8.6241 | 8.3394 | 8.2226 | 8.0909 | 7.8236 | 7.6874 | 7.836 | 7.591 | 7.3106 | 6.9206 | 6.4237 | 5.8518 | 5.347 | -0.0076864 | 4.6654e-05 | 0.00067909 | -0.013449 | -0.035395 | -0.019875 | -0.013743 | -0.00014507 | -0.0078909 | 0.006218 | 0.012136 | 0.026252 | 0.045488 | 0.049373 | 0.13338 | 0.12546 | 0.12584 | 0.11787 | 0.064093 | 0.057659 | 0.040689 | 0.030622 | 0.014884 | 0.0051866 | 47.0583 | 46.4598 | 45.5654 | 44.8732 | 44.317 | 43.2412 | 43.9134 | 44.3641 | 45.7064 | 47.7993 | 50.3499 | 52.1436 | 53.213 | 52.9108 | 52.9034 | 52.8162 | 52.4923 | 51.2694 | 50.0797 | 49.3099 | 48.3085 | 47.691 | 46.9187 | 46.6409 | 0.10149 | 0.097883 | 0.10516 | 0.12471 | 0.11177 | 0.11753 | 0.10657 | 0.11234 | 0.1383 | 0.15328 | 0.14131 | 0.11677 | 0.12243 | 0.12147 | 0.10158 | 0.10134 | 0.091229 | 0.098081 | 0.099637 | 0.11985 | 0.12872 | 0.13226 | 0.11633 | 0.094737
Portfolio Adjusted1-in-10AllSouth of Lugo2026Typical Event Day | Portfolio Adjusted | 1-in-10 | All | South of Lugo | 2026 | Typical Event Day | 8 | 6.0583 | 5.795 | 5.6065 | 5.6059 | 5.8573 | 6.7449 | 7.7649 | 8.7838 | 10.1037 | 11.2796 | 12.2665 | 12.7659 | 12.835 | 13.0323 | 13.0247 | 12.7767 | 12.273 | 11.3346 | 10.042 | 9.4545 | 9.0361 | 8.2683 | 7.369 | 6.6447 | -0.013351 | -0.0014967 | -0.004441 | -0.0086269 | -0.033291 | -0.036192 | -0.029973 | -0.025788 | -0.010555 | 0.0079709 | 0.017191 | 0.0068714 | 0.027107 | 0.039552 | 0.15949 | 0.15377 | 0.15381 | 0.12796 | 0.046154 | 0.023802 | 0.025384 | 0.028373 | 0.01284 | 0.008089 | 69.8803 | 69.2948 | 69.0514 | 68.8797 | 68.2646 | 67.8567 | 67.6806 | 68.0689 | 70.4975 | 74.5299 | 78.659 | 81.976 | 84.2414 | 85.7068 | 86.6833 | 87.2715 | 88.1783 | 87.5941 | 86.5822 | 83.8302 | 79.7329 | 76.0041 | 73.6593 | 72.2332 | 0.12476 | 0.11868 | 0.12782 | 0.15283 | 0.14061 | 0.15342 | 0.13453 | 0.14256 | 0.1786 | 0.20196 | 0.19795 | 0.1668 | 0.17724 | 0.17837 | 0.15037 | 0.15113 | 0.13241 | 0.13214 | 0.12517 | 0.14839 | 0.16026 | 0.1643 | 0.14387 | 0.11867
Portfolio Adjusted1-in-2AllSouth of Lugo2015January Monthly Peak | Portfolio Adjusted | 1-in-2 | All | South of Lugo | 2015 | January Monthly Peak | 1 | 97.386 | 94.9761 | 92.3581 | 92.0515 | 97.3265 | 112.1918 | 136.6794 | 152.0517 | 161.5005 | 168.4776 | 168.9823 | 168.9128 | 164.7566 | 165.198 | 161.7325 | 155.0975 | 149.3077 | 150.7159 | 144.4126 | 140.2056 | 132.6105 | 124.6891 | 114.0782 | 105.2877 | -0.30589 | 0.0018575 | 0.027277 | -0.537 | -1.4381 | -0.80991 | -0.55953 | -0.0059107 | -0.31902 | 0.25052 | 0.49536 | 1.0828 | 1.8877 | 2.0665 | 4.2476 | 3.7758 | 3.6473 | 3.5021 | 2.5597 | 2.2997 | 1.6181 | 1.2248 | 0.59761 | 0.20951 | 48.2571 | 47.2561 | 46.0388 | 45.5447 | 45.365 | 45.7023 | 45.448 | 45.6186 | 46.5448 | 48.6425 | 52.4297 | 55.3131 | 56.9851 | 58.2517 | 58.6507 | 58.7574 | 58.625 | 57.04 | 55.5201 | 54.0457 | 53.2113 | 52.0369 | 51.0729 | 49.6362 | 4.0307 | 3.8857 | 4.2184 | 4.975 | 4.5352 | 4.7737 | 4.3229 | 4.567 | 5.5816 | 6.1657 | 5.7566 | 4.8034 | 5.0694 | 5.0735 | 4.2254 | 4.2045 | 3.6988 | 3.9416 | 3.9708 | 4.773 | 5.1124 | 5.2851 | 4.6645 | 3.8182
Portfolio Adjusted1-in-2AllSouth of Lugo2015February Monthly Peak | Portfolio Adjusted | 1-in-2 | All | South of Lugo | 2015 | February Monthly Peak | 2 | 100.8649 | 98.0911 | 94.5218 | 95.0485 | 99.87 | 115.6073 | 139.4258 | 154.6516 | 165.4931 | 173.3518 | 176.0184 | 178.6541 | 176.3228 | 177.4884 | 174.9706 | 167.6704 | 160.5977 | 158.052 | 152.03 | 146.1715 | 138.0909 | 128.1537 | 117.0678 | 109.1568 | -0.31681 | 0.0019184 | 0.027916 | -0.55448 | -1.4757 | -0.83456 | -0.57077 | -0.0060118 | -0.32691 | 0.25776 | 0.51598 | 1.1453 | 2.0203 | 2.2202 | 4.5953 | 4.0818 | 3.9231 | 3.6725 | 2.6947 | 2.3975 | 1.685 | 1.2589 | 0.61327 | 0.21721 | 51.5801 | 51.2908 | 51.0151 | 50.7492 | 50.4263 | 50.0006 | 49.7455 | 49.7201 | 50.4744 | 52.5863 | 54.3533 | 56.0894 | 56.6731 | 56.7465 | 56.7179 | 55.6321 | 55.5324 | 55.2548 | 53.8643 | 52.8989 | 52.0733 | 51.8532 | 50.6041 | 49.1464 | 4.1747 | 4.0131 | 4.3172 | 5.137 | 4.6537 | 4.919 | 4.4098 | 4.6451 | 5.7196 | 6.3441 | 5.9963 | 5.0805 | 5.4252 | 5.451 | 4.5713 | 4.5453 | 3.9785 | 4.1335 | 4.1802 | 4.9761 | 5.3237 | 5.432 | 4.7867 | 3.9585
Portfolio Adjusted1-in-2AllSouth of Lugo2015March Monthly Peak | Portfolio Adjusted | 1-in-2 | All | South of Lugo | 2015 | March Monthly Peak | 3 | 104.3869 | 100.1425 | 95.9473 | 95.6281 | 100.52 | 116.8528 | 141.7899 | 158.1403 | 168.8562 | 177.8105 | 180.6721 | 182.7051 | 179.7799 | 181.3503 | 180.3171 | 173.8831 | 167.1507 | 161.9796 | 155.0968 | 152.742 | 144.0299 | 134.2806 | 121.6937 | 112.4901 | -0.32788 | 0.0019585 | 0.028337 | -0.55786 | -1.4853 | -0.84355 | -0.58045 | -0.0061474 | -0.33355 | 0.26439 | 0.52962 | 1.1712 | 2.0599 | 2.2685 | 4.7357 | 4.2331 | 4.0832 | 3.7638 | 2.7491 | 2.5053 | 1.7575 | 1.319 | 0.63751 | 0.22384 | 51.7793 | 50.5458 | 49.2185 | 48.6657 | 48.4079 | 47.8269 | 47.6394 | 48.0757 | 50.5868 | 52.7016 | 55.0276 | 57.2016 | 58.0999 | 59.1236 | 59.1543 | 59.8265 | 59.4334 | 58.1963 | 56.5906 | 54.8978 | 54.1611 | 53.2276 | 52.1777 | 51.0805 | 4.3205 | 4.0971 | 4.3823 | 5.1683 | 4.684 | 4.972 | 4.4846 | 4.7499 | 5.8359 | 6.5073 | 6.1548 | 5.1957 | 5.5316 | 5.5696 | 4.711 | 4.7138 | 4.1409 | 4.2362 | 4.2646 | 5.1998 | 5.5527 | 5.6917 | 4.9759 | 4.0794
Portfolio Adjusted1-in-2AllSouth of Lugo2015April Monthly Peak | Portfolio Adjusted | 1-in-2 | All | South of Lugo | 2015 | April Monthly Peak | 4 | 110.4648 | 106.2857 | 102.1362 | 101.7256 | 108.4791 | 125.6763 | 149.891 | 167.5789 | 181.8216 | 194.1988 | 203.6861 | 207.8987 | 206.2598 | 208.2855 | 206.0885 | 198.859 | 189.6378 | 179.421 | 165.7609 | 162.0658 | 155.096 | 143.8635 | 129.9892 | 120.1147 | -0.34697 | 0.0020787 | 0.030165 | -0.59344 | -1.6029 | -0.90725 | -0.61361 | -0.0065143 | -0.35916 | 0.28876 | 0.59709 | 1.3327 | 2.3633 | 2.6055 | 5.4125 | 4.8411 | 4.6325 | 4.1691 | 2.9381 | 2.6582 | 1.8925 | 1.4132 | 0.68096 | 0.23902 | 62.0216 | 61.5627 | 60.792 | 59.6741 | 58.844 | 58.051 | 57.5628 | 57.7686 | 59.4381 | 62.7784 | 65.7757 | 69.0286 | 71.6382 | 73.6379 | 74.2912 | 74.1973 | 74.4516 | 73.5097 | 72.6029 | 70.6896 | 67.1717 | 65.5142 | 63.9008 | 61.7803 | 4.572 | 4.3484 | 4.665 | 5.4979 | 5.0549 | 5.3474 | 4.7408 | 5.0334 | 6.284 | 7.1071 | 6.9388 | 5.9121 | 6.3464 | 6.3968 | 5.3843 | 5.3908 | 4.698 | 4.6923 | 4.5578 | 5.5172 | 5.9793 | 6.0979 | 5.315 | 4.3559
Portfolio Adjusted1-in-2AllSouth of Lugo2015May Monthly Peak | Portfolio Adjusted | 1-in-2 | All | South of Lugo | 2015 | May Monthly Peak | 5 | 108.8857 | 104.5268 | 100.8496 | 100.7246 | 107.6541 | 125.2932 | 148.4724 | 168.608 | 181.9897 | 193.0474 | 201.7076 | 204.1927 | 201.2101 | 202.6185 | 200.377 | 192.8347 | 183.5303 | 174.9689 | 162.0174 | 156.967 | 152.7095 | 141.8669 | 128.1082 | 118.5718 | -0.34201 | 0.0020443 | 0.029785 | -0.5876 | -1.5907 | -0.90448 | -0.6078 | -0.0065543 | -0.3595 | 0.28705 | 0.59129 | 1.309 | 2.3054 | 2.5346 | 5.2625 | 4.6945 | 4.4833 | 4.0656 | 2.8717 | 2.5746 | 1.8634 | 1.3936 | 0.67111 | 0.23595 | 59.0627 | 59.1477 | 59.1541 | 58.5289 | 57.992 | 58.0056 | 58.3308 | 58.9475 | 59.7166 | 61.5097 | 64.5488 | 67.5142 | 70.1001 | 71.0603 | 70.7938 | 71.6764 | 71.8108 | 70.6849 | 68.7442 | 66.037 | 63.1117 | 60.7754 | 60.2656 | 59.9074 | 4.5067 | 4.2764 | 4.6062 | 5.4438 | 5.0164 | 5.3311 | 4.6959 | 5.0643 | 6.2898 | 7.0649 | 6.8714 | 5.8067 | 6.191 | 6.2227 | 5.235 | 5.2275 | 4.5467 | 4.5759 | 4.4549 | 5.3437 | 5.8873 | 6.0132 | 5.2381 | 4.2999
Portfolio Adjusted1-in-2AllSouth of Lugo2015June Monthly Peak | Portfolio Adjusted | 1-in-2 | All | South of Lugo | 2015 | June Monthly Peak | 6 | 115.1442 | 110.5097 | 106.8299 | 107.1459 | 115.0179 | 133.577 | 156.5551 | 177.5821 | 192.0149 | 205.6759 | 216.0621 | 216.5886 | 211.4426 | 213.0053 | 211.0708 | 205.154 | 195.8206 | 186.123 | 169.9332 | 163.3423 | 158.2351 | 147.2599 | 133.5101 | 124.0395 | -0.36166 | 0.0021613 | 0.031551 | -0.62506 | -1.6995 | -0.96428 | -0.64089 | -0.0069032 | -0.3793 | 0.30583 | 0.63337 | 1.3885 | 2.4227 | 2.6645 | 5.5434 | 4.9944 | 4.7835 | 4.3248 | 3.012 | 2.6792 | 1.9308 | 1.4465 | 0.69941 | 0.24683 | 62.728 | 62.6395 | 62.1966 | 61.5739 | 61.3758 | 60.8948 | 60.4487 | 60.9883 | 63.0666 | 67.5658 | 71.8597 | 75.5484 | 76.1207 | 76.0524 | 77.5097 | 77.6793 | 79.1175 | 79.2388 | 79.1225 | 75.4981 | 71.1836 | 67.4153 | 65.8187 | 64.6027 | 4.7657 | 4.5212 | 4.8794 | 5.7908 | 5.3596 | 5.6836 | 4.9516 | 5.3338 | 6.6362 | 7.5271 | 7.3604 | 6.1592 | 6.5058 | 6.5417 | 5.5144 | 5.5615 | 4.8511 | 4.8676 | 4.6725 | 5.5607 | 6.1003 | 6.2418 | 5.459 | 4.4982
Portfolio Adjusted1-in-2AllSouth of Lugo2015July Monthly Peak | Portfolio Adjusted | 1-in-2 | All | South of Lugo | 2015 | July Monthly Peak | 7 | 119.4288 | 114.4224 | 110.6341 | 111.7358 | 120.2338 | 141.6778 | 166.8053 | 188.4431 | 204.6547 | 217.4224 | 227.967 | 228.8216 | 224.899 | 226.7222 | 224.1884 | 217.8796 | 208.9299 | 197.578 | 178.9627 | 169.9634 | 163.8859 | 152.3752 | 138.5789 | 129.4011 | -0.46568 | -0.037504 | -0.10283 | -0.43462 | -1.4418 | -1.2568 | -0.9854 | -0.66501 | -0.40331 | 0.30944 | 0.65616 | 0.65574 | 1.5324 | 1.9323 | 4.6561 | 4.1557 | 4.0469 | 3.5828 | 2.2175 | 1.5167 | 1.3047 | 1.2133 | 0.56577 | 0.29171 | 69.5962 | 68.8608 | 68.5528 | 68.4381 | 68.0143 | 67.1614 | 67.0851 | 68.0314 | 70.7341 | 73.3983 | 76.0196 | 79.4256 | 80.9244 | 81.3919 | 82.2106 | 82.4131 | 83.145 | 83.3831 | 83.7975 | 82.2812 | 79.0713 | 74.8733 | 72.3861 | 71.5011 | 4.7697 | 4.5172 | 4.876 | 5.8272 | 5.4062 | 5.8169 | 5.0908 | 5.4616 | 6.8251 | 7.678 | 7.4937 | 6.2789 | 6.6773 | 6.7189 | 5.6518 | 5.6994 | 4.9944 | 4.986 | 4.7483 | 5.5832 | 6.0967 | 6.2322 | 5.4676 | 4.5281
Portfolio Adjusted1-in-2AllSouth of Lugo2015August Monthly Peak | Portfolio Adjusted | 1-in-2 | All | South of Lugo | 2015 | August Monthly Peak | 8 | 124.1355 | 119.3692 | 115.2875 | 116.4592 | 124.2148 | 148.2516 | 174.8297 | 195.0372 | 211.9816 | 226.0241 | 237.7036 | 239.6504 | 235.3806 | 237.327 | 235.0959 | 227.9013 | 218.5082 | 206.803 | 186.6267 | 179.0212 | 170.9051 | 159.5076 | 144.6736 | 134.4911 | -0.51465 | -0.052614 | -0.15309 | -0.37934 | -1.377 | -1.3948 | -1.136 | -0.90973 | -0.41743 | 0.31699 | 0.68008 | 0.4104 | 1.2482 | 1.7149 | 4.4624 | 3.9561 | 3.8728 | 3.4068 | 1.9887 | 1.162 | 1.1248 | 1.1735 | 0.53624 | 0.31476 | 70.2711 | 68.8192 | 68.2746 | 68.5935 | 68.5447 | 67.7027 | 67.486 | 67.4838 | 69.3112 | 73.5675 | 77.9981 | 82.4969 | 84.8881 | 85.5381 | 85.7981 | 85.8087 | 87.2431 | 88.4294 | 87.59 | 82.5681 | 76.8792 | 74.1733 | 72.8661 | 71.6173 | 4.9435 | 4.6989 | 5.0665 | 6.0561 | 5.5692 | 6.0694 | 5.3204 | 5.6365 | 7.0492 | 7.9589 | 7.7913 | 6.5572 | 6.9684 | 7.013 | 5.9098 | 5.9444 | 5.2084 | 5.2038 | 4.9374 | 5.8639 | 6.3395 | 6.5052 | 5.6917 | 4.6927
Portfolio Adjusted1-in-2AllSouth of Lugo2015September Monthly Peak | Portfolio Adjusted | 1-in-2 | All | South of Lugo | 2015 | September Monthly Peak | 9 | 120.8289 | 116.3828 | 112.6779 | 113.7062 | 120.8007 | 145.672 | 174.0519 | 195.1487 | 214.9217 | 230.0925 | 241.9507 | 244.1587 | 241.2435 | 242.9637 | 238.5411 | 229.5277 | 217.8574 | 205.6085 | 186.2921 | 181.7686 | 171.0468 | 157.8403 | 141.5485 | 130.986 | -0.51209 | -0.056217 | -0.16642 | -0.34347 | -1.2982 | -1.3998 | -1.1693 | -0.99314 | -0.4231 | 0.32091 | 0.69066 | 0.31278 | 1.1429 | 1.6377 | 4.3683 | 3.837 | 3.7271 | 3.2595 | 1.8642 | 1.0144 | 1.0374 | 1.1255 | 0.50474 | 0.31077 | 70.1272 | 69.4421 | 68.9259 | 68.5419 | 67.9782 | 67.6254 | 67.3909 | 67.3399 | 69.0684 | 73.1212 | 77.1831 | 82.0113 | 85.9031 | 87.7188 | 88.4081 | 88.8825 | 89.2944 | 87.9937 | 87.29 | 84.9575 | 81.175 | 77.9473 | 76.0504 | 75.1719 | 4.8122 | 4.5818 | 4.9522 | 5.9134 | 5.4166 | 5.9643 | 5.2971 | 5.6402 | 7.1475 | 8.1028 | 7.9312 | 6.6811 | 7.1426 | 7.1802 | 5.9969 | 5.9873 | 5.1933 | 5.1742 | 4.929 | 5.9544 | 6.3453 | 6.4378 | 5.5692 | 4.5708
Portfolio Adjusted1-in-2AllSouth of Lugo2015October Monthly Peak | Portfolio Adjusted | 1-in-2 | All | South of Lugo | 2015 | October Monthly Peak | 10 | 114.4115 | 111.5139 | 107.2825 | 107.7058 | 114.1701 | 133.6776 | 160.1917 | 178.5371 | 193.07 | 208.5303 | 220.6755 | 224.6556 | 223.701 | 225.5383 | 222.7958 | 212.4807 | 201.6256 | 188.9671 | 178.0967 | 169.9788 | 160.4236 | 148.523 | 133.2245 | 122.3402 | -0.35936 | 0.0021809 | 0.031684 | -0.62832 | -1.687 | -0.96501 | -0.65578 | -0.0069403 | -0.38138 | 0.31007 | 0.64689 | 1.4402 | 2.5631 | 2.8213 | 5.8513 | 5.1727 | 4.9253 | 4.3909 | 3.1567 | 2.788 | 1.9575 | 1.4589 | 0.69791 | 0.24344 | 64.2317 | 63.9378 | 63.7186 | 62.4885 | 61.8845 | 61.2489 | 60.6774 | 60.7531 | 61.6092 | 64.6975 | 68.7845 | 74.3456 | 80.4075 | 83.595 | 82.4506 | 81.9206 | 82.2594 | 81.2925 | 78.4805 | 74.2435 | 71.8934 | 70.3001 | 68.6211 | 66.9726 | 4.7354 | 4.5623 | 4.9 | 5.8211 | 5.3201 | 5.6879 | 5.0666 | 5.3625 | 6.6727 | 7.6316 | 7.5176 | 6.3886 | 6.883 | 6.9267 | 5.8208 | 5.7601 | 4.9949 | 4.942 | 4.897 | 5.7866 | 6.1847 | 6.2954 | 5.4473 | 4.4366
Portfolio Adjusted1-in-2AllSouth of Lugo2015November Monthly Peak | Portfolio Adjusted | 1-in-2 | All | South of Lugo | 2015 | November Monthly Peak | 11 | 106.1829 | 102.1972 | 98.5546 | 99.6406 | 105.3518 | 121.2239 | 143.8157 | 161.3764 | 174.945 | 188.0296 | 196.3542 | 198.5051 | 196.1498 | 196.8911 | 192.5923 | 182.9365 | 175.4534 | 171.966 | 161.0569 | 154.1862 | 146.6634 | 135.299 | 122.0401 | 112.5483 | -0.33352 | 0.0019987 | 0.029107 | -0.58127 | -1.5567 | -0.87511 | -0.58874 | -0.0062732 | -0.34558 | 0.27959 | 0.57559 | 1.2725 | 2.2474 | 2.463 | 5.0581 | 4.4535 | 4.286 | 3.9958 | 2.8547 | 2.529 | 1.7896 | 1.329 | 0.63932 | 0.22396 | 59.415 | 58.4442 | 57.6654 | 56.8749 | 55.6888 | 54.5605 | 54.2099 | 54.7634 | 57.0803 | 60.0291 | 64.6271 | 68.9604 | 72.1861 | 74.0539 | 75.4382 | 74.7963 | 72.523 | 69.6592 | 67.3537 | 66.3248 | 65.2132 | 65.0301 | 64.4504 | 64.7662 | 4.3948 | 4.1811 | 4.5014 | 5.3852 | 4.9092 | 5.158 | 4.5486 | 4.8471 | 6.0463 | 6.8813 | 6.6891 | 5.645 | 6.0353 | 6.0469 | 5.0317 | 4.9592 | 4.3466 | 4.4974 | 4.4284 | 5.249 | 5.6542 | 5.7348 | 4.99 | 4.0815
Portfolio Adjusted1-in-2AllSouth of Lugo2015December Monthly Peak | Portfolio Adjusted | 1-in-2 | All | South of Lugo | 2015 | December Monthly Peak | 12 | 99.5223 | 96.6139 | 93.0118 | 93.351 | 97.6722 | 112.9419 | 136.5989 | 151.8178 | 162.8421 | 171.8325 | 174.3789 | 175.0014 | 171.8124 | 171.5569 | 168.6925 | 161.6335 | 157.8136 | 158.2815 | 149.8943 | 144.1322 | 136.9951 | 127.3997 | 114.8458 | 105.3928 | -0.3126 | 0.0018895 | 0.02747 | -0.54458 | -1.4432 | -0.81532 | -0.5592 | -0.0059017 | -0.32167 | 0.2555 | 0.51118 | 1.1219 | 1.9686 | 2.146 | 4.4304 | 3.9349 | 3.8551 | 3.6779 | 2.6568 | 2.3641 | 1.6716 | 1.2515 | 0.60163 | 0.20972 | 52.4224 | 51.1454 | 50.2189 | 49.4252 | 48.9363 | 47.8959 | 48.1868 | 48.4109 | 48.9121 | 52.5144 | 57.0121 | 59.9924 | 61.6777 | 62.9196 | 63.4085 | 63.7418 | 62.9693 | 60.7707 | 58.7144 | 57.0608 | 55.2968 | 53.1511 | 51.2054 | 49.8831 | 4.1191 | 3.9527 | 4.2482 | 5.0453 | 4.5513 | 4.8056 | 4.3204 | 4.56 | 5.628 | 6.2885 | 5.9404 | 4.9766 | 5.2865 | 5.2688 | 4.4073 | 4.3817 | 3.9096 | 4.1395 | 4.1215 | 4.9067 | 5.2815 | 5.4 | 4.6959 | 3.822
Portfolio Adjusted1-in-2AllSouth of Lugo2015Typical Event Day | Portfolio Adjusted | 1-in-2 | All | South of Lugo | 2015 | Typical Event Day | 8 | 123.3138 | 118.544 | 114.4189 | 115.3954 | 122.9992 | 146.7093 | 172.8856 | 192.5149 | 208.143 | 220.9902 | 231.8119 | 233.6024 | 229.3126 | 231.2338 | 229.3711 | 222.6019 | 213.6625 | 202.5295 | 183.3968 | 176.4378 | 168.84 | 157.8108 | 142.962 | 132.9781 | -0.46835 | -0.033363 | -0.087651 | -0.47878 | -1.5206 | -1.2691 | -0.9795 | -0.58975 | -0.41032 | 0.31639 | 0.66887 | 0.7799 | 1.7045 | 2.0937 | 4.9318 | 4.4023 | 4.2827 | 3.8105 | 2.403 | 1.7505 | 1.4397 | 1.2957 | 0.60571 | 0.29508 | 68.1806 | 67.4404 | 66.9875 | 66.7868 | 66.4783 | 65.8461 | 65.6027 | 65.9608 | 68.0451 | 71.9132 | 75.7651 | 79.8705 | 81.9591 | 82.6753 | 83.4816 | 83.6959 | 84.7 | 84.7612 | 84.45 | 81.3262 | 77.0773 | 73.6023 | 71.7803 | 70.7233 | 4.9371 | 4.6914 | 5.0552 | 6.0329 | 5.5442 | 6.0384 | 5.2894 | 5.5934 | 6.9586 | 7.8233 | 7.6389 | 6.426 | 6.8251 | 6.8695 | 5.7967 | 5.8373 | 5.1202 | 5.1236 | 4.8779 | 5.8102 | 6.2965 | 6.4705 | 5.6545 | 4.6648
Portfolio Adjusted1-in-2AllSouth of Lugo2016January Monthly Peak | Portfolio Adjusted | 1-in-2 | All | South of Lugo | 2016 | January Monthly Peak | 1 | 97.386 | 94.9761 | 92.3581 | 92.0515 | 97.3265 | 112.1918 | 136.6794 | 152.0517 | 161.5005 | 168.4776 | 168.9823 | 168.9128 | 164.7566 | 165.198 | 161.7325 | 155.0975 | 149.3077 | 150.7159 | 144.4126 | 140.2056 | 132.6105 | 124.6891 | 114.0782 | 105.2877 | -0.30589 | 0.0018575 | 0.027277 | -0.537 | -1.4381 | -0.80991 | -0.55953 | -0.0059107 | -0.31902 | 0.25052 | 0.49536 | 1.0828 | 1.8877 | 2.0665 | 4.2476 | 3.7758 | 3.6473 | 3.5021 | 2.5597 | 2.2997 | 1.6181 | 1.2248 | 0.59761 | 0.20951 | 48.2571 | 47.2561 | 46.0388 | 45.5447 | 45.365 | 45.7023 | 45.448 | 45.6186 | 46.5448 | 48.6425 | 52.4297 | 55.3131 | 56.9851 | 58.2517 | 58.6507 | 58.7574 | 58.625 | 57.04 | 55.5201 | 54.0457 | 53.2113 | 52.0369 | 51.0729 | 49.6362 | 4.0307 | 3.8857 | 4.2184 | 4.975 | 4.5352 | 4.7737 | 4.3229 | 4.567 | 5.5816 | 6.1657 | 5.7566 | 4.8034 | 5.0694 | 5.0735 | 4.2254 | 4.2045 | 3.6988 | 3.9416 | 3.9708 | 4.773 | 5.1124 | 5.2851 | 4.6645 | 3.8182
Portfolio Adjusted1-in-2AllSouth of Lugo2016February Monthly Peak | Portfolio Adjusted | 1-in-2 | All | South of Lugo | 2016 | February Monthly Peak | 2 | 100.8649 | 98.0911 | 94.5218 | 95.0485 | 99.87 | 115.6073 | 139.4258 | 154.6516 | 165.4931 | 173.3518 | 176.0184 | 178.6541 | 176.3228 | 177.4884 | 174.9706 | 167.6704 | 160.5977 | 158.052 | 152.03 | 146.1715 | 138.0909 | 128.1537 | 117.0678 | 109.1568 | -0.31681 | 0.0019184 | 0.027916 | -0.55448 | -1.4757 | -0.83456 | -0.57077 | -0.0060118 | -0.32691 | 0.25776 | 0.51598 | 1.1453 | 2.0203 | 2.2202 | 4.5953 | 4.0818 | 3.9231 | 3.6725 | 2.6947 | 2.3975 | 1.685 | 1.2589 | 0.61327 | 0.21721 | 51.5801 | 51.2908 | 51.0151 | 50.7492 | 50.4263 | 50.0006 | 49.7455 | 49.7201 | 50.4744 | 52.5863 | 54.3533 | 56.0894 | 56.6731 | 56.7465 | 56.7179 | 55.6321 | 55.5324 | 55.2548 | 53.8643 | 52.8989 | 52.0733 | 51.8532 | 50.6041 | 49.1464 | 4.1747 | 4.0131 | 4.3172 | 5.137 | 4.6537 | 4.919 | 4.4098 | 4.6451 | 5.7196 | 6.3441 | 5.9963 | 5.0805 | 5.4252 | 5.451 | 4.5713 | 4.5453 | 3.9785 | 4.1335 | 4.1802 | 4.9761 | 5.3237 | 5.432 | 4.7867 | 3.9585
Portfolio Adjusted1-in-2AllSouth of Lugo2016March Monthly Peak | Portfolio Adjusted | 1-in-2 | All | South of Lugo | 2016 | March Monthly Peak | 3 | 104.3869 | 100.1425 | 95.9473 | 95.6281 | 100.52 | 116.8528 | 141.7899 | 158.1403 | 168.8562 | 177.8105 | 180.6721 | 182.7051 | 179.7799 | 181.3503 | 180.3171 | 173.8831 | 167.1507 | 161.9796 | 155.0968 | 152.742 | 144.0299 | 134.2806 | 121.6937 | 112.4901 | -0.32788 | 0.0019585 | 0.028337 | -0.55786 | -1.4853 | -0.84355 | -0.58045 | -0.0061474 | -0.33355 | 0.26439 | 0.52962 | 1.1712 | 2.0599 | 2.2685 | 4.7357 | 4.2331 | 4.0832 | 3.7638 | 2.7491 | 2.5053 | 1.7575 | 1.319 | 0.63751 | 0.22384 | 51.7793 | 50.5458 | 49.2185 | 48.6657 | 48.4079 | 47.8269 | 47.6394 | 48.0757 | 50.5868 | 52.7016 | 55.0276 | 57.2016 | 58.0999 | 59.1236 | 59.1543 | 59.8265 | 59.4334 | 58.1963 | 56.5906 | 54.8978 | 54.1611 | 53.2276 | 52.1777 | 51.0805 | 4.3205 | 4.0971 | 4.3823 | 5.1683 | 4.684 | 4.972 | 4.4846 | 4.7499 | 5.8359 | 6.5073 | 6.1548 | 5.1957 | 5.5316 | 5.5696 | 4.711 | 4.7138 | 4.1409 | 4.2362 | 4.2646 | 5.1998 | 5.5527 | 5.6917 | 4.9759 | 4.0794
Portfolio Adjusted1-in-2AllSouth of Lugo2016April Monthly Peak | Portfolio Adjusted | 1-in-2 | All | South of Lugo | 2016 | April Monthly Peak | 4 | 110.4648 | 106.2857 | 102.1362 | 101.7256 | 108.4791 | 125.6763 | 149.891 | 167.5789 | 181.8216 | 194.1988 | 203.6861 | 207.8987 | 206.2598 | 208.2855 | 206.0885 | 198.859 | 189.6378 | 179.421 | 165.7609 | 162.0658 | 155.096 | 143.8635 | 129.9892 | 120.1147 | -0.34697 | 0.0020787 | 0.030165 | -0.59344 | -1.6029 | -0.90725 | -0.61361 | -0.0065143 | -0.35916 | 0.28876 | 0.59709 | 1.3327 | 2.3633 | 2.6055 | 5.4125 | 4.8411 | 4.6325 | 4.1691 | 2.9381 | 2.6582 | 1.8925 | 1.4132 | 0.68096 | 0.23902 | 62.0216 | 61.5627 | 60.792 | 59.6741 | 58.844 | 58.051 | 57.5628 | 57.7686 | 59.4381 | 62.7784 | 65.7757 | 69.0286 | 71.6382 | 73.6379 | 74.2912 | 74.1973 | 74.4516 | 73.5097 | 72.6029 | 70.6896 | 67.1717 | 65.5142 | 63.9008 | 61.7803 | 4.572 | 4.3484 | 4.665 | 5.4979 | 5.0549 | 5.3474 | 4.7408 | 5.0334 | 6.284 | 7.1071 | 6.9388 | 5.9121 | 6.3464 | 6.3968 | 5.3843 | 5.3908 | 4.698 | 4.6923 | 4.5578 | 5.5172 | 5.9793 | 6.0979 | 5.315 | 4.3559
Portfolio Adjusted1-in-2AllSouth of Lugo2016May Monthly Peak | Portfolio Adjusted | 1-in-2 | All | South of Lugo | 2016 | May Monthly Peak | 5 | 108.8857 | 104.5268 | 100.8496 | 100.7246 | 107.6541 | 125.2932 | 148.4724 | 168.608 | 181.9897 | 193.0474 | 201.7076 | 204.1927 | 201.2101 | 202.6185 | 200.377 | 192.8347 | 183.5303 | 174.9689 | 162.0174 | 156.967 | 152.7095 | 141.8669 | 128.1082 | 118.5718 | -0.34201 | 0.0020443 | 0.029785 | -0.5876 | -1.5907 | -0.90448 | -0.6078 | -0.0065543 | -0.3595 | 0.28705 | 0.59129 | 1.309 | 2.3054 | 2.5346 | 5.2625 | 4.6945 | 4.4833 | 4.0656 | 2.8717 | 2.5746 | 1.8634 | 1.3936 | 0.67111 | 0.23595 | 59.0627 | 59.1477 | 59.1541 | 58.5289 | 57.992 | 58.0056 | 58.3308 | 58.9475 | 59.7166 | 61.5097 | 64.5488 | 67.5142 | 70.1001 | 71.0603 | 70.7938 | 71.6764 | 71.8108 | 70.6849 | 68.7442 | 66.037 | 63.1117 | 60.7754 | 60.2656 | 59.9074 | 4.5067 | 4.2764 | 4.6062 | 5.4438 | 5.0164 | 5.3311 | 4.6959 | 5.0643 | 6.2898 | 7.0649 | 6.8714 | 5.8067 | 6.191 | 6.2227 | 5.235 | 5.2275 | 4.5467 | 4.5759 | 4.4549 | 5.3437 | 5.8873 | 6.0132 | 5.2381 | 4.2999
Portfolio Adjusted1-in-2AllSouth of Lugo2016June Monthly Peak | Portfolio Adjusted | 1-in-2 | All | South of Lugo | 2016 | June Monthly Peak | 6 | 115.1442 | 110.5097 | 106.8299 | 107.1459 | 115.0179 | 133.577 | 156.5551 | 177.5821 | 192.0149 | 205.6759 | 216.0621 | 216.5886 | 211.4426 | 213.0053 | 211.0708 | 205.154 | 195.8206 | 186.123 | 169.9332 | 163.3423 | 158.2351 | 147.2599 | 133.5101 | 124.0395 | -0.36166 | 0.0021613 | 0.031551 | -0.62506 | -1.6995 | -0.96428 | -0.64089 | -0.0069032 | -0.3793 | 0.30583 | 0.63337 | 1.3885 | 2.4227 | 2.6645 | 5.5434 | 4.9944 | 4.7835 | 4.3248 | 3.012 | 2.6792 | 1.9308 | 1.4465 | 0.69941 | 0.24683 | 62.728 | 62.6395 | 62.1966 | 61.5739 | 61.3758 | 60.8948 | 60.4487 | 60.9883 | 63.0666 | 67.5658 | 71.8597 | 75.5484 | 76.1207 | 76.0524 | 77.5097 | 77.6793 | 79.1175 | 79.2388 | 79.1225 | 75.4981 | 71.1836 | 67.4153 | 65.8187 | 64.6027 | 4.7657 | 4.5212 | 4.8794 | 5.7908 | 5.3596 | 5.6836 | 4.9516 | 5.3338 | 6.6362 | 7.5271 | 7.3604 | 6.1592 | 6.5058 | 6.5417 | 5.5144 | 5.5615 | 4.8511 | 4.8676 | 4.6725 | 5.5607 | 6.1003 | 6.2418 | 5.459 | 4.4982
Portfolio Adjusted1-in-2AllSouth of Lugo2016July Monthly Peak | Portfolio Adjusted | 1-in-2 | All | South of Lugo | 2016 | July Monthly Peak | 7 | 119.4288 | 114.4224 | 110.6341 | 111.7358 | 120.2338 | 141.6778 | 166.8053 | 188.4431 | 204.6547 | 217.4224 | 227.967 | 228.8216 | 224.899 | 226.7222 | 224.1884 | 217.8796 | 208.9299 | 197.578 | 178.9627 | 169.9634 | 163.8859 | 152.3752 | 138.5789 | 129.4011 | -0.46568 | -0.037504 | -0.10283 | -0.43462 | -1.4418 | -1.2568 | -0.9854 | -0.66501 | -0.40331 | 0.30944 | 0.65616 | 0.65574 | 1.5324 | 1.9323 | 4.6561 | 4.1557 | 4.0469 | 3.5828 | 2.2175 | 1.5167 | 1.3047 | 1.2133 | 0.56577 | 0.29171 | 69.5962 | 68.8608 | 68.5528 | 68.4381 | 68.0143 | 67.1614 | 67.0851 | 68.0314 | 70.7341 | 73.3983 | 76.0196 | 79.4256 | 80.9244 | 81.3919 | 82.2106 | 82.4131 | 83.145 | 83.3831 | 83.7975 | 82.2812 | 79.0713 | 74.8733 | 72.3861 | 71.5011 | 4.7697 | 4.5172 | 4.876 | 5.8272 | 5.4062 | 5.8169 | 5.0908 | 5.4616 | 6.8251 | 7.678 | 7.4937 | 6.2789 | 6.6773 | 6.7189 | 5.6518 | 5.6994 | 4.9944 | 4.986 | 4.7483 | 5.5832 | 6.0967 | 6.2322 | 5.4676 | 4.5281
Portfolio Adjusted1-in-2AllSouth of Lugo2016August Monthly Peak | Portfolio Adjusted | 1-in-2 | All | South of Lugo | 2016 | August Monthly Peak | 8 | 124.1355 | 119.3692 | 115.2875 | 116.4592 | 124.2148 | 148.2516 | 174.8297 | 195.0372 | 211.9816 | 226.0241 | 237.7036 | 239.6504 | 235.3806 | 237.327 | 235.0959 | 227.9013 | 218.5082 | 206.803 | 186.6267 | 179.0212 | 170.9051 | 159.5076 | 144.6736 | 134.4911 | -0.51465 | -0.052614 | -0.15309 | -0.37934 | -1.377 | -1.3948 | -1.136 | -0.90973 | -0.41743 | 0.31699 | 0.68008 | 0.4104 | 1.2482 | 1.7149 | 4.4624 | 3.9561 | 3.8728 | 3.4068 | 1.9887 | 1.162 | 1.1248 | 1.1735 | 0.53624 | 0.31476 | 70.2711 | 68.8192 | 68.2746 | 68.5935 | 68.5447 | 67.7027 | 67.486 | 67.4838 | 69.3112 | 73.5675 | 77.9981 | 82.4969 | 84.8881 | 85.5381 | 85.7981 | 85.8087 | 87.2431 | 88.4294 | 87.59 | 82.5681 | 76.8792 | 74.1733 | 72.8661 | 71.6173 | 4.9435 | 4.6989 | 5.0665 | 6.0561 | 5.5692 | 6.0694 | 5.3204 | 5.6365 | 7.0492 | 7.9589 | 7.7913 | 6.5572 | 6.9684 | 7.013 | 5.9098 | 5.9444 | 5.2084 | 5.2038 | 4.9374 | 5.8639 | 6.3395 | 6.5052 | 5.6917 | 4.6927
Portfolio Adjusted1-in-2AllSouth of Lugo2016September Monthly Peak | Portfolio Adjusted | 1-in-2 | All | South of Lugo | 2016 | September Monthly Peak | 9 | 120.8289 | 116.3828 | 112.6779 | 113.7062 | 120.8007 | 145.672 | 174.0519 | 195.1487 | 214.9217 | 230.0925 | 241.9507 | 244.1587 | 241.2435 | 242.9637 | 238.5411 | 229.5277 | 217.8574 | 205.6085 | 186.2921 | 181.7686 | 171.0468 | 157.8403 | 141.5485 | 130.986 | -0.51209 | -0.056217 | -0.16642 | -0.34347 | -1.2982 | -1.3998 | -1.1693 | -0.99314 | -0.4231 | 0.32091 | 0.69066 | 0.31278 | 1.1429 | 1.6377 | 4.3683 | 3.837 | 3.7271 | 3.2595 | 1.8642 | 1.0144 | 1.0374 | 1.1255 | 0.50474 | 0.31077 | 70.1272 | 69.4421 | 68.9259 | 68.5419 | 67.9782 | 67.6254 | 67.3909 | 67.3399 | 69.0684 | 73.1212 | 77.1831 | 82.0113 | 85.9031 | 87.7188 | 88.4081 | 88.8825 | 89.2944 | 87.9937 | 87.29 | 84.9575 | 81.175 | 77.9473 | 76.0504 | 75.1719 | 4.8122 | 4.5818 | 4.9522 | 5.9134 | 5.4166 | 5.9643 | 5.2971 | 5.6402 | 7.1475 | 8.1028 | 7.9312 | 6.6811 | 7.1426 | 7.1802 | 5.9969 | 5.9873 | 5.1933 | 5.1742 | 4.929 | 5.9544 | 6.3453 | 6.4378 | 5.5692 | 4.5708
Portfolio Adjusted1-in-2AllSouth of Lugo2016October Monthly Peak | Portfolio Adjusted | 1-in-2 | All | South of Lugo | 2016 | October Monthly Peak | 10 | 114.4115 | 111.5139 | 107.2825 | 107.7058 | 114.1701 | 133.6776 | 160.1917 | 178.5371 | 193.07 | 208.5303 | 220.6755 | 224.6556 | 223.701 | 225.5383 | 222.7958 | 212.4807 | 201.6256 | 188.9671 | 178.0967 | 169.9788 | 160.4236 | 148.523 | 133.2245 | 122.3402 | -0.35936 | 0.0021809 | 0.031684 | -0.62832 | -1.687 | -0.96501 | -0.65578 | -0.0069403 | -0.38138 | 0.31007 | 0.64689 | 1.4402 | 2.5631 | 2.8213 | 5.8513 | 5.1727 | 4.9253 | 4.3909 | 3.1567 | 2.788 | 1.9575 | 1.4589 | 0.69791 | 0.24344 | 64.2317 | 63.9378 | 63.7186 | 62.4885 | 61.8845 | 61.2489 | 60.6774 | 60.7531 | 61.6092 | 64.6975 | 68.7845 | 74.3456 | 80.4075 | 83.595 | 82.4506 | 81.9206 | 82.2594 | 81.2925 | 78.4805 | 74.2435 | 71.8934 | 70.3001 | 68.6211 | 66.9726 | 4.7354 | 4.5623 | 4.9 | 5.8211 | 5.3201 | 5.6879 | 5.0666 | 5.3625 | 6.6727 | 7.6316 | 7.5176 | 6.3886 | 6.883 | 6.9267 | 5.8208 | 5.7601 | 4.9949 | 4.942 | 4.897 | 5.7866 | 6.1847 | 6.2954 | 5.4473 | 4.4366
Portfolio Adjusted1-in-2AllSouth of Lugo2016November Monthly Peak | Portfolio Adjusted | 1-in-2 | All | South of Lugo | 2016 | November Monthly Peak | 11 | 106.1829 | 102.1972 | 98.5546 | 99.6406 | 105.3518 | 121.2239 | 143.8157 | 161.3764 | 174.945 | 188.0296 | 196.3542 | 198.5051 | 196.1498 | 196.8911 | 192.5923 | 182.9365 | 175.4534 | 171.966 | 161.0569 | 154.1862 | 146.6634 | 135.299 | 122.0401 | 112.5483 | -0.33352 | 0.0019987 | 0.029107 | -0.58127 | -1.5567 | -0.87511 | -0.58874 | -0.0062732 | -0.34558 | 0.27959 | 0.57559 | 1.2725 | 2.2474 | 2.463 | 5.0581 | 4.4535 | 4.286 | 3.9958 | 2.8547 | 2.529 | 1.7896 | 1.329 | 0.63932 | 0.22396 | 59.415 | 58.4442 | 57.6654 | 56.8749 | 55.6888 | 54.5605 | 54.2099 | 54.7634 | 57.0803 | 60.0291 | 64.6271 | 68.9604 | 72.1861 | 74.0539 | 75.4382 | 74.7963 | 72.523 | 69.6592 | 67.3537 | 66.3248 | 65.2132 | 65.0301 | 64.4504 | 64.7662 | 4.3948 | 4.1811 | 4.5014 | 5.3852 | 4.9092 | 5.158 | 4.5486 | 4.8471 | 6.0463 | 6.8813 | 6.6891 | 5.645 | 6.0353 | 6.0469 | 5.0317 | 4.9592 | 4.3466 | 4.4974 | 4.4284 | 5.249 | 5.6542 | 5.7348 | 4.99 | 4.0815
Portfolio Adjusted1-in-2AllSouth of Lugo2016December Monthly Peak | Portfolio Adjusted | 1-in-2 | All | South of Lugo | 2016 | December Monthly Peak | 12 | 99.5223 | 96.6139 | 93.0118 | 93.351 | 97.6722 | 112.9419 | 136.5989 | 151.8178 | 162.8421 | 171.8325 | 174.3789 | 175.0014 | 171.8124 | 171.5569 | 168.6925 | 161.6335 | 157.8136 | 158.2815 | 149.8943 | 144.1322 | 136.9951 | 127.3997 | 114.8458 | 105.3928 | -0.3126 | 0.0018895 | 0.02747 | -0.54458 | -1.4432 | -0.81532 | -0.5592 | -0.0059017 | -0.32167 | 0.2555 | 0.51118 | 1.1219 | 1.9686 | 2.146 | 4.4304 | 3.9349 | 3.8551 | 3.6779 | 2.6568 | 2.3641 | 1.6716 | 1.2515 | 0.60163 | 0.20972 | 52.4224 | 51.1454 | 50.2189 | 49.4252 | 48.9363 | 47.8959 | 48.1868 | 48.4109 | 48.9121 | 52.5144 | 57.0121 | 59.9924 | 61.6777 | 62.9196 | 63.4085 | 63.7418 | 62.9693 | 60.7707 | 58.7144 | 57.0608 | 55.2968 | 53.1511 | 51.2054 | 49.8831 | 4.1191 | 3.9527 | 4.2482 | 5.0453 | 4.5513 | 4.8056 | 4.3204 | 4.56 | 5.628 | 6.2885 | 5.9404 | 4.9766 | 5.2865 | 5.2688 | 4.4073 | 4.3817 | 3.9096 | 4.1395 | 4.1215 | 4.9067 | 5.2815 | 5.4 | 4.6959 | 3.822
Portfolio Adjusted1-in-2AllSouth of Lugo2016Typical Event Day | Portfolio Adjusted | 1-in-2 | All | South of Lugo | 2016 | Typical Event Day | 8 | 123.3138 | 118.544 | 114.4189 | 115.3954 | 122.9992 | 146.7093 | 172.8856 | 192.5149 | 208.143 | 220.9902 | 231.8119 | 233.6024 | 229.3126 | 231.2338 | 229.3711 | 222.6019 | 213.6625 | 202.5295 | 183.3968 | 176.4378 | 168.84 | 157.8108 | 142.962 | 132.9781 | -0.46835 | -0.033363 | -0.087651 | -0.47878 | -1.5206 | -1.2691 | -0.9795 | -0.58975 | -0.41032 | 0.31639 | 0.66887 | 0.7799 | 1.7045 | 2.0937 | 4.9318 | 4.4023 | 4.2827 | 3.8105 | 2.403 | 1.7505 | 1.4397 | 1.2957 | 0.60571 | 0.29508 | 68.1806 | 67.4404 | 66.9875 | 66.7868 | 66.4783 | 65.8461 | 65.6027 | 65.9608 | 68.0451 | 71.9132 | 75.7651 | 79.8705 | 81.9591 | 82.6753 | 83.4816 | 83.6959 | 84.7 | 84.7612 | 84.45 | 81.3262 | 77.0773 | 73.6023 | 71.7803 | 70.7233 | 4.9371 | 4.6914 | 5.0552 | 6.0329 | 5.5442 | 6.0384 | 5.2894 | 5.5934 | 6.9586 | 7.8233 | 7.6389 | 6.426 | 6.8251 | 6.8695 | 5.7967 | 5.8373 | 5.1202 | 5.1236 | 4.8779 | 5.8102 | 6.2965 | 6.4705 | 5.6545 | 4.6648
Portfolio Adjusted1-in-2AllSouth of Lugo2017January Monthly Peak | Portfolio Adjusted | 1-in-2 | All | South of Lugo | 2017 | January Monthly Peak | 1 | 97.386 | 94.9761 | 92.3581 | 92.0515 | 97.3265 | 112.1918 | 136.6794 | 152.0517 | 161.5005 | 168.4776 | 168.9823 | 168.9128 | 164.7566 | 165.198 | 161.7325 | 155.0975 | 149.3077 | 150.7159 | 144.4126 | 140.2055 | 132.6105 | 124.6891 | 114.0782 | 105.2877 | -0.30589 | 0.0018575 | 0.027277 | -0.537 | -1.4381 | -0.80991 | -0.55953 | -0.0059107 | -0.31902 | 0.25052 | 0.49536 | 1.0828 | 1.8877 | 2.0665 | 4.2476 | 3.7758 | 3.6473 | 3.5021 | 2.5597 | 2.2997 | 1.6181 | 1.2248 | 0.59761 | 0.20951 | 48.2571 | 47.2561 | 46.0388 | 45.5447 | 45.365 | 45.7023 | 45.448 | 45.6186 | 46.5448 | 48.6425 | 52.4297 | 55.3131 | 56.9851 | 58.2517 | 58.6508 | 58.7574 | 58.625 | 57.04 | 55.5201 | 54.0457 | 53.2112 | 52.0369 | 51.0729 | 49.6362 | 4.0307 | 3.8857 | 4.2184 | 4.975 | 4.5352 | 4.7737 | 4.3229 | 4.567 | 5.5816 | 6.1657 | 5.7566 | 4.8034 | 5.0694 | 5.0735 | 4.2254 | 4.2045 | 3.6988 | 3.9416 | 3.9708 | 4.773 | 5.1124 | 5.2851 | 4.6645 | 3.8182
Portfolio Adjusted1-in-2AllSouth of Lugo2017February Monthly Peak | Portfolio Adjusted | 1-in-2 | All | South of Lugo | 2017 | February Monthly Peak | 2 | 100.8649 | 98.0911 | 94.5218 | 95.0485 | 99.87 | 115.6073 | 139.4258 | 154.6516 | 165.4931 | 173.3518 | 176.0184 | 178.6541 | 176.3228 | 177.4884 | 174.9706 | 167.6704 | 160.5977 | 158.052 | 152.03 | 146.1715 | 138.0909 | 128.1537 | 117.0678 | 109.1568 | -0.31681 | 0.0019184 | 0.027916 | -0.55448 | -1.4757 | -0.83456 | -0.57077 | -0.0060118 | -0.32691 | 0.25776 | 0.51598 | 1.1453 | 2.0203 | 2.2202 | 4.5953 | 4.0818 | 3.9231 | 3.6725 | 2.6947 | 2.3975 | 1.685 | 1.2589 | 0.61327 | 0.21721 | 51.5801 | 51.2908 | 51.0151 | 50.7492 | 50.4263 | 50.0006 | 49.7455 | 49.7201 | 50.4744 | 52.5863 | 54.3533 | 56.0894 | 56.6731 | 56.7465 | 56.7179 | 55.6321 | 55.5324 | 55.2548 | 53.8643 | 52.8989 | 52.0733 | 51.8533 | 50.6041 | 49.1464 | 4.1747 | 4.0131 | 4.3172 | 5.137 | 4.6537 | 4.919 | 4.4098 | 4.6451 | 5.7196 | 6.3441 | 5.9963 | 5.0805 | 5.4252 | 5.451 | 4.5713 | 4.5453 | 3.9785 | 4.1335 | 4.1802 | 4.9761 | 5.3237 | 5.432 | 4.7867 | 3.9585
Portfolio Adjusted1-in-2AllSouth of Lugo2017March Monthly Peak | Portfolio Adjusted | 1-in-2 | All | South of Lugo | 2017 | March Monthly Peak | 3 | 104.3869 | 100.1425 | 95.9473 | 95.6281 | 100.52 | 116.8528 | 141.7899 | 158.1403 | 168.8562 | 177.8105 | 180.6721 | 182.7051 | 179.7799 | 181.3503 | 180.3171 | 173.8831 | 167.1507 | 161.9796 | 155.0968 | 152.742 | 144.0299 | 134.2806 | 121.6937 | 112.4901 | -0.32788 | 0.0019585 | 0.028337 | -0.55786 | -1.4853 | -0.84355 | -0.58045 | -0.0061474 | -0.33355 | 0.26439 | 0.52962 | 1.1712 | 2.0599 | 2.2685 | 4.7357 | 4.2331 | 4.0832 | 3.7638 | 2.7491 | 2.5053 | 1.7575 | 1.319 | 0.63751 | 0.22384 | 51.7793 | 50.5458 | 49.2185 | 48.6657 | 48.4079 | 47.8269 | 47.6394 | 48.0757 | 50.5867 | 52.7016 | 55.0276 | 57.2016 | 58.0999 | 59.1236 | 59.1543 | 59.8265 | 59.4334 | 58.1963 | 56.5906 | 54.8978 | 54.1611 | 53.2276 | 52.1777 | 51.0805 | 4.3205 | 4.0971 | 4.3823 | 5.1683 | 4.684 | 4.972 | 4.4846 | 4.7499 | 5.8359 | 6.5073 | 6.1548 | 5.1957 | 5.5316 | 5.5696 | 4.711 | 4.7138 | 4.1409 | 4.2362 | 4.2646 | 5.1998 | 5.5527 | 5.6917 | 4.9759 | 4.0794
Portfolio Adjusted1-in-2AllSouth of Lugo2017April Monthly Peak | Portfolio Adjusted | 1-in-2 | All | South of Lugo | 2017 | April Monthly Peak | 4 | 110.4648 | 106.2857 | 102.1362 | 101.7256 | 108.4791 | 125.6763 | 149.891 | 167.5789 | 181.8216 | 194.1988 | 203.6861 | 207.8987 | 206.2598 | 208.2855 | 206.0885 | 198.859 | 189.6378 | 179.421 | 165.7609 | 162.0658 | 155.096 | 143.8635 | 129.9892 | 120.1147 | -0.34697 | 0.0020787 | 0.030165 | -0.59344 | -1.6029 | -0.90725 | -0.61361 | -0.0065143 | -0.35916 | 0.28876 | 0.59709 | 1.3327 | 2.3633 | 2.6055 | 5.4125 | 4.8411 | 4.6325 | 4.1691 | 2.9381 | 2.6582 | 1.8925 | 1.4132 | 0.68096 | 0.23902 | 62.0216 | 61.5627 | 60.792 | 59.6741 | 58.844 | 58.051 | 57.5628 | 57.7686 | 59.4381 | 62.7784 | 65.7757 | 69.0286 | 71.6383 | 73.6379 | 74.2913 | 74.1973 | 74.4516 | 73.5098 | 72.6029 | 70.6896 | 67.1717 | 65.5142 | 63.9007 | 61.7803 | 4.572 | 4.3484 | 4.665 | 5.4979 | 5.0549 | 5.3474 | 4.7408 | 5.0334 | 6.284 | 7.1071 | 6.9388 | 5.9121 | 6.3464 | 6.3968 | 5.3843 | 5.3908 | 4.698 | 4.6923 | 4.5578 | 5.5172 | 5.9793 | 6.0979 | 5.315 | 4.3559
Portfolio Adjusted1-in-2AllSouth of Lugo2017May Monthly Peak | Portfolio Adjusted | 1-in-2 | All | South of Lugo | 2017 | May Monthly Peak | 5 | 108.8857 | 104.5268 | 100.8496 | 100.7246 | 107.6541 | 125.2932 | 148.4724 | 168.608 | 181.9897 | 193.0474 | 201.7076 | 204.1927 | 201.2101 | 202.6185 | 200.377 | 192.8347 | 183.5303 | 174.9689 | 162.0174 | 156.967 | 152.7095 | 141.8669 | 128.1082 | 118.5718 | -0.34201 | 0.0020443 | 0.029785 | -0.5876 | -1.5907 | -0.90448 | -0.6078 | -0.0065543 | -0.3595 | 0.28705 | 0.59129 | 1.309 | 2.3054 | 2.5346 | 5.2625 | 4.6945 | 4.4833 | 4.0656 | 2.8717 | 2.5746 | 1.8634 | 1.3936 | 0.67111 | 0.23595 | 59.0627 | 59.1477 | 59.1541 | 58.5289 | 57.992 | 58.0056 | 58.3307 | 58.9475 | 59.7166 | 61.5097 | 64.5488 | 67.5142 | 70.1001 | 71.0603 | 70.7938 | 71.6764 | 71.8108 | 70.6849 | 68.7442 | 66.037 | 63.1117 | 60.7754 | 60.2656 | 59.9074 | 4.5067 | 4.2764 | 4.6062 | 5.4438 | 5.0164 | 5.3311 | 4.6959 | 5.0643 | 6.2898 | 7.0649 | 6.8714 | 5.8067 | 6.191 | 6.2227 | 5.235 | 5.2275 | 4.5467 | 4.5759 | 4.4549 | 5.3437 | 5.8873 | 6.0132 | 5.2381 | 4.2999
Portfolio Adjusted1-in-2AllSouth of Lugo2017June Monthly Peak | Portfolio Adjusted | 1-in-2 | All | South of Lugo | 2017 | June Monthly Peak | 6 | 115.1442 | 110.5097 | 106.8299 | 107.1459 | 115.0179 | 133.577 | 156.5551 | 177.5821 | 192.0149 | 205.6759 | 216.0621 | 216.5886 | 211.4426 | 213.0053 | 211.0708 | 205.154 | 195.8206 | 186.123 | 169.9332 | 163.3423 | 158.2351 | 147.2599 | 133.5101 | 124.0395 | -0.36166 | 0.0021613 | 0.031551 | -0.62506 | -1.6995 | -0.96428 | -0.64089 | -0.0069032 | -0.3793 | 0.30583 | 0.63337 | 1.3885 | 2.4227 | 2.6645 | 5.5434 | 4.9944 | 4.7835 | 4.3248 | 3.012 | 2.6792 | 1.9308 | 1.4465 | 0.69941 | 0.24683 | 62.728 | 62.6395 | 62.1966 | 61.5739 | 61.3757 | 60.8948 | 60.4487 | 60.9883 | 63.0666 | 67.5658 | 71.8598 | 75.5484 | 76.1207 | 76.0524 | 77.5097 | 77.6793 | 79.1175 | 79.2388 | 79.1225 | 75.4981 | 71.1836 | 67.4153 | 65.8187 | 64.6027 | 4.7657 | 4.5212 | 4.8794 | 5.7908 | 5.3596 | 5.6836 | 4.9516 | 5.3338 | 6.6362 | 7.5271 | 7.3604 | 6.1592 | 6.5058 | 6.5417 | 5.5144 | 5.5615 | 4.8511 | 4.8676 | 4.6725 | 5.5607 | 6.1003 | 6.2418 | 5.459 | 4.4982
Portfolio Adjusted1-in-2AllSouth of Lugo2017July Monthly Peak | Portfolio Adjusted | 1-in-2 | All | South of Lugo | 2017 | July Monthly Peak | 7 | 119.4288 | 114.4224 | 110.6341 | 111.7358 | 120.2338 | 141.6778 | 166.8053 | 188.4431 | 204.6547 | 217.4224 | 227.967 | 228.8216 | 224.899 | 226.7222 | 224.1884 | 217.8796 | 208.9299 | 197.578 | 178.9627 | 169.9634 | 163.8859 | 152.3752 | 138.5789 | 129.4011 | -0.46568 | -0.037504 | -0.10283 | -0.43462 | -1.4418 | -1.2568 | -0.9854 | -0.66501 | -0.40331 | 0.30944 | 0.65616 | 0.65574 | 1.5324 | 1.9323 | 4.6561 | 4.1557 | 4.0469 | 3.5828 | 2.2175 | 1.5167 | 1.3047 | 1.2133 | 0.56577 | 0.29171 | 69.5962 | 68.8608 | 68.5527 | 68.4381 | 68.0143 | 67.1614 | 67.0851 | 68.0314 | 70.7341 | 73.3983 | 76.0196 | 79.4256 | 80.9244 | 81.3919 | 82.2106 | 82.4131 | 83.145 | 83.3831 | 83.7975 | 82.2812 | 79.0713 | 74.8733 | 72.3861 | 71.5011 | 4.7697 | 4.5172 | 4.876 | 5.8272 | 5.4062 | 5.8169 | 5.0908 | 5.4616 | 6.8251 | 7.678 | 7.4937 | 6.2789 | 6.6773 | 6.7189 | 5.6518 | 5.6994 | 4.9944 | 4.986 | 4.7483 | 5.5832 | 6.0967 | 6.2322 | 5.4676 | 4.5281
Portfolio Adjusted1-in-2AllSouth of Lugo2017August Monthly Peak | Portfolio Adjusted | 1-in-2 | All | South of Lugo | 2017 | August Monthly Peak | 8 | 124.1355 | 119.3692 | 115.2875 | 116.4592 | 124.2148 | 148.2516 | 174.8297 | 195.0372 | 211.9816 | 226.0241 | 237.7036 | 239.6504 | 235.3806 | 237.327 | 235.0958 | 227.9013 | 218.5082 | 206.803 | 186.6267 | 179.0211 | 170.9051 | 159.5076 | 144.6736 | 134.4911 | -0.51465 | -0.052614 | -0.15309 | -0.37934 | -1.377 | -1.3948 | -1.136 | -0.90973 | -0.41743 | 0.31699 | 0.68008 | 0.4104 | 1.2482 | 1.7149 | 4.4624 | 3.9561 | 3.8728 | 3.4068 | 1.9887 | 1.162 | 1.1248 | 1.1735 | 0.53624 | 0.31476 | 70.2711 | 68.8192 | 68.2746 | 68.5935 | 68.5447 | 67.7027 | 67.486 | 67.4838 | 69.3112 | 73.5675 | 77.9981 | 82.4969 | 84.8881 | 85.5381 | 85.7981 | 85.8087 | 87.2431 | 88.4294 | 87.59 | 82.5681 | 76.8792 | 74.1733 | 72.8661 | 71.6173 | 4.9435 | 4.6989 | 5.0665 | 6.0561 | 5.5692 | 6.0694 | 5.3204 | 5.6365 | 7.0492 | 7.9589 | 7.7913 | 6.5572 | 6.9684 | 7.013 | 5.9098 | 5.9444 | 5.2084 | 5.2038 | 4.9374 | 5.8639 | 6.3395 | 6.5052 | 5.6917 | 4.6927
Portfolio Adjusted1-in-2AllSouth of Lugo2017September Monthly Peak | Portfolio Adjusted | 1-in-2 | All | South of Lugo | 2017 | September Monthly Peak | 9 | 120.8289 | 116.3828 | 112.6779 | 113.7062 | 120.8007 | 145.672 | 174.0519 | 195.1487 | 214.9217 | 230.0925 | 241.9507 | 244.1587 | 241.2435 | 242.9637 | 238.5411 | 229.5277 | 217.8574 | 205.6085 | 186.2921 | 181.7686 | 171.0468 | 157.8403 | 141.5485 | 130.9861 | -0.51209 | -0.056217 | -0.16642 | -0.34347 | -1.2982 | -1.3998 | -1.1693 | -0.99314 | -0.4231 | 0.32091 | 0.69066 | 0.31278 | 1.1429 | 1.6377 | 4.3683 | 3.837 | 3.7271 | 3.2595 | 1.8642 | 1.0144 | 1.0374 | 1.1255 | 0.50474 | 0.31077 | 70.1272 | 69.4421 | 68.9259 | 68.5419 | 67.9782 | 67.6254 | 67.3909 | 67.3399 | 69.0684 | 73.1213 | 77.1831 | 82.0113 | 85.9031 | 87.7188 | 88.4081 | 88.8825 | 89.2944 | 87.9937 | 87.29 | 84.9575 | 81.175 | 77.9473 | 76.0504 | 75.1719 | 4.8122 | 4.5818 | 4.9522 | 5.9134 | 5.4166 | 5.9643 | 5.2971 | 5.6402 | 7.1475 | 8.1028 | 7.9312 | 6.6811 | 7.1426 | 7.1802 | 5.9969 | 5.9873 | 5.1933 | 5.1742 | 4.929 | 5.9544 | 6.3453 | 6.4378 | 5.5692 | 4.5708
Portfolio Adjusted1-in-2AllSouth of Lugo2017October Monthly Peak | Portfolio Adjusted | 1-in-2 | All | South of Lugo | 2017 | October Monthly Peak | 10 | 114.4115 | 111.5139 | 107.2825 | 107.7058 | 114.1701 | 133.6776 | 160.1917 | 178.5371 | 193.07 | 208.5303 | 220.6755 | 224.6556 | 223.701 | 225.5383 | 222.7958 | 212.4807 | 201.6256 | 188.9671 | 178.0967 | 169.9788 | 160.4237 | 148.523 | 133.2245 | 122.3402 | -0.35936 | 0.0021809 | 0.031684 | -0.62832 | -1.687 | -0.96501 | -0.65578 | -0.0069403 | -0.38138 | 0.31007 | 0.64689 | 1.4402 | 2.5631 | 2.8213 | 5.8513 | 5.1727 | 4.9253 | 4.3909 | 3.1567 | 2.788 | 1.9575 | 1.4589 | 0.69791 | 0.24344 | 64.2318 | 63.9378 | 63.7186 | 62.4885 | 61.8845 | 61.2489 | 60.6774 | 60.7531 | 61.6092 | 64.6975 | 68.7845 | 74.3456 | 80.4075 | 83.595 | 82.4506 | 81.9206 | 82.2594 | 81.2925 | 78.4805 | 74.2435 | 71.8934 | 70.3001 | 68.6211 | 66.9726 | 4.7354 | 4.5623 | 4.9 | 5.8211 | 5.3201 | 5.6879 | 5.0666 | 5.3625 | 6.6727 | 7.6316 | 7.5176 | 6.3886 | 6.883 | 6.9267 | 5.8208 | 5.7601 | 4.9949 | 4.942 | 4.897 | 5.7866 | 6.1847 | 6.2954 | 5.4473 | 4.4366
Portfolio Adjusted1-in-2AllSouth of Lugo2017November Monthly Peak | Portfolio Adjusted | 1-in-2 | All | South of Lugo | 2017 | November Monthly Peak | 11 | 106.1829 | 102.1972 | 98.5546 | 99.6406 | 105.3518 | 121.2239 | 143.8157 | 161.3764 | 174.945 | 188.0296 | 196.3542 | 198.5051 | 196.1498 | 196.8911 | 192.5923 | 182.9365 | 175.4534 | 171.966 | 161.0569 | 154.1862 | 146.6634 | 135.299 | 122.0401 | 112.5483 | -0.33352 | 0.0019987 | 0.029107 | -0.58127 | -1.5567 | -0.87511 | -0.58874 | -0.0062732 | -0.34558 | 0.27959 | 0.57559 | 1.2725 | 2.2474 | 2.463 | 5.0581 | 4.4535 | 4.286 | 3.9958 | 2.8547 | 2.529 | 1.7896 | 1.329 | 0.63932 | 0.22396 | 59.415 | 58.4442 | 57.6654 | 56.8749 | 55.6888 | 54.5605 | 54.2099 | 54.7634 | 57.0802 | 60.0291 | 64.6271 | 68.9604 | 72.1861 | 74.0539 | 75.4382 | 74.7962 | 72.523 | 69.6592 | 67.3538 | 66.3248 | 65.2132 | 65.0301 | 64.4504 | 64.7662 | 4.3948 | 4.1811 | 4.5014 | 5.3852 | 4.9092 | 5.158 | 4.5486 | 4.8471 | 6.0463 | 6.8813 | 6.6891 | 5.645 | 6.0353 | 6.0469 | 5.0317 | 4.9592 | 4.3466 | 4.4974 | 4.4284 | 5.249 | 5.6542 | 5.7348 | 4.99 | 4.0815
Portfolio Adjusted1-in-2AllSouth of Lugo2017December Monthly Peak | Portfolio Adjusted | 1-in-2 | All | South of Lugo | 2017 | December Monthly Peak | 12 | 99.5223 | 96.6139 | 93.0118 | 93.351 | 97.6722 | 112.9419 | 136.5989 | 151.8178 | 162.8421 | 171.8325 | 174.3789 | 175.0014 | 171.8124 | 171.5569 | 168.6925 | 161.6335 | 157.8136 | 158.2815 | 149.8943 | 144.1322 | 136.9951 | 127.3997 | 114.8458 | 105.3928 | -0.3126 | 0.0018895 | 0.02747 | -0.54458 | -1.4432 | -0.81532 | -0.5592 | -0.0059017 | -0.32167 | 0.2555 | 0.51118 | 1.1219 | 1.9686 | 2.146 | 4.4304 | 3.9349 | 3.8551 | 3.6779 | 2.6568 | 2.3641 | 1.6716 | 1.2515 | 0.60163 | 0.20972 | 52.4224 | 51.1454 | 50.2189 | 49.4252 | 48.9363 | 47.8959 | 48.1868 | 48.4109 | 48.9121 | 52.5144 | 57.0121 | 59.9924 | 61.6777 | 62.9196 | 63.4085 | 63.7418 | 62.9693 | 60.7708 | 58.7144 | 57.0608 | 55.2968 | 53.1511 | 51.2054 | 49.8831 | 4.1191 | 3.9527 | 4.2482 | 5.0453 | 4.5513 | 4.8056 | 4.3204 | 4.56 | 5.628 | 6.2885 | 5.9404 | 4.9766 | 5.2865 | 5.2688 | 4.4073 | 4.3817 | 3.9096 | 4.1395 | 4.1215 | 4.9067 | 5.2815 | 5.4 | 4.6959 | 3.822
Portfolio Adjusted1-in-2AllSouth of Lugo2017Typical Event Day | Portfolio Adjusted | 1-in-2 | All | South of Lugo | 2017 | Typical Event Day | 8 | 123.3138 | 118.544 | 114.4189 | 115.3954 | 122.9992 | 146.7093 | 172.8856 | 192.5149 | 208.143 | 220.9902 | 231.8119 | 233.6024 | 229.3126 | 231.2338 | 229.3711 | 222.6019 | 213.6625 | 202.5295 | 183.3968 | 176.4378 | 168.84 | 157.8108 | 142.962 | 132.9781 | -0.46835 | -0.033363 | -0.087651 | -0.47878 | -1.5206 | -1.2691 | -0.9795 | -0.58975 | -0.41032 | 0.31639 | 0.66887 | 0.7799 | 1.7045 | 2.0937 | 4.9318 | 4.4023 | 4.2827 | 3.8105 | 2.403 | 1.7505 | 1.4397 | 1.2957 | 0.60571 | 0.29508 | 68.1806 | 67.4404 | 66.9875 | 66.7868 | 66.4783 | 65.8461 | 65.6027 | 65.9608 | 68.0451 | 71.9132 | 75.7651 | 79.8705 | 81.9591 | 82.6753 | 83.4816 | 83.6959 | 84.7 | 84.7612 | 84.45 | 81.3263 | 77.0773 | 73.6023 | 71.7803 | 70.7233 | 4.9371 | 4.6914 | 5.0552 | 6.0329 | 5.5442 | 6.0384 | 5.2894 | 5.5934 | 6.9586 | 7.8233 | 7.6389 | 6.426 | 6.8251 | 6.8695 | 5.7967 | 5.8373 | 5.1202 | 5.1236 | 4.8779 | 5.8102 | 6.2965 | 6.4705 | 5.6545 | 4.6648
Portfolio Adjusted1-in-2AllSouth of Lugo2018January Monthly Peak | Portfolio Adjusted | 1-in-2 | All | South of Lugo | 2018 | January Monthly Peak | 1 | 97.386 | 94.9761 | 92.3581 | 92.0515 | 97.3265 | 112.1918 | 136.6794 | 152.0517 | 161.5005 | 168.4776 | 168.9823 | 168.9128 | 164.7566 | 165.198 | 161.7325 | 155.0975 | 149.3077 | 150.7159 | 144.4126 | 140.2056 | 132.6105 | 124.6891 | 114.0782 | 105.2877 | -0.30589 | 0.0018575 | 0.027277 | -0.537 | -1.4381 | -0.80991 | -0.55953 | -0.0059107 | -0.31902 | 0.25052 | 0.49536 | 1.0828 | 1.8877 | 2.0665 | 4.2476 | 3.7758 | 3.6473 | 3.5021 | 2.5597 | 2.2997 | 1.6181 | 1.2248 | 0.59761 | 0.20951 | 48.2571 | 47.2561 | 46.0388 | 45.5447 | 45.365 | 45.7023 | 45.448 | 45.6186 | 46.5448 | 48.6425 | 52.4297 | 55.3131 | 56.9851 | 58.2518 | 58.6508 | 58.7574 | 58.625 | 57.04 | 55.5201 | 54.0458 | 53.2112 | 52.0369 | 51.0729 | 49.6363 | 4.0307 | 3.8857 | 4.2184 | 4.975 | 4.5352 | 4.7737 | 4.3229 | 4.567 | 5.5816 | 6.1657 | 5.7566 | 4.8034 | 5.0694 | 5.0735 | 4.2254 | 4.2045 | 3.6988 | 3.9416 | 3.9708 | 4.773 | 5.1124 | 5.2851 | 4.6645 | 3.8182
Portfolio Adjusted1-in-2AllSouth of Lugo2018February Monthly Peak | Portfolio Adjusted | 1-in-2 | All | South of Lugo | 2018 | February Monthly Peak | 2 | 100.8649 | 98.0911 | 94.5218 | 95.0485 | 99.87 | 115.6073 | 139.4258 | 154.6516 | 165.4931 | 173.3518 | 176.0184 | 178.6541 | 176.3228 | 177.4884 | 174.9706 | 167.6704 | 160.5977 | 158.052 | 152.03 | 146.1715 | 138.0909 | 128.1537 | 117.0678 | 109.1568 | -0.31681 | 0.0019184 | 0.027916 | -0.55448 | -1.4757 | -0.83456 | -0.57077 | -0.0060118 | -0.32691 | 0.25776 | 0.51598 | 1.1453 | 2.0203 | 2.2202 | 4.5953 | 4.0818 | 3.9231 | 3.6725 | 2.6947 | 2.3975 | 1.685 | 1.2589 | 0.61327 | 0.21721 | 51.5801 | 51.2908 | 51.0151 | 50.7493 | 50.4263 | 50.0006 | 49.7455 | 49.7201 | 50.4744 | 52.5863 | 54.3533 | 56.0894 | 56.6731 | 56.7465 | 56.7179 | 55.6321 | 55.5324 | 55.2548 | 53.8643 | 52.8989 | 52.0733 | 51.8533 | 50.6041 | 49.1464 | 4.1747 | 4.0131 | 4.3172 | 5.137 | 4.6537 | 4.919 | 4.4098 | 4.6451 | 5.7196 | 6.3441 | 5.9963 | 5.0805 | 5.4252 | 5.451 | 4.5713 | 4.5453 | 3.9785 | 4.1335 | 4.1802 | 4.9761 | 5.3237 | 5.432 | 4.7867 | 3.9585
Portfolio Adjusted1-in-2AllSouth of Lugo2018March Monthly Peak | Portfolio Adjusted | 1-in-2 | All | South of Lugo | 2018 | March Monthly Peak | 3 | 104.3869 | 100.1425 | 95.9473 | 95.6281 | 100.52 | 116.8528 | 141.7899 | 158.1403 | 168.8562 | 177.8105 | 180.6721 | 182.7051 | 179.7799 | 181.3503 | 180.3171 | 173.8831 | 167.1507 | 161.9796 | 155.0968 | 152.742 | 144.0299 | 134.2806 | 121.6937 | 112.4901 | -0.32788 | 0.0019585 | 0.028337 | -0.55786 | -1.4853 | -0.84355 | -0.58045 | -0.0061474 | -0.33355 | 0.26439 | 0.52962 | 1.1712 | 2.0599 | 2.2685 | 4.7357 | 4.2331 | 4.0832 | 3.7638 | 2.7491 | 2.5053 | 1.7575 | 1.319 | 0.63751 | 0.22384 | 51.7793 | 50.5458 | 49.2185 | 48.6657 | 48.4079 | 47.8269 | 47.6394 | 48.0757 | 50.5867 | 52.7016 | 55.0276 | 57.2016 | 58.0999 | 59.1236 | 59.1543 | 59.8265 | 59.4334 | 58.1963 | 56.5906 | 54.8978 | 54.1611 | 53.2276 | 52.1777 | 51.0805 | 4.3205 | 4.0971 | 4.3823 | 5.1683 | 4.684 | 4.972 | 4.4846 | 4.7499 | 5.8359 | 6.5073 | 6.1548 | 5.1957 | 5.5316 | 5.5696 | 4.711 | 4.7138 | 4.1409 | 4.2362 | 4.2646 | 5.1998 | 5.5527 | 5.6917 | 4.9759 | 4.0794
Portfolio Adjusted1-in-2AllSouth of Lugo2018April Monthly Peak | Portfolio Adjusted | 1-in-2 | All | South of Lugo | 2018 | April Monthly Peak | 4 | 3.723 | 3.5871 | 3.4629 | 3.4313 | 3.5421 | 3.9081 | 4.4127 | 4.8758 | 5.6004 | 6.3005 | 6.8809 | 7.2134 | 7.3387 | 7.5131 | 7.5634 | 7.4268 | 7.1539 | 6.5971 | 5.9277 | 5.771 | 5.5868 | 5.1085 | 4.5186 | 4.042 | -0.0034575 | 2.0714e-05 | 0.00030059 | -0.0059136 | -0.015973 | -0.0090408 | -0.0061147 | -6.4916e-05 | -0.0035791 | 0.0028775 | 0.00595 | 0.013281 | 0.02355 | 0.025964 | 0.095585 | 0.094519 | 0.093782 | 0.07794 | 0.029278 | 0.02649 | 0.018859 | 0.014082 | 0.0067859 | 0.0023818 | 61.8667 | 61.4283 | 60.6794 | 59.6567 | 58.9017 | 58.1041 | 57.637 | 57.8276 | 59.5581 | 62.7818 | 65.7985 | 68.8469 | 71.1433 | 72.7808 | 73.3866 | 73.5912 | 73.823 | 73.0058 | 72.2239 | 70.4126 | 67.1364 | 65.8553 | 64.3423 | 61.7607 | 0.046043 | 0.043983 | 0.046784 | 0.055043 | 0.050686 | 0.054009 | 0.04783 | 0.050581 | 0.063052 | 0.071304 | 0.069737 | 0.059689 | 0.063986 | 0.06451 | 0.054532 | 0.054494 | 0.047578 | 0.047395 | 0.04593 | 0.055426 | 0.060037 | 0.061114 | 0.053359 | 0.043909
Portfolio Adjusted1-in-2AllSouth of Lugo2018May Monthly Peak | Portfolio Adjusted | 1-in-2 | All | South of Lugo | 2018 | May Monthly Peak | 5 | 3.6946 | 3.5588 | 3.4491 | 3.425 | 3.5457 | 3.9186 | 4.3384 | 4.9056 | 5.6113 | 6.252 | 6.7712 | 7.0493 | 7.1389 | 7.2647 | 7.3027 | 7.1574 | 6.877 | 6.3751 | 5.7816 | 5.5269 | 5.5105 | 5.0416 | 4.4628 | 4.0067 | -0.0034081 | 2.0371e-05 | 0.0002968 | -0.0058554 | -0.015851 | -0.0090133 | -0.0060568 | -6.5315e-05 | -0.0035824 | 0.0028605 | 0.0058922 | 0.013044 | 0.022974 | 0.025257 | 0.092571 | 0.091252 | 0.090361 | 0.075565 | 0.028617 | 0.025656 | 0.018569 | 0.013887 | 0.0066877 | 0.0023512 | 59.5809 | 59.6221 | 59.6292 | 59.1168 | 58.64 | 58.6524 | 58.9022 | 59.4469 | 60.1538 | 61.6521 | 64.3233 | 67.1559 | 69.3466 | 70.042 | 69.8713 | 70.868 | 70.9269 | 69.8914 | 67.9664 | 65.4207 | 62.8856 | 60.8812 | 60.3894 | 60.0963 | 0.045399 | 0.043277 | 0.046202 | 0.054507 | 0.050308 | 0.053849 | 0.047344 | 0.050891 | 0.063112 | 0.070878 | 0.069049 | 0.058614 | 0.062414 | 0.062743 | 0.053005 | 0.052831 | 0.046032 | 0.046204 | 0.044891 | 0.053667 | 0.059116 | 0.060266 | 0.052591 | 0.043355
Portfolio Adjusted1-in-2AllSouth of Lugo2018June Monthly Peak | Portfolio Adjusted | 1-in-2 | All | South of Lugo | 2018 | June Monthly Peak | 6 | 3.8905 | 3.738 | 3.6315 | 3.6065 | 3.7409 | 4.1225 | 4.587 | 5.2439 | 6.0871 | 6.8964 | 7.5719 | 7.9263 | 8.0107 | 8.1721 | 8.1994 | 8.0588 | 7.7271 | 7.1023 | 6.3534 | 5.9168 | 5.8012 | 5.3471 | 4.7272 | 4.2207 | -0.003604 | 2.1537e-05 | 0.00031441 | -0.0062287 | -0.016936 | -0.0096092 | -0.0063865 | -6.8791e-05 | -0.0037797 | 0.0030476 | 0.0063115 | 0.013836 | 0.024142 | 0.026552 | 0.1008 | 0.10057 | 0.099762 | 0.082801 | 0.030015 | 0.026698 | 0.01924 | 0.014415 | 0.0069697 | 0.0024596 | 63.1233 | 63.0042 | 62.4976 | 61.9658 | 61.7949 | 61.3766 | 60.9969 | 61.4945 | 63.3456 | 67.3146 | 71.6146 | 75.0676 | 75.1375 | 74.911 | 76.148 | 76.6299 | 77.959 | 78.3738 | 78.4425 | 74.6609 | 70.5257 | 67.0942 | 65.7185 | 64.5532 | 0.047993 | 0.045726 | 0.048936 | 0.057973 | 0.053737 | 0.05736 | 0.049911 | 0.053619 | 0.066628 | 0.075568 | 0.074043 | 0.062315 | 0.06574 | 0.06612 | 0.056004 | 0.056341 | 0.049235 | 0.049236 | 0.047155 | 0.055879 | 0.061266 | 0.062575 | 0.054821 | 0.045356
Portfolio Adjusted1-in-2AllSouth of Lugo2018July Monthly Peak | Portfolio Adjusted | 1-in-2 | All | South of Lugo | 2018 | July Monthly Peak | 7 | 4.1042 | 3.912 | 3.7888 | 3.7724 | 3.9237 | 4.4007 | 4.9371 | 5.6694 | 6.6388 | 7.509 | 8.2478 | 8.6567 | 8.7963 | 8.9688 | 8.9954 | 8.8362 | 8.4961 | 7.8075 | 6.9299 | 6.3984 | 6.2158 | 5.7119 | 5.0574 | 4.5205 | -0.0046405 | -0.00037373 | -0.0010247 | -0.004331 | -0.014367 | -0.012524 | -0.0098196 | -0.0066268 | -0.004019 | 0.0030836 | 0.0065387 | 0.0065345 | 0.015271 | 0.019255 | 0.096298 | 0.097418 | 0.097966 | 0.079856 | 0.022098 | 0.015114 | 0.013001 | 0.012091 | 0.0056379 | 0.0029069 | 69.4741 | 68.7841 | 68.4876 | 68.3434 | 67.9463 | 67.1823 | 67.1108 | 67.9866 | 70.539 | 73.1477 | 75.5182 | 78.829 | 80.2079 | 80.3927 | 81.2659 | 81.7082 | 82.2277 | 82.6344 | 83.3371 | 81.5696 | 78.2727 | 74.077 | 72.0498 | 71.2363 | 0.048088 | 0.045747 | 0.048931 | 0.058358 | 0.054228 | 0.058755 | 0.051381 | 0.054969 | 0.068599 | 0.077179 | 0.07551 | 0.063703 | 0.06764 | 0.068077 | 0.05759 | 0.057904 | 0.050846 | 0.050573 | 0.04803 | 0.056197 | 0.06131 | 0.062539 | 0.054971 | 0.045734
Portfolio Adjusted1-in-2AllSouth of Lugo2018August Monthly Peak | Portfolio Adjusted | 1-in-2 | All | South of Lugo | 2018 | August Monthly Peak | 8 | 4.1929 | 4.0009 | 3.8739 | 3.8537 | 3.9861 | 4.5063 | 5.1176 | 5.8179 | 6.8559 | 7.7989 | 8.5977 | 9.0633 | 9.1996 | 9.3741 | 9.4108 | 9.2778 | 8.9257 | 8.1735 | 7.1973 | 6.7337 | 6.4506 | 5.859 | 5.1824 | 4.6136 | -0.0051285 | -0.0005243 | -0.0015255 | -0.0037802 | -0.013722 | -0.013899 | -0.01132 | -0.0090655 | -0.0041597 | 0.0031588 | 0.006777 | 0.0040896 | 0.012438 | 0.017089 | 0.096312 | 0.098033 | 0.099026 | 0.080155 | 0.019817 | 0.011579 | 0.011209 | 0.011694 | 0.0053437 | 0.0031366 | 69.6366 | 68.4406 | 67.9971 | 68.3385 | 68.2567 | 67.5002 | 67.187 | 67.2146 | 69.1609 | 73.2816 | 77.8154 | 82.1935 | 83.9639 | 84.1783 | 84.5262 | 84.6842 | 86.1442 | 87.5364 | 86.8434 | 81.4695 | 76.1663 | 73.5945 | 72.268 | 71.0741 | 0.049816 | 0.04755 | 0.050826 | 0.060634 | 0.055847 | 0.061249 | 0.053688 | 0.056718 | 0.070849 | 0.080006 | 0.078517 | 0.066541 | 0.070599 | 0.071065 | 0.060223 | 0.06042 | 0.053053 | 0.052793 | 0.049942 | 0.059028 | 0.063753 | 0.065257 | 0.0572 | 0.047368
Portfolio Adjusted1-in-2AllSouth of Lugo2018September Monthly Peak | Portfolio Adjusted | 1-in-2 | All | South of Lugo | 2018 | September Monthly Peak | 9 | 4.1356 | 3.972 | 3.8485 | 3.8285 | 3.9625 | 4.4889 | 5.209 | 5.7993 | 6.9078 | 7.8853 | 8.6205 | 9.0783 | 9.2249 | 9.3784 | 9.3704 | 9.1576 | 8.7252 | 7.9299 | 6.9465 | 6.726 | 6.2861 | 5.714 | 5.0059 | 4.4742 | -0.005103 | -0.00056021 | -0.0016584 | -0.0034227 | -0.012937 | -0.013949 | -0.011653 | -0.0098967 | -0.0042162 | 0.0031979 | 0.0068825 | 0.0031169 | 0.011389 | 0.01632 | 0.09479 | 0.095676 | 0.09583 | 0.076934 | 0.018577 | 0.010109 | 0.010338 | 0.011216 | 0.0050298 | 0.0030968 | 69.7905 | 69.1371 | 68.6222 | 68.2623 | 67.7215 | 67.3977 | 67.1296 | 67.0045 | 68.9596 | 72.9773 | 77.088 | 81.7786 | 84.8914 | 86.2444 | 87.2226 | 88.0728 | 88.3156 | 87.1728 | 86.5448 | 84.5816 | 80.7333 | 77.445 | 75.6306 | 74.6504 | 0.048503 | 0.046392 | 0.049695 | 0.059217 | 0.054336 | 0.060217 | 0.053516 | 0.056749 | 0.071827 | 0.08144 | 0.079894 | 0.067745 | 0.072298 | 0.072687 | 0.061045 | 0.060795 | 0.052842 | 0.052434 | 0.049793 | 0.059922 | 0.063772 | 0.064564 | 0.055953 | 0.046129
Portfolio Adjusted1-in-2AllSouth of Lugo2018October Monthly Peak | Portfolio Adjusted | 1-in-2 | All | South of Lugo | 2018 | October Monthly Peak | 10 | 3.856 | 3.7174 | 3.5968 | 3.5735 | 3.6899 | 4.1142 | 4.8169 | 5.2118 | 5.9978 | 6.8444 | 7.4854 | 7.874 | 8.0335 | 8.2212 | 8.2877 | 8.0927 | 7.7355 | 6.9972 | 6.465 | 6.1688 | 5.78 | 5.2782 | 4.6241 | 4.1495 | -0.0035811 | 2.1733e-05 | 0.00031574 | -0.0062613 | -0.016811 | -0.0096164 | -0.0065349 | -6.9161e-05 | -0.0038005 | 0.0030899 | 0.0064463 | 0.014351 | 0.025542 | 0.028114 | 0.1035 | 0.1019 | 0.10063 | 0.082447 | 0.031457 | 0.027783 | 0.019507 | 0.014539 | 0.0069547 | 0.0024259 | 64.1359 | 63.6825 | 63.3828 | 62.4301 | 61.9004 | 61.2542 | 60.7507 | 60.6369 | 61.464 | 64.565 | 68.6049 | 74.1582 | 80.2518 | 82.8942 | 81.6365 | 81.2815 | 81.6307 | 80.3531 | 77.6108 | 73.9004 | 71.7622 | 70.1784 | 68.4648 | 66.802 | 0.047672 | 0.0461 | 0.04913 | 0.058262 | 0.05333 | 0.05737 | 0.051166 | 0.053892 | 0.066965 | 0.076584 | 0.075565 | 0.064531 | 0.069424 | 0.069884 | 0.058995 | 0.05828 | 0.050631 | 0.049932 | 0.049376 | 0.058162 | 0.062093 | 0.063088 | 0.054675 | 0.044723
Portfolio Adjusted1-in-2AllSouth of Lugo2018November Monthly Peak | Portfolio Adjusted | 1-in-2 | All | South of Lugo | 2018 | November Monthly Peak | 11 | 3.5821 | 3.4579 | 3.3835 | 3.3907 | 3.4843 | 3.8969 | 4.3769 | 4.8211 | 5.5216 | 6.1849 | 6.6443 | 6.913 | 6.9839 | 7.0998 | 7.0612 | 6.8475 | 6.5547 | 6.3877 | 5.8663 | 5.5093 | 5.1823 | 4.7093 | 4.2114 | 3.8186 | -0.0033235 | 1.9917e-05 | 0.00029005 | -0.0057924 | -0.015512 | -0.0087205 | -0.0058668 | -6.2513e-05 | -0.0034437 | 0.0027861 | 0.0057358 | 0.012681 | 0.022396 | 0.024543 | 0.08935 | 0.087096 | 0.086172 | 0.075148 | 0.028447 | 0.025202 | 0.017833 | 0.013244 | 0.0063709 | 0.0022318 | 59.1945 | 58.1894 | 57.3999 | 56.5775 | 55.3985 | 54.6501 | 54.1959 | 54.5246 | 56.6888 | 59.8584 | 64.4764 | 68.6471 | 71.6981 | 73.4428 | 74.6518 | 74.0855 | 71.9801 | 69.3185 | 66.8621 | 65.8195 | 64.6669 | 64.4947 | 63.9229 | 64.7455 | 0.044262 | 0.042303 | 0.045154 | 0.053925 | 0.049242 | 0.052168 | 0.045978 | 0.048744 | 0.060698 | 0.069058 | 0.067231 | 0.057002 | 0.060852 | 0.060981 | 0.050958 | 0.050135 | 0.044001 | 0.045452 | 0.044661 | 0.052739 | 0.056746 | 0.057454 | 0.050089 | 0.041155
Portfolio Adjusted1-in-2AllSouth of Lugo2018December Monthly Peak | Portfolio Adjusted | 1-in-2 | All | South of Lugo | 2018 | December Monthly Peak | 12 | 3.5321 | 3.4279 | 3.3581 | 3.3624 | 3.4522 | 3.8936 | 4.5824 | 4.9452 | 5.5446 | 6.0171 | 6.2612 | 6.3523 | 6.3061 | 6.3348 | 6.2913 | 6.1125 | 5.976 | 5.9678 | 5.604 | 5.3204 | 5.0318 | 4.6228 | 4.1582 | 3.7854 | -0.0031151 | 1.8829e-05 | 0.00027374 | -0.0054268 | -0.014382 | -0.0081247 | -0.0055724 | -5.881e-05 | -0.0032055 | 0.0025461 | 0.0050939 | 0.011179 | 0.019617 | 0.021385 | 0.078943 | 0.077474 | 0.078153 | 0.069825 | 0.026476 | 0.023558 | 0.016658 | 0.012471 | 0.0059953 | 0.0020899 | 52.4587 | 51.1867 | 50.1976 | 49.4426 | 48.9684 | 47.9417 | 48.1639 | 48.3037 | 48.826 | 52.4767 | 57.0139 | 60.0019 | 61.7388 | 62.8332 | 63.2204 | 63.6249 | 62.7712 | 60.667 | 58.5872 | 57.0273 | 55.2228 | 53.2516 | 51.3989 | 49.9425 | 0.041554 | 0.040085 | 0.042657 | 0.050562 | 0.045714 | 0.048774 | 0.043922 | 0.045983 | 0.056601 | 0.063197 | 0.059807 | 0.050341 | 0.053361 | 0.053179 | 0.044669 | 0.044314 | 0.039603 | 0.041862 | 0.041605 | 0.049341 | 0.05305 | 0.054137 | 0.047184 | 0.038616
Portfolio Adjusted1-in-2AllSouth of Lugo2018Typical Event Day | Portfolio Adjusted | 1-in-2 | All | South of Lugo | 2018 | Typical Event Day | 8 | 4.1429 | 3.9539 | 3.8295 | 3.8084 | 3.9377 | 4.4466 | 5.0406 | 5.7076 | 6.6826 | 7.5714 | 8.3317 | 8.7741 | 8.9068 | 9.0877 | 9.1392 | 9.016 | 8.6867 | 7.9677 | 7.0301 | 6.5908 | 6.3334 | 5.7607 | 5.097 | 4.5429 | -0.0046672 | -0.00033246 | -0.00087345 | -0.0047711 | -0.015153 | -0.012647 | -0.0097607 | -0.0058769 | -0.0040888 | 0.0031529 | 0.0066653 | 0.0077717 | 0.016986 | 0.020864 | 0.099515 | 0.10079 | 0.10144 | 0.082946 | 0.023946 | 0.017444 | 0.014346 | 0.012912 | 0.0060359 | 0.0029405 | 68.0061 | 67.3415 | 66.9011 | 66.7275 | 66.4299 | 65.8642 | 65.6061 | 65.925 | 68.0013 | 71.6803 | 75.509 | 79.4672 | 81.0502 | 81.4316 | 82.2907 | 82.7738 | 83.6616 | 83.9293 | 83.7919 | 80.5704 | 76.4245 | 73.0527 | 71.4167 | 70.3785 | 0.049739 | 0.047459 | 0.050707 | 0.060398 | 0.055592 | 0.060925 | 0.053361 | 0.056269 | 0.06992 | 0.078622 | 0.076956 | 0.065173 | 0.069115 | 0.069582 | 0.05904 | 0.059302 | 0.052127 | 0.051958 | 0.049321 | 0.058471 | 0.063305 | 0.064898 | 0.056816 | 0.047074
Portfolio Adjusted1-in-2AllSouth of Lugo2019January Monthly Peak | Portfolio Adjusted | 1-in-2 | All | South of Lugo | 2019 | January Monthly Peak | 1 | 3.53 | 3.4649 | 3.4014 | 3.4106 | 3.5115 | 3.9369 | 4.6858 | 5.0986 | 5.6679 | 6.0985 | 6.2643 | 6.2291 | 6.059 | 6.0176 | 5.9396 | 5.7303 | 5.5242 | 5.6261 | 5.4701 | 5.221 | 4.9437 | 4.5553 | 4.131 | 3.7539 | -0.0030572 | 1.8565e-05 | 0.00027262 | -0.0053671 | -0.014373 | -0.0080947 | -0.0055923 | -5.9076e-05 | -0.0031885 | 0.0025038 | 0.0049509 | 0.010822 | 0.018867 | 0.020654 | 0.075099 | 0.073237 | 0.072859 | 0.066127 | 0.025583 | 0.022985 | 0.016172 | 0.012242 | 0.0059729 | 0.002094 | 48.3434 | 47.3181 | 46.2716 | 45.9545 | 45.9073 | 46.1828 | 45.7767 | 45.74 | 46.5681 | 48.7283 | 52.4644 | 55.3666 | 56.9749 | 58.2662 | 58.5913 | 58.701 | 58.6023 | 56.9956 | 55.5684 | 54.1595 | 53.2853 | 52.0403 | 50.9981 | 49.6459 | 0.0408 | 0.039552 | 0.042497 | 0.050023 | 0.045699 | 0.048613 | 0.044129 | 0.046231 | 0.056342 | 0.062197 | 0.058183 | 0.048768 | 0.051323 | 0.051331 | 0.042918 | 0.042606 | 0.037537 | 0.039961 | 0.040222 | 0.04815 | 0.051524 | 0.053148 | 0.047007 | 0.038675
Portfolio Adjusted1-in-2AllSouth of Lugo2019February Monthly Peak | Portfolio Adjusted | 1-in-2 | All | South of Lugo | 2019 | February Monthly Peak | 2 | 3.5676 | 3.4836 | 3.396 | 3.4039 | 3.4902 | 3.8927 | 4.525 | 4.9194 | 5.4891 | 5.9785 | 6.2582 | 6.3602 | 6.3199 | 6.3714 | 6.3366 | 6.1558 | 5.8975 | 5.6864 | 5.615 | 5.3352 | 5.0479 | 4.6383 | 4.1848 | 3.7976 | -0.0031665 | 1.9174e-05 | 0.00027901 | -0.0055419 | -0.014749 | -0.0083412 | -0.0057046 | -6.0086e-05 | -0.0032673 | 0.0025763 | 0.0051571 | 0.011447 | 0.020192 | 0.022191 | 0.080695 | 0.078918 | 0.0781 | 0.067766 | 0.026933 | 0.023963 | 0.016841 | 0.012582 | 0.0061295 | 0.002171 | 51.7161 | 51.3901 | 51.0863 | 50.7866 | 50.4652 | 49.9955 | 49.7282 | 49.6174 | 50.3558 | 52.5819 | 54.3879 | 56.0349 | 56.5918 | 56.6859 | 56.6071 | 55.5743 | 55.5419 | 55.2581 | 53.9067 | 52.9269 | 52.1501 | 51.8801 | 50.5351 | 49.2399 | 0.042219 | 0.040795 | 0.04347 | 0.051624 | 0.046861 | 0.049997 | 0.044856 | 0.046935 | 0.057651 | 0.063919 | 0.060526 | 0.051498 | 0.054873 | 0.055122 | 0.046403 | 0.046048 | 0.04036 | 0.041841 | 0.042303 | 0.050173 | 0.053629 | 0.054616 | 0.048225 | 0.04006
Portfolio Adjusted1-in-2AllSouth of Lugo2019March Monthly Peak | Portfolio Adjusted | 1-in-2 | All | South of Lugo | 2019 | March Monthly Peak | 3 | 3.6296 | 3.5245 | 3.4247 | 3.4106 | 3.5013 | 3.8978 | 4.5885 | 4.9966 | 5.5589 | 6.0646 | 6.365 | 6.4738 | 6.4225 | 6.4842 | 6.5164 | 6.3858 | 6.1809 | 5.8487 | 5.5656 | 5.5097 | 5.238 | 4.828 | 4.3297 | 3.9101 | -0.003277 | 1.9575e-05 | 0.00028322 | -0.0055757 | -0.014845 | -0.008431 | -0.0058014 | -6.1442e-05 | -0.0033337 | 0.0026425 | 0.0052934 | 0.011706 | 0.020588 | 0.022673 | 0.082997 | 0.081787 | 0.081607 | 0.069625 | 0.027476 | 0.02504 | 0.017565 | 0.013183 | 0.0063717 | 0.0022372 | 51.8147 | 50.6661 | 49.4444 | 48.8838 | 48.6021 | 48.1647 | 48.0204 | 48.3802 | 50.7312 | 53.0028 | 55.1852 | 57.0673 | 58.0654 | 59.0287 | 59.0663 | 59.4905 | 59.1306 | 58.0167 | 56.448 | 54.862 | 54.2403 | 53.3634 | 52.4132 | 51.3465 | 0.04367 | 0.041626 | 0.04412 | 0.051936 | 0.047161 | 0.050516 | 0.045617 | 0.047986 | 0.058812 | 0.065546 | 0.062109 | 0.052655 | 0.055943 | 0.056315 | 0.047817 | 0.047756 | 0.04202 | 0.042883 | 0.043107 | 0.052411 | 0.055927 | 0.05722 | 0.050121 | 0.041281
Portfolio Adjusted1-in-2AllSouth of Lugo2019April Monthly Peak | Portfolio Adjusted | 1-in-2 | All | South of Lugo | 2019 | April Monthly Peak | 4 | 5.3028 | 5.107 | 4.9232 | 4.8861 | 5.0951 | 5.7103 | 6.5657 | 7.2838 | 8.2085 | 9.0814 | 9.7936 | 10.1835 | 10.2828 | 10.4846 | 10.5016 | 10.26 | 9.8547 | 9.1549 | 8.2932 | 8.0842 | 7.7996 | 7.1621 | 6.3755 | 5.7599 | -0.0085415 | 5.1172e-05 | 0.00074258 | -0.014609 | -0.039459 | -0.022334 | -0.015106 | -0.00016037 | -0.0088417 | 0.0071086 | 0.014699 | 0.032809 | 0.058178 | 0.064141 | 0.17428 | 0.16477 | 0.16096 | 0.13849 | 0.072328 | 0.06544 | 0.046588 | 0.034789 | 0.016764 | 0.005884 | 61.869 | 61.4303 | 60.6811 | 59.657 | 58.9008 | 58.1033 | 57.6359 | 57.8267 | 59.5564 | 62.7818 | 65.7982 | 68.8496 | 71.1507 | 72.7935 | 73.4 | 73.6002 | 73.8323 | 73.0133 | 72.2295 | 70.4167 | 67.1369 | 65.8503 | 64.3358 | 61.761 | 0.11274 | 0.1073 | 0.11496 | 0.13545 | 0.12456 | 0.13193 | 0.11694 | 0.12408 | 0.15487 | 0.17515 | 0.17105 | 0.14585 | 0.15653 | 0.15778 | 0.13289 | 0.13302 | 0.11595 | 0.11576 | 0.1124 | 0.136 | 0.14737 | 0.15025 | 0.131 | 0.10743
Portfolio Adjusted1-in-2AllSouth of Lugo2019May Monthly Peak | Portfolio Adjusted | 1-in-2 | All | South of Lugo | 2019 | May Monthly Peak | 5 | 5.2514 | 5.0532 | 4.8907 | 4.865 | 5.0865 | 5.7149 | 6.4716 | 7.3284 | 8.2217 | 9.0165 | 9.6563 | 9.967 | 10.0112 | 10.1559 | 10.1602 | 9.9054 | 9.4915 | 8.8703 | 8.0939 | 7.7682 | 7.6891 | 7.0666 | 6.2928 | 5.7023 | -0.0084194 | 5.0325e-05 | 0.00073322 | -0.014465 | -0.039159 | -0.022266 | -0.014963 | -0.00016135 | -0.0088499 | 0.0070665 | 0.014556 | 0.032224 | 0.056754 | 0.062396 | 0.16909 | 0.15938 | 0.15538 | 0.13462 | 0.070695 | 0.063381 | 0.045871 | 0.034306 | 0.016521 | 0.0058084 | 59.5733 | 59.6151 | 59.6222 | 59.1081 | 58.6304 | 58.6428 | 58.8938 | 59.4395 | 60.1473 | 61.65 | 64.3267 | 67.1612 | 69.3578 | 70.0571 | 69.885 | 70.88 | 70.94 | 69.9032 | 67.978 | 65.4298 | 62.8889 | 60.8797 | 60.3876 | 60.0935 | 0.11114 | 0.10554 | 0.11351 | 0.13411 | 0.12362 | 0.13153 | 0.11582 | 0.12484 | 0.15501 | 0.17411 | 0.16938 | 0.14324 | 0.15269 | 0.15348 | 0.12921 | 0.12898 | 0.11221 | 0.11289 | 0.10986 | 0.13171 | 0.14511 | 0.14817 | 0.12911 | 0.10605
Portfolio Adjusted1-in-2AllSouth of Lugo2019June Monthly Peak | Portfolio Adjusted | 1-in-2 | All | South of Lugo | 2019 | June Monthly Peak | 6 | 5.5371 | 5.3182 | 5.1588 | 5.1389 | 5.3878 | 6.0384 | 6.8361 | 7.7945 | 8.8388 | 9.8384 | 10.6575 | 11.0145 | 11.0215 | 11.2036 | 11.2019 | 10.9758 | 10.5109 | 9.7518 | 8.7744 | 8.2467 | 8.0572 | 7.4474 | 6.6332 | 5.994 | -0.0089033 | 5.3206e-05 | 0.0007767 | -0.015387 | -0.041837 | -0.023738 | -0.015777 | -0.00016994 | -0.0093374 | 0.0075287 | 0.015592 | 0.03418 | 0.05964 | 0.065594 | 0.18135 | 0.173 | 0.16908 | 0.14558 | 0.074149 | 0.065955 | 0.047531 | 0.03561 | 0.017218 | 0.0060763 | 63.1174 | 62.9988 | 62.4931 | 61.96 | 61.7887 | 61.3695 | 60.9888 | 61.487 | 63.3415 | 67.3183 | 71.6182 | 75.0747 | 75.152 | 74.9279 | 76.1682 | 76.6454 | 77.9761 | 78.3866 | 78.4525 | 74.6733 | 70.5355 | 67.099 | 65.72 | 64.554 | 0.11752 | 0.11157 | 0.12024 | 0.14266 | 0.13207 | 0.1402 | 0.12212 | 0.13149 | 0.16356 | 0.18552 | 0.18147 | 0.152 | 0.16052 | 0.16141 | 0.13617 | 0.13727 | 0.11978 | 0.12012 | 0.11526 | 0.13707 | 0.15036 | 0.15381 | 0.13455 | 0.11094
Portfolio Adjusted1-in-2AllSouth of Lugo2019July Monthly Peak | Portfolio Adjusted | 1-in-2 | All | South of Lugo | 2019 | July Monthly Peak | 7 | 5.811 | 5.5475 | 5.3701 | 5.3702 | 5.6451 | 6.4324 | 7.3328 | 8.3745 | 9.5695 | 10.6157 | 11.4997 | 11.9151 | 11.9946 | 12.1915 | 12.1802 | 11.9301 | 11.4625 | 10.6161 | 9.476 | 8.8191 | 8.5493 | 7.8825 | 7.0336 | 6.3687 | -0.011464 | -0.00092326 | -0.0025313 | -0.010699 | -0.035493 | -0.030939 | -0.024258 | -0.016371 | -0.0099286 | 0.0076176 | 0.016153 | 0.016143 | 0.037724 | 0.047568 | 0.16378 | 0.15748 | 0.15641 | 0.1317 | 0.054591 | 0.037338 | 0.032119 | 0.029868 | 0.013928 | 0.0071812 | 69.4759 | 68.7852 | 68.4886 | 68.3448 | 67.9473 | 67.182 | 67.1104 | 67.9873 | 70.5419 | 73.1514 | 75.5256 | 78.8378 | 80.2185 | 80.4075 | 81.2798 | 81.7186 | 82.2412 | 82.6455 | 83.3439 | 81.5802 | 78.2846 | 74.0888 | 72.0548 | 71.2402 | 0.11764 | 0.11149 | 0.12017 | 0.14356 | 0.13323 | 0.14351 | 0.12558 | 0.13467 | 0.16825 | 0.18928 | 0.18481 | 0.15502 | 0.16481 | 0.16585 | 0.13964 | 0.14074 | 0.12338 | 0.12309 | 0.11717 | 0.13767 | 0.1503 | 0.15359 | 0.13479 | 0.11171
Portfolio Adjusted1-in-2AllSouth of Lugo2019August Monthly Peak | Portfolio Adjusted | 1-in-2 | All | South of Lugo | 2019 | August Monthly Peak | 8 | 5.968 | 5.7083 | 5.5228 | 5.5202 | 5.7655 | 6.6337 | 7.6293 | 8.6183 | 9.8917 | 11.0286 | 11.9884 | 12.476 | 12.5471 | 12.7478 | 12.751 | 12.5134 | 12.0275 | 11.1132 | 9.8529 | 9.2836 | 8.8846 | 8.133 | 7.2469 | 6.5358 | -0.012669 | -0.0012952 | -0.0037686 | -0.0093385 | -0.033898 | -0.034336 | -0.027965 | -0.022395 | -0.010276 | 0.0078036 | 0.016742 | 0.010103 | 0.030728 | 0.042216 | 0.16093 | 0.15513 | 0.15488 | 0.12939 | 0.048956 | 0.028606 | 0.027689 | 0.02889 | 0.013201 | 0.0077485 | 69.646 | 68.4462 | 68.0012 | 68.3423 | 68.261 | 67.5032 | 67.1914 | 67.2186 | 69.1631 | 73.2858 | 77.8181 | 82.198 | 83.9776 | 84.1985 | 84.545 | 84.7008 | 86.1605 | 87.5496 | 86.8544 | 81.4857 | 76.1768 | 73.6031 | 72.2769 | 71.0821 | 0.12192 | 0.11596 | 0.12486 | 0.1492 | 0.13724 | 0.14972 | 0.13124 | 0.13897 | 0.17377 | 0.1962 | 0.19215 | 0.1619 | 0.172 | 0.17311 | 0.14601 | 0.14681 | 0.12867 | 0.12848 | 0.12184 | 0.14459 | 0.15629 | 0.16031 | 0.14031 | 0.11576
Portfolio Adjusted1-in-2AllSouth of Lugo2019September Monthly Peak | Portfolio Adjusted | 1-in-2 | All | South of Lugo | 2019 | September Monthly Peak | 9 | 5.8627 | 5.6356 | 5.4592 | 5.4546 | 5.6917 | 6.5784 | 7.7079 | 8.6017 | 9.9864 | 11.174 | 12.0738 | 12.5575 | 12.6587 | 12.8354 | 12.7621 | 12.419 | 11.8203 | 10.8556 | 9.6008 | 9.3167 | 8.7246 | 7.9655 | 7.0267 | 6.3465 | -0.012607 | -0.0013839 | -0.0040968 | -0.0084555 | -0.031958 | -0.034459 | -0.028786 | -0.024449 | -0.010416 | 0.0079001 | 0.017002 | 0.0076999 | 0.028136 | 0.040317 | 0.15804 | 0.15105 | 0.14957 | 0.12404 | 0.045891 | 0.024972 | 0.025539 | 0.027708 | 0.012426 | 0.0076504 | 69.7955 | 69.1416 | 68.6266 | 68.2665 | 67.7253 | 67.401 | 67.1334 | 67.0094 | 68.9612 | 72.9794 | 77.0894 | 81.7821 | 84.9064 | 86.2663 | 87.2401 | 88.0848 | 88.3301 | 87.1849 | 86.5559 | 84.5872 | 80.7399 | 77.4525 | 75.6368 | 74.6582 | 0.11868 | 0.11308 | 0.12205 | 0.14569 | 0.13348 | 0.14713 | 0.13069 | 0.13906 | 0.17619 | 0.19975 | 0.19559 | 0.16494 | 0.17628 | 0.17721 | 0.14814 | 0.14784 | 0.12828 | 0.12772 | 0.12161 | 0.14681 | 0.15642 | 0.15864 | 0.13728 | 0.11275
Portfolio Adjusted1-in-2AllSouth of Lugo2019October Monthly Peak | Portfolio Adjusted | 1-in-2 | All | South of Lugo | 2019 | October Monthly Peak | 10 | 5.4922 | 5.3127 | 5.1313 | 5.1146 | 5.325 | 6.0318 | 7.1165 | 7.777 | 8.7664 | 9.8294 | 10.6406 | 11.0824 | 11.2253 | 11.4374 | 11.4624 | 11.1177 | 10.6051 | 9.6904 | 9.0052 | 8.5932 | 8.0687 | 7.3982 | 6.5274 | 5.8987 | -0.0088467 | 5.3689e-05 | 0.00077999 | -0.015468 | -0.041529 | -0.023756 | -0.016144 | -0.00017085 | -0.0093887 | 0.0076332 | 0.015925 | 0.035453 | 0.063098 | 0.069454 | 0.18856 | 0.17695 | 0.17204 | 0.14621 | 0.077711 | 0.068635 | 0.048189 | 0.035916 | 0.017181 | 0.005993 | 64.1373 | 63.6863 | 63.3877 | 62.431 | 61.9001 | 61.2542 | 60.7496 | 60.6386 | 61.4662 | 64.5669 | 68.6075 | 74.1609 | 80.2542 | 82.9046 | 81.6485 | 81.291 | 81.64 | 80.367 | 77.6236 | 73.9055 | 71.7641 | 70.1802 | 68.4671 | 66.8046 | 0.11676 | 0.11256 | 0.12075 | 0.1434 | 0.13109 | 0.14029 | 0.12499 | 0.13219 | 0.16445 | 0.18808 | 0.18532 | 0.15762 | 0.16977 | 0.17086 | 0.14368 | 0.14215 | 0.1233 | 0.12193 | 0.12078 | 0.14265 | 0.15243 | 0.15512 | 0.13425 | 0.10942
Portfolio Adjusted1-in-2AllSouth of Lugo2019November Monthly Peak | Portfolio Adjusted | 1-in-2 | All | South of Lugo | 2019 | November Monthly Peak | 11 | 5.1006 | 4.9193 | 4.7921 | 4.8152 | 4.992 | 5.6334 | 6.4405 | 7.1381 | 8.0291 | 8.8762 | 9.452 | 9.7485 | 9.7836 | 9.9087 | 9.8071 | 9.4537 | 9.0544 | 8.8383 | 8.1632 | 7.7097 | 7.2762 | 6.642 | 5.9552 | 5.4278 | -0.0082104 | 4.9204e-05 | 0.00071654 | -0.01431 | -0.038321 | -0.021543 | -0.014493 | -0.00015443 | -0.0085073 | 0.0068828 | 0.01417 | 0.031327 | 0.055327 | 0.060632 | 0.16289 | 0.15172 | 0.14833 | 0.13317 | 0.070276 | 0.062258 | 0.044055 | 0.032718 | 0.015739 | 0.0055133 | 59.1977 | 58.1932 | 57.4038 | 56.5819 | 55.4028 | 54.6488 | 54.1961 | 54.5281 | 56.6946 | 59.8609 | 64.4786 | 68.6518 | 71.7053 | 73.4519 | 74.6635 | 74.0961 | 71.9882 | 69.3236 | 66.8694 | 65.827 | 64.675 | 64.5026 | 63.9307 | 64.7458 | 0.10837 | 0.10318 | 0.11093 | 0.13267 | 0.12098 | 0.12728 | 0.11223 | 0.1195 | 0.14902 | 0.16959 | 0.16489 | 0.13926 | 0.14885 | 0.14914 | 0.12419 | 0.12237 | 0.10727 | 0.11097 | 0.10923 | 0.12939 | 0.13935 | 0.1413 | 0.12299 | 0.10067
Portfolio Adjusted1-in-2AllSouth of Lugo2019December Monthly Peak | Portfolio Adjusted | 1-in-2 | All | South of Lugo | 2019 | December Monthly Peak | 12 | 4.9528 | 4.807 | 4.685 | 4.6942 | 4.8467 | 5.5075 | 6.5362 | 7.1189 | 7.8726 | 8.4712 | 8.7494 | 8.8483 | 8.7556 | 8.7801 | 8.6948 | 8.4142 | 8.2232 | 8.2221 | 7.7395 | 7.3748 | 6.9848 | 6.4399 | 5.7963 | 5.2892 | -0.0076954 | 4.6516e-05 | 0.00067624 | -0.013406 | -0.035528 | -0.020071 | -0.013766 | -0.00014528 | -0.0079188 | 0.0062899 | 0.012584 | 0.027617 | 0.048462 | 0.05283 | 0.14334 | 0.13456 | 0.13405 | 0.12322 | 0.065405 | 0.058198 | 0.041151 | 0.030808 | 0.014811 | 0.0051628 | 52.4581 | 51.1861 | 50.1979 | 49.4423 | 48.9679 | 47.941 | 48.1642 | 48.3053 | 48.8273 | 52.4772 | 57.0139 | 60.0018 | 61.7379 | 62.8345 | 63.2232 | 63.6267 | 62.7741 | 60.6685 | 58.5891 | 57.0278 | 55.2239 | 53.2501 | 51.396 | 49.9416 | 0.1016 | 0.097581 | 0.10471 | 0.12431 | 0.11218 | 0.11865 | 0.1067 | 0.11247 | 0.13875 | 0.15502 | 0.14648 | 0.12281 | 0.13041 | 0.12997 | 0.10879 | 0.10812 | 0.096499 | 0.10215 | 0.10167 | 0.12097 | 0.13018 | 0.13306 | 0.11575 | 0.094297
Portfolio Adjusted1-in-2AllSouth of Lugo2019Typical Event Day | Portfolio Adjusted | 1-in-2 | All | South of Lugo | 2019 | Typical Event Day | 8 | 5.9066 | 5.6498 | 5.4663 | 5.4599 | 5.6998 | 6.5521 | 7.5247 | 8.4723 | 9.6642 | 10.73 | 11.6392 | 12.1016 | 12.1688 | 12.3755 | 12.3987 | 12.1771 | 11.7203 | 10.8472 | 9.6403 | 9.1046 | 8.7385 | 8.011 | 7.1374 | 6.4438 | -0.01153 | -0.00082132 | -0.0021578 | -0.011786 | -0.037434 | -0.031242 | -0.024113 | -0.014518 | -0.010101 | 0.0077888 | 0.016466 | 0.019199 | 0.041962 | 0.051542 | 0.17103 | 0.16445 | 0.16333 | 0.13811 | 0.059155 | 0.043093 | 0.035441 | 0.031898 | 0.014911 | 0.0072643 | 68.0087 | 67.3429 | 66.9024 | 66.7284 | 66.4306 | 65.8639 | 65.606 | 65.9256 | 68.0019 | 71.6838 | 75.5128 | 79.4731 | 81.0636 | 81.45 | 82.3083 | 82.7874 | 83.677 | 83.9417 | 83.8017 | 80.5816 | 76.4342 | 73.0608 | 71.4221 | 70.3836 | 0.12175 | 0.11577 | 0.12458 | 0.14863 | 0.13662 | 0.14895 | 0.13047 | 0.13791 | 0.17153 | 0.19285 | 0.18838 | 0.15864 | 0.16845 | 0.16956 | 0.14321 | 0.14415 | 0.12648 | 0.12649 | 0.12036 | 0.14326 | 0.15523 | 0.15945 | 0.13938 | 0.11507
Portfolio Adjusted1-in-2AllSouth of Lugo2020January Monthly Peak | Portfolio Adjusted | 1-in-2 | All | South of Lugo | 2020 | January Monthly Peak | 1 | 4.9232 | 4.8233 | 4.7218 | 4.7263 | 4.904 | 5.5438 | 6.645 | 7.2799 | 7.981 | 8.5087 | 8.6796 | 8.6439 | 8.4146 | 8.3803 | 8.2521 | 7.9474 | 7.6585 | 7.7797 | 7.5325 | 7.2247 | 6.8387 | 6.3384 | 5.7629 | 5.261 | -0.0075522 | 4.5861e-05 | 0.00067345 | -0.013258 | -0.035506 | -0.019996 | -0.013815 | -0.00014593 | -0.0078765 | 0.0061851 | 0.01223 | 0.026734 | 0.046608 | 0.051021 | 0.13703 | 0.12819 | 0.12592 | 0.11713 | 0.063197 | 0.056778 | 0.039951 | 0.030241 | 0.014755 | 0.0051728 | 48.3421 | 47.3172 | 46.2682 | 45.9485 | 45.8993 | 46.1757 | 45.7718 | 45.7382 | 46.5678 | 48.7271 | 52.4639 | 55.3658 | 56.975 | 58.2659 | 58.5922 | 58.7018 | 58.6027 | 56.9963 | 55.5677 | 54.1578 | 53.2842 | 52.0402 | 50.9992 | 49.6458 | 0.09972 | 0.09622 | 0.10428 | 0.12295 | 0.11212 | 0.11822 | 0.1071 | 0.11299 | 0.13803 | 0.15246 | 0.14238 | 0.1189 | 0.12542 | 0.12551 | 0.1046 | 0.10404 | 0.091548 | 0.097541 | 0.098249 | 0.11802 | 0.12639 | 0.13062 | 0.11532 | 0.094472
Portfolio Adjusted1-in-2AllSouth of Lugo2020February Monthly Peak | Portfolio Adjusted | 1-in-2 | All | South of Lugo | 2020 | February Monthly Peak | 2 | 5.0119 | 4.8879 | 4.7486 | 4.7642 | 4.9208 | 5.551 | 6.5274 | 7.1419 | 7.8641 | 8.4628 | 8.778 | 8.9176 | 8.8433 | 8.9113 | 8.8397 | 8.5532 | 8.1937 | 7.948 | 7.7883 | 7.4257 | 7.0227 | 6.4717 | 5.8603 | 5.3615 | -0.007822 | 4.7365e-05 | 0.00068923 | -0.01369 | -0.036434 | -0.020605 | -0.014092 | -0.00014843 | -0.0080713 | 0.0063641 | 0.012739 | 0.028276 | 0.04988 | 0.054817 | 0.14771 | 0.13834 | 0.13517 | 0.12127 | 0.066531 | 0.059194 | 0.041602 | 0.031081 | 0.015142 | 0.0053629 | 51.7141 | 51.3886 | 51.0852 | 50.786 | 50.4647 | 49.9955 | 49.7285 | 49.6189 | 50.3575 | 52.582 | 54.3874 | 56.0357 | 56.593 | 56.6868 | 56.6087 | 55.5752 | 55.5418 | 55.2581 | 53.9061 | 52.9265 | 52.149 | 51.8797 | 50.5361 | 49.2385 | 0.10327 | 0.099354 | 0.10672 | 0.12694 | 0.11504 | 0.12178 | 0.10919 | 0.11489 | 0.14141 | 0.15684 | 0.14828 | 0.12572 | 0.1342 | 0.13484 | 0.11315 | 0.11247 | 0.098464 | 0.10226 | 0.10342 | 0.12303 | 0.13161 | 0.13424 | 0.11833 | 0.097929
Portfolio Adjusted1-in-2AllSouth of Lugo2020March Monthly Peak | Portfolio Adjusted | 1-in-2 | All | South of Lugo | 2020 | March Monthly Peak | 3 | 5.1252 | 4.9586 | 4.7981 | 4.7794 | 4.9413 | 5.5744 | 6.625 | 7.2697 | 7.9828 | 8.6139 | 8.9523 | 9.0897 | 8.9957 | 9.0798 | 9.0961 | 8.872 | 8.5702 | 8.1662 | 7.7852 | 7.6951 | 7.2981 | 6.7495 | 6.0717 | 5.5218 | -0.0080951 | 4.8356e-05 | 0.00069962 | -0.013773 | -0.036671 | -0.020827 | -0.014331 | -0.00015178 | -0.0082353 | 0.0065278 | 0.013076 | 0.028917 | 0.050858 | 0.05601 | 0.15206 | 0.14341 | 0.141 | 0.12446 | 0.067873 | 0.061855 | 0.043391 | 0.032567 | 0.01574 | 0.0055266 | 51.8142 | 50.6644 | 49.4411 | 48.8806 | 48.5993 | 48.1597 | 48.0147 | 48.3757 | 50.729 | 52.9983 | 55.1829 | 57.0693 | 58.066 | 59.0301 | 59.0676 | 59.4955 | 59.1351 | 58.0194 | 56.4501 | 54.8626 | 54.2391 | 53.3614 | 52.4097 | 51.3426 | 0.10686 | 0.10142 | 0.10832 | 0.12771 | 0.11578 | 0.12308 | 0.11104 | 0.11748 | 0.14428 | 0.16086 | 0.15219 | 0.12857 | 0.13683 | 0.13777 | 0.1166 | 0.11664 | 0.10249 | 0.1048 | 0.10548 | 0.12856 | 0.13726 | 0.14066 | 0.12301 | 0.10092
Portfolio Adjusted1-in-2AllSouth of Lugo2020April Monthly Peak | Portfolio Adjusted | 1-in-2 | All | South of Lugo | 2020 | April Monthly Peak | 4 | 5.3105 | 5.1145 | 4.9304 | 4.8932 | 5.1028 | 5.7191 | 6.5763 | 7.2957 | 8.2213 | 9.0951 | 9.8079 | 10.1981 | 10.2972 | 10.4992 | 10.516 | 10.2739 | 9.868 | 9.1675 | 8.3049 | 8.0956 | 7.8105 | 7.1722 | 6.3847 | 5.7684 | -0.0085665 | 5.1322e-05 | 0.00074475 | -0.014652 | -0.039574 | -0.0224 | -0.01515 | -0.00016084 | -0.0088676 | 0.0071294 | 0.014742 | 0.032905 | 0.058349 | 0.064328 | 0.17466 | 0.16511 | 0.16129 | 0.13879 | 0.07254 | 0.065631 | 0.046725 | 0.034891 | 0.016813 | 0.0059012 | 61.869 | 61.4303 | 60.6811 | 59.657 | 58.9008 | 58.1033 | 57.6359 | 57.8267 | 59.5564 | 62.7818 | 65.7982 | 68.8496 | 71.1507 | 72.7936 | 73.4001 | 73.6003 | 73.8324 | 73.0133 | 72.2295 | 70.4167 | 67.1369 | 65.8502 | 64.3357 | 61.761 | 0.11307 | 0.10762 | 0.11529 | 0.13584 | 0.12493 | 0.13231 | 0.11728 | 0.12444 | 0.15532 | 0.17566 | 0.17155 | 0.14627 | 0.15698 | 0.15824 | 0.13328 | 0.1334 | 0.11629 | 0.1161 | 0.11273 | 0.13639 | 0.1478 | 0.15069 | 0.13138 | 0.10774
Portfolio Adjusted1-in-2AllSouth of Lugo2020May Monthly Peak | Portfolio Adjusted | 1-in-2 | All | South of Lugo | 2020 | May Monthly Peak | 5 | 5.2591 | 5.0605 | 4.8977 | 4.8721 | 5.0941 | 5.7238 | 6.4821 | 7.3403 | 8.2345 | 9.0301 | 9.6705 | 9.9814 | 10.0253 | 10.1701 | 10.1742 | 9.9189 | 9.5043 | 8.8826 | 8.1053 | 7.7792 | 7.6998 | 7.0765 | 6.3017 | 5.7106 | -0.008444 | 5.0473e-05 | 0.00073537 | -0.014508 | -0.039274 | -0.022331 | -0.015006 | -0.00016182 | -0.0088758 | 0.0070871 | 0.014599 | 0.032318 | 0.05692 | 0.062578 | 0.16946 | 0.15971 | 0.1557 | 0.13491 | 0.070902 | 0.063566 | 0.046006 | 0.034407 | 0.016569 | 0.0058254 | 59.5732 | 59.6151 | 59.6221 | 59.1081 | 58.6303 | 58.6427 | 58.8937 | 59.4395 | 60.1473 | 61.65 | 64.3267 | 67.1612 | 69.3579 | 70.0571 | 69.8851 | 70.88 | 70.94 | 69.9032 | 67.978 | 65.4299 | 62.8889 | 60.8796 | 60.3876 | 60.0935 | 0.11146 | 0.10584 | 0.11384 | 0.13451 | 0.12398 | 0.13191 | 0.11616 | 0.1252 | 0.15546 | 0.17462 | 0.16988 | 0.14366 | 0.15314 | 0.15393 | 0.12958 | 0.12936 | 0.11254 | 0.11322 | 0.11018 | 0.1321 | 0.14553 | 0.1486 | 0.12948 | 0.10636
Portfolio Adjusted1-in-2AllSouth of Lugo2020June Monthly Peak | Portfolio Adjusted | 1-in-2 | All | South of Lugo | 2020 | June Monthly Peak | 6 | 5.5452 | 5.326 | 5.1663 | 5.1464 | 5.3959 | 6.0478 | 6.8471 | 7.807 | 8.8524 | 9.8528 | 10.6727 | 11.0296 | 11.0363 | 11.2185 | 11.2167 | 10.9901 | 10.5246 | 9.7648 | 8.7863 | 8.2581 | 8.0683 | 7.4578 | 6.6426 | 6.0027 | -0.0089294 | 5.3362e-05 | 0.00077898 | -0.015432 | -0.04196 | -0.023808 | -0.015823 | -0.00017044 | -0.0093647 | 0.0075508 | 0.015638 | 0.03428 | 0.059815 | 0.065786 | 0.18175 | 0.17335 | 0.16942 | 0.14589 | 0.074366 | 0.066148 | 0.04767 | 0.035715 | 0.017268 | 0.006094 | 63.1174 | 62.9987 | 62.4931 | 61.96 | 61.7887 | 61.3695 | 60.9888 | 61.4869 | 63.3414 | 67.3184 | 71.6182 | 75.0748 | 75.1521 | 74.9279 | 76.1683 | 76.6455 | 77.9762 | 78.3867 | 78.4526 | 74.6734 | 70.5355 | 67.099 | 65.72 | 64.554 | 0.11786 | 0.11189 | 0.12059 | 0.14308 | 0.13245 | 0.14061 | 0.12248 | 0.13187 | 0.16404 | 0.18606 | 0.182 | 0.15244 | 0.16098 | 0.16188 | 0.13656 | 0.13767 | 0.12012 | 0.12047 | 0.1156 | 0.13747 | 0.1508 | 0.15426 | 0.13495 | 0.11127
Portfolio Adjusted1-in-2AllSouth of Lugo2020July Monthly Peak | Portfolio Adjusted | 1-in-2 | All | South of Lugo | 2020 | July Monthly Peak | 7 | 5.8194 | 5.5556 | 5.3779 | 5.3781 | 5.6535 | 6.4424 | 7.3445 | 8.3878 | 9.5839 | 10.631 | 11.5157 | 11.9311 | 12.0103 | 12.2074 | 12.1959 | 11.9453 | 11.4771 | 10.6299 | 9.4886 | 8.831 | 8.5608 | 7.8932 | 7.0433 | 6.3778 | -0.011497 | -0.00092596 | -0.0025387 | -0.010731 | -0.035597 | -0.03103 | -0.024329 | -0.016419 | -0.0099576 | 0.0076399 | 0.0162 | 0.01619 | 0.037835 | 0.047708 | 0.16411 | 0.15778 | 0.1567 | 0.13195 | 0.05475 | 0.037448 | 0.032213 | 0.029956 | 0.013969 | 0.0072022 | 69.476 | 68.7852 | 68.4886 | 68.3448 | 67.9473 | 67.182 | 67.1104 | 67.9873 | 70.5419 | 73.1515 | 75.5257 | 78.8378 | 80.2186 | 80.4076 | 81.2799 | 81.7186 | 82.2413 | 82.6455 | 83.3439 | 81.5802 | 78.2846 | 74.0889 | 72.0548 | 71.2402 | 0.11798 | 0.11182 | 0.12052 | 0.14398 | 0.13362 | 0.14393 | 0.12595 | 0.13506 | 0.16874 | 0.18983 | 0.18535 | 0.15547 | 0.16529 | 0.16633 | 0.14004 | 0.14115 | 0.12374 | 0.12345 | 0.11751 | 0.13807 | 0.15074 | 0.15404 | 0.13518 | 0.11204
Portfolio Adjusted1-in-2AllSouth of Lugo2020August Monthly Peak | Portfolio Adjusted | 1-in-2 | All | South of Lugo | 2020 | August Monthly Peak | 8 | 5.9767 | 5.7167 | 5.5309 | 5.5284 | 5.7743 | 6.6442 | 7.6417 | 8.6321 | 9.9066 | 11.0445 | 12.0051 | 12.4928 | 12.5635 | 12.7644 | 12.7674 | 12.5293 | 12.0427 | 11.1277 | 9.8659 | 9.2961 | 8.8965 | 8.1442 | 7.2571 | 6.5452 | -0.012707 | -0.001299 | -0.0037797 | -0.0093659 | -0.033997 | -0.034436 | -0.028047 | -0.022461 | -0.010306 | 0.0078264 | 0.016791 | 0.010133 | 0.030818 | 0.04234 | 0.16125 | 0.15541 | 0.15515 | 0.12963 | 0.049099 | 0.02869 | 0.02777 | 0.028974 | 0.01324 | 0.0077712 | 69.646 | 68.4462 | 68.0013 | 68.3423 | 68.261 | 67.5033 | 67.1915 | 67.2186 | 69.1631 | 73.2858 | 77.8181 | 82.198 | 83.9776 | 84.1986 | 84.5451 | 84.7009 | 86.1606 | 87.5497 | 86.8545 | 81.4858 | 76.1769 | 73.6031 | 72.2769 | 71.0821 | 0.12227 | 0.1163 | 0.12522 | 0.14963 | 0.13764 | 0.15015 | 0.13162 | 0.13938 | 0.17428 | 0.19677 | 0.19271 | 0.16237 | 0.1725 | 0.17361 | 0.14644 | 0.14723 | 0.12905 | 0.12885 | 0.12219 | 0.14501 | 0.15675 | 0.16078 | 0.14072 | 0.1161
Portfolio Adjusted1-in-2AllSouth of Lugo2020September Monthly Peak | Portfolio Adjusted | 1-in-2 | All | South of Lugo | 2020 | September Monthly Peak | 9 | 5.8712 | 5.6438 | 5.4671 | 5.4626 | 5.7002 | 6.5887 | 7.7202 | 8.6154 | 10.0015 | 11.1901 | 12.0908 | 12.5746 | 12.6756 | 12.8524 | 12.7788 | 12.4351 | 11.8355 | 10.8699 | 9.6138 | 9.3294 | 8.7366 | 7.9765 | 7.0366 | 6.3557 | -0.012643 | -0.001388 | -0.0041088 | -0.0084802 | -0.032052 | -0.03456 | -0.028871 | -0.02452 | -0.010446 | 0.0079232 | 0.017052 | 0.0077225 | 0.028219 | 0.040435 | 0.15835 | 0.15132 | 0.14984 | 0.12427 | 0.046026 | 0.025045 | 0.025614 | 0.027789 | 0.012462 | 0.0076727 | 69.7955 | 69.1416 | 68.6267 | 68.2665 | 67.7253 | 67.4011 | 67.1334 | 67.0095 | 68.9612 | 72.9794 | 77.0894 | 81.7821 | 84.9065 | 86.2664 | 87.2402 | 88.0848 | 88.3302 | 87.185 | 86.5559 | 84.5872 | 80.7399 | 77.4525 | 75.6368 | 74.6582 | 0.11903 | 0.11341 | 0.1224 | 0.14611 | 0.13387 | 0.14756 | 0.13107 | 0.13947 | 0.17671 | 0.20033 | 0.19616 | 0.16542 | 0.17679 | 0.17772 | 0.14857 | 0.14827 | 0.12865 | 0.12809 | 0.12196 | 0.14724 | 0.15688 | 0.15911 | 0.13768 | 0.11308
Portfolio Adjusted1-in-2AllSouth of Lugo2020October Monthly Peak | Portfolio Adjusted | 1-in-2 | All | South of Lugo | 2020 | October Monthly Peak | 10 | 5.5002 | 5.3206 | 5.1389 | 5.1222 | 5.3331 | 6.0412 | 7.1278 | 7.7896 | 8.78 | 9.8441 | 10.6561 | 11.0982 | 11.241 | 11.4533 | 11.478 | 11.1325 | 10.6192 | 9.7036 | 9.0176 | 8.6051 | 8.08 | 7.4086 | 6.5368 | 5.9073 | -0.0088726 | 5.3847e-05 | 0.00078228 | -0.015513 | -0.041651 | -0.023826 | -0.016191 | -0.00017135 | -0.0094162 | 0.0076556 | 0.015971 | 0.035557 | 0.063283 | 0.069657 | 0.18898 | 0.17732 | 0.17239 | 0.14653 | 0.077938 | 0.068836 | 0.04833 | 0.036021 | 0.017231 | 0.0060106 | 64.1373 | 63.6863 | 63.3878 | 62.431 | 61.9001 | 61.2542 | 60.7496 | 60.6386 | 61.4662 | 64.5669 | 68.6076 | 74.1609 | 80.2542 | 82.9047 | 81.6486 | 81.291 | 81.64 | 80.367 | 77.6237 | 73.9055 | 71.7641 | 70.1802 | 68.4671 | 66.8046 | 0.1171 | 0.11289 | 0.1211 | 0.14382 | 0.13147 | 0.1407 | 0.12536 | 0.13258 | 0.16493 | 0.18863 | 0.18586 | 0.15807 | 0.17027 | 0.17136 | 0.1441 | 0.14256 | 0.12366 | 0.12229 | 0.12113 | 0.14307 | 0.15288 | 0.15557 | 0.13465 | 0.10974
Portfolio Adjusted1-in-2AllSouth of Lugo2020November Monthly Peak | Portfolio Adjusted | 1-in-2 | All | South of Lugo | 2020 | November Monthly Peak | 11 | 5.1081 | 4.9264 | 4.799 | 4.8222 | 4.9994 | 5.6419 | 6.4507 | 7.1495 | 8.0414 | 8.8894 | 9.4658 | 9.7625 | 9.7973 | 9.9225 | 9.8206 | 9.4665 | 9.0667 | 8.8503 | 8.1745 | 7.7205 | 7.2865 | 6.6515 | 5.9638 | 5.4357 | -0.0082344 | 4.9348e-05 | 0.00071863 | -0.014351 | -0.038434 | -0.021606 | -0.014536 | -0.00015488 | -0.0085322 | 0.0069029 | 0.014211 | 0.031418 | 0.055489 | 0.060809 | 0.16325 | 0.15204 | 0.14863 | 0.13346 | 0.070481 | 0.06244 | 0.044184 | 0.032814 | 0.015785 | 0.0055295 | 59.1977 | 58.1932 | 57.4038 | 56.5819 | 55.4029 | 54.6488 | 54.1961 | 54.5281 | 56.6947 | 59.8609 | 64.4786 | 68.6518 | 71.7054 | 73.4519 | 74.6635 | 74.0961 | 71.9882 | 69.3236 | 66.8694 | 65.827 | 64.6751 | 64.5027 | 63.9307 | 64.7458 | 0.10869 | 0.10348 | 0.11125 | 0.13306 | 0.12133 | 0.12765 | 0.11256 | 0.11985 | 0.14946 | 0.17009 | 0.16538 | 0.13967 | 0.14929 | 0.14958 | 0.12455 | 0.12272 | 0.10759 | 0.11129 | 0.10955 | 0.12977 | 0.13976 | 0.14171 | 0.12334 | 0.10096
Portfolio Adjusted1-in-2AllSouth of Lugo2020December Monthly Peak | Portfolio Adjusted | 1-in-2 | All | South of Lugo | 2020 | December Monthly Peak | 12 | 4.9598 | 4.8138 | 4.6915 | 4.7008 | 4.8535 | 5.5154 | 6.5458 | 7.1296 | 7.8841 | 8.4832 | 8.7616 | 8.8606 | 8.7676 | 8.7921 | 8.7066 | 8.4255 | 8.2342 | 8.2331 | 7.75 | 7.3849 | 6.9944 | 6.4489 | 5.8044 | 5.2966 | -0.0077179 | 4.6652e-05 | 0.00067822 | -0.013445 | -0.035632 | -0.02013 | -0.013806 | -0.00014571 | -0.007942 | 0.0063083 | 0.012621 | 0.027698 | 0.048604 | 0.052985 | 0.14366 | 0.13484 | 0.13433 | 0.12349 | 0.065596 | 0.058369 | 0.041272 | 0.030898 | 0.014854 | 0.0051779 | 52.4581 | 51.1861 | 50.1979 | 49.4423 | 48.9679 | 47.941 | 48.1642 | 48.3053 | 48.8273 | 52.4772 | 57.0139 | 60.0018 | 61.7379 | 62.8345 | 63.2232 | 63.6267 | 62.7742 | 60.6685 | 58.5891 | 57.0278 | 55.2239 | 53.2501 | 51.396 | 49.9416 | 0.1019 | 0.097865 | 0.10501 | 0.12468 | 0.11251 | 0.119 | 0.10701 | 0.1128 | 0.13916 | 0.15547 | 0.14691 | 0.12317 | 0.13079 | 0.13035 | 0.10911 | 0.10844 | 0.09678 | 0.10244 | 0.10197 | 0.12132 | 0.13056 | 0.13345 | 0.11609 | 0.094572
Portfolio Adjusted1-in-2AllSouth of Lugo2020Typical Event Day | Portfolio Adjusted | 1-in-2 | All | South of Lugo | 2020 | Typical Event Day | 8 | 5.9153 | 5.6581 | 5.4743 | 5.4681 | 5.7084 | 6.5625 | 7.5369 | 8.4859 | 9.6788 | 10.7455 | 11.6555 | 12.1179 | 12.1849 | 12.3916 | 12.4147 | 12.1926 | 11.7352 | 10.8614 | 9.6532 | 9.1169 | 8.7503 | 8.0221 | 7.1474 | 6.4531 | -0.011563 | -0.00082372 | -0.0021641 | -0.011821 | -0.037543 | -0.031333 | -0.024183 | -0.014561 | -0.010131 | 0.0078116 | 0.016514 | 0.019255 | 0.042084 | 0.051693 | 0.17138 | 0.16477 | 0.16363 | 0.13838 | 0.059328 | 0.043219 | 0.035545 | 0.031991 | 0.014955 | 0.0072855 | 68.0087 | 67.3429 | 66.9024 | 66.7284 | 66.4306 | 65.8639 | 65.606 | 65.9256 | 68.0019 | 71.6838 | 75.5129 | 79.4732 | 81.0637 | 81.4501 | 82.3084 | 82.7875 | 83.6771 | 83.9417 | 83.8017 | 80.5817 | 76.4342 | 73.0609 | 71.4221 | 70.3836 | 0.12211 | 0.11611 | 0.12494 | 0.14906 | 0.13702 | 0.14938 | 0.13085 | 0.13831 | 0.17203 | 0.19341 | 0.18893 | 0.1591 | 0.16894 | 0.17005 | 0.14362 | 0.14457 | 0.12685 | 0.12686 | 0.12072 | 0.14368 | 0.15568 | 0.15992 | 0.13979 | 0.1154
Portfolio Adjusted1-in-2AllSouth of Lugo2021January Monthly Peak | Portfolio Adjusted | 1-in-2 | All | South of Lugo | 2021 | January Monthly Peak | 1 | 4.93 | 4.83 | 4.7283 | 4.7328 | 4.9108 | 5.5517 | 6.6546 | 7.2906 | 7.9923 | 8.5206 | 8.6915 | 8.6558 | 8.4261 | 8.392 | 8.2635 | 7.9583 | 7.669 | 7.7903 | 7.5427 | 7.2345 | 6.848 | 6.3472 | 5.771 | 5.2684 | -0.0075743 | 4.5995e-05 | 0.00067542 | -0.013297 | -0.03561 | -0.020055 | -0.013855 | -0.00014636 | -0.0078996 | 0.0062032 | 0.012266 | 0.026813 | 0.046744 | 0.05117 | 0.13734 | 0.12846 | 0.12618 | 0.11738 | 0.063382 | 0.056945 | 0.040067 | 0.030329 | 0.014798 | 0.0051879 | 48.3421 | 47.3172 | 46.2681 | 45.9484 | 45.8992 | 46.1757 | 45.7718 | 45.7382 | 46.5678 | 48.7271 | 52.4639 | 55.3658 | 56.975 | 58.2659 | 58.5922 | 58.7018 | 58.6027 | 56.9963 | 55.5677 | 54.1578 | 53.2842 | 52.0402 | 50.9992 | 49.6458 | 0.10001 | 0.0965 | 0.10459 | 0.12331 | 0.11245 | 0.11856 | 0.10741 | 0.11332 | 0.13843 | 0.1529 | 0.1428 | 0.11924 | 0.12579 | 0.12587 | 0.1049 | 0.10434 | 0.091814 | 0.097825 | 0.098535 | 0.11836 | 0.12676 | 0.131 | 0.11565 | 0.094747
Portfolio Adjusted1-in-2AllSouth of Lugo2021February Monthly Peak | Portfolio Adjusted | 1-in-2 | All | South of Lugo | 2021 | February Monthly Peak | 2 | 5.019 | 4.8948 | 4.7553 | 4.7709 | 4.9278 | 5.5591 | 6.5372 | 7.1529 | 7.8758 | 8.475 | 8.7904 | 8.9302 | 8.8557 | 8.9238 | 8.852 | 8.565 | 8.205 | 7.9591 | 7.799 | 7.436 | 7.0324 | 6.4807 | 5.8686 | 5.3692 | -0.0078449 | 4.7504e-05 | 0.00069124 | -0.01373 | -0.03654 | -0.020665 | -0.014133 | -0.00014886 | -0.0080949 | 0.0063827 | 0.012777 | 0.028359 | 0.050026 | 0.054977 | 0.14803 | 0.13863 | 0.13545 | 0.12154 | 0.066726 | 0.059368 | 0.041723 | 0.031172 | 0.015186 | 0.0053785 | 51.7141 | 51.3886 | 51.0852 | 50.786 | 50.4647 | 49.9955 | 49.7285 | 49.619 | 50.3575 | 52.582 | 54.3874 | 56.0358 | 56.593 | 56.6868 | 56.6087 | 55.5752 | 55.5418 | 55.2581 | 53.9061 | 52.9265 | 52.1489 | 51.8797 | 50.5361 | 49.2385 | 0.10357 | 0.099643 | 0.10703 | 0.12731 | 0.11537 | 0.12213 | 0.1095 | 0.11522 | 0.14182 | 0.15729 | 0.14871 | 0.12609 | 0.13459 | 0.13523 | 0.11347 | 0.11279 | 0.098751 | 0.10256 | 0.10372 | 0.12339 | 0.13199 | 0.13463 | 0.11868 | 0.098215
Portfolio Adjusted1-in-2AllSouth of Lugo2021March Monthly Peak | Portfolio Adjusted | 1-in-2 | All | South of Lugo | 2021 | March Monthly Peak | 3 | 5.1326 | 4.9657 | 4.8048 | 4.7862 | 4.9484 | 5.5827 | 6.635 | 7.2809 | 7.9947 | 8.6264 | 8.965 | 9.1025 | 9.0083 | 9.0926 | 9.1088 | 8.8842 | 8.5819 | 8.1776 | 7.7961 | 7.7059 | 7.3082 | 6.759 | 6.0803 | 5.5297 | -0.0081188 | 4.8497e-05 | 0.00070167 | -0.013814 | -0.036778 | -0.020888 | -0.014373 | -0.00015222 | -0.0082594 | 0.0065469 | 0.013114 | 0.029002 | 0.051007 | 0.056173 | 0.1524 | 0.14371 | 0.14129 | 0.12473 | 0.068072 | 0.062036 | 0.043518 | 0.032662 | 0.015786 | 0.0055428 | 51.8142 | 50.6644 | 49.4411 | 48.8806 | 48.5992 | 48.1596 | 48.0147 | 48.3757 | 50.729 | 52.9983 | 55.1829 | 57.0693 | 58.066 | 59.0302 | 59.0676 | 59.4955 | 59.1351 | 58.0194 | 56.4501 | 54.8626 | 54.2391 | 53.3614 | 52.4097 | 51.3426 | 0.10718 | 0.10172 | 0.10864 | 0.12809 | 0.11612 | 0.12344 | 0.11136 | 0.11782 | 0.1447 | 0.16133 | 0.15264 | 0.12894 | 0.13723 | 0.13817 | 0.11694 | 0.11698 | 0.10279 | 0.10511 | 0.10579 | 0.12893 | 0.13766 | 0.14107 | 0.12336 | 0.10121
Portfolio Adjusted1-in-2AllSouth of Lugo2021April Monthly Peak | Portfolio Adjusted | 1-in-2 | All | South of Lugo | 2021 | April Monthly Peak | 4 | 5.3183 | 5.122 | 4.9376 | 4.9004 | 5.1104 | 5.728 | 6.5869 | 7.3076 | 8.2342 | 9.1088 | 9.8223 | 10.2128 | 10.3117 | 10.5138 | 10.5305 | 10.2879 | 9.8813 | 9.1801 | 8.3165 | 8.107 | 7.8214 | 7.1823 | 6.3938 | 5.7768 | -0.0085915 | 5.1472e-05 | 0.00074693 | -0.014695 | -0.03969 | -0.022465 | -0.015194 | -0.00016131 | -0.0088936 | 0.0071503 | 0.014785 | 0.033001 | 0.058519 | 0.064517 | 0.17505 | 0.16546 | 0.16162 | 0.13908 | 0.072752 | 0.065823 | 0.046861 | 0.034993 | 0.016862 | 0.0059185 | 61.869 | 61.4303 | 60.6811 | 59.657 | 58.9008 | 58.1033 | 57.6359 | 57.8267 | 59.5564 | 62.7818 | 65.7981 | 68.8496 | 71.1507 | 72.7936 | 73.4001 | 73.6003 | 73.8324 | 73.0133 | 72.2296 | 70.4167 | 67.1369 | 65.8502 | 64.3357 | 61.761 | 0.1134 | 0.10793 | 0.11563 | 0.13624 | 0.12529 | 0.1327 | 0.11762 | 0.1248 | 0.15577 | 0.17617 | 0.17205 | 0.1467 | 0.15744 | 0.1587 | 0.13367 | 0.13379 | 0.11663 | 0.11644 | 0.11306 | 0.13679 | 0.14824 | 0.15113 | 0.13176 | 0.10806
Portfolio Adjusted1-in-2AllSouth of Lugo2021May Monthly Peak | Portfolio Adjusted | 1-in-2 | All | South of Lugo | 2021 | May Monthly Peak | 5 | 5.2667 | 5.0679 | 4.9049 | 4.8792 | 5.1017 | 5.7326 | 6.4926 | 7.3522 | 8.2474 | 9.0437 | 9.6847 | 9.9958 | 10.0395 | 10.1844 | 10.1883 | 9.9325 | 9.5172 | 8.8949 | 8.1167 | 7.7903 | 7.7105 | 7.0865 | 6.3108 | 5.719 | -0.0084687 | 5.062e-05 | 0.00073752 | -0.01455 | -0.039388 | -0.022397 | -0.01505 | -0.0001623 | -0.0089018 | 0.0071079 | 0.014641 | 0.032413 | 0.057087 | 0.062761 | 0.16984 | 0.16005 | 0.15602 | 0.1352 | 0.071109 | 0.063752 | 0.04614 | 0.034507 | 0.016618 | 0.0058425 | 59.5732 | 59.615 | 59.6221 | 59.108 | 58.6303 | 58.6427 | 58.8937 | 59.4395 | 60.1473 | 61.65 | 64.3267 | 67.1612 | 69.3579 | 70.0572 | 69.8851 | 70.8801 | 70.9401 | 69.9033 | 67.9781 | 65.4299 | 62.8889 | 60.8796 | 60.3876 | 60.0935 | 0.11179 | 0.10615 | 0.11418 | 0.1349 | 0.12434 | 0.13229 | 0.11649 | 0.12557 | 0.15592 | 0.17513 | 0.17037 | 0.14408 | 0.15358 | 0.15437 | 0.12996 | 0.12973 | 0.11287 | 0.11355 | 0.11051 | 0.13248 | 0.14596 | 0.14903 | 0.12986 | 0.10667
Portfolio Adjusted1-in-2AllSouth of Lugo2021June Monthly Peak | Portfolio Adjusted | 1-in-2 | All | South of Lugo | 2021 | June Monthly Peak | 6 | 5.5533 | 5.3338 | 5.1738 | 5.154 | 5.4041 | 6.0573 | 6.8582 | 7.8196 | 8.8659 | 9.8673 | 10.6879 | 11.0449 | 11.0511 | 11.2335 | 11.2315 | 11.0045 | 10.5383 | 9.7778 | 8.7982 | 8.2696 | 8.0794 | 7.4681 | 6.652 | 6.0115 | -0.0089555 | 5.3518e-05 | 0.00078125 | -0.015478 | -0.042083 | -0.023877 | -0.01587 | -0.00017094 | -0.0093921 | 0.0075729 | 0.015683 | 0.034381 | 0.05999 | 0.065979 | 0.18214 | 0.17371 | 0.16976 | 0.1462 | 0.074583 | 0.066341 | 0.04781 | 0.035819 | 0.017319 | 0.0061119 | 63.1174 | 62.9987 | 62.4931 | 61.96 | 61.7887 | 61.3694 | 60.9887 | 61.4869 | 63.3414 | 67.3184 | 71.6182 | 75.0748 | 75.1521 | 74.928 | 76.1684 | 76.6456 | 77.9763 | 78.3867 | 78.4526 | 74.6734 | 70.5356 | 67.099 | 65.72 | 64.554 | 0.1182 | 0.11222 | 0.12094 | 0.1435 | 0.13284 | 0.14102 | 0.12283 | 0.13226 | 0.16452 | 0.1866 | 0.18253 | 0.15288 | 0.16145 | 0.16235 | 0.13696 | 0.13807 | 0.12047 | 0.12082 | 0.11593 | 0.13788 | 0.15124 | 0.15471 | 0.13534 | 0.11159
Portfolio Adjusted1-in-2AllSouth of Lugo2021July Monthly Peak | Portfolio Adjusted | 1-in-2 | All | South of Lugo | 2021 | July Monthly Peak | 7 | 5.8278 | 5.5636 | 5.3857 | 5.386 | 5.662 | 6.4524 | 7.3563 | 8.4011 | 9.5983 | 10.6463 | 11.5317 | 11.9472 | 12.0261 | 12.2232 | 12.2116 | 11.9605 | 11.4917 | 10.6438 | 9.5011 | 8.843 | 8.5723 | 7.9039 | 7.053 | 6.3869 | -0.011531 | -0.00092867 | -0.0025462 | -0.010762 | -0.035701 | -0.03112 | -0.0244 | -0.016467 | -0.0099868 | 0.0076622 | 0.016248 | 0.016237 | 0.037945 | 0.047847 | 0.16445 | 0.15807 | 0.15698 | 0.13221 | 0.05491 | 0.037557 | 0.032307 | 0.030043 | 0.014009 | 0.0072233 | 69.476 | 68.7852 | 68.4886 | 68.3448 | 67.9473 | 67.182 | 67.1104 | 67.9873 | 70.5419 | 73.1515 | 75.5257 | 78.8379 | 80.2186 | 80.4077 | 81.28 | 81.7187 | 82.2414 | 82.6456 | 83.344 | 81.5803 | 78.2847 | 74.0889 | 72.0548 | 71.2403 | 0.11833 | 0.11214 | 0.12087 | 0.1444 | 0.13401 | 0.14435 | 0.12631 | 0.13545 | 0.16923 | 0.19038 | 0.18589 | 0.15592 | 0.16577 | 0.16681 | 0.14045 | 0.14156 | 0.1241 | 0.12381 | 0.11786 | 0.13847 | 0.15118 | 0.15449 | 0.13558 | 0.11236
Portfolio Adjusted1-in-2AllSouth of Lugo2021August Monthly Peak | Portfolio Adjusted | 1-in-2 | All | South of Lugo | 2021 | August Monthly Peak | 8 | 5.9855 | 5.7251 | 5.5391 | 5.5366 | 5.783 | 6.6547 | 7.6541 | 8.6459 | 9.9216 | 11.0604 | 12.0218 | 12.5096 | 12.5801 | 12.781 | 12.7838 | 12.5453 | 12.058 | 11.1422 | 9.879 | 9.3087 | 8.9085 | 8.1554 | 7.2672 | 6.5547 | -0.012744 | -0.0013028 | -0.0037907 | -0.0093933 | -0.034096 | -0.034537 | -0.028129 | -0.022527 | -0.010336 | 0.0078493 | 0.01684 | 0.010162 | 0.030908 | 0.042464 | 0.16157 | 0.15569 | 0.15543 | 0.12987 | 0.049243 | 0.028773 | 0.027852 | 0.029059 | 0.013278 | 0.0077939 | 69.6461 | 68.4462 | 68.0013 | 68.3423 | 68.2611 | 67.5033 | 67.1915 | 67.2186 | 69.1631 | 73.2858 | 77.8182 | 82.198 | 83.9777 | 84.1987 | 84.5452 | 84.701 | 86.1607 | 87.5497 | 86.8546 | 81.4859 | 76.1769 | 73.6031 | 72.277 | 71.0822 | 0.12263 | 0.11664 | 0.12559 | 0.15007 | 0.13804 | 0.15059 | 0.13201 | 0.13979 | 0.17479 | 0.19735 | 0.19327 | 0.16284 | 0.17301 | 0.17412 | 0.14686 | 0.14766 | 0.12942 | 0.12923 | 0.12255 | 0.14543 | 0.15721 | 0.16125 | 0.14113 | 0.11644
Portfolio Adjusted1-in-2AllSouth of Lugo2021September Monthly Peak | Portfolio Adjusted | 1-in-2 | All | South of Lugo | 2021 | September Monthly Peak | 9 | 5.8797 | 5.652 | 5.475 | 5.4707 | 5.7088 | 6.599 | 7.7325 | 8.6292 | 10.0167 | 11.2064 | 12.1078 | 12.5917 | 12.6926 | 12.8695 | 12.7955 | 12.4512 | 11.8508 | 10.8844 | 9.6269 | 9.3422 | 8.7486 | 7.9876 | 7.0466 | 6.365 | -0.01268 | -0.001392 | -0.0041208 | -0.0085051 | -0.032146 | -0.034661 | -0.028955 | -0.024592 | -0.010477 | 0.0079464 | 0.017102 | 0.007745 | 0.028301 | 0.040553 | 0.15866 | 0.15159 | 0.1501 | 0.1245 | 0.04616 | 0.025118 | 0.025689 | 0.02787 | 0.012498 | 0.0076952 | 69.7955 | 69.1417 | 68.6267 | 68.2665 | 67.7253 | 67.4011 | 67.1335 | 67.0095 | 68.9612 | 72.9795 | 77.0894 | 81.7821 | 84.9065 | 86.2665 | 87.2403 | 88.0849 | 88.3303 | 87.1851 | 86.556 | 84.5873 | 80.7399 | 77.4525 | 75.6369 | 74.6582 | 0.11937 | 0.11374 | 0.12276 | 0.14654 | 0.13426 | 0.14799 | 0.13145 | 0.13988 | 0.17722 | 0.20091 | 0.19673 | 0.1659 | 0.1773 | 0.17824 | 0.149 | 0.1487 | 0.12903 | 0.12847 | 0.12232 | 0.14767 | 0.15733 | 0.15957 | 0.13808 | 0.11341
Portfolio Adjusted1-in-2AllSouth of Lugo2021October Monthly Peak | Portfolio Adjusted | 1-in-2 | All | South of Lugo | 2021 | October Monthly Peak | 10 | 5.5083 | 5.3285 | 5.1464 | 5.1298 | 5.3411 | 6.0506 | 7.1391 | 7.8023 | 8.7937 | 9.8588 | 10.6717 | 11.114 | 11.2568 | 11.4691 | 11.4936 | 11.1475 | 10.6333 | 9.7169 | 9.0302 | 8.6171 | 8.0912 | 7.4191 | 6.5462 | 5.9159 | -0.0088985 | 5.4004e-05 | 0.00078456 | -0.015558 | -0.041772 | -0.023895 | -0.016238 | -0.00017186 | -0.0094438 | 0.007678 | 0.016018 | 0.035661 | 0.063468 | 0.069861 | 0.1894 | 0.17769 | 0.17274 | 0.14684 | 0.078166 | 0.069037 | 0.048471 | 0.036126 | 0.017282 | 0.0060281 | 64.1373 | 63.6863 | 63.3878 | 62.431 | 61.9001 | 61.2542 | 60.7496 | 60.6386 | 61.4662 | 64.5669 | 68.6076 | 74.161 | 80.2542 | 82.9047 | 81.6486 | 81.2911 | 81.6401 | 80.3671 | 77.6238 | 73.9055 | 71.7641 | 70.1802 | 68.4671 | 66.8046 | 0.11745 | 0.11322 | 0.12145 | 0.14424 | 0.13186 | 0.14111 | 0.12572 | 0.13296 | 0.16541 | 0.18918 | 0.1864 | 0.15853 | 0.17076 | 0.17185 | 0.14452 | 0.14298 | 0.12402 | 0.12264 | 0.12148 | 0.14348 | 0.15333 | 0.15602 | 0.13504 | 0.11006
Portfolio Adjusted1-in-2AllSouth of Lugo2021November Monthly Peak | Portfolio Adjusted | 1-in-2 | All | South of Lugo | 2021 | November Monthly Peak | 11 | 5.1156 | 4.9336 | 4.8059 | 4.8292 | 5.0068 | 5.6505 | 6.4609 | 7.1609 | 8.0537 | 8.9027 | 9.4796 | 9.7765 | 9.8111 | 9.9364 | 9.8341 | 9.4793 | 9.0791 | 8.8624 | 8.1858 | 7.7313 | 7.2968 | 6.6611 | 5.9724 | 5.4436 | -0.0082585 | 4.9492e-05 | 0.00072074 | -0.014393 | -0.038546 | -0.021669 | -0.014578 | -0.00015534 | -0.0085572 | 0.0069231 | 0.014253 | 0.03151 | 0.055651 | 0.060987 | 0.16361 | 0.15235 | 0.14894 | 0.13375 | 0.070688 | 0.062623 | 0.044313 | 0.03291 | 0.015831 | 0.0055457 | 59.1978 | 58.1932 | 57.4039 | 56.5819 | 55.4029 | 54.6488 | 54.1961 | 54.5282 | 56.6947 | 59.861 | 64.4786 | 68.6518 | 71.7054 | 73.452 | 74.6636 | 74.0962 | 71.9883 | 69.3236 | 66.8694 | 65.827 | 64.6751 | 64.5027 | 63.9308 | 64.7458 | 0.10901 | 0.10378 | 0.11158 | 0.13345 | 0.12169 | 0.12802 | 0.11289 | 0.1202 | 0.14989 | 0.17058 | 0.16586 | 0.14007 | 0.14972 | 0.15002 | 0.12491 | 0.12308 | 0.1079 | 0.11161 | 0.10986 | 0.13014 | 0.14017 | 0.14213 | 0.1237 | 0.10125
Portfolio Adjusted1-in-2AllSouth of Lugo2021December Monthly Peak | Portfolio Adjusted | 1-in-2 | All | South of Lugo | 2021 | December Monthly Peak | 12 | 4.9668 | 4.8206 | 4.6981 | 4.7073 | 4.8604 | 5.5234 | 6.5554 | 7.1403 | 7.8955 | 8.4953 | 8.7739 | 8.8729 | 8.7797 | 8.8041 | 8.7185 | 8.4368 | 8.2453 | 8.2442 | 7.7605 | 7.395 | 7.0041 | 6.4578 | 5.8125 | 5.304 | -0.0077405 | 4.6788e-05 | 0.0006802 | -0.013485 | -0.035736 | -0.020189 | -0.013847 | -0.00014614 | -0.0079652 | 0.0063268 | 0.012658 | 0.027779 | 0.048746 | 0.05314 | 0.14398 | 0.13513 | 0.1346 | 0.12375 | 0.065788 | 0.058539 | 0.041392 | 0.030988 | 0.014898 | 0.0051931 | 52.4581 | 51.1861 | 50.1979 | 49.4423 | 48.9679 | 47.941 | 48.1642 | 48.3053 | 48.8273 | 52.4772 | 57.0139 | 60.0018 | 61.7379 | 62.8345 | 63.2233 | 63.6267 | 62.7742 | 60.6686 | 58.5891 | 57.0278 | 55.2239 | 53.2501 | 51.396 | 49.9416 | 0.1022 | 0.09815 | 0.10532 | 0.12504 | 0.11284 | 0.11934 | 0.10732 | 0.11313 | 0.13956 | 0.15592 | 0.14734 | 0.12352 | 0.13117 | 0.13073 | 0.10943 | 0.10875 | 0.097061 | 0.10274 | 0.10227 | 0.12167 | 0.13094 | 0.13384 | 0.11643 | 0.094847
Portfolio Adjusted1-in-2AllSouth of Lugo2021Typical Event Day | Portfolio Adjusted | 1-in-2 | All | South of Lugo | 2021 | Typical Event Day | 8 | 5.924 | 5.6665 | 5.4824 | 5.4762 | 5.7171 | 6.5728 | 7.5492 | 8.4996 | 9.6935 | 10.7611 | 11.6718 | 12.1344 | 12.2009 | 12.4078 | 12.4308 | 12.2082 | 11.7502 | 10.8756 | 9.666 | 9.1293 | 8.7622 | 8.0332 | 7.1575 | 6.4625 | -0.011597 | -0.00082613 | -0.0021704 | -0.011855 | -0.037653 | -0.031425 | -0.024254 | -0.014603 | -0.01016 | 0.0078345 | 0.016562 | 0.019312 | 0.042207 | 0.051844 | 0.17174 | 0.16508 | 0.16394 | 0.13866 | 0.059502 | 0.043346 | 0.035649 | 0.032085 | 0.014998 | 0.0073068 | 68.0087 | 67.3429 | 66.9024 | 66.7284 | 66.4306 | 65.8639 | 65.606 | 65.9256 | 68.0019 | 71.6838 | 75.5129 | 79.4732 | 81.0638 | 81.4502 | 82.3085 | 82.7875 | 83.6772 | 83.9418 | 83.8018 | 80.5817 | 76.4343 | 73.0609 | 71.4222 | 70.3837 | 0.12246 | 0.11645 | 0.12531 | 0.1495 | 0.13742 | 0.14982 | 0.13123 | 0.13871 | 0.17253 | 0.19398 | 0.18948 | 0.15957 | 0.16944 | 0.17055 | 0.14404 | 0.14499 | 0.12722 | 0.12722 | 0.12107 | 0.1441 | 0.15613 | 0.16039 | 0.1402 | 0.11574
Portfolio Adjusted1-in-2AllSouth of Lugo2022January Monthly Peak | Portfolio Adjusted | 1-in-2 | All | South of Lugo | 2022 | January Monthly Peak | 1 | 4.9369 | 4.8366 | 4.7348 | 4.7392 | 4.9177 | 5.5596 | 6.6643 | 7.3013 | 8.0038 | 8.5325 | 8.7034 | 8.6677 | 8.4377 | 8.4036 | 8.2749 | 7.9692 | 7.6795 | 7.8009 | 7.5528 | 7.2444 | 6.8574 | 6.356 | 5.779 | 5.2758 | -0.0075965 | 4.613e-05 | 0.0006774 | -0.013336 | -0.035714 | -0.020113 | -0.013895 | -0.00014679 | -0.0079227 | 0.0062214 | 0.012302 | 0.026891 | 0.046881 | 0.05132 | 0.13764 | 0.12874 | 0.12644 | 0.11763 | 0.063568 | 0.057111 | 0.040185 | 0.030418 | 0.014841 | 0.0052031 | 48.3421 | 47.3172 | 46.2681 | 45.9484 | 45.8992 | 46.1756 | 45.7717 | 45.7382 | 46.5678 | 48.7271 | 52.4639 | 55.3658 | 56.975 | 58.2659 | 58.5922 | 58.7018 | 58.6027 | 56.9963 | 55.5677 | 54.1578 | 53.2842 | 52.0402 | 50.9992 | 49.6458 | 0.1003 | 0.09678 | 0.10489 | 0.12367 | 0.11277 | 0.11891 | 0.10772 | 0.11365 | 0.13883 | 0.15335 | 0.14322 | 0.11959 | 0.12615 | 0.12624 | 0.10521 | 0.10465 | 0.092082 | 0.098109 | 0.098822 | 0.11871 | 0.12713 | 0.13138 | 0.11599 | 0.095023
Portfolio Adjusted1-in-2AllSouth of Lugo2022February Monthly Peak | Portfolio Adjusted | 1-in-2 | All | South of Lugo | 2022 | February Monthly Peak | 2 | 5.0261 | 4.9017 | 4.7619 | 4.7776 | 4.9349 | 5.5673 | 6.5471 | 7.1638 | 7.8875 | 8.4873 | 8.8029 | 8.9428 | 8.8681 | 8.9363 | 8.8643 | 8.5768 | 8.2163 | 7.9703 | 7.8097 | 7.4463 | 7.0421 | 6.4897 | 5.8768 | 5.3769 | -0.0078679 | 4.7643e-05 | 0.00069327 | -0.01377 | -0.036647 | -0.020726 | -0.014175 | -0.0001493 | -0.0081185 | 0.0064014 | 0.012814 | 0.028442 | 0.050172 | 0.055138 | 0.14837 | 0.13892 | 0.13573 | 0.1218 | 0.066921 | 0.059541 | 0.041845 | 0.031263 | 0.01523 | 0.0053943 | 51.7141 | 51.3886 | 51.0852 | 50.786 | 50.4646 | 49.9955 | 49.7285 | 49.619 | 50.3576 | 52.582 | 54.3874 | 56.0358 | 56.593 | 56.6868 | 56.6088 | 55.5752 | 55.5418 | 55.2581 | 53.9061 | 52.9265 | 52.1489 | 51.8797 | 50.5361 | 49.2385 | 0.10387 | 0.099933 | 0.10734 | 0.12768 | 0.11571 | 0.12249 | 0.10982 | 0.11556 | 0.14223 | 0.15775 | 0.14915 | 0.12645 | 0.13499 | 0.13562 | 0.11381 | 0.11312 | 0.099038 | 0.10286 | 0.10402 | 0.12375 | 0.13238 | 0.13503 | 0.11902 | 0.098501
Portfolio Adjusted1-in-2AllSouth of Lugo2022March Monthly Peak | Portfolio Adjusted | 1-in-2 | All | South of Lugo | 2022 | March Monthly Peak | 3 | 5.1399 | 4.9727 | 4.8116 | 4.7929 | 4.9555 | 5.5909 | 6.6451 | 7.2921 | 8.0067 | 8.639 | 8.9777 | 9.1154 | 9.021 | 9.1054 | 9.1215 | 8.8965 | 8.5937 | 8.189 | 7.807 | 7.7167 | 7.3184 | 6.7685 | 6.0889 | 5.5377 | -0.0081426 | 4.8639e-05 | 0.00070372 | -0.013854 | -0.036886 | -0.020949 | -0.014415 | -0.00015267 | -0.0082835 | 0.006566 | 0.013153 | 0.029087 | 0.051156 | 0.056338 | 0.15274 | 0.14401 | 0.14159 | 0.125 | 0.068271 | 0.062218 | 0.043645 | 0.032758 | 0.015832 | 0.005559 | 51.8142 | 50.6643 | 49.441 | 48.8806 | 48.5992 | 48.1596 | 48.0147 | 48.3756 | 50.729 | 52.9983 | 55.1829 | 57.0693 | 58.066 | 59.0302 | 59.0676 | 59.4956 | 59.1351 | 58.0194 | 56.4502 | 54.8626 | 54.2391 | 53.3614 | 52.4097 | 51.3426 | 0.10749 | 0.10201 | 0.10896 | 0.12846 | 0.11646 | 0.1238 | 0.11168 | 0.11816 | 0.14512 | 0.1618 | 0.15308 | 0.12932 | 0.13763 | 0.13857 | 0.11728 | 0.11732 | 0.10308 | 0.10542 | 0.1061 | 0.12931 | 0.13807 | 0.14148 | 0.12372 | 0.10151
Portfolio Adjusted1-in-2AllSouth of Lugo2022April Monthly Peak | Portfolio Adjusted | 1-in-2 | All | South of Lugo | 2022 | April Monthly Peak | 4 | 5.3261 | 5.1295 | 4.9448 | 4.9076 | 5.1181 | 5.7369 | 6.5976 | 7.3195 | 8.2471 | 9.1225 | 9.8367 | 10.2274 | 10.3263 | 10.5285 | 10.5451 | 10.3019 | 9.8946 | 9.1927 | 8.3282 | 8.1184 | 7.8323 | 7.1925 | 6.403 | 5.7853 | -0.0086167 | 5.1623e-05 | 0.00074911 | -0.014738 | -0.039806 | -0.022531 | -0.015239 | -0.00016178 | -0.0089196 | 0.0071712 | 0.014828 | 0.033098 | 0.058691 | 0.064705 | 0.17544 | 0.16581 | 0.16195 | 0.13938 | 0.072965 | 0.066016 | 0.046998 | 0.035095 | 0.016911 | 0.0059358 | 61.869 | 61.4303 | 60.6811 | 59.657 | 58.9008 | 58.1033 | 57.6358 | 57.8267 | 59.5563 | 62.7818 | 65.7981 | 68.8497 | 71.1508 | 72.7937 | 73.4002 | 73.6003 | 73.8324 | 73.0134 | 72.2296 | 70.4167 | 67.1369 | 65.8502 | 64.3357 | 61.761 | 0.11373 | 0.10824 | 0.11597 | 0.13664 | 0.12566 | 0.13308 | 0.11796 | 0.12517 | 0.15623 | 0.17669 | 0.17255 | 0.14713 | 0.1579 | 0.15916 | 0.13406 | 0.13418 | 0.11697 | 0.11678 | 0.11339 | 0.13719 | 0.14867 | 0.15157 | 0.13215 | 0.10837
Portfolio Adjusted1-in-2AllSouth of Lugo2022May Monthly Peak | Portfolio Adjusted | 1-in-2 | All | South of Lugo | 2022 | May Monthly Peak | 5 | 5.2744 | 5.0753 | 4.912 | 4.8863 | 5.1093 | 5.7415 | 6.5031 | 7.3642 | 8.2603 | 9.0574 | 9.699 | 10.0102 | 10.0537 | 10.1987 | 10.2024 | 9.9461 | 9.5301 | 8.9072 | 8.1281 | 7.8014 | 7.7213 | 7.0965 | 6.3198 | 5.7274 | -0.0084935 | 5.0768e-05 | 0.00073968 | -0.014593 | -0.039504 | -0.022462 | -0.015094 | -0.00016277 | -0.0089278 | 0.0071287 | 0.014684 | 0.032508 | 0.057254 | 0.062945 | 0.17022 | 0.16039 | 0.15634 | 0.13549 | 0.071317 | 0.063939 | 0.046275 | 0.034608 | 0.016667 | 0.0058596 | 59.5731 | 59.615 | 59.6221 | 59.108 | 58.6302 | 58.6427 | 58.8937 | 59.4394 | 60.1472 | 61.65 | 64.3267 | 67.1612 | 69.358 | 70.0573 | 69.8852 | 70.8802 | 70.9402 | 69.9034 | 67.9781 | 65.43 | 62.889 | 60.8796 | 60.3876 | 60.0935 | 0.11211 | 0.10646 | 0.11451 | 0.13529 | 0.1247 | 0.13268 | 0.11683 | 0.12593 | 0.15637 | 0.17564 | 0.17087 | 0.1445 | 0.15403 | 0.15482 | 0.13034 | 0.13011 | 0.1132 | 0.11388 | 0.11083 | 0.13287 | 0.14638 | 0.14947 | 0.13024 | 0.10698
Portfolio Adjusted1-in-2AllSouth of Lugo2022June Monthly Peak | Portfolio Adjusted | 1-in-2 | All | South of Lugo | 2022 | June Monthly Peak | 6 | 5.5614 | 5.3416 | 5.1814 | 5.1615 | 5.4122 | 6.0668 | 6.8693 | 7.8322 | 8.8795 | 9.8819 | 10.7031 | 11.0601 | 11.066 | 11.2485 | 11.2463 | 11.0189 | 10.5521 | 9.7909 | 8.8102 | 8.2811 | 8.0906 | 7.4785 | 6.6614 | 6.0202 | -0.0089817 | 5.3674e-05 | 0.00078354 | -0.015523 | -0.042206 | -0.023947 | -0.015916 | -0.00017144 | -0.0094196 | 0.007595 | 0.015729 | 0.034481 | 0.060165 | 0.066172 | 0.18254 | 0.17407 | 0.17011 | 0.14651 | 0.074801 | 0.066536 | 0.04795 | 0.035924 | 0.017369 | 0.0061298 | 63.1173 | 62.9987 | 62.4931 | 61.96 | 61.7886 | 61.3694 | 60.9887 | 61.4869 | 63.3414 | 67.3184 | 71.6183 | 75.0748 | 75.1522 | 74.9281 | 76.1685 | 76.6456 | 77.9764 | 78.3868 | 78.4527 | 74.6735 | 70.5356 | 67.099 | 65.72 | 64.554 | 0.11855 | 0.11254 | 0.1213 | 0.14392 | 0.13323 | 0.14143 | 0.12319 | 0.13264 | 0.165 | 0.18715 | 0.18306 | 0.15333 | 0.16192 | 0.16282 | 0.13736 | 0.13848 | 0.12082 | 0.12117 | 0.11627 | 0.13828 | 0.15168 | 0.15516 | 0.13574 | 0.11192
Portfolio Adjusted1-in-2AllSouth of Lugo2022July Monthly Peak | Portfolio Adjusted | 1-in-2 | All | South of Lugo | 2022 | July Monthly Peak | 7 | 5.8362 | 5.5717 | 5.3935 | 5.3939 | 5.6705 | 6.4624 | 7.3682 | 8.4145 | 9.6128 | 10.6616 | 11.5478 | 11.9633 | 12.0419 | 12.2392 | 12.2273 | 11.9758 | 11.5064 | 10.6576 | 9.5137 | 8.8549 | 8.5838 | 7.9146 | 7.0628 | 6.396 | -0.011565 | -0.00093139 | -0.0025536 | -0.010794 | -0.035805 | -0.031211 | -0.024472 | -0.016515 | -0.010016 | 0.0076846 | 0.016295 | 0.016285 | 0.038056 | 0.047987 | 0.16478 | 0.15837 | 0.15727 | 0.13247 | 0.055071 | 0.037667 | 0.032401 | 0.030131 | 0.01405 | 0.0072444 | 69.476 | 68.7852 | 68.4886 | 68.3448 | 67.9473 | 67.182 | 67.1104 | 67.9873 | 70.542 | 73.1515 | 75.5257 | 78.8379 | 80.2187 | 80.4077 | 81.28 | 81.7187 | 82.2414 | 82.6456 | 83.344 | 81.5803 | 78.2847 | 74.089 | 72.0549 | 71.2403 | 0.11867 | 0.11247 | 0.12122 | 0.14483 | 0.1344 | 0.14477 | 0.12668 | 0.13585 | 0.16973 | 0.19094 | 0.18643 | 0.15638 | 0.16626 | 0.1673 | 0.14086 | 0.14198 | 0.12446 | 0.12417 | 0.1182 | 0.13887 | 0.15162 | 0.15494 | 0.13597 | 0.11269
Portfolio Adjusted1-in-2AllSouth of Lugo2022August Monthly Peak | Portfolio Adjusted | 1-in-2 | All | South of Lugo | 2022 | August Monthly Peak | 8 | 5.9943 | 5.7336 | 5.5472 | 5.5449 | 5.7918 | 6.6652 | 7.6665 | 8.6597 | 9.9366 | 11.0764 | 12.0386 | 12.5265 | 12.5966 | 12.7977 | 12.8004 | 12.5613 | 12.0734 | 11.1567 | 9.8921 | 9.3213 | 8.9206 | 8.1667 | 7.2774 | 6.5642 | -0.012781 | -0.0013066 | -0.0038018 | -0.0094207 | -0.034196 | -0.034638 | -0.028211 | -0.022593 | -0.010367 | 0.0078723 | 0.016889 | 0.010192 | 0.030998 | 0.042588 | 0.16189 | 0.15598 | 0.1557 | 0.13012 | 0.049387 | 0.028858 | 0.027933 | 0.029144 | 0.013317 | 0.0078167 | 69.6461 | 68.4462 | 68.0013 | 68.3423 | 68.2611 | 67.5033 | 67.1915 | 67.2186 | 69.1631 | 73.2859 | 77.8182 | 82.198 | 83.9778 | 84.1988 | 84.5453 | 84.7011 | 86.1607 | 87.5498 | 86.8546 | 81.486 | 76.177 | 73.6032 | 72.277 | 71.0822 | 0.12298 | 0.11698 | 0.12595 | 0.15051 | 0.13844 | 0.15103 | 0.13239 | 0.14019 | 0.1753 | 0.19792 | 0.19383 | 0.16331 | 0.17351 | 0.17462 | 0.14729 | 0.14809 | 0.1298 | 0.1296 | 0.12291 | 0.14586 | 0.15766 | 0.16172 | 0.14154 | 0.11678
Portfolio Adjusted1-in-2AllSouth of Lugo2022September Monthly Peak | Portfolio Adjusted | 1-in-2 | All | South of Lugo | 2022 | September Monthly Peak | 9 | 5.8882 | 5.6602 | 5.483 | 5.4787 | 5.7173 | 6.6093 | 7.7449 | 8.6431 | 10.0319 | 11.2226 | 12.1249 | 12.6089 | 12.7095 | 12.8866 | 12.8123 | 12.4673 | 11.8661 | 10.8988 | 9.6401 | 9.355 | 8.7607 | 7.9988 | 7.0566 | 6.3742 | -0.012717 | -0.0013961 | -0.0041329 | -0.0085299 | -0.03224 | -0.034763 | -0.02904 | -0.024664 | -0.010507 | 0.0079697 | 0.017152 | 0.0077677 | 0.028384 | 0.040672 | 0.15897 | 0.15187 | 0.15037 | 0.12473 | 0.046295 | 0.025192 | 0.025764 | 0.027952 | 0.012535 | 0.0077177 | 69.7956 | 69.1417 | 68.6267 | 68.2665 | 67.7253 | 67.4011 | 67.1335 | 67.0095 | 68.9612 | 72.9795 | 77.0894 | 81.7821 | 84.9066 | 86.2666 | 87.2404 | 88.0849 | 88.3303 | 87.1851 | 86.556 | 84.5873 | 80.74 | 77.4526 | 75.6369 | 74.6583 | 0.11972 | 0.11407 | 0.12312 | 0.14697 | 0.13466 | 0.14842 | 0.13184 | 0.14028 | 0.17774 | 0.2015 | 0.1973 | 0.16638 | 0.17782 | 0.17876 | 0.14943 | 0.14914 | 0.1294 | 0.12884 | 0.12267 | 0.1481 | 0.15779 | 0.16004 | 0.13849 | 0.11374
Portfolio Adjusted1-in-2AllSouth of Lugo2022October Monthly Peak | Portfolio Adjusted | 1-in-2 | All | South of Lugo | 2022 | October Monthly Peak | 10 | 5.5164 | 5.3363 | 5.154 | 5.1374 | 5.3492 | 6.0601 | 7.1505 | 7.815 | 8.8074 | 9.8735 | 10.6873 | 11.1299 | 11.2725 | 11.485 | 11.5093 | 11.1624 | 10.6475 | 9.7302 | 9.0427 | 8.6291 | 8.1026 | 7.4296 | 6.5556 | 5.9246 | -0.0089245 | 5.4162e-05 | 0.00078686 | -0.015604 | -0.041895 | -0.023965 | -0.016286 | -0.00017236 | -0.0094714 | 0.0077004 | 0.016065 | 0.035765 | 0.063653 | 0.070065 | 0.18982 | 0.17806 | 0.17309 | 0.14716 | 0.078395 | 0.069239 | 0.048613 | 0.036232 | 0.017332 | 0.0060458 | 64.1374 | 63.6864 | 63.3878 | 62.431 | 61.9001 | 61.2542 | 60.7496 | 60.6386 | 61.4662 | 64.5669 | 68.6076 | 74.161 | 80.2542 | 82.9048 | 81.6487 | 81.2911 | 81.6401 | 80.3672 | 77.6238 | 73.9055 | 71.7641 | 70.1802 | 68.4672 | 66.8046 | 0.11779 | 0.11355 | 0.12181 | 0.14466 | 0.13224 | 0.14152 | 0.12609 | 0.13335 | 0.1659 | 0.18973 | 0.18695 | 0.159 | 0.17126 | 0.17236 | 0.14494 | 0.14339 | 0.12438 | 0.123 | 0.12184 | 0.1439 | 0.15377 | 0.15648 | 0.13543 | 0.11038
Portfolio Adjusted1-in-2AllSouth of Lugo2022November Monthly Peak | Portfolio Adjusted | 1-in-2 | All | South of Lugo | 2022 | November Monthly Peak | 11 | 5.1231 | 4.9409 | 4.8129 | 4.8363 | 5.0143 | 5.6591 | 6.4711 | 7.1724 | 8.0661 | 8.916 | 9.4935 | 9.7905 | 9.825 | 9.9503 | 9.8477 | 9.4922 | 9.0914 | 8.8745 | 8.1971 | 7.7422 | 7.3072 | 6.6706 | 5.981 | 5.4516 | -0.0082827 | 4.9637e-05 | 0.00072285 | -0.014435 | -0.038659 | -0.021733 | -0.014621 | -0.00015579 | -0.0085822 | 0.0069434 | 0.014294 | 0.031602 | 0.055814 | 0.061166 | 0.16397 | 0.15267 | 0.14925 | 0.13403 | 0.070894 | 0.062806 | 0.044443 | 0.033006 | 0.015877 | 0.0055619 | 59.1978 | 58.1932 | 57.4039 | 56.5819 | 55.4029 | 54.6488 | 54.1961 | 54.5282 | 56.6947 | 59.861 | 64.4786 | 68.6518 | 71.7054 | 73.452 | 74.6637 | 74.0962 | 71.9883 | 69.3236 | 66.8695 | 65.8271 | 64.6751 | 64.5028 | 63.9308 | 64.7458 | 0.10932 | 0.10409 | 0.11191 | 0.13384 | 0.12204 | 0.1284 | 0.11322 | 0.12055 | 0.15033 | 0.17108 | 0.16634 | 0.14048 | 0.15016 | 0.15045 | 0.12528 | 0.12344 | 0.10821 | 0.11194 | 0.11019 | 0.13052 | 0.14057 | 0.14254 | 0.12407 | 0.10155
Portfolio Adjusted1-in-2AllSouth of Lugo2022December Monthly Peak | Portfolio Adjusted | 1-in-2 | All | South of Lugo | 2022 | December Monthly Peak | 12 | 4.9738 | 4.8274 | 4.7046 | 4.7139 | 4.8673 | 5.5313 | 6.5651 | 7.1511 | 7.9071 | 8.5075 | 8.7862 | 8.8852 | 8.7918 | 8.8162 | 8.7304 | 8.4482 | 8.2564 | 8.2554 | 7.7711 | 7.4052 | 7.0137 | 6.4668 | 5.8206 | 5.3115 | -0.0077631 | 4.6925e-05 | 0.00068219 | -0.013524 | -0.035841 | -0.020248 | -0.013887 | -0.00014656 | -0.0079885 | 0.0063453 | 0.012695 | 0.02786 | 0.048889 | 0.053295 | 0.1443 | 0.13541 | 0.13488 | 0.12401 | 0.065981 | 0.058711 | 0.041513 | 0.031079 | 0.014941 | 0.0052083 | 52.4581 | 51.1861 | 50.1979 | 49.4423 | 48.9679 | 47.941 | 48.1642 | 48.3053 | 48.8273 | 52.4773 | 57.0139 | 60.0018 | 61.7379 | 62.8345 | 63.2233 | 63.6267 | 62.7742 | 60.6686 | 58.5891 | 57.0278 | 55.2239 | 53.2501 | 51.3959 | 49.9416 | 0.10249 | 0.098436 | 0.10563 | 0.12541 | 0.11317 | 0.11969 | 0.10763 | 0.11346 | 0.13997 | 0.15638 | 0.14777 | 0.12388 | 0.13155 | 0.13111 | 0.10975 | 0.10907 | 0.097344 | 0.10304 | 0.10256 | 0.12203 | 0.13133 | 0.13423 | 0.11677 | 0.095124
Portfolio Adjusted1-in-2AllSouth of Lugo2022Typical Event Day | Portfolio Adjusted | 1-in-2 | All | South of Lugo | 2022 | Typical Event Day | 8 | 5.9327 | 5.6749 | 5.4905 | 5.4844 | 5.7258 | 6.5832 | 7.5615 | 8.5132 | 9.7083 | 10.7767 | 11.6881 | 12.1508 | 12.2171 | 12.4241 | 12.4469 | 12.2239 | 11.7652 | 10.8898 | 9.6789 | 9.1418 | 8.7741 | 8.0443 | 7.1676 | 6.4719 | -0.011631 | -0.00082855 | -0.0021768 | -0.01189 | -0.037763 | -0.031517 | -0.024325 | -0.014646 | -0.01019 | 0.0078574 | 0.016611 | 0.019368 | 0.042331 | 0.051996 | 0.17209 | 0.1654 | 0.16424 | 0.13893 | 0.059676 | 0.043473 | 0.035753 | 0.032179 | 0.015042 | 0.0073282 | 68.0087 | 67.343 | 66.9024 | 66.7284 | 66.4306 | 65.8639 | 65.606 | 65.9256 | 68.0019 | 71.6838 | 75.5129 | 79.4732 | 81.0638 | 81.4503 | 82.3086 | 82.7876 | 83.6772 | 83.9418 | 83.8018 | 80.5818 | 76.4343 | 73.0609 | 71.4222 | 70.3837 | 0.12282 | 0.11679 | 0.12567 | 0.14993 | 0.13782 | 0.15025 | 0.13161 | 0.13912 | 0.17304 | 0.19454 | 0.19003 | 0.16003 | 0.16993 | 0.17104 | 0.14446 | 0.14541 | 0.12759 | 0.12759 | 0.12142 | 0.14452 | 0.15659 | 0.16085 | 0.14061 | 0.11608
Portfolio Adjusted1-in-2AllSouth of Lugo2023January Monthly Peak | Portfolio Adjusted | 1-in-2 | All | South of Lugo | 2023 | January Monthly Peak | 1 | 4.9438 | 4.8434 | 4.7413 | 4.7458 | 4.9246 | 5.5675 | 6.674 | 7.3121 | 8.0152 | 8.5444 | 8.7153 | 8.6796 | 8.4494 | 8.4153 | 8.2863 | 7.9802 | 7.69 | 7.8116 | 7.563 | 7.2543 | 6.8667 | 6.3648 | 5.7871 | 5.2832 | -0.0076187 | 4.6265e-05 | 0.00067938 | -0.013375 | -0.035818 | -0.020172 | -0.013936 | -0.00014722 | -0.0079459 | 0.0062396 | 0.012338 | 0.02697 | 0.047018 | 0.05147 | 0.13795 | 0.12901 | 0.1267 | 0.11788 | 0.063754 | 0.057278 | 0.040302 | 0.030507 | 0.014885 | 0.0052183 | 48.3421 | 47.3172 | 46.2681 | 45.9484 | 45.8992 | 46.1756 | 45.7717 | 45.7382 | 46.5678 | 48.7271 | 52.4639 | 55.3658 | 56.975 | 58.2659 | 58.5922 | 58.7018 | 58.6027 | 56.9963 | 55.5677 | 54.1578 | 53.2842 | 52.0402 | 50.9993 | 49.6458 | 0.10059 | 0.097062 | 0.1052 | 0.12403 | 0.1131 | 0.11925 | 0.10803 | 0.11398 | 0.13924 | 0.15379 | 0.14363 | 0.11994 | 0.12652 | 0.12661 | 0.10551 | 0.10495 | 0.09235 | 0.098395 | 0.09911 | 0.11906 | 0.1275 | 0.13176 | 0.11633 | 0.0953
Portfolio Adjusted1-in-2AllSouth of Lugo2023February Monthly Peak | Portfolio Adjusted | 1-in-2 | All | South of Lugo | 2023 | February Monthly Peak | 2 | 5.0332 | 4.9087 | 4.7686 | 4.7843 | 4.9419 | 5.5755 | 6.557 | 7.1748 | 7.8992 | 8.4996 | 8.8153 | 8.9554 | 8.8806 | 8.9489 | 8.8767 | 8.5887 | 8.2277 | 7.9815 | 7.8204 | 7.4566 | 7.0519 | 6.4988 | 5.8851 | 5.3846 | -0.0078909 | 4.7782e-05 | 0.0006953 | -0.01381 | -0.036754 | -0.020786 | -0.014216 | -0.00014974 | -0.0081423 | 0.0064201 | 0.012852 | 0.028525 | 0.050319 | 0.055299 | 0.1487 | 0.13921 | 0.13602 | 0.12206 | 0.067117 | 0.059715 | 0.041968 | 0.031354 | 0.015275 | 0.0054101 | 51.7141 | 51.3886 | 51.0852 | 50.786 | 50.4646 | 49.9955 | 49.7285 | 49.619 | 50.3576 | 52.582 | 54.3874 | 56.0358 | 56.593 | 56.6868 | 56.6088 | 55.5752 | 55.5418 | 55.2581 | 53.9061 | 52.9265 | 52.1489 | 51.8797 | 50.5361 | 49.2385 | 0.10417 | 0.10022 | 0.10765 | 0.12806 | 0.11605 | 0.12284 | 0.11014 | 0.11589 | 0.14265 | 0.15821 | 0.14958 | 0.12682 | 0.13538 | 0.13602 | 0.11414 | 0.11345 | 0.099327 | 0.10316 | 0.10432 | 0.12411 | 0.13276 | 0.13542 | 0.11937 | 0.098788
Portfolio Adjusted1-in-2AllSouth of Lugo2023March Monthly Peak | Portfolio Adjusted | 1-in-2 | All | South of Lugo | 2023 | March Monthly Peak | 3 | 5.1473 | 4.9798 | 4.8184 | 4.7997 | 4.9626 | 5.5992 | 6.6551 | 7.3033 | 8.0187 | 8.6516 | 8.9905 | 9.1283 | 9.0337 | 9.1182 | 9.1343 | 8.9088 | 8.6055 | 8.2004 | 7.818 | 7.7275 | 7.3286 | 6.778 | 6.0975 | 5.5456 | -0.0081664 | 4.8781e-05 | 0.00070578 | -0.013895 | -0.036994 | -0.02101 | -0.014457 | -0.00015311 | -0.0083078 | 0.0065852 | 0.013191 | 0.029172 | 0.051305 | 0.056503 | 0.15308 | 0.14432 | 0.14188 | 0.12527 | 0.06847 | 0.0624 | 0.043773 | 0.032853 | 0.015878 | 0.0055753 | 51.8142 | 50.6643 | 49.441 | 48.8806 | 48.5992 | 48.1596 | 48.0146 | 48.3756 | 50.729 | 52.9982 | 55.1828 | 57.0693 | 58.066 | 59.0302 | 59.0676 | 59.4956 | 59.1351 | 58.0194 | 56.4502 | 54.8626 | 54.2391 | 53.3614 | 52.4096 | 51.3425 | 0.1078 | 0.10231 | 0.10928 | 0.12884 | 0.1168 | 0.12416 | 0.11201 | 0.11851 | 0.14554 | 0.16228 | 0.15353 | 0.12969 | 0.13803 | 0.13897 | 0.11762 | 0.11766 | 0.10338 | 0.10572 | 0.10641 | 0.12968 | 0.13847 | 0.14189 | 0.12409 | 0.1018
Portfolio Adjusted1-in-2AllSouth of Lugo2023April Monthly Peak | Portfolio Adjusted | 1-in-2 | All | South of Lugo | 2023 | April Monthly Peak | 4 | 5.334 | 5.1371 | 4.9521 | 4.9148 | 5.1258 | 5.7458 | 6.6082 | 7.3314 | 8.26 | 9.1363 | 9.8511 | 10.2422 | 10.3409 | 10.5432 | 10.5596 | 10.3159 | 9.908 | 9.2054 | 8.3399 | 8.1299 | 7.8433 | 7.2026 | 6.4122 | 5.7938 | -0.0086419 | 5.1774e-05 | 0.00075131 | -0.014781 | -0.039923 | -0.022597 | -0.015283 | -0.00016225 | -0.0089457 | 0.0071922 | 0.014872 | 0.033195 | 0.058862 | 0.064895 | 0.17583 | 0.16616 | 0.16228 | 0.13968 | 0.073178 | 0.066209 | 0.047136 | 0.035198 | 0.016961 | 0.0059532 | 61.869 | 61.4303 | 60.6811 | 59.657 | 58.9008 | 58.1033 | 57.6358 | 57.8267 | 59.5563 | 62.7818 | 65.7981 | 68.8497 | 71.1508 | 72.7937 | 73.4003 | 73.6004 | 73.8325 | 73.0134 | 72.2296 | 70.4167 | 67.1369 | 65.8502 | 64.3356 | 61.761 | 0.11406 | 0.10856 | 0.11631 | 0.13704 | 0.12602 | 0.13347 | 0.11831 | 0.12553 | 0.15668 | 0.1772 | 0.17306 | 0.14755 | 0.15836 | 0.15962 | 0.13445 | 0.13457 | 0.11731 | 0.11712 | 0.11372 | 0.13759 | 0.1491 | 0.15201 | 0.13253 | 0.10869
Portfolio Adjusted1-in-2AllSouth of Lugo2023May Monthly Peak | Portfolio Adjusted | 1-in-2 | All | South of Lugo | 2023 | May Monthly Peak | 5 | 5.2822 | 5.0827 | 4.9191 | 4.8935 | 5.1169 | 5.7504 | 6.5137 | 7.3762 | 8.2732 | 9.0711 | 9.7133 | 10.0246 | 10.0679 | 10.213 | 10.2166 | 9.9597 | 9.5431 | 8.9196 | 8.1396 | 7.8125 | 7.7321 | 7.1066 | 6.3289 | 5.7358 | -0.0085184 | 5.0917e-05 | 0.00074184 | -0.014635 | -0.039619 | -0.022528 | -0.015139 | -0.00016325 | -0.0089539 | 0.0071495 | 0.014727 | 0.032603 | 0.057421 | 0.063129 | 0.1706 | 0.16073 | 0.15666 | 0.13578 | 0.071526 | 0.064126 | 0.046411 | 0.034709 | 0.016715 | 0.0058767 | 59.5731 | 59.615 | 59.622 | 59.1079 | 58.6302 | 58.6426 | 58.8936 | 59.4394 | 60.1472 | 61.65 | 64.3267 | 67.1613 | 69.358 | 70.0574 | 69.8853 | 70.8802 | 70.9402 | 69.9034 | 67.9782 | 65.43 | 62.889 | 60.8796 | 60.3876 | 60.0935 | 0.11244 | 0.10677 | 0.11484 | 0.13569 | 0.12507 | 0.13306 | 0.11717 | 0.1263 | 0.15683 | 0.17615 | 0.17137 | 0.14492 | 0.15448 | 0.15528 | 0.13072 | 0.13049 | 0.11353 | 0.11421 | 0.11115 | 0.13326 | 0.14681 | 0.14991 | 0.13062 | 0.10729
Portfolio Adjusted1-in-2AllSouth of Lugo2023June Monthly Peak | Portfolio Adjusted | 1-in-2 | All | South of Lugo | 2023 | June Monthly Peak | 6 | 5.5696 | 5.3494 | 5.189 | 5.1691 | 5.4204 | 6.0763 | 6.8805 | 7.8449 | 8.8932 | 9.8965 | 10.7184 | 11.0754 | 11.0809 | 11.2635 | 11.2612 | 11.0334 | 10.5659 | 9.8041 | 8.8222 | 8.2927 | 8.1018 | 7.4889 | 6.6708 | 6.029 | -0.009008 | 5.3831e-05 | 0.00078583 | -0.015568 | -0.042329 | -0.024017 | -0.015963 | -0.00017194 | -0.0094472 | 0.0076172 | 0.015775 | 0.034582 | 0.060341 | 0.066365 | 0.18294 | 0.17443 | 0.17045 | 0.14682 | 0.07502 | 0.06673 | 0.04809 | 0.036029 | 0.01742 | 0.0061477 | 63.1173 | 62.9987 | 62.493 | 61.9599 | 61.7886 | 61.3694 | 60.9887 | 61.4868 | 63.3414 | 67.3184 | 71.6183 | 75.0749 | 75.1523 | 74.9282 | 76.1686 | 76.6457 | 77.9765 | 78.3869 | 78.4527 | 74.6735 | 70.5357 | 67.0991 | 65.72 | 64.554 | 0.11889 | 0.11287 | 0.12165 | 0.14434 | 0.13362 | 0.14184 | 0.12355 | 0.13303 | 0.16548 | 0.18769 | 0.1836 | 0.15377 | 0.1624 | 0.1633 | 0.13776 | 0.13888 | 0.12118 | 0.12152 | 0.11661 | 0.13868 | 0.15213 | 0.15561 | 0.13613 | 0.11224
Portfolio Adjusted1-in-2AllSouth of Lugo2023July Monthly Peak | Portfolio Adjusted | 1-in-2 | All | South of Lugo | 2023 | July Monthly Peak | 7 | 5.8447 | 5.5798 | 5.4013 | 5.4018 | 5.6791 | 6.4725 | 7.3801 | 8.4279 | 9.6274 | 10.677 | 11.5639 | 11.9795 | 12.0578 | 12.2552 | 12.2431 | 11.9912 | 11.5211 | 10.6716 | 9.5263 | 8.8669 | 8.5954 | 7.9254 | 7.0726 | 6.4052 | -0.011599 | -0.00093411 | -0.0025611 | -0.010825 | -0.03591 | -0.031303 | -0.024543 | -0.016563 | -0.010045 | 0.0077071 | 0.016343 | 0.016333 | 0.038168 | 0.048127 | 0.16512 | 0.15867 | 0.15756 | 0.13272 | 0.055232 | 0.037777 | 0.032496 | 0.03022 | 0.014092 | 0.0072656 | 69.476 | 68.7852 | 68.4886 | 68.3449 | 67.9473 | 67.182 | 67.1104 | 67.9873 | 70.542 | 73.1515 | 75.5258 | 78.838 | 80.2187 | 80.4078 | 81.2801 | 81.7188 | 82.2415 | 82.6457 | 83.344 | 81.5804 | 78.2848 | 74.089 | 72.0549 | 71.2403 | 0.11902 | 0.11279 | 0.12158 | 0.14525 | 0.13479 | 0.14519 | 0.12705 | 0.13624 | 0.17022 | 0.1915 | 0.18697 | 0.15683 | 0.16674 | 0.16779 | 0.14127 | 0.14239 | 0.12482 | 0.12453 | 0.11854 | 0.13928 | 0.15207 | 0.15539 | 0.13637 | 0.11302
Portfolio Adjusted1-in-2AllSouth of Lugo2023August Monthly Peak | Portfolio Adjusted | 1-in-2 | All | South of Lugo | 2023 | August Monthly Peak | 8 | 6.0031 | 5.742 | 5.5554 | 5.5531 | 5.8007 | 6.6757 | 7.6789 | 8.6736 | 9.9517 | 11.0924 | 12.0554 | 12.5434 | 12.6132 | 12.8144 | 12.8169 | 12.5773 | 12.0888 | 11.1713 | 9.9053 | 9.3339 | 8.9326 | 8.178 | 7.2877 | 6.5737 | -0.012818 | -0.0013105 | -0.0038129 | -0.0094483 | -0.034296 | -0.034739 | -0.028294 | -0.022659 | -0.010397 | 0.0078953 | 0.016939 | 0.010222 | 0.031089 | 0.042712 | 0.16221 | 0.15626 | 0.15598 | 0.13036 | 0.049532 | 0.028942 | 0.028015 | 0.029229 | 0.013356 | 0.0078396 | 69.6462 | 68.4463 | 68.0013 | 68.3423 | 68.2611 | 67.5033 | 67.1915 | 67.2187 | 69.1631 | 73.2859 | 77.8182 | 82.1981 | 83.9779 | 84.1989 | 84.5454 | 84.7012 | 86.1608 | 87.5499 | 86.8547 | 81.4861 | 76.177 | 73.6032 | 72.2771 | 71.0823 | 0.12334 | 0.11732 | 0.12632 | 0.15095 | 0.13885 | 0.15147 | 0.13278 | 0.1406 | 0.17581 | 0.1985 | 0.1944 | 0.16379 | 0.17401 | 0.17513 | 0.14772 | 0.14852 | 0.13018 | 0.12998 | 0.12326 | 0.14628 | 0.15812 | 0.16219 | 0.14195 | 0.11712
Portfolio Adjusted1-in-2AllSouth of Lugo2023September Monthly Peak | Portfolio Adjusted | 1-in-2 | All | South of Lugo | 2023 | September Monthly Peak | 9 | 5.8968 | 5.6685 | 5.491 | 5.4868 | 5.7259 | 6.6197 | 7.7573 | 8.657 | 10.0472 | 11.2389 | 12.142 | 12.6262 | 12.7266 | 12.9037 | 12.8291 | 12.4834 | 11.8814 | 10.9133 | 9.6532 | 9.3678 | 8.7728 | 8.0099 | 7.0666 | 6.3835 | -0.012755 | -0.0014002 | -0.004145 | -0.0085549 | -0.032334 | -0.034864 | -0.029125 | -0.024736 | -0.010538 | 0.007993 | 0.017202 | 0.0077904 | 0.028467 | 0.040791 | 0.15929 | 0.15214 | 0.15063 | 0.12497 | 0.046431 | 0.025266 | 0.025839 | 0.028034 | 0.012572 | 0.0077403 | 69.7956 | 69.1417 | 68.6267 | 68.2665 | 67.7254 | 67.4011 | 67.1335 | 67.0095 | 68.9613 | 72.9795 | 77.0894 | 81.7821 | 84.9067 | 86.2667 | 87.2405 | 88.085 | 88.3304 | 87.1852 | 86.5561 | 84.5873 | 80.74 | 77.4526 | 75.6369 | 74.6583 | 0.12007 | 0.1144 | 0.12348 | 0.1474 | 0.13505 | 0.14886 | 0.13222 | 0.14069 | 0.17826 | 0.20209 | 0.19788 | 0.16686 | 0.17834 | 0.17928 | 0.14987 | 0.14957 | 0.12978 | 0.12922 | 0.12303 | 0.14853 | 0.15825 | 0.1605 | 0.13889 | 0.11407
Portfolio Adjusted1-in-2AllSouth of Lugo2023October Monthly Peak | Portfolio Adjusted | 1-in-2 | All | South of Lugo | 2023 | October Monthly Peak | 10 | 5.5245 | 5.3443 | 5.1616 | 5.1451 | 5.3573 | 6.0696 | 7.1619 | 7.8277 | 8.8211 | 9.8883 | 10.7029 | 11.1458 | 11.2884 | 11.501 | 11.5251 | 11.1774 | 10.6618 | 9.7436 | 9.0553 | 8.6411 | 8.1139 | 7.4401 | 6.565 | 5.9332 | -0.0089506 | 5.432e-05 | 0.00078916 | -0.01565 | -0.042017 | -0.024035 | -0.016333 | -0.00017286 | -0.0094991 | 0.0077229 | 0.016112 | 0.03587 | 0.06384 | 0.07027 | 0.19024 | 0.17843 | 0.17345 | 0.14747 | 0.078624 | 0.069441 | 0.048755 | 0.036338 | 0.017383 | 0.0060635 | 64.1374 | 63.6864 | 63.3878 | 62.431 | 61.9001 | 61.2542 | 60.7496 | 60.6387 | 61.4662 | 64.567 | 68.6076 | 74.161 | 80.2542 | 82.9048 | 81.6488 | 81.2911 | 81.6402 | 80.3672 | 77.6239 | 73.9056 | 71.7642 | 70.1802 | 68.4672 | 66.8046 | 0.11813 | 0.11388 | 0.12216 | 0.14508 | 0.13263 | 0.14194 | 0.12646 | 0.13374 | 0.16638 | 0.19029 | 0.18749 | 0.15946 | 0.17176 | 0.17286 | 0.14536 | 0.14381 | 0.12474 | 0.12336 | 0.12219 | 0.14432 | 0.15422 | 0.15694 | 0.13583 | 0.1107
Portfolio Adjusted1-in-2AllSouth of Lugo2023November Monthly Peak | Portfolio Adjusted | 1-in-2 | All | South of Lugo | 2023 | November Monthly Peak | 11 | 5.1306 | 4.9481 | 4.8199 | 4.8434 | 5.0218 | 5.6677 | 6.4813 | 7.1838 | 8.0786 | 8.9293 | 9.5074 | 9.8045 | 9.8389 | 9.9642 | 9.8613 | 9.5051 | 9.1038 | 8.8867 | 8.2085 | 7.7531 | 7.3175 | 6.6802 | 5.9897 | 5.4596 | -0.0083069 | 4.9782e-05 | 0.00072496 | -0.014478 | -0.038772 | -0.021796 | -0.014664 | -0.00015625 | -0.0086073 | 0.0069637 | 0.014336 | 0.031695 | 0.055977 | 0.061345 | 0.16434 | 0.15299 | 0.14956 | 0.13432 | 0.071102 | 0.06299 | 0.044573 | 0.033103 | 0.015924 | 0.0055782 | 59.1978 | 58.1932 | 57.4039 | 56.582 | 55.4029 | 54.6488 | 54.1961 | 54.5282 | 56.6947 | 59.861 | 64.4786 | 68.6519 | 71.7055 | 73.4521 | 74.6637 | 74.0963 | 71.9883 | 69.3237 | 66.8695 | 65.8271 | 64.6752 | 64.5028 | 63.9309 | 64.7458 | 0.10964 | 0.10439 | 0.11223 | 0.13423 | 0.1224 | 0.12877 | 0.11355 | 0.1209 | 0.15077 | 0.17158 | 0.16683 | 0.14089 | 0.1506 | 0.15089 | 0.12564 | 0.1238 | 0.10853 | 0.11226 | 0.11051 | 0.1309 | 0.14099 | 0.14296 | 0.12443 | 0.10185
Portfolio Adjusted1-in-2AllSouth of Lugo2023December Monthly Peak | Portfolio Adjusted | 1-in-2 | All | South of Lugo | 2023 | December Monthly Peak | 12 | 4.9808 | 4.8343 | 4.7112 | 4.7205 | 4.8742 | 5.5394 | 6.5748 | 7.1618 | 7.9186 | 8.5196 | 8.7985 | 8.8976 | 8.8039 | 8.8284 | 8.7423 | 8.4596 | 8.2676 | 8.2666 | 7.7817 | 7.4154 | 7.0234 | 6.4758 | 5.8287 | 5.3189 | -0.0077858 | 4.7062e-05 | 0.00068419 | -0.013564 | -0.035946 | -0.020307 | -0.013928 | -0.00014699 | -0.0080119 | 0.0063638 | 0.012732 | 0.027942 | 0.049032 | 0.053451 | 0.14462 | 0.13569 | 0.13516 | 0.12428 | 0.066174 | 0.058882 | 0.041635 | 0.03117 | 0.014985 | 0.0052235 | 52.4581 | 51.1861 | 50.1979 | 49.4423 | 48.9679 | 47.941 | 48.1642 | 48.3053 | 48.8273 | 52.4773 | 57.0139 | 60.0018 | 61.7379 | 62.8345 | 63.2233 | 63.6267 | 62.7742 | 60.6686 | 58.5891 | 57.0279 | 55.2239 | 53.25 | 51.3959 | 49.9416 | 0.10279 | 0.098722 | 0.10594 | 0.12577 | 0.1135 | 0.12004 | 0.10795 | 0.11379 | 0.14038 | 0.15684 | 0.1482 | 0.12424 | 0.13194 | 0.13149 | 0.11006 | 0.10939 | 0.097627 | 0.10334 | 0.10286 | 0.12238 | 0.13171 | 0.13462 | 0.11711 | 0.095401
Portfolio Adjusted1-in-2AllSouth of Lugo2023Typical Event Day | Portfolio Adjusted | 1-in-2 | All | South of Lugo | 2023 | Typical Event Day | 8 | 5.9414 | 5.6833 | 5.4986 | 5.4925 | 5.7346 | 6.5937 | 7.5738 | 8.5269 | 9.7231 | 10.7923 | 11.7045 | 12.1673 | 12.2332 | 12.4404 | 12.463 | 12.2395 | 11.7802 | 10.9041 | 9.6919 | 9.1542 | 8.786 | 8.0554 | 7.1777 | 6.4813 | -0.011665 | -0.00083097 | -0.0021831 | -0.011925 | -0.037874 | -0.031609 | -0.024396 | -0.014689 | -0.01022 | 0.0078804 | 0.016659 | 0.019425 | 0.042455 | 0.052148 | 0.17245 | 0.16571 | 0.16455 | 0.1392 | 0.05985 | 0.0436 | 0.035857 | 0.032273 | 0.015086 | 0.0073497 | 68.0088 | 67.343 | 66.9024 | 66.7284 | 66.4306 | 65.8639 | 65.606 | 65.9256 | 68.0019 | 71.6838 | 75.5129 | 79.4733 | 81.0639 | 81.4504 | 82.3086 | 82.7877 | 83.6773 | 83.9419 | 83.8019 | 80.5818 | 76.4344 | 73.061 | 71.4222 | 70.3837 | 0.12318 | 0.11713 | 0.12604 | 0.15037 | 0.13822 | 0.15069 | 0.132 | 0.13952 | 0.17354 | 0.19511 | 0.19059 | 0.1605 | 0.17042 | 0.17154 | 0.14488 | 0.14583 | 0.12796 | 0.12797 | 0.12177 | 0.14494 | 0.15704 | 0.16132 | 0.14102 | 0.11642
Portfolio Adjusted1-in-2AllSouth of Lugo2024January Monthly Peak | Portfolio Adjusted | 1-in-2 | All | South of Lugo | 2024 | January Monthly Peak | 1 | 4.9507 | 4.8501 | 4.7479 | 4.7523 | 4.9315 | 5.5755 | 6.6837 | 7.3229 | 8.0267 | 8.5563 | 8.7273 | 8.6916 | 8.4611 | 8.427 | 8.2978 | 7.9912 | 7.7006 | 7.8223 | 7.5732 | 7.2642 | 6.8761 | 6.3737 | 5.7952 | 5.2907 | -0.007641 | 4.64e-05 | 0.00068137 | -0.013414 | -0.035923 | -0.020231 | -0.013977 | -0.00014765 | -0.0079691 | 0.0062578 | 0.012374 | 0.027049 | 0.047156 | 0.051621 | 0.13826 | 0.12928 | 0.12696 | 0.11813 | 0.06394 | 0.057446 | 0.04042 | 0.030596 | 0.014928 | 0.0052336 | 48.3421 | 47.3172 | 46.2681 | 45.9483 | 45.8991 | 46.1755 | 45.7717 | 45.7382 | 46.5678 | 48.727 | 52.4639 | 55.3658 | 56.975 | 58.2659 | 58.5922 | 58.7018 | 58.6027 | 56.9963 | 55.5677 | 54.1577 | 53.2842 | 52.0402 | 50.9993 | 49.6458 | 0.10089 | 0.097344 | 0.10551 | 0.12439 | 0.11343 | 0.1196 | 0.10835 | 0.11431 | 0.13964 | 0.15424 | 0.14405 | 0.12029 | 0.12689 | 0.12698 | 0.10582 | 0.10526 | 0.092619 | 0.098682 | 0.099398 | 0.1194 | 0.12787 | 0.13215 | 0.11667 | 0.095578
Portfolio Adjusted1-in-2AllSouth of Lugo2024February Monthly Peak | Portfolio Adjusted | 1-in-2 | All | South of Lugo | 2024 | February Monthly Peak | 2 | 5.0404 | 4.9156 | 4.7753 | 4.7911 | 4.949 | 5.5837 | 6.5669 | 7.1858 | 7.911 | 8.5119 | 8.8278 | 8.9681 | 8.8931 | 8.9615 | 8.8891 | 8.6006 | 8.2391 | 7.9927 | 7.8312 | 7.467 | 7.0617 | 6.5079 | 5.8934 | 5.3924 | -0.007914 | 4.7922e-05 | 0.00069733 | -0.013851 | -0.036862 | -0.020847 | -0.014258 | -0.00015017 | -0.0081661 | 0.0064389 | 0.012889 | 0.028609 | 0.050466 | 0.055461 | 0.14903 | 0.13951 | 0.1363 | 0.12233 | 0.067313 | 0.05989 | 0.042091 | 0.031446 | 0.015319 | 0.0054259 | 51.7141 | 51.3886 | 51.0852 | 50.786 | 50.4646 | 49.9955 | 49.7285 | 49.619 | 50.3576 | 52.582 | 54.3874 | 56.0358 | 56.593 | 56.6868 | 56.6088 | 55.5752 | 55.5418 | 55.2581 | 53.9061 | 52.9265 | 52.1489 | 51.8797 | 50.5361 | 49.2385 | 0.10448 | 0.10051 | 0.10797 | 0.12843 | 0.11638 | 0.1232 | 0.11046 | 0.11623 | 0.14306 | 0.15867 | 0.15002 | 0.12719 | 0.13577 | 0.13641 | 0.11447 | 0.11378 | 0.099616 | 0.10346 | 0.10463 | 0.12447 | 0.13315 | 0.13582 | 0.11972 | 0.099076
Portfolio Adjusted1-in-2AllSouth of Lugo2024March Monthly Peak | Portfolio Adjusted | 1-in-2 | All | South of Lugo | 2024 | March Monthly Peak | 3 | 5.1548 | 4.9869 | 4.8252 | 4.8065 | 4.9698 | 5.6075 | 6.6652 | 7.3146 | 8.0307 | 8.6642 | 9.0033 | 9.1413 | 9.0465 | 9.1311 | 9.1471 | 8.9211 | 8.6174 | 8.2119 | 7.829 | 7.7383 | 7.3388 | 6.7875 | 6.1061 | 5.5536 | -0.0081903 | 4.8924e-05 | 0.00070785 | -0.013935 | -0.037102 | -0.021072 | -0.014499 | -0.00015356 | -0.0083321 | 0.0066045 | 0.01323 | 0.029257 | 0.051455 | 0.056668 | 0.15342 | 0.14462 | 0.14218 | 0.12554 | 0.068671 | 0.062582 | 0.043901 | 0.032949 | 0.015925 | 0.0055916 | 51.8142 | 50.6643 | 49.441 | 48.8805 | 48.5992 | 48.1596 | 48.0146 | 48.3756 | 50.729 | 52.9982 | 55.1828 | 57.0693 | 58.066 | 59.0302 | 59.0677 | 59.4956 | 59.1351 | 58.0194 | 56.4502 | 54.8626 | 54.2391 | 53.3614 | 52.4096 | 51.3425 | 0.10811 | 0.10261 | 0.10959 | 0.12921 | 0.11714 | 0.12452 | 0.11233 | 0.11885 | 0.14597 | 0.16275 | 0.15398 | 0.13007 | 0.13843 | 0.13938 | 0.11796 | 0.118 | 0.10369 | 0.10603 | 0.10672 | 0.13006 | 0.13887 | 0.14231 | 0.12445 | 0.1021
Portfolio Adjusted1-in-2AllSouth of Lugo2024April Monthly Peak | Portfolio Adjusted | 1-in-2 | All | South of Lugo | 2024 | April Monthly Peak | 4 | 5.3418 | 5.1446 | 4.9593 | 4.922 | 5.1335 | 5.7548 | 6.619 | 7.3434 | 8.2729 | 9.1501 | 9.8656 | 10.2569 | 10.3555 | 10.558 | 10.5742 | 10.33 | 9.9214 | 9.2181 | 8.3517 | 8.1414 | 7.8543 | 7.2129 | 6.4214 | 5.8024 | -0.0086672 | 5.1925e-05 | 0.0007535 | -0.014824 | -0.04004 | -0.022663 | -0.015328 | -0.00016273 | -0.0089718 | 0.0072132 | 0.014915 | 0.033292 | 0.059034 | 0.065085 | 0.17622 | 0.1665 | 0.16262 | 0.13999 | 0.073392 | 0.066402 | 0.047274 | 0.035301 | 0.01701 | 0.0059706 | 61.869 | 61.4303 | 60.6811 | 59.657 | 58.9008 | 58.1033 | 57.6358 | 57.8267 | 59.5563 | 62.7818 | 65.7981 | 68.8497 | 71.1508 | 72.7938 | 73.4003 | 73.6004 | 73.8325 | 73.0134 | 72.2297 | 70.4168 | 67.1369 | 65.8501 | 64.3356 | 61.761 | 0.1144 | 0.10888 | 0.11665 | 0.13744 | 0.12639 | 0.13386 | 0.11865 | 0.1259 | 0.15714 | 0.17772 | 0.17356 | 0.14798 | 0.15882 | 0.16009 | 0.13484 | 0.13496 | 0.11765 | 0.11746 | 0.11405 | 0.13799 | 0.14954 | 0.15246 | 0.13292 | 0.109
Portfolio Adjusted1-in-2AllSouth of Lugo2024May Monthly Peak | Portfolio Adjusted | 1-in-2 | All | South of Lugo | 2024 | May Monthly Peak | 5 | 5.2899 | 5.0901 | 4.9263 | 4.9006 | 5.1246 | 5.7593 | 6.5243 | 7.3883 | 8.2862 | 9.0849 | 9.7276 | 10.0392 | 10.0822 | 10.2274 | 10.2308 | 9.9733 | 9.5561 | 8.932 | 8.1511 | 7.8236 | 7.7429 | 7.1166 | 6.338 | 5.7442 | -0.0085433 | 5.1066e-05 | 0.00074401 | -0.014678 | -0.039735 | -0.022594 | -0.015183 | -0.00016373 | -0.0089801 | 0.0071704 | 0.01477 | 0.032698 | 0.057589 | 0.063314 | 0.17098 | 0.16106 | 0.15698 | 0.13608 | 0.071735 | 0.064313 | 0.046546 | 0.034811 | 0.016764 | 0.0058939 | 59.5731 | 59.6149 | 59.622 | 59.1079 | 58.6301 | 58.6426 | 58.8936 | 59.4393 | 60.1472 | 61.6499 | 64.3268 | 67.1613 | 69.3581 | 70.0574 | 69.8853 | 70.8803 | 70.9403 | 69.9035 | 67.9782 | 65.43 | 62.889 | 60.8796 | 60.3876 | 60.0934 | 0.11277 | 0.10708 | 0.11518 | 0.13609 | 0.12543 | 0.13345 | 0.11752 | 0.12667 | 0.15729 | 0.17667 | 0.17187 | 0.14534 | 0.15493 | 0.15573 | 0.1311 | 0.13087 | 0.11386 | 0.11454 | 0.11147 | 0.13365 | 0.14724 | 0.15034 | 0.131 | 0.10761
Portfolio Adjusted1-in-2AllSouth of Lugo2024June Monthly Peak | Portfolio Adjusted | 1-in-2 | All | South of Lugo | 2024 | June Monthly Peak | 6 | 5.5778 | 5.3573 | 5.1966 | 5.1768 | 5.4286 | 6.0858 | 6.8917 | 7.8575 | 8.9069 | 9.9111 | 10.7338 | 11.0908 | 11.0959 | 11.2786 | 11.2761 | 11.0479 | 10.5797 | 9.8173 | 8.8343 | 8.3043 | 8.113 | 7.4994 | 6.6803 | 6.0378 | -0.0090343 | 5.3989e-05 | 0.00078813 | -0.015614 | -0.042453 | -0.024088 | -0.016009 | -0.00017244 | -0.0094748 | 0.0076395 | 0.015821 | 0.034683 | 0.060518 | 0.066559 | 0.18334 | 0.17479 | 0.1708 | 0.14713 | 0.07524 | 0.066925 | 0.048231 | 0.036134 | 0.017471 | 0.0061657 | 63.1173 | 62.9986 | 62.493 | 61.9599 | 61.7886 | 61.3693 | 60.9886 | 61.4868 | 63.3414 | 67.3184 | 71.6183 | 75.0749 | 75.1524 | 74.9283 | 76.1687 | 76.6458 | 77.9766 | 78.3869 | 78.4528 | 74.6736 | 70.5357 | 67.0991 | 65.72 | 64.554 | 0.11924 | 0.1132 | 0.12201 | 0.14476 | 0.13401 | 0.14226 | 0.12391 | 0.13342 | 0.16597 | 0.18824 | 0.18413 | 0.15422 | 0.16287 | 0.16377 | 0.13816 | 0.13928 | 0.12153 | 0.12188 | 0.11695 | 0.13909 | 0.15257 | 0.15606 | 0.13653 | 0.11257
Portfolio Adjusted1-in-2AllSouth of Lugo2024July Monthly Peak | Portfolio Adjusted | 1-in-2 | All | South of Lugo | 2024 | July Monthly Peak | 7 | 5.8532 | 5.588 | 5.4092 | 5.4097 | 5.6876 | 6.4826 | 7.392 | 8.4413 | 9.6419 | 10.6925 | 11.58 | 11.9957 | 12.0737 | 12.2712 | 12.2589 | 12.0066 | 11.5358 | 10.6855 | 9.539 | 8.879 | 8.607 | 7.9362 | 7.0824 | 6.4144 | -0.011633 | -0.00093684 | -0.0025686 | -0.010857 | -0.036015 | -0.031394 | -0.024615 | -0.016612 | -0.010075 | 0.0077297 | 0.016391 | 0.01638 | 0.038279 | 0.048268 | 0.16545 | 0.15897 | 0.15785 | 0.13298 | 0.055394 | 0.037888 | 0.032591 | 0.030308 | 0.014133 | 0.0072869 | 69.476 | 68.7852 | 68.4886 | 68.3449 | 67.9473 | 67.182 | 67.1104 | 67.9873 | 70.542 | 73.1515 | 75.5258 | 78.838 | 80.2188 | 80.4079 | 81.2802 | 81.7189 | 82.2416 | 82.6458 | 83.3441 | 81.5804 | 78.2848 | 74.0891 | 72.0549 | 71.2403 | 0.11936 | 0.11312 | 0.12193 | 0.14567 | 0.13518 | 0.14561 | 0.12742 | 0.13664 | 0.17072 | 0.19205 | 0.18752 | 0.15729 | 0.16723 | 0.16827 | 0.14168 | 0.1428 | 0.12518 | 0.1249 | 0.11889 | 0.13969 | 0.15251 | 0.15585 | 0.13677 | 0.11335
Portfolio Adjusted1-in-2AllSouth of Lugo2024August Monthly Peak | Portfolio Adjusted | 1-in-2 | All | South of Lugo | 2024 | August Monthly Peak | 8 | 6.0119 | 5.7505 | 5.5636 | 5.5614 | 5.8095 | 6.6863 | 7.6914 | 8.6875 | 9.9668 | 11.1085 | 12.0723 | 12.5604 | 12.6298 | 12.8312 | 12.8335 | 12.5934 | 12.1042 | 11.1859 | 9.9185 | 9.3466 | 8.9447 | 8.1893 | 7.2979 | 6.5833 | -0.012856 | -0.0013143 | -0.0038241 | -0.0094759 | -0.034397 | -0.034841 | -0.028376 | -0.022725 | -0.010427 | 0.0079184 | 0.016988 | 0.010252 | 0.03118 | 0.042837 | 0.16253 | 0.15654 | 0.15626 | 0.13061 | 0.049676 | 0.029027 | 0.028097 | 0.029315 | 0.013395 | 0.0078625 | 69.6462 | 68.4463 | 68.0013 | 68.3424 | 68.2611 | 67.5033 | 67.1915 | 67.2187 | 69.1631 | 73.2859 | 77.8182 | 82.1981 | 83.9779 | 84.199 | 84.5455 | 84.7012 | 86.1609 | 87.5499 | 86.8547 | 81.4861 | 76.1771 | 73.6033 | 72.2771 | 71.0823 | 0.1237 | 0.11766 | 0.12669 | 0.15139 | 0.13925 | 0.15191 | 0.13316 | 0.14101 | 0.17632 | 0.19908 | 0.19497 | 0.16426 | 0.17452 | 0.17564 | 0.14814 | 0.14895 | 0.13055 | 0.13036 | 0.12362 | 0.14671 | 0.15859 | 0.16267 | 0.14236 | 0.11746
Portfolio Adjusted1-in-2AllSouth of Lugo2024September Monthly Peak | Portfolio Adjusted | 1-in-2 | All | South of Lugo | 2024 | September Monthly Peak | 9 | 5.9054 | 5.6768 | 5.499 | 5.4948 | 5.7345 | 6.63 | 7.7697 | 8.6709 | 10.0625 | 11.2553 | 12.1592 | 12.6435 | 12.7436 | 12.9209 | 12.846 | 12.4997 | 11.8968 | 10.9279 | 9.6664 | 9.3807 | 8.7849 | 8.0211 | 7.0767 | 6.3928 | -0.012792 | -0.0014043 | -0.0041571 | -0.0085799 | -0.032429 | -0.034966 | -0.02921 | -0.024809 | -0.010569 | 0.0080163 | 0.017253 | 0.0078132 | 0.02855 | 0.04091 | 0.1596 | 0.15242 | 0.1509 | 0.1252 | 0.046567 | 0.02534 | 0.025915 | 0.028116 | 0.012608 | 0.0077629 | 69.7956 | 69.1417 | 68.6268 | 68.2666 | 67.7254 | 67.4011 | 67.1335 | 67.0096 | 68.9613 | 72.9795 | 77.0894 | 81.7821 | 84.9068 | 86.2668 | 87.2406 | 88.0851 | 88.3305 | 87.1852 | 86.5561 | 84.5873 | 80.74 | 77.4526 | 75.6369 | 74.6584 | 0.12042 | 0.11474 | 0.12384 | 0.14783 | 0.13544 | 0.14929 | 0.13261 | 0.1411 | 0.17878 | 0.20268 | 0.19845 | 0.16735 | 0.17886 | 0.1798 | 0.1503 | 0.15 | 0.13015 | 0.12959 | 0.12339 | 0.14897 | 0.15871 | 0.16097 | 0.13929 | 0.1144
Portfolio Adjusted1-in-2AllSouth of Lugo2024October Monthly Peak | Portfolio Adjusted | 1-in-2 | All | South of Lugo | 2024 | October Monthly Peak | 10 | 5.5326 | 5.3522 | 5.1693 | 5.1527 | 5.3655 | 6.0792 | 7.1733 | 7.8404 | 8.8349 | 9.9032 | 10.7186 | 11.1617 | 11.3042 | 11.517 | 11.5409 | 11.1924 | 10.676 | 9.757 | 9.0679 | 8.6531 | 8.1253 | 7.4506 | 6.5745 | 5.9419 | -0.0089768 | 5.4479e-05 | 0.00079147 | -0.015695 | -0.04214 | -0.024106 | -0.016381 | -0.00017337 | -0.0095269 | 0.0077455 | 0.016159 | 0.035975 | 0.064026 | 0.070476 | 0.19067 | 0.1788 | 0.1738 | 0.14779 | 0.078854 | 0.069645 | 0.048898 | 0.036444 | 0.017434 | 0.0060812 | 64.1374 | 63.6864 | 63.3879 | 62.431 | 61.9001 | 61.2542 | 60.7496 | 60.6387 | 61.4662 | 64.567 | 68.6076 | 74.161 | 80.2542 | 82.9049 | 81.6488 | 81.2912 | 81.6402 | 80.3673 | 77.624 | 73.9056 | 71.7642 | 70.1802 | 68.4672 | 66.8046 | 0.11848 | 0.11421 | 0.12252 | 0.14551 | 0.13302 | 0.14235 | 0.12683 | 0.13413 | 0.16687 | 0.19084 | 0.18804 | 0.15992 | 0.17226 | 0.17336 | 0.14579 | 0.14423 | 0.12511 | 0.12372 | 0.12255 | 0.14474 | 0.15467 | 0.15739 | 0.13623 | 0.11102
Portfolio Adjusted1-in-2AllSouth of Lugo2024November Monthly Peak | Portfolio Adjusted | 1-in-2 | All | South of Lugo | 2024 | November Monthly Peak | 11 | 5.1382 | 4.9554 | 4.8269 | 4.8504 | 5.0292 | 5.6763 | 6.4916 | 7.1954 | 8.091 | 8.9427 | 9.5214 | 9.8186 | 9.8528 | 9.9782 | 9.875 | 9.5181 | 9.1162 | 8.8989 | 8.2199 | 7.7641 | 7.3279 | 6.6898 | 5.9983 | 5.4676 | -0.0083312 | 4.9928e-05 | 0.00072708 | -0.01452 | -0.038885 | -0.02186 | -0.014707 | -0.0001567 | -0.0086325 | 0.0069841 | 0.014378 | 0.031787 | 0.056141 | 0.061524 | 0.1647 | 0.15332 | 0.14987 | 0.13461 | 0.07131 | 0.063174 | 0.044704 | 0.033199 | 0.01597 | 0.0055945 | 59.1978 | 58.1932 | 57.4039 | 56.582 | 55.4029 | 54.6488 | 54.1961 | 54.5282 | 56.6948 | 59.861 | 64.4787 | 68.6519 | 71.7055 | 73.4521 | 74.6638 | 74.0963 | 71.9884 | 69.3237 | 66.8695 | 65.8271 | 64.6752 | 64.5028 | 63.9309 | 64.7458 | 0.10996 | 0.10469 | 0.11256 | 0.13462 | 0.12275 | 0.12914 | 0.11388 | 0.12125 | 0.15121 | 0.17208 | 0.16731 | 0.1413 | 0.15104 | 0.15133 | 0.12601 | 0.12416 | 0.10884 | 0.11259 | 0.11083 | 0.13129 | 0.1414 | 0.14337 | 0.12479 | 0.10214
Portfolio Adjusted1-in-2AllSouth of Lugo2024December Monthly Peak | Portfolio Adjusted | 1-in-2 | All | South of Lugo | 2024 | December Monthly Peak | 12 | 4.9879 | 4.8411 | 4.7178 | 4.7271 | 4.8812 | 5.5474 | 6.5845 | 7.1727 | 7.9302 | 8.5318 | 8.8109 | 8.91 | 8.8161 | 8.8405 | 8.7542 | 8.4711 | 8.2787 | 8.2778 | 7.7923 | 7.4256 | 7.0331 | 6.4849 | 5.8368 | 5.3264 | -0.0078086 | 4.72e-05 | 0.00068619 | -0.013604 | -0.036051 | -0.020367 | -0.013969 | -0.00014742 | -0.0080353 | 0.0063824 | 0.012769 | 0.028024 | 0.049175 | 0.053608 | 0.14494 | 0.13597 | 0.13543 | 0.12454 | 0.066367 | 0.059055 | 0.041757 | 0.031261 | 0.015029 | 0.0052388 | 52.4581 | 51.1861 | 50.1979 | 49.4423 | 48.9679 | 47.941 | 48.1642 | 48.3053 | 48.8273 | 52.4773 | 57.0139 | 60.0018 | 61.7379 | 62.8345 | 63.2233 | 63.6267 | 62.7742 | 60.6686 | 58.5891 | 57.0279 | 55.2239 | 53.25 | 51.3959 | 49.9416 | 0.10309 | 0.099009 | 0.10625 | 0.12614 | 0.11383 | 0.12039 | 0.10826 | 0.11412 | 0.14079 | 0.15729 | 0.14863 | 0.12461 | 0.13232 | 0.13188 | 0.11038 | 0.10971 | 0.097911 | 0.10364 | 0.10316 | 0.12274 | 0.13209 | 0.13502 | 0.11745 | 0.095678
Portfolio Adjusted1-in-2AllSouth of Lugo2024Typical Event Day | Portfolio Adjusted | 1-in-2 | All | South of Lugo | 2024 | Typical Event Day | 8 | 5.9502 | 5.6917 | 5.5067 | 5.5008 | 5.7433 | 6.6042 | 7.5861 | 8.5407 | 9.7379 | 10.808 | 11.721 | 12.1838 | 12.2495 | 12.4567 | 12.4793 | 12.2552 | 11.7953 | 10.9184 | 9.7049 | 9.1667 | 8.798 | 8.0666 | 7.1878 | 6.4908 | -0.011699 | -0.0008334 | -0.0021895 | -0.01196 | -0.037985 | -0.031702 | -0.024468 | -0.014732 | -0.01025 | 0.0079034 | 0.016708 | 0.019482 | 0.042579 | 0.0523 | 0.1728 | 0.16603 | 0.16486 | 0.13948 | 0.060025 | 0.043727 | 0.035962 | 0.032367 | 0.01513 | 0.0073712 | 68.0088 | 67.343 | 66.9024 | 66.7284 | 66.4306 | 65.8639 | 65.606 | 65.9256 | 68.0019 | 71.6838 | 75.5129 | 79.4733 | 81.064 | 81.4505 | 82.3087 | 82.7877 | 83.6774 | 83.942 | 83.8019 | 80.5819 | 76.4344 | 73.061 | 71.4222 | 70.3837 | 0.12354 | 0.11747 | 0.12641 | 0.15081 | 0.13863 | 0.15113 | 0.13238 | 0.13993 | 0.17405 | 0.19568 | 0.19114 | 0.16096 | 0.17092 | 0.17204 | 0.1453 | 0.14626 | 0.12833 | 0.12834 | 0.12213 | 0.14536 | 0.1575 | 0.16179 | 0.14143 | 0.11675
Portfolio Adjusted1-in-2AllSouth of Lugo2025January Monthly Peak | Portfolio Adjusted | 1-in-2 | All | South of Lugo | 2025 | January Monthly Peak | 1 | 4.9576 | 4.8569 | 4.7545 | 4.7588 | 4.9384 | 5.5835 | 6.6934 | 7.3338 | 8.0382 | 8.5683 | 8.7393 | 8.7036 | 8.4728 | 8.4387 | 8.3093 | 8.0022 | 7.7112 | 7.833 | 7.5835 | 7.2742 | 6.8855 | 6.3825 | 5.8033 | 5.2982 | -0.0076633 | 4.6536e-05 | 0.00068336 | -0.013453 | -0.036028 | -0.02029 | -0.014018 | -0.00014808 | -0.0079924 | 0.0062761 | 0.01241 | 0.027128 | 0.047294 | 0.051772 | 0.13856 | 0.12955 | 0.12723 | 0.11839 | 0.064127 | 0.057614 | 0.040538 | 0.030685 | 0.014972 | 0.0052489 | 48.3421 | 47.3172 | 46.2681 | 45.9483 | 45.8991 | 46.1755 | 45.7717 | 45.7382 | 46.5678 | 48.727 | 52.4639 | 55.3658 | 56.975 | 58.2659 | 58.5922 | 58.7018 | 58.6027 | 56.9963 | 55.5677 | 54.1577 | 53.2842 | 52.0402 | 50.9993 | 49.6458 | 0.10118 | 0.097627 | 0.10581 | 0.12475 | 0.11376 | 0.11995 | 0.10866 | 0.11464 | 0.14005 | 0.15469 | 0.14447 | 0.12064 | 0.12726 | 0.12735 | 0.10613 | 0.10556 | 0.092888 | 0.098969 | 0.099688 | 0.11975 | 0.12825 | 0.13253 | 0.11701 | 0.095856
Portfolio Adjusted1-in-2AllSouth of Lugo2025February Monthly Peak | Portfolio Adjusted | 1-in-2 | All | South of Lugo | 2025 | February Monthly Peak | 2 | 5.0476 | 4.9226 | 4.7821 | 4.7978 | 4.9561 | 5.5919 | 6.5769 | 7.1969 | 7.9228 | 8.5242 | 8.8403 | 8.9808 | 8.9056 | 8.9741 | 8.9016 | 8.6125 | 8.2505 | 8.0039 | 7.842 | 7.4774 | 7.0715 | 6.517 | 5.9018 | 5.4002 | -0.0079371 | 4.8062e-05 | 0.00069937 | -0.013891 | -0.03697 | -0.020908 | -0.014299 | -0.00015061 | -0.00819 | 0.0064577 | 0.012927 | 0.028692 | 0.050614 | 0.055623 | 0.14936 | 0.1398 | 0.13658 | 0.1226 | 0.06751 | 0.060065 | 0.042214 | 0.031538 | 0.015364 | 0.0054418 | 51.7141 | 51.3886 | 51.0852 | 50.786 | 50.4646 | 49.9955 | 49.7285 | 49.619 | 50.3576 | 52.582 | 54.3874 | 56.0358 | 56.593 | 56.6868 | 56.6088 | 55.5752 | 55.5418 | 55.2581 | 53.9061 | 52.9265 | 52.1489 | 51.8797 | 50.5362 | 49.2385 | 0.10478 | 0.10081 | 0.10828 | 0.12881 | 0.11672 | 0.12356 | 0.11078 | 0.11657 | 0.14348 | 0.15914 | 0.15046 | 0.12756 | 0.13617 | 0.13681 | 0.1148 | 0.11411 | 0.099906 | 0.10376 | 0.10493 | 0.12484 | 0.13354 | 0.13621 | 0.12007 | 0.099364
Portfolio Adjusted1-in-2AllSouth of Lugo2025March Monthly Peak | Portfolio Adjusted | 1-in-2 | All | South of Lugo | 2025 | March Monthly Peak | 3 | 5.1622 | 4.9941 | 4.832 | 4.8133 | 4.9769 | 5.6159 | 6.6753 | 7.3259 | 8.0427 | 8.6769 | 9.0162 | 9.1543 | 9.0593 | 9.144 | 9.1599 | 8.9334 | 8.6293 | 8.2235 | 7.84 | 7.7492 | 7.349 | 6.797 | 6.1148 | 5.5617 | -0.0082142 | 4.9067e-05 | 0.00070992 | -0.013976 | -0.03721 | -0.021133 | -0.014542 | -0.00015401 | -0.0083564 | 0.0066238 | 0.013269 | 0.029343 | 0.051606 | 0.056834 | 0.15376 | 0.14493 | 0.14247 | 0.12581 | 0.068872 | 0.062765 | 0.044029 | 0.033046 | 0.015971 | 0.0056079 | 51.8142 | 50.6643 | 49.441 | 48.8805 | 48.5992 | 48.1595 | 48.0146 | 48.3756 | 50.729 | 52.9982 | 55.1828 | 57.0694 | 58.066 | 59.0302 | 59.0677 | 59.4956 | 59.1352 | 58.0195 | 56.4502 | 54.8626 | 54.2391 | 53.3613 | 52.4096 | 51.3425 | 0.10843 | 0.10291 | 0.10991 | 0.12959 | 0.11748 | 0.12488 | 0.11266 | 0.1192 | 0.14639 | 0.16322 | 0.15443 | 0.13045 | 0.13884 | 0.13979 | 0.11831 | 0.11834 | 0.10399 | 0.10634 | 0.10703 | 0.13044 | 0.13928 | 0.14272 | 0.12481 | 0.1024
Portfolio Adjusted1-in-2AllSouth of Lugo2025April Monthly Peak | Portfolio Adjusted | 1-in-2 | All | South of Lugo | 2025 | April Monthly Peak | 4 | 5.3497 | 5.1522 | 4.9666 | 4.9293 | 5.1413 | 5.7638 | 6.6297 | 7.3554 | 8.286 | 9.164 | 9.8801 | 10.2717 | 10.3702 | 10.5728 | 10.5889 | 10.3441 | 9.9349 | 9.2309 | 8.3635 | 8.1529 | 7.8653 | 7.2231 | 6.4307 | 5.811 | -0.0086925 | 5.2077e-05 | 0.00075571 | -0.014867 | -0.040157 | -0.022729 | -0.015373 | -0.0001632 | -0.0089981 | 0.0072343 | 0.014959 | 0.033389 | 0.059207 | 0.065275 | 0.17661 | 0.16686 | 0.16295 | 0.14029 | 0.073607 | 0.066597 | 0.047412 | 0.035404 | 0.01706 | 0.005988 | 61.869 | 61.4303 | 60.6812 | 59.657 | 58.9008 | 58.1033 | 57.6358 | 57.8267 | 59.5563 | 62.7818 | 65.7981 | 68.8497 | 71.1509 | 72.7939 | 73.4004 | 73.6005 | 73.8326 | 73.0135 | 72.2297 | 70.4168 | 67.1369 | 65.8501 | 64.3356 | 61.761 | 0.11473 | 0.10919 | 0.11699 | 0.13784 | 0.12676 | 0.13425 | 0.119 | 0.12626 | 0.1576 | 0.17824 | 0.17407 | 0.14842 | 0.15928 | 0.16055 | 0.13523 | 0.13536 | 0.11799 | 0.1178 | 0.11438 | 0.1384 | 0.14997 | 0.1529 | 0.13331 | 0.10932
Portfolio Adjusted1-in-2AllSouth of Lugo2025May Monthly Peak | Portfolio Adjusted | 1-in-2 | All | South of Lugo | 2025 | May Monthly Peak | 5 | 5.2977 | 5.0975 | 4.9335 | 4.9078 | 5.1323 | 5.7683 | 6.5349 | 7.4003 | 8.2992 | 9.0987 | 9.742 | 10.0537 | 10.0965 | 10.2418 | 10.245 | 9.987 | 9.5691 | 8.9445 | 8.1626 | 7.8348 | 7.7538 | 7.1267 | 6.3471 | 5.7527 | -0.0085683 | 5.1215e-05 | 0.00074619 | -0.014721 | -0.039851 | -0.02266 | -0.015227 | -0.00016421 | -0.0090064 | 0.0071914 | 0.014813 | 0.032794 | 0.057758 | 0.063499 | 0.17136 | 0.1614 | 0.15731 | 0.13637 | 0.071945 | 0.064501 | 0.046683 | 0.034913 | 0.016813 | 0.0059111 | 59.573 | 59.6149 | 59.622 | 59.1078 | 58.6301 | 58.6425 | 58.8935 | 59.4393 | 60.1471 | 61.6499 | 64.3268 | 67.1613 | 69.3581 | 70.0575 | 69.8854 | 70.8803 | 70.9403 | 69.9035 | 67.9783 | 65.4301 | 62.889 | 60.8796 | 60.3875 | 60.0934 | 0.11309 | 0.10739 | 0.11552 | 0.13648 | 0.1258 | 0.13384 | 0.11786 | 0.12704 | 0.15774 | 0.17718 | 0.17237 | 0.14577 | 0.15538 | 0.15618 | 0.13148 | 0.13125 | 0.11419 | 0.11487 | 0.1118 | 0.13404 | 0.14767 | 0.15078 | 0.13138 | 0.10792
Portfolio Adjusted1-in-2AllSouth of Lugo2025June Monthly Peak | Portfolio Adjusted | 1-in-2 | All | South of Lugo | 2025 | June Monthly Peak | 6 | 5.586 | 5.3652 | 5.2042 | 5.1844 | 5.4368 | 6.0953 | 6.9029 | 7.8703 | 8.9206 | 9.9257 | 10.7492 | 11.1062 | 11.1109 | 11.2937 | 11.2911 | 11.0624 | 10.5936 | 9.8305 | 8.8463 | 8.3159 | 8.1242 | 7.5098 | 6.6898 | 6.0467 | -0.0090607 | 5.4147e-05 | 0.00079044 | -0.015659 | -0.042577 | -0.024158 | -0.016056 | -0.00017294 | -0.0095025 | 0.0076618 | 0.015868 | 0.034785 | 0.060695 | 0.066754 | 0.18374 | 0.17515 | 0.17114 | 0.14745 | 0.07546 | 0.067121 | 0.048372 | 0.03624 | 0.017522 | 0.0061837 | 63.1173 | 62.9986 | 62.493 | 61.9599 | 61.7885 | 61.3693 | 60.9886 | 61.4868 | 63.3413 | 67.3184 | 71.6183 | 75.075 | 75.1524 | 74.9284 | 76.1688 | 76.6459 | 77.9767 | 78.387 | 78.4528 | 74.6737 | 70.5358 | 67.0991 | 65.72 | 64.554 | 0.11959 | 0.11353 | 0.12236 | 0.14518 | 0.1344 | 0.14267 | 0.12427 | 0.13381 | 0.16645 | 0.18879 | 0.18467 | 0.15467 | 0.16334 | 0.16425 | 0.13856 | 0.13969 | 0.12188 | 0.12223 | 0.11729 | 0.13949 | 0.15301 | 0.15652 | 0.13693 | 0.1129
Portfolio Adjusted1-in-2AllSouth of Lugo2025July Monthly Peak | Portfolio Adjusted | 1-in-2 | All | South of Lugo | 2025 | July Monthly Peak | 7 | 5.8617 | 5.5961 | 5.4171 | 5.4177 | 5.6962 | 6.4927 | 7.4039 | 8.4548 | 9.6565 | 10.708 | 11.5963 | 12.0119 | 12.0896 | 12.2873 | 12.2748 | 12.022 | 11.5506 | 10.6995 | 9.5517 | 8.891 | 8.6186 | 7.947 | 7.0923 | 6.4236 | -0.011667 | -0.00093958 | -0.0025761 | -0.010889 | -0.03612 | -0.031486 | -0.024687 | -0.01666 | -0.010104 | 0.0077523 | 0.016439 | 0.016428 | 0.038391 | 0.048409 | 0.16579 | 0.15926 | 0.15815 | 0.13324 | 0.055556 | 0.037998 | 0.032687 | 0.030397 | 0.014174 | 0.0073082 | 69.476 | 68.7852 | 68.4886 | 68.3449 | 67.9473 | 67.182 | 67.1104 | 67.9873 | 70.542 | 73.1515 | 75.5259 | 78.8381 | 80.2188 | 80.408 | 81.2803 | 81.7189 | 82.2416 | 82.6458 | 83.3441 | 81.5805 | 78.2849 | 74.0892 | 72.0549 | 71.2403 | 0.11971 | 0.11345 | 0.12229 | 0.1461 | 0.13558 | 0.14604 | 0.12779 | 0.13704 | 0.17122 | 0.19261 | 0.18806 | 0.15775 | 0.16771 | 0.16876 | 0.14209 | 0.14322 | 0.12554 | 0.12526 | 0.11923 | 0.14009 | 0.15295 | 0.1563 | 0.13717 | 0.11368
Portfolio Adjusted1-in-2AllSouth of Lugo2025August Monthly Peak | Portfolio Adjusted | 1-in-2 | All | South of Lugo | 2025 | August Monthly Peak | 8 | 6.0207 | 5.759 | 5.5718 | 5.5697 | 5.8184 | 6.6969 | 7.7039 | 8.7015 | 9.9819 | 11.1246 | 12.0892 | 12.5774 | 12.6465 | 12.848 | 12.8502 | 12.6095 | 12.1196 | 11.2006 | 9.9317 | 9.3593 | 8.9569 | 8.2006 | 7.3082 | 6.5929 | -0.012893 | -0.0013181 | -0.0038353 | -0.0095036 | -0.034497 | -0.034943 | -0.028459 | -0.022791 | -0.010458 | 0.0079416 | 0.017038 | 0.010282 | 0.031271 | 0.042963 | 0.16285 | 0.15683 | 0.15654 | 0.13085 | 0.049822 | 0.029112 | 0.028179 | 0.029401 | 0.013434 | 0.0078855 | 69.6463 | 68.4463 | 68.0014 | 68.3424 | 68.2611 | 67.5033 | 67.1916 | 67.2187 | 69.1631 | 73.2859 | 77.8182 | 82.1981 | 83.978 | 84.1991 | 84.5456 | 84.7013 | 86.161 | 87.55 | 86.8548 | 81.4862 | 76.1771 | 73.6033 | 72.2772 | 71.0823 | 0.12406 | 0.118 | 0.12706 | 0.15183 | 0.13966 | 0.15235 | 0.13355 | 0.14142 | 0.17684 | 0.19966 | 0.19553 | 0.16474 | 0.17503 | 0.17615 | 0.14857 | 0.14938 | 0.13093 | 0.13074 | 0.12398 | 0.14714 | 0.15905 | 0.16314 | 0.14278 | 0.1178
Portfolio Adjusted1-in-2AllSouth of Lugo2025September Monthly Peak | Portfolio Adjusted | 1-in-2 | All | South of Lugo | 2025 | September Monthly Peak | 9 | 5.914 | 5.6851 | 5.507 | 5.503 | 5.7431 | 6.6405 | 7.7821 | 8.6849 | 10.0778 | 11.2717 | 12.1764 | 12.6608 | 12.7608 | 12.9381 | 12.8629 | 12.5159 | 11.9123 | 10.9425 | 9.6796 | 9.3936 | 8.797 | 8.0324 | 7.0867 | 6.4022 | -0.012829 | -0.0014084 | -0.0041693 | -0.008605 | -0.032523 | -0.035069 | -0.029295 | -0.024881 | -0.0106 | 0.0080398 | 0.017303 | 0.0078361 | 0.028634 | 0.04103 | 0.15992 | 0.15269 | 0.15117 | 0.12543 | 0.046703 | 0.025414 | 0.025991 | 0.028198 | 0.012645 | 0.0077856 | 69.7956 | 69.1417 | 68.6268 | 68.2666 | 67.7254 | 67.4011 | 67.1335 | 67.0096 | 68.9613 | 72.9795 | 77.0894 | 81.7822 | 84.9068 | 86.2669 | 87.2407 | 88.0851 | 88.3305 | 87.1853 | 86.5562 | 84.5874 | 80.7401 | 77.4527 | 75.637 | 74.6584 | 0.12077 | 0.11507 | 0.1242 | 0.14826 | 0.13584 | 0.14973 | 0.13299 | 0.14151 | 0.1793 | 0.20327 | 0.19903 | 0.16783 | 0.17938 | 0.18032 | 0.15074 | 0.15044 | 0.13053 | 0.12997 | 0.12375 | 0.1494 | 0.15918 | 0.16144 | 0.1397 | 0.11474
Portfolio Adjusted1-in-2AllSouth of Lugo2025October Monthly Peak | Portfolio Adjusted | 1-in-2 | All | South of Lugo | 2025 | October Monthly Peak | 10 | 5.5408 | 5.3601 | 5.1769 | 5.1604 | 5.3736 | 6.0887 | 7.1848 | 7.8532 | 8.8487 | 9.9181 | 10.7343 | 11.1777 | 11.3202 | 11.533 | 11.5567 | 11.2075 | 10.6903 | 9.7704 | 9.0806 | 8.6652 | 8.1367 | 7.4612 | 6.584 | 5.9507 | -0.0090031 | 5.4639e-05 | 0.00079378 | -0.015741 | -0.042263 | -0.024176 | -0.016429 | -0.00017387 | -0.0095547 | 0.0077682 | 0.016206 | 0.03608 | 0.064214 | 0.070682 | 0.19109 | 0.17918 | 0.17416 | 0.14811 | 0.079085 | 0.069848 | 0.049041 | 0.036551 | 0.017485 | 0.006099 | 64.1374 | 63.6864 | 63.3879 | 62.431 | 61.9001 | 61.2542 | 60.7496 | 60.6387 | 61.4662 | 64.567 | 68.6076 | 74.161 | 80.2542 | 82.9049 | 81.6489 | 81.2912 | 81.6403 | 80.3674 | 77.624 | 73.9056 | 71.7642 | 70.1802 | 68.4672 | 66.8046 | 0.11882 | 0.11455 | 0.12288 | 0.14593 | 0.1334 | 0.14277 | 0.12719 | 0.13452 | 0.16735 | 0.1914 | 0.18859 | 0.16039 | 0.17276 | 0.17387 | 0.14621 | 0.14465 | 0.12547 | 0.12408 | 0.12291 | 0.14516 | 0.15512 | 0.15785 | 0.13662 | 0.11135
Portfolio Adjusted1-in-2AllSouth of Lugo2025November Monthly Peak | Portfolio Adjusted | 1-in-2 | All | South of Lugo | 2025 | November Monthly Peak | 11 | 5.1457 | 4.9627 | 4.8339 | 4.8575 | 5.0368 | 5.685 | 6.5019 | 7.2069 | 8.1035 | 8.9561 | 9.5354 | 9.8328 | 9.8667 | 9.9922 | 9.8887 | 9.5311 | 9.1287 | 8.9111 | 8.2314 | 7.7751 | 7.3384 | 6.6995 | 6.007 | 5.4756 | -0.0083556 | 5.0074e-05 | 0.00072921 | -0.014563 | -0.038999 | -0.021924 | -0.01475 | -0.00015716 | -0.0086578 | 0.0070045 | 0.01442 | 0.03188 | 0.056305 | 0.061704 | 0.16507 | 0.15364 | 0.15018 | 0.1349 | 0.071518 | 0.063359 | 0.044834 | 0.033296 | 0.016017 | 0.0056108 | 59.1978 | 58.1933 | 57.4039 | 56.582 | 55.403 | 54.6488 | 54.1961 | 54.5282 | 56.6948 | 59.861 | 64.4787 | 68.6519 | 71.7055 | 73.4521 | 74.6638 | 74.0964 | 71.9884 | 69.3237 | 66.8696 | 65.8272 | 64.6753 | 64.5029 | 63.9309 | 64.7458 | 0.11028 | 0.105 | 0.11289 | 0.13502 | 0.12311 | 0.12952 | 0.11421 | 0.1216 | 0.15165 | 0.17258 | 0.1678 | 0.14171 | 0.15148 | 0.15177 | 0.12638 | 0.12452 | 0.10916 | 0.11292 | 0.11115 | 0.13167 | 0.14181 | 0.14379 | 0.12515 | 0.10244
Portfolio Adjusted1-in-2AllSouth of Lugo2025December Monthly Peak | Portfolio Adjusted | 1-in-2 | All | South of Lugo | 2025 | December Monthly Peak | 12 | 4.995 | 4.848 | 4.7244 | 4.7338 | 4.8881 | 5.5554 | 6.5943 | 7.1835 | 7.9418 | 8.5441 | 8.8233 | 8.9225 | 8.8283 | 8.8527 | 8.7662 | 8.4825 | 8.2899 | 8.289 | 7.8029 | 7.4358 | 7.0429 | 6.4939 | 5.845 | 5.3339 | -0.0078314 | 4.7338e-05 | 0.0006882 | -0.013643 | -0.036156 | -0.020426 | -0.014009 | -0.00014785 | -0.0080588 | 0.0064011 | 0.012806 | 0.028106 | 0.049319 | 0.053764 | 0.14526 | 0.13626 | 0.13571 | 0.12481 | 0.066561 | 0.059227 | 0.041879 | 0.031352 | 0.015073 | 0.0052541 | 52.4581 | 51.1861 | 50.1979 | 49.4423 | 48.9679 | 47.941 | 48.1642 | 48.3053 | 48.8273 | 52.4773 | 57.0139 | 60.0018 | 61.7379 | 62.8345 | 63.2233 | 63.6267 | 62.7742 | 60.6686 | 58.5891 | 57.0279 | 55.2239 | 53.25 | 51.3959 | 49.9416 | 0.10339 | 0.099297 | 0.10656 | 0.12651 | 0.11416 | 0.12074 | 0.10858 | 0.11445 | 0.1412 | 0.15775 | 0.14906 | 0.12497 | 0.1327 | 0.13226 | 0.11071 | 0.11003 | 0.098196 | 0.10394 | 0.10346 | 0.1231 | 0.13248 | 0.13541 | 0.1178 | 0.095957
Portfolio Adjusted1-in-2AllSouth of Lugo2025Typical Event Day | Portfolio Adjusted | 1-in-2 | All | South of Lugo | 2025 | Typical Event Day | 8 | 5.959 | 5.7002 | 5.5149 | 5.509 | 5.7521 | 6.6146 | 7.5985 | 8.5545 | 9.7528 | 10.8238 | 11.7375 | 12.2004 | 12.2657 | 12.4731 | 12.4955 | 12.271 | 11.8104 | 10.9327 | 9.7179 | 9.1793 | 8.8099 | 8.0778 | 7.198 | 6.5002 | -0.011734 | -0.00083584 | -0.0021959 | -0.011995 | -0.038096 | -0.031794 | -0.024539 | -0.014775 | -0.01028 | 0.0079265 | 0.016757 | 0.019539 | 0.042703 | 0.052453 | 0.17316 | 0.16635 | 0.16516 | 0.13975 | 0.060201 | 0.043855 | 0.036067 | 0.032462 | 0.015175 | 0.0073927 | 68.0088 | 67.343 | 66.9024 | 66.7284 | 66.4306 | 65.8639 | 65.606 | 65.9256 | 68.0019 | 71.6839 | 75.513 | 79.4733 | 81.064 | 81.4506 | 82.3088 | 82.7878 | 83.6775 | 83.942 | 83.802 | 80.5819 | 76.4345 | 73.0611 | 71.4223 | 70.3838 | 0.1239 | 0.11781 | 0.12678 | 0.15125 | 0.13903 | 0.15157 | 0.13277 | 0.14034 | 0.17456 | 0.19625 | 0.1917 | 0.16143 | 0.17142 | 0.17254 | 0.14572 | 0.14668 | 0.12871 | 0.12871 | 0.12248 | 0.14578 | 0.15796 | 0.16227 | 0.14184 | 0.11709
Portfolio Adjusted1-in-2AllSouth of Lugo2026January Monthly Peak | Portfolio Adjusted | 1-in-2 | All | South of Lugo | 2026 | January Monthly Peak | 1 | 4.9645 | 4.8636 | 4.761 | 4.7654 | 4.9453 | 5.5915 | 6.7032 | 7.3446 | 8.0497 | 8.5803 | 8.7513 | 8.7156 | 8.4845 | 8.4505 | 8.3208 | 8.0133 | 7.7219 | 7.8437 | 7.5938 | 7.2842 | 6.895 | 6.3914 | 5.8114 | 5.3057 | -0.0076857 | 4.6672e-05 | 0.00068536 | -0.013493 | -0.036134 | -0.02035 | -0.014059 | -0.00014851 | -0.0080158 | 0.0062945 | 0.012446 | 0.027207 | 0.047432 | 0.051923 | 0.13887 | 0.12983 | 0.12749 | 0.11864 | 0.064315 | 0.057782 | 0.040657 | 0.030775 | 0.015016 | 0.0052642 | 48.3421 | 47.3172 | 46.268 | 45.9483 | 45.899 | 46.1755 | 45.7716 | 45.7382 | 46.5678 | 48.727 | 52.4639 | 55.3658 | 56.975 | 58.2659 | 58.5922 | 58.7019 | 58.6027 | 56.9963 | 55.5677 | 54.1577 | 53.2842 | 52.0402 | 50.9993 | 49.6458 | 0.10148 | 0.097911 | 0.10612 | 0.12512 | 0.1141 | 0.12029 | 0.10898 | 0.11498 | 0.14046 | 0.15514 | 0.14489 | 0.12099 | 0.12763 | 0.12772 | 0.10644 | 0.10587 | 0.093158 | 0.099257 | 0.099978 | 0.1201 | 0.12862 | 0.13292 | 0.11735 | 0.096135
Portfolio Adjusted1-in-2AllSouth of Lugo2026February Monthly Peak | Portfolio Adjusted | 1-in-2 | All | South of Lugo | 2026 | February Monthly Peak | 2 | 5.0548 | 4.9296 | 4.7888 | 4.8046 | 4.9633 | 5.6002 | 6.5869 | 7.208 | 7.9346 | 8.5366 | 8.8529 | 8.9936 | 8.9182 | 8.9868 | 8.914 | 8.6245 | 8.262 | 8.0152 | 7.8529 | 7.4878 | 7.0813 | 6.5261 | 5.9101 | 5.408 | -0.0079603 | 4.8202e-05 | 0.00070141 | -0.013932 | -0.037078 | -0.020969 | -0.014341 | -0.00015105 | -0.008214 | 0.0064766 | 0.012965 | 0.028776 | 0.050762 | 0.055786 | 0.1497 | 0.1401 | 0.13687 | 0.12286 | 0.067707 | 0.060241 | 0.042337 | 0.03163 | 0.015409 | 0.0054577 | 51.714 | 51.3886 | 51.0852 | 50.786 | 50.4646 | 49.9955 | 49.7285 | 49.619 | 50.3576 | 52.582 | 54.3874 | 56.0358 | 56.5931 | 56.6868 | 56.6088 | 55.5752 | 55.5418 | 55.2581 | 53.9061 | 52.9265 | 52.1489 | 51.8797 | 50.5362 | 49.2385 | 0.10509 | 0.1011 | 0.1086 | 0.12918 | 0.11706 | 0.12392 | 0.1111 | 0.11691 | 0.1439 | 0.1596 | 0.15089 | 0.12793 | 0.13657 | 0.13721 | 0.11514 | 0.11445 | 0.1002 | 0.10406 | 0.10524 | 0.1252 | 0.13393 | 0.13661 | 0.12042 | 0.099654
Portfolio Adjusted1-in-2AllSouth of Lugo2026March Monthly Peak | Portfolio Adjusted | 1-in-2 | All | South of Lugo | 2026 | March Monthly Peak | 3 | 5.1696 | 5.0012 | 4.8388 | 4.8201 | 4.9841 | 5.6242 | 6.6855 | 7.3372 | 8.0548 | 8.6896 | 9.0291 | 9.1674 | 9.0721 | 9.1569 | 9.1728 | 8.9458 | 8.6412 | 8.235 | 7.8511 | 7.7601 | 7.3593 | 6.8066 | 6.1235 | 5.5697 | -0.0082383 | 4.9211e-05 | 0.00071199 | -0.014017 | -0.037319 | -0.021195 | -0.014584 | -0.00015446 | -0.0083809 | 0.0066432 | 0.013307 | 0.029429 | 0.051757 | 0.057 | 0.15411 | 0.14524 | 0.14277 | 0.12609 | 0.069073 | 0.062949 | 0.044158 | 0.033142 | 0.016018 | 0.0056243 | 51.8142 | 50.6643 | 49.441 | 48.8805 | 48.5992 | 48.1595 | 48.0145 | 48.3755 | 50.729 | 52.9982 | 55.1828 | 57.0694 | 58.066 | 59.0302 | 59.0677 | 59.4957 | 59.1352 | 58.0195 | 56.4502 | 54.8626 | 54.2391 | 53.3613 | 52.4096 | 51.3425 | 0.10875 | 0.10321 | 0.11023 | 0.12997 | 0.11782 | 0.12525 | 0.11299 | 0.11955 | 0.14682 | 0.1637 | 0.15488 | 0.13083 | 0.13924 | 0.14019 | 0.11865 | 0.11869 | 0.10429 | 0.10665 | 0.10734 | 0.13082 | 0.13968 | 0.14314 | 0.12517 | 0.1027
Portfolio Adjusted1-in-2AllSouth of Lugo2026April Monthly Peak | Portfolio Adjusted | 1-in-2 | All | South of Lugo | 2026 | April Monthly Peak | 4 | 5.3576 | 5.1598 | 4.9739 | 4.9365 | 5.149 | 5.7728 | 6.6405 | 7.3674 | 8.299 | 9.1779 | 9.8947 | 10.2866 | 10.3849 | 10.5877 | 10.6036 | 10.3583 | 9.9484 | 9.2437 | 8.3753 | 8.1645 | 7.8764 | 7.2334 | 6.44 | 5.8195 | -0.0087179 | 5.2229e-05 | 0.00075792 | -0.014911 | -0.040274 | -0.022796 | -0.015418 | -0.00016368 | -0.0090244 | 0.0072555 | 0.015002 | 0.033487 | 0.05938 | 0.065466 | 0.17701 | 0.16721 | 0.16329 | 0.14059 | 0.073822 | 0.066791 | 0.047551 | 0.035508 | 0.01711 | 0.0060055 | 61.869 | 61.4304 | 60.6812 | 59.657 | 58.9008 | 58.1033 | 57.6358 | 57.8267 | 59.5563 | 62.7818 | 65.7981 | 68.8497 | 71.1509 | 72.7939 | 73.4005 | 73.6005 | 73.8326 | 73.0135 | 72.2297 | 70.4168 | 67.1369 | 65.8501 | 64.3355 | 61.761 | 0.11506 | 0.10951 | 0.11733 | 0.13824 | 0.12713 | 0.13464 | 0.11934 | 0.12663 | 0.15806 | 0.17876 | 0.17457 | 0.14885 | 0.15975 | 0.16102 | 0.13563 | 0.13575 | 0.11834 | 0.11815 | 0.11472 | 0.1388 | 0.15041 | 0.15335 | 0.1337 | 0.10964
Portfolio Adjusted1-in-2AllSouth of Lugo2026May Monthly Peak | Portfolio Adjusted | 1-in-2 | All | South of Lugo | 2026 | May Monthly Peak | 5 | 5.3055 | 5.105 | 4.9407 | 4.915 | 5.14 | 5.7773 | 6.5456 | 7.4125 | 8.3123 | 9.1125 | 9.7564 | 10.0683 | 10.1109 | 10.2563 | 10.2593 | 10.0008 | 9.5822 | 8.9569 | 8.1741 | 7.846 | 7.7647 | 7.1369 | 6.3563 | 5.7611 | -0.0085933 | 5.1365e-05 | 0.00074837 | -0.014764 | -0.039968 | -0.022726 | -0.015272 | -0.00016469 | -0.0090327 | 0.0072124 | 0.014857 | 0.03289 | 0.057926 | 0.063685 | 0.17174 | 0.16174 | 0.15763 | 0.13667 | 0.072155 | 0.06469 | 0.046819 | 0.035015 | 0.016862 | 0.0059284 | 59.573 | 59.6149 | 59.6219 | 59.1078 | 58.63 | 58.6425 | 58.8935 | 59.4393 | 60.1471 | 61.6499 | 64.3268 | 67.1613 | 69.3582 | 70.0576 | 69.8855 | 70.8804 | 70.9404 | 69.9036 | 67.9784 | 65.4301 | 62.889 | 60.8796 | 60.3875 | 60.0934 | 0.11342 | 0.10771 | 0.11585 | 0.13688 | 0.12617 | 0.13423 | 0.1182 | 0.12741 | 0.1582 | 0.1777 | 0.17287 | 0.14619 | 0.15583 | 0.15664 | 0.13186 | 0.13163 | 0.11452 | 0.11521 | 0.11213 | 0.13443 | 0.1481 | 0.15122 | 0.13177 | 0.10824
Portfolio Adjusted1-in-2AllSouth of Lugo2026June Monthly Peak | Portfolio Adjusted | 1-in-2 | All | South of Lugo | 2026 | June Monthly Peak | 6 | 5.5942 | 5.3731 | 5.2118 | 5.1921 | 5.445 | 6.1049 | 6.9141 | 7.883 | 8.9343 | 9.9405 | 10.7646 | 11.1216 | 11.126 | 11.3088 | 11.3061 | 11.077 | 10.6075 | 9.8437 | 8.8584 | 8.3275 | 8.1355 | 7.5203 | 6.6994 | 6.0556 | -0.0090872 | 5.4305e-05 | 0.00079275 | -0.015705 | -0.042702 | -0.024229 | -0.016103 | -0.00017345 | -0.0095303 | 0.0076843 | 0.015914 | 0.034886 | 0.060872 | 0.066949 | 0.18415 | 0.17551 | 0.17149 | 0.14776 | 0.07568 | 0.067317 | 0.048513 | 0.036346 | 0.017573 | 0.0062018 | 63.1172 | 62.9986 | 62.493 | 61.9598 | 61.7885 | 61.3693 | 60.9885 | 61.4867 | 63.3413 | 67.3185 | 71.6183 | 75.075 | 75.1525 | 74.9284 | 76.1689 | 76.646 | 77.9767 | 78.3871 | 78.4529 | 74.6737 | 70.5358 | 67.0991 | 65.72 | 64.554 | 0.11994 | 0.11386 | 0.12272 | 0.1456 | 0.13479 | 0.14309 | 0.12463 | 0.1342 | 0.16693 | 0.18934 | 0.18521 | 0.15512 | 0.16382 | 0.16473 | 0.13896 | 0.14009 | 0.12224 | 0.12259 | 0.11763 | 0.1399 | 0.15346 | 0.15698 | 0.13733 | 0.11323
Portfolio Adjusted1-in-2AllSouth of Lugo2026July Monthly Peak | Portfolio Adjusted | 1-in-2 | All | South of Lugo | 2026 | July Monthly Peak | 7 | 5.8702 | 5.6043 | 5.425 | 5.4257 | 5.7048 | 6.5029 | 7.4159 | 8.4684 | 9.6712 | 10.7235 | 11.6125 | 12.0282 | 12.1056 | 12.3034 | 12.2908 | 12.0375 | 11.5655 | 10.7136 | 9.5644 | 8.9031 | 8.6303 | 7.9578 | 7.1021 | 6.4328 | -0.011701 | -0.00094233 | -0.0025836 | -0.01092 | -0.036226 | -0.031578 | -0.024759 | -0.016709 | -0.010134 | 0.0077749 | 0.016487 | 0.016476 | 0.038504 | 0.048551 | 0.16612 | 0.15957 | 0.15844 | 0.1335 | 0.055718 | 0.03811 | 0.032782 | 0.030485 | 0.014216 | 0.0073296 | 69.476 | 68.7852 | 68.4886 | 68.3449 | 67.9473 | 67.182 | 67.1104 | 67.9873 | 70.542 | 73.1516 | 75.5259 | 78.8381 | 80.2189 | 80.408 | 81.2803 | 81.719 | 82.2417 | 82.6459 | 83.3441 | 81.5805 | 78.285 | 74.0892 | 72.055 | 71.2404 | 0.12006 | 0.11378 | 0.12265 | 0.14653 | 0.13597 | 0.14646 | 0.12816 | 0.13744 | 0.17171 | 0.19318 | 0.18861 | 0.1582 | 0.1682 | 0.16925 | 0.1425 | 0.14363 | 0.12591 | 0.12562 | 0.11958 | 0.1405 | 0.1534 | 0.15676 | 0.13757 | 0.11401
Portfolio Adjusted1-in-2AllSouth of Lugo2026August Monthly Peak | Portfolio Adjusted | 1-in-2 | All | South of Lugo | 2026 | August Monthly Peak | 8 | 6.0296 | 5.7676 | 5.5801 | 5.5781 | 5.8273 | 6.7076 | 7.7165 | 8.7155 | 9.9971 | 11.1407 | 12.1061 | 12.5945 | 12.6633 | 12.8649 | 12.8669 | 12.6257 | 12.1352 | 11.2153 | 9.945 | 9.3721 | 8.9691 | 8.212 | 7.3186 | 6.6025 | -0.012931 | -0.001322 | -0.0038465 | -0.0095314 | -0.034598 | -0.035045 | -0.028543 | -0.022858 | -0.010488 | 0.0079648 | 0.017088 | 0.010312 | 0.031363 | 0.043088 | 0.16317 | 0.15711 | 0.15682 | 0.1311 | 0.049967 | 0.029197 | 0.028261 | 0.029487 | 0.013474 | 0.0079086 | 69.6463 | 68.4464 | 68.0014 | 68.3424 | 68.2612 | 67.5033 | 67.1916 | 67.2187 | 69.1632 | 73.2859 | 77.8182 | 82.1981 | 83.9781 | 84.1992 | 84.5457 | 84.7014 | 86.1611 | 87.5501 | 86.8548 | 81.4863 | 76.1772 | 73.6034 | 72.2772 | 71.0824 | 0.12442 | 0.11835 | 0.12743 | 0.15228 | 0.14007 | 0.1528 | 0.13394 | 0.14184 | 0.17735 | 0.20024 | 0.1961 | 0.16522 | 0.17554 | 0.17667 | 0.14901 | 0.14982 | 0.13131 | 0.13112 | 0.12434 | 0.14757 | 0.15951 | 0.16362 | 0.1432 | 0.11814
Portfolio Adjusted1-in-2AllSouth of Lugo2026September Monthly Peak | Portfolio Adjusted | 1-in-2 | All | South of Lugo | 2026 | September Monthly Peak | 9 | 5.9226 | 5.6934 | 5.5151 | 5.5111 | 5.7517 | 6.6509 | 7.7946 | 8.6989 | 10.0932 | 11.2881 | 12.1937 | 12.6782 | 12.7779 | 12.9554 | 12.8798 | 12.5322 | 11.9277 | 10.9571 | 9.6929 | 9.4066 | 8.8092 | 8.0436 | 7.0968 | 6.4115 | -0.012867 | -0.0014125 | -0.0041814 | -0.0086302 | -0.032618 | -0.035171 | -0.029381 | -0.024954 | -0.010631 | 0.0080633 | 0.017354 | 0.007859 | 0.028718 | 0.04115 | 0.16023 | 0.15297 | 0.15144 | 0.12567 | 0.046839 | 0.025488 | 0.026067 | 0.02828 | 0.012682 | 0.0078084 | 69.7956 | 69.1418 | 68.6268 | 68.2666 | 67.7254 | 67.4012 | 67.1336 | 67.0096 | 68.9613 | 72.9795 | 77.0894 | 81.7822 | 84.9069 | 86.267 | 87.2407 | 88.0852 | 88.3306 | 87.1854 | 86.5563 | 84.5874 | 80.7401 | 77.4527 | 75.637 | 74.6584 | 0.12112 | 0.11541 | 0.12456 | 0.14869 | 0.13624 | 0.15016 | 0.13338 | 0.14193 | 0.17982 | 0.20386 | 0.19961 | 0.16832 | 0.1799 | 0.18085 | 0.15118 | 0.15088 | 0.13091 | 0.13035 | 0.12411 | 0.14984 | 0.15964 | 0.16191 | 0.14011 | 0.11507
Portfolio Adjusted1-in-2AllSouth of Lugo2026October Monthly Peak | Portfolio Adjusted | 1-in-2 | All | South of Lugo | 2026 | October Monthly Peak | 10 | 5.549 | 5.3681 | 5.1846 | 5.1681 | 5.3818 | 6.0983 | 7.1963 | 7.8661 | 8.8625 | 9.933 | 10.7501 | 11.1938 | 11.3361 | 11.5491 | 11.5726 | 11.2227 | 10.7047 | 9.7838 | 9.0933 | 8.6774 | 8.1481 | 7.4718 | 6.5935 | 5.9594 | -0.0090294 | 5.4799e-05 | 0.00079611 | -0.015787 | -0.042387 | -0.024247 | -0.016477 | -0.00017438 | -0.0095827 | 0.0077909 | 0.016254 | 0.036186 | 0.064401 | 0.070888 | 0.19152 | 0.17955 | 0.17451 | 0.14843 | 0.079316 | 0.070053 | 0.049184 | 0.036658 | 0.017536 | 0.0061168 | 64.1374 | 63.6864 | 63.3879 | 62.431 | 61.9001 | 61.2542 | 60.7496 | 60.6387 | 61.4663 | 64.567 | 68.6076 | 74.161 | 80.2542 | 82.905 | 81.6489 | 81.2913 | 81.6403 | 80.3675 | 77.6241 | 73.9056 | 71.7642 | 70.1802 | 68.4672 | 66.8046 | 0.11917 | 0.11488 | 0.12324 | 0.14636 | 0.13379 | 0.14318 | 0.12757 | 0.13491 | 0.16784 | 0.19196 | 0.18914 | 0.16086 | 0.17327 | 0.17437 | 0.14664 | 0.14507 | 0.12584 | 0.12444 | 0.12326 | 0.14559 | 0.15558 | 0.15831 | 0.13702 | 0.11167
Portfolio Adjusted1-in-2AllSouth of Lugo2026November Monthly Peak | Portfolio Adjusted | 1-in-2 | All | South of Lugo | 2026 | November Monthly Peak | 11 | 5.1533 | 4.97 | 4.841 | 4.8647 | 5.0443 | 5.6936 | 6.5122 | 7.2185 | 8.1161 | 8.9696 | 9.5494 | 9.847 | 9.8807 | 10.0062 | 9.9024 | 9.5441 | 9.1412 | 8.9233 | 8.2429 | 7.7861 | 7.3489 | 6.7091 | 6.0158 | 5.4837 | -0.00838 | 5.022e-05 | 0.00073134 | -0.014605 | -0.039113 | -0.021988 | -0.014793 | -0.00015762 | -0.0086831 | 0.007025 | 0.014462 | 0.031974 | 0.05647 | 0.061884 | 0.16544 | 0.15396 | 0.15049 | 0.13519 | 0.071727 | 0.063544 | 0.044965 | 0.033394 | 0.016064 | 0.0056272 | 59.1978 | 58.1933 | 57.404 | 56.582 | 55.403 | 54.6487 | 54.1961 | 54.5282 | 56.6948 | 59.861 | 64.4787 | 68.6519 | 71.7056 | 73.4522 | 74.6639 | 74.0964 | 71.9885 | 69.3237 | 66.8696 | 65.8272 | 64.6753 | 64.5029 | 63.931 | 64.7458 | 0.1106 | 0.1053 | 0.11322 | 0.13541 | 0.12347 | 0.1299 | 0.11454 | 0.12196 | 0.15209 | 0.17309 | 0.16829 | 0.14213 | 0.15192 | 0.15221 | 0.12674 | 0.12488 | 0.10948 | 0.11325 | 0.11147 | 0.13205 | 0.14222 | 0.14421 | 0.12552 | 0.10274
Portfolio Adjusted1-in-2AllSouth of Lugo2026December Monthly Peak | Portfolio Adjusted | 1-in-2 | All | South of Lugo | 2026 | December Monthly Peak | 12 | 5.0021 | 4.8549 | 4.7311 | 4.7404 | 4.8951 | 5.5635 | 6.604 | 7.1944 | 7.9534 | 8.5563 | 8.8357 | 8.9349 | 8.8406 | 8.8649 | 8.7782 | 8.4941 | 8.3012 | 8.3003 | 7.8136 | 7.4461 | 7.0526 | 6.503 | 5.8532 | 5.3414 | -0.0078544 | 4.7477e-05 | 0.00069021 | -0.013683 | -0.036262 | -0.020486 | -0.01405 | -0.00014829 | -0.0080824 | 0.0064198 | 0.012844 | 0.028188 | 0.049463 | 0.053922 | 0.14558 | 0.13654 | 0.13599 | 0.12508 | 0.066756 | 0.059401 | 0.042001 | 0.031444 | 0.015117 | 0.0052695 | 52.4581 | 51.1861 | 50.1979 | 49.4423 | 48.9679 | 47.941 | 48.1642 | 48.3053 | 48.8274 | 52.4773 | 57.0139 | 60.0018 | 61.7378 | 62.8346 | 63.2233 | 63.6267 | 62.7742 | 60.6686 | 58.5892 | 57.0279 | 55.2239 | 53.25 | 51.3959 | 49.9416 | 0.10369 | 0.099586 | 0.10687 | 0.12688 | 0.1145 | 0.12109 | 0.10889 | 0.11478 | 0.14161 | 0.15821 | 0.1495 | 0.12533 | 0.13309 | 0.13265 | 0.11103 | 0.11035 | 0.098482 | 0.10425 | 0.10376 | 0.12346 | 0.13286 | 0.13581 | 0.11814 | 0.096236
Portfolio Adjusted1-in-2AllSouth of Lugo2026Typical Event Day | Portfolio Adjusted | 1-in-2 | All | South of Lugo | 2026 | Typical Event Day | 8 | 5.9678 | 5.7087 | 5.5231 | 5.5173 | 5.7609 | 6.6252 | 7.6109 | 8.5683 | 9.7677 | 10.8396 | 11.754 | 12.2171 | 12.282 | 12.4896 | 12.5118 | 12.2868 | 11.8256 | 10.9471 | 9.7309 | 9.1918 | 8.822 | 8.0891 | 7.2082 | 6.5097 | -0.011768 | -0.00083828 | -0.0022023 | -0.01203 | -0.038207 | -0.031887 | -0.024611 | -0.014818 | -0.01031 | 0.0079497 | 0.016806 | 0.019596 | 0.042828 | 0.052607 | 0.17352 | 0.16666 | 0.16547 | 0.14003 | 0.060377 | 0.043984 | 0.036173 | 0.032557 | 0.015219 | 0.0074143 | 68.0088 | 67.343 | 66.9024 | 66.7284 | 66.4306 | 65.8639 | 65.606 | 65.9256 | 68.0019 | 71.6839 | 75.513 | 79.4733 | 81.0641 | 81.4507 | 82.3089 | 82.7879 | 83.6775 | 83.9421 | 83.802 | 80.582 | 76.4345 | 73.0611 | 71.4223 | 70.3838 | 0.12426 | 0.11815 | 0.12715 | 0.15169 | 0.13944 | 0.15201 | 0.13315 | 0.14075 | 0.17507 | 0.19682 | 0.19226 | 0.1619 | 0.17192 | 0.17304 | 0.14614 | 0.14711 | 0.12908 | 0.12909 | 0.12284 | 0.14621 | 0.15842 | 0.16274 | 0.14226 | 0.11744
Portfolio Adjusted1-in-10AllOther2015January Monthly Peak | Portfolio Adjusted | 1-in-10 | All | Other | 2015 | January Monthly Peak | 1 | 124.128 | 120.5811 | 117.6638 | 118.1831 | 127.1767 | 149.2699 | 178.993 | 196.9628 | 206.7776 | 206.3382 | 206.5049 | 201.4508 | 192.841 | 191.7501 | 183.0379 | 174.6413 | 167.7536 | 166.2119 | 164.1853 | 157.9085 | 152.3381 | 147.1013 | 138.1401 | 132.151 | -0.43441 | -0.84897 | -0.53037 | -0.15368 | -0.097051 | -1.3257 | -0.56826 | -0.50571 | -0.42967 | -0.17055 | -0.084566 | 0.060489 | 0.082906 | 0.7599 | 4.7629 | 4.6589 | 3.7065 | 3.256 | 0.066713 | -1.2118 | -1.4889 | -1.5132 | -1.3116 | -1.3525 | 41.7396 | 41.3924 | 40.7267 | 40.0555 | 39.5955 | 39.0295 | 38.5282 | 38.1029 | 38.5992 | 41.6252 | 44.7596 | 47.3976 | 49.1028 | 50.2745 | 51.1563 | 51.5149 | 51.2436 | 50.1841 | 48.3127 | 46.9622 | 45.7753 | 45.1536 | 44.4119 | 43.7264 | 2.8653 | 2.5406 | 2.8002 | 3.3543 | 4.3955 | 3.5442 | 3.4896 | 3.6753 | 3.9765 | 3.7222 | 3.5447 | 3.8484 | 3.8727 | 4.1826 | 4.4889 | 4.4328 | 4.4005 | 3.9501 | 3.3913 | 3.3554 | 2.9949 | 3.007 | 3.1551 | 3.0942
Portfolio Adjusted1-in-10AllOther2015February Monthly Peak | Portfolio Adjusted | 1-in-10 | All | Other | 2015 | February Monthly Peak | 2 | 125.9159 | 122.5321 | 118.9523 | 119.217 | 126.9649 | 147.7156 | 176.3218 | 191.8324 | 200.6998 | 202.0345 | 205.6246 | 205.139 | 200.7525 | 203.0644 | 197.1586 | 186.4334 | 176.4949 | 171.2415 | 168.585 | 161.6371 | 155.9545 | 149.6817 | 140.1324 | 133.7003 | -0.44067 | -0.8627 | -0.53618 | -0.15502 | -0.09689 | -1.3119 | -0.55978 | -0.49254 | -0.41704 | -0.16699 | -0.084205 | 0.061597 | 0.086307 | 0.80474 | 5.1304 | 4.9735 | 3.8997 | 3.3546 | 0.0685 | -1.2404 | -1.5243 | -1.5398 | -1.3305 | -1.3684 | 48.6985 | 48.2324 | 47.7572 | 47.2187 | 46.9484 | 46.4664 | 45.9003 | 45.9418 | 47.4113 | 50.8439 | 54.4624 | 57.4573 | 59.3174 | 60.2989 | 60.8403 | 61.0639 | 60.3123 | 59.3559 | 57.4099 | 55.3059 | 53.8232 | 52.5478 | 51.6519 | 50.393 | 2.9065 | 2.5817 | 2.8309 | 3.3836 | 4.3882 | 3.5073 | 3.4375 | 3.5796 | 3.8596 | 3.6446 | 3.5296 | 3.9189 | 4.0315 | 4.4294 | 4.8352 | 4.7321 | 4.6298 | 4.0696 | 3.4822 | 3.4347 | 3.066 | 3.0598 | 3.2006 | 3.1305
Portfolio Adjusted1-in-10AllOther2015March Monthly Peak | Portfolio Adjusted | 1-in-10 | All | Other | 2015 | March Monthly Peak | 3 | 131.1522 | 127.6666 | 123.8491 | 123.066 | 129.9823 | 149.5425 | 178.7011 | 195.0441 | 203.3823 | 207.7327 | 215.4604 | 218.5138 | 217.5213 | 221.0196 | 216.1539 | 205.0337 | 192.4071 | 181.6101 | 176.0917 | 172.581 | 166.7938 | 158.6219 | 148.4606 | 141.423 | -0.459 | -0.89885 | -0.55825 | -0.16003 | -0.099192 | -1.3281 | -0.56734 | -0.50079 | -0.42261 | -0.1717 | -0.088233 | 0.065613 | 0.093516 | 0.87589 | 5.6246 | 5.4697 | 4.2513 | 3.5577 | 0.07155 | -1.3244 | -1.6302 | -1.6317 | -1.4096 | -1.4474 | 59.7919 | 58.6776 | 57.9738 | 57.2386 | 56.409 | 55.5281 | 54.7577 | 55.2841 | 58.7043 | 63.6626 | 68.8751 | 73.0034 | 75.7609 | 77.3619 | 78.1023 | 78.5526 | 77.9871 | 76.3027 | 73.5067 | 69.9896 | 66.8474 | 64.2355 | 62.2079 | 60.605 | 3.0274 | 2.6899 | 2.9474 | 3.4929 | 4.4925 | 3.5507 | 3.4839 | 3.6395 | 3.9112 | 3.7474 | 3.6984 | 4.1744 | 4.3683 | 4.821 | 5.3011 | 5.2043 | 5.0472 | 4.3161 | 3.6373 | 3.6672 | 3.2791 | 3.2425 | 3.3908 | 3.3113
Portfolio Adjusted1-in-10AllOther2015April Monthly Peak | Portfolio Adjusted | 1-in-10 | All | Other | 2015 | April Monthly Peak | 4 | 135.255 | 131.543 | 127.7472 | 126.9422 | 134.5422 | 154.7847 | 181.194 | 200.5151 | 213.4797 | 221.6611 | 231.8093 | 234.9949 | 234.7979 | 237.9066 | 232.3605 | 220.0274 | 205.6498 | 191.2776 | 181.1143 | 178.3151 | 174.2215 | 165.5791 | 154.7818 | 147.7176 | -0.45186 | -0.63999 | -0.41377 | -0.25489 | -0.25721 | -0.91358 | -0.52942 | -0.76502 | -0.57253 | -0.39886 | -0.62082 | -0.302 | -0.15721 | 1.1479 | 6.0384 | 6.1011 | 5.077 | 4.274 | 0.97058 | -0.50919 | -0.89227 | -1.1209 | -1.2493 | -1.3671 | 69.4145 | 68.2991 | 66.8827 | 66.0582 | 65.1604 | 64.1178 | 63.4733 | 63.5078 | 66.6179 | 72.0741 | 77.3108 | 82.2921 | 85.5069 | 87.5139 | 88.5178 | 88.8738 | 88.4979 | 87.3991 | 85.3489 | 81.6086 | 77.1285 | 73.5847 | 71.1319 | 69.2612 | 2.9248 | 2.5964 | 2.8481 | 3.3752 | 4.3563 | 3.443 | 3.3093 | 3.5052 | 3.846 | 3.746 | 3.7277 | 4.2056 | 4.4173 | 4.8615 | 5.3385 | 5.232 | 5.0537 | 4.2586 | 3.5046 | 3.5496 | 3.2087 | 3.1709 | 3.3118 | 3.2402
Portfolio Adjusted1-in-10AllOther2015May Monthly Peak | Portfolio Adjusted | 1-in-10 | All | Other | 2015 | May Monthly Peak | 5 | 134.9993 | 131.5971 | 128.2884 | 127.5569 | 135.705 | 156.3107 | 182.003 | 204.4658 | 218.7229 | 228.523 | 238.7103 | 241.6146 | 240.2094 | 242.5889 | 236.5949 | 223.3105 | 208.4571 | 192.7634 | 181.7086 | 176.6924 | 173.946 | 165.7399 | 155.4663 | 148.4866 | -0.44687 | -0.585 | -0.38412 | -0.27354 | -0.28952 | -0.83274 | -0.5229 | -0.82932 | -0.61209 | -0.45411 | -0.7438 | -0.38443 | -0.2118 | 1.2108 | 6.1468 | 6.2375 | 5.2505 | 4.4097 | 1.1474 | -0.34025 | -0.73469 | -1.0095 | -1.2121 | -1.3462 | 69.9182 | 68.6339 | 67.5305 | 66.4657 | 65.6135 | 64.7861 | 64.7122 | 64.9419 | 67.9875 | 73.5303 | 79.2065 | 83.4509 | 86.6797 | 88.7329 | 90.0818 | 90.4555 | 89.7685 | 88.9094 | 87.0935 | 84.5066 | 81.0826 | 77.2564 | 74.6217 | 72.2843 | 2.9089 | 2.5882 | 2.85 | 3.3795 | 4.3783 | 3.4645 | 3.3122 | 3.5616 | 3.9264 | 3.8482 | 3.825 | 4.3087 | 4.503 | 4.9396 | 5.4164 | 5.2911 | 5.1045 | 4.2764 | 3.5036 | 3.5048 | 3.1923 | 3.1627 | 3.3146 | 3.2454
Portfolio Adjusted1-in-10AllOther2015June Monthly Peak | Portfolio Adjusted | 1-in-10 | All | Other | 2015 | June Monthly Peak | 6 | 140.3043 | 136.5049 | 133.1414 | 132.1919 | 140.1484 | 159.8467 | 184.4884 | 205.4458 | 218.3422 | 226.2868 | 236.0151 | 237.7965 | 233.1642 | 234.5203 | 228.2218 | 218.1157 | 205.7041 | 191.9993 | 184.0857 | 178.1676 | 176.7922 | 169.1535 | 158.1126 | 151.4057 | -0.46303 | -0.58827 | -0.38809 | -0.28932 | -0.30905 | -0.82182 | -0.52713 | -0.84931 | -0.61926 | -0.46342 | -0.76886 | -0.40191 | -0.22161 | 1.1832 | 5.9288 | 6.1067 | 5.2145 | 4.4253 | 1.2194 | -0.28945 | -0.69532 | -0.99314 | -1.2187 | -1.3634 | 70.6003 | 69.3655 | 68.3878 | 67.3684 | 66.3717 | 65.3768 | 64.9893 | 66.1848 | 69.7442 | 74.5297 | 79.3474 | 83.375 | 85.9103 | 88.0108 | 89.182 | 89.5804 | 90.1215 | 89.2249 | 88.0128 | 86.0072 | 82.5891 | 78.6701 | 76.1983 | 74.188 | 3.0218 | 2.6835 | 2.9565 | 3.5007 | 4.5195 | 3.5413 | 3.3559 | 3.577 | 3.9178 | 3.8088 | 3.78 | 4.2386 | 4.3689 | 4.773 | 5.2223 | 5.1657 | 5.0347 | 4.2575 | 3.5478 | 3.5324 | 3.243 | 3.2263 | 3.3694 | 3.3077
Portfolio Adjusted1-in-10AllOther2015July Monthly Peak | Portfolio Adjusted | 1-in-10 | All | Other | 2015 | July Monthly Peak | 7 | 142.4658 | 139.1095 | 136.3279 | 135.1183 | 143.6713 | 164.4037 | 190.0287 | 209.6547 | 221.1784 | 229.0235 | 237.7942 | 238.5203 | 233.3647 | 235.4596 | 229.3839 | 219.6828 | 207.7372 | 195.0184 | 186.179 | 181.2301 | 180.4204 | 172.5434 | 161.0346 | 153.5258 | -0.46139 | -0.48209 | -0.3303 | -0.33281 | -0.38084 | -0.65528 | -0.52432 | -0.96819 | -0.67913 | -0.55546 | -0.98393 | -0.54983 | -0.32133 | 1.2667 | 5.9559 | 6.2403 | 5.475 | 4.7033 | 1.591 | 0.044346 | -0.38396 | -0.77762 | -1.1523 | -1.3241 | 73.0929 | 72.2864 | 71.431 | 70.7391 | 70.1582 | 69.5359 | 69.128 | 69.4986 | 72.2856 | 76.6306 | 81.207 | 84.4567 | 86.5238 | 88.243 | 89.6193 | 90.0996 | 90.4517 | 89.6007 | 87.7986 | 85.5978 | 82.5229 | 79.8129 | 77.9454 | 76.6509 | 3.0827 | 2.7475 | 3.0413 | 3.5949 | 4.6548 | 3.6592 | 3.4728 | 3.6673 | 3.9872 | 3.8729 | 3.8263 | 4.2714 | 4.3931 | 4.8145 | 5.2734 | 5.2271 | 5.1083 | 4.3446 | 3.6049 | 3.6099 | 3.325 | 3.3063 | 3.4477 | 3.3697
Portfolio Adjusted1-in-10AllOther2015August Monthly Peak | Portfolio Adjusted | 1-in-10 | All | Other | 2015 | August Monthly Peak | 8 | 146.0515 | 142.3454 | 138.7497 | 138.4058 | 147.4082 | 169.2793 | 197.7156 | 219.6063 | 233.8647 | 243.0172 | 252.9276 | 254.9852 | 250.5623 | 253.1083 | 246.0842 | 233.3808 | 217.6263 | 201.8238 | 192.1736 | 187.434 | 184.6131 | 176.1421 | 164.9059 | 157.641 | -0.4673 | -0.41725 | -0.29293 | -0.36496 | -0.43234 | -0.55087 | -0.53324 | -1.0814 | -0.75277 | -0.64747 | -1.1875 | -0.68708 | -0.41267 | 1.4152 | 6.3874 | 6.6897 | 5.8742 | 5.004 | 1.876 | 0.2677 | -0.18193 | -0.64167 | -1.1224 | -1.3217 | 74.573 | 73.8634 | 72.9388 | 72.2004 | 71.5406 | 70.9906 | 70.5582 | 70.5668 | 72.8832 | 77.2603 | 81.4406 | 85.3664 | 88.4426 | 90.7546 | 91.9702 | 91.9376 | 91.4894 | 90.3773 | 89.4055 | 87.1578 | 83.3616 | 80.3419 | 78.2899 | 76.4488 | 3.1906 | 2.8383 | 3.125 | 3.7176 | 4.8216 | 3.8038 | 3.6479 | 3.8782 | 4.2563 | 4.1488 | 4.1088 | 4.61 | 4.762 | 5.225 | 5.7116 | 5.6062 | 5.4027 | 4.5393 | 3.7566 | 3.7693 | 3.4349 | 3.4076 | 3.5644 | 3.4932
Portfolio Adjusted1-in-10AllOther2015September Monthly Peak | Portfolio Adjusted | 1-in-10 | All | Other | 2015 | September Monthly Peak | 9 | 145.8322 | 142.9809 | 139.9075 | 139.8184 | 149.8852 | 171.9488 | 202.9183 | 227.0239 | 247.4113 | 260.4674 | 271.5906 | 273.569 | 267.5768 | 270.106 | 262.2531 | 246.7195 | 228.1017 | 209.9504 | 199.0513 | 195.3972 | 188.6738 | 180.1678 | 166.6491 | 159.0116 | -0.45608 | -0.27797 | -0.21484 | -0.41358 | -0.51773 | -0.32713 | -0.52399 | -1.2465 | -0.86419 | -0.80895 | -1.5547 | -0.93397 | -0.5742 | 1.6159 | 6.803 | 7.1898 | 6.4252 | 5.468 | 2.3905 | 0.70634 | 0.2124 | -0.36877 | -1.0266 | -1.2625 | 76.8603 | 75.7975 | 74.7414 | 74.2244 | 73.305 | 72.4978 | 72.1339 | 72.0694 | 74.2041 | 78.8227 | 83.7858 | 88.3732 | 92.1965 | 95.0585 | 96.0549 | 96.2352 | 95.6301 | 94.118 | 92.3743 | 89.6083 | 85.526 | 82.3424 | 80.1529 | 78.4577 | 3.2825 | 2.9376 | 3.2468 | 3.8696 | 5.0515 | 3.9811 | 3.8576 | 4.1309 | 4.6396 | 4.5818 | 4.546 | 5.0961 | 5.2398 | 5.7452 | 6.2717 | 6.1066 | 5.8347 | 4.8655 | 4.0092 | 4.0487 | 3.617 | 3.5913 | 3.7115 | 3.6305
Portfolio Adjusted1-in-10AllOther2015October Monthly Peak | Portfolio Adjusted | 1-in-10 | All | Other | 2015 | October Monthly Peak | 10 | 141.6561 | 137.8116 | 134.2856 | 133.3873 | 141.7305 | 162.9042 | 193.2071 | 212.884 | 228.1743 | 239.7065 | 250.7883 | 255.4573 | 253.9927 | 256.7836 | 250.4051 | 236.3054 | 218.5315 | 202.3395 | 194.7886 | 187.8289 | 180.787 | 172.0612 | 160.1161 | 152.6029 | -0.46498 | -0.56044 | -0.37242 | -0.30247 | -0.33071 | -0.78339 | -0.54659 | -0.90971 | -0.66253 | -0.51693 | -0.88049 | -0.47696 | -0.27257 | 1.3202 | 6.5041 | 6.6438 | 5.6029 | 4.7258 | 1.398 | -0.20413 | -0.61716 | -0.94267 | -1.2087 | -1.3575 | 72.7151 | 72.0227 | 71.241 | 70.0798 | 69.0855 | 68.2031 | 68.0606 | 67.8115 | 68.6491 | 72.5491 | 77.2594 | 82.0746 | 85.9665 | 88.1747 | 88.907 | 88.6825 | 87.5917 | 85.9912 | 83.282 | 79.8085 | 76.9105 | 75.1435 | 73.7243 | 72.4724 | 3.051 | 2.7092 | 2.9819 | 3.5324 | 4.5706 | 3.609 | 3.5145 | 3.7065 | 4.0942 | 4.0347 | 4.0167 | 4.5535 | 4.7593 | 5.2262 | 5.73 | 5.5965 | 5.3488 | 4.4868 | 3.7541 | 3.724 | 3.3163 | 3.2818 | 3.4122 | 3.3339
Portfolio Adjusted1-in-10AllOther2015November Monthly Peak | Portfolio Adjusted | 1-in-10 | All | Other | 2015 | November Monthly Peak | 11 | 131.504 | 128.2435 | 124.1635 | 123.0915 | 131.2421 | 152.1288 | 178.1849 | 194.9803 | 205.3967 | 210.9917 | 218.3547 | 221.0164 | 219.408 | 221.8445 | 215.4699 | 203.7323 | 192.4702 | 185.0594 | 176.6228 | 168.9871 | 162.7089 | 155.1917 | 145.9762 | 140.1004 | -0.46023 | -0.90291 | -0.55967 | -0.16006 | -0.10015 | -1.351 | -0.5657 | -0.50062 | -0.4268 | -0.1744 | -0.089418 | 0.066364 | 0.094328 | 0.87916 | 5.6068 | 5.435 | 4.2526 | 3.6253 | 0.071766 | -1.2968 | -1.5903 | -1.5964 | -1.386 | -1.4339 | 63.4534 | 62.0892 | 61.1662 | 60.1393 | 59.5146 | 58.887 | 58.2337 | 58.3677 | 60.3467 | 64.6438 | 69.9316 | 74.0099 | 76.7637 | 78.2901 | 79.3397 | 79.4697 | 78.0982 | 75.7217 | 73.1105 | 70.1889 | 67.9746 | 66.4702 | 64.9177 | 64.0364 | 3.0355 | 2.702 | 2.9549 | 3.4936 | 4.536 | 3.6121 | 3.4738 | 3.6384 | 3.95 | 3.8062 | 3.7481 | 4.2222 | 4.4062 | 4.839 | 5.2843 | 5.1712 | 5.0489 | 4.398 | 3.6482 | 3.5908 | 3.1988 | 3.1724 | 3.334 | 3.2803
Portfolio Adjusted1-in-10AllOther2015December Monthly Peak | Portfolio Adjusted | 1-in-10 | All | Other | 2015 | December Monthly Peak | 12 | 124.8118 | 121.0282 | 117.9231 | 117.143 | 125.3771 | 146.4699 | 174.0805 | 190.4148 | 199.6884 | 200.8594 | 201.6942 | 197.9401 | 191.3677 | 190.5371 | 182.6751 | 174.4858 | 169.1404 | 166.3117 | 163.2659 | 157.5885 | 152.4694 | 147.3693 | 138.0706 | 131.6244 | -0.43681 | -0.85211 | -0.53154 | -0.15233 | -0.095678 | -1.3008 | -0.55267 | -0.4889 | -0.41494 | -0.16602 | -0.082595 | 0.059435 | 0.082272 | 0.75509 | 4.7535 | 4.6548 | 3.7372 | 3.258 | 0.066339 | -1.2094 | -1.4902 | -1.516 | -1.311 | -1.3471 | 44.9645 | 44.2732 | 43.6489 | 42.9826 | 42.5113 | 41.7673 | 41.783 | 41.7944 | 42.3814 | 44.6232 | 47.4098 | 49.6854 | 51.1698 | 51.5664 | 51.8198 | 51.897 | 51.3291 | 49.9078 | 48.3425 | 47.377 | 46.5014 | 45.602 | 45.0527 | 44.66 | 2.8811 | 2.55 | 2.8064 | 3.3248 | 4.3333 | 3.4778 | 3.3938 | 3.5532 | 3.8402 | 3.6234 | 3.4621 | 3.7814 | 3.8431 | 4.1561 | 4.48 | 4.4289 | 4.4369 | 3.9525 | 3.3723 | 3.3486 | 2.9975 | 3.0125 | 3.1535 | 3.0819
Portfolio Adjusted1-in-10AllOther2015Typical Event Day | Portfolio Adjusted | 1-in-10 | All | Other | 2015 | Typical Event Day | 8 | 145.698 | 142.0029 | 138.3367 | 137.977 | 146.9383 | 168.7391 | 197.0936 | 218.7013 | 232.5693 | 241.3711 | 251.0915 | 253.1275 | 248.753 | 251.3401 | 244.4378 | 231.8655 | 216.2492 | 200.6519 | 191.2055 | 186.5348 | 183.7936 | 175.3796 | 164.242 | 157.0216 | -0.46863 | -0.4491 | -0.31072 | -0.35345 | -0.41301 | -0.60256 | -0.53687 | -1.048 | -0.73367 | -0.61811 | -1.1183 | -0.63939 | -0.38061 | 1.3823 | 6.3456 | 6.6203 | 5.7774 | 4.9162 | 1.7658 | 0.17083 | -0.27205 | -0.70449 | -1.1427 | -1.3328 | 73.7816 | 72.8282 | 71.8747 | 71.1331 | 70.3439 | 69.6003 | 69.2024 | 69.5799 | 72.2793 | 76.8108 | 81.4452 | 85.3928 | 88.2683 | 90.5167 | 91.7066 | 91.9632 | 91.9232 | 90.8302 | 89.3978 | 87.0928 | 83.4999 | 80.2918 | 78.1466 | 76.4363 | 3.1678 | 2.8181 | 3.101 | 3.6886 | 4.7835 | 3.7738 | 3.6193 | 3.8439 | 4.2127 | 4.1013 | 4.0597 | 4.5548 | 4.7053 | 5.164 | 5.6465 | 5.5435 | 5.3431 | 4.4916 | 3.72 | 3.7335 | 3.4035 | 3.3768 | 3.5333 | 3.463
Portfolio Adjusted1-in-10AllOther2016January Monthly Peak | Portfolio Adjusted | 1-in-10 | All | Other | 2016 | January Monthly Peak | 1 | 124.128 | 120.5811 | 117.6638 | 118.1831 | 127.1767 | 149.2699 | 178.993 | 196.9628 | 206.7776 | 206.3382 | 206.5049 | 201.4508 | 192.841 | 191.7501 | 183.0379 | 174.6413 | 167.7536 | 166.2119 | 164.1853 | 157.9085 | 152.3381 | 147.1013 | 138.1401 | 132.151 | -0.43441 | -0.84897 | -0.53037 | -0.15368 | -0.097051 | -1.3257 | -0.56826 | -0.50571 | -0.42967 | -0.17055 | -0.084566 | 0.060489 | 0.082906 | 0.7599 | 4.7629 | 4.6589 | 3.7065 | 3.256 | 0.066713 | -1.2118 | -1.4889 | -1.5132 | -1.3116 | -1.3525 | 41.7396 | 41.3924 | 40.7267 | 40.0555 | 39.5955 | 39.0295 | 38.5282 | 38.1029 | 38.5992 | 41.6252 | 44.7596 | 47.3976 | 49.1028 | 50.2745 | 51.1563 | 51.5149 | 51.2436 | 50.1841 | 48.3127 | 46.9622 | 45.7753 | 45.1536 | 44.4119 | 43.7264 | 2.8653 | 2.5406 | 2.8002 | 3.3543 | 4.3955 | 3.5442 | 3.4896 | 3.6753 | 3.9765 | 3.7222 | 3.5447 | 3.8484 | 3.8727 | 4.1826 | 4.4889 | 4.4328 | 4.4005 | 3.9501 | 3.3913 | 3.3554 | 2.9949 | 3.007 | 3.1551 | 3.0942
Portfolio Adjusted1-in-10AllOther2016February Monthly Peak | Portfolio Adjusted | 1-in-10 | All | Other | 2016 | February Monthly Peak | 2 | 125.9159 | 122.5321 | 118.9523 | 119.217 | 126.9649 | 147.7156 | 176.3218 | 191.8324 | 200.6998 | 202.0345 | 205.6246 | 205.139 | 200.7525 | 203.0644 | 197.1586 | 186.4334 | 176.4949 | 171.2415 | 168.585 | 161.6371 | 155.9545 | 149.6817 | 140.1324 | 133.7003 | -0.44067 | -0.8627 | -0.53618 | -0.15502 | -0.09689 | -1.3119 | -0.55978 | -0.49254 | -0.41704 | -0.16699 | -0.084205 | 0.061597 | 0.086307 | 0.80474 | 5.1304 | 4.9735 | 3.8997 | 3.3546 | 0.0685 | -1.2404 | -1.5243 | -1.5398 | -1.3305 | -1.3684 | 48.6985 | 48.2324 | 47.7572 | 47.2187 | 46.9484 | 46.4664 | 45.9003 | 45.9418 | 47.4113 | 50.8439 | 54.4624 | 57.4573 | 59.3174 | 60.2989 | 60.8403 | 61.0639 | 60.3123 | 59.3559 | 57.4099 | 55.3059 | 53.8232 | 52.5478 | 51.6519 | 50.393 | 2.9065 | 2.5817 | 2.8309 | 3.3836 | 4.3882 | 3.5073 | 3.4375 | 3.5796 | 3.8596 | 3.6446 | 3.5296 | 3.9189 | 4.0315 | 4.4294 | 4.8352 | 4.7321 | 4.6298 | 4.0696 | 3.4822 | 3.4347 | 3.066 | 3.0598 | 3.2006 | 3.1305
Portfolio Adjusted1-in-10AllOther2016March Monthly Peak | Portfolio Adjusted | 1-in-10 | All | Other | 2016 | March Monthly Peak | 3 | 131.1522 | 127.6666 | 123.8491 | 123.066 | 129.9823 | 149.5425 | 178.7011 | 195.0441 | 203.3823 | 207.7327 | 215.4604 | 218.5138 | 217.5213 | 221.0196 | 216.1539 | 205.0337 | 192.4071 | 181.6101 | 176.0917 | 172.581 | 166.7938 | 158.6219 | 148.4606 | 141.423 | -0.459 | -0.89885 | -0.55825 | -0.16003 | -0.099192 | -1.3281 | -0.56734 | -0.50079 | -0.42261 | -0.1717 | -0.088233 | 0.065613 | 0.093516 | 0.87589 | 5.6246 | 5.4697 | 4.2513 | 3.5577 | 0.07155 | -1.3244 | -1.6302 | -1.6317 | -1.4096 | -1.4474 | 59.7919 | 58.6776 | 57.9738 | 57.2386 | 56.409 | 55.5281 | 54.7577 | 55.2841 | 58.7043 | 63.6626 | 68.8751 | 73.0034 | 75.7609 | 77.3619 | 78.1023 | 78.5526 | 77.9871 | 76.3027 | 73.5067 | 69.9896 | 66.8474 | 64.2355 | 62.2079 | 60.605 | 3.0274 | 2.6899 | 2.9474 | 3.4929 | 4.4925 | 3.5507 | 3.4839 | 3.6395 | 3.9112 | 3.7474 | 3.6984 | 4.1744 | 4.3683 | 4.821 | 5.3011 | 5.2043 | 5.0472 | 4.3161 | 3.6373 | 3.6672 | 3.2791 | 3.2425 | 3.3908 | 3.3113
Portfolio Adjusted1-in-10AllOther2016April Monthly Peak | Portfolio Adjusted | 1-in-10 | All | Other | 2016 | April Monthly Peak | 4 | 135.255 | 131.543 | 127.7472 | 126.9422 | 134.5422 | 154.7847 | 181.194 | 200.5151 | 213.4797 | 221.6611 | 231.8093 | 234.9949 | 234.7979 | 237.9066 | 232.3605 | 220.0274 | 205.6498 | 191.2776 | 181.1143 | 178.3151 | 174.2215 | 165.5791 | 154.7818 | 147.7176 | -0.45186 | -0.63999 | -0.41377 | -0.25489 | -0.25721 | -0.91358 | -0.52942 | -0.76502 | -0.57253 | -0.39886 | -0.62082 | -0.302 | -0.15721 | 1.1479 | 6.0384 | 6.1011 | 5.077 | 4.274 | 0.97058 | -0.50919 | -0.89227 | -1.1209 | -1.2493 | -1.3671 | 69.4145 | 68.2991 | 66.8827 | 66.0582 | 65.1604 | 64.1178 | 63.4733 | 63.5078 | 66.6179 | 72.0741 | 77.3108 | 82.2921 | 85.5069 | 87.5139 | 88.5178 | 88.8738 | 88.4979 | 87.3991 | 85.3489 | 81.6086 | 77.1285 | 73.5847 | 71.1319 | 69.2612 | 2.9248 | 2.5964 | 2.8481 | 3.3752 | 4.3563 | 3.443 | 3.3093 | 3.5052 | 3.846 | 3.746 | 3.7277 | 4.2056 | 4.4173 | 4.8615 | 5.3385 | 5.232 | 5.0537 | 4.2586 | 3.5046 | 3.5496 | 3.2087 | 3.1709 | 3.3118 | 3.2402
Portfolio Adjusted1-in-10AllOther2016May Monthly Peak | Portfolio Adjusted | 1-in-10 | All | Other | 2016 | May Monthly Peak | 5 | 134.9993 | 131.5971 | 128.2884 | 127.5569 | 135.705 | 156.3107 | 182.003 | 204.4658 | 218.7229 | 228.523 | 238.7103 | 241.6146 | 240.2094 | 242.5889 | 236.5949 | 223.3105 | 208.4571 | 192.7634 | 181.7086 | 176.6924 | 173.946 | 165.7399 | 155.4663 | 148.4866 | -0.44687 | -0.585 | -0.38412 | -0.27354 | -0.28952 | -0.83274 | -0.5229 | -0.82932 | -0.61209 | -0.45411 | -0.7438 | -0.38443 | -0.2118 | 1.2108 | 6.1468 | 6.2375 | 5.2505 | 4.4097 | 1.1474 | -0.34025 | -0.73469 | -1.0095 | -1.2121 | -1.3462 | 69.9182 | 68.6339 | 67.5305 | 66.4657 | 65.6135 | 64.7861 | 64.7122 | 64.9419 | 67.9875 | 73.5303 | 79.2065 | 83.4509 | 86.6797 | 88.7329 | 90.0818 | 90.4555 | 89.7685 | 88.9094 | 87.0935 | 84.5066 | 81.0826 | 77.2564 | 74.6217 | 72.2843 | 2.9089 | 2.5882 | 2.85 | 3.3795 | 4.3783 | 3.4645 | 3.3122 | 3.5616 | 3.9264 | 3.8482 | 3.825 | 4.3087 | 4.503 | 4.9396 | 5.4164 | 5.2911 | 5.1045 | 4.2764 | 3.5036 | 3.5048 | 3.1923 | 3.1627 | 3.3146 | 3.2454
Portfolio Adjusted1-in-10AllOther2016June Monthly Peak | Portfolio Adjusted | 1-in-10 | All | Other | 2016 | June Monthly Peak | 6 | 140.3043 | 136.5049 | 133.1414 | 132.1919 | 140.1484 | 159.8467 | 184.4884 | 205.4458 | 218.3422 | 226.2868 | 236.0151 | 237.7965 | 233.1642 | 234.5203 | 228.2218 | 218.1157 | 205.7041 | 191.9993 | 184.0857 | 178.1676 | 176.7922 | 169.1535 | 158.1126 | 151.4057 | -0.46303 | -0.58827 | -0.38809 | -0.28932 | -0.30905 | -0.82182 | -0.52713 | -0.84931 | -0.61926 | -0.46342 | -0.76886 | -0.40191 | -0.22161 | 1.1832 | 5.9288 | 6.1067 | 5.2145 | 4.4253 | 1.2194 | -0.28945 | -0.69532 | -0.99314 | -1.2187 | -1.3634 | 70.6003 | 69.3655 | 68.3878 | 67.3684 | 66.3717 | 65.3768 | 64.9893 | 66.1848 | 69.7442 | 74.5297 | 79.3474 | 83.375 | 85.9103 | 88.0108 | 89.182 | 89.5804 | 90.1215 | 89.2249 | 88.0128 | 86.0072 | 82.5891 | 78.6701 | 76.1983 | 74.188 | 3.0218 | 2.6835 | 2.9565 | 3.5007 | 4.5195 | 3.5413 | 3.3559 | 3.577 | 3.9178 | 3.8088 | 3.78 | 4.2386 | 4.3689 | 4.773 | 5.2223 | 5.1657 | 5.0347 | 4.2575 | 3.5478 | 3.5324 | 3.243 | 3.2263 | 3.3694 | 3.3077
Portfolio Adjusted1-in-10AllOther2016July Monthly Peak | Portfolio Adjusted | 1-in-10 | All | Other | 2016 | July Monthly Peak | 7 | 142.4658 | 139.1095 | 136.3279 | 135.1183 | 143.6713 | 164.4037 | 190.0287 | 209.6547 | 221.1784 | 229.0235 | 237.7942 | 238.5203 | 233.3647 | 235.4596 | 229.3839 | 219.6828 | 207.7372 | 195.0184 | 186.179 | 181.2301 | 180.4204 | 172.5434 | 161.0346 | 153.5258 | -0.46139 | -0.48209 | -0.3303 | -0.33281 | -0.38084 | -0.65528 | -0.52432 | -0.96819 | -0.67913 | -0.55546 | -0.98393 | -0.54983 | -0.32133 | 1.2667 | 5.9559 | 6.2403 | 5.475 | 4.7033 | 1.591 | 0.044346 | -0.38396 | -0.77762 | -1.1523 | -1.3241 | 73.0929 | 72.2864 | 71.431 | 70.7391 | 70.1582 | 69.5359 | 69.128 | 69.4986 | 72.2856 | 76.6306 | 81.207 | 84.4567 | 86.5238 | 88.243 | 89.6193 | 90.0996 | 90.4517 | 89.6007 | 87.7986 | 85.5978 | 82.5229 | 79.8129 | 77.9454 | 76.6509 | 3.0827 | 2.7475 | 3.0413 | 3.5949 | 4.6548 | 3.6592 | 3.4728 | 3.6673 | 3.9872 | 3.8729 | 3.8263 | 4.2714 | 4.3931 | 4.8145 | 5.2734 | 5.2271 | 5.1083 | 4.3446 | 3.6049 | 3.6099 | 3.325 | 3.3063 | 3.4477 | 3.3697
Portfolio Adjusted1-in-10AllOther2016August Monthly Peak | Portfolio Adjusted | 1-in-10 | All | Other | 2016 | August Monthly Peak | 8 | 146.0515 | 142.3454 | 138.7497 | 138.4058 | 147.4082 | 169.2793 | 197.7156 | 219.6063 | 233.8647 | 243.0172 | 252.9276 | 254.9852 | 250.5623 | 253.1083 | 246.0842 | 233.3808 | 217.6263 | 201.8238 | 192.1736 | 187.434 | 184.6131 | 176.1421 | 164.9059 | 157.641 | -0.4673 | -0.41725 | -0.29293 | -0.36496 | -0.43234 | -0.55087 | -0.53324 | -1.0814 | -0.75277 | -0.64747 | -1.1875 | -0.68708 | -0.41267 | 1.4152 | 6.3874 | 6.6897 | 5.8742 | 5.004 | 1.876 | 0.2677 | -0.18193 | -0.64167 | -1.1224 | -1.3217 | 74.573 | 73.8634 | 72.9388 | 72.2004 | 71.5406 | 70.9906 | 70.5582 | 70.5668 | 72.8832 | 77.2603 | 81.4406 | 85.3664 | 88.4426 | 90.7546 | 91.9702 | 91.9376 | 91.4894 | 90.3773 | 89.4055 | 87.1578 | 83.3616 | 80.3419 | 78.2899 | 76.4488 | 3.1906 | 2.8383 | 3.125 | 3.7176 | 4.8216 | 3.8038 | 3.6479 | 3.8782 | 4.2563 | 4.1488 | 4.1088 | 4.61 | 4.762 | 5.225 | 5.7116 | 5.6062 | 5.4027 | 4.5393 | 3.7566 | 3.7693 | 3.4349 | 3.4076 | 3.5644 | 3.4932
Portfolio Adjusted1-in-10AllOther2016September Monthly Peak | Portfolio Adjusted | 1-in-10 | All | Other | 2016 | September Monthly Peak | 9 | 145.8322 | 142.9809 | 139.9075 | 139.8184 | 149.8852 | 171.9488 | 202.9183 | 227.0239 | 247.4113 | 260.4674 | 271.5906 | 273.569 | 267.5768 | 270.106 | 262.2531 | 246.7195 | 228.1017 | 209.9504 | 199.0513 | 195.3972 | 188.6738 | 180.1678 | 166.6491 | 159.0116 | -0.45608 | -0.27797 | -0.21484 | -0.41358 | -0.51773 | -0.32713 | -0.52399 | -1.2465 | -0.86419 | -0.80895 | -1.5547 | -0.93397 | -0.5742 | 1.6159 | 6.803 | 7.1898 | 6.4252 | 5.468 | 2.3905 | 0.70634 | 0.2124 | -0.36877 | -1.0266 | -1.2625 | 76.8603 | 75.7975 | 74.7414 | 74.2244 | 73.305 | 72.4978 | 72.1339 | 72.0694 | 74.2041 | 78.8227 | 83.7858 | 88.3732 | 92.1965 | 95.0585 | 96.0549 | 96.2352 | 95.6301 | 94.118 | 92.3743 | 89.6083 | 85.526 | 82.3424 | 80.1529 | 78.4577 | 3.2825 | 2.9376 | 3.2468 | 3.8696 | 5.0515 | 3.9811 | 3.8576 | 4.1309 | 4.6396 | 4.5818 | 4.546 | 5.0961 | 5.2398 | 5.7452 | 6.2717 | 6.1066 | 5.8347 | 4.8655 | 4.0092 | 4.0487 | 3.617 | 3.5913 | 3.7115 | 3.6305
Portfolio Adjusted1-in-10AllOther2016October Monthly Peak | Portfolio Adjusted | 1-in-10 | All | Other | 2016 | October Monthly Peak | 10 | 141.6561 | 137.8116 | 134.2856 | 133.3873 | 141.7305 | 162.9042 | 193.2071 | 212.884 | 228.1743 | 239.7065 | 250.7883 | 255.4573 | 253.9927 | 256.7836 | 250.4051 | 236.3054 | 218.5315 | 202.3395 | 194.7886 | 187.8289 | 180.787 | 172.0612 | 160.1161 | 152.6029 | -0.46498 | -0.56044 | -0.37242 | -0.30247 | -0.33071 | -0.78339 | -0.54659 | -0.90971 | -0.66253 | -0.51693 | -0.88049 | -0.47696 | -0.27257 | 1.3202 | 6.5041 | 6.6438 | 5.6029 | 4.7258 | 1.398 | -0.20413 | -0.61716 | -0.94267 | -1.2087 | -1.3575 | 72.7151 | 72.0227 | 71.241 | 70.0798 | 69.0855 | 68.2031 | 68.0606 | 67.8115 | 68.6491 | 72.5491 | 77.2594 | 82.0746 | 85.9665 | 88.1747 | 88.907 | 88.6825 | 87.5917 | 85.9912 | 83.282 | 79.8085 | 76.9105 | 75.1435 | 73.7243 | 72.4724 | 3.051 | 2.7092 | 2.9819 | 3.5324 | 4.5706 | 3.609 | 3.5145 | 3.7065 | 4.0942 | 4.0347 | 4.0167 | 4.5535 | 4.7593 | 5.2262 | 5.73 | 5.5965 | 5.3488 | 4.4868 | 3.7541 | 3.724 | 3.3163 | 3.2818 | 3.4122 | 3.3339
Portfolio Adjusted1-in-10AllOther2016November Monthly Peak | Portfolio Adjusted | 1-in-10 | All | Other | 2016 | November Monthly Peak | 11 | 131.504 | 128.2435 | 124.1635 | 123.0915 | 131.2421 | 152.1288 | 178.1849 | 194.9803 | 205.3967 | 210.9917 | 218.3547 | 221.0164 | 219.408 | 221.8445 | 215.4699 | 203.7323 | 192.4702 | 185.0594 | 176.6228 | 168.9871 | 162.7089 | 155.1917 | 145.9762 | 140.1004 | -0.46023 | -0.90291 | -0.55967 | -0.16006 | -0.10015 | -1.351 | -0.5657 | -0.50062 | -0.4268 | -0.1744 | -0.089418 | 0.066364 | 0.094328 | 0.87916 | 5.6068 | 5.435 | 4.2526 | 3.6253 | 0.071766 | -1.2968 | -1.5903 | -1.5964 | -1.386 | -1.4339 | 63.4534 | 62.0892 | 61.1662 | 60.1393 | 59.5146 | 58.887 | 58.2337 | 58.3677 | 60.3467 | 64.6438 | 69.9316 | 74.0099 | 76.7637 | 78.2901 | 79.3397 | 79.4697 | 78.0982 | 75.7217 | 73.1105 | 70.1889 | 67.9746 | 66.4702 | 64.9177 | 64.0364 | 3.0355 | 2.702 | 2.9549 | 3.4936 | 4.536 | 3.6121 | 3.4738 | 3.6384 | 3.95 | 3.8062 | 3.7481 | 4.2222 | 4.4062 | 4.839 | 5.2843 | 5.1712 | 5.0489 | 4.398 | 3.6482 | 3.5908 | 3.1988 | 3.1724 | 3.334 | 3.2803
Portfolio Adjusted1-in-10AllOther2016December Monthly Peak | Portfolio Adjusted | 1-in-10 | All | Other | 2016 | December Monthly Peak | 12 | 124.8118 | 121.0282 | 117.9231 | 117.143 | 125.3771 | 146.4699 | 174.0805 | 190.4148 | 199.6884 | 200.8594 | 201.6942 | 197.9401 | 191.3677 | 190.5371 | 182.6751 | 174.4858 | 169.1404 | 166.3117 | 163.2659 | 157.5885 | 152.4694 | 147.3693 | 138.0706 | 131.6244 | -0.43681 | -0.85211 | -0.53154 | -0.15233 | -0.095678 | -1.3008 | -0.55267 | -0.4889 | -0.41494 | -0.16602 | -0.082595 | 0.059435 | 0.082272 | 0.75509 | 4.7535 | 4.6548 | 3.7372 | 3.258 | 0.066339 | -1.2094 | -1.4902 | -1.516 | -1.311 | -1.3471 | 44.9645 | 44.2732 | 43.6489 | 42.9826 | 42.5113 | 41.7673 | 41.783 | 41.7944 | 42.3814 | 44.6232 | 47.4098 | 49.6854 | 51.1698 | 51.5664 | 51.8198 | 51.897 | 51.3291 | 49.9078 | 48.3425 | 47.377 | 46.5014 | 45.602 | 45.0527 | 44.66 | 2.8811 | 2.55 | 2.8064 | 3.3248 | 4.3333 | 3.4778 | 3.3938 | 3.5532 | 3.8402 | 3.6234 | 3.4621 | 3.7814 | 3.8431 | 4.1561 | 4.48 | 4.4289 | 4.4369 | 3.9525 | 3.3723 | 3.3486 | 2.9975 | 3.0125 | 3.1535 | 3.0819
Portfolio Adjusted1-in-10AllOther2016Typical Event Day | Portfolio Adjusted | 1-in-10 | All | Other | 2016 | Typical Event Day | 8 | 145.698 | 142.0029 | 138.3367 | 137.977 | 146.9383 | 168.7391 | 197.0936 | 218.7013 | 232.5693 | 241.3711 | 251.0915 | 253.1275 | 248.753 | 251.3401 | 244.4378 | 231.8655 | 216.2492 | 200.6519 | 191.2055 | 186.5348 | 183.7936 | 175.3796 | 164.242 | 157.0216 | -0.46863 | -0.4491 | -0.31072 | -0.35345 | -0.41301 | -0.60256 | -0.53687 | -1.048 | -0.73367 | -0.61811 | -1.1183 | -0.63939 | -0.38061 | 1.3823 | 6.3456 | 6.6203 | 5.7774 | 4.9162 | 1.7658 | 0.17083 | -0.27205 | -0.70449 | -1.1427 | -1.3328 | 73.7816 | 72.8282 | 71.8747 | 71.1331 | 70.3439 | 69.6003 | 69.2024 | 69.5799 | 72.2793 | 76.8108 | 81.4452 | 85.3928 | 88.2683 | 90.5167 | 91.7066 | 91.9632 | 91.9232 | 90.8302 | 89.3978 | 87.0928 | 83.4999 | 80.2918 | 78.1466 | 76.4363 | 3.1678 | 2.8181 | 3.101 | 3.6886 | 4.7835 | 3.7738 | 3.6193 | 3.8439 | 4.2127 | 4.1013 | 4.0597 | 4.5548 | 4.7053 | 5.164 | 5.6465 | 5.5435 | 5.3431 | 4.4916 | 3.72 | 3.7335 | 3.4035 | 3.3768 | 3.5333 | 3.463
Portfolio Adjusted1-in-10AllOther2017January Monthly Peak | Portfolio Adjusted | 1-in-10 | All | Other | 2017 | January Monthly Peak | 1 | 124.128 | 120.5811 | 117.6638 | 118.1831 | 127.1767 | 149.2699 | 178.993 | 196.9628 | 206.7776 | 206.3382 | 206.5049 | 201.4508 | 192.841 | 191.7501 | 183.0379 | 174.6413 | 167.7536 | 166.2119 | 164.1853 | 157.9085 | 152.3381 | 147.1013 | 138.1401 | 132.151 | -0.43441 | -0.84897 | -0.53037 | -0.15368 | -0.097051 | -1.3257 | -0.56826 | -0.50571 | -0.42967 | -0.17055 | -0.084566 | 0.060489 | 0.082906 | 0.7599 | 4.7629 | 4.6589 | 3.7065 | 3.256 | 0.066713 | -1.2118 | -1.4889 | -1.5132 | -1.3116 | -1.3525 | 41.7396 | 41.3924 | 40.7267 | 40.0555 | 39.5955 | 39.0295 | 38.5282 | 38.1029 | 38.5992 | 41.6252 | 44.7596 | 47.3976 | 49.1028 | 50.2745 | 51.1563 | 51.5149 | 51.2436 | 50.1841 | 48.3127 | 46.9622 | 45.7753 | 45.1536 | 44.4119 | 43.7264 | 2.8653 | 2.5406 | 2.8002 | 3.3543 | 4.3955 | 3.5442 | 3.4896 | 3.6753 | 3.9765 | 3.7222 | 3.5447 | 3.8484 | 3.8727 | 4.1826 | 4.4889 | 4.4328 | 4.4005 | 3.9501 | 3.3913 | 3.3554 | 2.9949 | 3.007 | 3.1551 | 3.0942
Portfolio Adjusted1-in-10AllOther2017February Monthly Peak | Portfolio Adjusted | 1-in-10 | All | Other | 2017 | February Monthly Peak | 2 | 125.9159 | 122.5321 | 118.9523 | 119.217 | 126.9649 | 147.7156 | 176.3218 | 191.8324 | 200.6998 | 202.0345 | 205.6246 | 205.139 | 200.7525 | 203.0644 | 197.1586 | 186.4334 | 176.4949 | 171.2415 | 168.585 | 161.6371 | 155.9545 | 149.6817 | 140.1324 | 133.7003 | -0.44067 | -0.8627 | -0.53618 | -0.15502 | -0.09689 | -1.3119 | -0.55978 | -0.49254 | -0.41704 | -0.16699 | -0.084205 | 0.061597 | 0.086307 | 0.80474 | 5.1304 | 4.9735 | 3.8997 | 3.3546 | 0.0685 | -1.2404 | -1.5243 | -1.5398 | -1.3305 | -1.3684 | 48.6985 | 48.2324 | 47.7572 | 47.2187 | 46.9484 | 46.4664 | 45.9003 | 45.9418 | 47.4113 | 50.8439 | 54.4624 | 57.4573 | 59.3174 | 60.2989 | 60.8403 | 61.0639 | 60.3123 | 59.3559 | 57.4099 | 55.3059 | 53.8232 | 52.5478 | 51.6519 | 50.393 | 2.9065 | 2.5817 | 2.8309 | 3.3836 | 4.3882 | 3.5073 | 3.4375 | 3.5796 | 3.8596 | 3.6446 | 3.5296 | 3.9189 | 4.0315 | 4.4294 | 4.8352 | 4.7321 | 4.6298 | 4.0696 | 3.4822 | 3.4347 | 3.066 | 3.0598 | 3.2006 | 3.1305
Portfolio Adjusted1-in-10AllOther2017March Monthly Peak | Portfolio Adjusted | 1-in-10 | All | Other | 2017 | March Monthly Peak | 3 | 131.1522 | 127.6666 | 123.8491 | 123.066 | 129.9823 | 149.5425 | 178.7011 | 195.0441 | 203.3823 | 207.7327 | 215.4604 | 218.5138 | 217.5213 | 221.0196 | 216.1539 | 205.0337 | 192.4071 | 181.6101 | 176.0917 | 172.581 | 166.7938 | 158.6219 | 148.4606 | 141.423 | -0.459 | -0.89885 | -0.55825 | -0.16003 | -0.099192 | -1.3281 | -0.56734 | -0.50079 | -0.42261 | -0.1717 | -0.088233 | 0.065613 | 0.093516 | 0.87589 | 5.6246 | 5.4697 | 4.2513 | 3.5577 | 0.07155 | -1.3244 | -1.6302 | -1.6317 | -1.4096 | -1.4474 | 59.7919 | 58.6776 | 57.9738 | 57.2386 | 56.409 | 55.5281 | 54.7577 | 55.2841 | 58.7043 | 63.6626 | 68.8751 | 73.0034 | 75.7609 | 77.3619 | 78.1023 | 78.5526 | 77.9871 | 76.3027 | 73.5067 | 69.9896 | 66.8474 | 64.2355 | 62.2079 | 60.605 | 3.0274 | 2.6899 | 2.9474 | 3.4929 | 4.4925 | 3.5507 | 3.4839 | 3.6395 | 3.9112 | 3.7474 | 3.6984 | 4.1744 | 4.3683 | 4.821 | 5.3011 | 5.2043 | 5.0472 | 4.3161 | 3.6373 | 3.6672 | 3.2791 | 3.2425 | 3.3908 | 3.3113
Portfolio Adjusted1-in-10AllOther2017April Monthly Peak | Portfolio Adjusted | 1-in-10 | All | Other | 2017 | April Monthly Peak | 4 | 135.255 | 131.543 | 127.7472 | 126.9422 | 134.5422 | 154.7847 | 181.194 | 200.5151 | 213.4797 | 221.6611 | 231.8093 | 234.9949 | 234.7979 | 237.9066 | 232.3605 | 220.0274 | 205.6498 | 191.2776 | 181.1143 | 178.3151 | 174.2215 | 165.5791 | 154.7818 | 147.7176 | -0.45186 | -0.63999 | -0.41377 | -0.25489 | -0.25721 | -0.91358 | -0.52942 | -0.76502 | -0.57253 | -0.39886 | -0.62082 | -0.302 | -0.15721 | 1.1479 | 6.0384 | 6.1011 | 5.077 | 4.274 | 0.97058 | -0.50919 | -0.89227 | -1.1209 | -1.2493 | -1.3671 | 69.4145 | 68.2991 | 66.8827 | 66.0582 | 65.1604 | 64.1178 | 63.4733 | 63.5078 | 66.6179 | 72.0741 | 77.3108 | 82.2921 | 85.5069 | 87.5139 | 88.5178 | 88.8738 | 88.4979 | 87.3991 | 85.3489 | 81.6086 | 77.1285 | 73.5847 | 71.1319 | 69.2612 | 2.9248 | 2.5964 | 2.8481 | 3.3752 | 4.3563 | 3.443 | 3.3093 | 3.5052 | 3.846 | 3.746 | 3.7277 | 4.2056 | 4.4173 | 4.8615 | 5.3385 | 5.232 | 5.0537 | 4.2586 | 3.5046 | 3.5496 | 3.2087 | 3.1709 | 3.3118 | 3.2402
Portfolio Adjusted1-in-10AllOther2017May Monthly Peak | Portfolio Adjusted | 1-in-10 | All | Other | 2017 | May Monthly Peak | 5 | 134.9993 | 131.5971 | 128.2884 | 127.5569 | 135.705 | 156.3107 | 182.003 | 204.4658 | 218.7229 | 228.523 | 238.7103 | 241.6146 | 240.2094 | 242.5888 | 236.5949 | 223.3105 | 208.4571 | 192.7634 | 181.7086 | 176.6924 | 173.946 | 165.7399 | 155.4663 | 148.4866 | -0.44687 | -0.585 | -0.38412 | -0.27354 | -0.28952 | -0.83274 | -0.5229 | -0.82932 | -0.61209 | -0.45411 | -0.7438 | -0.38443 | -0.2118 | 1.2108 | 6.1468 | 6.2375 | 5.2505 | 4.4097 | 1.1474 | -0.34025 | -0.73469 | -1.0095 | -1.2121 | -1.3462 | 69.9182 | 68.6339 | 67.5305 | 66.4657 | 65.6135 | 64.7861 | 64.7122 | 64.9419 | 67.9875 | 73.5303 | 79.2065 | 83.4509 | 86.6797 | 88.7329 | 90.0817 | 90.4555 | 89.7685 | 88.9094 | 87.0935 | 84.5066 | 81.0826 | 77.2564 | 74.6217 | 72.2843 | 2.9089 | 2.5882 | 2.85 | 3.3795 | 4.3783 | 3.4645 | 3.3122 | 3.5616 | 3.9264 | 3.8482 | 3.825 | 4.3087 | 4.503 | 4.9396 | 5.4164 | 5.2911 | 5.1045 | 4.2764 | 3.5036 | 3.5048 | 3.1923 | 3.1627 | 3.3146 | 3.2454
Portfolio Adjusted1-in-10AllOther2017June Monthly Peak | Portfolio Adjusted | 1-in-10 | All | Other | 2017 | June Monthly Peak | 6 | 140.3043 | 136.5049 | 133.1414 | 132.1919 | 140.1484 | 159.8467 | 184.4884 | 205.4458 | 218.3422 | 226.2868 | 236.0151 | 237.7965 | 233.1642 | 234.5203 | 228.2218 | 218.1157 | 205.7041 | 191.9994 | 184.0856 | 178.1676 | 176.7922 | 169.1535 | 158.1126 | 151.4057 | -0.46303 | -0.58827 | -0.38809 | -0.28932 | -0.30905 | -0.82182 | -0.52713 | -0.84931 | -0.61926 | -0.46342 | -0.76886 | -0.40191 | -0.22161 | 1.1832 | 5.9288 | 6.1067 | 5.2145 | 4.4253 | 1.2194 | -0.28945 | -0.69532 | -0.99314 | -1.2187 | -1.3634 | 70.6003 | 69.3655 | 68.3878 | 67.3684 | 66.3717 | 65.3768 | 64.9893 | 66.1848 | 69.7442 | 74.5297 | 79.3474 | 83.375 | 85.9103 | 88.0108 | 89.182 | 89.5804 | 90.1215 | 89.2249 | 88.0128 | 86.0072 | 82.5891 | 78.67 | 76.1983 | 74.188 | 3.0218 | 2.6835 | 2.9565 | 3.5007 | 4.5195 | 3.5413 | 3.3559 | 3.577 | 3.9178 | 3.8088 | 3.78 | 4.2386 | 4.3689 | 4.773 | 5.2223 | 5.1657 | 5.0347 | 4.2575 | 3.5478 | 3.5324 | 3.243 | 3.2263 | 3.3694 | 3.3077
Portfolio Adjusted1-in-10AllOther2017July Monthly Peak | Portfolio Adjusted | 1-in-10 | All | Other | 2017 | July Monthly Peak | 7 | 142.4658 | 139.1095 | 136.3279 | 135.1183 | 143.6713 | 164.4038 | 190.0287 | 209.6547 | 221.1784 | 229.0235 | 237.7942 | 238.5203 | 233.3647 | 235.4596 | 229.3839 | 219.6828 | 207.7372 | 195.0184 | 186.1789 | 181.2301 | 180.4204 | 172.5433 | 161.0346 | 153.5258 | -0.46139 | -0.48209 | -0.3303 | -0.33281 | -0.38084 | -0.65528 | -0.52432 | -0.96819 | -0.67913 | -0.55546 | -0.98393 | -0.54983 | -0.32133 | 1.2667 | 5.9559 | 6.2403 | 5.475 | 4.7033 | 1.591 | 0.044346 | -0.38396 | -0.77762 | -1.1523 | -1.3241 | 73.0929 | 72.2864 | 71.431 | 70.7391 | 70.1582 | 69.5359 | 69.128 | 69.4986 | 72.2856 | 76.6306 | 81.207 | 84.4567 | 86.5238 | 88.243 | 89.6193 | 90.0996 | 90.4517 | 89.6007 | 87.7986 | 85.5978 | 82.5229 | 79.8129 | 77.9454 | 76.6509 | 3.0827 | 2.7475 | 3.0413 | 3.5949 | 4.6548 | 3.6592 | 3.4728 | 3.6673 | 3.9872 | 3.8729 | 3.8263 | 4.2714 | 4.3931 | 4.8145 | 5.2734 | 5.2271 | 5.1083 | 4.3446 | 3.6049 | 3.6099 | 3.325 | 3.3063 | 3.4477 | 3.3697
Portfolio Adjusted1-in-10AllOther2017August Monthly Peak | Portfolio Adjusted | 1-in-10 | All | Other | 2017 | August Monthly Peak | 8 | 146.0515 | 142.3454 | 138.7497 | 138.4058 | 147.4082 | 169.2793 | 197.7156 | 219.6063 | 233.8647 | 243.0172 | 252.9277 | 254.9852 | 250.5623 | 253.1083 | 246.0842 | 233.3808 | 217.6263 | 201.8238 | 192.1736 | 187.434 | 184.6131 | 176.1421 | 164.9059 | 157.641 | -0.4673 | -0.41725 | -0.29293 | -0.36496 | -0.43234 | -0.55087 | -0.53324 | -1.0814 | -0.75277 | -0.64747 | -1.1875 | -0.68708 | -0.41267 | 1.4152 | 6.3874 | 6.6897 | 5.8742 | 5.004 | 1.876 | 0.2677 | -0.18193 | -0.64167 | -1.1224 | -1.3217 | 74.573 | 73.8634 | 72.9388 | 72.2004 | 71.5406 | 70.9906 | 70.5582 | 70.5668 | 72.8832 | 77.2603 | 81.4406 | 85.3664 | 88.4426 | 90.7546 | 91.9702 | 91.9376 | 91.4894 | 90.3773 | 89.4055 | 87.1578 | 83.3616 | 80.3419 | 78.2899 | 76.4488 | 3.1906 | 2.8383 | 3.125 | 3.7176 | 4.8216 | 3.8038 | 3.6479 | 3.8782 | 4.2563 | 4.1488 | 4.1088 | 4.61 | 4.762 | 5.225 | 5.7116 | 5.6062 | 5.4027 | 4.5393 | 3.7566 | 3.7693 | 3.4349 | 3.4076 | 3.5644 | 3.4932
Portfolio Adjusted1-in-10AllOther2017September Monthly Peak | Portfolio Adjusted | 1-in-10 | All | Other | 2017 | September Monthly Peak | 9 | 145.8322 | 142.9809 | 139.9075 | 139.8184 | 149.8852 | 171.9487 | 202.9183 | 227.0239 | 247.4113 | 260.4674 | 271.5906 | 273.569 | 267.5768 | 270.106 | 262.2531 | 246.7195 | 228.1017 | 209.9504 | 199.0513 | 195.3972 | 188.6738 | 180.1678 | 166.6491 | 159.0116 | -0.45608 | -0.27797 | -0.21484 | -0.41358 | -0.51773 | -0.32713 | -0.52399 | -1.2465 | -0.86419 | -0.80895 | -1.5547 | -0.93397 | -0.5742 | 1.6159 | 6.803 | 7.1898 | 6.4252 | 5.468 | 2.3905 | 0.70634 | 0.2124 | -0.36877 | -1.0266 | -1.2625 | 76.8603 | 75.7975 | 74.7414 | 74.2244 | 73.305 | 72.4978 | 72.1339 | 72.0693 | 74.2041 | 78.8227 | 83.7858 | 88.3732 | 92.1965 | 95.0585 | 96.0549 | 96.2352 | 95.6301 | 94.118 | 92.3743 | 89.6083 | 85.526 | 82.3424 | 80.1529 | 78.4577 | 3.2825 | 2.9376 | 3.2468 | 3.8696 | 5.0515 | 3.9811 | 3.8576 | 4.1309 | 4.6396 | 4.5818 | 4.546 | 5.0961 | 5.2398 | 5.7452 | 6.2717 | 6.1066 | 5.8347 | 4.8655 | 4.0092 | 4.0487 | 3.617 | 3.5913 | 3.7115 | 3.6305
Portfolio Adjusted1-in-10AllOther2017October Monthly Peak | Portfolio Adjusted | 1-in-10 | All | Other | 2017 | October Monthly Peak | 10 | 141.6561 | 137.8116 | 134.2855 | 133.3873 | 141.7305 | 162.9042 | 193.2071 | 212.884 | 228.1743 | 239.7065 | 250.7883 | 255.4573 | 253.9927 | 256.7836 | 250.4051 | 236.3054 | 218.5315 | 202.3395 | 194.7885 | 187.8289 | 180.787 | 172.0612 | 160.1161 | 152.6029 | -0.46498 | -0.56044 | -0.37242 | -0.30247 | -0.33071 | -0.78339 | -0.54659 | -0.90971 | -0.66253 | -0.51693 | -0.88049 | -0.47696 | -0.27257 | 1.3202 | 6.5041 | 6.6438 | 5.6029 | 4.7258 | 1.398 | -0.20413 | -0.61716 | -0.94267 | -1.2087 | -1.3575 | 72.7151 | 72.0227 | 71.241 | 70.0798 | 69.0855 | 68.2031 | 68.0606 | 67.8115 | 68.6491 | 72.5491 | 77.2594 | 82.0746 | 85.9665 | 88.1747 | 88.907 | 88.6825 | 87.5917 | 85.9912 | 83.282 | 79.8085 | 76.9105 | 75.1435 | 73.7243 | 72.4724 | 3.051 | 2.7092 | 2.9819 | 3.5324 | 4.5706 | 3.609 | 3.5145 | 3.7065 | 4.0942 | 4.0347 | 4.0167 | 4.5535 | 4.7593 | 5.2262 | 5.73 | 5.5965 | 5.3488 | 4.4868 | 3.7541 | 3.724 | 3.3163 | 3.2818 | 3.4122 | 3.3339
Portfolio Adjusted1-in-10AllOther2017November Monthly Peak | Portfolio Adjusted | 1-in-10 | All | Other | 2017 | November Monthly Peak | 11 | 131.504 | 128.2435 | 124.1635 | 123.0915 | 131.2421 | 152.1288 | 178.1849 | 194.9803 | 205.3967 | 210.9917 | 218.3547 | 221.0164 | 219.408 | 221.8445 | 215.4699 | 203.7323 | 192.4702 | 185.0594 | 176.6228 | 168.9871 | 162.7089 | 155.1917 | 145.9761 | 140.1005 | -0.46023 | -0.90291 | -0.55967 | -0.16006 | -0.10015 | -1.351 | -0.5657 | -0.50062 | -0.4268 | -0.1744 | -0.089418 | 0.066364 | 0.094328 | 0.87916 | 5.6068 | 5.435 | 4.2526 | 3.6253 | 0.071766 | -1.2968 | -1.5903 | -1.5964 | -1.386 | -1.4339 | 63.4534 | 62.0892 | 61.1662 | 60.1393 | 59.5146 | 58.887 | 58.2337 | 58.3677 | 60.3467 | 64.6438 | 69.9316 | 74.0099 | 76.7637 | 78.2901 | 79.3397 | 79.4697 | 78.0982 | 75.7217 | 73.1105 | 70.1889 | 67.9746 | 66.4702 | 64.9177 | 64.0364 | 3.0355 | 2.702 | 2.9549 | 3.4936 | 4.536 | 3.6121 | 3.4738 | 3.6384 | 3.95 | 3.8062 | 3.7481 | 4.2222 | 4.4062 | 4.839 | 5.2843 | 5.1712 | 5.0489 | 4.398 | 3.6482 | 3.5908 | 3.1988 | 3.1724 | 3.334 | 3.2803
Portfolio Adjusted1-in-10AllOther2017December Monthly Peak | Portfolio Adjusted | 1-in-10 | All | Other | 2017 | December Monthly Peak | 12 | 124.8118 | 121.0282 | 117.9231 | 117.143 | 125.3771 | 146.4699 | 174.0805 | 190.4148 | 199.6884 | 200.8594 | 201.6942 | 197.9401 | 191.3677 | 190.5371 | 182.6751 | 174.4858 | 169.1404 | 166.3117 | 163.2659 | 157.5885 | 152.4694 | 147.3693 | 138.0707 | 131.6244 | -0.43681 | -0.85211 | -0.53154 | -0.15233 | -0.095678 | -1.3008 | -0.55267 | -0.4889 | -0.41494 | -0.16602 | -0.082595 | 0.059435 | 0.082272 | 0.75509 | 4.7535 | 4.6548 | 3.7372 | 3.258 | 0.066339 | -1.2094 | -1.4902 | -1.516 | -1.311 | -1.3471 | 44.9645 | 44.2732 | 43.6489 | 42.9826 | 42.5113 | 41.7673 | 41.783 | 41.7944 | 42.3814 | 44.6232 | 47.4098 | 49.6854 | 51.1698 | 51.5664 | 51.8198 | 51.897 | 51.3291 | 49.9078 | 48.3425 | 47.377 | 46.5014 | 45.602 | 45.0527 | 44.66 | 2.8811 | 2.55 | 2.8064 | 3.3248 | 4.3333 | 3.4778 | 3.3938 | 3.5532 | 3.8402 | 3.6234 | 3.4621 | 3.7814 | 3.8431 | 4.1561 | 4.48 | 4.4289 | 4.4369 | 3.9525 | 3.3723 | 3.3486 | 2.9975 | 3.0125 | 3.1535 | 3.0819
Portfolio Adjusted1-in-10AllOther2017Typical Event Day | Portfolio Adjusted | 1-in-10 | All | Other | 2017 | Typical Event Day | 8 | 145.698 | 142.0029 | 138.3367 | 137.977 | 146.9383 | 168.7391 | 197.0936 | 218.7013 | 232.5693 | 241.3711 | 251.0915 | 253.1275 | 248.753 | 251.3401 | 244.4378 | 231.8655 | 216.2492 | 200.652 | 191.2055 | 186.5348 | 183.7936 | 175.3796 | 164.242 | 157.0216 | -0.46863 | -0.4491 | -0.31072 | -0.35345 | -0.41301 | -0.60256 | -0.53687 | -1.048 | -0.73367 | -0.61811 | -1.1183 | -0.63939 | -0.38061 | 1.3823 | 6.3456 | 6.6203 | 5.7774 | 4.9162 | 1.7658 | 0.17083 | -0.27205 | -0.70449 | -1.1427 | -1.3328 | 73.7816 | 72.8282 | 71.8747 | 71.1331 | 70.3439 | 69.6003 | 69.2024 | 69.5799 | 72.2793 | 76.8108 | 81.4452 | 85.3928 | 88.2683 | 90.5167 | 91.7066 | 91.9632 | 91.9232 | 90.8302 | 89.3978 | 87.0928 | 83.4999 | 80.2918 | 78.1466 | 76.4363 | 3.1678 | 2.8181 | 3.101 | 3.6886 | 4.7835 | 3.7738 | 3.6193 | 3.8439 | 4.2127 | 4.1013 | 4.0597 | 4.5548 | 4.7053 | 5.164 | 5.6465 | 5.5435 | 5.3431 | 4.4916 | 3.72 | 3.7335 | 3.4035 | 3.3768 | 3.5333 | 3.463
Portfolio Adjusted1-in-10AllOther2018January Monthly Peak | Portfolio Adjusted | 1-in-10 | All | Other | 2018 | January Monthly Peak | 1 | 124.128 | 120.5811 | 117.6638 | 118.1831 | 127.1767 | 149.2699 | 178.993 | 196.9628 | 206.7775 | 206.3382 | 206.505 | 201.4508 | 192.841 | 191.7501 | 183.0379 | 174.6413 | 167.7536 | 166.2119 | 164.1853 | 157.9085 | 152.3381 | 147.1013 | 138.1401 | 132.151 | -0.43441 | -0.84897 | -0.53037 | -0.15368 | -0.097051 | -1.3257 | -0.56826 | -0.50571 | -0.42967 | -0.17055 | -0.084566 | 0.060489 | 0.082906 | 0.7599 | 4.7629 | 4.6589 | 3.7065 | 3.256 | 0.066713 | -1.2118 | -1.4889 | -1.5132 | -1.3116 | -1.3525 | 41.7396 | 41.3924 | 40.7267 | 40.0555 | 39.5955 | 39.0295 | 38.5282 | 38.1029 | 38.5992 | 41.6252 | 44.7596 | 47.3976 | 49.1028 | 50.2745 | 51.1563 | 51.5149 | 51.2436 | 50.1841 | 48.3127 | 46.9622 | 45.7753 | 45.1536 | 44.4119 | 43.7264 | 2.8653 | 2.5406 | 2.8002 | 3.3543 | 4.3955 | 3.5442 | 3.4896 | 3.6753 | 3.9765 | 3.7222 | 3.5447 | 3.8484 | 3.8727 | 4.1826 | 4.4889 | 4.4328 | 4.4005 | 3.9501 | 3.3913 | 3.3554 | 2.9949 | 3.007 | 3.1551 | 3.0942
Portfolio Adjusted1-in-10AllOther2018February Monthly Peak | Portfolio Adjusted | 1-in-10 | All | Other | 2018 | February Monthly Peak | 2 | 125.9159 | 122.5321 | 118.9523 | 119.217 | 126.965 | 147.7156 | 176.3218 | 191.8324 | 200.6998 | 202.0345 | 205.6246 | 205.139 | 200.7525 | 203.0644 | 197.1586 | 186.4335 | 176.4949 | 171.2415 | 168.585 | 161.6371 | 155.9545 | 149.6817 | 140.1324 | 133.7003 | -0.44067 | -0.8627 | -0.53618 | -0.15502 | -0.09689 | -1.3119 | -0.55978 | -0.49254 | -0.41704 | -0.16699 | -0.084205 | 0.061597 | 0.086307 | 0.80474 | 5.1304 | 4.9735 | 3.8997 | 3.3546 | 0.0685 | -1.2404 | -1.5243 | -1.5398 | -1.3305 | -1.3684 | 48.6985 | 48.2324 | 47.7572 | 47.2187 | 46.9484 | 46.4664 | 45.9003 | 45.9418 | 47.4113 | 50.8439 | 54.4624 | 57.4573 | 59.3174 | 60.2989 | 60.8403 | 61.0639 | 60.3123 | 59.3559 | 57.4099 | 55.3059 | 53.8232 | 52.5478 | 51.6519 | 50.393 | 2.9065 | 2.5817 | 2.8309 | 3.3836 | 4.3882 | 3.5073 | 3.4375 | 3.5796 | 3.8596 | 3.6446 | 3.5296 | 3.9189 | 4.0315 | 4.4294 | 4.8352 | 4.7321 | 4.6298 | 4.0696 | 3.4822 | 3.4347 | 3.066 | 3.0598 | 3.2006 | 3.1305
Portfolio Adjusted1-in-10AllOther2018March Monthly Peak | Portfolio Adjusted | 1-in-10 | All | Other | 2018 | March Monthly Peak | 3 | 131.1522 | 127.6666 | 123.8491 | 123.066 | 129.9823 | 149.5425 | 178.7011 | 195.0441 | 203.3823 | 207.7327 | 215.4604 | 218.5138 | 217.5213 | 221.0196 | 216.1539 | 205.0337 | 192.4071 | 181.6101 | 176.0917 | 172.581 | 166.7938 | 158.6219 | 148.4606 | 141.423 | -0.459 | -0.89885 | -0.55825 | -0.16003 | -0.099192 | -1.3281 | -0.56734 | -0.50079 | -0.42261 | -0.1717 | -0.088233 | 0.065613 | 0.093516 | 0.87589 | 5.6246 | 5.4697 | 4.2513 | 3.5577 | 0.07155 | -1.3244 | -1.6302 | -1.6317 | -1.4096 | -1.4474 | 59.7919 | 58.6776 | 57.9738 | 57.2386 | 56.409 | 55.5281 | 54.7577 | 55.2841 | 58.7043 | 63.6626 | 68.8751 | 73.0034 | 75.7609 | 77.3619 | 78.1023 | 78.5526 | 77.9871 | 76.3027 | 73.5067 | 69.9896 | 66.8474 | 64.2355 | 62.2079 | 60.605 | 3.0274 | 2.6899 | 2.9474 | 3.4929 | 4.4925 | 3.5507 | 3.4839 | 3.6395 | 3.9112 | 3.7474 | 3.6984 | 4.1744 | 4.3683 | 4.821 | 5.3011 | 5.2043 | 5.0472 | 4.3161 | 3.6373 | 3.6672 | 3.2791 | 3.2425 | 3.3908 | 3.3113
Portfolio Adjusted1-in-10AllOther2018April Monthly Peak | Portfolio Adjusted | 1-in-10 | All | Other | 2018 | April Monthly Peak | 4 | 3.7811 | 3.6351 | 3.533 | 3.5185 | 3.6541 | 4.0218 | 4.4961 | 5.0043 | 5.7631 | 6.3757 | 6.9184 | 7.2339 | 7.3891 | 7.5521 | 7.5529 | 7.3491 | 6.9518 | 6.3458 | 5.7618 | 5.6521 | 5.4632 | 5.0439 | 4.5369 | 4.168 | -0.0042527 | -0.0060233 | -0.0038942 | -0.0023989 | -0.0024208 | -0.0085982 | -0.0049827 | -0.0072 | -0.0053884 | -0.0037539 | -0.0058429 | -0.0028423 | -0.0014796 | 0.010803 | 0.095375 | 0.1011 | 0.092356 | 0.074537 | 0.0091347 | -0.0047923 | -0.0083976 | -0.01055 | -0.011758 | -0.012867 | 66.8327 | 65.4199 | 63.7332 | 62.5691 | 61.4086 | 60.3065 | 59.716 | 59.6919 | 63.1265 | 69.4431 | 75.7698 | 81.054 | 84.1863 | 86.2328 | 87.4753 | 88.1368 | 87.9616 | 87.2568 | 85.182 | 82.0546 | 77.9106 | 74.1963 | 71.4369 | 69.7766 | 0.028356 | 0.025642 | 0.027284 | 0.032221 | 0.041412 | 0.033797 | 0.032119 | 0.033617 | 0.036936 | 0.036199 | 0.036222 | 0.040722 | 0.04269 | 0.046803 | 0.051159 | 0.050066 | 0.048275 | 0.040766 | 0.033632 | 0.034099 | 0.031026 | 0.030499 | 0.031826 | 0.031233
Portfolio Adjusted1-in-10AllOther2018May Monthly Peak | Portfolio Adjusted | 1-in-10 | All | Other | 2018 | May Monthly Peak | 5 | 3.8951 | 3.7432 | 3.6364 | 3.6174 | 3.7657 | 4.1344 | 4.5512 | 5.2223 | 6.1001 | 6.8 | 7.3853 | 7.7224 | 7.8441 | 7.9759 | 7.9459 | 7.7282 | 7.301 | 6.646 | 5.9956 | 5.7529 | 5.6549 | 5.2334 | 4.7037 | 4.3159 | -0.0042057 | -0.0055058 | -0.0036151 | -0.0025744 | -0.0027248 | -0.0078374 | -0.0049213 | -0.0078052 | -0.0057607 | -0.0042739 | -0.0070004 | -0.0036181 | -0.0019934 | 0.011396 | 0.098706 | 0.10512 | 0.096763 | 0.077966 | 0.010799 | -0.0032023 | -0.0069146 | -0.0095012 | -0.011408 | -0.01267 | 71.1593 | 69.4854 | 68.1608 | 66.7913 | 65.4883 | 64.5558 | 63.9997 | 64.4226 | 67.8473 | 73.3886 | 79.3185 | 83.5459 | 87.0099 | 89.3362 | 90.7643 | 91.3364 | 91.0149 | 90.3403 | 88.6132 | 86.1285 | 82.3267 | 78.2315 | 75.2762 | 72.453 | 0.028276 | 0.025658 | 0.02734 | 0.032291 | 0.041646 | 0.034026 | 0.032128 | 0.03421 | 0.037793 | 0.037298 | 0.037311 | 0.041872 | 0.04366 | 0.047679 | 0.052006 | 0.05073 | 0.048844 | 0.041022 | 0.033698 | 0.033723 | 0.03096 | 0.030495 | 0.031918 | 0.031351
Portfolio Adjusted1-in-10AllOther2018June Monthly Peak | Portfolio Adjusted | 1-in-10 | All | Other | 2018 | June Monthly Peak | 6 | 4.092 | 3.9288 | 3.8088 | 3.781 | 3.9116 | 4.2784 | 4.7423 | 5.5141 | 6.4735 | 7.239 | 7.8611 | 8.2138 | 8.3108 | 8.4424 | 8.4104 | 8.2052 | 7.8164 | 7.1539 | 6.4702 | 6.0745 | 5.9465 | 5.5444 | 4.9636 | 4.5168 | -0.0043579 | -0.0055365 | -0.0036526 | -0.0027229 | -0.0029087 | -0.0077347 | -0.0049611 | -0.0079934 | -0.0058282 | -0.0043615 | -0.0072362 | -0.0037826 | -0.0020857 | 0.011136 | 0.10034 | 0.1081 | 0.10112 | 0.081979 | 0.011477 | -0.0027242 | -0.006544 | -0.009347 | -0.01147 | -0.012832 | 73.7656 | 72.2396 | 71.1313 | 69.7561 | 68.9235 | 67.4256 | 66.5559 | 67.3623 | 71.4863 | 76.9472 | 82.033 | 85.6401 | 88.174 | 90.0302 | 91.376 | 92.1204 | 92.4996 | 91.9451 | 90.6676 | 88.5929 | 85.4593 | 81.6423 | 79.0506 | 77.1487 | 0.029384 | 0.026611 | 0.028373 | 0.033452 | 0.042989 | 0.034753 | 0.032597 | 0.034469 | 0.037874 | 0.03716 | 0.037171 | 0.041503 | 0.0427 | 0.0464 | 0.05043 | 0.049761 | 0.048376 | 0.041028 | 0.03427 | 0.034094 | 0.031548 | 0.0312 | 0.032534 | 0.032005
Portfolio Adjusted1-in-10AllOther2018July Monthly Peak | Portfolio Adjusted | 1-in-10 | All | Other | 2018 | July Monthly Peak | 7 | 4.2315 | 4.0653 | 3.9497 | 3.9153 | 4.0557 | 4.4804 | 5.0012 | 5.7745 | 6.7529 | 7.5461 | 8.1814 | 8.5301 | 8.6366 | 8.785 | 8.7531 | 8.5412 | 8.1633 | 7.4725 | 6.7161 | 6.2979 | 6.157 | 5.7382 | 5.1408 | 4.6649 | -0.0043424 | -0.0045373 | -0.0031086 | -0.0031323 | -0.0035843 | -0.0061672 | -0.0049346 | -0.0091122 | -0.0063916 | -0.0052278 | -0.0092604 | -0.0051748 | -0.0030242 | 0.011921 | 0.1027 | 0.11185 | 0.10634 | 0.086773 | 0.014974 | 0.00041737 | -0.0036137 | -0.0073186 | -0.010845 | -0.012462 | 75.4817 | 74.3863 | 73.286 | 72.2759 | 71.4459 | 70.5252 | 69.855 | 70.1654 | 73.5026 | 78.5538 | 83.4837 | 87.3437 | 89.9998 | 91.7904 | 92.6449 | 92.8786 | 92.6723 | 92.0678 | 90.5646 | 88.305 | 85.501 | 82.429 | 80.2125 | 78.7256 | 0.030014 | 0.027289 | 0.029203 | 0.034366 | 0.044286 | 0.035976 | 0.033792 | 0.035398 | 0.038626 | 0.037891 | 0.03777 | 0.041978 | 0.043097 | 0.046947 | 0.051042 | 0.050454 | 0.049173 | 0.041939 | 0.034882 | 0.034885 | 0.032381 | 0.032001 | 0.033323 | 0.032641
Portfolio Adjusted1-in-10AllOther2018August Monthly Peak | Portfolio Adjusted | 1-in-10 | All | Other | 2018 | August Monthly Peak | 8 | 4.2897 | 4.1164 | 3.9926 | 3.9686 | 4.121 | 4.5636 | 5.1286 | 5.8789 | 6.9143 | 7.7376 | 8.4132 | 8.7855 | 8.8938 | 9.0421 | 9.0034 | 8.7557 | 8.3268 | 7.5818 | 6.8047 | 6.4513 | 6.2596 | 5.7844 | 5.1927 | 4.7113 | -0.004398 | -0.003927 | -0.002757 | -0.0034348 | -0.004069 | -0.0051845 | -0.0050186 | -0.010178 | -0.0070848 | -0.0060937 | -0.011176 | -0.0064665 | -0.0038839 | 0.013319 | 0.10737 | 0.11675 | 0.11071 | 0.089944 | 0.017656 | 0.0025194 | -0.0017123 | -0.0060391 | -0.010563 | -0.012439 | 76.1276 | 75.0515 | 73.7111 | 72.7215 | 71.7966 | 71.0587 | 70.3859 | 70.2305 | 72.9607 | 78.1029 | 82.8007 | 87.0837 | 90.3161 | 92.4602 | 93.7609 | 94.1223 | 93.6741 | 92.7985 | 91.5795 | 89.3678 | 85.8307 | 82.9013 | 81.0503 | 79.2172 | 0.031014 | 0.028121 | 0.029984 | 0.035512 | 0.04585 | 0.037347 | 0.035448 | 0.037341 | 0.04111 | 0.040425 | 0.040363 | 0.045093 | 0.046486 | 0.050727 | 0.055098 | 0.053971 | 0.05191 | 0.043743 | 0.036287 | 0.036389 | 0.033416 | 0.032934 | 0.034401 | 0.033779
Portfolio Adjusted1-in-10AllOther2018September Monthly Peak | Portfolio Adjusted | 1-in-10 | All | Other | 2018 | September Monthly Peak | 9 | 4.2628 | 4.1111 | 3.9966 | 3.9757 | 4.1413 | 4.6 | 5.2718 | 5.9595 | 7.0634 | 7.9529 | 8.663 | 9.0514 | 9.1467 | 9.2881 | 9.2151 | 8.9097 | 8.4195 | 7.6218 | 6.841 | 6.639 | 6.2442 | 5.7587 | 5.143 | 4.6835 | -0.0042924 | -0.0026161 | -0.002022 | -0.0038924 | -0.0048726 | -0.0030788 | -0.0049315 | -0.011732 | -0.0081334 | -0.0076135 | -0.014632 | -0.0087901 | -0.0054041 | 0.015208 | 0.11166 | 0.12166 | 0.11584 | 0.094032 | 0.022498 | 0.0066477 | 0.001999 | -0.0034708 | -0.0096619 | -0.011882 | 76.6371 | 75.404 | 74.0082 | 73.0783 | 71.9987 | 70.8965 | 70.1495 | 69.9525 | 72.2231 | 77.3584 | 83.0025 | 87.9547 | 91.8194 | 94.2558 | 94.9526 | 95.614 | 95.5908 | 94.6822 | 92.9341 | 89.8916 | 85.5489 | 82.4423 | 80.2994 | 78.5134 | 0.031831 | 0.028984 | 0.031105 | 0.036917 | 0.047987 | 0.038947 | 0.037447 | 0.039671 | 0.044639 | 0.044395 | 0.044355 | 0.049556 | 0.05088 | 0.055524 | 0.060275 | 0.058594 | 0.055897 | 0.046735 | 0.038597 | 0.039007 | 0.03505 | 0.034592 | 0.035722 | 0.035012
Portfolio Adjusted1-in-10AllOther2018October Monthly Peak | Portfolio Adjusted | 1-in-10 | All | Other | 2018 | October Monthly Peak | 10 | 3.966 | 3.8216 | 3.7259 | 3.7031 | 3.846 | 4.2523 | 4.9155 | 5.4046 | 6.2239 | 6.9654 | 7.5572 | 7.9259 | 8.05 | 8.2167 | 8.1966 | 7.9406 | 7.4735 | 6.7827 | 6.3519 | 6.0804 | 5.6956 | 5.2617 | 4.7253 | 4.3304 | -0.0043762 | -0.0052746 | -0.003505 | -0.0028467 | -0.0031125 | -0.0073729 | -0.0051442 | -0.0085618 | -0.0062354 | -0.0048652 | -0.0082868 | -0.004489 | -0.0025653 | 0.012425 | 0.10289 | 0.10966 | 0.10073 | 0.081288 | 0.013157 | -0.0019212 | -0.0058084 | -0.008872 | -0.011376 | -0.012776 | 72.2728 | 71.0837 | 69.8954 | 68.5157 | 67.4878 | 66.4109 | 65.98 | 65.5527 | 66.3366 | 71.1742 | 76.8833 | 81.729 | 85.149 | 87.5978 | 88.7717 | 89.0748 | 88.4472 | 86.9387 | 84.3853 | 81.1698 | 77.9905 | 75.6405 | 73.7768 | 72.2625 | 0.02956 | 0.026734 | 0.02857 | 0.033714 | 0.043439 | 0.035369 | 0.034197 | 0.035586 | 0.039351 | 0.039029 | 0.039079 | 0.044135 | 0.046035 | 0.050355 | 0.054943 | 0.053583 | 0.051131 | 0.042982 | 0.036092 | 0.035833 | 0.032081 | 0.031579 | 0.03281 | 0.032142
Portfolio Adjusted1-in-10AllOther2018November Monthly Peak | Portfolio Adjusted | 1-in-10 | All | Other | 2018 | November Monthly Peak | 11 | 3.5776 | 3.4599 | 3.3898 | 3.3759 | 3.525 | 3.8909 | 4.3159 | 4.7739 | 5.3883 | 5.8361 | 6.1915 | 6.382 | 6.4358 | 6.5285 | 6.476 | 6.257 | 5.962 | 5.8322 | 5.4273 | 5.1195 | 4.8424 | 4.5059 | 4.1042 | 3.8292 | -0.0043315 | -0.0084978 | -0.0052673 | -0.0015064 | -0.0009426 | -0.012715 | -0.0053241 | -0.0047116 | -0.0040169 | -0.0016413 | -0.00084156 | 0.00062459 | 0.00088777 | 0.0082743 | 0.084933 | 0.087181 | 0.076975 | 0.06497 | 0.00067543 | -0.012205 | -0.014967 | -0.015025 | -0.013045 | -0.013495 | 59.3611 | 57.9757 | 56.7931 | 55.5131 | 54.7447 | 54.2492 | 53.6291 | 53.2575 | 55.5592 | 60.073 | 65.5345 | 69.8048 | 72.6556 | 74.3555 | 75.4871 | 75.814 | 74.9038 | 72.6125 | 69.7754 | 66.5165 | 64.1833 | 62.6312 | 61.0927 | 59.9572 | 0.029284 | 0.026491 | 0.028233 | 0.033288 | 0.043063 | 0.035257 | 0.033545 | 0.034788 | 0.03779 | 0.036577 | 0.036146 | 0.040576 | 0.042267 | 0.046278 | 0.050368 | 0.049231 | 0.048004 | 0.041939 | 0.034885 | 0.034343 | 0.030733 | 0.030364 | 0.031899 | 0.031482
Portfolio Adjusted1-in-10AllOther2018December Monthly Peak | Portfolio Adjusted | 1-in-10 | All | Other | 2018 | December Monthly Peak | 12 | 3.4413 | 3.3816 | 3.3378 | 3.3502 | 3.4841 | 4.0061 | 4.7141 | 5.1789 | 5.831 | 6.1333 | 6.1863 | 6.0676 | 5.8072 | 5.6925 | 5.4641 | 5.2051 | 5.2202 | 5.3506 | 5.1026 | 4.868 | 4.6577 | 4.4168 | 4.0843 | 3.6808 | -0.004111 | -0.0080197 | -0.0050026 | -0.0014336 | -0.00090048 | -0.012243 | -0.0052015 | -0.0046013 | -0.0039052 | -0.0015625 | -0.00077735 | 0.00055938 | 0.00077431 | 0.0071066 | 0.071867 | 0.073342 | 0.067221 | 0.059126 | 0.00062435 | -0.011382 | -0.014025 | -0.014268 | -0.012338 | -0.012679 | 40.788 | 40.0972 | 39.831 | 39.3413 | 38.8971 | 38.3011 | 38.1105 | 37.907 | 38.4857 | 41.308 | 44.0933 | 46.6646 | 48.3548 | 49.2131 | 49.6228 | 49.5914 | 48.8534 | 47.2483 | 45.4901 | 44.2103 | 43.2323 | 42.2003 | 41.804 | 41.3545 | 0.027826 | 0.025101 | 0.026859 | 0.031728 | 0.041177 | 0.034113 | 0.033026 | 0.034164 | 0.036964 | 0.035066 | 0.033611 | 0.036494 | 0.036947 | 0.039779 | 0.042693 | 0.042127 | 0.042191 | 0.037758 | 0.032324 | 0.03213 | 0.028942 | 0.028954 | 0.030323 | 0.029617
Portfolio Adjusted1-in-10AllOther2018Typical Event Day | Portfolio Adjusted | 1-in-10 | All | Other | 2018 | Typical Event Day | 8 | 4.2729 | 4.1 | 3.9764 | 3.9526 | 4.1049 | 4.5426 | 5.1008 | 5.8394 | 6.8566 | 7.6647 | 8.33 | 8.6977 | 8.8079 | 8.9585 | 8.9249 | 8.6829 | 8.2568 | 7.5194 | 6.7543 | 6.4055 | 6.219 | 5.7482 | 5.1612 | 4.6865 | -0.0044105 | -0.0042267 | -0.0029244 | -0.0033265 | -0.0038871 | -0.005671 | -0.0050527 | -0.0098631 | -0.0069049 | -0.0058174 | -0.010525 | -0.0060177 | -0.0035821 | 0.013009 | 0.10654 | 0.11562 | 0.1093 | 0.088731 | 0.016619 | 0.0016078 | -0.0025604 | -0.0066303 | -0.010755 | -0.012544 | 75.503 | 74.2703 | 73.0342 | 71.958 | 71.0412 | 69.9765 | 69.2366 | 69.4277 | 72.5432 | 77.7406 | 82.83 | 87.0055 | 90.0773 | 92.1342 | 93.1836 | 93.6838 | 93.6092 | 92.8734 | 91.4364 | 89.0393 | 85.585 | 82.3537 | 80.1532 | 78.4012 | 0.0308 | 0.027931 | 0.029758 | 0.035239 | 0.045492 | 0.037067 | 0.035177 | 0.037013 | 0.040691 | 0.039964 | 0.039883 | 0.044556 | 0.045937 | 0.050139 | 0.054476 | 0.053372 | 0.051341 | 0.043286 | 0.035936 | 0.036045 | 0.033114 | 0.032639 | 0.034103 | 0.033493
Portfolio Adjusted1-in-10AllOther2019January Monthly Peak | Portfolio Adjusted | 1-in-10 | All | Other | 2019 | January Monthly Peak | 1 | 3.2831 | 3.2622 | 3.2298 | 3.2587 | 3.3763 | 4.0247 | 4.92 | 5.4365 | 6.1117 | 6.4162 | 6.406 | 6.2452 | 5.8557 | 5.6983 | 5.3913 | 5.0558 | 5.1075 | 5.3085 | 5.1105 | 4.8611 | 4.6402 | 4.3784 | 4.0399 | 3.5396 | -0.0041007 | -0.0080138 | -0.0050064 | -0.0014507 | -0.00091612 | -0.012514 | -0.0053641 | -0.0047737 | -0.0040559 | -0.0016099 | -0.00079826 | 0.00057099 | 0.00078259 | 0.0071731 | 0.072147 | 0.072513 | 0.066165 | 0.058823 | 0.00062974 | -0.011439 | -0.014055 | -0.014284 | -0.012381 | -0.012767 | 37.4437 | 36.6817 | 36.1464 | 35.3258 | 34.8149 | 34.3203 | 33.8438 | 33.545 | 34.1223 | 37.2035 | 40.5587 | 43.0765 | 44.7547 | 46.0242 | 47.0224 | 47.1922 | 46.9833 | 46.0135 | 44.1575 | 42.7974 | 41.663 | 40.9927 | 40.2005 | 39.544 | 0.027631 | 0.024895 | 0.02683 | 0.032032 | 0.041818 | 0.034594 | 0.033944 | 0.03545 | 0.038402 | 0.036156 | 0.034518 | 0.037252 | 0.037322 | 0.040123 | 0.04287 | 0.042241 | 0.041948 | 0.037849 | 0.032627 | 0.032337 | 0.02906 | 0.029028 | 0.030449 | 0.029726
Portfolio Adjusted1-in-10AllOther2019February Monthly Peak | Portfolio Adjusted | 1-in-10 | All | Other | 2019 | February Monthly Peak | 2 | 3.3902 | 3.3088 | 3.2537 | 3.2777 | 3.4149 | 3.8812 | 4.5063 | 4.8933 | 5.4825 | 5.8013 | 5.9682 | 5.9992 | 5.8887 | 5.915 | 5.8088 | 5.5795 | 5.3926 | 5.2974 | 5.2222 | 4.9385 | 4.6872 | 4.3755 | 3.9941 | 3.6349 | -0.0041597 | -0.0081435 | -0.0050613 | -0.0014634 | -0.0009146 | -0.012383 | -0.0052841 | -0.0046494 | -0.0039367 | -0.0015763 | -0.00079486 | 0.00058144 | 0.0008147 | 0.0075964 | 0.077394 | 0.078852 | 0.069996 | 0.059406 | 0.00064661 | -0.011709 | -0.014388 | -0.014535 | -0.01256 | -0.012917 | 45.6364 | 45.2705 | 45.0494 | 44.6954 | 44.6205 | 43.8928 | 43.3943 | 43.5143 | 44.7367 | 48.1128 | 51.2582 | 53.6544 | 55.3122 | 56.2773 | 56.9436 | 57.2431 | 56.8116 | 55.7995 | 53.6491 | 51.4222 | 49.7919 | 48.4112 | 47.2873 | 46.088 | 0.02808 | 0.025341 | 0.027124 | 0.032324 | 0.041775 | 0.03433 | 0.033356 | 0.034381 | 0.037103 | 0.035201 | 0.034185 | 0.037787 | 0.038776 | 0.042454 | 0.046181 | 0.045139 | 0.044129 | 0.038901 | 0.033431 | 0.032996 | 0.029607 | 0.029415 | 0.030766 | 0.030112
Portfolio Adjusted1-in-10AllOther2019March Monthly Peak | Portfolio Adjusted | 1-in-10 | All | Other | 2019 | March Monthly Peak | 3 | 3.5879 | 3.4586 | 3.3742 | 3.3709 | 3.503 | 3.8752 | 4.4633 | 4.8342 | 5.3694 | 5.801 | 6.169 | 6.389 | 6.4844 | 6.6438 | 6.6597 | 6.4901 | 6.178 | 5.7415 | 5.4173 | 5.327 | 5.0617 | 4.6873 | 4.234 | 3.9023 | -0.0043327 | -0.0084847 | -0.0052696 | -0.0015106 | -0.00093633 | -0.012536 | -0.0053554 | -0.0047272 | -0.0039893 | -0.0016208 | -0.00083288 | 0.00061935 | 0.00088275 | 0.008268 | 0.086621 | 0.089491 | 0.078977 | 0.063983 | 0.0006754 | -0.012502 | -0.015388 | -0.015403 | -0.013306 | -0.013663 | 56.1792 | 55.0136 | 54.199 | 53.2434 | 52.5067 | 51.6986 | 51.0861 | 51.5543 | 55.219 | 60.6526 | 65.9417 | 70.2611 | 73.1145 | 74.7115 | 75.5259 | 75.9088 | 75.5489 | 74.1336 | 71.4604 | 67.6088 | 64.1839 | 61.3633 | 59.2109 | 57.59 | 0.029287 | 0.026431 | 0.028237 | 0.033369 | 0.042773 | 0.034782 | 0.033834 | 0.034914 | 0.037533 | 0.036128 | 0.035782 | 0.040251 | 0.042054 | 0.046279 | 0.050717 | 0.049738 | 0.048178 | 0.041272 | 0.034874 | 0.035206 | 0.031633 | 0.031152 | 0.032558 | 0.031879
Portfolio Adjusted1-in-10AllOther2019April Monthly Peak | Portfolio Adjusted | 1-in-10 | All | Other | 2019 | April Monthly Peak | 4 | 5.6204 | 5.4244 | 5.2707 | 5.2451 | 5.4852 | 6.1309 | 6.968 | 7.7394 | 8.6689 | 9.3874 | 10.0645 | 10.4201 | 10.5704 | 10.7747 | 10.6978 | 10.3244 | 9.7314 | 8.9329 | 8.2149 | 8.0676 | 7.824 | 7.2897 | 6.6388 | 6.1762 | -0.010515 | -0.014892 | -0.0096281 | -0.005931 | -0.0059852 | -0.021258 | -0.012319 | -0.017801 | -0.013322 | -0.0092812 | -0.014446 | -0.0070274 | -0.0036582 | 0.026711 | 0.17851 | 0.18504 | 0.16209 | 0.13329 | 0.022585 | -0.011848 | -0.020763 | -0.026083 | -0.029071 | -0.031812 | 66.8688 | 65.4602 | 63.7773 | 62.6179 | 61.461 | 60.3598 | 59.7686 | 59.7453 | 63.1754 | 69.4799 | 75.7914 | 81.0714 | 84.2048 | 86.2508 | 87.4899 | 88.1471 | 87.9691 | 87.2588 | 85.1844 | 82.0483 | 77.8997 | 74.1878 | 71.4326 | 69.7694 | 0.068389 | 0.060901 | 0.066464 | 0.078719 | 0.10153 | 0.080673 | 0.077393 | 0.081813 | 0.089787 | 0.087542 | 0.087194 | 0.098315 | 0.10323 | 0.11354 | 0.12459 | 0.12207 | 0.11788 | 0.099366 | 0.081807 | 0.082872 | 0.074994 | 0.074045 | 0.077323 | 0.075689
Portfolio Adjusted1-in-10AllOther2019May Monthly Peak | Portfolio Adjusted | 1-in-10 | All | Other | 2019 | May Monthly Peak | 5 | 5.7291 | 5.5318 | 5.3802 | 5.3512 | 5.6115 | 6.2633 | 7.0337 | 8.0096 | 9.0746 | 9.9017 | 10.6214 | 10.9945 | 11.0948 | 11.2581 | 11.1446 | 10.7441 | 10.1151 | 9.2497 | 8.4537 | 8.1443 | 8.0092 | 7.4788 | 6.8128 | 6.3328 | -0.010398 | -0.013613 | -0.0089382 | -0.006365 | -0.0067369 | -0.019377 | -0.012168 | -0.019298 | -0.014243 | -0.010567 | -0.017308 | -0.0089454 | -0.0049284 | 0.028175 | 0.18332 | 0.19091 | 0.16886 | 0.13856 | 0.0267 | -0.0079175 | -0.017096 | -0.023491 | -0.028206 | -0.031325 | 71.142 | 69.4735 | 68.152 | 66.7868 | 65.4901 | 64.559 | 64.0096 | 64.4298 | 67.8493 | 73.3905 | 79.3169 | 83.5446 | 87.0053 | 89.3278 | 90.7548 | 91.3241 | 90.9974 | 90.3203 | 88.592 | 86.1058 | 82.3093 | 78.2179 | 75.2671 | 72.4506 | 0.068047 | 0.060749 | 0.066523 | 0.078831 | 0.10205 | 0.081186 | 0.077454 | 0.083149 | 0.091699 | 0.089976 | 0.089528 | 0.10079 | 0.10529 | 0.11541 | 0.12645 | 0.12349 | 0.1191 | 0.099816 | 0.081814 | 0.081847 | 0.074647 | 0.073883 | 0.077415 | 0.07584
Portfolio Adjusted1-in-10AllOther2019June Monthly Peak | Portfolio Adjusted | 1-in-10 | All | Other | 2019 | June Monthly Peak | 6 | 5.9976 | 5.7834 | 5.6181 | 5.5774 | 5.8175 | 6.4547 | 7.2568 | 8.311 | 9.4374 | 10.3034 | 11.0528 | 11.4255 | 11.4564 | 11.6051 | 11.4854 | 11.1418 | 10.5847 | 9.7397 | 8.9549 | 8.482 | 8.3365 | 7.8332 | 7.1061 | 6.5717 | -0.010775 | -0.013689 | -0.0090307 | -0.0067323 | -0.0071915 | -0.019123 | -0.012266 | -0.019763 | -0.01441 | -0.010784 | -0.017891 | -0.0093522 | -0.0051566 | 0.027532 | 0.18188 | 0.19202 | 0.17265 | 0.14274 | 0.028375 | -0.0067353 | -0.01618 | -0.02311 | -0.028359 | -0.031725 | 73.7214 | 72.1994 | 71.093 | 69.7227 | 68.8878 | 67.397 | 66.534 | 67.3459 | 71.462 | 76.9133 | 81.9955 | 85.6084 | 88.1423 | 90.002 | 91.3454 | 92.0849 | 92.4664 | 91.907 | 90.6305 | 88.5567 | 85.4192 | 81.6007 | 79.0106 | 77.1073 | 0.070692 | 0.062988 | 0.069012 | 0.081659 | 0.10535 | 0.082973 | 0.078493 | 0.083553 | 0.091563 | 0.089152 | 0.088598 | 0.099274 | 0.10229 | 0.11165 | 0.12203 | 0.12066 | 0.11755 | 0.099449 | 0.082905 | 0.082535 | 0.075872 | 0.075406 | 0.078731 | 0.077316
Portfolio Adjusted1-in-10AllOther2019July Monthly Peak | Portfolio Adjusted | 1-in-10 | All | Other | 2019 | July Monthly Peak | 7 | 6.1653 | 5.9545 | 5.8016 | 5.7508 | 6.0089 | 6.7177 | 7.5896 | 8.6267 | 9.7526 | 10.6445 | 11.3936 | 11.7476 | 11.7804 | 11.9561 | 11.8396 | 11.495 | 10.9552 | 10.0962 | 9.2267 | 8.7451 | 8.5948 | 8.0717 | 7.3216 | 6.7474 | -0.010736 | -0.011218 | -0.0076858 | -0.0077443 | -0.008862 | -0.015248 | -0.0122 | -0.022529 | -0.015803 | -0.012925 | -0.022896 | -0.012794 | -0.0074772 | 0.029475 | 0.18459 | 0.19758 | 0.18144 | 0.15136 | 0.037021 | 0.0010319 | -0.0089346 | -0.018095 | -0.026814 | -0.030812 | 75.4483 | 74.3569 | 73.2601 | 72.2544 | 71.4279 | 70.5113 | 69.8448 | 70.1561 | 73.4856 | 78.5269 | 83.4518 | 87.3033 | 89.9512 | 91.7408 | 92.6025 | 92.8398 | 92.6412 | 92.0333 | 90.5259 | 88.2671 | 85.4593 | 82.3924 | 80.1808 | 78.6966 | 0.072132 | 0.064508 | 0.071 | 0.083862 | 0.1085 | 0.085764 | 0.081252 | 0.085687 | 0.093218 | 0.090695 | 0.089741 | 0.1001 | 0.10293 | 0.11268 | 0.12327 | 0.12213 | 0.1193 | 0.10151 | 0.084264 | 0.084363 | 0.077805 | 0.077288 | 0.080574 | 0.07878
Portfolio Adjusted1-in-10AllOther2019August Monthly Peak | Portfolio Adjusted | 1-in-10 | All | Other | 2019 | August Monthly Peak | 8 | 6.2729 | 6.0501 | 5.8778 | 5.8493 | 6.1255 | 6.8679 | 7.8228 | 8.8689 | 10.0892 | 11.029 | 11.8339 | 12.2297 | 12.2746 | 12.4565 | 12.32 | 11.8981 | 11.2548 | 10.2992 | 9.3979 | 8.9831 | 8.7547 | 8.1677 | 7.427 | 6.8507 | -0.010874 | -0.0097092 | -0.0068164 | -0.0084924 | -0.01006 | -0.012818 | -0.012408 | -0.025165 | -0.017517 | -0.015066 | -0.027632 | -0.015988 | -0.0096027 | 0.032931 | 0.19522 | 0.2087 | 0.19133 | 0.15869 | 0.043652 | 0.0062291 | -0.0042334 | -0.014931 | -0.026117 | -0.030755 | 76.1058 | 75.0348 | 73.7003 | 72.7142 | 71.793 | 71.0578 | 70.3883 | 70.2352 | 72.9596 | 78.0912 | 82.7816 | 87.0597 | 90.2899 | 92.4363 | 93.7359 | 94.0917 | 93.6435 | 92.7646 | 91.5491 | 89.3369 | 85.7961 | 82.8655 | 81.0117 | 79.1785 | 0.074636 | 0.066612 | 0.072944 | 0.086714 | 0.11238 | 0.089132 | 0.085329 | 0.090577 | 0.099459 | 0.097091 | 0.096287 | 0.10795 | 0.11148 | 0.1222 | 0.13344 | 0.13093 | 0.12614 | 0.10603 | 0.087784 | 0.088072 | 0.080362 | 0.079636 | 0.083282 | 0.081643
Portfolio Adjusted1-in-10AllOther2019September Monthly Peak | Portfolio Adjusted | 1-in-10 | All | Other | 2019 | September Monthly Peak | 9 | 6.2433 | 6.0538 | 5.8979 | 5.8761 | 6.1802 | 6.9411 | 8.0367 | 9.0521 | 10.4257 | 11.4854 | 12.3412 | 12.7519 | 12.762 | 12.9368 | 12.755 | 12.2365 | 11.4927 | 10.4523 | 9.5299 | 9.2796 | 8.7963 | 8.1986 | 7.4024 | 6.8425 | -0.010613 | -0.0064681 | -0.0049992 | -0.0096237 | -0.012047 | -0.0076121 | -0.012193 | -0.029006 | -0.020109 | -0.018824 | -0.036177 | -0.021733 | -0.013361 | 0.037601 | 0.20527 | 0.22054 | 0.2041 | 0.16921 | 0.055625 | 0.016436 | 0.0049424 | -0.0085812 | -0.023888 | -0.029377 | 76.6403 | 75.4095 | 74.0184 | 73.0943 | 72.017 | 70.9189 | 70.1773 | 69.9822 | 72.2508 | 77.3788 | 83.0134 | 87.9605 | 91.8247 | 94.267 | 94.968 | 95.6227 | 95.5913 | 94.6743 | 92.9262 | 89.8877 | 85.5486 | 82.4409 | 80.2974 | 78.5126 | 0.076755 | 0.068892 | 0.075768 | 0.09024 | 0.11772 | 0.093229 | 0.090219 | 0.096438 | 0.10835 | 0.10712 | 0.10641 | 0.11922 | 0.12255 | 0.13426 | 0.14643 | 0.14254 | 0.13616 | 0.11359 | 0.093635 | 0.09457 | 0.084567 | 0.083883 | 0.086678 | 0.084815
Portfolio Adjusted1-in-10AllOther2019October Monthly Peak | Portfolio Adjusted | 1-in-10 | All | Other | 2019 | October Monthly Peak | 10 | 5.8922 | 5.6961 | 5.5523 | 5.5173 | 5.7749 | 6.4718 | 7.5496 | 8.3071 | 9.3288 | 10.2213 | 10.9599 | 11.3887 | 11.4906 | 11.694 | 11.585 | 11.1353 | 10.4261 | 9.5185 | 8.9881 | 8.6229 | 8.145 | 7.5952 | 6.8992 | 6.4046 | -0.01082 | -0.013041 | -0.0086659 | -0.0070382 | -0.0076955 | -0.018229 | -0.012719 | -0.021168 | -0.015417 | -0.012029 | -0.020488 | -0.011099 | -0.0063425 | 0.030721 | 0.19244 | 0.20107 | 0.17771 | 0.14626 | 0.03253 | -0.00475 | -0.014361 | -0.021935 | -0.028126 | -0.031588 | 72.279 | 71.0969 | 69.9143 | 68.5375 | 67.5101 | 66.436 | 66.0091 | 65.5843 | 66.3689 | 71.1934 | 76.8886 | 81.7339 | 85.1604 | 87.6059 | 88.7736 | 89.0693 | 88.4352 | 86.9254 | 84.3698 | 81.1507 | 77.9754 | 75.6335 | 73.776 | 72.2654 | 0.071331 | 0.063538 | 0.069587 | 0.082382 | 0.10652 | 0.084541 | 0.082228 | 0.086526 | 0.095595 | 0.094305 | 0.093974 | 0.10647 | 0.11124 | 0.12207 | 0.13374 | 0.13059 | 0.12477 | 0.1047 | 0.087657 | 0.086967 | 0.077514 | 0.07664 | 0.079675 | 0.077881
Portfolio Adjusted1-in-10AllOther2019November Monthly Peak | Portfolio Adjusted | 1-in-10 | All | Other | 2019 | November Monthly Peak | 11 | 5.3672 | 5.2055 | 5.0793 | 5.0506 | 5.3117 | 5.9647 | 6.7483 | 7.4348 | 8.1864 | 8.7062 | 9.1596 | 9.3847 | 9.4151 | 9.5406 | 9.3997 | 9.0196 | 8.5712 | 8.3395 | 7.8222 | 7.4119 | 7.0508 | 6.6139 | 6.0889 | 5.7356 | -0.010709 | -0.02101 | -0.013023 | -0.0037246 | -0.0023305 | -0.031438 | -0.013163 | -0.011649 | -0.0099314 | -0.0040581 | -0.0020807 | 0.0015443 | 0.0021949 | 0.020458 | 0.16218 | 0.16199 | 0.13539 | 0.11478 | 0.00167 | -0.030177 | -0.037005 | -0.037148 | -0.032252 | -0.033366 | 59.4184 | 58.0333 | 56.8543 | 55.5778 | 54.8114 | 54.3141 | 53.6935 | 53.329 | 55.6262 | 60.1369 | 65.596 | 69.8637 | 72.7131 | 74.4106 | 75.541 | 75.8652 | 74.9485 | 72.656 | 69.822 | 66.5679 | 64.2364 | 62.6849 | 61.1462 | 60.0143 | 0.070919 | 0.063299 | 0.068927 | 0.081455 | 0.1057 | 0.084555 | 0.081172 | 0.084878 | 0.092156 | 0.088866 | 0.087562 | 0.09858 | 0.10285 | 0.11289 | 0.12321 | 0.12055 | 0.11768 | 0.10256 | 0.085109 | 0.083773 | 0.074683 | 0.07402 | 0.077787 | 0.076573
Portfolio Adjusted1-in-10AllOther2019December Monthly Peak | Portfolio Adjusted | 1-in-10 | All | Other | 2019 | December Monthly Peak | 12 | 5.1392 | 5.0274 | 4.9408 | 4.9421 | 5.1893 | 5.9991 | 7.0834 | 7.7703 | 8.543 | 8.8575 | 8.9214 | 8.7518 | 8.4031 | 8.2784 | 7.9432 | 7.5732 | 7.5134 | 7.6024 | 7.3152 | 7.0044 | 6.7255 | 6.4166 | 5.9587 | 5.4707 | -0.010164 | -0.019828 | -0.012369 | -0.0035446 | -0.0022264 | -0.030269 | -0.01286 | -0.011376 | -0.0096554 | -0.0038632 | -0.0019219 | 0.001383 | 0.0019144 | 0.017571 | 0.13736 | 0.13743 | 0.11856 | 0.10388 | 0.0015437 | -0.028141 | -0.034676 | -0.035276 | -0.030505 | -0.031347 | 40.8464 | 40.1556 | 39.8844 | 39.3922 | 38.9476 | 38.3496 | 38.1619 | 37.9614 | 38.5402 | 41.3544 | 44.1397 | 46.7068 | 48.3941 | 49.246 | 49.6535 | 49.6237 | 48.888 | 47.2855 | 45.53 | 44.2546 | 43.278 | 42.2479 | 41.8494 | 41.4007 | 0.067323 | 0.059778 | 0.06548 | 0.077538 | 0.10099 | 0.081478 | 0.079405 | 0.082967 | 0.089685 | 0.084697 | 0.080971 | 0.08835 | 0.089734 | 0.096973 | 0.10446 | 0.10323 | 0.10341 | 0.092193 | 0.078704 | 0.078164 | 0.070041 | 0.070338 | 0.073635 | 0.071956
Portfolio Adjusted1-in-10AllOther2019Typical Event Day | Portfolio Adjusted | 1-in-10 | All | Other | 2019 | Typical Event Day | 8 | 6.2514 | 6.0292 | 5.8561 | 5.8275 | 6.103 | 6.8396 | 7.7867 | 8.8172 | 10.0142 | 10.9341 | 11.7261 | 12.1172 | 12.1646 | 12.3492 | 12.2196 | 11.8051 | 11.1665 | 10.2212 | 9.3346 | 8.9254 | 8.7032 | 8.1212 | 7.3866 | 6.8176 | -0.010905 | -0.01045 | -0.0072303 | -0.0082245 | -0.0096105 | -0.014021 | -0.012493 | -0.024386 | -0.017072 | -0.014383 | -0.026022 | -0.014878 | -0.0088566 | 0.032165 | 0.19382 | 0.20662 | 0.1886 | 0.15626 | 0.041089 | 0.0039751 | -0.0063305 | -0.016393 | -0.02659 | -0.031015 | 75.4789 | 74.2502 | 73.018 | 71.9464 | 71.0314 | 69.9713 | 69.2361 | 69.4298 | 72.5395 | 77.7276 | 82.8106 | 86.983 | 90.052 | 92.1115 | 93.1629 | 93.6598 | 93.5856 | 92.8448 | 91.4079 | 89.0121 | 85.5558 | 82.3249 | 80.1251 | 78.3737 | 0.074106 | 0.066142 | 0.072385 | 0.086039 | 0.1115 | 0.088434 | 0.084662 | 0.089778 | 0.098442 | 0.095979 | 0.095138 | 0.10666 | 0.11015 | 0.12078 | 0.13192 | 0.12947 | 0.12475 | 0.10492 | 0.08693 | 0.087236 | 0.079628 | 0.078918 | 0.082556 | 0.08094
Portfolio Adjusted1-in-10AllOther2020January Monthly Peak | Portfolio Adjusted | 1-in-10 | All | Other | 2020 | January Monthly Peak | 1 | 4.9786 | 4.9083 | 4.8354 | 4.8711 | 5.1133 | 6.0625 | 7.3624 | 8.1237 | 8.9272 | 9.2212 | 9.2135 | 8.984 | 8.4792 | 8.3087 | 7.8837 | 7.4352 | 7.3895 | 7.5661 | 7.3424 | 7.0084 | 6.7124 | 6.3809 | 5.9213 | 5.3441 | -0.010138 | -0.019813 | -0.012378 | -0.0035865 | -0.0022649 | -0.030938 | -0.013262 | -0.011802 | -0.010027 | -0.0039802 | -0.0019736 | 0.0014117 | 0.0019348 | 0.017734 | 0.13796 | 0.13686 | 0.11724 | 0.10368 | 0.0015569 | -0.028281 | -0.034748 | -0.035315 | -0.03061 | -0.031565 | 37.5039 | 36.7478 | 36.2107 | 35.3921 | 34.8819 | 34.3864 | 33.9095 | 33.609 | 34.1851 | 37.2655 | 40.6176 | 43.1371 | 44.8157 | 46.0839 | 47.0804 | 47.2528 | 47.043 | 46.072 | 44.2158 | 42.8559 | 41.7207 | 41.0511 | 40.2596 | 39.6027 | 0.0671 | 0.059656 | 0.065508 | 0.078426 | 0.10271 | 0.083168 | 0.081838 | 0.086074 | 0.093146 | 0.087273 | 0.083146 | 0.09018 | 0.090682 | 0.097865 | 0.10496 | 0.10361 | 0.10286 | 0.092408 | 0.079389 | 0.07857 | 0.070208 | 0.070432 | 0.073896 | 0.072417
Portfolio Adjusted1-in-10AllOther2020February Monthly Peak | Portfolio Adjusted | 1-in-10 | All | Other | 2020 | February Monthly Peak | 2 | 5.1093 | 4.9815 | 4.877 | 4.9044 | 5.1483 | 5.8992 | 6.9169 | 7.5161 | 8.2215 | 8.5546 | 8.7695 | 8.7932 | 8.6227 | 8.681 | 8.4936 | 8.117 | 7.7933 | 7.6257 | 7.5142 | 7.137 | 6.8096 | 6.4142 | 5.9042 | 5.4598 | -0.010284 | -0.020133 | -0.012513 | -0.0036179 | -0.0022612 | -0.030616 | -0.013064 | -0.011495 | -0.0097327 | -0.0038972 | -0.0019651 | 0.0014375 | 0.0020142 | 0.018781 | 0.14829 | 0.14753 | 0.12373 | 0.10564 | 0.0015986 | -0.028949 | -0.035573 | -0.035934 | -0.031052 | -0.031935 | 45.6794 | 45.312 | 45.0873 | 44.7308 | 44.6531 | 43.9289 | 43.4294 | 43.5483 | 44.7742 | 48.1511 | 51.3031 | 53.7078 | 55.3684 | 56.3337 | 56.9983 | 57.2967 | 56.8607 | 55.8494 | 53.7019 | 51.4767 | 49.8485 | 48.4693 | 47.3485 | 46.1484 | 0.068087 | 0.060639 | 0.066225 | 0.079117 | 0.10255 | 0.082341 | 0.080584 | 0.083773 | 0.09034 | 0.085372 | 0.082717 | 0.091772 | 0.094372 | 0.10363 | 0.11306 | 0.11062 | 0.10822 | 0.095168 | 0.081488 | 0.080384 | 0.071818 | 0.071618 | 0.074913 | 0.073281
Portfolio Adjusted1-in-10AllOther2020March Monthly Peak | Portfolio Adjusted | 1-in-10 | All | Other | 2020 | March Monthly Peak | 3 | 5.3777 | 5.2013 | 5.0645 | 5.0502 | 5.2776 | 5.919 | 6.9079 | 7.503 | 8.1476 | 8.6342 | 9.1055 | 9.3652 | 9.4454 | 9.6516 | 9.599 | 9.2757 | 8.7908 | 8.209 | 7.812 | 7.6737 | 7.3309 | 6.8471 | 6.2576 | 5.8318 | -0.010712 | -0.020977 | -0.013028 | -0.0037347 | -0.0023149 | -0.030994 | -0.01324 | -0.011687 | -0.0098628 | -0.0040071 | -0.0020591 | 0.0015312 | 0.0021824 | 0.020441 | 0.16432 | 0.16498 | 0.13752 | 0.113 | 0.0016698 | -0.030909 | -0.038045 | -0.038081 | -0.032897 | -0.033779 | 56.2299 | 55.065 | 54.2519 | 53.2995 | 52.5614 | 51.7523 | 51.1376 | 51.6066 | 55.2679 | 60.6948 | 65.9829 | 70.2996 | 73.1517 | 74.7487 | 75.562 | 75.9459 | 75.5831 | 74.164 | 71.4891 | 67.6422 | 64.2212 | 61.4036 | 59.253 | 57.6323 | 0.070934 | 0.063191 | 0.06895 | 0.081672 | 0.10499 | 0.08337 | 0.081683 | 0.085159 | 0.091521 | 0.087754 | 0.086658 | 0.097756 | 0.10227 | 0.11282 | 0.12398 | 0.1217 | 0.118 | 0.10094 | 0.085098 | 0.085817 | 0.076797 | 0.075888 | 0.07935 | 0.077524
Portfolio Adjusted1-in-10AllOther2020April Monthly Peak | Portfolio Adjusted | 1-in-10 | All | Other | 2020 | April Monthly Peak | 4 | 5.6294 | 5.4332 | 5.2793 | 5.2536 | 5.4942 | 6.1413 | 6.9801 | 7.7528 | 8.6832 | 9.4022 | 10.08 | 10.4358 | 10.5861 | 10.7905 | 10.7133 | 10.339 | 9.7451 | 8.9456 | 8.227 | 8.0794 | 7.8356 | 7.3008 | 6.6491 | 6.186 | -0.010545 | -0.014936 | -0.0096563 | -0.0059484 | -0.0060027 | -0.021321 | -0.012355 | -0.017854 | -0.013361 | -0.0093084 | -0.014488 | -0.007048 | -0.0036689 | 0.026789 | 0.17892 | 0.18545 | 0.16243 | 0.13357 | 0.022651 | -0.011883 | -0.020823 | -0.02616 | -0.029156 | -0.031906 | 66.869 | 65.4604 | 63.7775 | 62.6182 | 61.4613 | 60.3601 | 59.7688 | 59.7456 | 63.1756 | 69.4801 | 75.7915 | 81.0714 | 84.2049 | 86.2508 | 87.49 | 88.1472 | 87.9691 | 87.2588 | 85.1844 | 82.0483 | 77.8996 | 74.1877 | 71.4326 | 69.7693 | 0.068588 | 0.061076 | 0.066657 | 0.078949 | 0.10183 | 0.080906 | 0.077617 | 0.082051 | 0.090048 | 0.087796 | 0.087447 | 0.098601 | 0.10353 | 0.11387 | 0.12495 | 0.12243 | 0.11822 | 0.099656 | 0.082045 | 0.083113 | 0.075212 | 0.07426 | 0.077548 | 0.075909
Portfolio Adjusted1-in-10AllOther2020May Monthly Peak | Portfolio Adjusted | 1-in-10 | All | Other | 2020 | May Monthly Peak | 5 | 5.7382 | 5.5406 | 5.3888 | 5.3598 | 5.6206 | 6.2737 | 7.0459 | 8.0233 | 9.0892 | 9.917 | 10.6374 | 11.0106 | 11.1108 | 11.2742 | 11.1603 | 10.759 | 10.1289 | 9.2625 | 8.4658 | 8.156 | 8.0208 | 7.4898 | 6.8232 | 6.3427 | -0.010429 | -0.013653 | -0.0089643 | -0.0063836 | -0.0067566 | -0.019434 | -0.012203 | -0.019354 | -0.014285 | -0.010598 | -0.017359 | -0.0089716 | -0.0049429 | 0.028258 | 0.18373 | 0.19133 | 0.16922 | 0.13886 | 0.026778 | -0.0079407 | -0.017146 | -0.02356 | -0.028288 | -0.031417 | 71.1419 | 69.4734 | 68.1519 | 66.7868 | 65.4901 | 64.559 | 64.0097 | 64.4299 | 67.8493 | 73.3906 | 79.3169 | 83.5446 | 87.0053 | 89.3277 | 90.7547 | 91.324 | 90.9973 | 90.3202 | 88.5919 | 86.1057 | 82.3092 | 78.2178 | 75.267 | 72.4506 | 0.068244 | 0.060924 | 0.066717 | 0.079061 | 0.10235 | 0.081421 | 0.077679 | 0.083391 | 0.091966 | 0.090237 | 0.089788 | 0.10108 | 0.1056 | 0.11575 | 0.12681 | 0.12385 | 0.11944 | 0.10011 | 0.082052 | 0.082086 | 0.074864 | 0.074097 | 0.077641 | 0.07606
Portfolio Adjusted1-in-10AllOther2020June Monthly Peak | Portfolio Adjusted | 1-in-10 | All | Other | 2020 | June Monthly Peak | 6 | 6.0069 | 5.7926 | 5.627 | 5.5863 | 5.8268 | 6.4654 | 7.2692 | 8.3248 | 9.452 | 10.3185 | 11.0685 | 11.4413 | 11.4719 | 11.6206 | 11.5006 | 11.1562 | 10.5983 | 9.7525 | 8.9671 | 8.4938 | 8.3483 | 7.8444 | 7.1166 | 6.5819 | -0.010806 | -0.013729 | -0.0090572 | -0.006752 | -0.0072126 | -0.019179 | -0.012302 | -0.019821 | -0.014452 | -0.010815 | -0.017943 | -0.0093796 | -0.0051717 | 0.027613 | 0.18228 | 0.19243 | 0.173 | 0.14304 | 0.028458 | -0.006755 | -0.016227 | -0.023177 | -0.028442 | -0.031818 | 73.7211 | 72.1992 | 71.0928 | 69.7225 | 68.8877 | 67.3968 | 66.5339 | 67.3458 | 71.4618 | 76.9132 | 81.9953 | 85.6082 | 88.1422 | 90.0018 | 91.3452 | 92.0847 | 92.4662 | 91.9068 | 90.6303 | 88.5566 | 85.419 | 81.6005 | 79.0105 | 77.1071 | 0.070897 | 0.06317 | 0.069213 | 0.081897 | 0.10565 | 0.083213 | 0.078721 | 0.083796 | 0.091829 | 0.08941 | 0.088853 | 0.099561 | 0.10259 | 0.11198 | 0.12238 | 0.12101 | 0.11789 | 0.099739 | 0.083146 | 0.082775 | 0.076092 | 0.075625 | 0.07896 | 0.07754
Portfolio Adjusted1-in-10AllOther2020July Monthly Peak | Portfolio Adjusted | 1-in-10 | All | Other | 2020 | July Monthly Peak | 7 | 6.1748 | 5.9637 | 5.8107 | 5.7598 | 6.0185 | 6.7287 | 7.6024 | 8.6407 | 9.7673 | 10.6597 | 11.4094 | 11.7634 | 11.7959 | 11.9717 | 11.8548 | 11.5095 | 10.9689 | 10.1091 | 9.239 | 8.7571 | 8.6068 | 8.0831 | 7.3324 | 6.7576 | -0.010768 | -0.011251 | -0.0077083 | -0.007767 | -0.0088879 | -0.015293 | -0.012236 | -0.022595 | -0.015849 | -0.012963 | -0.022963 | -0.012832 | -0.0074991 | 0.029561 | 0.18499 | 0.198 | 0.18181 | 0.15167 | 0.037129 | 0.0010349 | -0.0089608 | -0.018148 | -0.026892 | -0.030902 | 75.4481 | 74.3568 | 73.26 | 72.2543 | 71.4278 | 70.5113 | 69.8447 | 70.156 | 73.4855 | 78.5268 | 83.4517 | 87.3031 | 89.9509 | 91.7406 | 92.6023 | 92.8396 | 92.641 | 92.0331 | 90.5257 | 88.267 | 85.4591 | 82.3922 | 80.1806 | 78.6964 | 0.072341 | 0.064694 | 0.071207 | 0.084106 | 0.10882 | 0.086011 | 0.081488 | 0.085936 | 0.093489 | 0.090957 | 0.09 | 0.10039 | 0.10322 | 0.11301 | 0.12363 | 0.12249 | 0.11965 | 0.10181 | 0.084508 | 0.084608 | 0.07803 | 0.077512 | 0.080808 | 0.079008
Portfolio Adjusted1-in-10AllOther2020August Monthly Peak | Portfolio Adjusted | 1-in-10 | All | Other | 2020 | August Monthly Peak | 8 | 6.2827 | 6.0596 | 5.8871 | 5.8585 | 6.1354 | 6.8792 | 7.8361 | 8.8836 | 10.1048 | 11.0452 | 11.8507 | 12.2466 | 12.2913 | 12.4733 | 12.3363 | 11.9135 | 11.2692 | 10.3126 | 9.4107 | 8.9956 | 8.7669 | 8.1794 | 7.438 | 6.8612 | -0.010906 | -0.0097376 | -0.0068363 | -0.0085173 | -0.01009 | -0.012856 | -0.012445 | -0.025238 | -0.017568 | -0.01511 | -0.027713 | -0.016035 | -0.0096308 | 0.033027 | 0.19565 | 0.20915 | 0.19173 | 0.15903 | 0.04378 | 0.0062474 | -0.0042458 | -0.014975 | -0.026193 | -0.030845 | 76.1057 | 75.0348 | 73.7003 | 72.7142 | 71.793 | 71.0578 | 70.3883 | 70.2352 | 72.9596 | 78.0911 | 82.7815 | 87.0596 | 90.2898 | 92.4362 | 93.7358 | 94.0915 | 93.6434 | 92.7644 | 91.549 | 89.3367 | 85.7959 | 82.8653 | 81.0115 | 79.1783 | 0.074852 | 0.066804 | 0.073157 | 0.086967 | 0.11271 | 0.089389 | 0.085577 | 0.09084 | 0.099748 | 0.097372 | 0.096565 | 0.10827 | 0.1118 | 0.12255 | 0.13383 | 0.13131 | 0.12651 | 0.10634 | 0.088039 | 0.088328 | 0.080594 | 0.079867 | 0.083524 | 0.08188
Portfolio Adjusted1-in-10AllOther2020September Monthly Peak | Portfolio Adjusted | 1-in-10 | All | Other | 2020 | September Monthly Peak | 9 | 6.253 | 6.0634 | 5.9073 | 5.8855 | 6.1902 | 6.9526 | 8.0503 | 9.0673 | 10.4423 | 11.5028 | 12.3593 | 12.7701 | 12.7798 | 12.9547 | 12.7724 | 12.2529 | 11.5078 | 10.4662 | 9.5431 | 9.2926 | 8.8088 | 8.2106 | 7.4135 | 6.8531 | -0.010644 | -0.0064871 | -0.0050138 | -0.0096519 | -0.012082 | -0.0076344 | -0.012229 | -0.029091 | -0.020168 | -0.018879 | -0.036283 | -0.021797 | -0.0134 | 0.037711 | 0.20573 | 0.22103 | 0.20453 | 0.16958 | 0.055788 | 0.016484 | 0.0049569 | -0.0086063 | -0.023958 | -0.029463 | 76.6403 | 75.4095 | 74.0185 | 73.0944 | 72.0171 | 70.9191 | 70.1774 | 69.9823 | 72.2509 | 77.3789 | 83.0135 | 87.9606 | 91.8247 | 94.2671 | 94.9681 | 95.6227 | 95.5914 | 94.6742 | 92.9262 | 89.8876 | 85.5486 | 82.4409 | 80.2974 | 78.5126 | 0.076978 | 0.069091 | 0.075988 | 0.090504 | 0.11806 | 0.093499 | 0.09048 | 0.096719 | 0.10866 | 0.10743 | 0.10672 | 0.11956 | 0.12291 | 0.13465 | 0.14686 | 0.14296 | 0.13656 | 0.11392 | 0.093907 | 0.094844 | 0.084813 | 0.084127 | 0.08693 | 0.085061
Portfolio Adjusted1-in-10AllOther2020October Monthly Peak | Portfolio Adjusted | 1-in-10 | All | Other | 2020 | October Monthly Peak | 10 | 5.9017 | 5.7053 | 5.5613 | 5.5262 | 5.7844 | 6.4827 | 7.5626 | 8.3214 | 9.3441 | 10.2373 | 10.9766 | 11.4058 | 11.5075 | 11.7111 | 11.6017 | 11.1511 | 10.4406 | 9.5319 | 9.001 | 8.6354 | 8.1571 | 7.6066 | 6.9099 | 6.4148 | -0.010852 | -0.013079 | -0.0086913 | -0.0070589 | -0.007718 | -0.018282 | -0.012756 | -0.02123 | -0.015462 | -0.012064 | -0.020548 | -0.011131 | -0.0063611 | 0.030811 | 0.19288 | 0.20152 | 0.17809 | 0.14658 | 0.032625 | -0.0047639 | -0.014403 | -0.022 | -0.028209 | -0.03168 | 72.279 | 71.097 | 69.9144 | 68.5376 | 67.5103 | 66.4361 | 66.0093 | 65.5845 | 66.3691 | 71.1935 | 76.8886 | 81.7339 | 85.1605 | 87.6059 | 88.7736 | 89.0693 | 88.4352 | 86.9254 | 84.3698 | 81.1506 | 77.9753 | 75.6335 | 73.776 | 72.2655 | 0.071538 | 0.063721 | 0.06979 | 0.082622 | 0.10683 | 0.084785 | 0.082466 | 0.086778 | 0.095873 | 0.094579 | 0.094246 | 0.10677 | 0.11156 | 0.12243 | 0.13413 | 0.13097 | 0.12514 | 0.10501 | 0.087912 | 0.08722 | 0.077739 | 0.076863 | 0.079907 | 0.078108
Portfolio Adjusted1-in-10AllOther2020November Monthly Peak | Portfolio Adjusted | 1-in-10 | All | Other | 2020 | November Monthly Peak | 11 | 5.376 | 5.2141 | 5.0876 | 5.0589 | 5.3205 | 5.9749 | 6.7602 | 7.4479 | 8.2001 | 8.7203 | 9.1742 | 9.3994 | 9.4298 | 9.5554 | 9.4141 | 9.0332 | 8.584 | 8.3518 | 7.834 | 7.4232 | 7.0617 | 6.6242 | 6.0987 | 5.7449 | -0.010741 | -0.021072 | -0.013061 | -0.0037355 | -0.0023373 | -0.03153 | -0.013202 | -0.011683 | -0.0099605 | -0.00407 | -0.0020868 | 0.0015488 | 0.0022014 | 0.020517 | 0.16256 | 0.16236 | 0.13568 | 0.11502 | 0.0016748 | -0.030265 | -0.037113 | -0.037257 | -0.032346 | -0.033464 | 59.4186 | 58.0336 | 56.8546 | 55.5781 | 54.8118 | 54.3144 | 53.6938 | 53.3294 | 55.6265 | 60.1372 | 65.5963 | 69.8639 | 72.7133 | 74.4108 | 75.5413 | 75.8654 | 74.9487 | 72.6562 | 69.8223 | 66.5682 | 64.2366 | 62.6851 | 61.1465 | 60.0145 | 0.071125 | 0.063482 | 0.069128 | 0.081693 | 0.10601 | 0.0848 | 0.081408 | 0.085126 | 0.092425 | 0.089125 | 0.087817 | 0.098867 | 0.10314 | 0.11322 | 0.12357 | 0.12091 | 0.11802 | 0.10286 | 0.085358 | 0.084017 | 0.074901 | 0.074236 | 0.078014 | 0.076796
Portfolio Adjusted1-in-10AllOther2020December Monthly Peak | Portfolio Adjusted | 1-in-10 | All | Other | 2020 | December Monthly Peak | 12 | 5.1476 | 5.0355 | 4.9487 | 4.9499 | 5.1977 | 6.0089 | 7.0951 | 7.783 | 8.5563 | 8.8709 | 8.9348 | 8.765 | 8.4159 | 8.2911 | 7.9554 | 7.5849 | 7.5246 | 7.6134 | 7.3261 | 7.015 | 6.7357 | 6.4265 | 5.9679 | 5.4795 | -0.010194 | -0.019886 | -0.012405 | -0.003555 | -0.0022329 | -0.030357 | -0.012898 | -0.01141 | -0.0096837 | -0.0038745 | -0.0019276 | 0.0013871 | 0.00192 | 0.017622 | 0.13768 | 0.13775 | 0.11881 | 0.1041 | 0.0015482 | -0.028224 | -0.034778 | -0.035379 | -0.030595 | -0.031439 | 40.8467 | 40.1559 | 39.8846 | 39.3925 | 38.9479 | 38.3498 | 38.1621 | 37.9617 | 38.5405 | 41.3546 | 44.1399 | 46.707 | 48.3943 | 49.2461 | 49.6537 | 49.6238 | 48.8882 | 47.2857 | 45.5302 | 44.2548 | 43.2783 | 42.2481 | 41.8496 | 41.401 | 0.067518 | 0.059951 | 0.065671 | 0.077764 | 0.10128 | 0.081713 | 0.079635 | 0.083208 | 0.089946 | 0.084943 | 0.081206 | 0.088607 | 0.089995 | 0.097256 | 0.10476 | 0.10353 | 0.10372 | 0.092462 | 0.078933 | 0.078391 | 0.070244 | 0.070542 | 0.073849 | 0.072166
Portfolio Adjusted1-in-10AllOther2020Typical Event Day | Portfolio Adjusted | 1-in-10 | All | Other | 2020 | Typical Event Day | 8 | 6.2611 | 6.0387 | 5.8653 | 5.8367 | 6.1129 | 6.8509 | 7.7999 | 8.8318 | 10.0298 | 10.9502 | 11.7428 | 12.134 | 12.1811 | 12.3659 | 12.2358 | 11.8204 | 11.1809 | 10.2345 | 9.3473 | 8.9378 | 8.7154 | 8.1329 | 7.3976 | 6.8281 | -0.010937 | -0.010481 | -0.0072515 | -0.0082486 | -0.0096386 | -0.014062 | -0.012529 | -0.024457 | -0.017122 | -0.014425 | -0.026098 | -0.014922 | -0.0088825 | 0.032259 | 0.19425 | 0.20707 | 0.18899 | 0.1566 | 0.04121 | 0.0039867 | -0.006349 | -0.016441 | -0.026668 | -0.031105 | 75.4788 | 74.2501 | 73.0179 | 71.9464 | 71.0314 | 69.9712 | 69.2361 | 69.4298 | 72.5395 | 77.7275 | 82.8105 | 86.9829 | 90.0519 | 92.1114 | 93.1628 | 93.6596 | 93.5855 | 92.8446 | 91.4078 | 89.012 | 85.5557 | 82.3247 | 80.125 | 78.3736 | 0.074321 | 0.066333 | 0.072596 | 0.08629 | 0.11182 | 0.088689 | 0.084908 | 0.090039 | 0.098728 | 0.096257 | 0.095412 | 0.10697 | 0.11047 | 0.12113 | 0.1323 | 0.12985 | 0.12511 | 0.10522 | 0.087183 | 0.08749 | 0.079859 | 0.079147 | 0.082795 | 0.081175
Portfolio Adjusted1-in-10AllOther2021January Monthly Peak | Portfolio Adjusted | 1-in-10 | All | Other | 2021 | January Monthly Peak | 1 | 4.9869 | 4.9164 | 4.8433 | 4.879 | 5.1218 | 6.0726 | 7.3744 | 8.137 | 8.941 | 9.235 | 9.2273 | 8.9975 | 8.4921 | 8.3215 | 7.896 | 7.4469 | 7.4007 | 7.5772 | 7.3534 | 7.0189 | 6.7226 | 6.3907 | 5.9306 | 5.353 | -0.010168 | -0.019871 | -0.012414 | -0.003597 | -0.0022716 | -0.031028 | -0.013301 | -0.011837 | -0.010057 | -0.0039919 | -0.0019793 | 0.0014158 | 0.0019405 | 0.017786 | 0.13828 | 0.13718 | 0.11749 | 0.1039 | 0.0015615 | -0.028364 | -0.03485 | -0.035418 | -0.0307 | -0.031657 | 37.5042 | 36.7481 | 36.211 | 35.3925 | 34.8823 | 34.3867 | 33.9098 | 33.6093 | 34.1855 | 37.2658 | 40.6179 | 43.1374 | 44.816 | 46.0841 | 47.0807 | 47.2531 | 47.0433 | 46.0723 | 44.216 | 42.8562 | 41.721 | 41.0514 | 40.2599 | 39.603 | 0.067295 | 0.059828 | 0.065699 | 0.078655 | 0.10301 | 0.083408 | 0.082076 | 0.086324 | 0.093416 | 0.087527 | 0.083387 | 0.090442 | 0.090946 | 0.09815 | 0.10526 | 0.10391 | 0.10316 | 0.092678 | 0.07962 | 0.078799 | 0.070412 | 0.070637 | 0.074111 | 0.072627
Portfolio Adjusted1-in-10AllOther2021February Monthly Peak | Portfolio Adjusted | 1-in-10 | All | Other | 2021 | February Monthly Peak | 2 | 5.1177 | 4.9898 | 4.8849 | 4.9124 | 5.1569 | 5.9092 | 6.9288 | 7.529 | 8.235 | 8.5681 | 8.7833 | 8.807 | 8.6362 | 8.6947 | 8.5068 | 8.1295 | 7.8051 | 7.6372 | 7.5255 | 7.1478 | 6.82 | 6.4242 | 5.9136 | 5.4688 | -0.010314 | -0.020192 | -0.01255 | -0.0036285 | -0.0022678 | -0.030705 | -0.013102 | -0.011528 | -0.0097612 | -0.0039086 | -0.0019709 | 0.0014417 | 0.0020201 | 0.018836 | 0.14864 | 0.14786 | 0.12399 | 0.10587 | 0.0016033 | -0.029033 | -0.035677 | -0.03604 | -0.031143 | -0.032028 | 45.6796 | 45.3122 | 45.0875 | 44.731 | 44.6533 | 43.9291 | 43.4296 | 43.5485 | 44.7744 | 48.1513 | 51.3034 | 53.708 | 55.3687 | 56.334 | 56.9986 | 57.297 | 56.861 | 55.8497 | 53.7022 | 51.477 | 49.8488 | 48.4696 | 47.3488 | 46.1487 | 0.068285 | 0.060814 | 0.066418 | 0.079348 | 0.10285 | 0.082579 | 0.080818 | 0.084018 | 0.090603 | 0.08562 | 0.082957 | 0.092039 | 0.094646 | 0.10393 | 0.11339 | 0.11095 | 0.10853 | 0.095445 | 0.081726 | 0.080618 | 0.072027 | 0.071827 | 0.075131 | 0.073494
Portfolio Adjusted1-in-10AllOther2021March Monthly Peak | Portfolio Adjusted | 1-in-10 | All | Other | 2021 | March Monthly Peak | 3 | 5.3865 | 5.2099 | 5.0729 | 5.0585 | 5.2863 | 5.929 | 6.9199 | 7.5161 | 8.1613 | 8.6481 | 9.1199 | 9.3799 | 9.46 | 9.6664 | 9.6135 | 9.2894 | 8.8037 | 8.2211 | 7.8238 | 7.6852 | 7.342 | 6.8577 | 6.2675 | 5.8412 | -0.010743 | -0.021038 | -0.013066 | -0.0037456 | -0.0023217 | -0.031085 | -0.013279 | -0.011721 | -0.0098917 | -0.0040188 | -0.0020652 | 0.0015357 | 0.0021888 | 0.020501 | 0.1647 | 0.16535 | 0.1378 | 0.11324 | 0.0016747 | -0.030999 | -0.038157 | -0.038192 | -0.032993 | -0.033878 | 56.2302 | 55.0652 | 54.2522 | 53.2998 | 52.5617 | 51.7526 | 51.1379 | 51.6069 | 55.2681 | 60.695 | 65.9831 | 70.2998 | 73.1518 | 74.7489 | 75.5622 | 75.9461 | 75.5833 | 74.1642 | 71.4893 | 67.6424 | 64.2214 | 61.4038 | 59.2532 | 57.6325 | 0.07114 | 0.063374 | 0.069151 | 0.081911 | 0.10529 | 0.083611 | 0.08192 | 0.085407 | 0.091788 | 0.088009 | 0.08691 | 0.09804 | 0.10257 | 0.11315 | 0.12434 | 0.12205 | 0.11835 | 0.10123 | 0.085346 | 0.086067 | 0.07702 | 0.076109 | 0.079581 | 0.07775
Portfolio Adjusted1-in-10AllOther2021April Monthly Peak | Portfolio Adjusted | 1-in-10 | All | Other | 2021 | April Monthly Peak | 4 | 5.6385 | 5.4421 | 5.2878 | 5.2621 | 5.5032 | 6.1517 | 6.9923 | 7.7663 | 8.6975 | 9.4171 | 10.0955 | 10.4515 | 10.6018 | 10.8064 | 10.7288 | 10.3537 | 9.7588 | 8.9584 | 8.2391 | 8.0914 | 7.8473 | 7.3118 | 6.6595 | 6.1959 | -0.010576 | -0.014979 | -0.0096846 | -0.0059658 | -0.0060203 | -0.021383 | -0.012392 | -0.017906 | -0.013401 | -0.0093357 | -0.014531 | -0.0070686 | -0.0036797 | 0.026867 | 0.17933 | 0.18587 | 0.16277 | 0.13386 | 0.022717 | -0.011918 | -0.020884 | -0.026236 | -0.029242 | -0.031999 | 66.8691 | 65.4606 | 63.7777 | 62.6184 | 61.4616 | 60.3603 | 59.7691 | 59.7458 | 63.1758 | 69.4803 | 75.7916 | 81.0715 | 84.2049 | 86.2509 | 87.4901 | 88.1472 | 87.9692 | 87.2588 | 85.1844 | 82.0483 | 77.8995 | 74.1877 | 71.4326 | 69.7693 | 0.068787 | 0.061253 | 0.066851 | 0.079179 | 0.10212 | 0.08114 | 0.077842 | 0.08229 | 0.090311 | 0.088051 | 0.0877 | 0.098887 | 0.10383 | 0.1142 | 0.12531 | 0.12278 | 0.11857 | 0.099946 | 0.082284 | 0.083355 | 0.07543 | 0.074476 | 0.077774 | 0.07613
Portfolio Adjusted1-in-10AllOther2021May Monthly Peak | Portfolio Adjusted | 1-in-10 | All | Other | 2021 | May Monthly Peak | 5 | 5.7472 | 5.5494 | 5.3974 | 5.3683 | 5.6297 | 6.2842 | 7.0582 | 8.037 | 9.1039 | 9.9323 | 10.6533 | 11.0267 | 11.1268 | 11.2904 | 11.1761 | 10.7738 | 10.1428 | 9.2754 | 8.4779 | 8.1678 | 8.0324 | 7.5009 | 6.8336 | 6.3527 | -0.010459 | -0.013693 | -0.0089906 | -0.0064024 | -0.0067764 | -0.019491 | -0.012239 | -0.019411 | -0.014326 | -0.010629 | -0.017409 | -0.0089979 | -0.0049574 | 0.028341 | 0.18415 | 0.19175 | 0.16957 | 0.13916 | 0.026857 | -0.0079639 | -0.017196 | -0.023629 | -0.028371 | -0.031509 | 71.1418 | 69.4733 | 68.1519 | 66.7867 | 65.4901 | 64.559 | 64.0097 | 64.4299 | 67.8493 | 73.3906 | 79.3169 | 83.5446 | 87.0052 | 89.3277 | 90.7547 | 91.324 | 90.9972 | 90.3201 | 88.5918 | 86.1056 | 82.3091 | 78.2177 | 75.267 | 72.4506 | 0.068442 | 0.061099 | 0.066911 | 0.079291 | 0.10265 | 0.081656 | 0.077904 | 0.083634 | 0.092233 | 0.090499 | 0.090048 | 0.10137 | 0.1059 | 0.11609 | 0.12718 | 0.12421 | 0.11979 | 0.1004 | 0.082291 | 0.082324 | 0.075081 | 0.074313 | 0.077866 | 0.076281
Portfolio Adjusted1-in-10AllOther2021June Monthly Peak | Portfolio Adjusted | 1-in-10 | All | Other | 2021 | June Monthly Peak | 6 | 6.0163 | 5.8017 | 5.6359 | 5.5951 | 5.8363 | 6.4761 | 7.2816 | 8.3386 | 9.4666 | 10.3336 | 11.0843 | 11.4571 | 11.4874 | 11.6362 | 11.5157 | 11.1707 | 10.612 | 9.7652 | 8.9794 | 8.5057 | 8.3601 | 7.8557 | 7.1272 | 6.592 | -0.010838 | -0.013769 | -0.0090837 | -0.0067718 | -0.0072337 | -0.019236 | -0.012338 | -0.019879 | -0.014494 | -0.010847 | -0.017996 | -0.0094071 | -0.0051869 | 0.027694 | 0.18268 | 0.19284 | 0.17336 | 0.14334 | 0.028541 | -0.0067748 | -0.016275 | -0.023245 | -0.028525 | -0.031911 | 73.7209 | 72.199 | 71.0926 | 69.7223 | 68.8875 | 67.3967 | 66.5338 | 67.3457 | 71.4617 | 76.913 | 81.9951 | 85.6081 | 88.142 | 90.0017 | 91.3451 | 92.0845 | 92.466 | 91.9066 | 90.6301 | 88.5564 | 85.4188 | 81.6003 | 79.0103 | 77.1069 | 0.071103 | 0.063352 | 0.069415 | 0.082136 | 0.10596 | 0.083453 | 0.078949 | 0.08404 | 0.092095 | 0.089669 | 0.08911 | 0.099849 | 0.10289 | 0.1123 | 0.12274 | 0.12136 | 0.11823 | 0.10003 | 0.083387 | 0.083015 | 0.076312 | 0.075845 | 0.079189 | 0.077765
Portfolio Adjusted1-in-10AllOther2021July Monthly Peak | Portfolio Adjusted | 1-in-10 | All | Other | 2021 | July Monthly Peak | 7 | 6.1844 | 5.9731 | 5.8198 | 5.7688 | 6.0281 | 6.7397 | 7.6151 | 8.6548 | 9.7821 | 10.675 | 11.4252 | 11.7793 | 11.8114 | 11.9873 | 11.87 | 11.5241 | 10.9827 | 10.122 | 9.2514 | 8.7692 | 8.6189 | 8.0947 | 7.3431 | 6.7679 | -0.010799 | -0.011284 | -0.0077309 | -0.0077897 | -0.008914 | -0.015337 | -0.012272 | -0.022661 | -0.015896 | -0.013001 | -0.02303 | -0.012869 | -0.007521 | 0.029648 | 0.18539 | 0.19842 | 0.18218 | 0.15199 | 0.037238 | 0.001038 | -0.008987 | -0.018201 | -0.026971 | -0.030992 | 75.4479 | 74.3566 | 73.2598 | 72.2542 | 71.4277 | 70.5112 | 69.8447 | 70.156 | 73.4854 | 78.5266 | 83.4515 | 87.3029 | 89.9507 | 91.7403 | 92.6021 | 92.8394 | 92.6409 | 92.0329 | 90.5255 | 88.2668 | 85.4589 | 82.392 | 80.1805 | 78.6963 | 0.072551 | 0.06488 | 0.071414 | 0.084351 | 0.10914 | 0.08626 | 0.081724 | 0.086185 | 0.09376 | 0.09122 | 0.09026 | 0.10068 | 0.10352 | 0.11334 | 0.12399 | 0.12284 | 0.12 | 0.1021 | 0.084754 | 0.084854 | 0.078256 | 0.077737 | 0.081043 | 0.079238
Portfolio Adjusted1-in-10AllOther2021August Monthly Peak | Portfolio Adjusted | 1-in-10 | All | Other | 2021 | August Monthly Peak | 8 | 6.2924 | 6.0692 | 5.8964 | 5.8678 | 6.1453 | 6.8906 | 7.8494 | 8.8983 | 10.1205 | 11.0615 | 11.8676 | 12.2636 | 12.3079 | 12.4901 | 12.3527 | 11.929 | 11.2836 | 10.326 | 9.4235 | 9.0081 | 8.7793 | 8.1911 | 7.449 | 6.8718 | -0.010938 | -0.0097662 | -0.0068564 | -0.0085422 | -0.010119 | -0.012894 | -0.012481 | -0.025312 | -0.017619 | -0.015155 | -0.027794 | -0.016082 | -0.009659 | 0.033124 | 0.19609 | 0.2096 | 0.19213 | 0.15937 | 0.043909 | 0.0062657 | -0.0042582 | -0.015019 | -0.02627 | -0.030935 | 76.1056 | 75.0347 | 73.7002 | 72.7142 | 71.793 | 71.0578 | 70.3883 | 70.2353 | 72.9596 | 78.091 | 82.7814 | 87.0594 | 90.2897 | 92.4361 | 93.7356 | 94.0914 | 93.6432 | 92.7643 | 91.5488 | 89.3366 | 85.7958 | 82.8651 | 81.0113 | 79.1781 | 0.075069 | 0.066996 | 0.07337 | 0.08722 | 0.11304 | 0.089648 | 0.085825 | 0.091104 | 0.10004 | 0.097654 | 0.096844 | 0.10858 | 0.11212 | 0.12291 | 0.13421 | 0.13169 | 0.12687 | 0.10665 | 0.088295 | 0.088585 | 0.080828 | 0.080099 | 0.083766 | 0.082117
Portfolio Adjusted1-in-10AllOther2021September Monthly Peak | Portfolio Adjusted | 1-in-10 | All | Other | 2021 | September Monthly Peak | 9 | 6.2628 | 6.0729 | 5.9166 | 5.8948 | 6.2003 | 6.9642 | 8.064 | 9.0825 | 10.4589 | 11.5202 | 12.3775 | 12.7884 | 12.7977 | 12.9727 | 12.7898 | 12.2693 | 11.523 | 10.4802 | 9.5564 | 9.3056 | 8.8214 | 8.2227 | 7.4247 | 6.8637 | -0.010675 | -0.0065061 | -0.0050285 | -0.0096801 | -0.012118 | -0.0076567 | -0.012264 | -0.029176 | -0.020227 | -0.018934 | -0.036389 | -0.02186 | -0.01344 | 0.037822 | 0.20619 | 0.22152 | 0.20497 | 0.16995 | 0.055951 | 0.016532 | 0.0049714 | -0.0086315 | -0.024028 | -0.02955 | 76.6403 | 75.4095 | 74.0185 | 73.0945 | 72.0171 | 70.9192 | 70.1775 | 69.9824 | 72.2511 | 77.379 | 83.0136 | 87.9606 | 91.8248 | 94.2671 | 94.9682 | 95.6228 | 95.5914 | 94.6742 | 92.9261 | 89.8876 | 85.5486 | 82.4409 | 80.2973 | 78.5126 | 0.077201 | 0.06929 | 0.07621 | 0.090768 | 0.11841 | 0.09377 | 0.090743 | 0.097 | 0.10898 | 0.10774 | 0.10703 | 0.11991 | 0.12326 | 0.13505 | 0.14729 | 0.14337 | 0.13695 | 0.11425 | 0.09418 | 0.09512 | 0.085059 | 0.084371 | 0.087183 | 0.085309
Portfolio Adjusted1-in-10AllOther2021October Monthly Peak | Portfolio Adjusted | 1-in-10 | All | Other | 2021 | October Monthly Peak | 10 | 5.9112 | 5.7145 | 5.5703 | 5.5352 | 5.7939 | 6.4936 | 7.5756 | 8.3357 | 9.3594 | 10.2534 | 10.9934 | 11.4228 | 11.5245 | 11.7283 | 11.6184 | 11.1668 | 10.4552 | 9.5454 | 9.014 | 8.648 | 8.1692 | 7.6181 | 6.9206 | 6.4251 | -0.010883 | -0.013118 | -0.0087168 | -0.0070796 | -0.0077406 | -0.018336 | -0.012793 | -0.021293 | -0.015507 | -0.012099 | -0.020609 | -0.011164 | -0.0063797 | 0.030901 | 0.19333 | 0.20197 | 0.17847 | 0.1469 | 0.032721 | -0.0047779 | -0.014445 | -0.022064 | -0.028291 | -0.031773 | 72.2791 | 71.097 | 69.9144 | 68.5378 | 67.5104 | 66.4363 | 66.0094 | 65.5846 | 66.3693 | 71.1936 | 76.8886 | 81.7339 | 85.1605 | 87.606 | 88.7736 | 89.0693 | 88.4351 | 86.9253 | 84.3697 | 81.1505 | 77.9752 | 75.6335 | 73.776 | 72.2655 | 0.071746 | 0.063905 | 0.069993 | 0.082863 | 0.10715 | 0.08503 | 0.082705 | 0.087031 | 0.096152 | 0.094853 | 0.094519 | 0.10708 | 0.11189 | 0.12279 | 0.13452 | 0.13135 | 0.1255 | 0.10531 | 0.088168 | 0.087473 | 0.077965 | 0.077086 | 0.080139 | 0.078335
Portfolio Adjusted1-in-10AllOther2021November Monthly Peak | Portfolio Adjusted | 1-in-10 | All | Other | 2021 | November Monthly Peak | 11 | 5.3848 | 5.2227 | 5.096 | 5.0671 | 5.3293 | 5.9851 | 6.7722 | 7.461 | 8.2139 | 8.7344 | 9.1888 | 9.4143 | 9.4445 | 9.5703 | 9.4285 | 9.0468 | 8.5969 | 8.3642 | 7.8458 | 7.4345 | 7.0726 | 6.6346 | 6.1084 | 5.7543 | -0.010772 | -0.021134 | -0.0131 | -0.0037464 | -0.0023442 | -0.031623 | -0.013241 | -0.011718 | -0.0099897 | -0.0040819 | -0.0020929 | 0.0015533 | 0.0022078 | 0.020578 | 0.16294 | 0.16273 | 0.13597 | 0.11527 | 0.0016798 | -0.030354 | -0.037222 | -0.037366 | -0.032441 | -0.033562 | 59.4189 | 58.0339 | 56.8549 | 55.5784 | 54.8121 | 54.3147 | 53.6942 | 53.3297 | 55.6269 | 60.1375 | 65.5966 | 69.8642 | 72.7136 | 74.4111 | 75.5415 | 75.8657 | 74.9489 | 72.6564 | 69.8225 | 66.5684 | 64.2369 | 62.6854 | 61.1468 | 60.0148 | 0.071331 | 0.063665 | 0.069329 | 0.081931 | 0.10632 | 0.085045 | 0.081644 | 0.085374 | 0.092694 | 0.089384 | 0.088072 | 0.099155 | 0.10345 | 0.11355 | 0.12393 | 0.12126 | 0.11836 | 0.10316 | 0.085606 | 0.084262 | 0.075119 | 0.074452 | 0.078241 | 0.077019
Portfolio Adjusted1-in-10AllOther2021December Monthly Peak | Portfolio Adjusted | 1-in-10 | All | Other | 2021 | December Monthly Peak | 12 | 5.156 | 5.0436 | 4.9566 | 4.9578 | 5.2061 | 6.0187 | 7.1068 | 7.7958 | 8.5697 | 8.8843 | 8.9483 | 8.7782 | 8.4287 | 8.3038 | 7.9676 | 7.5966 | 7.5359 | 7.6246 | 7.337 | 7.0255 | 6.7459 | 6.4363 | 5.9772 | 5.4883 | -0.010224 | -0.019945 | -0.012441 | -0.0035654 | -0.0022394 | -0.030446 | -0.012936 | -0.011443 | -0.009712 | -0.0038859 | -0.0019332 | 0.0013911 | 0.0019257 | 0.017674 | 0.13801 | 0.13806 | 0.11907 | 0.10432 | 0.0015527 | -0.028306 | -0.03488 | -0.035483 | -0.030684 | -0.031531 | 40.847 | 40.1562 | 39.8849 | 39.3927 | 38.9481 | 38.3501 | 38.1624 | 37.9619 | 38.5408 | 41.3548 | 44.1401 | 46.7072 | 48.3945 | 49.2463 | 49.6538 | 49.624 | 48.8884 | 47.2859 | 45.5304 | 44.255 | 43.2785 | 42.2483 | 41.8499 | 41.4012 | 0.067714 | 0.060124 | 0.065862 | 0.077991 | 0.10158 | 0.081949 | 0.079865 | 0.08345 | 0.090207 | 0.08519 | 0.081441 | 0.088864 | 0.090257 | 0.097539 | 0.10507 | 0.10384 | 0.10402 | 0.092732 | 0.079163 | 0.07862 | 0.070448 | 0.070748 | 0.074064 | 0.072376
Portfolio Adjusted1-in-10AllOther2021Typical Event Day | Portfolio Adjusted | 1-in-10 | All | Other | 2021 | Typical Event Day | 8 | 6.2708 | 6.0482 | 5.8746 | 5.846 | 6.1227 | 6.8623 | 7.8132 | 8.8465 | 10.0453 | 10.9663 | 11.7596 | 12.1509 | 12.1976 | 12.3827 | 12.2521 | 11.8358 | 11.1952 | 10.2478 | 9.3601 | 8.9503 | 8.7277 | 8.1446 | 7.4085 | 6.8386 | -0.010969 | -0.010512 | -0.0072727 | -0.0082728 | -0.0096669 | -0.014103 | -0.012566 | -0.024529 | -0.017172 | -0.014468 | -0.026175 | -0.014966 | -0.0089085 | 0.032353 | 0.19468 | 0.20752 | 0.18938 | 0.15693 | 0.04133 | 0.0039984 | -0.0063676 | -0.016489 | -0.026746 | -0.031197 | 75.4787 | 74.25 | 73.0178 | 71.9463 | 71.0313 | 69.9712 | 69.2361 | 69.4298 | 72.5394 | 77.7274 | 82.8104 | 86.9828 | 90.0518 | 92.1113 | 93.1627 | 93.6595 | 93.5854 | 92.8445 | 91.4076 | 89.0118 | 85.5555 | 82.3246 | 80.1248 | 78.3735 | 0.074536 | 0.066524 | 0.072807 | 0.086541 | 0.11215 | 0.088946 | 0.085154 | 0.090301 | 0.099015 | 0.096536 | 0.095688 | 0.10728 | 0.11079 | 0.12148 | 0.13269 | 0.13022 | 0.12548 | 0.10553 | 0.087436 | 0.087744 | 0.08009 | 0.079377 | 0.083036 | 0.081411
Portfolio Adjusted1-in-10AllOther2022January Monthly Peak | Portfolio Adjusted | 1-in-10 | All | Other | 2022 | January Monthly Peak | 1 | 4.9953 | 4.9245 | 4.8512 | 4.887 | 5.1304 | 6.0826 | 7.3864 | 8.1502 | 8.9549 | 9.2489 | 9.2412 | 9.011 | 8.5051 | 8.3344 | 7.9083 | 7.4586 | 7.412 | 7.5883 | 7.3644 | 7.0295 | 6.7329 | 6.4006 | 5.9399 | 5.3619 | -0.010198 | -0.019929 | -0.01245 | -0.0036076 | -0.0022782 | -0.031119 | -0.01334 | -0.011871 | -0.010086 | -0.0040035 | -0.0019851 | 0.00142 | 0.0019462 | 0.017838 | 0.13861 | 0.1375 | 0.11774 | 0.10412 | 0.001566 | -0.028447 | -0.034952 | -0.035522 | -0.03079 | -0.03175 | 37.5045 | 36.7485 | 36.2113 | 35.3928 | 34.8826 | 34.387 | 33.9101 | 33.6096 | 34.1858 | 37.2661 | 40.6182 | 43.1377 | 44.8163 | 46.0844 | 47.081 | 47.2534 | 47.0436 | 46.0726 | 44.2163 | 42.8564 | 41.7213 | 41.0516 | 40.2602 | 39.6032 | 0.067491 | 0.060001 | 0.06589 | 0.078885 | 0.10331 | 0.08365 | 0.082314 | 0.086575 | 0.093688 | 0.087781 | 0.083629 | 0.090705 | 0.091211 | 0.098436 | 0.10557 | 0.10421 | 0.10346 | 0.092948 | 0.079852 | 0.079028 | 0.070617 | 0.070842 | 0.074326 | 0.072839
Portfolio Adjusted1-in-10AllOther2022February Monthly Peak | Portfolio Adjusted | 1-in-10 | All | Other | 2022 | February Monthly Peak | 2 | 5.1262 | 4.998 | 4.893 | 4.9204 | 5.1654 | 5.9191 | 6.9407 | 7.5419 | 8.2485 | 8.5817 | 8.7971 | 8.8208 | 8.6497 | 8.7083 | 8.52 | 8.142 | 7.8169 | 7.6486 | 7.5368 | 7.1587 | 6.8305 | 6.4343 | 5.923 | 5.4778 | -0.010345 | -0.020251 | -0.012586 | -0.0036391 | -0.0022744 | -0.030795 | -0.013141 | -0.011562 | -0.0097898 | -0.00392 | -0.0019767 | 0.001446 | 0.002026 | 0.018891 | 0.14899 | 0.1482 | 0.12426 | 0.10609 | 0.001608 | -0.029118 | -0.035782 | -0.036145 | -0.031234 | -0.032122 | 45.6798 | 45.3125 | 45.0877 | 44.7311 | 44.6535 | 43.9293 | 43.4298 | 43.5486 | 44.7746 | 48.1515 | 51.3036 | 53.7083 | 55.369 | 56.3343 | 56.9989 | 57.2972 | 56.8612 | 55.8499 | 53.7024 | 51.4772 | 49.849 | 48.4699 | 47.3491 | 46.149 | 0.068484 | 0.06099 | 0.066612 | 0.07958 | 0.10315 | 0.082818 | 0.081053 | 0.084262 | 0.090867 | 0.085869 | 0.083198 | 0.092307 | 0.094922 | 0.10423 | 0.11372 | 0.11127 | 0.10885 | 0.095724 | 0.081964 | 0.080853 | 0.072236 | 0.072036 | 0.07535 | 0.073708
Portfolio Adjusted1-in-10AllOther2022March Monthly Peak | Portfolio Adjusted | 1-in-10 | All | Other | 2022 | March Monthly Peak | 3 | 5.3953 | 5.2185 | 5.0812 | 5.0668 | 5.2951 | 5.9391 | 6.932 | 7.5292 | 8.175 | 8.6621 | 9.1344 | 9.3946 | 9.4746 | 9.6812 | 9.628 | 9.3032 | 8.8166 | 8.2333 | 7.8356 | 7.6968 | 7.3532 | 6.8683 | 6.2775 | 5.8508 | -0.010775 | -0.0211 | -0.013105 | -0.0037566 | -0.0023285 | -0.031176 | -0.013318 | -0.011756 | -0.0099207 | -0.0040306 | -0.0020712 | 0.0015402 | 0.0021952 | 0.020561 | 0.16509 | 0.16572 | 0.13809 | 0.11348 | 0.0016796 | -0.03109 | -0.038268 | -0.038304 | -0.03309 | -0.033978 | 56.2304 | 55.0655 | 54.2525 | 53.3001 | 52.562 | 51.7528 | 51.1381 | 51.6071 | 55.2684 | 60.6952 | 65.9833 | 70.3 | 73.152 | 74.7491 | 75.5624 | 75.9463 | 75.5835 | 74.1643 | 71.4894 | 67.6425 | 64.2216 | 61.404 | 59.2534 | 57.6327 | 0.071347 | 0.063557 | 0.069353 | 0.08215 | 0.1056 | 0.083853 | 0.082158 | 0.085656 | 0.092055 | 0.088265 | 0.087163 | 0.098325 | 0.10287 | 0.11347 | 0.12471 | 0.12241 | 0.11869 | 0.10153 | 0.085595 | 0.086318 | 0.077244 | 0.076331 | 0.079813 | 0.077976
Portfolio Adjusted1-in-10AllOther2022April Monthly Peak | Portfolio Adjusted | 1-in-10 | All | Other | 2022 | April Monthly Peak | 4 | 5.6476 | 5.4509 | 5.2964 | 5.2707 | 5.5123 | 6.1621 | 7.0046 | 7.7798 | 8.7119 | 9.432 | 10.1111 | 10.4673 | 10.6175 | 10.8224 | 10.7444 | 10.3684 | 9.7726 | 8.9712 | 8.2512 | 8.1033 | 7.8589 | 7.323 | 6.6699 | 6.2059 | -0.010607 | -0.015023 | -0.009713 | -0.0059833 | -0.0060379 | -0.021446 | -0.012428 | -0.017958 | -0.01344 | -0.0093631 | -0.014573 | -0.0070893 | -0.0036904 | 0.026946 | 0.17974 | 0.18628 | 0.16312 | 0.13415 | 0.022784 | -0.011953 | -0.020946 | -0.026313 | -0.029327 | -0.032093 | 66.8693 | 65.4608 | 63.7779 | 62.6187 | 61.4618 | 60.3606 | 59.7693 | 59.7461 | 63.1761 | 69.4805 | 75.7917 | 81.0716 | 84.205 | 86.251 | 87.4901 | 88.1473 | 87.9692 | 87.2588 | 85.1844 | 82.0482 | 77.8995 | 74.1877 | 71.4326 | 69.7693 | 0.068986 | 0.061429 | 0.067046 | 0.07941 | 0.10242 | 0.081374 | 0.078068 | 0.08253 | 0.090573 | 0.088307 | 0.087954 | 0.099174 | 0.10413 | 0.11453 | 0.12568 | 0.12314 | 0.11891 | 0.10024 | 0.082524 | 0.083598 | 0.075649 | 0.074693 | 0.078 | 0.076351
Portfolio Adjusted1-in-10AllOther2022May Monthly Peak | Portfolio Adjusted | 1-in-10 | All | Other | 2022 | May Monthly Peak | 5 | 5.7563 | 5.5583 | 5.406 | 5.3769 | 5.6388 | 6.2948 | 7.0704 | 8.0508 | 9.1186 | 9.9477 | 10.6693 | 11.0429 | 11.1429 | 11.3066 | 11.1919 | 10.7888 | 10.1567 | 9.2882 | 8.4901 | 8.1797 | 8.0441 | 7.512 | 6.844 | 6.3627 | -0.01049 | -0.013733 | -0.0090169 | -0.0064211 | -0.0067962 | -0.019548 | -0.012275 | -0.019468 | -0.014368 | -0.01066 | -0.01746 | -0.0090243 | -0.0049719 | 0.028424 | 0.18457 | 0.19218 | 0.16993 | 0.13946 | 0.026935 | -0.0079873 | -0.017246 | -0.023698 | -0.028454 | -0.031601 | 71.1417 | 69.4733 | 68.1518 | 66.7867 | 65.4901 | 64.559 | 64.0098 | 64.4299 | 67.8493 | 73.3906 | 79.3169 | 83.5446 | 87.0052 | 89.3277 | 90.7546 | 91.3239 | 90.9972 | 90.32 | 88.5917 | 86.1055 | 82.309 | 78.2177 | 75.2669 | 72.4506 | 0.06864 | 0.061275 | 0.067106 | 0.079522 | 0.10295 | 0.081892 | 0.07813 | 0.083877 | 0.092501 | 0.090761 | 0.090308 | 0.10167 | 0.10621 | 0.11642 | 0.12755 | 0.12457 | 0.12014 | 0.10069 | 0.08253 | 0.082564 | 0.075299 | 0.074529 | 0.078093 | 0.076503
Portfolio Adjusted1-in-10AllOther2022June Monthly Peak | Portfolio Adjusted | 1-in-10 | All | Other | 2022 | June Monthly Peak | 6 | 6.0258 | 5.8109 | 5.6448 | 5.604 | 5.8457 | 6.4869 | 7.294 | 8.3524 | 9.4813 | 10.3487 | 11.1001 | 11.473 | 11.503 | 11.6519 | 11.5309 | 11.1852 | 10.6257 | 9.778 | 8.9917 | 8.5176 | 8.3719 | 7.8671 | 7.1378 | 6.6022 | -0.01087 | -0.013809 | -0.0091103 | -0.0067916 | -0.0072549 | -0.019292 | -0.012374 | -0.019937 | -0.014537 | -0.010879 | -0.018049 | -0.0094347 | -0.0052021 | 0.027775 | 0.18309 | 0.19326 | 0.17371 | 0.14364 | 0.028625 | -0.0067947 | -0.016322 | -0.023313 | -0.028609 | -0.032005 | 73.7207 | 72.1988 | 71.0924 | 69.7222 | 68.8873 | 67.3965 | 66.5337 | 67.3456 | 71.4616 | 76.9128 | 81.9949 | 85.6079 | 88.1419 | 90.0016 | 91.3449 | 92.0844 | 92.4659 | 91.9064 | 90.6299 | 88.5562 | 85.4186 | 81.6001 | 79.0101 | 77.1067 | 0.071309 | 0.063534 | 0.069617 | 0.082375 | 0.10627 | 0.083694 | 0.079178 | 0.084284 | 0.092363 | 0.089929 | 0.089367 | 0.10014 | 0.10318 | 0.11263 | 0.1231 | 0.12171 | 0.11858 | 0.10032 | 0.08363 | 0.083256 | 0.076533 | 0.076065 | 0.07942 | 0.077991
Portfolio Adjusted1-in-10AllOther2022July Monthly Peak | Portfolio Adjusted | 1-in-10 | All | Other | 2022 | July Monthly Peak | 7 | 6.1939 | 5.9824 | 5.829 | 5.7779 | 6.0378 | 6.7508 | 7.6279 | 8.6689 | 9.797 | 10.6904 | 11.4411 | 11.7952 | 11.8269 | 12.003 | 11.8853 | 11.5387 | 10.9965 | 10.135 | 9.2638 | 8.7813 | 8.6309 | 8.1062 | 7.3539 | 6.7782 | -0.010831 | -0.011317 | -0.0077535 | -0.0078125 | -0.0089401 | -0.015382 | -0.012308 | -0.022728 | -0.015942 | -0.013039 | -0.023097 | -0.012907 | -0.0075431 | 0.029734 | 0.1858 | 0.19885 | 0.18256 | 0.15231 | 0.037347 | 0.001041 | -0.0090133 | -0.018254 | -0.02705 | -0.031083 | 75.4478 | 74.3565 | 73.2597 | 72.2541 | 71.4276 | 70.5111 | 69.8446 | 70.1559 | 73.4853 | 78.5265 | 83.4514 | 87.3027 | 89.9504 | 91.7401 | 92.6019 | 92.8392 | 92.6407 | 92.0328 | 90.5253 | 88.2666 | 85.4587 | 82.3918 | 80.1803 | 78.6962 | 0.072761 | 0.065067 | 0.071622 | 0.084597 | 0.10946 | 0.086509 | 0.081961 | 0.086436 | 0.094032 | 0.091484 | 0.09052 | 0.10097 | 0.10382 | 0.11367 | 0.12435 | 0.1232 | 0.12035 | 0.1024 | 0.085 | 0.0851 | 0.078483 | 0.077963 | 0.081279 | 0.079467
Portfolio Adjusted1-in-10AllOther2022August Monthly Peak | Portfolio Adjusted | 1-in-10 | All | Other | 2022 | August Monthly Peak | 8 | 6.3023 | 6.0787 | 5.9057 | 5.8771 | 6.1552 | 6.902 | 7.8627 | 8.9131 | 10.1362 | 11.0778 | 11.8845 | 12.2806 | 12.3247 | 12.507 | 12.3691 | 11.9446 | 11.2981 | 10.3394 | 9.4363 | 9.0206 | 8.7916 | 8.2029 | 7.4601 | 6.8824 | -0.01097 | -0.0097948 | -0.0068764 | -0.0085672 | -0.010149 | -0.012931 | -0.012518 | -0.025386 | -0.017671 | -0.015199 | -0.027876 | -0.016129 | -0.0096873 | 0.033221 | 0.19652 | 0.21006 | 0.19253 | 0.15971 | 0.044037 | 0.006284 | -0.0042707 | -0.015063 | -0.026347 | -0.031026 | 76.1055 | 75.0346 | 73.7002 | 72.7141 | 71.793 | 71.0578 | 70.3883 | 70.2353 | 72.9596 | 78.091 | 82.7813 | 87.0593 | 90.2895 | 92.436 | 93.7355 | 94.0912 | 93.6431 | 92.7641 | 91.5487 | 89.3364 | 85.7956 | 82.8649 | 81.0111 | 79.1779 | 0.075287 | 0.067189 | 0.073583 | 0.087475 | 0.11337 | 0.089907 | 0.086074 | 0.091369 | 0.10033 | 0.097937 | 0.097124 | 0.10889 | 0.11245 | 0.12327 | 0.1346 | 0.13208 | 0.12724 | 0.10696 | 0.088552 | 0.088842 | 0.081062 | 0.080332 | 0.08401 | 0.082356
Portfolio Adjusted1-in-10AllOther2022September Monthly Peak | Portfolio Adjusted | 1-in-10 | All | Other | 2022 | September Monthly Peak | 9 | 6.2726 | 6.0826 | 5.9261 | 5.9042 | 6.2104 | 6.9758 | 8.0777 | 9.0978 | 10.4755 | 11.5377 | 12.3957 | 12.8067 | 12.8155 | 12.9908 | 12.8074 | 12.2858 | 11.5382 | 10.4942 | 9.5697 | 9.3187 | 8.834 | 8.2347 | 7.4358 | 6.8744 | -0.010706 | -0.0065251 | -0.0050432 | -0.0097085 | -0.012153 | -0.0076792 | -0.0123 | -0.029261 | -0.020286 | -0.01899 | -0.036496 | -0.021924 | -0.013479 | 0.037932 | 0.20665 | 0.22201 | 0.20541 | 0.17032 | 0.056115 | 0.016581 | 0.004986 | -0.0086568 | -0.024099 | -0.029636 | 76.6403 | 75.4096 | 74.0186 | 73.0946 | 72.0172 | 70.9193 | 70.1777 | 69.9826 | 72.2512 | 77.3791 | 83.0136 | 87.9606 | 91.8248 | 94.2672 | 94.9682 | 95.6228 | 95.5914 | 94.6742 | 92.9261 | 89.8876 | 85.5486 | 82.4409 | 80.2973 | 78.5126 | 0.077425 | 0.06949 | 0.076432 | 0.091032 | 0.11876 | 0.094041 | 0.091006 | 0.097282 | 0.10929 | 0.10806 | 0.10734 | 0.12026 | 0.12362 | 0.13544 | 0.14771 | 0.14379 | 0.13735 | 0.11459 | 0.094454 | 0.095397 | 0.085306 | 0.084616 | 0.087436 | 0.085556
Portfolio Adjusted1-in-10AllOther2022October Monthly Peak | Portfolio Adjusted | 1-in-10 | All | Other | 2022 | October Monthly Peak | 10 | 5.9208 | 5.7238 | 5.5794 | 5.5441 | 5.8035 | 6.5046 | 7.5886 | 8.3501 | 9.3748 | 10.2695 | 11.0103 | 11.44 | 11.5415 | 11.7455 | 11.6352 | 11.1826 | 10.4698 | 9.559 | 9.0271 | 8.6606 | 8.1813 | 7.6297 | 6.9314 | 6.4353 | -0.010915 | -0.013156 | -0.0087423 | -0.0071003 | -0.0077633 | -0.01839 | -0.012831 | -0.021355 | -0.015552 | -0.012135 | -0.020669 | -0.011196 | -0.0063984 | 0.030992 | 0.19377 | 0.20242 | 0.17885 | 0.14722 | 0.032817 | -0.0047919 | -0.014487 | -0.022129 | -0.028374 | -0.031866 | 72.2791 | 71.0971 | 69.9145 | 68.5379 | 67.5105 | 66.4364 | 66.0096 | 65.5848 | 66.3694 | 71.1937 | 76.8887 | 81.7339 | 85.1606 | 87.606 | 88.7736 | 89.0692 | 88.4351 | 86.9252 | 84.3696 | 81.1505 | 77.9751 | 75.6334 | 73.776 | 72.2655 | 0.071954 | 0.064089 | 0.070197 | 0.083105 | 0.10746 | 0.085276 | 0.082944 | 0.087284 | 0.096432 | 0.095129 | 0.094793 | 0.10739 | 0.11221 | 0.12314 | 0.13491 | 0.13173 | 0.12587 | 0.10562 | 0.088425 | 0.087728 | 0.078192 | 0.077311 | 0.080372 | 0.078562
Portfolio Adjusted1-in-10AllOther2022November Monthly Peak | Portfolio Adjusted | 1-in-10 | All | Other | 2022 | November Monthly Peak | 11 | 5.3937 | 5.2314 | 5.1043 | 5.0754 | 5.3381 | 5.9954 | 6.7843 | 7.4742 | 8.2278 | 8.7486 | 9.2035 | 9.4291 | 9.4592 | 9.5852 | 9.443 | 9.0605 | 8.6098 | 8.3766 | 7.8577 | 7.4459 | 7.0835 | 6.6451 | 6.1183 | 5.7638 | -0.010804 | -0.021195 | -0.013138 | -0.0037574 | -0.0023511 | -0.031715 | -0.013279 | -0.011752 | -0.010019 | -0.0040938 | -0.002099 | 0.0015579 | 0.0022143 | 0.020638 | 0.16333 | 0.1631 | 0.13625 | 0.11551 | 0.0016847 | -0.030443 | -0.037331 | -0.037476 | -0.032536 | -0.03366 | 59.4192 | 58.0341 | 56.8552 | 55.5787 | 54.8124 | 54.315 | 53.6945 | 53.3301 | 55.6272 | 60.1378 | 65.5969 | 69.8645 | 72.7139 | 74.4114 | 75.5418 | 75.8659 | 74.9492 | 72.6566 | 69.8227 | 66.5687 | 64.2371 | 62.6857 | 61.147 | 60.0151 | 0.071539 | 0.063849 | 0.069531 | 0.08217 | 0.10663 | 0.085292 | 0.081882 | 0.085623 | 0.092964 | 0.089644 | 0.088328 | 0.099443 | 0.10375 | 0.11388 | 0.1243 | 0.12161 | 0.11871 | 0.10346 | 0.085856 | 0.084508 | 0.075337 | 0.074669 | 0.078469 | 0.077244
Portfolio Adjusted1-in-10AllOther2022December Monthly Peak | Portfolio Adjusted | 1-in-10 | All | Other | 2022 | December Monthly Peak | 12 | 5.1644 | 5.0517 | 4.9645 | 4.9657 | 5.2146 | 6.0286 | 7.1185 | 7.8086 | 8.5831 | 8.8978 | 8.9618 | 8.7915 | 8.4415 | 8.3166 | 7.9799 | 7.6083 | 7.5473 | 7.6357 | 7.348 | 7.0361 | 6.7561 | 6.4462 | 5.9864 | 5.4972 | -0.010254 | -0.020003 | -0.012478 | -0.0035758 | -0.002246 | -0.030535 | -0.012974 | -0.011477 | -0.0097405 | -0.0038972 | -0.0019389 | 0.0013952 | 0.0019313 | 0.017725 | 0.13833 | 0.13838 | 0.11932 | 0.10454 | 0.0015573 | -0.028389 | -0.034982 | -0.035587 | -0.030774 | -0.031623 | 40.8473 | 40.1565 | 39.8852 | 39.393 | 38.9484 | 38.3503 | 38.1627 | 37.9622 | 38.5411 | 41.3551 | 44.1403 | 46.7074 | 48.3947 | 49.2465 | 49.654 | 49.6241 | 48.8885 | 47.286 | 45.5306 | 44.2552 | 43.2787 | 42.2486 | 41.8501 | 41.4014 | 0.067911 | 0.060297 | 0.066054 | 0.078218 | 0.10188 | 0.082186 | 0.080097 | 0.083693 | 0.09047 | 0.085437 | 0.081677 | 0.089122 | 0.09052 | 0.097823 | 0.10537 | 0.10414 | 0.10432 | 0.093002 | 0.079394 | 0.078849 | 0.070653 | 0.070954 | 0.074279 | 0.072586
Portfolio Adjusted1-in-10AllOther2022Typical Event Day | Portfolio Adjusted | 1-in-10 | All | Other | 2022 | Typical Event Day | 8 | 6.2806 | 6.0577 | 5.8839 | 5.8553 | 6.1326 | 6.8736 | 7.8264 | 8.8613 | 10.061 | 10.9825 | 11.7764 | 12.1678 | 12.2143 | 12.3994 | 12.2684 | 11.8513 | 11.2096 | 10.2612 | 9.3728 | 8.9627 | 8.7399 | 8.1564 | 7.4196 | 6.8492 | -0.011001 | -0.010542 | -0.007294 | -0.008297 | -0.0096952 | -0.014145 | -0.012603 | -0.024601 | -0.017222 | -0.01451 | -0.026251 | -0.015009 | -0.0089346 | 0.032448 | 0.19512 | 0.20797 | 0.18977 | 0.15726 | 0.041452 | 0.0040101 | -0.0063863 | -0.016538 | -0.026825 | -0.031288 | 75.4786 | 74.2499 | 73.0177 | 71.9462 | 71.0313 | 69.9712 | 69.2361 | 69.4298 | 72.5394 | 77.7274 | 82.8103 | 86.9826 | 90.0517 | 92.1112 | 93.1626 | 93.6594 | 93.5853 | 92.8444 | 91.4075 | 89.0117 | 85.5554 | 82.3245 | 80.1247 | 78.3733 | 0.074752 | 0.066715 | 0.073019 | 0.086793 | 0.11248 | 0.089203 | 0.085401 | 0.090563 | 0.099302 | 0.096815 | 0.095964 | 0.10759 | 0.11111 | 0.12183 | 0.13307 | 0.1306 | 0.12584 | 0.10584 | 0.08769 | 0.087999 | 0.080322 | 0.079607 | 0.083277 | 0.081647
Portfolio Adjusted1-in-10AllOther2023January Monthly Peak | Portfolio Adjusted | 1-in-10 | All | Other | 2023 | January Monthly Peak | 1 | 5.0037 | 4.9326 | 4.8591 | 4.895 | 5.139 | 6.0927 | 7.3985 | 8.1635 | 8.9688 | 9.2628 | 9.2551 | 9.0245 | 8.518 | 8.3473 | 7.9206 | 7.4704 | 7.4233 | 7.5995 | 7.3754 | 7.0402 | 6.7431 | 6.4105 | 5.9492 | 5.3708 | -0.010228 | -0.019987 | -0.012487 | -0.0036181 | -0.0022849 | -0.03121 | -0.013379 | -0.011906 | -0.010116 | -0.0040153 | -0.0019909 | 0.0014241 | 0.0019519 | 0.01789 | 0.13893 | 0.13781 | 0.118 | 0.10435 | 0.0015706 | -0.02853 | -0.035054 | -0.035626 | -0.03088 | -0.031843 | 37.5048 | 36.7488 | 36.2117 | 35.3931 | 34.8829 | 34.3873 | 33.9105 | 33.6099 | 34.1861 | 37.2664 | 40.6185 | 43.138 | 44.8166 | 46.0847 | 47.0813 | 47.2537 | 47.0439 | 46.0729 | 44.2166 | 42.8567 | 41.7216 | 41.0519 | 40.2605 | 39.6035 | 0.067687 | 0.060175 | 0.066082 | 0.079115 | 0.10361 | 0.083892 | 0.082552 | 0.086827 | 0.09396 | 0.088035 | 0.083872 | 0.090969 | 0.091476 | 0.098723 | 0.10588 | 0.10452 | 0.10376 | 0.093219 | 0.080084 | 0.079258 | 0.070822 | 0.071048 | 0.074543 | 0.073051
Portfolio Adjusted1-in-10AllOther2023February Monthly Peak | Portfolio Adjusted | 1-in-10 | All | Other | 2023 | February Monthly Peak | 2 | 5.1347 | 5.0063 | 4.901 | 4.9284 | 5.174 | 5.9291 | 6.9526 | 7.5549 | 8.2621 | 8.5953 | 8.811 | 8.8346 | 8.6632 | 8.722 | 8.5333 | 8.1546 | 7.8288 | 7.6602 | 7.5481 | 7.1696 | 6.841 | 6.4444 | 5.9324 | 5.4868 | -0.010375 | -0.020311 | -0.012623 | -0.0036498 | -0.0022811 | -0.030885 | -0.013179 | -0.011596 | -0.0098185 | -0.0039315 | -0.0019825 | 0.0014502 | 0.002032 | 0.018946 | 0.14934 | 0.14854 | 0.12452 | 0.10632 | 0.0016127 | -0.029204 | -0.035886 | -0.036251 | -0.031325 | -0.032216 | 45.68 | 45.3127 | 45.0879 | 44.7313 | 44.6536 | 43.9294 | 43.43 | 43.5488 | 44.7748 | 48.1517 | 51.3038 | 53.7086 | 55.3692 | 56.3346 | 56.9991 | 57.2975 | 56.8615 | 55.8502 | 53.7027 | 51.4775 | 49.8493 | 48.4701 | 47.3494 | 46.1493 | 0.068683 | 0.061166 | 0.066806 | 0.079812 | 0.10345 | 0.083058 | 0.081288 | 0.084508 | 0.091131 | 0.086119 | 0.08344 | 0.092576 | 0.095198 | 0.10453 | 0.11405 | 0.11159 | 0.10917 | 0.096003 | 0.082202 | 0.081088 | 0.072446 | 0.072246 | 0.075569 | 0.073922
Portfolio Adjusted1-in-10AllOther2023March Monthly Peak | Portfolio Adjusted | 1-in-10 | All | Other | 2023 | March Monthly Peak | 3 | 5.4041 | 5.2271 | 5.0896 | 5.0751 | 5.3039 | 5.9492 | 6.9441 | 7.5425 | 8.1888 | 8.6761 | 9.1489 | 9.4093 | 9.4892 | 9.6961 | 9.6425 | 9.317 | 8.8295 | 8.2455 | 7.8474 | 7.7084 | 7.3645 | 6.879 | 6.2875 | 5.8603 | -0.010806 | -0.021162 | -0.013143 | -0.0037676 | -0.0023353 | -0.031267 | -0.013357 | -0.01179 | -0.0099497 | -0.0040424 | -0.0020773 | 0.0015447 | 0.0022017 | 0.020621 | 0.16547 | 0.16609 | 0.13838 | 0.11373 | 0.0016845 | -0.031181 | -0.038381 | -0.038416 | -0.033187 | -0.034077 | 56.2307 | 55.0657 | 54.2527 | 53.3003 | 52.5623 | 51.7531 | 51.1384 | 51.6074 | 55.2686 | 60.6954 | 65.9835 | 70.3002 | 73.1522 | 74.7493 | 75.5626 | 75.9464 | 75.5836 | 74.1645 | 71.4896 | 67.6427 | 64.2218 | 61.4042 | 59.2536 | 57.6329 | 0.071554 | 0.06374 | 0.069555 | 0.082389 | 0.10591 | 0.084096 | 0.082396 | 0.085906 | 0.092323 | 0.088522 | 0.087416 | 0.098611 | 0.10317 | 0.11381 | 0.12507 | 0.12276 | 0.11904 | 0.10182 | 0.085845 | 0.086569 | 0.077469 | 0.076553 | 0.080046 | 0.078203
Portfolio Adjusted1-in-10AllOther2023April Monthly Peak | Portfolio Adjusted | 1-in-10 | All | Other | 2023 | April Monthly Peak | 4 | 5.6567 | 5.4598 | 5.3051 | 5.2792 | 5.5214 | 6.1726 | 7.0168 | 7.7934 | 8.7263 | 9.4469 | 10.1267 | 10.4831 | 10.6333 | 10.8384 | 10.76 | 10.3832 | 9.7864 | 8.984 | 8.2634 | 8.1153 | 7.8707 | 7.3341 | 6.6803 | 6.2158 | -0.010638 | -0.015067 | -0.0097415 | -0.0060008 | -0.0060556 | -0.021509 | -0.012464 | -0.018011 | -0.013479 | -0.0093905 | -0.014616 | -0.0071101 | -0.0037012 | 0.027025 | 0.18016 | 0.1867 | 0.16347 | 0.13445 | 0.022851 | -0.011988 | -0.021007 | -0.02639 | -0.029413 | -0.032187 | 66.8695 | 65.461 | 63.7781 | 62.6189 | 61.4621 | 60.3609 | 59.7696 | 59.7464 | 63.1763 | 69.4806 | 75.7918 | 81.0717 | 84.2051 | 86.2511 | 87.4902 | 88.1473 | 87.9692 | 87.2588 | 85.1844 | 82.0482 | 77.8994 | 74.1876 | 71.4326 | 69.7692 | 0.069186 | 0.061606 | 0.067241 | 0.079642 | 0.10272 | 0.081609 | 0.078294 | 0.08277 | 0.090837 | 0.088563 | 0.088209 | 0.099462 | 0.10444 | 0.11487 | 0.12604 | 0.1235 | 0.11926 | 0.10053 | 0.082764 | 0.083841 | 0.075869 | 0.07491 | 0.078227 | 0.076573
Portfolio Adjusted1-in-10AllOther2023May Monthly Peak | Portfolio Adjusted | 1-in-10 | All | Other | 2023 | May Monthly Peak | 5 | 5.7654 | 5.5672 | 5.4146 | 5.3855 | 5.648 | 6.3053 | 7.0828 | 8.0647 | 9.1334 | 9.963 | 10.6854 | 11.0591 | 11.159 | 11.3229 | 11.2078 | 10.8037 | 10.1707 | 9.3012 | 8.5023 | 8.1915 | 8.0557 | 7.5232 | 6.8545 | 6.3727 | -0.010521 | -0.013773 | -0.0090434 | -0.0064399 | -0.0068162 | -0.019605 | -0.012311 | -0.019525 | -0.014411 | -0.010691 | -0.017512 | -0.0090507 | -0.0049864 | 0.028507 | 0.18499 | 0.1926 | 0.17029 | 0.13976 | 0.027014 | -0.0080107 | -0.017297 | -0.023767 | -0.028538 | -0.031694 | 71.1416 | 69.4732 | 68.1518 | 66.7867 | 65.4901 | 64.5591 | 64.0098 | 64.43 | 67.8493 | 73.3906 | 79.3169 | 83.5446 | 87.0052 | 89.3276 | 90.7546 | 91.3239 | 90.9971 | 90.3199 | 88.5916 | 86.1053 | 82.3089 | 78.2176 | 75.2669 | 72.4506 | 0.068839 | 0.061451 | 0.067301 | 0.079754 | 0.10325 | 0.082128 | 0.078357 | 0.084121 | 0.09277 | 0.091024 | 0.09057 | 0.10196 | 0.10652 | 0.11676 | 0.12792 | 0.12494 | 0.12049 | 0.10098 | 0.08277 | 0.082804 | 0.075517 | 0.074745 | 0.07832 | 0.076725
Portfolio Adjusted1-in-10AllOther2023June Monthly Peak | Portfolio Adjusted | 1-in-10 | All | Other | 2023 | June Monthly Peak | 6 | 6.0352 | 5.8201 | 5.6538 | 5.6129 | 5.8551 | 6.4977 | 7.3065 | 8.3663 | 9.496 | 10.3639 | 11.1159 | 11.489 | 11.5186 | 11.6676 | 11.5462 | 11.1998 | 10.6394 | 9.7909 | 9.004 | 8.5295 | 8.3838 | 7.8784 | 7.1485 | 6.6124 | -0.010901 | -0.01385 | -0.009137 | -0.0068115 | -0.0072762 | -0.019348 | -0.01241 | -0.019996 | -0.014579 | -0.01091 | -0.018102 | -0.0094623 | -0.0052173 | 0.027856 | 0.18349 | 0.19367 | 0.17407 | 0.14394 | 0.028709 | -0.0068146 | -0.01637 | -0.023382 | -0.028693 | -0.032098 | 73.7205 | 72.1986 | 71.0922 | 69.722 | 68.8871 | 67.3964 | 66.5336 | 67.3455 | 71.4615 | 76.9127 | 81.9947 | 85.6078 | 88.1417 | 90.0014 | 91.3448 | 92.0842 | 92.4657 | 91.9062 | 90.6297 | 88.556 | 85.4184 | 81.5999 | 79.0099 | 77.1065 | 0.071516 | 0.063717 | 0.069819 | 0.082615 | 0.10658 | 0.083936 | 0.079408 | 0.084529 | 0.092631 | 0.090189 | 0.089625 | 0.10043 | 0.10348 | 0.11295 | 0.12345 | 0.12207 | 0.11892 | 0.10061 | 0.083872 | 0.083498 | 0.076755 | 0.076286 | 0.07965 | 0.078217
Portfolio Adjusted1-in-10AllOther2023July Monthly Peak | Portfolio Adjusted | 1-in-10 | All | Other | 2023 | July Monthly Peak | 7 | 6.2035 | 5.9918 | 5.8382 | 5.787 | 6.0475 | 6.7619 | 7.6408 | 8.6831 | 9.8119 | 10.7057 | 11.4571 | 11.8112 | 11.8425 | 12.0188 | 11.9006 | 11.5534 | 11.0104 | 10.148 | 9.2763 | 8.7934 | 8.643 | 8.1178 | 7.3647 | 6.7885 | -0.010863 | -0.01135 | -0.0077762 | -0.0078354 | -0.0089663 | -0.015427 | -0.012344 | -0.022794 | -0.015989 | -0.013077 | -0.023165 | -0.012945 | -0.0075652 | 0.029822 | 0.18621 | 0.19927 | 0.18293 | 0.15263 | 0.037457 | 0.0010441 | -0.0090398 | -0.018308 | -0.027129 | -0.031174 | 75.4476 | 74.3563 | 73.2596 | 72.254 | 71.4275 | 70.5111 | 69.8446 | 70.1559 | 73.4852 | 78.5264 | 83.4512 | 87.3025 | 89.9502 | 91.7398 | 92.6017 | 92.839 | 92.6406 | 92.0326 | 90.5251 | 88.2664 | 85.4585 | 82.3916 | 80.1802 | 78.696 | 0.072972 | 0.065254 | 0.07183 | 0.084844 | 0.10978 | 0.086758 | 0.082198 | 0.086687 | 0.094305 | 0.091749 | 0.090781 | 0.10127 | 0.10412 | 0.11399 | 0.12471 | 0.12356 | 0.1207 | 0.1027 | 0.085246 | 0.085347 | 0.07871 | 0.078189 | 0.081515 | 0.079698
Portfolio Adjusted1-in-10AllOther2023August Monthly Peak | Portfolio Adjusted | 1-in-10 | All | Other | 2023 | August Monthly Peak | 8 | 6.3121 | 6.0883 | 5.9151 | 5.8865 | 6.1651 | 6.9134 | 7.8761 | 8.928 | 10.152 | 11.0941 | 11.9015 | 12.2977 | 12.3415 | 12.524 | 12.3856 | 11.9602 | 11.3127 | 10.3529 | 9.4492 | 9.0331 | 8.804 | 8.2148 | 7.4712 | 6.893 | -0.011002 | -0.0098235 | -0.0068966 | -0.0085923 | -0.010179 | -0.012969 | -0.012554 | -0.025461 | -0.017723 | -0.015244 | -0.027957 | -0.016176 | -0.0097157 | 0.033318 | 0.19696 | 0.21051 | 0.19293 | 0.16005 | 0.044166 | 0.0063024 | -0.0042832 | -0.015107 | -0.026424 | -0.031117 | 76.1054 | 75.0345 | 73.7001 | 72.7141 | 71.7929 | 71.0578 | 70.3883 | 70.2353 | 72.9596 | 78.0909 | 82.7813 | 87.0592 | 90.2894 | 92.4358 | 93.7354 | 94.0911 | 93.6429 | 92.7639 | 91.5485 | 89.3363 | 85.7954 | 82.8647 | 81.0109 | 79.1778 | 0.075505 | 0.067383 | 0.073798 | 0.08773 | 0.1137 | 0.090166 | 0.086323 | 0.091635 | 0.10062 | 0.098221 | 0.097404 | 0.10921 | 0.11277 | 0.12362 | 0.135 | 0.13246 | 0.12761 | 0.10727 | 0.088809 | 0.0891 | 0.081297 | 0.080565 | 0.084254 | 0.082595
Portfolio Adjusted1-in-10AllOther2023September Monthly Peak | Portfolio Adjusted | 1-in-10 | All | Other | 2023 | September Monthly Peak | 9 | 6.2824 | 6.0922 | 5.9355 | 5.9137 | 6.2205 | 6.9874 | 8.0914 | 9.1132 | 10.4922 | 11.5552 | 12.4139 | 12.825 | 12.8335 | 13.0089 | 12.8249 | 12.3023 | 11.5534 | 10.5082 | 9.5831 | 9.3318 | 8.8467 | 8.2468 | 7.447 | 6.8851 | -0.010738 | -0.0065442 | -0.005058 | -0.0097369 | -0.012189 | -0.0077017 | -0.012336 | -0.029347 | -0.020346 | -0.019045 | -0.036603 | -0.021989 | -0.013519 | 0.038044 | 0.20712 | 0.2225 | 0.20584 | 0.1707 | 0.056279 | 0.016629 | 0.0050006 | -0.0086822 | -0.024169 | -0.029723 | 76.6403 | 75.4096 | 74.0186 | 73.0947 | 72.0173 | 70.9194 | 70.1778 | 69.9827 | 72.2513 | 77.3793 | 83.0137 | 87.9607 | 91.8248 | 94.2673 | 94.9683 | 95.6228 | 95.5914 | 94.6741 | 92.9261 | 89.8876 | 85.5486 | 82.4409 | 80.2973 | 78.5126 | 0.07765 | 0.06969 | 0.076654 | 0.091298 | 0.1191 | 0.094313 | 0.09127 | 0.097565 | 0.10961 | 0.10837 | 0.10765 | 0.12061 | 0.12398 | 0.13583 | 0.14814 | 0.14421 | 0.13775 | 0.11492 | 0.094729 | 0.095674 | 0.085553 | 0.084862 | 0.087691 | 0.085805
Portfolio Adjusted1-in-10AllOther2023October Monthly Peak | Portfolio Adjusted | 1-in-10 | All | Other | 2023 | October Monthly Peak | 10 | 5.9303 | 5.7331 | 5.5884 | 5.5531 | 5.813 | 6.5156 | 7.6017 | 8.3645 | 9.3902 | 10.2856 | 11.0272 | 11.4572 | 11.5586 | 11.7628 | 11.652 | 11.1985 | 10.4844 | 9.5725 | 9.0402 | 8.6732 | 8.1934 | 7.6413 | 6.9421 | 6.4456 | -0.010947 | -0.013195 | -0.0087679 | -0.0071211 | -0.0077861 | -0.018443 | -0.012868 | -0.021417 | -0.015598 | -0.01217 | -0.02073 | -0.011229 | -0.0064172 | 0.031082 | 0.19421 | 0.20287 | 0.17923 | 0.14755 | 0.032913 | -0.0048059 | -0.01453 | -0.022193 | -0.028457 | -0.031959 | 72.2791 | 71.0971 | 69.9146 | 68.538 | 67.5106 | 66.4365 | 66.0097 | 65.5849 | 66.3696 | 71.1938 | 76.8887 | 81.7339 | 85.1606 | 87.606 | 88.7736 | 89.0692 | 88.435 | 86.9252 | 84.3695 | 81.1504 | 77.9751 | 75.6334 | 73.776 | 72.2655 | 0.072162 | 0.064274 | 0.070401 | 0.083347 | 0.10777 | 0.085522 | 0.083185 | 0.087538 | 0.096712 | 0.095405 | 0.095068 | 0.10771 | 0.11254 | 0.1235 | 0.1353 | 0.13212 | 0.12624 | 0.10593 | 0.088682 | 0.087983 | 0.078419 | 0.077535 | 0.080606 | 0.078791
Portfolio Adjusted1-in-10AllOther2023November Monthly Peak | Portfolio Adjusted | 1-in-10 | All | Other | 2023 | November Monthly Peak | 11 | 5.4025 | 5.24 | 5.1127 | 5.0837 | 5.347 | 6.0057 | 6.7964 | 7.4874 | 8.2417 | 8.7629 | 9.2182 | 9.444 | 9.474 | 9.6002 | 9.4575 | 9.0742 | 8.6227 | 8.389 | 7.8696 | 7.4572 | 7.0945 | 6.6555 | 6.1281 | 5.7732 | -0.010835 | -0.021258 | -0.013176 | -0.0037684 | -0.0023579 | -0.031808 | -0.013318 | -0.011786 | -0.010048 | -0.0041058 | -0.0021052 | 0.0015624 | 0.0022208 | 0.020698 | 0.16371 | 0.16347 | 0.13654 | 0.11576 | 0.0016896 | -0.030532 | -0.037441 | -0.037585 | -0.032632 | -0.033758 | 59.4195 | 58.0344 | 56.8555 | 55.5791 | 54.8128 | 54.3154 | 53.6948 | 53.3304 | 55.6275 | 60.1382 | 65.5972 | 69.8648 | 72.7142 | 74.4117 | 75.5421 | 75.8662 | 74.9494 | 72.6568 | 69.823 | 66.5689 | 64.2374 | 62.6859 | 61.1473 | 60.0154 | 0.071747 | 0.064034 | 0.069734 | 0.08241 | 0.10694 | 0.085538 | 0.082119 | 0.085872 | 0.093235 | 0.089905 | 0.088584 | 0.099733 | 0.10405 | 0.11421 | 0.12466 | 0.12197 | 0.11906 | 0.10376 | 0.086106 | 0.084754 | 0.075556 | 0.074887 | 0.078697 | 0.077468
Portfolio Adjusted1-in-10AllOther2023December Monthly Peak | Portfolio Adjusted | 1-in-10 | All | Other | 2023 | December Monthly Peak | 12 | 5.1728 | 5.0599 | 4.9724 | 4.9736 | 5.223 | 6.0385 | 7.1302 | 7.8215 | 8.5966 | 8.9113 | 8.9754 | 8.8048 | 8.4544 | 8.3295 | 7.9922 | 7.62 | 7.5587 | 7.6469 | 7.359 | 7.0467 | 6.7663 | 6.4561 | 5.9957 | 5.506 | -0.010284 | -0.020062 | -0.012514 | -0.0035863 | -0.0022526 | -0.030625 | -0.013012 | -0.01151 | -0.009769 | -0.0039087 | -0.0019446 | 0.0013993 | 0.001937 | 0.017777 | 0.13865 | 0.1387 | 0.11958 | 0.10476 | 0.0015618 | -0.028472 | -0.035084 | -0.035691 | -0.030864 | -0.031716 | 40.8476 | 40.1567 | 39.8854 | 39.3932 | 38.9486 | 38.3506 | 38.1629 | 37.9625 | 38.5413 | 41.3553 | 44.1406 | 46.7076 | 48.3949 | 49.2466 | 49.6541 | 49.6243 | 48.8887 | 47.2862 | 45.5308 | 44.2554 | 43.2789 | 42.2488 | 41.8503 | 41.4016 | 0.068108 | 0.060471 | 0.066247 | 0.078446 | 0.10217 | 0.082424 | 0.080329 | 0.083937 | 0.090733 | 0.085685 | 0.081914 | 0.089381 | 0.090783 | 0.098108 | 0.10568 | 0.10444 | 0.10463 | 0.093273 | 0.079625 | 0.079078 | 0.070858 | 0.07116 | 0.074495 | 0.072797
Portfolio Adjusted1-in-10AllOther2023Typical Event Day | Portfolio Adjusted | 1-in-10 | All | Other | 2023 | Typical Event Day | 8 | 6.2905 | 6.0673 | 5.8932 | 5.8646 | 6.1425 | 6.885 | 7.8398 | 8.876 | 10.0766 | 10.9987 | 11.7932 | 12.1848 | 12.2309 | 12.4163 | 12.2847 | 11.8668 | 11.2241 | 10.2746 | 9.3856 | 8.9752 | 8.7523 | 8.1681 | 7.4306 | 6.8598 | -0.011033 | -0.010573 | -0.0073154 | -0.0083213 | -0.0097236 | -0.014186 | -0.01264 | -0.024673 | -0.017273 | -0.014552 | -0.026328 | -0.015053 | -0.0089608 | 0.032543 | 0.19555 | 0.20842 | 0.19016 | 0.1576 | 0.041573 | 0.0040219 | -0.006405 | -0.016586 | -0.026903 | -0.03138 | 75.4785 | 74.2498 | 73.0176 | 71.9462 | 71.0312 | 69.9712 | 69.2361 | 69.4299 | 72.5394 | 77.7273 | 82.8102 | 86.9825 | 90.0515 | 92.1111 | 93.1625 | 93.6593 | 93.5851 | 92.8442 | 91.4074 | 89.0116 | 85.5552 | 82.3243 | 80.1246 | 78.3732 | 0.074969 | 0.066907 | 0.073232 | 0.087046 | 0.1128 | 0.08946 | 0.085648 | 0.090827 | 0.099591 | 0.097096 | 0.096241 | 0.1079 | 0.11143 | 0.12218 | 0.13346 | 0.13098 | 0.12621 | 0.10614 | 0.087945 | 0.088254 | 0.080555 | 0.079839 | 0.083519 | 0.081884
Portfolio Adjusted1-in-10AllOther2024January Monthly Peak | Portfolio Adjusted | 1-in-10 | All | Other | 2024 | January Monthly Peak | 1 | 5.0121 | 4.9408 | 4.8671 | 4.903 | 5.1476 | 6.1028 | 7.4106 | 8.1769 | 8.9828 | 9.2767 | 9.269 | 9.0381 | 8.5311 | 8.3603 | 7.933 | 7.4822 | 7.4346 | 7.6107 | 7.3865 | 7.0508 | 6.7534 | 6.4204 | 5.9585 | 5.3798 | -0.010257 | -0.020046 | -0.012523 | -0.0036287 | -0.0022916 | -0.031302 | -0.013418 | -0.011941 | -0.010145 | -0.004027 | -0.0019968 | 0.0014283 | 0.0019576 | 0.017943 | 0.13926 | 0.13813 | 0.11825 | 0.10457 | 0.0015752 | -0.028614 | -0.035157 | -0.03573 | -0.03097 | -0.031936 | 37.5051 | 36.7491 | 36.212 | 35.3935 | 34.8833 | 34.3877 | 33.9108 | 33.6102 | 34.1864 | 37.2667 | 40.6188 | 43.1383 | 44.8169 | 46.085 | 47.0815 | 47.254 | 47.0442 | 46.0732 | 44.2169 | 42.857 | 41.7219 | 41.0522 | 40.2607 | 39.6038 | 0.067884 | 0.060349 | 0.066275 | 0.079346 | 0.10392 | 0.084136 | 0.082792 | 0.08708 | 0.094234 | 0.088291 | 0.084115 | 0.091233 | 0.091742 | 0.099011 | 0.10619 | 0.10482 | 0.10407 | 0.093491 | 0.080317 | 0.079489 | 0.071027 | 0.071255 | 0.074759 | 0.073264
Portfolio Adjusted1-in-10AllOther2024February Monthly Peak | Portfolio Adjusted | 1-in-10 | All | Other | 2024 | February Monthly Peak | 2 | 5.1432 | 5.0146 | 4.909 | 4.9365 | 5.1826 | 5.9391 | 6.9646 | 7.5679 | 8.2756 | 8.609 | 8.8249 | 8.8485 | 8.6768 | 8.7357 | 8.5466 | 8.1672 | 7.8407 | 7.6717 | 7.5595 | 7.1805 | 6.8515 | 6.4545 | 5.9419 | 5.4959 | -0.010405 | -0.02037 | -0.01266 | -0.0036605 | -0.0022878 | -0.030976 | -0.013218 | -0.01163 | -0.0098473 | -0.003943 | -0.0019883 | 0.0014544 | 0.0020379 | 0.019002 | 0.14969 | 0.14888 | 0.12479 | 0.10655 | 0.0016174 | -0.029289 | -0.035991 | -0.036357 | -0.031417 | -0.032311 | 45.6803 | 45.3129 | 45.0881 | 44.7315 | 44.6538 | 43.9296 | 43.4301 | 43.549 | 44.7749 | 48.1519 | 51.304 | 53.7088 | 55.3695 | 56.3348 | 56.9994 | 57.2978 | 56.8617 | 55.8504 | 53.7029 | 51.4778 | 49.8496 | 48.4704 | 47.3497 | 46.1496 | 0.068882 | 0.061343 | 0.067001 | 0.080045 | 0.10375 | 0.083298 | 0.081524 | 0.084754 | 0.091397 | 0.086369 | 0.083682 | 0.092845 | 0.095476 | 0.10484 | 0.11438 | 0.11192 | 0.10949 | 0.096283 | 0.082442 | 0.081324 | 0.072657 | 0.072456 | 0.075789 | 0.074138
Portfolio Adjusted1-in-10AllOther2024March Monthly Peak | Portfolio Adjusted | 1-in-10 | All | Other | 2024 | March Monthly Peak | 3 | 5.413 | 5.2357 | 5.098 | 5.0834 | 5.3127 | 5.9593 | 6.9562 | 7.5557 | 8.2025 | 8.6902 | 9.1635 | 9.424 | 9.5039 | 9.711 | 9.6571 | 9.3308 | 8.8425 | 8.2578 | 7.8593 | 7.72 | 7.3757 | 6.8897 | 6.2976 | 5.8699 | -0.010838 | -0.021224 | -0.013182 | -0.0037787 | -0.0023422 | -0.031359 | -0.013396 | -0.011825 | -0.0099789 | -0.0040543 | -0.0020834 | 0.0015493 | 0.0022081 | 0.020682 | 0.16586 | 0.16647 | 0.13867 | 0.11397 | 0.0016895 | -0.031272 | -0.038493 | -0.038529 | -0.033284 | -0.034177 | 56.2309 | 55.066 | 54.253 | 53.3006 | 52.5625 | 51.7534 | 51.1386 | 51.6076 | 55.2688 | 60.6956 | 65.9837 | 70.3004 | 73.1524 | 74.7495 | 75.5628 | 75.9466 | 75.5838 | 74.1646 | 71.4897 | 67.6429 | 64.222 | 61.4044 | 59.2538 | 57.6331 | 0.071762 | 0.063925 | 0.069758 | 0.08263 | 0.10622 | 0.084339 | 0.082635 | 0.086156 | 0.092592 | 0.088779 | 0.08767 | 0.098898 | 0.10347 | 0.11414 | 0.12544 | 0.12312 | 0.11938 | 0.10212 | 0.086095 | 0.086821 | 0.077694 | 0.076776 | 0.080279 | 0.078431
Portfolio Adjusted1-in-10AllOther2024April Monthly Peak | Portfolio Adjusted | 1-in-10 | All | Other | 2024 | April Monthly Peak | 4 | 5.6659 | 5.4687 | 5.3137 | 5.2878 | 5.5305 | 6.1831 | 7.0291 | 7.807 | 8.7408 | 9.4619 | 10.1423 | 10.499 | 10.6491 | 10.8544 | 10.7757 | 10.398 | 9.8002 | 8.9969 | 8.2756 | 8.1273 | 7.8824 | 7.3453 | 6.6908 | 6.2258 | -0.010669 | -0.015111 | -0.00977 | -0.0060184 | -0.0060734 | -0.021572 | -0.012501 | -0.018064 | -0.013519 | -0.009418 | -0.014659 | -0.0071309 | -0.0037121 | 0.027104 | 0.18057 | 0.18712 | 0.16381 | 0.13474 | 0.022917 | -0.012023 | -0.021068 | -0.026467 | -0.029499 | -0.032281 | 66.8697 | 65.4612 | 63.7783 | 62.6192 | 61.4623 | 60.3611 | 59.7699 | 59.7466 | 63.1766 | 69.4808 | 75.7919 | 81.0718 | 84.2052 | 86.2512 | 87.4903 | 88.1474 | 87.9693 | 87.2588 | 85.1844 | 82.0482 | 77.8994 | 74.1876 | 71.4325 | 69.7692 | 0.069387 | 0.061784 | 0.067437 | 0.079874 | 0.10302 | 0.081845 | 0.078522 | 0.083011 | 0.091101 | 0.08882 | 0.088465 | 0.09975 | 0.10474 | 0.1152 | 0.12641 | 0.12386 | 0.11961 | 0.10082 | 0.083005 | 0.084085 | 0.076089 | 0.075128 | 0.078455 | 0.076796
Portfolio Adjusted1-in-10AllOther2024May Monthly Peak | Portfolio Adjusted | 1-in-10 | All | Other | 2024 | May Monthly Peak | 5 | 5.7745 | 5.5761 | 5.4233 | 5.3941 | 5.6572 | 6.3159 | 7.0951 | 8.0785 | 9.1482 | 9.9785 | 10.7015 | 11.0754 | 11.1752 | 11.3393 | 11.2237 | 10.8187 | 10.1847 | 9.3141 | 8.5145 | 8.2034 | 8.0675 | 7.5344 | 6.865 | 6.3827 | -0.010552 | -0.013813 | -0.0090699 | -0.0064588 | -0.0068361 | -0.019663 | -0.012347 | -0.019582 | -0.014453 | -0.010723 | -0.017563 | -0.0090772 | -0.0050011 | 0.028591 | 0.18541 | 0.19303 | 0.17065 | 0.14006 | 0.027093 | -0.0080341 | -0.017348 | -0.023837 | -0.028621 | -0.031786 | 71.1415 | 69.4732 | 68.1517 | 66.7867 | 65.4901 | 64.5591 | 64.0099 | 64.43 | 67.8493 | 73.3906 | 79.3169 | 83.5446 | 87.0052 | 89.3276 | 90.7545 | 91.3238 | 90.997 | 90.3198 | 88.5915 | 86.1052 | 82.3088 | 78.2175 | 75.2668 | 72.4506 | 0.069039 | 0.061628 | 0.067497 | 0.079987 | 0.10355 | 0.082365 | 0.078584 | 0.084366 | 0.09304 | 0.091289 | 0.090832 | 0.10226 | 0.10683 | 0.1171 | 0.1283 | 0.1253 | 0.12084 | 0.10128 | 0.083011 | 0.083045 | 0.075736 | 0.074963 | 0.078547 | 0.076948
Portfolio Adjusted1-in-10AllOther2024June Monthly Peak | Portfolio Adjusted | 1-in-10 | All | Other | 2024 | June Monthly Peak | 6 | 6.0447 | 5.8293 | 5.6628 | 5.6219 | 5.8646 | 6.5085 | 7.319 | 8.3802 | 9.5107 | 10.3792 | 11.1318 | 11.505 | 11.5342 | 11.6833 | 11.5615 | 11.2144 | 10.6532 | 9.8037 | 9.0164 | 8.5415 | 8.3957 | 7.8898 | 7.1591 | 6.6226 | -0.010933 | -0.01389 | -0.0091638 | -0.0068315 | -0.0072975 | -0.019405 | -0.012447 | -0.020054 | -0.014622 | -0.010942 | -0.018155 | -0.00949 | -0.0052326 | 0.027938 | 0.1839 | 0.19409 | 0.17442 | 0.14424 | 0.028793 | -0.0068345 | -0.016418 | -0.02345 | -0.028777 | -0.032192 | 73.7203 | 72.1984 | 71.092 | 69.7218 | 68.8869 | 67.3963 | 66.5335 | 67.3454 | 71.4614 | 76.9125 | 81.9945 | 85.6076 | 88.1415 | 90.0013 | 91.3446 | 92.084 | 92.4655 | 91.9061 | 90.6296 | 88.5558 | 85.4182 | 81.5997 | 79.0097 | 77.1063 | 0.071723 | 0.0639 | 0.070022 | 0.082856 | 0.10689 | 0.084179 | 0.079638 | 0.084775 | 0.0929 | 0.09045 | 0.089884 | 0.10072 | 0.10378 | 0.11328 | 0.12381 | 0.12242 | 0.11927 | 0.1009 | 0.084116 | 0.083741 | 0.076977 | 0.076507 | 0.079882 | 0.078445
Portfolio Adjusted1-in-10AllOther2024July Monthly Peak | Portfolio Adjusted | 1-in-10 | All | Other | 2024 | July Monthly Peak | 7 | 6.2131 | 6.0012 | 5.8474 | 5.7962 | 6.0572 | 6.773 | 7.6537 | 8.6973 | 9.8268 | 10.7211 | 11.4731 | 11.8272 | 11.8582 | 12.0346 | 11.916 | 11.5681 | 11.0243 | 10.1611 | 9.2888 | 8.8056 | 8.6552 | 8.1294 | 7.3756 | 6.7989 | -0.010894 | -0.011383 | -0.007799 | -0.0078584 | -0.0089925 | -0.015473 | -0.01238 | -0.022861 | -0.016036 | -0.013116 | -0.023233 | -0.012983 | -0.0075873 | 0.029909 | 0.18661 | 0.1997 | 0.1833 | 0.15295 | 0.037566 | 0.0010471 | -0.0090662 | -0.018361 | -0.027209 | -0.031265 | 75.4474 | 74.3562 | 73.2595 | 72.2539 | 71.4274 | 70.511 | 69.8445 | 70.1558 | 73.4852 | 78.5262 | 83.451 | 87.3023 | 89.95 | 91.7396 | 92.6015 | 92.8388 | 92.6404 | 92.0324 | 90.5249 | 88.2662 | 85.4583 | 82.3915 | 80.18 | 78.6959 | 0.073183 | 0.065441 | 0.072039 | 0.085091 | 0.1101 | 0.087009 | 0.082436 | 0.086939 | 0.094578 | 0.092014 | 0.091043 | 0.10156 | 0.10442 | 0.11432 | 0.12507 | 0.12392 | 0.12105 | 0.103 | 0.085494 | 0.085595 | 0.078938 | 0.078416 | 0.081751 | 0.079929
Portfolio Adjusted1-in-10AllOther2024August Monthly Peak | Portfolio Adjusted | 1-in-10 | All | Other | 2024 | August Monthly Peak | 8 | 6.322 | 6.0979 | 5.9245 | 5.8958 | 6.1751 | 6.9249 | 7.8895 | 8.9428 | 10.1678 | 11.1105 | 11.9185 | 12.3149 | 12.3583 | 12.541 | 12.4021 | 11.9758 | 11.3272 | 10.3664 | 9.4621 | 9.0457 | 8.8164 | 8.2266 | 7.4823 | 6.9036 | -0.011034 | -0.0098523 | -0.0069168 | -0.0086175 | -0.010208 | -0.013007 | -0.012591 | -0.025535 | -0.017775 | -0.015288 | -0.028039 | -0.016223 | -0.0097442 | 0.033416 | 0.19739 | 0.21097 | 0.19333 | 0.16039 | 0.044296 | 0.0063209 | -0.0042958 | -0.015151 | -0.026502 | -0.031208 | 76.1053 | 75.0344 | 73.7 | 72.714 | 71.7929 | 71.0578 | 70.3884 | 70.2353 | 72.9596 | 78.0909 | 82.7812 | 87.0591 | 90.2893 | 92.4357 | 93.7353 | 94.0909 | 93.6428 | 92.7638 | 91.5484 | 89.3361 | 85.7953 | 82.8646 | 81.0107 | 79.1776 | 0.075724 | 0.067577 | 0.074012 | 0.087985 | 0.11403 | 0.090427 | 0.086573 | 0.091901 | 0.10091 | 0.098505 | 0.097685 | 0.10952 | 0.1131 | 0.12398 | 0.13539 | 0.13285 | 0.12798 | 0.10758 | 0.089067 | 0.089359 | 0.081533 | 0.080799 | 0.084499 | 0.082835
Portfolio Adjusted1-in-10AllOther2024September Monthly Peak | Portfolio Adjusted | 1-in-10 | All | Other | 2024 | September Monthly Peak | 9 | 6.2923 | 6.1019 | 5.945 | 5.9231 | 6.2307 | 6.999 | 8.1051 | 9.1286 | 10.5089 | 11.5728 | 12.4322 | 12.8435 | 12.8515 | 13.0271 | 12.8425 | 12.3189 | 11.5687 | 10.5223 | 9.5964 | 9.3449 | 8.8594 | 8.259 | 7.4583 | 6.8959 | -0.010769 | -0.0065634 | -0.0050728 | -0.0097654 | -0.012225 | -0.0077242 | -0.012372 | -0.029433 | -0.020405 | -0.019101 | -0.03671 | -0.022053 | -0.013558 | 0.038155 | 0.20758 | 0.22299 | 0.20628 | 0.17107 | 0.056444 | 0.016678 | 0.0050152 | -0.0087076 | -0.02424 | -0.02981 | 76.6403 | 75.4096 | 74.0187 | 73.0947 | 72.0174 | 70.9195 | 70.1779 | 69.9829 | 72.2515 | 77.3794 | 83.0137 | 87.9607 | 91.8248 | 94.2673 | 94.9684 | 95.6229 | 95.5914 | 94.6741 | 92.926 | 89.8876 | 85.5486 | 82.4409 | 80.2973 | 78.5126 | 0.077875 | 0.069891 | 0.076877 | 0.091564 | 0.11945 | 0.094585 | 0.091534 | 0.097849 | 0.10993 | 0.10869 | 0.10796 | 0.12096 | 0.12434 | 0.13623 | 0.14858 | 0.14463 | 0.13815 | 0.11525 | 0.095004 | 0.095952 | 0.085801 | 0.085109 | 0.087946 | 0.086054
Portfolio Adjusted1-in-10AllOther2024October Monthly Peak | Portfolio Adjusted | 1-in-10 | All | Other | 2024 | October Monthly Peak | 10 | 5.9399 | 5.7424 | 5.5975 | 5.5622 | 5.8226 | 6.5267 | 7.6148 | 8.3789 | 9.4057 | 10.3018 | 11.0441 | 11.4744 | 11.5757 | 11.7801 | 11.6688 | 11.2144 | 10.4991 | 9.5861 | 9.0533 | 8.6858 | 8.2056 | 7.6529 | 6.953 | 6.4559 | -0.010979 | -0.013233 | -0.0087936 | -0.007142 | -0.0078089 | -0.018497 | -0.012906 | -0.02148 | -0.015644 | -0.012206 | -0.02079 | -0.011262 | -0.006436 | 0.031173 | 0.19466 | 0.20333 | 0.17961 | 0.14787 | 0.033009 | -0.00482 | -0.014572 | -0.022258 | -0.028541 | -0.032053 | 72.2792 | 71.0972 | 69.9147 | 68.5381 | 67.5107 | 66.4366 | 66.0099 | 65.5851 | 66.3697 | 71.1939 | 76.8887 | 81.734 | 85.1607 | 87.6061 | 88.7736 | 89.0692 | 88.4349 | 86.9251 | 84.3695 | 81.1503 | 77.975 | 75.6334 | 73.776 | 72.2655 | 0.072372 | 0.064459 | 0.070606 | 0.08359 | 0.10809 | 0.08577 | 0.083426 | 0.087793 | 0.096994 | 0.095682 | 0.095343 | 0.10802 | 0.11286 | 0.12386 | 0.13569 | 0.1325 | 0.1266 | 0.10624 | 0.08894 | 0.088239 | 0.078646 | 0.077761 | 0.080841 | 0.07902
Portfolio Adjusted1-in-10AllOther2024November Monthly Peak | Portfolio Adjusted | 1-in-10 | All | Other | 2024 | November Monthly Peak | 11 | 5.4115 | 5.2487 | 5.1211 | 5.0921 | 5.3559 | 6.016 | 6.8085 | 7.5006 | 8.2556 | 8.7772 | 9.233 | 9.459 | 9.4888 | 9.6152 | 9.472 | 9.0879 | 8.6357 | 8.4015 | 7.8815 | 7.4686 | 7.1055 | 6.666 | 6.138 | 5.7827 | -0.010867 | -0.02132 | -0.013215 | -0.0037794 | -0.0023649 | -0.031901 | -0.013357 | -0.011821 | -0.010078 | -0.0041179 | -0.0021114 | 0.001567 | 0.0022273 | 0.020759 | 0.16409 | 0.16385 | 0.13684 | 0.11601 | 0.0016946 | -0.030621 | -0.03755 | -0.037696 | -0.032727 | -0.033857 | 59.4198 | 58.0347 | 56.8558 | 55.5794 | 54.8131 | 54.3157 | 53.6951 | 53.3308 | 55.6279 | 60.1385 | 65.5975 | 69.8651 | 72.7145 | 74.4119 | 75.5423 | 75.8664 | 74.9496 | 72.6571 | 69.8232 | 66.5692 | 64.2377 | 62.6862 | 61.1476 | 60.0157 | 0.071955 | 0.064219 | 0.069937 | 0.08265 | 0.10725 | 0.085786 | 0.082358 | 0.086122 | 0.093507 | 0.090167 | 0.088842 | 0.10002 | 0.10435 | 0.11455 | 0.12502 | 0.12232 | 0.1194 | 0.10406 | 0.086357 | 0.085001 | 0.075776 | 0.075105 | 0.078927 | 0.077694
Portfolio Adjusted1-in-10AllOther2024December Monthly Peak | Portfolio Adjusted | 1-in-10 | All | Other | 2024 | December Monthly Peak | 12 | 5.1812 | 5.0681 | 4.9804 | 4.9815 | 5.2315 | 6.0484 | 7.142 | 7.8344 | 8.6101 | 8.9248 | 8.989 | 8.8182 | 8.4673 | 8.3423 | 8.0045 | 7.6318 | 7.5701 | 7.6581 | 7.37 | 7.0573 | 6.7766 | 6.4661 | 6.0051 | 5.5149 | -0.010314 | -0.02012 | -0.012551 | -0.0035968 | -0.0022592 | -0.030715 | -0.01305 | -0.011544 | -0.0097976 | -0.0039201 | -0.0019503 | 0.0014034 | 0.0019426 | 0.017829 | 0.13898 | 0.13902 | 0.11983 | 0.10498 | 0.0015664 | -0.028556 | -0.035187 | -0.035796 | -0.030955 | -0.031809 | 40.8479 | 40.157 | 39.8857 | 39.3935 | 38.9489 | 38.3508 | 38.1632 | 37.9627 | 38.5416 | 41.3555 | 44.1408 | 46.7079 | 48.3951 | 49.2468 | 49.6543 | 49.6245 | 48.8889 | 47.2864 | 45.531 | 44.2556 | 43.2792 | 42.2491 | 41.8505 | 41.4019 | 0.068306 | 0.060646 | 0.06644 | 0.078675 | 0.10247 | 0.082662 | 0.080562 | 0.084181 | 0.090996 | 0.085934 | 0.082152 | 0.089641 | 0.091047 | 0.098394 | 0.10599 | 0.10475 | 0.10493 | 0.093545 | 0.079857 | 0.079308 | 0.071064 | 0.071367 | 0.074712 | 0.073009
Portfolio Adjusted1-in-10AllOther2024Typical Event Day | Portfolio Adjusted | 1-in-10 | All | Other | 2024 | Typical Event Day | 8 | 6.3003 | 6.0769 | 5.9026 | 5.8739 | 6.1525 | 6.8965 | 7.8531 | 8.8909 | 10.0923 | 11.015 | 11.8101 | 12.2018 | 12.2476 | 12.4331 | 12.3011 | 11.8823 | 11.2385 | 10.2881 | 9.3985 | 8.9878 | 8.7646 | 8.18 | 7.4417 | 6.8704 | -0.011065 | -0.010604 | -0.0073368 | -0.0083457 | -0.0097521 | -0.014228 | -0.012677 | -0.024745 | -0.017323 | -0.014595 | -0.026405 | -0.015098 | -0.0089871 | 0.032639 | 0.19598 | 0.20887 | 0.19056 | 0.15794 | 0.041695 | 0.0040337 | -0.0064238 | -0.016635 | -0.026982 | -0.031472 | 75.4783 | 74.2497 | 73.0176 | 71.9461 | 71.0312 | 69.9711 | 69.2361 | 69.4299 | 72.5394 | 77.7272 | 82.8101 | 86.9824 | 90.0514 | 92.111 | 93.1624 | 93.6592 | 93.585 | 92.8441 | 91.4072 | 89.0114 | 85.5551 | 82.3242 | 80.1244 | 78.3731 | 0.075186 | 0.0671 | 0.073445 | 0.0873 | 0.11313 | 0.089719 | 0.085896 | 0.091091 | 0.09988 | 0.097377 | 0.096519 | 0.10821 | 0.11175 | 0.12254 | 0.13385 | 0.13136 | 0.12658 | 0.10645 | 0.0882 | 0.088511 | 0.080788 | 0.08007 | 0.083762 | 0.082122
Portfolio Adjusted1-in-10AllOther2025January Monthly Peak | Portfolio Adjusted | 1-in-10 | All | Other | 2025 | January Monthly Peak | 1 | 5.0205 | 4.949 | 4.8751 | 4.911 | 5.1563 | 6.113 | 7.4228 | 8.1902 | 8.9968 | 9.2906 | 9.283 | 9.0518 | 8.5441 | 8.3733 | 7.9454 | 7.4941 | 7.4459 | 7.6219 | 7.3976 | 7.0615 | 6.7637 | 6.4304 | 5.9679 | 5.3888 | -0.010288 | -0.020105 | -0.01256 | -0.0036394 | -0.0022983 | -0.031393 | -0.013457 | -0.011976 | -0.010175 | -0.0040388 | -0.0020026 | 0.0014325 | 0.0019633 | 0.017995 | 0.13959 | 0.13845 | 0.1185 | 0.10479 | 0.0015798 | -0.028697 | -0.03526 | -0.035835 | -0.031061 | -0.03203 | 37.5054 | 36.7494 | 36.2123 | 35.3938 | 34.8836 | 34.388 | 33.9111 | 33.6105 | 34.1867 | 37.267 | 40.6191 | 43.1386 | 44.8172 | 46.0853 | 47.0818 | 47.2543 | 47.0445 | 46.0735 | 44.2172 | 42.8573 | 41.7222 | 41.0525 | 40.261 | 39.6041 | 0.068082 | 0.060524 | 0.066468 | 0.079578 | 0.10422 | 0.084379 | 0.083032 | 0.087333 | 0.094508 | 0.088547 | 0.084359 | 0.091498 | 0.092009 | 0.0993 | 0.1065 | 0.10513 | 0.10437 | 0.093763 | 0.080551 | 0.07972 | 0.071233 | 0.071462 | 0.074977 | 0.073477
Portfolio Adjusted1-in-10AllOther2025February Monthly Peak | Portfolio Adjusted | 1-in-10 | All | Other | 2025 | February Monthly Peak | 2 | 5.1518 | 5.0229 | 4.9171 | 4.9446 | 5.1912 | 5.9492 | 6.9766 | 7.581 | 8.2893 | 8.6227 | 8.8388 | 8.8624 | 8.6904 | 8.7495 | 8.56 | 8.1798 | 7.8527 | 7.6833 | 7.5709 | 7.1914 | 6.8621 | 6.4646 | 5.9514 | 5.505 | -0.010436 | -0.02043 | -0.012697 | -0.0036712 | -0.0022945 | -0.031067 | -0.013256 | -0.011664 | -0.0098761 | -0.0039546 | -0.0019941 | 0.0014587 | 0.0020439 | 0.019057 | 0.15004 | 0.14923 | 0.12506 | 0.10678 | 0.0016222 | -0.029375 | -0.036097 | -0.036464 | -0.031509 | -0.032405 | 45.6805 | 45.3131 | 45.0883 | 44.7317 | 44.654 | 43.9298 | 43.4303 | 43.5492 | 44.7751 | 48.1521 | 51.3043 | 53.7091 | 55.3698 | 56.3351 | 56.9997 | 57.298 | 56.862 | 55.8507 | 53.7032 | 51.4781 | 49.8499 | 48.4707 | 47.35 | 46.1499 | 0.069083 | 0.06152 | 0.067196 | 0.080279 | 0.10406 | 0.083539 | 0.081761 | 0.085001 | 0.091663 | 0.086621 | 0.083925 | 0.093115 | 0.095754 | 0.10514 | 0.11471 | 0.11225 | 0.10981 | 0.096564 | 0.082682 | 0.081561 | 0.072868 | 0.072667 | 0.07601 | 0.074354
Portfolio Adjusted1-in-10AllOther2025March Monthly Peak | Portfolio Adjusted | 1-in-10 | All | Other | 2025 | March Monthly Peak | 3 | 5.4219 | 5.2444 | 5.1064 | 5.0918 | 5.3215 | 5.9695 | 6.9684 | 7.569 | 8.2164 | 8.7043 | 9.1781 | 9.4389 | 9.5186 | 9.726 | 9.6717 | 9.3446 | 8.8555 | 8.27 | 7.8712 | 7.7317 | 7.387 | 6.9005 | 6.3076 | 5.8795 | -0.01087 | -0.021286 | -0.01322 | -0.0037897 | -0.002349 | -0.031451 | -0.013435 | -0.011859 | -0.010008 | -0.0040661 | -0.0020895 | 0.0015538 | 0.0022146 | 0.020742 | 0.16624 | 0.16684 | 0.13896 | 0.11421 | 0.0016944 | -0.031364 | -0.038606 | -0.038642 | -0.033382 | -0.034277 | 56.2312 | 55.0663 | 54.2532 | 53.3009 | 52.5628 | 51.7536 | 51.1389 | 51.6079 | 55.2691 | 60.6959 | 65.9839 | 70.3006 | 73.1526 | 74.7496 | 75.5629 | 75.9468 | 75.584 | 74.1648 | 71.4898 | 67.643 | 64.2222 | 61.4046 | 59.254 | 57.6333 | 0.071971 | 0.064109 | 0.069961 | 0.082871 | 0.10653 | 0.084583 | 0.082875 | 0.086407 | 0.092862 | 0.089038 | 0.087925 | 0.099186 | 0.10377 | 0.11447 | 0.1258 | 0.12348 | 0.11973 | 0.10242 | 0.086346 | 0.087074 | 0.07792 | 0.076999 | 0.080513 | 0.078659
Portfolio Adjusted1-in-10AllOther2025April Monthly Peak | Portfolio Adjusted | 1-in-10 | All | Other | 2025 | April Monthly Peak | 4 | 5.675 | 5.4776 | 5.3224 | 5.2964 | 5.5396 | 6.1936 | 7.0415 | 7.8207 | 8.7553 | 9.477 | 10.158 | 10.5149 | 10.665 | 10.8705 | 10.7913 | 10.4128 | 9.8141 | 9.0098 | 8.2879 | 8.1394 | 7.8942 | 7.3565 | 6.7013 | 6.2359 | -0.010701 | -0.015156 | -0.0097986 | -0.006036 | -0.0060912 | -0.021635 | -0.012537 | -0.018117 | -0.013558 | -0.0094456 | -0.014702 | -0.0071518 | -0.003723 | 0.027184 | 0.18099 | 0.18754 | 0.16416 | 0.13503 | 0.022985 | -0.012058 | -0.02113 | -0.026545 | -0.029586 | -0.032376 | 66.8698 | 65.4614 | 63.7786 | 62.6194 | 61.4626 | 60.3614 | 59.7701 | 59.7469 | 63.1768 | 69.481 | 75.792 | 81.0719 | 84.2053 | 86.2513 | 87.4903 | 88.1474 | 87.9693 | 87.2588 | 85.1844 | 82.0481 | 77.8993 | 74.1875 | 71.4325 | 69.7692 | 0.069588 | 0.061962 | 0.067634 | 0.080107 | 0.10332 | 0.082082 | 0.078749 | 0.083253 | 0.091366 | 0.089078 | 0.088722 | 0.10004 | 0.10504 | 0.11554 | 0.12678 | 0.12422 | 0.11996 | 0.10112 | 0.083246 | 0.084329 | 0.07631 | 0.075346 | 0.078683 | 0.077019
Portfolio Adjusted1-in-10AllOther2025May Monthly Peak | Portfolio Adjusted | 1-in-10 | All | Other | 2025 | May Monthly Peak | 5 | 5.7837 | 5.585 | 5.432 | 5.4028 | 5.6664 | 6.3266 | 7.1075 | 8.0924 | 9.163 | 9.994 | 10.7177 | 11.0917 | 11.1914 | 11.3556 | 11.2397 | 10.8338 | 10.1988 | 9.3271 | 8.5268 | 8.2154 | 8.0792 | 7.5456 | 6.8755 | 6.3928 | -0.010582 | -0.013854 | -0.0090964 | -0.0064777 | -0.0068561 | -0.01972 | -0.012383 | -0.019639 | -0.014495 | -0.010754 | -0.017614 | -0.0091038 | -0.0050157 | 0.028674 | 0.18583 | 0.19346 | 0.171 | 0.14037 | 0.027173 | -0.0080577 | -0.017398 | -0.023907 | -0.028705 | -0.031879 | 71.1415 | 69.4731 | 68.1517 | 66.7866 | 65.4901 | 64.5591 | 64.0099 | 64.4301 | 67.8493 | 73.3906 | 79.3169 | 83.5446 | 87.0051 | 89.3275 | 90.7545 | 91.3237 | 90.9969 | 90.3197 | 88.5913 | 86.1051 | 82.3088 | 78.2175 | 75.2668 | 72.4506 | 0.069239 | 0.061806 | 0.067693 | 0.08022 | 0.10385 | 0.082603 | 0.078812 | 0.084611 | 0.093311 | 0.091553 | 0.091095 | 0.10255 | 0.10714 | 0.11744 | 0.12867 | 0.12566 | 0.12119 | 0.10157 | 0.083252 | 0.083286 | 0.075956 | 0.075181 | 0.078776 | 0.077171
Portfolio Adjusted1-in-10AllOther2025June Monthly Peak | Portfolio Adjusted | 1-in-10 | All | Other | 2025 | June Monthly Peak | 6 | 6.0542 | 5.8386 | 5.6718 | 5.6308 | 5.8741 | 6.5194 | 7.3316 | 8.3942 | 9.5255 | 10.3945 | 11.1477 | 11.521 | 11.5499 | 11.6991 | 11.5769 | 11.2291 | 10.667 | 9.8166 | 9.0288 | 8.5535 | 8.4076 | 7.9012 | 7.1698 | 6.6328 | -0.010965 | -0.013931 | -0.0091906 | -0.0068515 | -0.0073188 | -0.019462 | -0.012483 | -0.020113 | -0.014665 | -0.010975 | -0.018208 | -0.0095178 | -0.0052479 | 0.02802 | 0.18431 | 0.19451 | 0.17478 | 0.14455 | 0.028877 | -0.0068545 | -0.016466 | -0.023519 | -0.028861 | -0.032287 | 73.72 | 72.1982 | 71.0918 | 69.7217 | 68.8868 | 67.3961 | 66.5334 | 67.3454 | 71.4612 | 76.9123 | 81.9944 | 85.6074 | 88.1414 | 90.0011 | 91.3444 | 92.0838 | 92.4654 | 91.9059 | 90.6294 | 88.5557 | 85.418 | 81.5995 | 79.0095 | 77.1061 | 0.071931 | 0.064084 | 0.070226 | 0.083097 | 0.1072 | 0.084422 | 0.079869 | 0.085021 | 0.09317 | 0.090712 | 0.090143 | 0.10101 | 0.10408 | 0.11361 | 0.12417 | 0.12278 | 0.11962 | 0.1012 | 0.08436 | 0.083984 | 0.0772 | 0.076729 | 0.080114 | 0.078672
Portfolio Adjusted1-in-10AllOther2025July Monthly Peak | Portfolio Adjusted | 1-in-10 | All | Other | 2025 | July Monthly Peak | 7 | 6.2228 | 6.0106 | 5.8566 | 5.8053 | 6.067 | 6.7842 | 7.6666 | 8.7115 | 9.8418 | 10.7366 | 11.4891 | 11.8432 | 11.8739 | 12.0504 | 11.9314 | 11.5828 | 11.0382 | 10.1742 | 9.3013 | 8.8178 | 8.6673 | 8.141 | 7.3865 | 6.8093 | -0.010926 | -0.011417 | -0.0078218 | -0.0078814 | -0.0090189 | -0.015518 | -0.012417 | -0.022928 | -0.016083 | -0.013154 | -0.023301 | -0.013021 | -0.0076096 | 0.029997 | 0.18702 | 0.20013 | 0.18368 | 0.15328 | 0.037676 | 0.0010502 | -0.0090928 | -0.018415 | -0.027289 | -0.031357 | 75.4473 | 74.3561 | 73.2593 | 72.2538 | 71.4273 | 70.5109 | 69.8445 | 70.1558 | 73.4851 | 78.5261 | 83.4509 | 87.3021 | 89.9497 | 91.7393 | 92.6013 | 92.8386 | 92.6403 | 92.0322 | 90.5247 | 88.266 | 85.4581 | 82.3913 | 80.1798 | 78.6957 | 0.073395 | 0.06563 | 0.072249 | 0.085339 | 0.11042 | 0.08726 | 0.082675 | 0.087191 | 0.094853 | 0.09228 | 0.091305 | 0.10185 | 0.10472 | 0.11466 | 0.12543 | 0.12428 | 0.1214 | 0.1033 | 0.085742 | 0.085844 | 0.079167 | 0.078644 | 0.081989 | 0.080161
Portfolio Adjusted1-in-10AllOther2025August Monthly Peak | Portfolio Adjusted | 1-in-10 | All | Other | 2025 | August Monthly Peak | 8 | 6.3319 | 6.1076 | 5.9339 | 5.9052 | 6.1851 | 6.9364 | 7.9029 | 8.9578 | 10.1836 | 11.1269 | 11.9356 | 12.3321 | 12.3751 | 12.558 | 12.4186 | 11.9915 | 11.3418 | 10.38 | 9.475 | 9.0584 | 8.8288 | 8.2385 | 7.4934 | 6.9143 | -0.011066 | -0.0098811 | -0.006937 | -0.0086427 | -0.010238 | -0.013045 | -0.012628 | -0.02561 | -0.017827 | -0.015333 | -0.028121 | -0.016271 | -0.0097727 | 0.033514 | 0.19783 | 0.21143 | 0.19373 | 0.16073 | 0.044425 | 0.0063394 | -0.0043084 | -0.015196 | -0.026579 | -0.031299 | 76.1052 | 75.0343 | 73.7 | 72.714 | 71.7929 | 71.0578 | 70.3884 | 70.2353 | 72.9595 | 78.0908 | 82.7811 | 87.059 | 90.2891 | 92.4356 | 93.7351 | 94.0908 | 93.6426 | 92.7636 | 91.5482 | 89.336 | 85.7951 | 82.8644 | 81.0105 | 79.1774 | 0.075943 | 0.067771 | 0.074228 | 0.088242 | 0.11436 | 0.090688 | 0.086824 | 0.092168 | 0.10121 | 0.09879 | 0.097968 | 0.10984 | 0.11343 | 0.12434 | 0.13578 | 0.13323 | 0.12836 | 0.1079 | 0.089326 | 0.089618 | 0.081769 | 0.081034 | 0.084744 | 0.083075
Portfolio Adjusted1-in-10AllOther2025September Monthly Peak | Portfolio Adjusted | 1-in-10 | All | Other | 2025 | September Monthly Peak | 9 | 6.3022 | 6.1116 | 5.9544 | 5.9326 | 6.2408 | 7.0107 | 8.1189 | 9.144 | 10.5257 | 11.5904 | 12.4506 | 12.8619 | 12.8695 | 13.0453 | 12.8602 | 12.3355 | 11.5841 | 10.5365 | 9.6099 | 9.3581 | 8.8721 | 8.2712 | 7.4696 | 6.9066 | -0.010801 | -0.0065826 | -0.0050877 | -0.0097941 | -0.01226 | -0.0077468 | -0.012409 | -0.029519 | -0.020465 | -0.019157 | -0.036818 | -0.022118 | -0.013598 | 0.038267 | 0.20805 | 0.22348 | 0.20672 | 0.17145 | 0.056609 | 0.016727 | 0.0050299 | -0.0087331 | -0.024311 | -0.029897 | 76.6404 | 75.4096 | 74.0187 | 73.0948 | 72.0175 | 70.9196 | 70.1781 | 69.983 | 72.2516 | 77.3795 | 83.0138 | 87.9607 | 91.8249 | 94.2674 | 94.9685 | 95.6229 | 95.5914 | 94.6741 | 92.926 | 89.8875 | 85.5486 | 82.4409 | 80.2973 | 78.5125 | 0.078101 | 0.070093 | 0.077101 | 0.091831 | 0.1198 | 0.094859 | 0.0918 | 0.098134 | 0.11025 | 0.109 | 0.10827 | 0.12131 | 0.1247 | 0.13662 | 0.14901 | 0.14505 | 0.13856 | 0.11559 | 0.09528 | 0.096231 | 0.08605 | 0.085357 | 0.088201 | 0.086305
Portfolio Adjusted1-in-10AllOther2025October Monthly Peak | Portfolio Adjusted | 1-in-10 | All | Other | 2025 | October Monthly Peak | 10 | 5.9495 | 5.7518 | 5.6066 | 5.5712 | 5.8323 | 6.5378 | 7.6279 | 8.3934 | 9.4212 | 10.3181 | 11.0611 | 11.4917 | 11.5929 | 11.7974 | 11.6857 | 11.2303 | 10.5139 | 9.5998 | 9.0664 | 8.6985 | 8.2178 | 7.6645 | 6.9638 | 6.4663 | -0.011011 | -0.013272 | -0.0088194 | -0.0071629 | -0.0078317 | -0.018552 | -0.012944 | -0.021543 | -0.01569 | -0.012242 | -0.020851 | -0.011295 | -0.0064548 | 0.031265 | 0.19511 | 0.20379 | 0.18 | 0.14819 | 0.033106 | -0.0048341 | -0.014615 | -0.022324 | -0.028624 | -0.032147 | 72.2792 | 71.0973 | 69.9148 | 68.5382 | 67.5108 | 66.4368 | 66.01 | 65.5853 | 66.3699 | 71.194 | 76.8887 | 81.734 | 85.1607 | 87.6061 | 88.7736 | 89.0692 | 88.4349 | 86.925 | 84.3694 | 81.1502 | 77.9749 | 75.6333 | 73.776 | 72.2655 | 0.072582 | 0.064645 | 0.070812 | 0.083834 | 0.1084 | 0.086017 | 0.083667 | 0.088048 | 0.097276 | 0.095959 | 0.09562 | 0.10833 | 0.11319 | 0.12422 | 0.13609 | 0.13289 | 0.12697 | 0.10655 | 0.089199 | 0.088495 | 0.078874 | 0.077987 | 0.081076 | 0.079249
Portfolio Adjusted1-in-10AllOther2025November Monthly Peak | Portfolio Adjusted | 1-in-10 | All | Other | 2025 | November Monthly Peak | 11 | 5.4204 | 5.2574 | 5.1296 | 5.1004 | 5.3648 | 6.0264 | 6.8206 | 7.5139 | 8.2695 | 8.7915 | 9.2478 | 9.4739 | 9.5037 | 9.6302 | 9.4866 | 9.1017 | 8.6487 | 8.414 | 7.8934 | 7.4801 | 7.1165 | 6.6765 | 6.1479 | 5.7922 | -0.010899 | -0.021382 | -0.013254 | -0.0037905 | -0.0023718 | -0.031995 | -0.013396 | -0.011855 | -0.010107 | -0.0041299 | -0.0021175 | 0.0015716 | 0.0022338 | 0.02082 | 0.16448 | 0.16422 | 0.13713 | 0.11626 | 0.0016995 | -0.030711 | -0.03766 | -0.037806 | -0.032823 | -0.033957 | 59.4201 | 58.035 | 56.8561 | 55.5797 | 54.8134 | 54.316 | 53.6954 | 53.3311 | 55.6282 | 60.1388 | 65.5978 | 69.8654 | 72.7148 | 74.4122 | 75.5426 | 75.8667 | 74.9498 | 72.6573 | 69.8234 | 66.5694 | 64.2379 | 62.6865 | 61.1478 | 60.016 | 0.072164 | 0.064404 | 0.070141 | 0.082892 | 0.10756 | 0.086034 | 0.082597 | 0.086373 | 0.093779 | 0.090429 | 0.0891 | 0.10031 | 0.10465 | 0.11488 | 0.12539 | 0.12268 | 0.11975 | 0.10436 | 0.086609 | 0.085249 | 0.075997 | 0.075324 | 0.079157 | 0.07792
Portfolio Adjusted1-in-10AllOther2025December Monthly Peak | Portfolio Adjusted | 1-in-10 | All | Other | 2025 | December Monthly Peak | 12 | 5.1897 | 5.0763 | 4.9884 | 4.9894 | 5.24 | 6.0584 | 7.1539 | 7.8473 | 8.6236 | 8.9384 | 9.0027 | 8.8316 | 8.4803 | 8.3552 | 8.0169 | 7.6437 | 7.5815 | 7.6693 | 7.381 | 7.068 | 6.787 | 6.4761 | 6.0144 | 5.5239 | -0.010344 | -0.020179 | -0.012588 | -0.0036073 | -0.0022658 | -0.030805 | -0.013088 | -0.011578 | -0.0098263 | -0.0039316 | -0.001956 | 0.0014075 | 0.0019483 | 0.017882 | 0.13931 | 0.13934 | 0.12009 | 0.10521 | 0.001571 | -0.028639 | -0.03529 | -0.0359 | -0.031045 | -0.031902 | 40.8482 | 40.1573 | 39.886 | 39.3937 | 38.9491 | 38.351 | 38.1634 | 37.963 | 38.5419 | 41.3558 | 44.141 | 46.7081 | 48.3953 | 49.247 | 49.6544 | 49.6246 | 48.8891 | 47.2866 | 45.5312 | 44.2559 | 43.2794 | 42.2493 | 41.8508 | 41.4021 | 0.068505 | 0.060821 | 0.066633 | 0.078905 | 0.10277 | 0.082901 | 0.080795 | 0.084426 | 0.091261 | 0.086183 | 0.08239 | 0.089901 | 0.091312 | 0.098681 | 0.1063 | 0.10505 | 0.10524 | 0.093818 | 0.080089 | 0.079539 | 0.071271 | 0.071575 | 0.074929 | 0.073222
Portfolio Adjusted1-in-10AllOther2025Typical Event Day | Portfolio Adjusted | 1-in-10 | All | Other | 2025 | Typical Event Day | 8 | 6.3102 | 6.0865 | 5.912 | 5.8833 | 6.1624 | 6.9079 | 7.8665 | 8.9057 | 10.1081 | 11.0313 | 11.8271 | 12.2189 | 12.2644 | 12.4501 | 12.3176 | 11.8979 | 11.2531 | 10.3015 | 9.4113 | 9.0004 | 8.777 | 8.1918 | 7.4528 | 6.881 | -0.011098 | -0.010635 | -0.0073583 | -0.0083701 | -0.0097806 | -0.014269 | -0.012714 | -0.024817 | -0.017374 | -0.014638 | -0.026483 | -0.015142 | -0.0090134 | 0.032734 | 0.19642 | 0.20933 | 0.19095 | 0.15827 | 0.041817 | 0.0040455 | -0.0064426 | -0.016683 | -0.027061 | -0.031564 | 75.4782 | 74.2496 | 73.0175 | 71.9461 | 71.0311 | 69.9711 | 69.2361 | 69.4299 | 72.5394 | 77.7272 | 82.81 | 86.9823 | 90.0513 | 92.1109 | 93.1623 | 93.659 | 93.5849 | 92.8439 | 91.4071 | 89.0113 | 85.5549 | 82.324 | 80.1243 | 78.3729 | 0.075404 | 0.067293 | 0.073659 | 0.087555 | 0.11346 | 0.089978 | 0.086145 | 0.091356 | 0.10017 | 0.097659 | 0.096798 | 0.10853 | 0.11208 | 0.12289 | 0.13424 | 0.13174 | 0.12694 | 0.10676 | 0.088456 | 0.088768 | 0.081023 | 0.080303 | 0.084005 | 0.08236
Portfolio Adjusted1-in-10AllOther2026January Monthly Peak | Portfolio Adjusted | 1-in-10 | All | Other | 2026 | January Monthly Peak | 1 | 5.029 | 4.9572 | 4.8831 | 4.9191 | 5.1649 | 6.1231 | 7.435 | 8.2036 | 9.0109 | 9.3046 | 9.297 | 9.0654 | 8.5572 | 8.3863 | 7.9578 | 7.5059 | 7.4573 | 7.6332 | 7.4088 | 7.0722 | 6.774 | 6.4404 | 5.9773 | 5.3978 | -0.010318 | -0.020164 | -0.012597 | -0.00365 | -0.002305 | -0.031485 | -0.013497 | -0.012011 | -0.010205 | -0.0040507 | -0.0020085 | 0.0014367 | 0.0019691 | 0.018048 | 0.13992 | 0.13878 | 0.11876 | 0.10502 | 0.0015845 | -0.028782 | -0.035363 | -0.03594 | -0.031152 | -0.032124 | 37.5057 | 36.7498 | 36.2126 | 35.3941 | 34.8839 | 34.3883 | 33.9114 | 33.6109 | 34.187 | 37.2674 | 40.6194 | 43.1389 | 44.8175 | 46.0856 | 47.0821 | 47.2546 | 47.0448 | 46.0738 | 44.2175 | 42.8576 | 41.7225 | 41.0528 | 40.2613 | 39.6044 | 0.06828 | 0.060699 | 0.066662 | 0.07981 | 0.10452 | 0.084624 | 0.083273 | 0.087587 | 0.094782 | 0.088804 | 0.084603 | 0.091764 | 0.092277 | 0.099589 | 0.10681 | 0.10544 | 0.10467 | 0.094036 | 0.080786 | 0.079952 | 0.07144 | 0.07167 | 0.075195 | 0.073691
Portfolio Adjusted1-in-10AllOther2026February Monthly Peak | Portfolio Adjusted | 1-in-10 | All | Other | 2026 | February Monthly Peak | 2 | 5.1604 | 5.0313 | 4.9252 | 4.9527 | 5.1999 | 5.9592 | 6.9886 | 7.5941 | 8.3029 | 8.6364 | 8.8528 | 8.8763 | 8.704 | 8.7633 | 8.5734 | 8.1924 | 7.8646 | 7.6949 | 7.5823 | 7.2024 | 6.8727 | 6.4748 | 5.961 | 5.5141 | -0.010466 | -0.02049 | -0.012735 | -0.003682 | -0.0023012 | -0.031158 | -0.013295 | -0.011698 | -0.009905 | -0.0039662 | -0.0019999 | 0.001463 | 0.0020499 | 0.019113 | 0.1504 | 0.14957 | 0.12533 | 0.10701 | 0.0016269 | -0.029461 | -0.036203 | -0.03657 | -0.031601 | -0.0325 | 45.6807 | 45.3133 | 45.0885 | 44.7318 | 44.6541 | 43.93 | 43.4305 | 43.5493 | 44.7753 | 48.1523 | 51.3045 | 53.7094 | 55.3701 | 56.3354 | 56.9999 | 57.2983 | 56.8622 | 55.8509 | 53.7035 | 51.4783 | 49.8502 | 48.471 | 47.3503 | 46.1502 | 0.069283 | 0.061698 | 0.067392 | 0.080513 | 0.10436 | 0.083781 | 0.081998 | 0.085248 | 0.09193 | 0.086872 | 0.084169 | 0.093386 | 0.096032 | 0.10545 | 0.11505 | 0.11257 | 0.11013 | 0.096846 | 0.082923 | 0.081799 | 0.07308 | 0.072879 | 0.076231 | 0.07457
Portfolio Adjusted1-in-10AllOther2026March Monthly Peak | Portfolio Adjusted | 1-in-10 | All | Other | 2026 | March Monthly Peak | 3 | 5.4309 | 5.2531 | 5.1148 | 5.1002 | 5.3303 | 5.9797 | 6.9806 | 7.5823 | 8.2302 | 8.7184 | 9.1928 | 9.4537 | 9.5334 | 9.741 | 9.6864 | 9.3585 | 8.8685 | 8.2824 | 7.8832 | 7.7434 | 7.3983 | 6.9113 | 6.3177 | 5.8891 | -0.010901 | -0.021348 | -0.013259 | -0.0038008 | -0.0023559 | -0.031543 | -0.013475 | -0.011894 | -0.010037 | -0.004078 | -0.0020956 | 0.0015584 | 0.0022211 | 0.020803 | 0.16663 | 0.16722 | 0.13926 | 0.11446 | 0.0016994 | -0.031456 | -0.038719 | -0.038755 | -0.033479 | -0.034377 | 56.2314 | 55.0665 | 54.2535 | 53.3012 | 52.5631 | 51.7539 | 51.1392 | 51.6082 | 55.2693 | 60.6961 | 65.9841 | 70.3008 | 73.1528 | 74.7498 | 75.5631 | 75.947 | 75.5841 | 74.165 | 71.49 | 67.6432 | 64.2224 | 61.4048 | 59.2542 | 57.6336 | 0.07218 | 0.064295 | 0.070165 | 0.083113 | 0.10684 | 0.084828 | 0.083115 | 0.086659 | 0.093133 | 0.089297 | 0.08818 | 0.099475 | 0.10407 | 0.1148 | 0.12617 | 0.12384 | 0.12008 | 0.10272 | 0.086597 | 0.087328 | 0.078147 | 0.077224 | 0.080747 | 0.078888
Portfolio Adjusted1-in-10AllOther2026April Monthly Peak | Portfolio Adjusted | 1-in-10 | All | Other | 2026 | April Monthly Peak | 4 | 5.6842 | 5.4866 | 5.3311 | 5.3051 | 5.5488 | 6.2042 | 7.0538 | 7.8344 | 8.7698 | 9.492 | 10.1738 | 10.5308 | 10.6809 | 10.8866 | 10.8071 | 10.4277 | 9.828 | 9.0228 | 8.3001 | 8.1515 | 7.906 | 7.3677 | 6.7118 | 6.2459 | -0.010732 | -0.0152 | -0.0098273 | -0.0060537 | -0.006109 | -0.021698 | -0.012574 | -0.01817 | -0.013598 | -0.0094732 | -0.014745 | -0.0071727 | -0.0037339 | 0.027263 | 0.1814 | 0.18796 | 0.16451 | 0.13533 | 0.023052 | -0.012094 | -0.021192 | -0.026623 | -0.029672 | -0.03247 | 66.87 | 65.4616 | 63.7788 | 62.6196 | 61.4629 | 60.3617 | 59.7704 | 59.7472 | 63.177 | 69.4812 | 75.7922 | 81.072 | 84.2054 | 86.2514 | 87.4904 | 88.1475 | 87.9694 | 87.2588 | 85.1844 | 82.0481 | 77.8993 | 74.1875 | 71.4325 | 69.7691 | 0.06979 | 0.062141 | 0.067831 | 0.08034 | 0.10362 | 0.082319 | 0.078978 | 0.083495 | 0.091632 | 0.089337 | 0.088979 | 0.10033 | 0.10535 | 0.11587 | 0.12715 | 0.12458 | 0.12031 | 0.10141 | 0.083489 | 0.084575 | 0.076532 | 0.075565 | 0.078912 | 0.077243
Portfolio Adjusted1-in-10AllOther2026May Monthly Peak | Portfolio Adjusted | 1-in-10 | All | Other | 2026 | May Monthly Peak | 5 | 5.7929 | 5.5939 | 5.4407 | 5.4115 | 5.6756 | 6.3372 | 7.1199 | 8.1064 | 9.1779 | 10.0095 | 10.7338 | 11.1081 | 11.2077 | 11.3721 | 11.2557 | 10.8489 | 10.2128 | 9.3401 | 8.5391 | 8.2273 | 8.091 | 7.5568 | 6.8861 | 6.4029 | -0.010613 | -0.013894 | -0.0091231 | -0.0064967 | -0.0068762 | -0.019778 | -0.012419 | -0.019697 | -0.014537 | -0.010785 | -0.017666 | -0.0091305 | -0.0050304 | 0.028758 | 0.18626 | 0.19389 | 0.17137 | 0.14067 | 0.027252 | -0.0080813 | -0.017449 | -0.023977 | -0.028789 | -0.031973 | 71.1414 | 69.4731 | 68.1517 | 66.7866 | 65.4901 | 64.5591 | 64.01 | 64.4301 | 67.8493 | 73.3906 | 79.3168 | 83.5446 | 87.0051 | 89.3275 | 90.7544 | 91.3237 | 90.9968 | 90.3196 | 88.5912 | 86.105 | 82.3087 | 78.2174 | 75.2667 | 72.4506 | 0.06944 | 0.061984 | 0.06789 | 0.080454 | 0.10416 | 0.082842 | 0.07904 | 0.084858 | 0.093582 | 0.091819 | 0.091359 | 0.10285 | 0.10745 | 0.11778 | 0.12904 | 0.12603 | 0.12155 | 0.10187 | 0.083495 | 0.083528 | 0.076176 | 0.075399 | 0.079005 | 0.077395
Portfolio Adjusted1-in-10AllOther2026June Monthly Peak | Portfolio Adjusted | 1-in-10 | All | Other | 2026 | June Monthly Peak | 6 | 6.0637 | 5.8479 | 5.6809 | 5.6398 | 5.8837 | 6.5303 | 7.3441 | 8.4082 | 9.5403 | 10.4098 | 11.1637 | 11.5371 | 11.5657 | 11.7149 | 11.5922 | 11.2438 | 10.6809 | 9.8296 | 9.0412 | 8.5656 | 8.4196 | 7.9127 | 7.1805 | 6.6431 | -0.010997 | -0.013972 | -0.0092175 | -0.0068715 | -0.0073403 | -0.019519 | -0.01252 | -0.020172 | -0.014708 | -0.011007 | -0.018261 | -0.0095457 | -0.0052633 | 0.028102 | 0.18471 | 0.19493 | 0.17514 | 0.14485 | 0.028962 | -0.0068746 | -0.016514 | -0.023588 | -0.028945 | -0.032381 | 73.7198 | 72.198 | 71.0916 | 69.7215 | 68.8866 | 67.396 | 66.5332 | 67.3453 | 71.4611 | 76.9122 | 81.9942 | 85.6073 | 88.1412 | 90.001 | 91.3443 | 92.0837 | 92.4652 | 91.9057 | 90.6292 | 88.5555 | 85.4178 | 81.5993 | 79.0093 | 77.1059 | 0.072139 | 0.064269 | 0.070431 | 0.08334 | 0.10752 | 0.084666 | 0.0801 | 0.085268 | 0.09344 | 0.090975 | 0.090404 | 0.1013 | 0.10438 | 0.11394 | 0.12453 | 0.12313 | 0.11996 | 0.10149 | 0.084605 | 0.084228 | 0.077424 | 0.076952 | 0.080346 | 0.078901
Portfolio Adjusted1-in-10AllOther2026July Monthly Peak | Portfolio Adjusted | 1-in-10 | All | Other | 2026 | July Monthly Peak | 7 | 6.2325 | 6.0201 | 5.8659 | 5.8145 | 6.0767 | 6.7954 | 7.6795 | 8.7258 | 9.8568 | 10.7521 | 11.5052 | 11.8593 | 11.8896 | 12.0662 | 11.9468 | 11.5976 | 11.0522 | 10.1873 | 9.3139 | 8.8301 | 8.6795 | 8.1527 | 7.3974 | 6.8197 | -0.010958 | -0.01145 | -0.0078447 | -0.0079045 | -0.0090453 | -0.015563 | -0.012453 | -0.022995 | -0.01613 | -0.013193 | -0.023369 | -0.013059 | -0.0076318 | 0.030084 | 0.18743 | 0.20056 | 0.18405 | 0.1536 | 0.037787 | 0.0010533 | -0.0091194 | -0.018469 | -0.027368 | -0.031449 | 75.4471 | 74.3559 | 73.2592 | 72.2537 | 71.4273 | 70.5108 | 69.8444 | 70.1557 | 73.485 | 78.526 | 83.4507 | 87.3019 | 89.9495 | 91.7391 | 92.6011 | 92.8384 | 92.6401 | 92.0321 | 90.5245 | 88.2658 | 85.4579 | 82.3911 | 80.1797 | 78.6956 | 0.073608 | 0.065819 | 0.072459 | 0.085588 | 0.11074 | 0.087512 | 0.082915 | 0.087445 | 0.095128 | 0.092547 | 0.091568 | 0.10215 | 0.10503 | 0.11499 | 0.1258 | 0.12464 | 0.12175 | 0.1036 | 0.085991 | 0.086093 | 0.079396 | 0.078872 | 0.082227 | 0.080394
Portfolio Adjusted1-in-10AllOther2026August Monthly Peak | Portfolio Adjusted | 1-in-10 | All | Other | 2026 | August Monthly Peak | 8 | 6.3418 | 6.1173 | 5.9433 | 5.9146 | 6.1951 | 6.9479 | 7.9164 | 8.9727 | 10.1995 | 11.1434 | 11.9527 | 12.3493 | 12.3921 | 12.5751 | 12.4352 | 12.0072 | 11.3565 | 10.3936 | 9.488 | 9.0711 | 8.8413 | 8.2504 | 7.5046 | 6.925 | -0.011099 | -0.0099101 | -0.0069574 | -0.0086681 | -0.010268 | -0.013083 | -0.012665 | -0.025685 | -0.017879 | -0.015378 | -0.028204 | -0.016319 | -0.0098013 | 0.033612 | 0.19827 | 0.21189 | 0.19414 | 0.16108 | 0.044555 | 0.006358 | -0.004321 | -0.01524 | -0.026657 | -0.031391 | 76.105 | 75.0343 | 73.6999 | 72.714 | 71.7929 | 71.0578 | 70.3884 | 70.2354 | 72.9595 | 78.0907 | 82.781 | 87.0589 | 90.289 | 92.4355 | 93.735 | 94.0906 | 93.6424 | 92.7634 | 91.5481 | 89.3358 | 85.7949 | 82.8642 | 81.0103 | 79.1772 | 0.076163 | 0.067967 | 0.074444 | 0.088499 | 0.1147 | 0.09095 | 0.087076 | 0.092436 | 0.1015 | 0.099076 | 0.09825 | 0.11016 | 0.11375 | 0.1247 | 0.13618 | 0.13362 | 0.12873 | 0.10821 | 0.089585 | 0.089879 | 0.082006 | 0.081269 | 0.08499 | 0.083316
Portfolio Adjusted1-in-10AllOther2026September Monthly Peak | Portfolio Adjusted | 1-in-10 | All | Other | 2026 | September Monthly Peak | 9 | 6.3121 | 6.1213 | 5.964 | 5.9421 | 6.251 | 7.0224 | 8.1328 | 9.1595 | 10.5425 | 11.6081 | 12.469 | 12.8804 | 12.8876 | 13.0635 | 12.8779 | 12.3521 | 11.5994 | 10.5506 | 9.6233 | 9.3713 | 8.8849 | 8.2834 | 7.4809 | 6.9175 | -0.010832 | -0.0066019 | -0.0051026 | -0.0098227 | -0.012296 | -0.0077695 | -0.012445 | -0.029606 | -0.020525 | -0.019213 | -0.036925 | -0.022182 | -0.013638 | 0.038379 | 0.20852 | 0.22398 | 0.20717 | 0.17182 | 0.056775 | 0.016776 | 0.0050447 | -0.0087587 | -0.024382 | -0.029985 | 76.6404 | 75.4097 | 74.0188 | 73.0949 | 72.0176 | 70.9197 | 70.1782 | 69.9832 | 72.2517 | 77.3796 | 83.0138 | 87.9607 | 91.8249 | 94.2674 | 94.9686 | 95.623 | 95.5914 | 94.674 | 92.9259 | 89.8875 | 85.5486 | 82.4409 | 80.2973 | 78.5125 | 0.078328 | 0.070295 | 0.077326 | 0.092099 | 0.12015 | 0.095133 | 0.092066 | 0.09842 | 0.11057 | 0.10932 | 0.10858 | 0.12166 | 0.12506 | 0.13702 | 0.14944 | 0.14547 | 0.13896 | 0.11592 | 0.095558 | 0.096511 | 0.0863 | 0.085605 | 0.088458 | 0.086555
Portfolio Adjusted1-in-10AllOther2026October Monthly Peak | Portfolio Adjusted | 1-in-10 | All | Other | 2026 | October Monthly Peak | 10 | 5.9592 | 5.7612 | 5.6158 | 5.5803 | 5.8419 | 6.5489 | 7.6411 | 8.4079 | 9.4367 | 10.3344 | 11.0781 | 11.509 | 11.6101 | 11.8148 | 11.7027 | 11.2463 | 10.5287 | 9.6135 | 9.0796 | 8.7112 | 8.2301 | 7.6762 | 6.9747 | 6.4767 | -0.011044 | -0.013311 | -0.0088452 | -0.0071838 | -0.0078547 | -0.018606 | -0.012982 | -0.021606 | -0.015736 | -0.012278 | -0.020912 | -0.011328 | -0.0064737 | 0.031356 | 0.19555 | 0.20424 | 0.18038 | 0.14852 | 0.033203 | -0.0048483 | -0.014658 | -0.022389 | -0.028708 | -0.032241 | 72.2792 | 71.0973 | 69.9149 | 68.5383 | 67.5109 | 66.4369 | 66.0102 | 65.5854 | 66.3701 | 71.1941 | 76.8888 | 81.734 | 85.1608 | 87.6062 | 88.7736 | 89.0691 | 88.4348 | 86.925 | 84.3693 | 81.1501 | 77.9748 | 75.6333 | 73.776 | 72.2655 | 0.072792 | 0.064832 | 0.071018 | 0.084078 | 0.10872 | 0.086266 | 0.08391 | 0.088305 | 0.097559 | 0.096238 | 0.095897 | 0.10865 | 0.11352 | 0.12458 | 0.13649 | 0.13327 | 0.12734 | 0.10686 | 0.089458 | 0.088753 | 0.079103 | 0.078214 | 0.081312 | 0.07948
Portfolio Adjusted1-in-10AllOther2026November Monthly Peak | Portfolio Adjusted | 1-in-10 | All | Other | 2026 | November Monthly Peak | 11 | 5.4293 | 5.2662 | 5.138 | 5.1088 | 5.3738 | 6.0367 | 6.8328 | 7.5272 | 8.2835 | 8.8059 | 9.2627 | 9.489 | 9.5186 | 9.6453 | 9.5012 | 9.1155 | 8.6618 | 8.4266 | 7.9054 | 7.4916 | 7.1275 | 6.6871 | 6.1578 | 5.8018 | -0.010931 | -0.021445 | -0.013292 | -0.0038016 | -0.0023787 | -0.032088 | -0.013436 | -0.01189 | -0.010137 | -0.004142 | -0.0021237 | 0.0015762 | 0.0022403 | 0.020881 | 0.16487 | 0.16459 | 0.13742 | 0.11651 | 0.0017045 | -0.030801 | -0.037771 | -0.037917 | -0.032919 | -0.034056 | 59.4203 | 58.0353 | 56.8564 | 55.58 | 54.8138 | 54.3163 | 53.6958 | 53.3315 | 55.6285 | 60.1391 | 65.5981 | 69.8657 | 72.7151 | 74.4125 | 75.5429 | 75.8669 | 74.9501 | 72.6575 | 69.8237 | 66.5697 | 64.2382 | 62.6867 | 61.1481 | 60.0162 | 0.072374 | 0.064591 | 0.070345 | 0.083133 | 0.10788 | 0.086283 | 0.082837 | 0.086625 | 0.094053 | 0.090692 | 0.089359 | 0.10061 | 0.10496 | 0.11522 | 0.12575 | 0.12304 | 0.1201 | 0.10467 | 0.086861 | 0.085497 | 0.076218 | 0.075543 | 0.079387 | 0.078147
Portfolio Adjusted1-in-10AllOther2026December Monthly Peak | Portfolio Adjusted | 1-in-10 | All | Other | 2026 | December Monthly Peak | 12 | 5.1982 | 5.0845 | 4.9964 | 4.9974 | 5.2486 | 6.0683 | 7.1657 | 7.8603 | 8.6372 | 8.9521 | 9.0164 | 8.845 | 8.4933 | 8.3682 | 8.0293 | 7.6555 | 7.593 | 7.6806 | 7.3921 | 7.0787 | 6.7973 | 6.4861 | 6.0238 | 5.5328 | -0.010374 | -0.020238 | -0.012624 | -0.0036179 | -0.0022724 | -0.030895 | -0.013126 | -0.011612 | -0.0098551 | -0.0039431 | -0.0019617 | 0.0014116 | 0.001954 | 0.017934 | 0.13963 | 0.13966 | 0.12034 | 0.10543 | 0.0015756 | -0.028723 | -0.035394 | -0.036005 | -0.031136 | -0.031996 | 40.8484 | 40.1576 | 39.8862 | 39.394 | 38.9494 | 38.3513 | 38.1637 | 37.9633 | 38.5421 | 41.356 | 44.1413 | 46.7083 | 48.3955 | 49.2471 | 49.6546 | 49.6248 | 48.8892 | 47.2868 | 45.5314 | 44.2561 | 43.2796 | 42.2495 | 41.851 | 41.4023 | 0.068704 | 0.060997 | 0.066827 | 0.079135 | 0.10307 | 0.08314 | 0.081029 | 0.084671 | 0.091526 | 0.086434 | 0.082629 | 0.090162 | 0.091578 | 0.098968 | 0.10661 | 0.10536 | 0.10555 | 0.094091 | 0.080323 | 0.079771 | 0.071478 | 0.071783 | 0.075147 | 0.073435
Portfolio Adjusted1-in-10AllOther2026Typical Event Day | Portfolio Adjusted | 1-in-10 | All | Other | 2026 | Typical Event Day | 8 | 6.3201 | 6.0962 | 5.9214 | 5.8926 | 6.1724 | 6.9194 | 7.88 | 8.9206 | 10.1239 | 11.0476 | 11.8441 | 12.236 | 12.2812 | 12.467 | 12.3341 | 11.9135 | 11.2676 | 10.3151 | 9.4243 | 9.013 | 8.7895 | 8.2037 | 7.4639 | 6.8917 | -0.01113 | -0.010666 | -0.0073799 | -0.0083946 | -0.0098093 | -0.014311 | -0.012751 | -0.02489 | -0.017425 | -0.014681 | -0.02656 | -0.015186 | -0.0090398 | 0.03283 | 0.19686 | 0.20978 | 0.19135 | 0.15861 | 0.041939 | 0.0040573 | -0.0064614 | -0.016732 | -0.02714 | -0.031656 | 75.4781 | 74.2495 | 73.0174 | 71.946 | 71.0311 | 69.9711 | 69.2361 | 69.4299 | 72.5393 | 77.7271 | 82.8099 | 86.9822 | 90.0512 | 92.1108 | 93.1622 | 93.6589 | 93.5848 | 92.8438 | 91.4069 | 89.0112 | 85.5548 | 82.3239 | 80.1241 | 78.3728 | 0.075623 | 0.067487 | 0.073873 | 0.08781 | 0.11379 | 0.090238 | 0.086395 | 0.091621 | 0.10046 | 0.097942 | 0.097078 | 0.10884 | 0.1124 | 0.12325 | 0.13463 | 0.13213 | 0.12731 | 0.10707 | 0.088713 | 0.089026 | 0.081257 | 0.080536 | 0.084249 | 0.082599
Portfolio Adjusted1-in-2AllOther2015January Monthly Peak | Portfolio Adjusted | 1-in-2 | All | Other | 2015 | January Monthly Peak | 1 | 124.0734 | 120.6398 | 117.0343 | 117.59 | 126.3212 | 147.8506 | 177.1526 | 193.8515 | 202.1664 | 201.922 | 203.1913 | 199.9733 | 193.2761 | 193.5268 | 186.0232 | 177.2364 | 169.4474 | 166.9146 | 163.6255 | 157.1174 | 151.7456 | 146.0728 | 137.4493 | 131.5574 | -0.43422 | -0.84938 | -0.52753 | -0.15291 | -0.096399 | -1.3131 | -0.56242 | -0.49773 | -0.42009 | -0.1669 | -0.083209 | 0.060046 | 0.083093 | 0.76694 | 4.8406 | 4.7281 | 3.744 | 3.2698 | 0.066485 | -1.2057 | -1.4831 | -1.5026 | -1.3051 | -1.3465 | 45.8686 | 45.1842 | 44.5621 | 43.9061 | 43.5822 | 43.4784 | 43.4502 | 43.3152 | 43.7669 | 45.8391 | 49.021 | 51.8253 | 53.7104 | 55.0308 | 55.9881 | 56.5994 | 56.5047 | 55.0906 | 53.0415 | 51.5858 | 50.4173 | 49.4321 | 48.5793 | 47.6906 | 2.864 | 2.5418 | 2.7853 | 3.3375 | 4.3659 | 3.5105 | 3.4537 | 3.6173 | 3.8878 | 3.6426 | 3.4878 | 3.8202 | 3.8814 | 4.2214 | 4.5622 | 4.4987 | 4.4449 | 3.9668 | 3.3798 | 3.3386 | 2.9833 | 2.986 | 3.1393 | 3.0803
Portfolio Adjusted1-in-2AllOther2015February Monthly Peak | Portfolio Adjusted | 1-in-2 | All | Other | 2015 | February Monthly Peak | 2 | 125.7865 | 122.3768 | 118.9528 | 119.2013 | 127.0029 | 147.8761 | 176.562 | 192.2982 | 201.4088 | 202.5482 | 205.765 | 204.778 | 199.8982 | 201.8668 | 195.6864 | 185.1194 | 175.479 | 170.5752 | 168.3405 | 161.4828 | 155.7794 | 149.6467 | 140.0471 | 133.6071 | -0.44022 | -0.86161 | -0.53618 | -0.155 | -0.096919 | -1.3133 | -0.56054 | -0.49374 | -0.41851 | -0.16742 | -0.084262 | 0.061488 | 0.08594 | 0.79999 | 5.0921 | 4.9384 | 3.8772 | 3.3415 | 0.068401 | -1.2392 | -1.5226 | -1.5394 | -1.3297 | -1.3674 | 49.7852 | 49.3769 | 49.0432 | 48.5931 | 48.1953 | 47.9584 | 47.7543 | 47.6044 | 48.1918 | 49.987 | 51.9781 | 53.8596 | 54.5441 | 54.7008 | 54.6987 | 54.1846 | 53.985 | 53.228 | 51.9458 | 50.9219 | 49.9767 | 49.2128 | 47.8158 | 46.7925 | 2.9036 | 2.5784 | 2.8309 | 3.3832 | 4.3895 | 3.5111 | 3.4422 | 3.5883 | 3.8733 | 3.6539 | 3.532 | 3.912 | 4.0144 | 4.4033 | 4.7991 | 4.6988 | 4.6032 | 4.0538 | 3.4772 | 3.4314 | 3.0626 | 3.0591 | 3.1986 | 3.1283
Portfolio Adjusted1-in-2AllOther2015March Monthly Peak | Portfolio Adjusted | 1-in-2 | All | Other | 2015 | March Monthly Peak | 3 | 128.2247 | 124.6137 | 121.526 | 120.5369 | 127.6093 | 147.6597 | 176.9338 | 193.3139 | 201.2112 | 202.1742 | 206.1321 | 205.4379 | 201.1507 | 202.3982 | 196.2326 | 186.9948 | 177.3024 | 170.1906 | 168.8693 | 166.3995 | 160.9107 | 154.0731 | 144.1034 | 137.2595 | -0.44875 | -0.87736 | -0.54778 | -0.15674 | -0.097382 | -1.3114 | -0.56172 | -0.49634 | -0.4181 | -0.16711 | -0.084413 | 0.061687 | 0.086478 | 0.8021 | 5.1063 | 4.9885 | 3.9175 | 3.334 | 0.068616 | -1.277 | -1.5727 | -1.5849 | -1.3682 | -1.4048 | 49.3813 | 48.5798 | 47.9659 | 47.5544 | 47.1252 | 46.6856 | 46.3784 | 46.3266 | 48.1563 | 50.4399 | 52.7961 | 54.8152 | 56.072 | 57.0331 | 57.3474 | 57.7015 | 57.4309 | 56.6564 | 55.2236 | 53.3073 | 52.0715 | 50.969 | 50.1532 | 49.3088 | 2.9598 | 2.6255 | 2.8922 | 3.4211 | 4.4105 | 3.506 | 3.4494 | 3.6073 | 3.8695 | 3.6471 | 3.5383 | 3.9246 | 4.0395 | 4.4149 | 4.8125 | 4.7464 | 4.651 | 4.0447 | 3.4881 | 3.5359 | 3.1635 | 3.1495 | 3.2913 | 3.2138
Portfolio Adjusted1-in-2AllOther2015April Monthly Peak | Portfolio Adjusted | 1-in-2 | All | Other | 2015 | April Monthly Peak | 4 | 131.6518 | 127.9963 | 123.8189 | 122.8337 | 130.1421 | 149.943 | 175.7226 | 192.7706 | 202.4721 | 206.955 | 214.6023 | 216.6513 | 215.9991 | 218.8607 | 213.963 | 203.1711 | 190.6614 | 178.8922 | 171.4497 | 169.4744 | 166.1001 | 158.2593 | 148.3072 | 141.6522 | -0.46074 | -0.90117 | -0.55811 | -0.15973 | -0.099314 | -1.3316 | -0.55788 | -0.49495 | -0.42072 | -0.17106 | -0.087881 | 0.065054 | 0.092862 | 0.86734 | 5.5676 | 5.42 | 4.2127 | 3.5045 | 0.069664 | -1.3006 | -1.6234 | -1.628 | -1.4082 | -1.4498 | 62.1151 | 61.1553 | 59.9443 | 58.9726 | 58.2531 | 57.6823 | 57.151 | 57.2655 | 59.4669 | 63.2975 | 67.4627 | 71.4003 | 74.7486 | 77.1299 | 78.3388 | 78.8057 | 78.6636 | 78.5047 | 77.0667 | 74.4616 | 70.8405 | 68.1772 | 65.9997 | 64.0511 | 3.0389 | 2.6968 | 2.9467 | 3.4863 | 4.498 | 3.5602 | 3.4258 | 3.5971 | 3.8937 | 3.7333 | 3.6837 | 4.1388 | 4.3377 | 4.774 | 5.2474 | 5.157 | 5.0014 | 4.2515 | 3.5414 | 3.6012 | 3.2655 | 3.2351 | 3.3873 | 3.3167
Portfolio Adjusted1-in-2AllOther2015May Monthly Peak | Portfolio Adjusted | 1-in-2 | All | Other | 2015 | May Monthly Peak | 5 | 131.2335 | 127.8997 | 124.1354 | 123.2188 | 131.0406 | 151.1384 | 176.1383 | 196.1223 | 206.8481 | 212.8039 | 220.4725 | 222.3435 | 220.6225 | 222.8558 | 217.6395 | 205.9312 | 192.9526 | 179.8934 | 171.5735 | 167.3981 | 165.419 | 158.0134 | 148.6501 | 142.1057 | -0.45928 | -0.90049 | -0.55954 | -0.16023 | -0.1 | -1.3423 | -0.5592 | -0.50356 | -0.42982 | -0.17589 | -0.090285 | 0.066763 | 0.09485 | 0.88317 | 5.6633 | 5.4936 | 4.2633 | 3.5241 | 0.069715 | -1.2846 | -1.6168 | -1.6255 | -1.4114 | -1.4544 | 62.55 | 61.9487 | 61.5008 | 60.9273 | 60.3671 | 59.9823 | 59.8042 | 60.22 | 61.7606 | 64.6265 | 68.1024 | 71.538 | 74.786 | 77.1969 | 78.1176 | 78.4637 | 78.5005 | 77.4785 | 75.5228 | 72.9049 | 69.3839 | 66.6297 | 64.8247 | 63.5998 | 3.0293 | 2.6948 | 2.9543 | 3.4972 | 4.5291 | 3.5886 | 3.4339 | 3.6597 | 3.9779 | 3.8389 | 3.7845 | 4.2476 | 4.4306 | 4.8611 | 5.3375 | 5.2271 | 5.0615 | 4.2753 | 3.5439 | 3.5571 | 3.2521 | 3.2301 | 3.3951 | 3.3273
Portfolio Adjusted1-in-2AllOther2015June Monthly Peak | Portfolio Adjusted | 1-in-2 | All | Other | 2015 | June Monthly Peak | 6 | 138.186 | 134.4351 | 130.7541 | 129.7039 | 137.4538 | 156.8164 | 181.0317 | 200.4836 | 211.2634 | 217.0681 | 225.4819 | 226.8485 | 222.2109 | 223.6056 | 217.8522 | 208.5956 | 197.1551 | 184.8397 | 178.3474 | 172.8805 | 171.9534 | 164.7249 | 154.2252 | 147.7713 | -0.47284 | -0.80306 | -0.50802 | -0.21367 | -0.18233 | -1.1636 | -0.55228 | -0.63745 | -0.50158 | -0.283 | -0.34324 | -0.10829 | -0.024301 | 0.98068 | 5.6652 | 5.6723 | 4.6068 | 3.8707 | 0.50571 | -0.91812 | -1.2883 | -1.4103 | -1.3567 | -1.4414 | 66.8906 | 65.9403 | 65.0865 | 64.1017 | 63.3672 | 62.7082 | 62.1105 | 62.6938 | 65.3315 | 69.5271 | 74.1888 | 78.2907 | 80.8065 | 82.3633 | 83.7187 | 84.1163 | 84.3574 | 83.6378 | 82.4916 | 79.982 | 76.5352 | 72.4936 | 70.2374 | 68.6972 | 3.0614 | 2.7184 | 2.9865 | 3.5331 | 4.5595 | 3.5735 | 3.3872 | 3.5904 | 3.8992 | 3.7581 | 3.7146 | 4.1591 | 4.2828 | 4.6811 | 5.1277 | 5.0815 | 4.9635 | 4.216 | 3.5355 | 3.5257 | 3.2445 | 3.2317 | 3.3806 | 3.3207
Portfolio Adjusted1-in-2AllOther2015July Monthly Peak | Portfolio Adjusted | 1-in-2 | All | Other | 2015 | July Monthly Peak | 7 | 142.2526 | 138.9026 | 136.0806 | 134.8613 | 143.3904 | 164.0821 | 189.6591 | 209.1183 | 220.411 | 228.0439 | 236.6963 | 237.4035 | 232.2712 | 234.3865 | 228.3806 | 218.7598 | 206.9005 | 194.3088 | 185.5963 | 180.6898 | 179.9276 | 172.0863 | 160.636 | 153.1539 | -0.4622 | -0.50155 | -0.34122 | -0.32581 | -0.3691 | -0.68662 | -0.5265 | -0.9483 | -0.66788 | -0.53828 | -0.94355 | -0.52213 | -0.30278 | 1.2474 | 5.9304 | 6.1987 | 5.4171 | 4.6505 | 1.5246 | -0.013907 | -0.43879 | -0.81596 | -1.1647 | -1.3309 | 73.6321 | 72.5827 | 71.8068 | 71.1473 | 70.4736 | 69.8005 | 69.2961 | 69.8548 | 72.5282 | 76.1458 | 79.6338 | 82.9765 | 85.5758 | 87.2898 | 88.6299 | 89.1864 | 88.4706 | 87.4825 | 87.0017 | 85.8288 | 83.2554 | 79.5801 | 77.1421 | 75.2852 | 3.0728 | 2.7387 | 3.0306 | 3.5819 | 4.6377 | 3.6458 | 3.4601 | 3.6516 | 3.9665 | 3.8496 | 3.8021 | 4.2441 | 4.365 | 4.7844 | 5.2413 | 5.1962 | 5.0789 | 4.3214 | 3.5874 | 3.593 | 3.3102 | 3.2919 | 3.4333 | 3.3557
Portfolio Adjusted1-in-2AllOther2015August Monthly Peak | Portfolio Adjusted | 1-in-2 | All | Other | 2015 | August Monthly Peak | 8 | 144.9211 | 141.2492 | 137.434 | 137.0392 | 145.9124 | 167.5635 | 195.742 | 216.7386 | 229.761 | 237.79 | 247.0829 | 249.0552 | 244.7704 | 247.4359 | 240.7907 | 228.5102 | 213.2056 | 198.0687 | 189.0813 | 184.5645 | 181.9966 | 173.7116 | 162.788 | 155.6648 | -0.47168 | -0.52076 | -0.3507 | -0.32768 | -0.36974 | -0.71863 | -0.54511 | -0.9734 | -0.69137 | -0.5532 | -0.96536 | -0.53396 | -0.30967 | 1.3094 | 6.2529 | 6.4666 | 5.5629 | 4.7214 | 1.5205 | -0.045281 | -0.47343 | -0.84502 | -1.1884 | -1.3581 | 73.1621 | 71.9081 | 70.7654 | 69.9153 | 69.1652 | 68.4593 | 68.0634 | 67.763 | 69.828 | 74.493 | 79.6665 | 84.2345 | 87.5084 | 89.2963 | 90.4842 | 90.6638 | 90.3266 | 89.5997 | 87.8903 | 84.9524 | 80.6633 | 77.5537 | 75.8059 | 74.5603 | 3.1281 | 2.7829 | 3.0585 | 3.637 | 4.7157 | 3.7204 | 3.5684 | 3.7819 | 4.1317 | 4.0112 | 3.966 | 4.449 | 4.5965 | 5.0469 | 5.522 | 5.4237 | 5.2298 | 4.4017 | 3.6521 | 3.6673 | 3.3458 | 3.3205 | 3.4767 | 3.4082
Portfolio Adjusted1-in-2AllOther2015September Monthly Peak | Portfolio Adjusted | 1-in-2 | All | Other | 2015 | September Monthly Peak | 9 | 142.9753 | 140.2145 | 136.561 | 136.3449 | 146.0756 | 167.5624 | 197.8653 | 219.6655 | 236.8757 | 247.1016 | 256.7058 | 258.5371 | 252.9649 | 255.8455 | 248.9945 | 234.5146 | 216.9996 | 200.4928 | 191.2205 | 188.1204 | 182.0437 | 173.991 | 161.2745 | 153.9986 | -0.46639 | -0.53101 | -0.35647 | -0.32157 | -0.36241 | -0.74165 | -0.55333 | -0.97391 | -0.70618 | -0.56377 | -0.9761 | -0.53539 | -0.30721 | 1.3437 | 6.4664 | 6.6251 | 5.6359 | 4.7537 | 1.4941 | -0.087955 | -0.5126 | -0.8746 | -1.188 | -1.3505 | 72.1624 | 71.0393 | 70.2145 | 69.3566 | 68.5402 | 67.85 | 67.431 | 67.3116 | 69.5253 | 74.0188 | 79.0671 | 83.6644 | 87.7475 | 90.0816 | 91.2261 | 91.3092 | 90.7663 | 89.5549 | 88.1043 | 85.2324 | 81.6079 | 78.9723 | 77.1242 | 75.8024 | 3.0835 | 2.7602 | 3.0365 | 3.6156 | 4.7171 | 3.7172 | 3.6041 | 3.8297 | 4.2561 | 4.1648 | 4.117 | 4.6146 | 4.7464 | 5.2141 | 5.7054 | 5.5616 | 5.3184 | 4.4518 | 3.6903 | 3.7348 | 3.3439 | 3.3231 | 3.4415 | 3.3689
Portfolio Adjusted1-in-2AllOther2015October Monthly Peak | Portfolio Adjusted | 1-in-2 | All | Other | 2015 | October Monthly Peak | 10 | 138.6242 | 134.8474 | 130.8783 | 129.8354 | 137.8871 | 158.5896 | 188.2892 | 205.8322 | 218.1175 | 226.5826 | 235.7641 | 239.8082 | 238.3039 | 241.1275 | 235.509 | 222.632 | 206.2636 | 192.0774 | 186.5827 | 180.2727 | 173.8696 | 165.7382 | 154.5622 | 147.4097 | -0.47946 | -0.87364 | -0.54705 | -0.19256 | -0.14613 | -1.2864 | -0.58547 | -0.59482 | -0.48726 | -0.24422 | -0.2347 | -0.026196 | 0.034775 | 1.0093 | 6.1262 | 5.9997 | 4.6955 | 3.8994 | 0.3145 | -1.1591 | -1.4904 | -1.5544 | -1.4107 | -1.4714 | 64.9887 | 64.1684 | 63.4201 | 62.6263 | 61.9418 | 61.3871 | 60.7531 | 60.5797 | 61.3742 | 64.8646 | 69.9555 | 75.8211 | 80.9566 | 84.1645 | 85.1492 | 85.7426 | 85.5949 | 84.535 | 81.6372 | 76.9734 | 73.5443 | 71.1092 | 69.2238 | 67.7596 | 3.1253 | 2.7749 | 3.0421 | 3.5991 | 4.6546 | 3.6777 | 3.5852 | 3.7513 | 4.0968 | 3.9921 | 3.9526 | 4.4744 | 4.6741 | 5.137 | 5.6411 | 5.5192 | 5.2846 | 4.4584 | 3.7641 | 3.7413 | 3.3386 | 3.309 | 3.4478 | 3.371
Portfolio Adjusted1-in-2AllOther2015November Monthly Peak | Portfolio Adjusted | 1-in-2 | All | Other | 2015 | November Monthly Peak | 11 | 129.9964 | 126.7353 | 122.6425 | 121.4867 | 129.5708 | 150.3926 | 176.274 | 192.3843 | 201.7476 | 205.7411 | 211.8123 | 213.5996 | 211.3876 | 213.4311 | 207.0698 | 196.0661 | 185.7856 | 179.6857 | 172.668 | 165.4295 | 159.4119 | 152.3265 | 143.3947 | 137.6706 | -0.45495 | -0.8923 | -0.55281 | -0.15798 | -0.098878 | -1.3356 | -0.55963 | -0.49396 | -0.41922 | -0.17006 | -0.086739 | 0.064137 | 0.090879 | 0.84582 | 5.3883 | 5.2305 | 4.1049 | 3.52 | 0.070159 | -1.2695 | -1.5581 | -1.567 | -1.3615 | -1.409 | 58.8977 | 57.9107 | 57.1495 | 56.297 | 55.3236 | 54.6052 | 54.4364 | 54.4096 | 56.52 | 60.2691 | 64.79 | 69.1968 | 71.9149 | 73.3579 | 74.3856 | 74.2467 | 72.5194 | 69.4837 | 66.415 | 64.5166 | 63.1558 | 62.1033 | 61.2029 | 60.3717 | 3.0007 | 2.6702 | 2.9187 | 3.448 | 4.4783 | 3.5709 | 3.4366 | 3.5899 | 3.8798 | 3.7114 | 3.6358 | 4.0805 | 4.2451 | 4.6555 | 5.0783 | 4.9766 | 4.8735 | 4.2703 | 3.5665 | 3.5152 | 3.134 | 3.1138 | 3.2751 | 3.2235
Portfolio Adjusted1-in-2AllOther2015December Monthly Peak | Portfolio Adjusted | 1-in-2 | All | Other | 2015 | December Monthly Peak | 12 | 125.212 | 121.5725 | 117.5969 | 116.8892 | 124.8107 | 145.2074 | 172.3374 | 187.2704 | 194.9663 | 196.8839 | 199.5219 | 198.3729 | 194.4185 | 195.4149 | 189.0843 | 180.1706 | 173.3744 | 168.8782 | 163.7864 | 157.6915 | 152.7434 | 146.9549 | 137.9969 | 131.6271 | -0.43821 | -0.85595 | -0.53007 | -0.152 | -0.095246 | -1.2896 | -0.54713 | -0.48083 | -0.40513 | -0.16273 | -0.081706 | 0.059565 | 0.083584 | 0.77442 | 4.9203 | 4.8064 | 3.8307 | 3.3083 | 0.06655 | -1.2102 | -1.4929 | -1.5117 | -1.3103 | -1.3472 | 50.8002 | 49.8414 | 49.3535 | 48.8721 | 48.2277 | 47.7467 | 47.4901 | 47.4122 | 47.9392 | 51.0503 | 54.7303 | 57.9394 | 59.7893 | 60.8398 | 61.6769 | 61.9902 | 61.3019 | 58.924 | 56.1212 | 54.1184 | 52.5793 | 50.7976 | 49.1559 | 47.8482 | 2.8903 | 2.5615 | 2.7987 | 3.3176 | 4.3137 | 3.4478 | 3.3598 | 3.4945 | 3.7494 | 3.5517 | 3.4249 | 3.7896 | 3.9043 | 4.2625 | 4.6372 | 4.5732 | 4.5479 | 4.0135 | 3.3831 | 3.3508 | 3.0029 | 3.004 | 3.1518 | 3.0819
Portfolio Adjusted1-in-2AllOther2015Typical Event Day | Portfolio Adjusted | 1-in-2 | All | Other | 2015 | Typical Event Day | 8 | 144.1036 | 140.4545 | 136.4923 | 136.0601 | 144.8443 | 166.3459 | 194.3452 | 214.7166 | 226.8704 | 234.0825 | 242.9089 | 244.7873 | 240.5691 | 243.2975 | 236.9055 | 224.938 | 209.9751 | 195.3376 | 186.8521 | 182.5006 | 180.1125 | 171.9697 | 161.2666 | 154.2443 | -0.4751 | -0.59898 | -0.39429 | -0.29977 | -0.32284 | -0.84501 | -0.55428 | -0.89317 | -0.64628 | -0.48409 | -0.80269 | -0.42174 | -0.2341 | 1.2318 | 6.1542 | 6.3026 | 5.334 | 4.5133 | 1.2568 | -0.27834 | -0.69108 | -0.99719 | -1.2383 | -1.3858 | 71.4618 | 70.3676 | 69.4683 | 68.6303 | 67.8866 | 67.2045 | 66.7253 | 66.9058 | 69.3032 | 73.5462 | 78.139 | 82.2915 | 85.4096 | 87.2578 | 88.5147 | 88.8189 | 88.4802 | 87.5687 | 86.372 | 83.9989 | 80.5155 | 77.1499 | 75.0774 | 73.5863 | 3.1034 | 2.7609 | 3.0306 | 3.6028 | 4.6706 | 3.685 | 3.5349 | 3.7381 | 4.0705 | 3.9397 | 3.8901 | 4.3629 | 4.5073 | 4.9513 | 5.4206 | 5.3268 | 5.1389 | 4.3311 | 3.6008 | 3.6181 | 3.3036 | 3.2798 | 3.4364 | 3.3694
Portfolio Adjusted1-in-2AllOther2016January Monthly Peak | Portfolio Adjusted | 1-in-2 | All | Other | 2016 | January Monthly Peak | 1 | 124.0734 | 120.6398 | 117.0343 | 117.59 | 126.3212 | 147.8506 | 177.1526 | 193.8515 | 202.1664 | 201.922 | 203.1913 | 199.9733 | 193.2761 | 193.5268 | 186.0232 | 177.2364 | 169.4474 | 166.9146 | 163.6255 | 157.1174 | 151.7456 | 146.0728 | 137.4493 | 131.5574 | -0.43422 | -0.84938 | -0.52753 | -0.15291 | -0.096399 | -1.3131 | -0.56242 | -0.49773 | -0.42009 | -0.1669 | -0.083209 | 0.060046 | 0.083093 | 0.76694 | 4.8406 | 4.7281 | 3.744 | 3.2698 | 0.066485 | -1.2057 | -1.4831 | -1.5026 | -1.3051 | -1.3465 | 45.8686 | 45.1842 | 44.5621 | 43.9061 | 43.5822 | 43.4784 | 43.4502 | 43.3152 | 43.7669 | 45.8391 | 49.021 | 51.8253 | 53.7104 | 55.0308 | 55.9881 | 56.5994 | 56.5047 | 55.0906 | 53.0415 | 51.5858 | 50.4173 | 49.4321 | 48.5793 | 47.6906 | 2.864 | 2.5418 | 2.7853 | 3.3375 | 4.3659 | 3.5105 | 3.4537 | 3.6173 | 3.8878 | 3.6426 | 3.4878 | 3.8202 | 3.8814 | 4.2214 | 4.5622 | 4.4987 | 4.4449 | 3.9668 | 3.3798 | 3.3386 | 2.9833 | 2.986 | 3.1393 | 3.0803
Portfolio Adjusted1-in-2AllOther2016February Monthly Peak | Portfolio Adjusted | 1-in-2 | All | Other | 2016 | February Monthly Peak | 2 | 125.7865 | 122.3768 | 118.9528 | 119.2013 | 127.0029 | 147.8761 | 176.562 | 192.2982 | 201.4088 | 202.5482 | 205.765 | 204.778 | 199.8982 | 201.8668 | 195.6864 | 185.1194 | 175.479 | 170.5752 | 168.3405 | 161.4828 | 155.7794 | 149.6467 | 140.0471 | 133.6071 | -0.44022 | -0.86161 | -0.53618 | -0.155 | -0.096919 | -1.3133 | -0.56054 | -0.49374 | -0.41851 | -0.16742 | -0.084262 | 0.061488 | 0.08594 | 0.79999 | 5.0921 | 4.9384 | 3.8772 | 3.3415 | 0.068401 | -1.2392 | -1.5226 | -1.5394 | -1.3297 | -1.3674 | 49.7852 | 49.3769 | 49.0432 | 48.5931 | 48.1953 | 47.9584 | 47.7543 | 47.6044 | 48.1918 | 49.987 | 51.9781 | 53.8596 | 54.5441 | 54.7008 | 54.6987 | 54.1846 | 53.985 | 53.228 | 51.9458 | 50.9219 | 49.9767 | 49.2128 | 47.8158 | 46.7925 | 2.9036 | 2.5784 | 2.8309 | 3.3832 | 4.3895 | 3.5111 | 3.4422 | 3.5883 | 3.8733 | 3.6539 | 3.532 | 3.912 | 4.0144 | 4.4033 | 4.7991 | 4.6988 | 4.6032 | 4.0538 | 3.4772 | 3.4314 | 3.0626 | 3.0591 | 3.1986 | 3.1283
Portfolio Adjusted1-in-2AllOther2016March Monthly Peak | Portfolio Adjusted | 1-in-2 | All | Other | 2016 | March Monthly Peak | 3 | 128.2247 | 124.6137 | 121.526 | 120.5369 | 127.6093 | 147.6597 | 176.9338 | 193.3139 | 201.2112 | 202.1742 | 206.1321 | 205.4379 | 201.1507 | 202.3982 | 196.2326 | 186.9948 | 177.3024 | 170.1906 | 168.8693 | 166.3995 | 160.9107 | 154.0731 | 144.1034 | 137.2595 | -0.44875 | -0.87736 | -0.54778 | -0.15674 | -0.097382 | -1.3114 | -0.56172 | -0.49634 | -0.4181 | -0.16711 | -0.084413 | 0.061687 | 0.086478 | 0.8021 | 5.1063 | 4.9885 | 3.9175 | 3.334 | 0.068616 | -1.277 | -1.5727 | -1.5849 | -1.3682 | -1.4048 | 49.3813 | 48.5798 | 47.9659 | 47.5544 | 47.1252 | 46.6856 | 46.3784 | 46.3266 | 48.1563 | 50.4399 | 52.7961 | 54.8152 | 56.072 | 57.0331 | 57.3474 | 57.7015 | 57.4309 | 56.6564 | 55.2236 | 53.3073 | 52.0715 | 50.969 | 50.1532 | 49.3088 | 2.9598 | 2.6255 | 2.8922 | 3.4211 | 4.4105 | 3.506 | 3.4494 | 3.6073 | 3.8695 | 3.6471 | 3.5383 | 3.9246 | 4.0395 | 4.4149 | 4.8125 | 4.7464 | 4.651 | 4.0447 | 3.4881 | 3.5359 | 3.1635 | 3.1495 | 3.2913 | 3.2138
Portfolio Adjusted1-in-2AllOther2016April Monthly Peak | Portfolio Adjusted | 1-in-2 | All | Other | 2016 | April Monthly Peak | 4 | 131.6518 | 127.9963 | 123.8189 | 122.8337 | 130.1421 | 149.943 | 175.7226 | 192.7706 | 202.4721 | 206.955 | 214.6023 | 216.6513 | 215.9991 | 218.8607 | 213.963 | 203.1711 | 190.6614 | 178.8922 | 171.4497 | 169.4744 | 166.1001 | 158.2593 | 148.3072 | 141.6522 | -0.46074 | -0.90117 | -0.55811 | -0.15973 | -0.099314 | -1.3316 | -0.55788 | -0.49495 | -0.42072 | -0.17106 | -0.087881 | 0.065054 | 0.092862 | 0.86734 | 5.5676 | 5.42 | 4.2127 | 3.5045 | 0.069664 | -1.3006 | -1.6234 | -1.628 | -1.4082 | -1.4498 | 62.1151 | 61.1553 | 59.9443 | 58.9726 | 58.2531 | 57.6823 | 57.151 | 57.2655 | 59.4669 | 63.2975 | 67.4627 | 71.4003 | 74.7486 | 77.1299 | 78.3388 | 78.8057 | 78.6636 | 78.5047 | 77.0667 | 74.4616 | 70.8405 | 68.1772 | 65.9997 | 64.0511 | 3.0389 | 2.6968 | 2.9467 | 3.4863 | 4.498 | 3.5602 | 3.4258 | 3.5971 | 3.8937 | 3.7333 | 3.6837 | 4.1388 | 4.3377 | 4.774 | 5.2474 | 5.157 | 5.0014 | 4.2515 | 3.5414 | 3.6012 | 3.2655 | 3.2351 | 3.3873 | 3.3167
Portfolio Adjusted1-in-2AllOther2016May Monthly Peak | Portfolio Adjusted | 1-in-2 | All | Other | 2016 | May Monthly Peak | 5 | 131.2335 | 127.8997 | 124.1354 | 123.2188 | 131.0406 | 151.1384 | 176.1383 | 196.1223 | 206.8481 | 212.8039 | 220.4725 | 222.3435 | 220.6225 | 222.8558 | 217.6395 | 205.9312 | 192.9526 | 179.8934 | 171.5735 | 167.3981 | 165.419 | 158.0134 | 148.6501 | 142.1057 | -0.45928 | -0.90049 | -0.55954 | -0.16023 | -0.1 | -1.3423 | -0.5592 | -0.50356 | -0.42982 | -0.17589 | -0.090285 | 0.066763 | 0.09485 | 0.88317 | 5.6633 | 5.4936 | 4.2633 | 3.5241 | 0.069715 | -1.2846 | -1.6168 | -1.6255 | -1.4114 | -1.4544 | 62.55 | 61.9487 | 61.5008 | 60.9273 | 60.3671 | 59.9823 | 59.8042 | 60.22 | 61.7606 | 64.6265 | 68.1024 | 71.538 | 74.786 | 77.1969 | 78.1176 | 78.4637 | 78.5005 | 77.4785 | 75.5228 | 72.9049 | 69.3839 | 66.6297 | 64.8247 | 63.5998 | 3.0293 | 2.6948 | 2.9543 | 3.4972 | 4.5291 | 3.5886 | 3.4339 | 3.6597 | 3.9779 | 3.8389 | 3.7845 | 4.2476 | 4.4306 | 4.8611 | 5.3375 | 5.2271 | 5.0615 | 4.2753 | 3.5439 | 3.5571 | 3.2521 | 3.2301 | 3.3951 | 3.3273
Portfolio Adjusted1-in-2AllOther2016June Monthly Peak | Portfolio Adjusted | 1-in-2 | All | Other | 2016 | June Monthly Peak | 6 | 138.186 | 134.4351 | 130.7541 | 129.7039 | 137.4538 | 156.8164 | 181.0317 | 200.4836 | 211.2634 | 217.0681 | 225.4819 | 226.8485 | 222.2109 | 223.6056 | 217.8522 | 208.5956 | 197.1551 | 184.8397 | 178.3474 | 172.8805 | 171.9534 | 164.7249 | 154.2252 | 147.7713 | -0.47284 | -0.80306 | -0.50802 | -0.21367 | -0.18233 | -1.1636 | -0.55228 | -0.63745 | -0.50158 | -0.283 | -0.34324 | -0.10829 | -0.024301 | 0.98068 | 5.6652 | 5.6723 | 4.6068 | 3.8707 | 0.50571 | -0.91812 | -1.2883 | -1.4103 | -1.3567 | -1.4414 | 66.8906 | 65.9403 | 65.0865 | 64.1017 | 63.3672 | 62.7082 | 62.1105 | 62.6938 | 65.3315 | 69.5271 | 74.1888 | 78.2907 | 80.8065 | 82.3633 | 83.7187 | 84.1163 | 84.3574 | 83.6378 | 82.4916 | 79.982 | 76.5352 | 72.4936 | 70.2374 | 68.6972 | 3.0614 | 2.7184 | 2.9865 | 3.5331 | 4.5595 | 3.5735 | 3.3872 | 3.5904 | 3.8992 | 3.7581 | 3.7146 | 4.1591 | 4.2828 | 4.6811 | 5.1277 | 5.0815 | 4.9635 | 4.216 | 3.5355 | 3.5257 | 3.2445 | 3.2317 | 3.3806 | 3.3207
Portfolio Adjusted1-in-2AllOther2016July Monthly Peak | Portfolio Adjusted | 1-in-2 | All | Other | 2016 | July Monthly Peak | 7 | 142.2526 | 138.9026 | 136.0806 | 134.8613 | 143.3904 | 164.0821 | 189.6591 | 209.1183 | 220.411 | 228.0439 | 236.6963 | 237.4035 | 232.2712 | 234.3865 | 228.3806 | 218.7598 | 206.9005 | 194.3088 | 185.5963 | 180.6898 | 179.9276 | 172.0863 | 160.636 | 153.1539 | -0.4622 | -0.50155 | -0.34122 | -0.32581 | -0.3691 | -0.68662 | -0.5265 | -0.9483 | -0.66788 | -0.53828 | -0.94355 | -0.52213 | -0.30278 | 1.2474 | 5.9304 | 6.1987 | 5.4171 | 4.6505 | 1.5246 | -0.013907 | -0.43879 | -0.81596 | -1.1647 | -1.3309 | 73.6321 | 72.5827 | 71.8068 | 71.1473 | 70.4736 | 69.8005 | 69.2961 | 69.8548 | 72.5282 | 76.1458 | 79.6338 | 82.9765 | 85.5758 | 87.2898 | 88.6299 | 89.1864 | 88.4706 | 87.4825 | 87.0017 | 85.8288 | 83.2554 | 79.5801 | 77.1421 | 75.2852 | 3.0728 | 2.7387 | 3.0306 | 3.5819 | 4.6377 | 3.6458 | 3.4601 | 3.6516 | 3.9665 | 3.8496 | 3.8021 | 4.2441 | 4.365 | 4.7844 | 5.2413 | 5.1962 | 5.0789 | 4.3214 | 3.5874 | 3.593 | 3.3102 | 3.2919 | 3.4333 | 3.3557
Portfolio Adjusted1-in-2AllOther2016August Monthly Peak | Portfolio Adjusted | 1-in-2 | All | Other | 2016 | August Monthly Peak | 8 | 144.9211 | 141.2492 | 137.434 | 137.0392 | 145.9124 | 167.5635 | 195.742 | 216.7386 | 229.761 | 237.79 | 247.0829 | 249.0552 | 244.7704 | 247.4359 | 240.7907 | 228.5102 | 213.2056 | 198.0687 | 189.0813 | 184.5645 | 181.9966 | 173.7116 | 162.788 | 155.6648 | -0.47168 | -0.52076 | -0.3507 | -0.32768 | -0.36974 | -0.71863 | -0.54511 | -0.9734 | -0.69137 | -0.5532 | -0.96536 | -0.53396 | -0.30967 | 1.3094 | 6.2529 | 6.4666 | 5.5629 | 4.7214 | 1.5205 | -0.045281 | -0.47343 | -0.84502 | -1.1884 | -1.3581 | 73.1621 | 71.9081 | 70.7654 | 69.9153 | 69.1652 | 68.4593 | 68.0634 | 67.763 | 69.828 | 74.493 | 79.6665 | 84.2345 | 87.5084 | 89.2963 | 90.4842 | 90.6638 | 90.3266 | 89.5997 | 87.8903 | 84.9524 | 80.6633 | 77.5537 | 75.8059 | 74.5603 | 3.1281 | 2.7829 | 3.0585 | 3.637 | 4.7157 | 3.7204 | 3.5684 | 3.7819 | 4.1317 | 4.0112 | 3.966 | 4.449 | 4.5965 | 5.0469 | 5.522 | 5.4237 | 5.2298 | 4.4017 | 3.6521 | 3.6673 | 3.3458 | 3.3205 | 3.4767 | 3.4082
Portfolio Adjusted1-in-2AllOther2016September Monthly Peak | Portfolio Adjusted | 1-in-2 | All | Other | 2016 | September Monthly Peak | 9 | 142.9753 | 140.2145 | 136.561 | 136.3449 | 146.0756 | 167.5624 | 197.8653 | 219.6655 | 236.8757 | 247.1016 | 256.7058 | 258.5371 | 252.9649 | 255.8455 | 248.9945 | 234.5146 | 216.9996 | 200.4928 | 191.2205 | 188.1204 | 182.0437 | 173.991 | 161.2745 | 153.9986 | -0.46639 | -0.53101 | -0.35647 | -0.32157 | -0.36241 | -0.74165 | -0.55333 | -0.97391 | -0.70618 | -0.56377 | -0.9761 | -0.53539 | -0.30721 | 1.3437 | 6.4664 | 6.6251 | 5.6359 | 4.7537 | 1.4941 | -0.087955 | -0.5126 | -0.8746 | -1.188 | -1.3505 | 72.1624 | 71.0393 | 70.2145 | 69.3566 | 68.5402 | 67.85 | 67.431 | 67.3116 | 69.5253 | 74.0188 | 79.0671 | 83.6644 | 87.7475 | 90.0816 | 91.2261 | 91.3092 | 90.7663 | 89.5549 | 88.1043 | 85.2324 | 81.6079 | 78.9723 | 77.1242 | 75.8024 | 3.0835 | 2.7602 | 3.0365 | 3.6156 | 4.7171 | 3.7172 | 3.6041 | 3.8297 | 4.2561 | 4.1648 | 4.117 | 4.6146 | 4.7464 | 5.2141 | 5.7054 | 5.5616 | 5.3184 | 4.4518 | 3.6903 | 3.7348 | 3.3439 | 3.3231 | 3.4415 | 3.3689
Portfolio Adjusted1-in-2AllOther2016October Monthly Peak | Portfolio Adjusted | 1-in-2 | All | Other | 2016 | October Monthly Peak | 10 | 138.6242 | 134.8474 | 130.8783 | 129.8354 | 137.8871 | 158.5896 | 188.2892 | 205.8322 | 218.1175 | 226.5826 | 235.7641 | 239.8082 | 238.3039 | 241.1275 | 235.509 | 222.632 | 206.2636 | 192.0774 | 186.5827 | 180.2727 | 173.8696 | 165.7382 | 154.5622 | 147.4097 | -0.47946 | -0.87364 | -0.54705 | -0.19256 | -0.14613 | -1.2864 | -0.58547 | -0.59482 | -0.48726 | -0.24422 | -0.2347 | -0.026196 | 0.034775 | 1.0093 | 6.1262 | 5.9997 | 4.6955 | 3.8994 | 0.3145 | -1.1591 | -1.4904 | -1.5544 | -1.4107 | -1.4714 | 64.9887 | 64.1684 | 63.4201 | 62.6263 | 61.9418 | 61.3871 | 60.7531 | 60.5797 | 61.3742 | 64.8646 | 69.9555 | 75.8211 | 80.9566 | 84.1645 | 85.1492 | 85.7426 | 85.5949 | 84.535 | 81.6372 | 76.9734 | 73.5443 | 71.1092 | 69.2238 | 67.7596 | 3.1253 | 2.7749 | 3.0421 | 3.5991 | 4.6546 | 3.6777 | 3.5852 | 3.7513 | 4.0968 | 3.9921 | 3.9526 | 4.4744 | 4.6741 | 5.137 | 5.6411 | 5.5192 | 5.2846 | 4.4584 | 3.7641 | 3.7413 | 3.3386 | 3.309 | 3.4478 | 3.371
Portfolio Adjusted1-in-2AllOther2016November Monthly Peak | Portfolio Adjusted | 1-in-2 | All | Other | 2016 | November Monthly Peak | 11 | 129.9964 | 126.7353 | 122.6425 | 121.4867 | 129.5708 | 150.3926 | 176.274 | 192.3843 | 201.7476 | 205.7411 | 211.8123 | 213.5996 | 211.3876 | 213.4311 | 207.0698 | 196.0661 | 185.7856 | 179.6857 | 172.668 | 165.4295 | 159.4119 | 152.3265 | 143.3947 | 137.6706 | -0.45495 | -0.8923 | -0.55281 | -0.15798 | -0.098878 | -1.3356 | -0.55963 | -0.49396 | -0.41922 | -0.17006 | -0.086739 | 0.064137 | 0.090879 | 0.84582 | 5.3883 | 5.2305 | 4.1049 | 3.52 | 0.070159 | -1.2695 | -1.5581 | -1.567 | -1.3615 | -1.409 | 58.8977 | 57.9107 | 57.1495 | 56.297 | 55.3236 | 54.6052 | 54.4364 | 54.4096 | 56.52 | 60.2691 | 64.79 | 69.1968 | 71.9149 | 73.3579 | 74.3856 | 74.2467 | 72.5194 | 69.4837 | 66.415 | 64.5166 | 63.1558 | 62.1033 | 61.2029 | 60.3717 | 3.0007 | 2.6702 | 2.9187 | 3.448 | 4.4783 | 3.5709 | 3.4366 | 3.5899 | 3.8798 | 3.7114 | 3.6358 | 4.0805 | 4.2451 | 4.6555 | 5.0783 | 4.9766 | 4.8735 | 4.2703 | 3.5665 | 3.5152 | 3.134 | 3.1138 | 3.2751 | 3.2235
Portfolio Adjusted1-in-2AllOther2016December Monthly Peak | Portfolio Adjusted | 1-in-2 | All | Other | 2016 | December Monthly Peak | 12 | 125.212 | 121.5725 | 117.5969 | 116.8892 | 124.8107 | 145.2074 | 172.3374 | 187.2704 | 194.9663 | 196.8839 | 199.5219 | 198.3729 | 194.4185 | 195.4149 | 189.0843 | 180.1706 | 173.3744 | 168.8782 | 163.7864 | 157.6915 | 152.7434 | 146.9549 | 137.9969 | 131.6271 | -0.43821 | -0.85595 | -0.53007 | -0.152 | -0.095246 | -1.2896 | -0.54713 | -0.48083 | -0.40513 | -0.16273 | -0.081706 | 0.059565 | 0.083584 | 0.77442 | 4.9203 | 4.8064 | 3.8307 | 3.3083 | 0.06655 | -1.2102 | -1.4929 | -1.5117 | -1.3103 | -1.3472 | 50.8002 | 49.8414 | 49.3535 | 48.8721 | 48.2277 | 47.7467 | 47.4901 | 47.4122 | 47.9392 | 51.0503 | 54.7303 | 57.9394 | 59.7893 | 60.8398 | 61.6769 | 61.9902 | 61.3019 | 58.924 | 56.1212 | 54.1184 | 52.5793 | 50.7976 | 49.1559 | 47.8482 | 2.8903 | 2.5615 | 2.7987 | 3.3176 | 4.3137 | 3.4478 | 3.3598 | 3.4945 | 3.7494 | 3.5517 | 3.4249 | 3.7896 | 3.9043 | 4.2625 | 4.6372 | 4.5732 | 4.5479 | 4.0135 | 3.3831 | 3.3508 | 3.0029 | 3.004 | 3.1518 | 3.0819
Portfolio Adjusted1-in-2AllOther2016Typical Event Day | Portfolio Adjusted | 1-in-2 | All | Other | 2016 | Typical Event Day | 8 | 144.1036 | 140.4545 | 136.4923 | 136.0601 | 144.8443 | 166.3459 | 194.3452 | 214.7166 | 226.8704 | 234.0825 | 242.9089 | 244.7873 | 240.5691 | 243.2975 | 236.9055 | 224.938 | 209.9751 | 195.3376 | 186.8521 | 182.5006 | 180.1125 | 171.9697 | 161.2666 | 154.2443 | -0.4751 | -0.59898 | -0.39429 | -0.29977 | -0.32284 | -0.84501 | -0.55428 | -0.89317 | -0.64628 | -0.48409 | -0.80269 | -0.42174 | -0.2341 | 1.2318 | 6.1542 | 6.3026 | 5.334 | 4.5133 | 1.2568 | -0.27834 | -0.69108 | -0.99719 | -1.2383 | -1.3858 | 71.4618 | 70.3676 | 69.4683 | 68.6303 | 67.8866 | 67.2045 | 66.7253 | 66.9058 | 69.3032 | 73.5462 | 78.139 | 82.2915 | 85.4096 | 87.2578 | 88.5147 | 88.8189 | 88.4802 | 87.5687 | 86.372 | 83.9989 | 80.5155 | 77.1499 | 75.0774 | 73.5863 | 3.1034 | 2.7609 | 3.0306 | 3.6028 | 4.6706 | 3.685 | 3.5349 | 3.7381 | 4.0705 | 3.9397 | 3.8901 | 4.3629 | 4.5073 | 4.9513 | 5.4206 | 5.3268 | 5.1389 | 4.3311 | 3.6008 | 3.6181 | 3.3036 | 3.2798 | 3.4364 | 3.3694
Portfolio Adjusted1-in-2AllOther2017January Monthly Peak | Portfolio Adjusted | 1-in-2 | All | Other | 2017 | January Monthly Peak | 1 | 124.0734 | 120.6398 | 117.0343 | 117.59 | 126.3212 | 147.8506 | 177.1526 | 193.8515 | 202.1664 | 201.922 | 203.1913 | 199.9733 | 193.2761 | 193.5268 | 186.0232 | 177.2364 | 169.4474 | 166.9146 | 163.6255 | 157.1174 | 151.7456 | 146.0728 | 137.4493 | 131.5574 | -0.43422 | -0.84938 | -0.52753 | -0.15291 | -0.096399 | -1.3131 | -0.56242 | -0.49773 | -0.42009 | -0.1669 | -0.083209 | 0.060046 | 0.083093 | 0.76694 | 4.8406 | 4.7281 | 3.744 | 3.2698 | 0.066485 | -1.2057 | -1.4831 | -1.5026 | -1.3051 | -1.3465 | 45.8686 | 45.1842 | 44.5621 | 43.9061 | 43.5822 | 43.4785 | 43.4502 | 43.3152 | 43.7669 | 45.8391 | 49.021 | 51.8253 | 53.7104 | 55.0308 | 55.9881 | 56.5994 | 56.5047 | 55.0906 | 53.0415 | 51.5858 | 50.4173 | 49.4321 | 48.5793 | 47.6907 | 2.864 | 2.5418 | 2.7853 | 3.3375 | 4.3659 | 3.5105 | 3.4537 | 3.6173 | 3.8878 | 3.6426 | 3.4878 | 3.8202 | 3.8814 | 4.2214 | 4.5622 | 4.4987 | 4.4449 | 3.9668 | 3.3798 | 3.3386 | 2.9833 | 2.986 | 3.1393 | 3.0803
Portfolio Adjusted1-in-2AllOther2017February Monthly Peak | Portfolio Adjusted | 1-in-2 | All | Other | 2017 | February Monthly Peak | 2 | 125.7865 | 122.3768 | 118.9528 | 119.2013 | 127.0029 | 147.8761 | 176.562 | 192.2982 | 201.4088 | 202.5482 | 205.765 | 204.778 | 199.8982 | 201.8668 | 195.6864 | 185.1194 | 175.479 | 170.5752 | 168.3405 | 161.4828 | 155.7794 | 149.6467 | 140.0471 | 133.6071 | -0.44022 | -0.86161 | -0.53618 | -0.155 | -0.096919 | -1.3133 | -0.56054 | -0.49374 | -0.41851 | -0.16742 | -0.084262 | 0.061488 | 0.08594 | 0.79999 | 5.0921 | 4.9384 | 3.8772 | 3.3415 | 0.068401 | -1.2392 | -1.5226 | -1.5394 | -1.3297 | -1.3674 | 49.7852 | 49.3769 | 49.0432 | 48.5931 | 48.1953 | 47.9584 | 47.7543 | 47.6044 | 48.1918 | 49.987 | 51.9781 | 53.8596 | 54.5441 | 54.7008 | 54.6987 | 54.1846 | 53.985 | 53.228 | 51.9458 | 50.9219 | 49.9767 | 49.2128 | 47.8158 | 46.7925 | 2.9035 | 2.5784 | 2.8309 | 3.3832 | 4.3895 | 3.5111 | 3.4422 | 3.5883 | 3.8733 | 3.6539 | 3.532 | 3.912 | 4.0144 | 4.4033 | 4.7991 | 4.6988 | 4.6032 | 4.0538 | 3.4772 | 3.4314 | 3.0626 | 3.0591 | 3.1986 | 3.1283
Portfolio Adjusted1-in-2AllOther2017March Monthly Peak | Portfolio Adjusted | 1-in-2 | All | Other | 2017 | March Monthly Peak | 3 | 128.2247 | 124.6137 | 121.526 | 120.5369 | 127.6093 | 147.6597 | 176.9338 | 193.3139 | 201.2112 | 202.1742 | 206.132 | 205.438 | 201.1507 | 202.3982 | 196.2326 | 186.9948 | 177.3024 | 170.1906 | 168.8693 | 166.3995 | 160.9107 | 154.0731 | 144.1034 | 137.2595 | -0.44875 | -0.87736 | -0.54778 | -0.15674 | -0.097382 | -1.3114 | -0.56172 | -0.49634 | -0.4181 | -0.16711 | -0.084413 | 0.061687 | 0.086478 | 0.8021 | 5.1063 | 4.9885 | 3.9175 | 3.334 | 0.068616 | -1.277 | -1.5727 | -1.5849 | -1.3682 | -1.4048 | 49.3813 | 48.5798 | 47.9659 | 47.5543 | 47.1252 | 46.6856 | 46.3784 | 46.3266 | 48.1563 | 50.4399 | 52.7961 | 54.8152 | 56.072 | 57.0331 | 57.3474 | 57.7015 | 57.4309 | 56.6564 | 55.2236 | 53.3073 | 52.0715 | 50.969 | 50.1532 | 49.3088 | 2.9598 | 2.6255 | 2.8922 | 3.4211 | 4.4105 | 3.506 | 3.4494 | 3.6073 | 3.8695 | 3.6471 | 3.5383 | 3.9246 | 4.0395 | 4.4149 | 4.8125 | 4.7464 | 4.651 | 4.0447 | 3.4881 | 3.5359 | 3.1635 | 3.1495 | 3.2913 | 3.2138
Portfolio Adjusted1-in-2AllOther2017April Monthly Peak | Portfolio Adjusted | 1-in-2 | All | Other | 2017 | April Monthly Peak | 4 | 131.6518 | 127.9963 | 123.8189 | 122.8337 | 130.1421 | 149.943 | 175.7226 | 192.7706 | 202.4721 | 206.955 | 214.6023 | 216.6513 | 215.9991 | 218.8607 | 213.963 | 203.1711 | 190.6614 | 178.8922 | 171.4497 | 169.4744 | 166.1001 | 158.2593 | 148.3072 | 141.6522 | -0.46074 | -0.90117 | -0.55811 | -0.15973 | -0.099314 | -1.3316 | -0.55788 | -0.49495 | -0.42072 | -0.17106 | -0.087881 | 0.065054 | 0.092862 | 0.86734 | 5.5676 | 5.42 | 4.2127 | 3.5045 | 0.069664 | -1.3006 | -1.6234 | -1.628 | -1.4082 | -1.4498 | 62.1151 | 61.1553 | 59.9443 | 58.9726 | 58.2531 | 57.6823 | 57.151 | 57.2655 | 59.4669 | 63.2975 | 67.4627 | 71.4003 | 74.7487 | 77.1299 | 78.3388 | 78.8057 | 78.6636 | 78.5047 | 77.0667 | 74.4616 | 70.8405 | 68.1772 | 65.9997 | 64.0511 | 3.0389 | 2.6968 | 2.9467 | 3.4863 | 4.498 | 3.5602 | 3.4258 | 3.5971 | 3.8937 | 3.7333 | 3.6837 | 4.1388 | 4.3377 | 4.774 | 5.2474 | 5.157 | 5.0014 | 4.2515 | 3.5414 | 3.6012 | 3.2655 | 3.2351 | 3.3873 | 3.3167
Portfolio Adjusted1-in-2AllOther2017May Monthly Peak | Portfolio Adjusted | 1-in-2 | All | Other | 2017 | May Monthly Peak | 5 | 131.2335 | 127.8997 | 124.1354 | 123.2188 | 131.0406 | 151.1384 | 176.1383 | 196.1223 | 206.8482 | 212.8039 | 220.4725 | 222.3435 | 220.6224 | 222.8558 | 217.6395 | 205.9312 | 192.9526 | 179.8934 | 171.5735 | 167.3981 | 165.419 | 158.0134 | 148.6501 | 142.1057 | -0.45928 | -0.90049 | -0.55954 | -0.16023 | -0.1 | -1.3423 | -0.5592 | -0.50356 | -0.42982 | -0.17589 | -0.090285 | 0.066763 | 0.09485 | 0.88317 | 5.6633 | 5.4936 | 4.2633 | 3.5241 | 0.069715 | -1.2846 | -1.6168 | -1.6255 | -1.4114 | -1.4544 | 62.55 | 61.9487 | 61.5008 | 60.9273 | 60.3671 | 59.9823 | 59.8042 | 60.22 | 61.7606 | 64.6265 | 68.1024 | 71.538 | 74.786 | 77.1969 | 78.1176 | 78.4637 | 78.5005 | 77.4785 | 75.5228 | 72.9049 | 69.3839 | 66.6297 | 64.8247 | 63.5998 | 3.0293 | 2.6948 | 2.9543 | 3.4972 | 4.5291 | 3.5886 | 3.4339 | 3.6597 | 3.9779 | 3.8389 | 3.7845 | 4.2476 | 4.4306 | 4.8611 | 5.3375 | 5.2271 | 5.0615 | 4.2753 | 3.5439 | 3.5571 | 3.2521 | 3.2301 | 3.3951 | 3.3273
Portfolio Adjusted1-in-2AllOther2017June Monthly Peak | Portfolio Adjusted | 1-in-2 | All | Other | 2017 | June Monthly Peak | 6 | 138.186 | 134.4351 | 130.7541 | 129.7039 | 137.4538 | 156.8164 | 181.0317 | 200.4836 | 211.2634 | 217.0681 | 225.482 | 226.8485 | 222.2109 | 223.6056 | 217.8522 | 208.5956 | 197.1551 | 184.8397 | 178.3474 | 172.8805 | 171.9534 | 164.7249 | 154.2252 | 147.7713 | -0.47284 | -0.80306 | -0.50802 | -0.21367 | -0.18233 | -1.1636 | -0.55228 | -0.63745 | -0.50158 | -0.283 | -0.34324 | -0.10829 | -0.024301 | 0.98068 | 5.6652 | 5.6723 | 4.6068 | 3.8707 | 0.50571 | -0.91812 | -1.2883 | -1.4103 | -1.3567 | -1.4414 | 66.8906 | 65.9403 | 65.0865 | 64.1017 | 63.3672 | 62.7082 | 62.1105 | 62.6938 | 65.3315 | 69.5271 | 74.1888 | 78.2907 | 80.8066 | 82.3633 | 83.7187 | 84.1163 | 84.3574 | 83.6378 | 82.4916 | 79.982 | 76.5352 | 72.4936 | 70.2374 | 68.6972 | 3.0614 | 2.7184 | 2.9865 | 3.5331 | 4.5595 | 3.5735 | 3.3872 | 3.5904 | 3.8992 | 3.7581 | 3.7146 | 4.1591 | 4.2828 | 4.6811 | 5.1277 | 5.0815 | 4.9635 | 4.216 | 3.5355 | 3.5257 | 3.2445 | 3.2317 | 3.3806 | 3.3207
Portfolio Adjusted1-in-2AllOther2017July Monthly Peak | Portfolio Adjusted | 1-in-2 | All | Other | 2017 | July Monthly Peak | 7 | 142.2526 | 138.9026 | 136.0806 | 134.8613 | 143.3904 | 164.0821 | 189.6591 | 209.1183 | 220.411 | 228.0439 | 236.6963 | 237.4036 | 232.2712 | 234.3865 | 228.3806 | 218.7598 | 206.9005 | 194.3088 | 185.5963 | 180.6898 | 179.9276 | 172.0863 | 160.636 | 153.1539 | -0.4622 | -0.50155 | -0.34122 | -0.32581 | -0.3691 | -0.68662 | -0.5265 | -0.9483 | -0.66788 | -0.53828 | -0.94355 | -0.52213 | -0.30278 | 1.2474 | 5.9304 | 6.1987 | 5.4171 | 4.6505 | 1.5246 | -0.013907 | -0.43879 | -0.81596 | -1.1647 | -1.3309 | 73.6321 | 72.5827 | 71.8068 | 71.1473 | 70.4736 | 69.8005 | 69.2961 | 69.8548 | 72.5282 | 76.1458 | 79.6338 | 82.9765 | 85.5758 | 87.2898 | 88.6299 | 89.1864 | 88.4706 | 87.4825 | 87.0017 | 85.8288 | 83.2554 | 79.5801 | 77.1421 | 75.2852 | 3.0728 | 2.7387 | 3.0306 | 3.5819 | 4.6377 | 3.6458 | 3.4601 | 3.6516 | 3.9665 | 3.8496 | 3.8021 | 4.2441 | 4.365 | 4.7844 | 5.2413 | 5.1962 | 5.0789 | 4.3214 | 3.5874 | 3.593 | 3.3102 | 3.2919 | 3.4333 | 3.3557
Portfolio Adjusted1-in-2AllOther2017August Monthly Peak | Portfolio Adjusted | 1-in-2 | All | Other | 2017 | August Monthly Peak | 8 | 144.9211 | 141.2492 | 137.434 | 137.0392 | 145.9124 | 167.5635 | 195.742 | 216.7386 | 229.761 | 237.7901 | 247.0829 | 249.0552 | 244.7704 | 247.4359 | 240.7907 | 228.5102 | 213.2056 | 198.0687 | 189.0813 | 184.5645 | 181.9966 | 173.7116 | 162.788 | 155.6648 | -0.47168 | -0.52076 | -0.3507 | -0.32768 | -0.36974 | -0.71863 | -0.54511 | -0.9734 | -0.69137 | -0.5532 | -0.96536 | -0.53396 | -0.30967 | 1.3094 | 6.2529 | 6.4666 | 5.5629 | 4.7214 | 1.5205 | -0.045281 | -0.47343 | -0.84502 | -1.1884 | -1.3581 | 73.1621 | 71.9081 | 70.7654 | 69.9153 | 69.1652 | 68.4593 | 68.0634 | 67.763 | 69.828 | 74.493 | 79.6665 | 84.2345 | 87.5084 | 89.2963 | 90.4842 | 90.6638 | 90.3266 | 89.5997 | 87.8903 | 84.9524 | 80.6633 | 77.5537 | 75.8059 | 74.5603 | 3.1281 | 2.7829 | 3.0585 | 3.637 | 4.7157 | 3.7204 | 3.5684 | 3.7819 | 4.1317 | 4.0112 | 3.966 | 4.449 | 4.5965 | 5.0469 | 5.522 | 5.4237 | 5.2298 | 4.4017 | 3.6521 | 3.6673 | 3.3458 | 3.3205 | 3.4767 | 3.4082
Portfolio Adjusted1-in-2AllOther2017September Monthly Peak | Portfolio Adjusted | 1-in-2 | All | Other | 2017 | September Monthly Peak | 9 | 142.9753 | 140.2145 | 136.561 | 136.3449 | 146.0756 | 167.5624 | 197.8653 | 219.6655 | 236.8757 | 247.1016 | 256.7058 | 258.5371 | 252.9649 | 255.8455 | 248.9945 | 234.5145 | 216.9996 | 200.4928 | 191.2205 | 188.1204 | 182.0437 | 173.991 | 161.2745 | 153.9985 | -0.46639 | -0.53101 | -0.35647 | -0.32157 | -0.36241 | -0.74165 | -0.55333 | -0.97391 | -0.70618 | -0.56377 | -0.9761 | -0.53539 | -0.30721 | 1.3437 | 6.4664 | 6.6251 | 5.6359 | 4.7537 | 1.4941 | -0.087955 | -0.5126 | -0.8746 | -1.188 | -1.3505 | 72.1624 | 71.0393 | 70.2145 | 69.3566 | 68.5402 | 67.85 | 67.431 | 67.3115 | 69.5253 | 74.0188 | 79.0671 | 83.6644 | 87.7475 | 90.0817 | 91.2261 | 91.3092 | 90.7663 | 89.5549 | 88.1043 | 85.2324 | 81.6079 | 78.9723 | 77.1242 | 75.8024 | 3.0835 | 2.7602 | 3.0365 | 3.6156 | 4.7171 | 3.7172 | 3.6041 | 3.8297 | 4.2561 | 4.1648 | 4.117 | 4.6146 | 4.7464 | 5.2141 | 5.7054 | 5.5616 | 5.3184 | 4.4518 | 3.6903 | 3.7348 | 3.3439 | 3.3231 | 3.4415 | 3.3689
Portfolio Adjusted1-in-2AllOther2017October Monthly Peak | Portfolio Adjusted | 1-in-2 | All | Other | 2017 | October Monthly Peak | 10 | 138.6242 | 134.8474 | 130.8783 | 129.8354 | 137.8871 | 158.5896 | 188.2892 | 205.8322 | 218.1175 | 226.5826 | 235.7641 | 239.8082 | 238.3039 | 241.1275 | 235.509 | 222.632 | 206.2636 | 192.0774 | 186.5827 | 180.2727 | 173.8696 | 165.7382 | 154.5622 | 147.4097 | -0.47946 | -0.87364 | -0.54705 | -0.19256 | -0.14613 | -1.2864 | -0.58547 | -0.59482 | -0.48726 | -0.24422 | -0.2347 | -0.026196 | 0.034775 | 1.0093 | 6.1262 | 5.9997 | 4.6955 | 3.8994 | 0.3145 | -1.1591 | -1.4904 | -1.5544 | -1.4107 | -1.4714 | 64.9887 | 64.1684 | 63.4201 | 62.6263 | 61.9418 | 61.3871 | 60.7531 | 60.5797 | 61.3742 | 64.8646 | 69.9555 | 75.8211 | 80.9566 | 84.1645 | 85.1492 | 85.7426 | 85.5949 | 84.535 | 81.6372 | 76.9734 | 73.5443 | 71.1092 | 69.2238 | 67.7596 | 3.1253 | 2.7749 | 3.0421 | 3.5991 | 4.6546 | 3.6777 | 3.5852 | 3.7513 | 4.0968 | 3.9921 | 3.9526 | 4.4744 | 4.6741 | 5.137 | 5.6411 | 5.5192 | 5.2846 | 4.4584 | 3.7641 | 3.7413 | 3.3386 | 3.309 | 3.4478 | 3.371
Portfolio Adjusted1-in-2AllOther2017November Monthly Peak | Portfolio Adjusted | 1-in-2 | All | Other | 2017 | November Monthly Peak | 11 | 129.9964 | 126.7353 | 122.6425 | 121.4867 | 129.5708 | 150.3926 | 176.274 | 192.3843 | 201.7476 | 205.7411 | 211.8123 | 213.5996 | 211.3876 | 213.4311 | 207.0698 | 196.0661 | 185.7856 | 179.6857 | 172.668 | 165.4295 | 159.4119 | 152.3265 | 143.3947 | 137.6706 | -0.45495 | -0.8923 | -0.55281 | -0.15798 | -0.098878 | -1.3356 | -0.55963 | -0.49396 | -0.41922 | -0.17006 | -0.086739 | 0.064137 | 0.090879 | 0.84582 | 5.3883 | 5.2305 | 4.1049 | 3.52 | 0.070159 | -1.2695 | -1.5581 | -1.567 | -1.3615 | -1.409 | 58.8977 | 57.9107 | 57.1495 | 56.297 | 55.3236 | 54.6052 | 54.4364 | 54.4096 | 56.52 | 60.2691 | 64.79 | 69.1968 | 71.9149 | 73.3579 | 74.3856 | 74.2467 | 72.5194 | 69.4837 | 66.415 | 64.5166 | 63.1558 | 62.1033 | 61.2029 | 60.3717 | 3.0007 | 2.6702 | 2.9187 | 3.448 | 4.4783 | 3.5709 | 3.4366 | 3.5899 | 3.8798 | 3.7114 | 3.6358 | 4.0805 | 4.2451 | 4.6555 | 5.0783 | 4.9766 | 4.8735 | 4.2703 | 3.5665 | 3.5152 | 3.134 | 3.1138 | 3.2751 | 3.2235
Portfolio Adjusted1-in-2AllOther2017December Monthly Peak | Portfolio Adjusted | 1-in-2 | All | Other | 2017 | December Monthly Peak | 12 | 125.212 | 121.5725 | 117.5969 | 116.8892 | 124.8107 | 145.2074 | 172.3374 | 187.2704 | 194.9663 | 196.8839 | 199.5219 | 198.3729 | 194.4185 | 195.4149 | 189.0843 | 180.1706 | 173.3744 | 168.8782 | 163.7864 | 157.6915 | 152.7434 | 146.9549 | 137.9969 | 131.6271 | -0.43821 | -0.85595 | -0.53007 | -0.152 | -0.095246 | -1.2896 | -0.54713 | -0.48083 | -0.40513 | -0.16273 | -0.081706 | 0.059565 | 0.083584 | 0.77442 | 4.9203 | 4.8064 | 3.8307 | 3.3083 | 0.06655 | -1.2102 | -1.4929 | -1.5117 | -1.3103 | -1.3472 | 50.8002 | 49.8414 | 49.3535 | 48.8721 | 48.2277 | 47.7467 | 47.4901 | 47.4122 | 47.9392 | 51.0503 | 54.7303 | 57.9394 | 59.7893 | 60.8398 | 61.6769 | 61.9902 | 61.3019 | 58.924 | 56.1212 | 54.1184 | 52.5793 | 50.7976 | 49.1559 | 47.8482 | 2.8903 | 2.5615 | 2.7987 | 3.3176 | 4.3137 | 3.4478 | 3.3598 | 3.4945 | 3.7494 | 3.5517 | 3.4249 | 3.7896 | 3.9043 | 4.2625 | 4.6372 | 4.5732 | 4.5479 | 4.0135 | 3.3831 | 3.3508 | 3.0029 | 3.004 | 3.1518 | 3.0819
Portfolio Adjusted1-in-2AllOther2017Typical Event Day | Portfolio Adjusted | 1-in-2 | All | Other | 2017 | Typical Event Day | 8 | 144.1036 | 140.4545 | 136.4923 | 136.0601 | 144.8443 | 166.3459 | 194.3452 | 214.7166 | 226.8704 | 234.0826 | 242.9089 | 244.7873 | 240.5691 | 243.2975 | 236.9055 | 224.938 | 209.9751 | 195.3376 | 186.8521 | 182.5006 | 180.1125 | 171.9697 | 161.2666 | 154.2443 | -0.4751 | -0.59898 | -0.39429 | -0.29977 | -0.32284 | -0.84501 | -0.55428 | -0.89317 | -0.64628 | -0.48409 | -0.80269 | -0.42174 | -0.2341 | 1.2318 | 6.1542 | 6.3026 | 5.334 | 4.5133 | 1.2568 | -0.27834 | -0.69108 | -0.99719 | -1.2383 | -1.3858 | 71.4618 | 70.3676 | 69.4683 | 68.6303 | 67.8866 | 67.2045 | 66.7253 | 66.9058 | 69.3032 | 73.5462 | 78.139 | 82.2915 | 85.4096 | 87.2578 | 88.5147 | 88.8189 | 88.4802 | 87.5687 | 86.372 | 83.9989 | 80.5155 | 77.1499 | 75.0774 | 73.5863 | 3.1034 | 2.7609 | 3.0306 | 3.6028 | 4.6706 | 3.685 | 3.5349 | 3.7381 | 4.0705 | 3.9397 | 3.8901 | 4.3629 | 4.5073 | 4.9513 | 5.4206 | 5.3268 | 5.1389 | 4.3311 | 3.6008 | 3.6181 | 3.3036 | 3.2798 | 3.4364 | 3.3694
Portfolio Adjusted1-in-2AllOther2018January Monthly Peak | Portfolio Adjusted | 1-in-2 | All | Other | 2018 | January Monthly Peak | 1 | 124.0734 | 120.6398 | 117.0343 | 117.59 | 126.3212 | 147.8506 | 177.1526 | 193.8516 | 202.1664 | 201.922 | 203.1913 | 199.9733 | 193.2761 | 193.5268 | 186.0232 | 177.2364 | 169.4474 | 166.9146 | 163.6255 | 157.1174 | 151.7456 | 146.0728 | 137.4493 | 131.5574 | -0.43422 | -0.84938 | -0.52753 | -0.15291 | -0.096399 | -1.3131 | -0.56242 | -0.49773 | -0.42009 | -0.1669 | -0.083209 | 0.060046 | 0.083093 | 0.76694 | 4.8406 | 4.7281 | 3.744 | 3.2698 | 0.066485 | -1.2057 | -1.4831 | -1.5026 | -1.3051 | -1.3465 | 45.8686 | 45.1842 | 44.5621 | 43.9061 | 43.5822 | 43.4784 | 43.4502 | 43.3152 | 43.7669 | 45.8391 | 49.021 | 51.8253 | 53.7104 | 55.0308 | 55.9881 | 56.5994 | 56.5047 | 55.0906 | 53.0415 | 51.5858 | 50.4173 | 49.4321 | 48.5793 | 47.6906 | 2.864 | 2.5418 | 2.7853 | 3.3375 | 4.3659 | 3.5105 | 3.4537 | 3.6173 | 3.8878 | 3.6426 | 3.4878 | 3.8202 | 3.8814 | 4.2214 | 4.5622 | 4.4987 | 4.4449 | 3.9668 | 3.3798 | 3.3386 | 2.9833 | 2.986 | 3.1393 | 3.0803
Portfolio Adjusted1-in-2AllOther2018February Monthly Peak | Portfolio Adjusted | 1-in-2 | All | Other | 2018 | February Monthly Peak | 2 | 125.7865 | 122.3768 | 118.9528 | 119.2013 | 127.0029 | 147.8761 | 176.562 | 192.2982 | 201.4088 | 202.5482 | 205.765 | 204.778 | 199.8982 | 201.8668 | 195.6864 | 185.1194 | 175.479 | 170.5752 | 168.3405 | 161.4828 | 155.7794 | 149.6467 | 140.0471 | 133.6071 | -0.44022 | -0.86161 | -0.53618 | -0.155 | -0.096919 | -1.3133 | -0.56054 | -0.49374 | -0.41851 | -0.16742 | -0.084262 | 0.061488 | 0.08594 | 0.79999 | 5.0921 | 4.9384 | 3.8772 | 3.3415 | 0.068401 | -1.2392 | -1.5226 | -1.5394 | -1.3297 | -1.3674 | 49.7853 | 49.3769 | 49.0432 | 48.5931 | 48.1953 | 47.9584 | 47.7543 | 47.6044 | 48.1918 | 49.987 | 51.9781 | 53.8596 | 54.5441 | 54.7008 | 54.6987 | 54.1846 | 53.985 | 53.228 | 51.9458 | 50.9219 | 49.9767 | 49.2128 | 47.8158 | 46.7925 | 2.9036 | 2.5784 | 2.8309 | 3.3832 | 4.3895 | 3.5111 | 3.4422 | 3.5883 | 3.8733 | 3.6539 | 3.532 | 3.912 | 4.0144 | 4.4033 | 4.7991 | 4.6988 | 4.6032 | 4.0538 | 3.4772 | 3.4314 | 3.0626 | 3.0591 | 3.1986 | 3.1283
Portfolio Adjusted1-in-2AllOther2018March Monthly Peak | Portfolio Adjusted | 1-in-2 | All | Other | 2018 | March Monthly Peak | 3 | 128.2247 | 124.6137 | 121.526 | 120.5369 | 127.6093 | 147.6597 | 176.9338 | 193.3139 | 201.2112 | 202.1742 | 206.1321 | 205.438 | 201.1507 | 202.3982 | 196.2326 | 186.9948 | 177.3024 | 170.1906 | 168.8693 | 166.3995 | 160.9107 | 154.0731 | 144.1034 | 137.2595 | -0.44875 | -0.87736 | -0.54778 | -0.15674 | -0.097382 | -1.3114 | -0.56172 | -0.49634 | -0.4181 | -0.16711 | -0.084413 | 0.061687 | 0.086478 | 0.8021 | 5.1063 | 4.9885 | 3.9175 | 3.334 | 0.068616 | -1.277 | -1.5727 | -1.5849 | -1.3682 | -1.4048 | 49.3813 | 48.5798 | 47.9659 | 47.5543 | 47.1252 | 46.6856 | 46.3784 | 46.3266 | 48.1563 | 50.4399 | 52.7961 | 54.8152 | 56.072 | 57.0331 | 57.3474 | 57.7015 | 57.4309 | 56.6564 | 55.2236 | 53.3073 | 52.0715 | 50.969 | 50.1532 | 49.3088 | 2.9598 | 2.6255 | 2.8922 | 3.4211 | 4.4105 | 3.506 | 3.4494 | 3.6073 | 3.8695 | 3.6471 | 3.5383 | 3.9246 | 4.0395 | 4.4149 | 4.8125 | 4.7464 | 4.651 | 4.0447 | 3.4881 | 3.5359 | 3.1635 | 3.1495 | 3.2913 | 3.2138
Portfolio Adjusted1-in-2AllOther2018April Monthly Peak | Portfolio Adjusted | 1-in-2 | All | Other | 2018 | April Monthly Peak | 4 | 3.6407 | 3.5063 | 3.4091 | 3.3971 | 3.5284 | 3.886 | 4.3385 | 4.7755 | 5.4159 | 5.9051 | 6.3405 | 6.5888 | 6.714 | 6.8658 | 6.878 | 6.7049 | 6.3614 | 5.8438 | 5.368 | 5.3005 | 5.1532 | 4.7745 | 4.3081 | 3.968 | -0.0043363 | -0.0084815 | -0.0052527 | -0.0015033 | -0.0009347 | -0.012533 | -0.0052505 | -0.0046583 | -0.0039597 | -0.0016099 | -0.0008271 | 0.00061226 | 0.00087398 | 0.008163 | 0.087576 | 0.090806 | 0.080311 | 0.064391 | 0.00065565 | -0.01224 | -0.015279 | -0.015322 | -0.013253 | -0.013645 | 61.9146 | 60.6783 | 59.214 | 57.9694 | 57.0914 | 56.4588 | 55.917 | 55.995 | 58.6438 | 62.6808 | 67.9573 | 72.3912 | 75.7702 | 78.1811 | 79.3108 | 79.945 | 79.9443 | 79.5925 | 78.3458 | 75.9478 | 72.1467 | 69.0115 | 66.8299 | 64.5887 | 0.029343 | 0.02647 | 0.028164 | 0.033225 | 0.04271 | 0.034792 | 0.033127 | 0.034408 | 0.037285 | 0.035943 | 0.035627 | 0.0399 | 0.04175 | 0.0458 | 0.050148 | 0.049222 | 0.047664 | 0.040587 | 0.033879 | 0.034487 | 0.031454 | 0.031023 | 0.032459 | 0.03187
Portfolio Adjusted1-in-2AllOther2018May Monthly Peak | Portfolio Adjusted | 1-in-2 | All | Other | 2018 | May Monthly Peak | 5 | 3.7327 | 3.5907 | 3.4888 | 3.4724 | 3.6176 | 3.9614 | 4.3375 | 4.9151 | 5.6426 | 6.1976 | 6.6674 | 6.9383 | 7.0437 | 7.175 | 7.1717 | 6.9971 | 6.619 | 6.0552 | 5.5273 | 5.3325 | 5.2833 | 4.9073 | 4.424 | 4.0826 | -0.0043226 | -0.0084751 | -0.0052662 | -0.001508 | -0.00094116 | -0.012633 | -0.0052629 | -0.0047392 | -0.0040452 | -0.0016554 | -0.00084973 | 0.00062834 | 0.00089268 | 0.008312 | 0.090138 | 0.093574 | 0.082818 | 0.066099 | 0.00065612 | -0.01209 | -0.015216 | -0.015298 | -0.013284 | -0.013688 | 65.7111 | 64.5767 | 63.6963 | 62.7399 | 61.9136 | 61.1535 | 60.3925 | 60.8109 | 63.3066 | 67.0871 | 70.846 | 74.5566 | 77.7098 | 80.3516 | 81.4714 | 81.9126 | 81.72 | 81.185 | 79.8851 | 77.5712 | 74.1878 | 71.365 | 68.9244 | 67.2668 | 0.029306 | 0.026522 | 0.028262 | 0.033349 | 0.043022 | 0.035069 | 0.033167 | 0.035028 | 0.038132 | 0.037013 | 0.036676 | 0.041032 | 0.042724 | 0.046709 | 0.051069 | 0.049953 | 0.048288 | 0.040865 | 0.033949 | 0.034088 | 0.031381 | 0.03102 | 0.032571 | 0.032019
Portfolio Adjusted1-in-2AllOther2018June Monthly Peak | Portfolio Adjusted | 1-in-2 | All | Other | 2018 | June Monthly Peak | 6 | 3.9814 | 3.8231 | 3.7062 | 3.6802 | 3.8097 | 4.152 | 4.5791 | 5.2809 | 6.1298 | 6.7959 | 7.3442 | 7.6585 | 7.7553 | 7.8941 | 7.8881 | 7.716 | 7.3526 | 6.7454 | 6.1434 | 5.7801 | 5.686 | 5.3141 | 4.7648 | 4.3573 | -0.0044502 | -0.0075581 | -0.0047813 | -0.002011 | -0.0017161 | -0.010951 | -0.0051978 | -0.0059994 | -0.0047206 | -0.0026635 | -0.0032304 | -0.0010191 | -0.00022871 | 0.0092298 | 0.094996 | 0.10081 | 0.092079 | 0.074198 | 0.0047595 | -0.0086409 | -0.012125 | -0.013273 | -0.012768 | -0.013566 | 69.6995 | 68.2837 | 67.1291 | 66.071 | 64.9485 | 63.9209 | 63.0071 | 63.8752 | 67.5554 | 72.3166 | 77.0482 | 81.4578 | 84.5931 | 86.2771 | 87.1432 | 87.5084 | 87.5972 | 87.2208 | 86.1932 | 84.2567 | 81.2288 | 77.1119 | 74.4419 | 72.4133 | 0.029695 | 0.026857 | 0.028619 | 0.033728 | 0.04334 | 0.034987 | 0.032822 | 0.034515 | 0.037584 | 0.036524 | 0.036352 | 0.040544 | 0.041689 | 0.045353 | 0.04939 | 0.048839 | 0.04759 | 0.040524 | 0.034057 | 0.033936 | 0.031457 | 0.03117 | 0.032561 | 0.03206
Portfolio Adjusted1-in-2AllOther2018July Monthly Peak | Portfolio Adjusted | 1-in-2 | All | Other | 2018 | July Monthly Peak | 7 | 4.2133 | 4.0476 | 3.9326 | 3.8986 | 4.0391 | 4.4585 | 4.9716 | 5.7326 | 6.6919 | 7.4691 | 8.0933 | 8.4367 | 8.5448 | 8.6957 | 8.6691 | 8.4632 | 8.088 | 7.4051 | 6.6618 | 6.2488 | 6.1135 | 5.6995 | 5.1071 | 4.6388 | -0.0043501 | -0.0047204 | -0.0032114 | -0.0030664 | -0.0034738 | -0.0064622 | -0.0049552 | -0.0089249 | -0.0062858 | -0.005066 | -0.0088802 | -0.0049141 | -0.0028496 | 0.01174 | 0.10195 | 0.11089 | 0.10521 | 0.08582 | 0.014349 | -0.00013089 | -0.0041297 | -0.0076795 | -0.010962 | -0.012526 | 75.6524 | 74.2652 | 73.3049 | 72.3674 | 71.3358 | 70.3757 | 69.5875 | 70.0617 | 73.3595 | 77.7755 | 82.2132 | 85.6371 | 88.6924 | 90.3838 | 91.3274 | 91.7654 | 91.6729 | 90.6187 | 89.4483 | 88.1092 | 85.5288 | 81.9338 | 79.4555 | 77.6393 | 0.029915 | 0.027199 | 0.029098 | 0.034241 | 0.044123 | 0.035844 | 0.033664 | 0.035238 | 0.038413 | 0.037646 | 0.037508 | 0.041686 | 0.0428 | 0.046634 | 0.050717 | 0.050143 | 0.048879 | 0.041702 | 0.034703 | 0.034711 | 0.032226 | 0.031854 | 0.033176 | 0.032502
Portfolio Adjusted1-in-2AllOther2018August Monthly Peak | Portfolio Adjusted | 1-in-2 | All | Other | 2018 | August Monthly Peak | 8 | 4.2154 | 4.0444 | 3.9227 | 3.8999 | 4.0522 | 4.4742 | 5.0096 | 5.7093 | 6.6659 | 7.422 | 8.0508 | 8.4009 | 8.5152 | 8.6725 | 8.6556 | 8.4319 | 8.0156 | 7.304 | 6.5809 | 6.2489 | 6.0805 | 5.6253 | 5.0546 | 4.6039 | -0.0044392 | -0.0049012 | -0.0033007 | -0.003084 | -0.0034798 | -0.0067635 | -0.0051304 | -0.0091612 | -0.0065069 | -0.0052065 | -0.0090856 | -0.0050254 | -0.0029145 | 0.012324 | 0.10409 | 0.11243 | 0.10545 | 0.085464 | 0.014311 | -0.00042616 | -0.0044557 | -0.0079529 | -0.011185 | -0.012782 | 73.9787 | 72.8094 | 71.3117 | 70.0727 | 69.0461 | 68.109 | 67.5092 | 66.8874 | 69.1948 | 74.417 | 80.0546 | 84.5971 | 88.1116 | 90.1627 | 91.4619 | 92.0653 | 91.8794 | 91.2545 | 89.7913 | 87.1717 | 83.3529 | 80.1214 | 77.8234 | 76.0998 | 0.03041 | 0.027579 | 0.029347 | 0.034746 | 0.044849 | 0.036552 | 0.034677 | 0.036395 | 0.039876 | 0.039041 | 0.038904 | 0.04346 | 0.044818 | 0.048954 | 0.053237 | 0.052188 | 0.050223 | 0.042388 | 0.035253 | 0.035381 | 0.032527 | 0.032076 | 0.033539 | 0.032956
Portfolio Adjusted1-in-2AllOther2018September Monthly Peak | Portfolio Adjusted | 1-in-2 | All | Other | 2018 | September Monthly Peak | 9 | 4.1335 | 3.9861 | 3.8728 | 3.8535 | 4.0176 | 4.4418 | 5.0644 | 5.6629 | 6.6293 | 7.4009 | 8.0301 | 8.3822 | 8.4879 | 8.6447 | 8.6099 | 8.3463 | 7.8803 | 7.1423 | 6.4539 | 6.2885 | 5.9334 | 5.4816 | 4.9028 | 4.4935 | -0.0043895 | -0.0049976 | -0.0033549 | -0.0030265 | -0.0034109 | -0.00698 | -0.0052077 | -0.009166 | -0.0066462 | -0.005306 | -0.0091867 | -0.0050388 | -0.0028913 | 0.012647 | 0.10526 | 0.11277 | 0.10466 | 0.08438 | 0.014062 | -0.00082779 | -0.0048244 | -0.0082313 | -0.011181 | -0.01271 | 72.2895 | 71.0562 | 69.6949 | 68.3959 | 67.268 | 66.3321 | 65.7894 | 65.4852 | 67.9224 | 73.2112 | 78.782 | 83.6002 | 87.5695 | 89.8932 | 91.1882 | 91.5798 | 91.4449 | 90.5956 | 89.1754 | 86.3465 | 82.2134 | 79.1904 | 76.8859 | 75.3016 | 0.029959 | 0.027321 | 0.029126 | 0.034531 | 0.044847 | 0.036495 | 0.035064 | 0.036804 | 0.040974 | 0.040388 | 0.040208 | 0.044909 | 0.046131 | 0.050435 | 0.054877 | 0.053407 | 0.050984 | 0.042786 | 0.03555 | 0.036009 | 0.032435 | 0.032036 | 0.033151 | 0.032542
Portfolio Adjusted1-in-2AllOther2018October Monthly Peak | Portfolio Adjusted | 1-in-2 | All | Other | 2018 | October Monthly Peak | 10 | 3.8087 | 3.6747 | 3.5843 | 3.5646 | 3.7044 | 4.0873 | 4.7117 | 5.1107 | 5.784 | 6.3866 | 6.8664 | 7.1707 | 7.279 | 7.4458 | 7.4512 | 7.2345 | 6.8138 | 6.2104 | 5.8974 | 5.6727 | 5.3362 | 4.9465 | 4.4559 | 4.106 | -0.0045124 | -0.0082223 | -0.0051486 | -0.0018123 | -0.0013754 | -0.012107 | -0.0055102 | -0.0055982 | -0.0045859 | -0.0022985 | -0.0022089 | -0.00024655 | 0.00032729 | 0.0094988 | 0.095263 | 0.098979 | 0.087471 | 0.069933 | 0.0029599 | -0.010909 | -0.014027 | -0.014629 | -0.013277 | -0.013848 | 63.8118 | 62.859 | 61.9129 | 60.8892 | 59.9391 | 59.1933 | 58.348 | 57.7567 | 58.6327 | 63.0513 | 69.2372 | 75.6029 | 80.5835 | 83.5845 | 84.7712 | 85.6547 | 85.7181 | 84.8654 | 82.6165 | 78.0126 | 73.9326 | 70.7576 | 68.2327 | 66.1779 | 0.030173 | 0.027235 | 0.029086 | 0.034301 | 0.044194 | 0.035911 | 0.034762 | 0.035912 | 0.039243 | 0.038444 | 0.038235 | 0.043138 | 0.044988 | 0.04929 | 0.053917 | 0.052687 | 0.05038 | 0.042575 | 0.036062 | 0.035874 | 0.032162 | 0.031738 | 0.033051 | 0.032401
Portfolio Adjusted1-in-2AllOther2018November Monthly Peak | Portfolio Adjusted | 1-in-2 | All | Other | 2018 | November Monthly Peak | 11 | 3.5256 | 3.4155 | 3.349 | 3.3366 | 3.4828 | 3.8579 | 4.2898 | 4.7336 | 5.319 | 5.7233 | 6.0299 | 6.1825 | 6.2057 | 6.2812 | 6.2188 | 6.0041 | 5.7415 | 5.6548 | 5.2933 | 5.0022 | 4.7399 | 4.4203 | 4.0342 | 3.7584 | -0.0042818 | -0.0083979 | -0.0052028 | -0.0014868 | -0.0009306 | -0.01257 | -0.005267 | -0.0046489 | -0.0039455 | -0.0016005 | -0.00081635 | 0.00060363 | 0.00085532 | 0.0079605 | 0.081667 | 0.083794 | 0.074191 | 0.063018 | 0.00066031 | -0.011948 | -0.014664 | -0.014748 | -0.012814 | -0.013261 | 55.5598 | 54.6236 | 53.7918 | 52.8595 | 51.8368 | 51.2435 | 50.9741 | 50.9387 | 53.232 | 58.2666 | 63.1691 | 67.5221 | 70.3275 | 71.7873 | 72.3582 | 72.25 | 70.8775 | 68.0039 | 64.5037 | 62.3135 | 60.6196 | 59.2642 | 58.1511 | 57.036 | 0.028943 | 0.026178 | 0.027888 | 0.032856 | 0.042516 | 0.034862 | 0.03319 | 0.034332 | 0.037127 | 0.035679 | 0.035072 | 0.039218 | 0.040723 | 0.044522 | 0.048401 | 0.047373 | 0.046333 | 0.040721 | 0.034103 | 0.033622 | 0.030115 | 0.029807 | 0.031342 | 0.030935
Portfolio Adjusted1-in-2AllOther2018December Monthly Peak | Portfolio Adjusted | 1-in-2 | All | Other | 2018 | December Monthly Peak | 12 | 3.4699 | 3.3832 | 3.324 | 3.3311 | 3.4741 | 3.9072 | 4.5152 | 4.908 | 5.4816 | 5.7902 | 5.9292 | 5.9173 | 5.7997 | 5.7783 | 5.6481 | 5.4369 | 5.3551 | 5.3934 | 5.099 | 4.8461 | 4.6295 | 4.3663 | 4.0219 | 3.6949 | -0.0041242 | -0.0080558 | -0.0049888 | -0.0014305 | -0.00089641 | -0.012137 | -0.0051494 | -0.0045253 | -0.0038129 | -0.0015316 | -0.00076898 | 0.0005606 | 0.00078666 | 0.0072885 | 0.074264 | 0.076253 | 0.069049 | 0.05978 | 0.00062634 | -0.011389 | -0.01405 | -0.014228 | -0.012332 | -0.012679 | 46.5209 | 45.8988 | 45.5053 | 44.9265 | 44.403 | 43.9521 | 43.6713 | 43.5852 | 44.2706 | 47.5254 | 51.1773 | 54.3603 | 56.3918 | 57.2831 | 57.9704 | 58.2 | 57.47 | 55.0448 | 52.0357 | 50.0016 | 48.5437 | 46.6819 | 44.9467 | 43.6951 | 0.027936 | 0.025232 | 0.026786 | 0.031664 | 0.041 | 0.033851 | 0.032682 | 0.033535 | 0.036009 | 0.034278 | 0.033159 | 0.036504 | 0.037496 | 0.040776 | 0.04419 | 0.043514 | 0.043244 | 0.03831 | 0.032393 | 0.032102 | 0.028928 | 0.02882 | 0.030246 | 0.029632
Portfolio Adjusted1-in-2AllOther2018Typical Event Day | Portfolio Adjusted | 1-in-2 | All | Other | 2018 | Typical Event Day | 8 | 4.1888 | 4.0188 | 3.897 | 3.8743 | 4.026 | 4.4416 | 4.968 | 5.6498 | 6.5789 | 7.3108 | 7.9228 | 8.2652 | 8.3807 | 8.5405 | 8.5307 | 8.3155 | 7.9054 | 7.207 | 6.5027 | 6.1782 | 6.0176 | 5.5691 | 5.0059 | 4.5642 | -0.0044714 | -0.0056373 | -0.0037109 | -0.0028213 | -0.0030385 | -0.0079529 | -0.0052166 | -0.0084061 | -0.0060825 | -0.004556 | -0.0075546 | -0.0039692 | -0.0022033 | 0.011593 | 0.10256 | 0.11022 | 0.1026 | 0.082971 | 0.011829 | -0.0026196 | -0.0065042 | -0.0093851 | -0.011654 | -0.013043 | 72.905 | 71.6036 | 70.3601 | 69.2268 | 68.1496 | 67.1844 | 66.4733 | 66.5774 | 69.508 | 74.4301 | 79.5245 | 83.823 | 87.2417 | 89.1792 | 90.2802 | 90.7297 | 90.6486 | 89.9224 | 88.6521 | 86.471 | 83.081 | 79.5894 | 77.1517 | 75.3635 | 0.030174 | 0.027369 | 0.029083 | 0.034424 | 0.044424 | 0.03622 | 0.034359 | 0.035976 | 0.039288 | 0.038354 | 0.038171 | 0.042629 | 0.04396 | 0.048038 | 0.05227 | 0.051265 | 0.049357 | 0.041713 | 0.034762 | 0.034908 | 0.03212 | 0.031685 | 0.033153 | 0.032588
Portfolio Adjusted1-in-2AllOther2019January Monthly Peak | Portfolio Adjusted | 1-in-2 | All | Other | 2019 | January Monthly Peak | 1 | 3.2883 | 3.2439 | 3.1996 | 3.2239 | 3.3501 | 3.9152 | 4.7148 | 5.156 | 5.7431 | 6.034 | 6.0848 | 6.009 | 5.7438 | 5.6688 | 5.4524 | 5.167 | 5.1382 | 5.2687 | 5.0468 | 4.7875 | 4.5669 | 4.2916 | 3.9477 | 3.5237 | -0.0040989 | -0.0080177 | -0.0049797 | -0.0014434 | -0.00090996 | -0.012395 | -0.005309 | -0.0046983 | -0.0039654 | -0.0015754 | -0.00078545 | 0.0005668 | 0.00078436 | 0.0072396 | 0.073097 | 0.073913 | 0.066758 | 0.058641 | 0.00062759 | -0.011382 | -0.014 | -0.014184 | -0.012319 | -0.01271 | 42.3485 | 41.9396 | 41.3327 | 40.694 | 40.0403 | 39.5727 | 39.4788 | 39.238 | 39.5257 | 41.9209 | 45.4567 | 48.1541 | 50.1171 | 51.4189 | 52.266 | 52.6793 | 52.3923 | 51.0674 | 49.1297 | 47.7772 | 46.562 | 45.655 | 44.8206 | 44.2349 | 0.027633 | 0.024917 | 0.026684 | 0.031872 | 0.041542 | 0.034281 | 0.033566 | 0.034816 | 0.037454 | 0.035275 | 0.033861 | 0.036897 | 0.037357 | 0.040467 | 0.043562 | 0.042877 | 0.042362 | 0.037971 | 0.032471 | 0.032113 | 0.028869 | 0.028762 | 0.030231 | 0.029599
Portfolio Adjusted1-in-2AllOther2019February Monthly Peak | Portfolio Adjusted | 1-in-2 | All | Other | 2019 | February Monthly Peak | 2 | 3.3854 | 3.3064 | 3.2535 | 3.2779 | 3.4146 | 3.8892 | 4.5233 | 4.9169 | 5.5128 | 5.8287 | 5.9849 | 6.0033 | 5.8774 | 5.8936 | 5.7777 | 5.5453 | 5.3689 | 5.2844 | 5.2165 | 4.9354 | 4.6851 | 4.3765 | 3.9964 | 3.631 | -0.0041554 | -0.0081332 | -0.0050613 | -0.0014632 | -0.00091487 | -0.012397 | -0.0052913 | -0.0046606 | -0.0039506 | -0.0015803 | -0.0007954 | 0.00058042 | 0.00081123 | 0.0075516 | 0.076916 | 0.078341 | 0.06965 | 0.059228 | 0.00064567 | -0.011698 | -0.014372 | -0.014531 | -0.012552 | -0.012908 | 47.1134 | 46.6416 | 46.291 | 45.9101 | 45.7177 | 45.7064 | 45.7104 | 45.6717 | 45.9049 | 47.7099 | 49.8212 | 51.7149 | 52.5438 | 52.4942 | 52.5263 | 52.1772 | 51.5139 | 50.3923 | 48.8673 | 47.4311 | 46.0872 | 45.0839 | 43.859 | 42.9113 | 0.02805 | 0.025309 | 0.027123 | 0.032319 | 0.041786 | 0.034363 | 0.033402 | 0.034468 | 0.037238 | 0.035295 | 0.034214 | 0.037726 | 0.038616 | 0.042208 | 0.04584 | 0.044822 | 0.043877 | 0.038753 | 0.033385 | 0.032968 | 0.029579 | 0.029412 | 0.030752 | 0.03009
Portfolio Adjusted1-in-2AllOther2019March Monthly Peak | Portfolio Adjusted | 1-in-2 | All | Other | 2019 | March Monthly Peak | 3 | 3.4393 | 3.3504 | 3.2884 | 3.2937 | 3.4123 | 3.8768 | 4.5601 | 4.9545 | 5.4811 | 5.8045 | 5.9861 | 6.0286 | 5.9369 | 5.9813 | 5.895 | 5.6955 | 5.5366 | 5.2769 | 5.0949 | 5.0605 | 4.8374 | 4.5221 | 4.1162 | 3.7224 | -0.004236 | -0.0082818 | -0.0051708 | -0.0014796 | -0.00091924 | -0.012379 | -0.0053024 | -0.0046853 | -0.0039467 | -0.0015774 | -0.00079682 | 0.00058229 | 0.00081632 | 0.0075714 | 0.077847 | 0.07988 | 0.071344 | 0.059139 | 0.0006477 | -0.012054 | -0.014846 | -0.014961 | -0.012916 | -0.013261 | 46.6441 | 46.1774 | 45.7708 | 45.4633 | 45.0677 | 44.6242 | 44.205 | 43.9767 | 45.7293 | 48.0692 | 50.3417 | 52.4121 | 53.9986 | 55.0811 | 55.5709 | 56.0077 | 55.8495 | 55.1878 | 53.566 | 51.282 | 49.7125 | 48.4967 | 47.6393 | 46.7343 | 0.028589 | 0.025757 | 0.027697 | 0.032675 | 0.04198 | 0.034311 | 0.033505 | 0.034655 | 0.03719 | 0.035221 | 0.034268 | 0.037848 | 0.038865 | 0.042342 | 0.045996 | 0.0453 | 0.04436 | 0.038663 | 0.033438 | 0.03396 | 0.030552 | 0.030289 | 0.031644 | 0.030907
Portfolio Adjusted1-in-2AllOther2019April Monthly Peak | Portfolio Adjusted | 1-in-2 | All | Other | 2019 | April Monthly Peak | 4 | 5.4315 | 5.2478 | 5.0935 | 5.068 | 5.2997 | 5.9292 | 6.736 | 7.4054 | 8.1726 | 8.7177 | 9.254 | 9.5275 | 9.6418 | 9.8315 | 9.775 | 9.4534 | 8.9396 | 8.2646 | 7.6913 | 7.5972 | 7.4048 | 6.9216 | 6.3226 | 5.8941 | -0.010721 | -0.02097 | -0.012987 | -0.0037168 | -0.002311 | -0.030986 | -0.012981 | -0.011517 | -0.00979 | -0.0039804 | -0.0020449 | 0.0015138 | 0.0021608 | 0.020182 | 0.16424 | 0.16536 | 0.13812 | 0.11252 | 0.001621 | -0.030264 | -0.037776 | -0.037882 | -0.032767 | -0.033735 | 61.9174 | 60.685 | 59.2242 | 57.9834 | 57.1077 | 56.4759 | 55.9343 | 56.0127 | 58.6553 | 62.6894 | 67.9504 | 72.3773 | 75.7559 | 78.1664 | 79.2972 | 79.9291 | 79.9264 | 79.5773 | 78.3279 | 75.927 | 72.1284 | 68.9998 | 66.8183 | 64.5812 | 0.071009 | 0.063189 | 0.068739 | 0.081287 | 0.10481 | 0.083357 | 0.080069 | 0.083922 | 0.090857 | 0.087193 | 0.086098 | 0.096684 | 0.1013 | 0.11143 | 0.1224 | 0.12027 | 0.11661 | 0.099156 | 0.082623 | 0.084033 | 0.076272 | 0.075507 | 0.079049 | 0.077437
Portfolio Adjusted1-in-2AllOther2019May Monthly Peak | Portfolio Adjusted | 1-in-2 | All | Other | 2019 | May Monthly Peak | 5 | 5.5164 | 5.3297 | 5.1766 | 5.1476 | 5.4002 | 6.0203 | 6.7409 | 7.59 | 8.4573 | 9.0879 | 9.6584 | 9.9517 | 10.0315 | 10.1923 | 10.116 | 9.7801 | 9.2257 | 8.4871 | 7.8502 | 7.5998 | 7.5235 | 7.0491 | 6.4416 | 6.0135 | -0.010687 | -0.020954 | -0.01302 | -0.0037284 | -0.0023269 | -0.031233 | -0.013012 | -0.011717 | -0.010002 | -0.0040929 | -0.0021009 | 0.0015535 | 0.0022071 | 0.020551 | 0.1681 | 0.16912 | 0.1413 | 0.11447 | 0.0016222 | -0.029893 | -0.037621 | -0.037824 | -0.032843 | -0.033843 | 65.6669 | 64.5399 | 63.6656 | 62.7146 | 61.8919 | 61.1371 | 60.3843 | 60.8026 | 63.2849 | 67.0527 | 70.8076 | 74.5144 | 77.6689 | 80.3075 | 81.4245 | 81.8644 | 81.6749 | 81.1331 | 79.8241 | 77.5059 | 74.1206 | 71.2988 | 68.867 | 67.2155 | 0.070806 | 0.063171 | 0.068925 | 0.08155 | 0.10554 | 0.084022 | 0.080243 | 0.08539 | 0.092838 | 0.089679 | 0.088484 | 0.099258 | 0.1035 | 0.11349 | 0.12453 | 0.12193 | 0.11804 | 0.099731 | 0.082701 | 0.083013 | 0.075982 | 0.075408 | 0.079247 | 0.077704
Portfolio Adjusted1-in-2AllOther2019June Monthly Peak | Portfolio Adjusted | 1-in-2 | All | Other | 2019 | June Monthly Peak | 6 | 5.8589 | 5.6502 | 5.4835 | 5.4432 | 5.6793 | 6.2876 | 7.0476 | 8.0117 | 8.9995 | 9.7375 | 10.3959 | 10.7248 | 10.7555 | 10.9118 | 10.8254 | 10.5262 | 10.0078 | 9.2368 | 8.5525 | 8.1177 | 8.012 | 7.5442 | 6.8556 | 6.3636 | -0.011003 | -0.018687 | -0.011821 | -0.004972 | -0.0042428 | -0.027076 | -0.012851 | -0.014833 | -0.011671 | -0.0065852 | -0.0079869 | -0.0025198 | -0.00056546 | 0.02282 | 0.17292 | 0.17876 | 0.15524 | 0.12731 | 0.011767 | -0.021364 | -0.029977 | -0.032818 | -0.031569 | -0.03354 | 69.6602 | 68.2509 | 67.1005 | 66.0435 | 64.9264 | 63.9039 | 62.9946 | 63.8587 | 67.5243 | 72.2776 | 77.0082 | 81.4135 | 84.5402 | 86.2224 | 87.0953 | 87.4609 | 87.5519 | 87.1707 | 86.1414 | 84.1969 | 81.1631 | 77.0473 | 74.3831 | 72.3613 | 0.071587 | 0.063767 | 0.069697 | 0.0824 | 0.10626 | 0.083695 | 0.079194 | 0.083834 | 0.091084 | 0.087909 | 0.086993 | 0.09734 | 0.10021 | 0.10944 | 0.11977 | 0.11865 | 0.11585 | 0.098438 | 0.08258 | 0.08234 | 0.075864 | 0.0755 | 0.07896 | 0.077591
Portfolio Adjusted1-in-2AllOther2019July Monthly Peak | Portfolio Adjusted | 1-in-2 | All | Other | 2019 | July Monthly Peak | 7 | 6.1444 | 5.9341 | 5.7813 | 5.7307 | 5.9886 | 6.6915 | 7.5553 | 8.5779 | 9.6817 | 10.5549 | 11.2914 | 11.6399 | 11.6747 | 11.853 | 11.7428 | 11.4051 | 10.8693 | 10.0198 | 9.165 | 8.6891 | 8.5451 | 8.0272 | 7.2829 | 6.7165 | -0.010755 | -0.011671 | -0.00794 | -0.0075813 | -0.0085888 | -0.015977 | -0.012251 | -0.022066 | -0.015541 | -0.012525 | -0.021956 | -0.01215 | -0.0070454 | 0.029027 | 0.18349 | 0.19606 | 0.17952 | 0.14968 | 0.035477 | -0.00032361 | -0.01021 | -0.018987 | -0.027103 | -0.03097 | 75.6241 | 74.2417 | 73.2839 | 72.3503 | 71.3237 | 70.3677 | 69.5835 | 70.0588 | 73.3478 | 77.7527 | 82.1772 | 85.5999 | 88.6488 | 90.3405 | 91.2897 | 91.7294 | 91.6281 | 90.5748 | 89.4141 | 88.0773 | 85.497 | 81.9009 | 79.4231 | 77.6064 | 0.071899 | 0.0643 | 0.070749 | 0.083558 | 0.1081 | 0.085449 | 0.080953 | 0.085317 | 0.092729 | 0.090144 | 0.089164 | 0.099454 | 0.10226 | 0.11197 | 0.12251 | 0.1214 | 0.11861 | 0.10097 | 0.083851 | 0.083963 | 0.077455 | 0.076947 | 0.080234 | 0.078452
Portfolio Adjusted1-in-2AllOther2019August Monthly Peak | Portfolio Adjusted | 1-in-2 | All | Other | 2019 | August Monthly Peak | 8 | 6.1838 | 5.9638 | 5.7905 | 5.7624 | 6.0367 | 6.7557 | 7.6778 | 8.6615 | 9.7869 | 10.6448 | 11.3948 | 11.7676 | 11.8203 | 12.0127 | 11.903 | 11.5107 | 10.8861 | 9.9727 | 9.1339 | 8.7435 | 8.5415 | 7.9767 | 7.2612 | 6.7171 | -0.010976 | -0.012118 | -0.0081607 | -0.0076249 | -0.0086036 | -0.016722 | -0.012684 | -0.02265 | -0.016088 | -0.012873 | -0.022463 | -0.012425 | -0.0072058 | 0.030469 | 0.19011 | 0.20132 | 0.1818 | 0.15032 | 0.035382 | -0.0010537 | -0.011016 | -0.019663 | -0.027654 | -0.031602 | 73.9673 | 72.7968 | 71.304 | 70.0705 | 69.0477 | 68.1139 | 67.517 | 66.8997 | 69.2037 | 74.4181 | 80.0492 | 84.592 | 88.1032 | 90.1506 | 91.4482 | 92.0457 | 91.8577 | 91.2314 | 89.7647 | 87.1407 | 83.3152 | 80.0855 | 77.7952 | 76.0782 | 0.073175 | 0.065313 | 0.071391 | 0.084835 | 0.10992 | 0.087186 | 0.08347 | 0.08832 | 0.096536 | 0.093852 | 0.092917 | 0.10416 | 0.10758 | 0.11802 | 0.129 | 0.12666 | 0.12209 | 0.10281 | 0.085332 | 0.085679 | 0.078268 | 0.077594 | 0.081225 | 0.079656
Portfolio Adjusted1-in-2AllOther2019September Monthly Peak | Portfolio Adjusted | 1-in-2 | All | Other | 2019 | September Monthly Peak | 9 | 6.0758 | 5.8919 | 5.729 | 5.707 | 6.005 | 6.7237 | 7.7616 | 8.6567 | 9.8503 | 10.7542 | 11.509 | 11.8817 | 11.908 | 12.1029 | 11.9728 | 11.5103 | 10.8058 | 9.8472 | 9.0386 | 8.8322 | 8.3971 | 7.839 | 7.0904 | 6.585 | -0.010853 | -0.012356 | -0.0082947 | -0.0074828 | -0.0084332 | -0.017258 | -0.012876 | -0.022662 | -0.016432 | -0.013119 | -0.022713 | -0.012458 | -0.0071486 | 0.031268 | 0.19425 | 0.20388 | 0.18203 | 0.1497 | 0.034766 | -0.0020467 | -0.011928 | -0.020351 | -0.027643 | -0.031425 | 72.2877 | 71.0559 | 69.7022 | 68.4094 | 67.2858 | 66.3534 | 65.8124 | 65.5108 | 67.9448 | 73.2225 | 78.786 | 83.6011 | 87.5719 | 89.8959 | 91.1887 | 91.576 | 91.4354 | 90.5811 | 89.1604 | 86.3309 | 82.2049 | 79.1874 | 76.8892 | 75.3086 | 0.072126 | 0.064767 | 0.070874 | 0.084331 | 0.10994 | 0.087102 | 0.084322 | 0.089417 | 0.099401 | 0.097386 | 0.096383 | 0.10797 | 0.11103 | 0.12187 | 0.13323 | 0.12984 | 0.12412 | 0.10394 | 0.086196 | 0.087248 | 0.078194 | 0.077628 | 0.080383 | 0.078725
Portfolio Adjusted1-in-2AllOther2019October Monthly Peak | Portfolio Adjusted | 1-in-2 | All | Other | 2019 | October Monthly Peak | 10 | 5.6947 | 5.5098 | 5.365 | 5.3311 | 5.5816 | 6.2487 | 7.2799 | 7.9187 | 8.7545 | 9.467 | 10.0686 | 10.4252 | 10.511 | 10.7149 | 10.6416 | 10.2478 | 9.604 | 8.8105 | 8.4251 | 8.1153 | 7.6939 | 7.1959 | 6.5558 | 6.1107 | -0.011157 | -0.020329 | -0.01273 | -0.0044808 | -0.0034005 | -0.029934 | -0.013624 | -0.013841 | -0.011338 | -0.0056828 | -0.0054613 | -0.00060957 | 0.00080919 | 0.023485 | 0.17963 | 0.18153 | 0.15194 | 0.12351 | 0.0073182 | -0.026971 | -0.034681 | -0.036169 | -0.032827 | -0.034239 | 63.8282 | 62.8773 | 61.934 | 60.9135 | 59.9671 | 59.224 | 58.3817 | 57.7962 | 58.671 | 63.0767 | 69.2473 | 75.6059 | 80.5887 | 83.5926 | 84.7764 | 85.6559 | 85.7164 | 84.8608 | 82.6028 | 77.998 | 73.9272 | 70.7626 | 68.2465 | 66.2 | 0.073025 | 0.065019 | 0.070969 | 0.083918 | 0.10846 | 0.086097 | 0.083832 | 0.087531 | 0.095602 | 0.093241 | 0.092387 | 0.10452 | 0.10916 | 0.11991 | 0.13159 | 0.12872 | 0.12322 | 0.10399 | 0.087841 | 0.087321 | 0.077981 | 0.077234 | 0.080467 | 0.078709
Portfolio Adjusted1-in-2AllOther2019November Monthly Peak | Portfolio Adjusted | 1-in-2 | All | Other | 2019 | November Monthly Peak | 11 | 5.2949 | 5.1407 | 5.0179 | 4.9894 | 5.2467 | 5.9079 | 6.6958 | 7.3588 | 8.0669 | 8.5214 | 8.9087 | 9.0842 | 9.076 | 9.1791 | 9.0286 | 8.663 | 8.2602 | 8.0894 | 7.6348 | 7.2465 | 6.9037 | 6.4894 | 5.9837 | 5.6317 | -0.010586 | -0.020763 | -0.012864 | -0.003676 | -0.0023008 | -0.031079 | -0.013022 | -0.011494 | -0.0097549 | -0.0039571 | -0.0020184 | 0.0014924 | 0.0021147 | 0.019682 | 0.1559 | 0.15579 | 0.13058 | 0.11138 | 0.0016326 | -0.029541 | -0.036255 | -0.036462 | -0.031682 | -0.032787 | 55.6065 | 54.6696 | 53.8388 | 52.9076 | 51.8856 | 51.2905 | 51.0225 | 50.9873 | 53.278 | 58.2947 | 63.1918 | 67.5455 | 70.3497 | 71.8093 | 72.3865 | 72.2779 | 70.9004 | 68.0246 | 64.5305 | 62.3443 | 60.6551 | 59.3039 | 58.1938 | 57.0827 | 0.070104 | 0.062554 | 0.068082 | 0.080394 | 0.10435 | 0.083593 | 0.080304 | 0.083751 | 0.090523 | 0.08666 | 0.084942 | 0.095274 | 0.099086 | 0.10861 | 0.11841 | 0.11601 | 0.11359 | 0.099578 | 0.083204 | 0.08201 | 0.073172 | 0.072655 | 0.076414 | 0.075244
Portfolio Adjusted1-in-2AllOther2019December Monthly Peak | Portfolio Adjusted | 1-in-2 | All | Other | 2019 | December Monthly Peak | 12 | 5.173 | 5.0366 | 4.9226 | 4.9197 | 5.1716 | 5.884 | 6.8629 | 7.4591 | 8.1324 | 8.4635 | 8.6374 | 8.6096 | 8.4384 | 8.4312 | 8.2142 | 7.8813 | 7.7056 | 7.6805 | 7.3189 | 6.9843 | 6.7015 | 6.3611 | 5.8962 | 5.4846 | -0.010197 | -0.019917 | -0.012334 | -0.0035369 | -0.0022163 | -0.030008 | -0.012731 | -0.011189 | -0.009427 | -0.0037867 | -0.0019012 | 0.001386 | 0.0019449 | 0.01802 | 0.14206 | 0.14243 | 0.12167 | 0.10522 | 0.0015486 | -0.028159 | -0.034739 | -0.035177 | -0.030489 | -0.031348 | 46.5808 | 45.954 | 45.5591 | 44.9817 | 44.4565 | 44.0051 | 43.7247 | 43.6387 | 44.3219 | 47.5748 | 51.227 | 54.4104 | 56.4393 | 57.3328 | 58.0222 | 58.253 | 57.5236 | 55.0991 | 52.0928 | 50.0592 | 48.6002 | 46.7395 | 45.0055 | 43.7532 | 0.067547 | 0.060055 | 0.0653 | 0.077372 | 0.10054 | 0.080789 | 0.078604 | 0.081571 | 0.087532 | 0.082983 | 0.080063 | 0.088515 | 0.091149 | 0.099448 | 0.10812 | 0.1066 | 0.106 | 0.093603 | 0.078941 | 0.078196 | 0.07014 | 0.070119 | 0.073571 | 0.071963
Portfolio Adjusted1-in-2AllOther2019Typical Event Day | Portfolio Adjusted | 1-in-2 | All | Other | 2019 | Typical Event Day | 8 | 6.1461 | 5.9274 | 5.7519 | 5.7235 | 5.996 | 6.7066 | 7.6172 | 8.5745 | 9.6606 | 10.4832 | 11.2101 | 11.574 | 11.6289 | 11.8246 | 11.7256 | 11.346 | 10.7322 | 9.8388 | 9.0257 | 8.6448 | 8.453 | 7.897 | 7.1919 | 6.6582 | -0.011055 | -0.013938 | -0.0091748 | -0.0069755 | -0.0075124 | -0.019663 | -0.012898 | -0.020783 | -0.015038 | -0.011264 | -0.018678 | -0.0098135 | -0.0054474 | 0.028663 | 0.18722 | 0.19685 | 0.17579 | 0.14495 | 0.029246 | -0.0064768 | -0.016081 | -0.023204 | -0.028814 | -0.032247 | 72.8848 | 71.5863 | 70.3477 | 69.2184 | 68.1459 | 67.1847 | 66.4768 | 66.582 | 69.5052 | 74.4177 | 79.5051 | 83.8016 | 87.216 | 89.1523 | 90.2555 | 90.703 | 90.6183 | 89.8895 | 88.6202 | 86.4364 | 83.0451 | 79.5553 | 77.1227 | 75.3386 | 0.0726 | 0.064802 | 0.070743 | 0.08404 | 0.10887 | 0.086363 | 0.08269 | 0.087298 | 0.095107 | 0.092182 | 0.091144 | 0.10215 | 0.1055 | 0.11579 | 0.12663 | 0.1244 | 0.11997 | 0.10116 | 0.084136 | 0.08453 | 0.077284 | 0.076643 | 0.080285 | 0.078753
Portfolio Adjusted1-in-2AllOther2020January Monthly Peak | Portfolio Adjusted | 1-in-2 | All | Other | 2020 | January Monthly Peak | 1 | 4.9829 | 4.891 | 4.7967 | 4.8285 | 5.0754 | 5.9347 | 7.1342 | 7.8035 | 8.499 | 8.7824 | 8.8503 | 8.7304 | 8.375 | 8.3045 | 7.9859 | 7.5812 | 7.4435 | 7.5366 | 7.2718 | 6.9248 | 6.6318 | 6.2809 | 5.8208 | 5.3201 | -0.010134 | -0.019822 | -0.012311 | -0.0035685 | -0.0022497 | -0.030643 | -0.013125 | -0.011616 | -0.0098038 | -0.003895 | -0.0019419 | 0.0014013 | 0.0019392 | 0.017899 | 0.13999 | 0.13921 | 0.11835 | 0.10369 | 0.0015516 | -0.028139 | -0.034613 | -0.035068 | -0.030457 | -0.031423 | 42.3979 | 41.9852 | 41.3781 | 40.7391 | 40.09 | 39.6275 | 39.5345 | 39.2952 | 39.5852 | 41.9759 | 45.5067 | 48.2056 | 50.1675 | 51.4695 | 52.3182 | 52.7343 | 52.45 | 51.1239 | 49.1846 | 47.8307 | 46.616 | 45.708 | 44.8734 | 44.2834 | 0.067076 | 0.059689 | 0.065156 | 0.078033 | 0.10202 | 0.082383 | 0.080985 | 0.084684 | 0.091032 | 0.085363 | 0.081771 | 0.089486 | 0.090867 | 0.098761 | 0.10667 | 0.10515 | 0.10389 | 0.092784 | 0.0791 | 0.078152 | 0.069904 | 0.069914 | 0.0735 | 0.072094
Portfolio Adjusted1-in-2AllOther2020February Monthly Peak | Portfolio Adjusted | 1-in-2 | All | Other | 2020 | February Monthly Peak | 2 | 5.1028 | 4.977 | 4.8768 | 4.9044 | 5.1486 | 5.9094 | 6.937 | 7.5459 | 8.2613 | 8.5888 | 8.7879 | 8.7922 | 8.5996 | 8.6432 | 8.4422 | 8.0648 | 7.7556 | 7.6035 | 7.5052 | 7.1318 | 6.805 | 6.4147 | 5.9053 | 5.4546 | -0.010274 | -0.020108 | -0.012513 | -0.0036174 | -0.0022618 | -0.030649 | -0.013082 | -0.011523 | -0.0097671 | -0.0039071 | -0.0019665 | 0.001435 | 0.0020056 | 0.01867 | 0.14728 | 0.14653 | 0.12307 | 0.10528 | 0.0015963 | -0.028921 | -0.035533 | -0.035926 | -0.031033 | -0.031913 | 47.1509 | 46.6799 | 46.3296 | 45.9477 | 45.7524 | 45.738 | 45.7391 | 45.6988 | 45.937 | 47.7418 | 49.8515 | 51.745 | 52.5719 | 52.5252 | 52.5568 | 52.2053 | 51.5486 | 50.4321 | 48.9105 | 47.4801 | 46.1417 | 45.1418 | 43.9145 | 42.9658 | 0.068017 | 0.060561 | 0.066225 | 0.079107 | 0.10258 | 0.082428 | 0.080694 | 0.083978 | 0.09066 | 0.085591 | 0.082776 | 0.091613 | 0.093972 | 0.10302 | 0.11221 | 0.10984 | 0.10759 | 0.094799 | 0.081371 | 0.080309 | 0.071739 | 0.071603 | 0.074869 | 0.073229
Portfolio Adjusted1-in-2AllOther2020March Monthly Peak | Portfolio Adjusted | 1-in-2 | All | Other | 2020 | March Monthly Peak | 3 | 5.1901 | 5.0518 | 4.9474 | 4.9386 | 5.1548 | 5.8942 | 6.9785 | 7.5973 | 8.2273 | 8.5596 | 8.7942 | 8.8264 | 8.6759 | 8.7372 | 8.5655 | 8.2392 | 7.9466 | 7.5907 | 7.3927 | 7.3242 | 7.0272 | 6.6204 | 6.0803 | 5.596 | -0.010473 | -0.020475 | -0.012784 | -0.003658 | -0.0022726 | -0.030604 | -0.013109 | -0.011583 | -0.0097575 | -0.0038999 | -0.00197 | 0.0014396 | 0.0020182 | 0.018719 | 0.1484 | 0.14875 | 0.12531 | 0.10509 | 0.0016013 | -0.029802 | -0.036703 | -0.036988 | -0.031931 | -0.032785 | 46.6825 | 46.2111 | 45.8016 | 45.4926 | 45.0966 | 44.6531 | 44.2355 | 44.0097 | 45.7633 | 48.1025 | 50.3761 | 52.4458 | 54.0277 | 55.1085 | 55.5958 | 56.0315 | 55.8717 | 55.2084 | 53.5892 | 51.3104 | 49.7456 | 48.5314 | 47.6746 | 46.7704 | 0.069333 | 0.061663 | 0.067653 | 0.07999 | 0.10307 | 0.082307 | 0.080877 | 0.084424 | 0.090567 | 0.08543 | 0.08292 | 0.091908 | 0.094564 | 0.1033 | 0.11254 | 0.11097 | 0.10872 | 0.094584 | 0.081606 | 0.082749 | 0.074102 | 0.073724 | 0.077038 | 0.075229
Portfolio Adjusted1-in-2AllOther2020April Monthly Peak | Portfolio Adjusted | 1-in-2 | All | Other | 2020 | April Monthly Peak | 4 | 5.4403 | 5.2564 | 5.1018 | 5.0762 | 5.3084 | 5.9393 | 6.7478 | 7.4184 | 8.1862 | 8.7315 | 9.2683 | 9.5419 | 9.6562 | 9.8461 | 9.7893 | 9.4669 | 8.9523 | 8.2766 | 7.7028 | 7.6085 | 7.4159 | 6.9322 | 6.3325 | 5.9036 | -0.010753 | -0.021031 | -0.013025 | -0.0037277 | -0.0023178 | -0.031077 | -0.01302 | -0.011551 | -0.0098187 | -0.0039921 | -0.0020509 | 0.0015182 | 0.0021672 | 0.020242 | 0.16462 | 0.16573 | 0.1384 | 0.11275 | 0.0016258 | -0.030352 | -0.037887 | -0.037993 | -0.032863 | -0.033834 | 61.9174 | 60.685 | 59.2243 | 57.9835 | 57.1077 | 56.476 | 55.9344 | 56.0128 | 58.6553 | 62.6894 | 67.9504 | 72.3772 | 75.7559 | 78.1663 | 79.2971 | 79.929 | 79.9263 | 79.5772 | 78.3278 | 75.9269 | 72.1283 | 68.9998 | 66.8183 | 64.5811 | 0.071215 | 0.063371 | 0.068939 | 0.081524 | 0.10512 | 0.083598 | 0.080301 | 0.084166 | 0.091122 | 0.087446 | 0.086348 | 0.096965 | 0.1016 | 0.11176 | 0.12276 | 0.12062 | 0.11695 | 0.099445 | 0.082864 | 0.084278 | 0.076494 | 0.075727 | 0.079279 | 0.077662
Portfolio Adjusted1-in-2AllOther2020May Monthly Peak | Portfolio Adjusted | 1-in-2 | All | Other | 2020 | May Monthly Peak | 5 | 5.5251 | 5.3383 | 5.1849 | 5.1559 | 5.4089 | 6.0304 | 6.7527 | 7.6032 | 8.4712 | 9.1021 | 9.6731 | 9.9665 | 10.0462 | 10.2071 | 10.1305 | 9.7938 | 9.2386 | 8.499 | 7.8616 | 7.6109 | 7.5346 | 7.0597 | 6.4515 | 6.023 | -0.010718 | -0.021015 | -0.013058 | -0.0037393 | -0.0023338 | -0.031325 | -0.01305 | -0.011752 | -0.010031 | -0.0041049 | -0.002107 | 0.0015581 | 0.0022136 | 0.020611 | 0.16849 | 0.16949 | 0.14159 | 0.11471 | 0.001627 | -0.02998 | -0.037732 | -0.037934 | -0.032939 | -0.033942 | 65.6667 | 64.5397 | 63.6655 | 62.7144 | 61.8918 | 61.137 | 60.3842 | 60.8026 | 63.2848 | 67.0525 | 70.8074 | 74.5142 | 77.6687 | 80.3073 | 81.4242 | 81.8642 | 81.6747 | 81.1329 | 79.8238 | 77.5056 | 74.1203 | 71.2985 | 68.8667 | 67.2153 | 0.071011 | 0.063353 | 0.069126 | 0.081788 | 0.10585 | 0.084265 | 0.080476 | 0.085639 | 0.093108 | 0.089939 | 0.08874 | 0.099546 | 0.1038 | 0.11383 | 0.12489 | 0.12229 | 0.11838 | 0.10002 | 0.082942 | 0.083254 | 0.076203 | 0.075627 | 0.079477 | 0.07793
Portfolio Adjusted1-in-2AllOther2020June Monthly Peak | Portfolio Adjusted | 1-in-2 | All | Other | 2020 | June Monthly Peak | 6 | 5.8681 | 5.6592 | 5.4923 | 5.4519 | 5.6885 | 6.2982 | 7.0597 | 8.0251 | 9.0136 | 9.752 | 10.4109 | 10.7399 | 10.7702 | 10.9266 | 10.8399 | 10.5401 | 10.0209 | 9.2491 | 8.5643 | 8.1292 | 8.0234 | 7.5551 | 6.8659 | 6.3734 | -0.011035 | -0.018742 | -0.011856 | -0.0049866 | -0.0042552 | -0.027155 | -0.012889 | -0.014876 | -0.011706 | -0.0066045 | -0.0080103 | -0.0025271 | -0.00056712 | 0.022887 | 0.1733 | 0.17914 | 0.15555 | 0.12757 | 0.011802 | -0.021427 | -0.030065 | -0.032914 | -0.031662 | -0.033639 | 69.6601 | 68.2507 | 67.1004 | 66.0433 | 64.9263 | 63.9038 | 62.9945 | 63.8586 | 67.5241 | 72.2774 | 77.008 | 81.4133 | 84.5399 | 86.2221 | 87.095 | 87.4607 | 87.5517 | 87.1704 | 86.1412 | 84.1966 | 81.1628 | 77.047 | 74.3828 | 72.361 | 0.071795 | 0.063951 | 0.0699 | 0.082641 | 0.10658 | 0.083937 | 0.079424 | 0.084078 | 0.091349 | 0.088164 | 0.087245 | 0.097621 | 0.1005 | 0.10976 | 0.12011 | 0.11899 | 0.11618 | 0.098724 | 0.08282 | 0.082579 | 0.076084 | 0.075719 | 0.07919 | 0.077816
Portfolio Adjusted1-in-2AllOther2020July Monthly Peak | Portfolio Adjusted | 1-in-2 | All | Other | 2020 | July Monthly Peak | 7 | 6.1539 | 5.9434 | 5.7904 | 5.7397 | 5.9981 | 6.7025 | 7.568 | 8.5919 | 9.6965 | 10.57 | 11.3071 | 11.6556 | 11.6901 | 11.8685 | 11.7579 | 11.4196 | 10.883 | 10.0327 | 9.1773 | 8.7011 | 8.557 | 8.0386 | 7.2936 | 6.7267 | -0.010787 | -0.011705 | -0.0079632 | -0.0076035 | -0.008614 | -0.016024 | -0.012287 | -0.022131 | -0.015587 | -0.012562 | -0.02202 | -0.012185 | -0.0070661 | 0.029112 | 0.18389 | 0.19648 | 0.17989 | 0.14999 | 0.035581 | -0.00032455 | -0.01024 | -0.019043 | -0.027182 | -0.031061 | 75.624 | 74.2416 | 73.2838 | 72.3502 | 71.3236 | 70.3676 | 69.5834 | 70.0588 | 73.3478 | 77.7526 | 82.177 | 85.5997 | 88.6486 | 90.3403 | 91.2895 | 91.7292 | 91.6279 | 90.5746 | 89.4139 | 88.0771 | 85.4968 | 81.9007 | 79.423 | 77.6062 | 0.072108 | 0.064485 | 0.070954 | 0.083801 | 0.10842 | 0.085696 | 0.081188 | 0.085565 | 0.092998 | 0.090405 | 0.089421 | 0.099741 | 0.10255 | 0.11229 | 0.12287 | 0.12176 | 0.11896 | 0.10126 | 0.084095 | 0.084207 | 0.077679 | 0.077171 | 0.080467 | 0.07868
Portfolio Adjusted1-in-2AllOther2020August Monthly Peak | Portfolio Adjusted | 1-in-2 | All | Other | 2020 | August Monthly Peak | 8 | 6.1935 | 5.9733 | 5.7997 | 5.7716 | 6.0465 | 6.7669 | 7.691 | 8.676 | 9.8022 | 10.6606 | 11.4112 | 11.7841 | 11.8365 | 12.0291 | 11.919 | 11.5259 | 10.9002 | 9.9858 | 9.1465 | 8.7557 | 8.5536 | 7.9883 | 7.2721 | 6.7275 | -0.011008 | -0.012153 | -0.0081846 | -0.0076473 | -0.0086288 | -0.016771 | -0.012722 | -0.022717 | -0.016135 | -0.01291 | -0.022529 | -0.012461 | -0.0072269 | 0.030558 | 0.19053 | 0.20175 | 0.18217 | 0.15064 | 0.035486 | -0.0010567 | -0.011049 | -0.019721 | -0.027735 | -0.031694 | 73.9672 | 72.7968 | 71.304 | 70.0705 | 69.0477 | 68.1139 | 67.517 | 66.8997 | 69.2037 | 74.4181 | 80.0491 | 84.5919 | 88.1031 | 90.1505 | 91.4481 | 92.0456 | 91.8576 | 91.2312 | 89.7646 | 87.1405 | 83.3151 | 80.0853 | 77.7951 | 76.0781 | 0.073388 | 0.065501 | 0.071599 | 0.085082 | 0.11024 | 0.087438 | 0.083712 | 0.088577 | 0.096816 | 0.094124 | 0.093185 | 0.10446 | 0.10789 | 0.11836 | 0.12937 | 0.12703 | 0.12245 | 0.1031 | 0.08558 | 0.085928 | 0.078495 | 0.077819 | 0.081461 | 0.079888
Portfolio Adjusted1-in-2AllOther2020September Monthly Peak | Portfolio Adjusted | 1-in-2 | All | Other | 2020 | September Monthly Peak | 9 | 6.0854 | 5.9013 | 5.7382 | 5.7161 | 6.0147 | 6.735 | 7.7748 | 8.6715 | 9.8661 | 10.7707 | 11.5261 | 11.8989 | 11.9248 | 12.1199 | 11.9893 | 11.5258 | 10.8202 | 9.8605 | 9.0514 | 8.8447 | 8.4092 | 7.8506 | 7.1011 | 6.5953 | -0.010884 | -0.012392 | -0.008319 | -0.0075047 | -0.0084579 | -0.017308 | -0.012913 | -0.022729 | -0.01648 | -0.013157 | -0.02278 | -0.012495 | -0.0071695 | 0.03136 | 0.19468 | 0.20432 | 0.18242 | 0.15002 | 0.034868 | -0.0020527 | -0.011963 | -0.020411 | -0.027724 | -0.031517 | 72.2877 | 71.0559 | 69.7022 | 68.4094 | 67.2859 | 66.3535 | 65.8125 | 65.5109 | 67.9449 | 73.2225 | 78.786 | 83.6011 | 87.572 | 89.8959 | 91.1887 | 91.576 | 91.4354 | 90.581 | 89.1604 | 86.3308 | 82.2049 | 79.1874 | 76.8892 | 75.3086 | 0.072335 | 0.064954 | 0.071081 | 0.084577 | 0.11026 | 0.087354 | 0.084566 | 0.089677 | 0.09969 | 0.097668 | 0.096662 | 0.10828 | 0.11135 | 0.12222 | 0.13362 | 0.13021 | 0.12449 | 0.10425 | 0.086447 | 0.087502 | 0.07842 | 0.077854 | 0.080617 | 0.078953
Portfolio Adjusted1-in-2AllOther2020October Monthly Peak | Portfolio Adjusted | 1-in-2 | All | Other | 2020 | October Monthly Peak | 10 | 5.704 | 5.5188 | 5.3738 | 5.3397 | 5.5908 | 6.2594 | 7.2925 | 7.9325 | 8.7691 | 9.4822 | 10.0843 | 10.4412 | 10.5269 | 10.731 | 10.6573 | 10.2627 | 9.6177 | 8.8233 | 8.4375 | 8.1273 | 7.7055 | 7.207 | 6.5661 | 6.1206 | -0.011189 | -0.020389 | -0.012767 | -0.0044939 | -0.0034104 | -0.030022 | -0.013664 | -0.013882 | -0.011371 | -0.0056995 | -0.0054773 | -0.00061135 | 0.00081156 | 0.023554 | 0.18005 | 0.18193 | 0.15225 | 0.12377 | 0.0073396 | -0.02705 | -0.034783 | -0.036275 | -0.032923 | -0.034339 | 63.8283 | 62.8774 | 61.9341 | 60.9136 | 59.9672 | 59.2242 | 58.3818 | 57.7964 | 58.6712 | 63.0768 | 69.2473 | 75.6059 | 80.5888 | 83.5926 | 84.7765 | 85.6559 | 85.7164 | 84.8607 | 82.6028 | 77.998 | 73.9272 | 70.7626 | 68.2466 | 66.2001 | 0.073237 | 0.065206 | 0.071175 | 0.084163 | 0.10878 | 0.086346 | 0.084076 | 0.087786 | 0.09588 | 0.093512 | 0.092655 | 0.10483 | 0.10948 | 0.12026 | 0.13198 | 0.1291 | 0.12358 | 0.10429 | 0.088096 | 0.087575 | 0.078207 | 0.077459 | 0.080702 | 0.078938
Portfolio Adjusted1-in-2AllOther2020November Monthly Peak | Portfolio Adjusted | 1-in-2 | All | Other | 2020 | November Monthly Peak | 11 | 5.3036 | 5.1492 | 5.0261 | 4.9975 | 5.2554 | 5.918 | 6.7076 | 7.3717 | 8.0804 | 8.5352 | 8.9228 | 9.0985 | 9.0902 | 9.1934 | 9.0424 | 8.6761 | 8.2726 | 8.1014 | 7.6463 | 7.2576 | 6.9143 | 6.4996 | 5.9933 | 5.6409 | -0.010617 | -0.020824 | -0.012901 | -0.0036868 | -0.0023076 | -0.03117 | -0.01306 | -0.011528 | -0.0097835 | -0.0039687 | -0.0020243 | 0.0014968 | 0.0021209 | 0.019739 | 0.15627 | 0.15615 | 0.13086 | 0.11162 | 0.0016373 | -0.029628 | -0.036361 | -0.036569 | -0.031774 | -0.032883 | 55.6067 | 54.6698 | 53.839 | 52.9078 | 51.8858 | 51.2907 | 51.0228 | 50.9875 | 53.2782 | 58.2948 | 63.1919 | 67.5456 | 70.3499 | 71.8094 | 72.3867 | 72.2781 | 70.9006 | 68.0247 | 64.5306 | 62.3444 | 60.6553 | 59.3041 | 58.194 | 57.0829 | 0.070307 | 0.062734 | 0.068281 | 0.080628 | 0.10466 | 0.083835 | 0.080537 | 0.083995 | 0.090786 | 0.086912 | 0.085189 | 0.095551 | 0.099375 | 0.10893 | 0.11875 | 0.11635 | 0.11392 | 0.099868 | 0.083446 | 0.082249 | 0.073385 | 0.072867 | 0.076637 | 0.075463
Portfolio Adjusted1-in-2AllOther2020December Monthly Peak | Portfolio Adjusted | 1-in-2 | All | Other | 2020 | December Monthly Peak | 12 | 5.1814 | 5.0448 | 4.9305 | 4.9276 | 5.1799 | 5.8937 | 6.8744 | 7.4717 | 8.1455 | 8.4767 | 8.6508 | 8.6229 | 8.4513 | 8.4442 | 8.2269 | 7.8933 | 7.7171 | 7.6917 | 7.3298 | 6.9949 | 6.7117 | 6.3709 | 5.9054 | 5.4934 | -0.010227 | -0.019976 | -0.01237 | -0.0035473 | -0.0022228 | -0.030096 | -0.012769 | -0.011221 | -0.0094547 | -0.0037978 | -0.0019068 | 0.0013901 | 0.0019506 | 0.018073 | 0.14239 | 0.14275 | 0.12193 | 0.10545 | 0.0015531 | -0.028242 | -0.03484 | -0.03528 | -0.030578 | -0.03144 | 46.5811 | 45.9542 | 45.5594 | 44.982 | 44.4568 | 44.0054 | 43.7249 | 43.639 | 44.3222 | 47.575 | 51.2272 | 54.4106 | 56.4395 | 57.3331 | 58.0225 | 58.2533 | 57.5238 | 55.0994 | 52.0931 | 50.0595 | 48.6004 | 46.7398 | 45.0058 | 43.7535 | 0.067743 | 0.060228 | 0.06549 | 0.077597 | 0.10083 | 0.081022 | 0.078832 | 0.081808 | 0.087787 | 0.083224 | 0.080295 | 0.088772 | 0.091414 | 0.099737 | 0.10844 | 0.10691 | 0.10631 | 0.093876 | 0.079171 | 0.078423 | 0.070344 | 0.070323 | 0.073785 | 0.072173
Portfolio Adjusted1-in-2AllOther2020Typical Event Day | Portfolio Adjusted | 1-in-2 | All | Other | 2020 | Typical Event Day | 8 | 6.1558 | 5.9368 | 5.761 | 5.7326 | 6.0057 | 6.7177 | 7.6303 | 8.5889 | 9.6758 | 10.4988 | 11.2263 | 11.5903 | 11.6449 | 11.8407 | 11.7413 | 11.3609 | 10.7461 | 9.8518 | 9.0381 | 8.6569 | 8.465 | 7.9084 | 7.2027 | 6.6685 | -0.011088 | -0.013979 | -0.0092017 | -0.0069959 | -0.0075344 | -0.019721 | -0.012935 | -0.020844 | -0.015083 | -0.011297 | -0.018733 | -0.0098423 | -0.0054634 | 0.028747 | 0.18764 | 0.19727 | 0.17615 | 0.14525 | 0.029331 | -0.0064957 | -0.016128 | -0.023272 | -0.028899 | -0.032342 | 72.8847 | 71.5862 | 70.3476 | 69.2184 | 68.1459 | 67.1847 | 66.4769 | 66.582 | 69.5051 | 74.4177 | 79.505 | 83.8015 | 87.2159 | 89.1522 | 90.2553 | 90.7029 | 90.6181 | 89.8893 | 88.62 | 86.4363 | 83.0449 | 79.5551 | 77.1225 | 75.3385 | 0.07281 | 0.064988 | 0.070948 | 0.084285 | 0.10918 | 0.086612 | 0.08293 | 0.087552 | 0.095383 | 0.092449 | 0.091408 | 0.10244 | 0.1058 | 0.11612 | 0.127 | 0.12476 | 0.12032 | 0.10145 | 0.08438 | 0.084776 | 0.077508 | 0.076865 | 0.080518 | 0.078982
Portfolio Adjusted1-in-2AllOther2021January Monthly Peak | Portfolio Adjusted | 1-in-2 | All | Other | 2021 | January Monthly Peak | 1 | 4.9913 | 4.8991 | 4.8046 | 4.8364 | 5.0839 | 5.9446 | 7.1461 | 7.8165 | 8.5125 | 8.7959 | 8.8639 | 8.7438 | 8.3879 | 8.3175 | 7.9984 | 7.5931 | 7.4548 | 7.5478 | 7.2827 | 6.9353 | 6.642 | 6.2907 | 5.83 | 5.3289 | -0.010163 | -0.01988 | -0.012347 | -0.003579 | -0.0022563 | -0.030733 | -0.013164 | -0.01165 | -0.0098325 | -0.0039064 | -0.0019476 | 0.0014054 | 0.0019449 | 0.017951 | 0.14032 | 0.13953 | 0.1186 | 0.10392 | 0.0015561 | -0.028222 | -0.034714 | -0.035171 | -0.030546 | -0.031515 | 42.3981 | 41.9854 | 41.3783 | 40.7393 | 40.0902 | 39.6277 | 39.5348 | 39.2955 | 39.5855 | 41.9761 | 45.5069 | 48.2059 | 50.1677 | 51.4698 | 52.3185 | 52.7345 | 52.4503 | 51.1241 | 49.1849 | 47.8309 | 46.6163 | 45.7082 | 44.8736 | 44.2837 | 0.067271 | 0.059861 | 0.065346 | 0.078261 | 0.10232 | 0.082622 | 0.08122 | 0.084931 | 0.091297 | 0.085611 | 0.082008 | 0.089746 | 0.091132 | 0.099049 | 0.10698 | 0.10546 | 0.1042 | 0.093054 | 0.079331 | 0.07838 | 0.070107 | 0.070117 | 0.073714 | 0.072304
Portfolio Adjusted1-in-2AllOther2021February Monthly Peak | Portfolio Adjusted | 1-in-2 | All | Other | 2021 | February Monthly Peak | 2 | 5.1112 | 4.9852 | 4.8848 | 4.9124 | 5.1571 | 5.9193 | 6.9489 | 7.5589 | 8.2749 | 8.6023 | 8.8017 | 8.8059 | 8.613 | 8.6568 | 8.4553 | 8.0772 | 7.7674 | 7.6149 | 7.5165 | 7.1426 | 6.8154 | 6.4247 | 5.9147 | 5.4636 | -0.010304 | -0.020167 | -0.01255 | -0.003628 | -0.0022685 | -0.030739 | -0.01312 | -0.011556 | -0.0097957 | -0.0039185 | -0.0019722 | 0.0014392 | 0.0020115 | 0.018725 | 0.14763 | 0.14687 | 0.12333 | 0.10551 | 0.001601 | -0.029006 | -0.035637 | -0.036031 | -0.031124 | -0.032006 | 47.1511 | 46.6801 | 46.3298 | 45.9479 | 45.7526 | 45.7382 | 45.7392 | 45.699 | 45.9372 | 47.742 | 49.8517 | 51.7452 | 52.572 | 52.5254 | 52.5569 | 52.2055 | 51.5488 | 50.4323 | 48.9107 | 47.4803 | 46.142 | 45.1421 | 43.9148 | 42.966 | 0.068214 | 0.060736 | 0.066418 | 0.079338 | 0.10288 | 0.082667 | 0.080928 | 0.084223 | 0.090924 | 0.08584 | 0.083016 | 0.09188 | 0.094246 | 0.10332 | 0.11254 | 0.11016 | 0.10791 | 0.095075 | 0.081608 | 0.080543 | 0.071948 | 0.071812 | 0.075087 | 0.073442
Portfolio Adjusted1-in-2AllOther2021March Monthly Peak | Portfolio Adjusted | 1-in-2 | All | Other | 2021 | March Monthly Peak | 3 | 5.1987 | 5.0601 | 4.9555 | 4.9467 | 5.1634 | 5.9041 | 6.9904 | 7.6103 | 8.2408 | 8.5732 | 8.808 | 8.8402 | 8.6894 | 8.7507 | 8.5786 | 8.2517 | 7.9585 | 7.6021 | 7.404 | 7.3353 | 7.038 | 6.6307 | 6.0899 | 5.6052 | -0.010503 | -0.020535 | -0.012821 | -0.0036687 | -0.0022793 | -0.030694 | -0.013148 | -0.011617 | -0.0097861 | -0.0039113 | -0.0019758 | 0.0014438 | 0.0020241 | 0.018774 | 0.14875 | 0.14909 | 0.12557 | 0.10531 | 0.001606 | -0.029889 | -0.036811 | -0.037097 | -0.032025 | -0.032881 | 46.6827 | 46.2113 | 45.8017 | 45.4928 | 45.0967 | 44.6532 | 44.2356 | 44.0098 | 45.7635 | 48.1026 | 50.3763 | 52.446 | 54.0278 | 55.1087 | 55.5959 | 56.0316 | 55.8718 | 55.2085 | 53.5894 | 51.3105 | 49.7458 | 48.5315 | 47.6748 | 46.7706 | 0.069535 | 0.061841 | 0.06785 | 0.080224 | 0.10337 | 0.082545 | 0.081112 | 0.08467 | 0.090831 | 0.085678 | 0.083161 | 0.092176 | 0.094839 | 0.1036 | 0.11287 | 0.11129 | 0.10904 | 0.09486 | 0.081844 | 0.08299 | 0.074317 | 0.073938 | 0.077263 | 0.075448
Portfolio Adjusted1-in-2AllOther2021April Monthly Peak | Portfolio Adjusted | 1-in-2 | All | Other | 2021 | April Monthly Peak | 4 | 5.4492 | 5.265 | 5.1101 | 5.0844 | 5.3171 | 5.9494 | 6.7597 | 7.4313 | 8.1998 | 8.7454 | 9.2827 | 9.5564 | 9.6706 | 9.8608 | 9.8036 | 9.4805 | 8.965 | 8.2885 | 7.7142 | 7.6198 | 7.427 | 6.9428 | 6.3425 | 5.9131 | -0.010784 | -0.021093 | -0.013063 | -0.0037386 | -0.0023245 | -0.031168 | -0.013058 | -0.011585 | -0.0098474 | -0.0040038 | -0.0020569 | 0.0015226 | 0.0021735 | 0.020301 | 0.16499 | 0.16609 | 0.13869 | 0.11299 | 0.0016306 | -0.030441 | -0.037998 | -0.038105 | -0.032959 | -0.033933 | 61.9174 | 60.685 | 59.2243 | 57.9836 | 57.1078 | 56.476 | 55.9345 | 56.0129 | 58.6554 | 62.6895 | 67.9503 | 72.3772 | 75.7558 | 78.1662 | 79.297 | 79.9289 | 79.9262 | 79.5771 | 78.3277 | 75.9268 | 72.1282 | 68.9997 | 66.8182 | 64.5811 | 0.071422 | 0.063554 | 0.06914 | 0.081762 | 0.10543 | 0.08384 | 0.080534 | 0.084412 | 0.091388 | 0.087701 | 0.086599 | 0.097247 | 0.10189 | 0.11208 | 0.12312 | 0.12097 | 0.1173 | 0.099735 | 0.083105 | 0.084523 | 0.076716 | 0.075947 | 0.07951 | 0.077888
Portfolio Adjusted1-in-2AllOther2021May Monthly Peak | Portfolio Adjusted | 1-in-2 | All | Other | 2021 | May Monthly Peak | 5 | 5.5339 | 5.3468 | 5.1932 | 5.1641 | 5.4177 | 6.0406 | 6.7646 | 7.6164 | 8.4851 | 9.1164 | 9.6879 | 9.9814 | 10.0609 | 10.222 | 10.145 | 9.8075 | 9.2514 | 8.511 | 7.873 | 7.6221 | 7.5456 | 7.0703 | 6.4615 | 6.0325 | -0.01075 | -0.021077 | -0.013097 | -0.0037503 | -0.0023406 | -0.031417 | -0.013089 | -0.011786 | -0.01006 | -0.0041169 | -0.0021132 | 0.0015626 | 0.00222 | 0.020671 | 0.16887 | 0.16986 | 0.14188 | 0.11495 | 0.0016317 | -0.030068 | -0.037842 | -0.038046 | -0.033035 | -0.034042 | 65.6665 | 64.5396 | 63.6653 | 62.7143 | 61.8917 | 61.1369 | 60.3842 | 60.8025 | 63.2847 | 67.0523 | 70.8072 | 74.514 | 77.6685 | 80.3071 | 81.424 | 81.8639 | 81.6745 | 81.1326 | 79.8235 | 77.5053 | 74.1199 | 71.2981 | 68.8664 | 67.215 | 0.071218 | 0.063536 | 0.069327 | 0.082026 | 0.10616 | 0.084509 | 0.080709 | 0.085888 | 0.093379 | 0.090201 | 0.088998 | 0.099835 | 0.10411 | 0.11416 | 0.12526 | 0.12264 | 0.11873 | 0.10031 | 0.083183 | 0.083497 | 0.076424 | 0.075847 | 0.079709 | 0.078156
Portfolio Adjusted1-in-2AllOther2021June Monthly Peak | Portfolio Adjusted | 1-in-2 | All | Other | 2021 | June Monthly Peak | 6 | 5.8774 | 5.6683 | 5.5011 | 5.4606 | 5.6978 | 6.3087 | 7.0719 | 8.0386 | 9.0277 | 9.7665 | 10.4259 | 10.7551 | 10.785 | 10.9415 | 10.8544 | 10.5539 | 10.034 | 9.2614 | 8.5762 | 8.1407 | 8.0349 | 7.5661 | 6.8762 | 6.3833 | -0.011067 | -0.018796 | -0.011891 | -0.0050012 | -0.0042677 | -0.027234 | -0.012927 | -0.01492 | -0.01174 | -0.0066238 | -0.0080338 | -0.0025345 | -0.00056878 | 0.022954 | 0.17369 | 0.17952 | 0.15586 | 0.12783 | 0.011836 | -0.021489 | -0.030153 | -0.03301 | -0.031754 | -0.033737 | 69.6599 | 68.2506 | 67.1003 | 66.0432 | 64.9261 | 63.9037 | 62.9944 | 63.8585 | 67.524 | 72.2772 | 77.0078 | 81.413 | 84.5396 | 86.2218 | 87.0948 | 87.4605 | 87.5514 | 87.1702 | 86.1409 | 84.1963 | 81.1625 | 77.0467 | 74.3825 | 72.3608 | 0.072003 | 0.064135 | 0.070103 | 0.082882 | 0.10689 | 0.08418 | 0.079654 | 0.084323 | 0.091615 | 0.08842 | 0.087497 | 0.097904 | 0.10079 | 0.11008 | 0.12046 | 0.11934 | 0.11652 | 0.099012 | 0.083061 | 0.082819 | 0.076305 | 0.075939 | 0.07942 | 0.078042
Portfolio Adjusted1-in-2AllOther2021July Monthly Peak | Portfolio Adjusted | 1-in-2 | All | Other | 2021 | July Monthly Peak | 7 | 6.1634 | 5.9527 | 5.7995 | 5.7487 | 6.0078 | 6.7135 | 7.5807 | 8.6059 | 9.7112 | 10.5853 | 11.3229 | 11.6714 | 11.7055 | 11.8841 | 11.7731 | 11.4341 | 10.8967 | 10.0456 | 9.1896 | 8.7132 | 8.569 | 8.0501 | 7.3043 | 6.7369 | -0.010818 | -0.011739 | -0.0079865 | -0.0076258 | -0.0086392 | -0.016071 | -0.012323 | -0.022196 | -0.015632 | -0.012599 | -0.022085 | -0.012221 | -0.0070868 | 0.029197 | 0.18429 | 0.1969 | 0.18025 | 0.15031 | 0.035685 | -0.0003255 | -0.01027 | -0.019098 | -0.027262 | -0.031152 | 75.6238 | 74.2415 | 73.2837 | 72.3501 | 71.3236 | 70.3676 | 69.5834 | 70.0588 | 73.3477 | 77.7525 | 82.1768 | 85.5996 | 88.6484 | 90.3401 | 91.2893 | 91.729 | 91.6277 | 90.5744 | 89.4138 | 88.077 | 85.4967 | 81.9005 | 79.4228 | 77.606 | 0.072317 | 0.064671 | 0.071161 | 0.084046 | 0.10874 | 0.085943 | 0.081423 | 0.085813 | 0.093268 | 0.090666 | 0.089679 | 0.10003 | 0.10285 | 0.11262 | 0.12323 | 0.12211 | 0.1193 | 0.10155 | 0.084339 | 0.084451 | 0.077904 | 0.077395 | 0.0807 | 0.078908
Portfolio Adjusted1-in-2AllOther2021August Monthly Peak | Portfolio Adjusted | 1-in-2 | All | Other | 2021 | August Monthly Peak | 8 | 6.2032 | 5.9827 | 5.8089 | 5.7808 | 6.0563 | 6.7782 | 7.7041 | 8.6906 | 9.8176 | 10.6765 | 11.4277 | 11.8007 | 11.8528 | 12.0456 | 11.935 | 11.541 | 10.9144 | 9.999 | 9.1591 | 8.7681 | 8.5657 | 7.9999 | 7.283 | 6.7379 | -0.01104 | -0.012189 | -0.0082086 | -0.0076697 | -0.0086541 | -0.01682 | -0.012759 | -0.022783 | -0.016182 | -0.012948 | -0.022595 | -0.012498 | -0.0072481 | 0.030648 | 0.19096 | 0.20219 | 0.18255 | 0.15096 | 0.03559 | -0.0010598 | -0.011081 | -0.019778 | -0.027816 | -0.031787 | 73.9672 | 72.7967 | 71.304 | 70.0705 | 69.0477 | 68.1139 | 67.517 | 66.8998 | 69.2038 | 74.4181 | 80.0491 | 84.5919 | 88.1031 | 90.1505 | 91.4481 | 92.0455 | 91.8575 | 91.2311 | 89.7645 | 87.1404 | 83.3149 | 80.0851 | 77.7949 | 76.078 | 0.0736 | 0.06569 | 0.071807 | 0.08533 | 0.11056 | 0.08769 | 0.083955 | 0.088834 | 0.097098 | 0.094396 | 0.093454 | 0.10476 | 0.1082 | 0.1187 | 0.12975 | 0.1274 | 0.1228 | 0.1034 | 0.085828 | 0.086178 | 0.078722 | 0.078045 | 0.081698 | 0.08012
Portfolio Adjusted1-in-2AllOther2021September Monthly Peak | Portfolio Adjusted | 1-in-2 | All | Other | 2021 | September Monthly Peak | 9 | 6.095 | 5.9107 | 5.7473 | 5.7253 | 6.0245 | 6.7462 | 7.7881 | 8.6862 | 9.882 | 10.7873 | 11.5432 | 11.9162 | 11.9417 | 12.137 | 12.0059 | 11.5414 | 10.8346 | 9.8739 | 9.0641 | 8.8572 | 8.4213 | 7.8622 | 7.1119 | 6.6056 | -0.010916 | -0.012429 | -0.0083434 | -0.0075267 | -0.0084826 | -0.017359 | -0.012951 | -0.022795 | -0.016529 | -0.013196 | -0.022847 | -0.012531 | -0.0071905 | 0.031452 | 0.19512 | 0.20477 | 0.1828 | 0.15034 | 0.03497 | -0.0020587 | -0.011998 | -0.020471 | -0.027805 | -0.03161 | 72.2877 | 71.0559 | 69.7022 | 68.4095 | 67.286 | 66.3536 | 65.8126 | 65.511 | 67.945 | 73.2226 | 78.7861 | 83.6011 | 87.572 | 89.8959 | 91.1887 | 91.5759 | 91.4353 | 90.5809 | 89.1603 | 86.3307 | 82.2049 | 79.1874 | 76.8892 | 75.3087 | 0.072545 | 0.065141 | 0.071288 | 0.084824 | 0.11058 | 0.087606 | 0.084811 | 0.089938 | 0.09998 | 0.097952 | 0.096942 | 0.10859 | 0.11167 | 0.12258 | 0.13401 | 0.13059 | 0.12485 | 0.10455 | 0.086698 | 0.087756 | 0.078648 | 0.07808 | 0.080851 | 0.079183
Portfolio Adjusted1-in-2AllOther2021October Monthly Peak | Portfolio Adjusted | 1-in-2 | All | Other | 2021 | October Monthly Peak | 10 | 5.7133 | 5.5278 | 5.3826 | 5.3485 | 5.6001 | 6.27 | 7.3052 | 7.9463 | 8.7837 | 9.4974 | 10.1001 | 10.4573 | 10.5428 | 10.7471 | 10.6731 | 10.2775 | 9.6315 | 8.8362 | 8.45 | 8.1393 | 7.7171 | 7.2181 | 6.5765 | 6.1305 | -0.011222 | -0.020448 | -0.012804 | -0.004507 | -0.0034204 | -0.03011 | -0.013704 | -0.013922 | -0.011405 | -0.0057162 | -0.0054934 | -0.00061314 | 0.00081394 | 0.023623 | 0.18046 | 0.18234 | 0.15257 | 0.12403 | 0.0073611 | -0.027129 | -0.034885 | -0.036381 | -0.033019 | -0.034439 | 63.8284 | 62.8775 | 61.9342 | 60.9137 | 59.9674 | 59.2243 | 58.382 | 57.7966 | 58.6714 | 63.0769 | 69.2474 | 75.6059 | 80.5888 | 83.5927 | 84.7765 | 85.6559 | 85.7164 | 84.8607 | 82.6027 | 77.9979 | 73.9272 | 70.7626 | 68.2467 | 66.2002 | 0.07345 | 0.065395 | 0.071383 | 0.084408 | 0.1091 | 0.086596 | 0.084319 | 0.088042 | 0.09616 | 0.093784 | 0.092924 | 0.10513 | 0.1098 | 0.12061 | 0.13236 | 0.12947 | 0.12394 | 0.1046 | 0.088353 | 0.08783 | 0.078435 | 0.077685 | 0.080937 | 0.079168
Portfolio Adjusted1-in-2AllOther2021November Monthly Peak | Portfolio Adjusted | 1-in-2 | All | Other | 2021 | November Monthly Peak | 11 | 5.3123 | 5.1577 | 5.0343 | 5.0057 | 5.2641 | 5.9281 | 6.7195 | 7.3846 | 8.094 | 8.549 | 8.937 | 9.1128 | 9.1043 | 9.2077 | 9.0562 | 8.6892 | 8.285 | 8.1134 | 7.6578 | 7.2686 | 6.925 | 6.5098 | 6.0029 | 5.6502 | -0.010649 | -0.020885 | -0.012939 | -0.0036976 | -0.0023143 | -0.031262 | -0.013099 | -0.011562 | -0.0098122 | -0.0039803 | -0.0020302 | 0.0015012 | 0.0021271 | 0.019797 | 0.15663 | 0.1565 | 0.13113 | 0.11186 | 0.0016421 | -0.029715 | -0.036468 | -0.036676 | -0.031868 | -0.032979 | 55.6069 | 54.6701 | 53.8393 | 52.9081 | 51.8861 | 51.291 | 51.023 | 50.9878 | 53.2784 | 58.2949 | 63.192 | 67.5457 | 70.35 | 71.8095 | 72.3868 | 72.2782 | 70.9007 | 68.0248 | 64.5307 | 62.3446 | 60.6554 | 59.3043 | 58.1942 | 57.0832 | 0.070512 | 0.062916 | 0.06848 | 0.080864 | 0.10496 | 0.084078 | 0.080771 | 0.08424 | 0.091051 | 0.087165 | 0.085437 | 0.095829 | 0.099664 | 0.10924 | 0.1191 | 0.11669 | 0.11425 | 0.10016 | 0.083689 | 0.082489 | 0.073598 | 0.073079 | 0.07686 | 0.075683
Portfolio Adjusted1-in-2AllOther2021December Monthly Peak | Portfolio Adjusted | 1-in-2 | All | Other | 2021 | December Monthly Peak | 12 | 5.1898 | 5.0529 | 4.9384 | 4.9354 | 5.1883 | 5.9034 | 6.886 | 7.4843 | 8.1585 | 8.4899 | 8.6641 | 8.6361 | 8.4644 | 8.4573 | 8.2395 | 7.9054 | 7.7287 | 7.703 | 7.3408 | 7.0054 | 6.7219 | 6.3807 | 5.9146 | 5.5022 | -0.010257 | -0.020034 | -0.012407 | -0.0035576 | -0.0022293 | -0.030184 | -0.012806 | -0.011254 | -0.0094824 | -0.003809 | -0.0019124 | 0.0013942 | 0.0019564 | 0.018126 | 0.14272 | 0.14308 | 0.12219 | 0.10567 | 0.0015577 | -0.028325 | -0.034942 | -0.035383 | -0.030668 | -0.031532 | 46.5814 | 45.9545 | 45.5596 | 44.9823 | 44.4571 | 44.0057 | 43.7252 | 43.6393 | 44.3224 | 47.5752 | 51.2274 | 54.4109 | 56.4398 | 57.3333 | 58.0228 | 58.2535 | 57.5241 | 55.0996 | 52.0934 | 50.0597 | 48.6007 | 46.74 | 45.0061 | 43.7538 | 0.06794 | 0.060402 | 0.065681 | 0.077824 | 0.10112 | 0.081256 | 0.07906 | 0.082046 | 0.088042 | 0.083466 | 0.080528 | 0.08903 | 0.09168 | 0.10003 | 0.10875 | 0.10723 | 0.10662 | 0.09415 | 0.079402 | 0.078652 | 0.070549 | 0.070528 | 0.074 | 0.072383
Portfolio Adjusted1-in-2AllOther2021Typical Event Day | Portfolio Adjusted | 1-in-2 | All | Other | 2021 | Typical Event Day | 8 | 6.1654 | 5.9462 | 5.7702 | 5.7417 | 6.0154 | 6.7289 | 7.6433 | 8.6033 | 9.691 | 10.5144 | 11.2425 | 11.6066 | 11.6609 | 11.8569 | 11.757 | 11.3758 | 10.7601 | 9.8648 | 9.0506 | 8.6691 | 8.477 | 7.9199 | 7.2135 | 6.6788 | -0.01112 | -0.01402 | -0.0092287 | -0.0070164 | -0.0075565 | -0.019778 | -0.012973 | -0.020905 | -0.015127 | -0.011331 | -0.018788 | -0.0098711 | -0.0054794 | 0.028832 | 0.18805 | 0.1977 | 0.17651 | 0.14556 | 0.029417 | -0.0065148 | -0.016175 | -0.02334 | -0.028983 | -0.032436 | 72.8846 | 71.5862 | 70.3475 | 69.2183 | 68.1459 | 67.1847 | 66.4769 | 66.582 | 69.5051 | 74.4176 | 79.5049 | 83.8014 | 87.2158 | 89.1521 | 90.2552 | 90.7027 | 90.618 | 89.8892 | 88.6199 | 86.4361 | 83.0447 | 79.5549 | 77.1224 | 75.3384 | 0.073021 | 0.065176 | 0.071155 | 0.084531 | 0.1095 | 0.086862 | 0.08317 | 0.087807 | 0.09566 | 0.092717 | 0.091672 | 0.10274 | 0.10611 | 0.11646 | 0.12737 | 0.12513 | 0.12067 | 0.10175 | 0.084625 | 0.085022 | 0.077732 | 0.077089 | 0.080752 | 0.079211
Portfolio Adjusted1-in-2AllOther2022January Monthly Peak | Portfolio Adjusted | 1-in-2 | All | Other | 2022 | January Monthly Peak | 1 | 4.9996 | 4.9073 | 4.8125 | 4.8443 | 5.0924 | 5.9546 | 7.158 | 7.8296 | 8.5261 | 8.8095 | 8.8776 | 8.7572 | 8.4009 | 8.3305 | 8.0109 | 7.605 | 7.4662 | 7.559 | 7.2937 | 6.9458 | 6.6522 | 6.3005 | 5.8393 | 5.3378 | -0.010193 | -0.019939 | -0.012384 | -0.0035895 | -0.0022629 | -0.030823 | -0.013202 | -0.011684 | -0.0098614 | -0.0039179 | -0.0019533 | 0.0014095 | 0.0019506 | 0.018004 | 0.14065 | 0.13986 | 0.11886 | 0.10414 | 0.0015607 | -0.028304 | -0.034816 | -0.035274 | -0.030636 | -0.031607 | 42.3984 | 41.9856 | 41.3785 | 40.7396 | 40.0905 | 39.628 | 39.535 | 39.2958 | 39.5858 | 41.9764 | 45.5072 | 48.2061 | 50.168 | 51.47 | 52.3187 | 52.7348 | 52.4506 | 51.1244 | 49.1852 | 47.8312 | 46.6166 | 45.7085 | 44.8739 | 44.2839 | 0.067467 | 0.060035 | 0.065537 | 0.078489 | 0.10262 | 0.082861 | 0.081456 | 0.085178 | 0.091562 | 0.085859 | 0.082246 | 0.090007 | 0.091397 | 0.099338 | 0.10729 | 0.10577 | 0.1045 | 0.093326 | 0.079562 | 0.078608 | 0.070311 | 0.070321 | 0.073928 | 0.072514
Portfolio Adjusted1-in-2AllOther2022February Monthly Peak | Portfolio Adjusted | 1-in-2 | All | Other | 2022 | February Monthly Peak | 2 | 5.1197 | 4.9935 | 4.8928 | 4.9204 | 5.1656 | 5.9293 | 6.9608 | 7.5718 | 8.2884 | 8.616 | 8.8155 | 8.8196 | 8.6264 | 8.6703 | 8.4685 | 8.0896 | 7.7791 | 7.6264 | 7.5278 | 7.1534 | 6.8259 | 6.4348 | 5.9241 | 5.4726 | -0.010334 | -0.020226 | -0.012587 | -0.0036386 | -0.0022751 | -0.030829 | -0.013158 | -0.01159 | -0.0098244 | -0.00393 | -0.001978 | 0.0014434 | 0.0020174 | 0.018779 | 0.14797 | 0.1472 | 0.1236 | 0.10573 | 0.0016057 | -0.029091 | -0.035741 | -0.036137 | -0.031215 | -0.0321 | 47.1512 | 46.6803 | 46.33 | 45.9481 | 45.7528 | 45.7383 | 45.7394 | 45.6991 | 45.9373 | 47.7421 | 49.8518 | 51.7453 | 52.5722 | 52.5255 | 52.5571 | 52.2056 | 51.549 | 50.4325 | 48.9109 | 47.4806 | 46.1423 | 45.1424 | 43.915 | 42.9663 | 0.068413 | 0.060912 | 0.066612 | 0.079569 | 0.10318 | 0.082906 | 0.081163 | 0.084468 | 0.091189 | 0.08609 | 0.083257 | 0.092147 | 0.09452 | 0.10362 | 0.11287 | 0.11049 | 0.10822 | 0.095353 | 0.081846 | 0.080777 | 0.072157 | 0.072021 | 0.075306 | 0.073656
Portfolio Adjusted1-in-2AllOther2022March Monthly Peak | Portfolio Adjusted | 1-in-2 | All | Other | 2022 | March Monthly Peak | 3 | 5.2073 | 5.0685 | 4.9637 | 4.9549 | 5.172 | 5.914 | 7.0024 | 7.6233 | 8.2544 | 8.5868 | 8.8219 | 8.854 | 8.7029 | 8.7643 | 8.5918 | 8.2642 | 7.9703 | 7.6135 | 7.4153 | 7.3465 | 7.0488 | 6.6411 | 6.0996 | 5.6144 | -0.010534 | -0.020596 | -0.012859 | -0.0036794 | -0.002286 | -0.030784 | -0.013186 | -0.011651 | -0.0098148 | -0.0039228 | -0.0019815 | 0.0014481 | 0.00203 | 0.018829 | 0.14909 | 0.14943 | 0.12584 | 0.10554 | 0.0016107 | -0.029976 | -0.036919 | -0.037206 | -0.032119 | -0.032977 | 46.6828 | 46.2115 | 45.8019 | 45.4929 | 45.0969 | 44.6534 | 44.2358 | 44.01 | 45.7637 | 48.1028 | 50.3764 | 52.4462 | 54.028 | 55.1088 | 55.596 | 56.0317 | 55.8719 | 55.2086 | 53.5895 | 51.3107 | 49.7459 | 48.5317 | 47.6749 | 46.7708 | 0.069737 | 0.06202 | 0.068048 | 0.080458 | 0.10367 | 0.082784 | 0.081347 | 0.084916 | 0.091095 | 0.085927 | 0.083403 | 0.092444 | 0.095115 | 0.1039 | 0.11319 | 0.11161 | 0.10936 | 0.095136 | 0.082082 | 0.083232 | 0.074533 | 0.074154 | 0.077487 | 0.075667
Portfolio Adjusted1-in-2AllOther2022April Monthly Peak | Portfolio Adjusted | 1-in-2 | All | Other | 2022 | April Monthly Peak | 4 | 5.458 | 5.2736 | 5.1185 | 5.0927 | 5.3259 | 5.9595 | 6.7715 | 7.4444 | 8.2134 | 8.7593 | 9.2971 | 9.571 | 9.6851 | 9.8754 | 9.8179 | 9.4941 | 8.9778 | 8.3005 | 7.7257 | 7.6312 | 7.4381 | 6.9534 | 6.3524 | 5.9227 | -0.010816 | -0.021155 | -0.013101 | -0.0037495 | -0.0023314 | -0.03126 | -0.013096 | -0.011619 | -0.0098763 | -0.0040155 | -0.002063 | 0.0015271 | 0.0021799 | 0.02036 | 0.16537 | 0.16646 | 0.13898 | 0.11323 | 0.0016353 | -0.03053 | -0.038109 | -0.038216 | -0.033056 | -0.034033 | 61.9174 | 60.685 | 59.2244 | 57.9836 | 57.1079 | 56.4761 | 55.9345 | 56.013 | 58.6554 | 62.6895 | 67.9503 | 72.3771 | 75.7557 | 78.1662 | 79.297 | 79.9289 | 79.9261 | 79.577 | 78.3276 | 75.9267 | 72.1281 | 68.9997 | 66.8182 | 64.5811 | 0.07163 | 0.063738 | 0.069342 | 0.082001 | 0.10574 | 0.084083 | 0.080768 | 0.084658 | 0.091654 | 0.087956 | 0.08685 | 0.097529 | 0.10219 | 0.11241 | 0.12348 | 0.12133 | 0.11764 | 0.10003 | 0.083348 | 0.084769 | 0.076939 | 0.076168 | 0.079742 | 0.078115
Portfolio Adjusted1-in-2AllOther2022May Monthly Peak | Portfolio Adjusted | 1-in-2 | All | Other | 2022 | May Monthly Peak | 5 | 5.5428 | 5.3555 | 5.2016 | 5.1724 | 5.4266 | 6.0508 | 6.7765 | 7.6296 | 8.499 | 9.1307 | 9.7027 | 9.9963 | 10.0757 | 10.2369 | 10.1596 | 9.8213 | 9.2643 | 8.5231 | 7.8845 | 7.6333 | 7.5567 | 7.0809 | 6.4715 | 6.0421 | -0.010781 | -0.021139 | -0.013135 | -0.0037613 | -0.0023475 | -0.031509 | -0.013127 | -0.011821 | -0.01009 | -0.004129 | -0.0021194 | 0.0015672 | 0.0022265 | 0.020732 | 0.16926 | 0.17024 | 0.14217 | 0.11519 | 0.0016365 | -0.030156 | -0.037953 | -0.038157 | -0.033132 | -0.034142 | 65.6662 | 64.5394 | 63.6652 | 62.7142 | 61.8916 | 61.1368 | 60.3842 | 60.8025 | 63.2846 | 67.0522 | 70.807 | 74.5138 | 77.6683 | 80.3069 | 81.4238 | 81.8637 | 81.6742 | 81.1324 | 79.8232 | 77.5049 | 74.1196 | 71.2978 | 68.8662 | 67.2148 | 0.071424 | 0.063719 | 0.069529 | 0.082265 | 0.10647 | 0.084753 | 0.080944 | 0.086138 | 0.093651 | 0.090463 | 0.089256 | 0.10013 | 0.10441 | 0.11449 | 0.12562 | 0.123 | 0.11907 | 0.10061 | 0.083425 | 0.08374 | 0.076646 | 0.076068 | 0.079941 | 0.078384
Portfolio Adjusted1-in-2AllOther2022June Monthly Peak | Portfolio Adjusted | 1-in-2 | All | Other | 2022 | June Monthly Peak | 6 | 5.8867 | 5.6773 | 5.5099 | 5.4693 | 5.707 | 6.3193 | 7.0841 | 8.0521 | 9.0419 | 9.781 | 10.441 | 10.7702 | 10.7999 | 10.9564 | 10.8689 | 10.5678 | 10.0471 | 9.2737 | 8.5881 | 8.1523 | 8.0464 | 7.5772 | 6.8866 | 6.3933 | -0.0111 | -0.018852 | -0.011925 | -0.0050159 | -0.0042802 | -0.027314 | -0.012964 | -0.014964 | -0.011774 | -0.0066432 | -0.0080573 | -0.002542 | -0.00057045 | 0.023021 | 0.17407 | 0.17991 | 0.15617 | 0.1281 | 0.011871 | -0.021552 | -0.030241 | -0.033107 | -0.031847 | -0.033836 | 69.6597 | 68.2504 | 67.1001 | 66.0431 | 64.926 | 63.9036 | 62.9944 | 63.8584 | 67.5238 | 72.277 | 77.0076 | 81.4128 | 84.5394 | 86.2215 | 87.0946 | 87.4602 | 87.5512 | 87.1699 | 86.1407 | 84.196 | 81.1621 | 77.0464 | 74.3822 | 72.3605 | 0.072212 | 0.06432 | 0.070307 | 0.083123 | 0.1072 | 0.084423 | 0.079886 | 0.084568 | 0.091881 | 0.088676 | 0.08775 | 0.098188 | 0.10108 | 0.1104 | 0.12081 | 0.11968 | 0.11686 | 0.0993 | 0.083303 | 0.08306 | 0.076526 | 0.07616 | 0.079651 | 0.078269
Portfolio Adjusted1-in-2AllOther2022July Monthly Peak | Portfolio Adjusted | 1-in-2 | All | Other | 2022 | July Monthly Peak | 7 | 6.173 | 5.9621 | 5.8087 | 5.7578 | 6.0174 | 6.7246 | 7.5935 | 8.62 | 9.726 | 10.6005 | 11.3387 | 11.6873 | 11.721 | 11.8997 | 11.7883 | 11.4487 | 10.9104 | 10.0585 | 9.202 | 8.7253 | 8.5811 | 8.0616 | 7.3151 | 6.7472 | -0.01085 | -0.011774 | -0.0080099 | -0.0076482 | -0.0086645 | -0.016118 | -0.012359 | -0.022261 | -0.015678 | -0.012636 | -0.022149 | -0.012257 | -0.0071076 | 0.029282 | 0.18469 | 0.19732 | 0.18062 | 0.15062 | 0.03579 | -0.00032646 | -0.0103 | -0.019154 | -0.027341 | -0.031243 | 75.6237 | 74.2413 | 73.2836 | 72.3501 | 71.3235 | 70.3676 | 69.5834 | 70.0588 | 73.3477 | 77.7524 | 82.1766 | 85.5994 | 88.6482 | 90.3398 | 91.2891 | 91.7288 | 91.6275 | 90.5742 | 89.4136 | 88.0768 | 85.4965 | 81.9004 | 79.4226 | 77.6059 | 0.072526 | 0.064857 | 0.071368 | 0.084291 | 0.10905 | 0.086191 | 0.081659 | 0.086063 | 0.093539 | 0.090929 | 0.089937 | 0.10032 | 0.10315 | 0.11295 | 0.12358 | 0.12246 | 0.11965 | 0.10185 | 0.084584 | 0.084696 | 0.07813 | 0.077619 | 0.080935 | 0.079137
Portfolio Adjusted1-in-2AllOther2022August Monthly Peak | Portfolio Adjusted | 1-in-2 | All | Other | 2022 | August Monthly Peak | 8 | 6.213 | 5.9922 | 5.8181 | 5.79 | 6.0661 | 6.7895 | 7.7173 | 8.7052 | 9.8331 | 10.6925 | 11.4443 | 11.8174 | 11.8692 | 12.0621 | 11.9511 | 11.5563 | 10.9286 | 10.0122 | 9.1717 | 8.7804 | 8.5779 | 8.0115 | 7.2939 | 6.7484 | -0.011072 | -0.012225 | -0.0082326 | -0.0076921 | -0.0086794 | -0.01687 | -0.012796 | -0.02285 | -0.016229 | -0.012986 | -0.022661 | -0.012534 | -0.0072693 | 0.030738 | 0.19138 | 0.20263 | 0.18293 | 0.15128 | 0.035694 | -0.0010629 | -0.011113 | -0.019836 | -0.027898 | -0.03188 | 73.9671 | 72.7967 | 71.3039 | 70.0705 | 69.0478 | 68.1139 | 67.5171 | 66.8999 | 69.2038 | 74.4181 | 80.0491 | 84.5919 | 88.103 | 90.1504 | 91.448 | 92.0454 | 91.8574 | 91.231 | 89.7643 | 87.1402 | 83.3147 | 80.0849 | 77.7948 | 76.0779 | 0.073814 | 0.065879 | 0.072016 | 0.085579 | 0.11088 | 0.087943 | 0.084198 | 0.089093 | 0.09738 | 0.09467 | 0.093724 | 0.10507 | 0.10852 | 0.11905 | 0.13012 | 0.12777 | 0.12316 | 0.10371 | 0.086078 | 0.086428 | 0.07895 | 0.078272 | 0.081935 | 0.080352
Portfolio Adjusted1-in-2AllOther2022September Monthly Peak | Portfolio Adjusted | 1-in-2 | All | Other | 2022 | September Monthly Peak | 9 | 6.1046 | 5.9201 | 5.7565 | 5.7344 | 6.0344 | 6.7575 | 7.8015 | 8.701 | 9.898 | 10.8038 | 11.5604 | 11.9335 | 11.9586 | 12.1541 | 12.0225 | 11.5571 | 10.8491 | 9.8872 | 9.0769 | 8.8698 | 8.4335 | 7.8739 | 7.1228 | 6.616 | -0.010948 | -0.012465 | -0.0083678 | -0.0075487 | -0.0085075 | -0.01741 | -0.012989 | -0.022862 | -0.016577 | -0.013234 | -0.022914 | -0.012568 | -0.0072116 | 0.031544 | 0.19556 | 0.20522 | 0.18318 | 0.15067 | 0.035073 | -0.0020647 | -0.012033 | -0.020531 | -0.027887 | -0.031702 | 72.2877 | 71.0559 | 69.7023 | 68.4096 | 67.2861 | 66.3537 | 65.8127 | 65.5111 | 67.9451 | 73.2226 | 78.7861 | 83.6011 | 87.572 | 89.8959 | 91.1887 | 91.5759 | 91.4353 | 90.5809 | 89.1602 | 86.3307 | 82.2048 | 79.1873 | 76.8893 | 75.3087 | 0.072755 | 0.065329 | 0.071495 | 0.085071 | 0.11091 | 0.087859 | 0.085057 | 0.0902 | 0.10027 | 0.098236 | 0.097222 | 0.10891 | 0.112 | 0.12294 | 0.1344 | 0.13097 | 0.12521 | 0.10485 | 0.08695 | 0.088011 | 0.078876 | 0.078307 | 0.081086 | 0.079413
Portfolio Adjusted1-in-2AllOther2022October Monthly Peak | Portfolio Adjusted | 1-in-2 | All | Other | 2022 | October Monthly Peak | 10 | 5.7226 | 5.5369 | 5.3914 | 5.3572 | 5.6094 | 6.2807 | 7.3179 | 7.9602 | 8.7984 | 9.5126 | 10.116 | 10.4734 | 10.5588 | 10.7633 | 10.6889 | 10.2924 | 9.6453 | 8.849 | 8.4625 | 8.1514 | 7.7288 | 7.2292 | 6.5869 | 6.1404 | -0.011255 | -0.020508 | -0.012842 | -0.0045202 | -0.0034304 | -0.030198 | -0.013744 | -0.013963 | -0.011438 | -0.0057329 | -0.0055095 | -0.00061494 | 0.00081633 | 0.023692 | 0.18088 | 0.18275 | 0.15289 | 0.1243 | 0.0073827 | -0.027209 | -0.034987 | -0.036488 | -0.033116 | -0.03454 | 63.8285 | 62.8776 | 61.9343 | 60.9138 | 59.9675 | 59.2245 | 58.3822 | 57.7968 | 58.6716 | 63.077 | 69.2474 | 75.606 | 80.5888 | 83.5927 | 84.7765 | 85.6559 | 85.7163 | 84.8607 | 82.6026 | 77.9978 | 73.9271 | 70.7626 | 68.2467 | 66.2003 | 0.073664 | 0.065584 | 0.071591 | 0.084654 | 0.10942 | 0.086847 | 0.084564 | 0.088298 | 0.09644 | 0.094056 | 0.093194 | 0.10544 | 0.11011 | 0.12096 | 0.13275 | 0.12985 | 0.1243 | 0.1049 | 0.08861 | 0.088086 | 0.078663 | 0.077911 | 0.081172 | 0.079398
Portfolio Adjusted1-in-2AllOther2022November Monthly Peak | Portfolio Adjusted | 1-in-2 | All | Other | 2022 | November Monthly Peak | 11 | 5.3211 | 5.1662 | 5.0426 | 5.0139 | 5.2728 | 5.9382 | 6.7314 | 7.3976 | 8.1076 | 8.5629 | 8.9513 | 9.1272 | 9.1185 | 9.222 | 9.0701 | 8.7023 | 8.2975 | 8.1254 | 7.6694 | 7.2797 | 6.9357 | 6.52 | 6.0126 | 5.6595 | -0.01068 | -0.020946 | -0.012977 | -0.0037084 | -0.0023211 | -0.031353 | -0.013137 | -0.011595 | -0.0098409 | -0.003992 | -0.0020362 | 0.0015056 | 0.0021333 | 0.019855 | 0.157 | 0.15686 | 0.13141 | 0.1121 | 0.001647 | -0.029802 | -0.036575 | -0.036784 | -0.031961 | -0.033076 | 55.6072 | 54.6703 | 53.8395 | 52.9083 | 51.8863 | 51.2912 | 51.0232 | 50.988 | 53.2786 | 58.2951 | 63.1921 | 67.5458 | 70.3501 | 71.8096 | 72.3869 | 72.2783 | 70.9008 | 68.0249 | 64.5309 | 62.3448 | 60.6556 | 59.3045 | 58.1945 | 57.0834 | 0.070717 | 0.063098 | 0.06868 | 0.0811 | 0.10527 | 0.084321 | 0.081005 | 0.084485 | 0.091316 | 0.087418 | 0.085685 | 0.096108 | 0.099954 | 0.10956 | 0.11945 | 0.11703 | 0.11459 | 0.10045 | 0.083933 | 0.082729 | 0.073813 | 0.073292 | 0.077084 | 0.075903
Portfolio Adjusted1-in-2AllOther2022December Monthly Peak | Portfolio Adjusted | 1-in-2 | All | Other | 2022 | December Monthly Peak | 12 | 5.1982 | 5.0611 | 4.9463 | 4.9433 | 5.1967 | 5.9132 | 6.8976 | 7.4969 | 8.1717 | 8.5031 | 8.6775 | 8.6495 | 8.4774 | 8.4705 | 8.2522 | 7.9175 | 7.7404 | 7.7143 | 7.3518 | 7.016 | 6.7322 | 6.3906 | 5.9239 | 5.5111 | -0.010287 | -0.020093 | -0.012443 | -0.0035681 | -0.0022358 | -0.030272 | -0.012844 | -0.011287 | -0.0095101 | -0.0038201 | -0.001918 | 0.0013983 | 0.0019621 | 0.018179 | 0.14306 | 0.14341 | 0.12245 | 0.1059 | 0.0015622 | -0.028408 | -0.035045 | -0.035487 | -0.030758 | -0.031624 | 46.5817 | 45.9548 | 45.5599 | 44.9825 | 44.4573 | 44.0059 | 43.7255 | 43.6395 | 44.3227 | 47.5755 | 51.2277 | 54.4111 | 56.44 | 57.3336 | 58.023 | 58.2538 | 57.5244 | 55.0999 | 52.0937 | 50.06 | 48.601 | 46.7403 | 45.0064 | 43.7541 | 0.068137 | 0.060576 | 0.065872 | 0.078051 | 0.10142 | 0.081491 | 0.079289 | 0.082285 | 0.088298 | 0.083709 | 0.080762 | 0.089289 | 0.091947 | 0.10032 | 0.10907 | 0.10754 | 0.10693 | 0.094425 | 0.079633 | 0.078881 | 0.070754 | 0.070733 | 0.074216 | 0.072593
Portfolio Adjusted1-in-2AllOther2022Typical Event Day | Portfolio Adjusted | 1-in-2 | All | Other | 2022 | Typical Event Day | 8 | 6.1751 | 5.9557 | 5.7794 | 5.7509 | 6.0251 | 6.7401 | 7.6565 | 8.6178 | 9.7062 | 10.5301 | 11.2587 | 11.623 | 11.6769 | 11.8732 | 11.7729 | 11.3908 | 10.7741 | 9.8778 | 9.0631 | 8.6813 | 8.4891 | 7.9314 | 7.2243 | 6.6891 | -0.011153 | -0.014061 | -0.0092557 | -0.007037 | -0.0075786 | -0.019836 | -0.013011 | -0.020967 | -0.015171 | -0.011364 | -0.018843 | -0.0099 | -0.0054954 | 0.028916 | 0.18847 | 0.19813 | 0.17687 | 0.14587 | 0.029503 | -0.0065338 | -0.016223 | -0.023408 | -0.029068 | -0.032531 | 72.8845 | 71.5861 | 70.3475 | 69.2183 | 68.1458 | 67.1847 | 66.4769 | 66.5821 | 69.5051 | 74.4175 | 79.5048 | 83.8013 | 87.2157 | 89.1519 | 90.2551 | 90.7026 | 90.6178 | 89.889 | 88.6197 | 86.4359 | 83.0445 | 79.5548 | 77.1222 | 75.3382 | 0.073233 | 0.065363 | 0.071362 | 0.084777 | 0.10982 | 0.087113 | 0.083411 | 0.088062 | 0.095938 | 0.092986 | 0.091937 | 0.10304 | 0.10642 | 0.1168 | 0.12774 | 0.12549 | 0.12102 | 0.10205 | 0.084871 | 0.085269 | 0.077957 | 0.077313 | 0.080986 | 0.079441
Portfolio Adjusted1-in-2AllOther2023January Monthly Peak | Portfolio Adjusted | 1-in-2 | All | Other | 2023 | January Monthly Peak | 1 | 5.008 | 4.9154 | 4.8204 | 4.8523 | 5.1009 | 5.9646 | 7.17 | 7.8427 | 8.5398 | 8.8231 | 8.8913 | 8.7707 | 8.4139 | 8.3435 | 8.0234 | 7.617 | 7.4776 | 7.5702 | 7.3047 | 6.9564 | 6.6624 | 6.3103 | 5.8485 | 5.3466 | -0.010223 | -0.019997 | -0.01242 | -0.0036 | -0.0022695 | -0.030914 | -0.013241 | -0.011718 | -0.0098902 | -0.0039293 | -0.001959 | 0.0014137 | 0.0019563 | 0.018056 | 0.14098 | 0.14018 | 0.11911 | 0.10436 | 0.0015653 | -0.028387 | -0.034918 | -0.035377 | -0.030725 | -0.0317 | 42.3986 | 41.9858 | 41.3787 | 40.7398 | 40.0907 | 39.6283 | 39.5353 | 39.2961 | 39.5861 | 41.9767 | 45.5074 | 48.2064 | 50.1682 | 51.4703 | 52.319 | 52.7351 | 52.4509 | 51.1247 | 49.1854 | 47.8314 | 46.6168 | 45.7087 | 44.8742 | 44.2841 | 0.067663 | 0.060208 | 0.065728 | 0.078719 | 0.10292 | 0.083101 | 0.081692 | 0.085426 | 0.091829 | 0.086109 | 0.082485 | 0.090269 | 0.091663 | 0.099627 | 0.1076 | 0.10607 | 0.10481 | 0.093598 | 0.079793 | 0.078837 | 0.070515 | 0.070526 | 0.074144 | 0.072726
Portfolio Adjusted1-in-2AllOther2023February Monthly Peak | Portfolio Adjusted | 1-in-2 | All | Other | 2023 | February Monthly Peak | 2 | 5.1282 | 5.0017 | 4.9008 | 4.9285 | 5.1742 | 5.9393 | 6.9728 | 7.5848 | 8.302 | 8.6296 | 8.8294 | 8.8334 | 8.6399 | 8.6839 | 8.4816 | 8.1021 | 7.7909 | 7.6379 | 7.5391 | 7.1643 | 6.8364 | 6.4449 | 5.9335 | 5.4816 | -0.010364 | -0.020285 | -0.012623 | -0.0036493 | -0.0022818 | -0.030919 | -0.013197 | -0.011624 | -0.0098532 | -0.0039415 | -0.0019838 | 0.0014476 | 0.0020233 | 0.018834 | 0.14832 | 0.14754 | 0.12386 | 0.10596 | 0.0016104 | -0.029176 | -0.035846 | -0.036243 | -0.031306 | -0.032194 | 47.1514 | 46.6805 | 46.3302 | 45.9483 | 45.753 | 45.7385 | 45.7395 | 45.6992 | 45.9375 | 47.7423 | 49.852 | 51.7455 | 52.5723 | 52.5257 | 52.5572 | 52.2057 | 51.5491 | 50.4327 | 48.9112 | 47.4808 | 46.1425 | 45.1426 | 43.9153 | 42.9666 | 0.068611 | 0.061088 | 0.066806 | 0.079801 | 0.10348 | 0.083146 | 0.081399 | 0.084714 | 0.091455 | 0.08634 | 0.083499 | 0.092415 | 0.094795 | 0.10392 | 0.1132 | 0.11081 | 0.10854 | 0.095631 | 0.082084 | 0.081012 | 0.072367 | 0.07223 | 0.075525 | 0.07387
Portfolio Adjusted1-in-2AllOther2023March Monthly Peak | Portfolio Adjusted | 1-in-2 | All | Other | 2023 | March Monthly Peak | 3 | 5.216 | 5.0769 | 4.9719 | 4.963 | 5.1806 | 5.924 | 7.0143 | 7.6364 | 8.268 | 8.6004 | 8.8358 | 8.8678 | 8.7164 | 8.778 | 8.605 | 8.2768 | 7.9823 | 7.625 | 7.4267 | 7.3577 | 7.0596 | 6.6514 | 6.1093 | 5.6237 | -0.010565 | -0.020656 | -0.012896 | -0.0036902 | -0.0022927 | -0.030874 | -0.013225 | -0.011686 | -0.0098435 | -0.0039342 | -0.0019874 | 0.0014523 | 0.002036 | 0.018884 | 0.14944 | 0.14977 | 0.12611 | 0.10577 | 0.0016154 | -0.030064 | -0.037027 | -0.037315 | -0.032213 | -0.033074 | 46.683 | 46.2116 | 45.802 | 45.493 | 45.097 | 44.6535 | 44.2359 | 44.0101 | 45.7638 | 48.103 | 50.3766 | 52.4463 | 54.0281 | 55.1089 | 55.5962 | 56.0318 | 55.872 | 55.2087 | 53.5896 | 51.3108 | 49.7461 | 48.5319 | 47.6751 | 46.771 | 0.06994 | 0.062199 | 0.068246 | 0.080693 | 0.10397 | 0.083024 | 0.081583 | 0.085164 | 0.091361 | 0.086177 | 0.083645 | 0.092713 | 0.095392 | 0.1042 | 0.11353 | 0.11194 | 0.10968 | 0.095414 | 0.082321 | 0.083474 | 0.07475 | 0.07437 | 0.077713 | 0.075888
Portfolio Adjusted1-in-2AllOther2023April Monthly Peak | Portfolio Adjusted | 1-in-2 | All | Other | 2023 | April Monthly Peak | 4 | 5.4669 | 5.2823 | 5.1268 | 5.101 | 5.3347 | 5.9696 | 6.7834 | 7.4574 | 8.2271 | 8.7733 | 9.3116 | 9.5856 | 9.6996 | 9.8902 | 9.8323 | 9.5077 | 8.9906 | 8.3125 | 7.7373 | 7.6426 | 7.4493 | 6.9641 | 6.3624 | 5.9322 | -0.010847 | -0.021217 | -0.01314 | -0.0037605 | -0.0023382 | -0.031351 | -0.013134 | -0.011653 | -0.0099052 | -0.0040273 | -0.002069 | 0.0015316 | 0.0021863 | 0.02042 | 0.16575 | 0.16683 | 0.13926 | 0.11347 | 0.0016401 | -0.03062 | -0.038221 | -0.038328 | -0.033153 | -0.034132 | 61.9174 | 60.6851 | 59.2244 | 57.9837 | 57.108 | 56.4762 | 55.9346 | 56.0131 | 58.6555 | 62.6896 | 67.9503 | 72.377 | 75.7556 | 78.1661 | 79.2969 | 79.9288 | 79.926 | 79.577 | 78.3275 | 75.9266 | 72.1281 | 68.9996 | 66.8181 | 64.581 | 0.071838 | 0.063922 | 0.069544 | 0.08224 | 0.10604 | 0.084326 | 0.081003 | 0.084904 | 0.091921 | 0.088211 | 0.087103 | 0.097813 | 0.10249 | 0.11273 | 0.12384 | 0.12168 | 0.11798 | 0.10032 | 0.08359 | 0.085016 | 0.077163 | 0.07639 | 0.079974 | 0.078342
Portfolio Adjusted1-in-2AllOther2023May Monthly Peak | Portfolio Adjusted | 1-in-2 | All | Other | 2023 | May Monthly Peak | 5 | 5.5516 | 5.3641 | 5.2099 | 5.1807 | 5.4354 | 6.061 | 6.7884 | 7.6429 | 8.5129 | 9.145 | 9.7175 | 10.0113 | 10.0906 | 10.2519 | 10.1742 | 9.8351 | 9.2773 | 8.5351 | 7.8961 | 7.6446 | 7.5678 | 7.0915 | 6.4815 | 6.0516 | -0.010813 | -0.021201 | -0.013173 | -0.0037723 | -0.0023543 | -0.031601 | -0.013165 | -0.011855 | -0.010119 | -0.0041411 | -0.0021256 | 0.0015718 | 0.0022331 | 0.020793 | 0.16964 | 0.17061 | 0.14246 | 0.11543 | 0.0016413 | -0.030245 | -0.038064 | -0.038269 | -0.033229 | -0.034242 | 65.666 | 64.5392 | 63.665 | 62.7141 | 61.8915 | 61.1367 | 60.3841 | 60.8025 | 63.2845 | 67.052 | 70.8068 | 74.5136 | 77.6681 | 80.3066 | 81.4235 | 81.8634 | 81.674 | 81.1321 | 79.8229 | 77.5046 | 74.1193 | 71.2975 | 68.8659 | 67.2145 | 0.071632 | 0.063903 | 0.069732 | 0.082505 | 0.10678 | 0.084998 | 0.081179 | 0.086389 | 0.093924 | 0.090726 | 0.089515 | 0.10042 | 0.10471 | 0.11482 | 0.12599 | 0.12336 | 0.11942 | 0.1009 | 0.083668 | 0.083984 | 0.076869 | 0.076289 | 0.080173 | 0.078612
Portfolio Adjusted1-in-2AllOther2023June Monthly Peak | Portfolio Adjusted | 1-in-2 | All | Other | 2023 | June Monthly Peak | 6 | 5.896 | 5.6864 | 5.5187 | 5.4781 | 5.7163 | 6.3299 | 7.0964 | 8.0657 | 9.0562 | 9.7956 | 10.4562 | 10.7854 | 10.8148 | 10.9714 | 10.8835 | 10.5818 | 10.0603 | 9.2861 | 8.6001 | 8.1639 | 8.0579 | 7.5882 | 6.897 | 6.4032 | -0.011132 | -0.018907 | -0.01196 | -0.0050306 | -0.0042927 | -0.027394 | -0.013002 | -0.015008 | -0.011809 | -0.0066627 | -0.0080809 | -0.0025494 | -0.00057212 | 0.023088 | 0.17446 | 0.1803 | 0.15649 | 0.12836 | 0.011906 | -0.021615 | -0.03033 | -0.033204 | -0.031941 | -0.033935 | 69.6595 | 68.2502 | 67.1 | 66.0429 | 64.9259 | 63.9036 | 62.9943 | 63.8583 | 67.5237 | 72.2768 | 77.0074 | 81.4126 | 84.5391 | 86.2213 | 87.0943 | 87.46 | 87.551 | 87.1697 | 86.1404 | 84.1958 | 81.1618 | 77.0461 | 74.3819 | 72.3603 | 0.072421 | 0.064506 | 0.070512 | 0.083366 | 0.10751 | 0.084667 | 0.080117 | 0.084814 | 0.092148 | 0.088933 | 0.088004 | 0.098472 | 0.10138 | 0.11072 | 0.12117 | 0.12003 | 0.1172 | 0.099589 | 0.083545 | 0.083302 | 0.076748 | 0.076381 | 0.079883 | 0.078496
Portfolio Adjusted1-in-2AllOther2023July Monthly Peak | Portfolio Adjusted | 1-in-2 | All | Other | 2023 | July Monthly Peak | 7 | 6.1826 | 5.9714 | 5.8179 | 5.7669 | 6.0271 | 6.7357 | 7.6063 | 8.6341 | 9.7408 | 10.6158 | 11.3546 | 11.7032 | 11.7365 | 11.9154 | 11.8035 | 11.4633 | 10.9242 | 10.0715 | 9.2144 | 8.7374 | 8.5931 | 8.0732 | 7.3259 | 6.7575 | -0.010882 | -0.011808 | -0.0080334 | -0.0076706 | -0.0086899 | -0.016165 | -0.012395 | -0.022326 | -0.015724 | -0.012673 | -0.022214 | -0.012293 | -0.0071284 | 0.029368 | 0.1851 | 0.19774 | 0.18099 | 0.15094 | 0.035895 | -0.00032741 | -0.010331 | -0.01921 | -0.027422 | -0.031334 | 75.6236 | 74.2412 | 73.2835 | 72.35 | 71.3235 | 70.3675 | 69.5834 | 70.0588 | 73.3476 | 77.7523 | 82.1764 | 85.5992 | 88.648 | 90.3396 | 91.2889 | 91.7286 | 91.6272 | 90.574 | 89.4134 | 88.0766 | 85.4963 | 81.9002 | 79.4225 | 77.6057 | 0.072736 | 0.065043 | 0.071576 | 0.084536 | 0.10937 | 0.08644 | 0.081896 | 0.086313 | 0.093811 | 0.091192 | 0.090197 | 0.10061 | 0.10345 | 0.11327 | 0.12394 | 0.12282 | 0.12 | 0.10214 | 0.084829 | 0.084942 | 0.078356 | 0.077845 | 0.08117 | 0.079367
Portfolio Adjusted1-in-2AllOther2023August Monthly Peak | Portfolio Adjusted | 1-in-2 | All | Other | 2023 | August Monthly Peak | 8 | 6.2227 | 6.0018 | 5.8274 | 5.7992 | 6.076 | 6.8008 | 7.7306 | 8.7198 | 9.8485 | 10.7085 | 11.4609 | 11.8341 | 11.8856 | 12.0787 | 11.9672 | 11.5716 | 10.9428 | 10.0255 | 9.1844 | 8.7928 | 8.5901 | 8.0232 | 7.3048 | 6.7589 | -0.011105 | -0.01226 | -0.0082567 | -0.0077147 | -0.0087048 | -0.016919 | -0.012834 | -0.022917 | -0.016277 | -0.013024 | -0.022728 | -0.012571 | -0.0072906 | 0.030828 | 0.19181 | 0.20307 | 0.1833 | 0.1516 | 0.035798 | -0.0010661 | -0.011146 | -0.019894 | -0.02798 | -0.031974 | 73.967 | 72.7966 | 71.3039 | 70.0705 | 69.0478 | 68.114 | 67.5171 | 66.8999 | 69.2039 | 74.4181 | 80.049 | 84.5919 | 88.103 | 90.1503 | 91.4479 | 92.0453 | 91.8572 | 91.2309 | 89.7642 | 87.1401 | 83.3145 | 80.0848 | 77.7946 | 76.0778 | 0.074028 | 0.066069 | 0.072226 | 0.085829 | 0.11121 | 0.088197 | 0.084442 | 0.089352 | 0.097663 | 0.094944 | 0.093995 | 0.10537 | 0.10883 | 0.11939 | 0.1305 | 0.12814 | 0.12352 | 0.10401 | 0.086328 | 0.08668 | 0.079179 | 0.078499 | 0.082173 | 0.080586
Portfolio Adjusted1-in-2AllOther2023September Monthly Peak | Portfolio Adjusted | 1-in-2 | All | Other | 2023 | September Monthly Peak | 9 | 6.1142 | 5.9296 | 5.7657 | 5.7436 | 6.0442 | 6.7689 | 7.8149 | 8.7159 | 9.914 | 10.8205 | 11.5777 | 11.9509 | 11.9756 | 12.1712 | 12.0392 | 11.5728 | 10.8636 | 9.9007 | 9.0897 | 8.8825 | 8.4457 | 7.8856 | 7.1336 | 6.6264 | -0.01098 | -0.012502 | -0.0083924 | -0.0075709 | -0.0085324 | -0.017461 | -0.013027 | -0.022929 | -0.016626 | -0.013273 | -0.022981 | -0.012605 | -0.0072327 | 0.031636 | 0.196 | 0.20568 | 0.18356 | 0.15099 | 0.035175 | -0.0020707 | -0.012068 | -0.020591 | -0.027969 | -0.031795 | 72.2877 | 71.0559 | 69.7023 | 68.4096 | 67.2861 | 66.3538 | 65.8128 | 65.5113 | 67.9452 | 73.2227 | 78.7861 | 83.6011 | 87.572 | 89.8959 | 91.1887 | 91.5759 | 91.4353 | 90.5808 | 89.1602 | 86.3306 | 82.2048 | 79.1873 | 76.8893 | 75.3087 | 0.072966 | 0.065517 | 0.071703 | 0.085319 | 0.11123 | 0.088113 | 0.085304 | 0.090462 | 0.10056 | 0.098521 | 0.097504 | 0.10922 | 0.11232 | 0.12329 | 0.13479 | 0.13135 | 0.12558 | 0.10516 | 0.087203 | 0.088267 | 0.079105 | 0.078535 | 0.081322 | 0.079643
Portfolio Adjusted1-in-2AllOther2023October Monthly Peak | Portfolio Adjusted | 1-in-2 | All | Other | 2023 | October Monthly Peak | 10 | 5.732 | 5.546 | 5.4002 | 5.366 | 5.6187 | 6.2914 | 7.3306 | 7.9742 | 8.8132 | 9.5279 | 10.1319 | 10.4895 | 10.5748 | 10.7795 | 10.7047 | 10.3074 | 9.6592 | 8.8619 | 8.4751 | 8.1635 | 7.7405 | 7.2404 | 6.5973 | 6.1504 | -0.011288 | -0.020568 | -0.012879 | -0.0045335 | -0.0034405 | -0.030286 | -0.013784 | -0.014004 | -0.011472 | -0.0057497 | -0.0055256 | -0.00061674 | 0.00081872 | 0.023761 | 0.1813 | 0.18316 | 0.15321 | 0.12456 | 0.0074043 | -0.027288 | -0.03509 | -0.036595 | -0.033213 | -0.034642 | 63.8286 | 62.8777 | 61.9344 | 60.914 | 59.9677 | 59.2246 | 58.3823 | 57.797 | 58.6718 | 63.0772 | 69.2475 | 75.606 | 80.5888 | 83.5928 | 84.7765 | 85.6559 | 85.7163 | 84.8607 | 82.6026 | 77.9978 | 73.9271 | 70.7627 | 68.2468 | 66.2005 | 0.073878 | 0.065773 | 0.0718 | 0.084901 | 0.10974 | 0.087098 | 0.084809 | 0.088556 | 0.096721 | 0.09433 | 0.093464 | 0.10575 | 0.11043 | 0.12131 | 0.13313 | 0.13023 | 0.12467 | 0.10521 | 0.088868 | 0.088343 | 0.078891 | 0.078138 | 0.081409 | 0.079629
Portfolio Adjusted1-in-2AllOther2023November Monthly Peak | Portfolio Adjusted | 1-in-2 | All | Other | 2023 | November Monthly Peak | 11 | 5.3298 | 5.1748 | 5.0509 | 5.0221 | 5.2816 | 5.9484 | 6.7433 | 7.4107 | 8.1212 | 8.5768 | 8.9655 | 9.1415 | 9.1328 | 9.2364 | 9.0841 | 8.7155 | 8.31 | 8.1375 | 7.681 | 7.2909 | 6.9465 | 6.5303 | 6.0223 | 5.6688 | -0.010711 | -0.021008 | -0.013015 | -0.0037193 | -0.0023279 | -0.031445 | -0.013175 | -0.011629 | -0.0098698 | -0.0040037 | -0.0020421 | 0.00151 | 0.0021396 | 0.019913 | 0.15737 | 0.15722 | 0.13169 | 0.11234 | 0.0016518 | -0.029889 | -0.036682 | -0.036892 | -0.032054 | -0.033173 | 55.6074 | 54.6705 | 53.8397 | 52.9085 | 51.8866 | 51.2914 | 51.0235 | 50.9883 | 53.2789 | 58.2952 | 63.1922 | 67.5459 | 70.3502 | 71.8097 | 72.3871 | 72.2785 | 70.9009 | 68.0251 | 64.531 | 62.3449 | 60.6558 | 59.3047 | 58.1947 | 57.0836 | 0.070922 | 0.06328 | 0.06888 | 0.081336 | 0.10558 | 0.084565 | 0.081241 | 0.084732 | 0.091582 | 0.087673 | 0.085934 | 0.096388 | 0.10025 | 0.10988 | 0.1198 | 0.11738 | 0.11492 | 0.10074 | 0.084178 | 0.08297 | 0.074027 | 0.073506 | 0.077308 | 0.076124
Portfolio Adjusted1-in-2AllOther2023December Monthly Peak | Portfolio Adjusted | 1-in-2 | All | Other | 2023 | December Monthly Peak | 12 | 5.2067 | 5.0693 | 4.9542 | 4.9511 | 5.2051 | 5.923 | 6.9093 | 7.5095 | 8.1848 | 8.5163 | 8.691 | 8.6628 | 8.4905 | 8.4836 | 8.265 | 7.9296 | 7.752 | 7.7257 | 7.3628 | 7.0266 | 6.7425 | 6.4005 | 5.9332 | 5.52 | -0.010317 | -0.020152 | -0.01248 | -0.0035785 | -0.0022424 | -0.030361 | -0.012881 | -0.01132 | -0.009538 | -0.0038313 | -0.0019236 | 0.0014024 | 0.0019678 | 0.018232 | 0.1434 | 0.14373 | 0.12271 | 0.10612 | 0.0015668 | -0.028491 | -0.035147 | -0.035591 | -0.030848 | -0.031717 | 46.582 | 45.955 | 45.5602 | 44.9828 | 44.4576 | 44.0062 | 43.7257 | 43.6398 | 44.3229 | 47.5757 | 51.2279 | 54.4114 | 56.4402 | 57.3338 | 58.0233 | 58.2541 | 57.5246 | 55.1002 | 52.094 | 50.0603 | 48.6013 | 46.7406 | 45.0067 | 43.7544 | 0.068335 | 0.060751 | 0.066064 | 0.078278 | 0.10172 | 0.081726 | 0.079519 | 0.082525 | 0.088555 | 0.083952 | 0.080996 | 0.089549 | 0.092214 | 0.10061 | 0.10939 | 0.10785 | 0.10725 | 0.0947 | 0.079865 | 0.079111 | 0.070959 | 0.070939 | 0.074432 | 0.072804
Portfolio Adjusted1-in-2AllOther2023Typical Event Day | Portfolio Adjusted | 1-in-2 | All | Other | 2023 | Typical Event Day | 8 | 6.1848 | 5.9652 | 5.7886 | 5.7601 | 6.0349 | 6.7514 | 7.6696 | 8.6323 | 9.7215 | 10.5459 | 11.2751 | 11.6394 | 11.6931 | 11.8895 | 11.7887 | 11.4059 | 10.7881 | 9.8908 | 9.0756 | 8.6936 | 8.5012 | 7.943 | 7.2351 | 6.6995 | -0.011185 | -0.014102 | -0.0092828 | -0.0070576 | -0.0076008 | -0.019894 | -0.01305 | -0.021028 | -0.015215 | -0.011397 | -0.018898 | -0.009929 | -0.0055115 | 0.029001 | 0.18889 | 0.19856 | 0.17723 | 0.14617 | 0.02959 | -0.006553 | -0.01627 | -0.023477 | -0.029153 | -0.032627 | 72.8844 | 71.586 | 70.3474 | 69.2183 | 68.1458 | 67.1847 | 66.4769 | 66.5821 | 69.5051 | 74.4175 | 79.5048 | 83.8012 | 87.2155 | 89.1518 | 90.255 | 90.7025 | 90.6177 | 89.8888 | 88.6195 | 86.4358 | 83.0444 | 79.5546 | 77.1221 | 75.3381 | 0.073445 | 0.065551 | 0.07157 | 0.085024 | 0.11014 | 0.087365 | 0.083653 | 0.088318 | 0.096217 | 0.093255 | 0.092202 | 0.10333 | 0.10672 | 0.11714 | 0.12811 | 0.12585 | 0.12137 | 0.10234 | 0.085118 | 0.085517 | 0.078183 | 0.077537 | 0.081222 | 0.079672
Portfolio Adjusted1-in-2AllOther2024January Monthly Peak | Portfolio Adjusted | 1-in-2 | All | Other | 2024 | January Monthly Peak | 1 | 5.0164 | 4.9236 | 4.8283 | 4.8602 | 5.1095 | 5.9746 | 7.182 | 7.8558 | 8.5534 | 8.8367 | 8.905 | 8.7842 | 8.427 | 8.3566 | 8.036 | 7.6289 | 7.4891 | 7.5814 | 7.3157 | 6.967 | 6.6726 | 6.3202 | 5.8578 | 5.3556 | -0.010253 | -0.020056 | -0.012456 | -0.0036105 | -0.0022762 | -0.031004 | -0.01328 | -0.011752 | -0.0099192 | -0.0039409 | -0.0019647 | 0.0014178 | 0.001962 | 0.018109 | 0.14131 | 0.1405 | 0.11937 | 0.10459 | 0.0015699 | -0.02847 | -0.03502 | -0.035481 | -0.030815 | -0.031793 | 42.3989 | 41.9861 | 41.379 | 40.74 | 40.091 | 39.6286 | 39.5356 | 39.2963 | 39.5864 | 41.9769 | 45.5077 | 48.2067 | 50.1685 | 51.4705 | 52.3192 | 52.7354 | 52.4512 | 51.125 | 49.1857 | 47.8317 | 46.6171 | 45.709 | 44.8744 | 44.2844 | 0.06786 | 0.060382 | 0.065919 | 0.078948 | 0.10322 | 0.083342 | 0.081929 | 0.085675 | 0.092096 | 0.086359 | 0.082724 | 0.090531 | 0.09193 | 0.099918 | 0.10792 | 0.10638 | 0.10511 | 0.093871 | 0.080026 | 0.079066 | 0.07072 | 0.070731 | 0.074359 | 0.072937
Portfolio Adjusted1-in-2AllOther2024February Monthly Peak | Portfolio Adjusted | 1-in-2 | All | Other | 2024 | February Monthly Peak | 2 | 5.1367 | 5.01 | 4.9089 | 4.9365 | 5.1828 | 5.9493 | 6.9848 | 7.5979 | 8.3157 | 8.6433 | 8.8433 | 8.8473 | 8.6534 | 8.6976 | 8.4949 | 8.1146 | 7.8028 | 7.6494 | 7.5505 | 7.1752 | 6.8469 | 6.455 | 5.943 | 5.4907 | -0.010395 | -0.020344 | -0.01266 | -0.00366 | -0.0022885 | -0.03101 | -0.013236 | -0.011658 | -0.009882 | -0.0039531 | -0.0019896 | 0.0014519 | 0.0020292 | 0.01889 | 0.14867 | 0.14788 | 0.12413 | 0.10619 | 0.0016151 | -0.029261 | -0.035951 | -0.036349 | -0.031398 | -0.032288 | 47.1516 | 46.6807 | 46.3304 | 45.9485 | 45.7531 | 45.7387 | 45.7397 | 45.6994 | 45.9376 | 47.7424 | 49.8521 | 51.7456 | 52.5725 | 52.5258 | 52.5574 | 52.2059 | 51.5493 | 50.4329 | 48.9114 | 47.4811 | 46.1428 | 45.1429 | 43.9156 | 42.9668 | 0.068811 | 0.061265 | 0.067001 | 0.080034 | 0.10378 | 0.083387 | 0.081635 | 0.084961 | 0.091721 | 0.086591 | 0.083742 | 0.092684 | 0.095071 | 0.10422 | 0.11353 | 0.11113 | 0.10886 | 0.09591 | 0.082323 | 0.081248 | 0.072577 | 0.072441 | 0.075745 | 0.074086
Portfolio Adjusted1-in-2AllOther2024March Monthly Peak | Portfolio Adjusted | 1-in-2 | All | Other | 2024 | March Monthly Peak | 3 | 5.2247 | 5.0854 | 4.9801 | 4.9712 | 5.1893 | 5.934 | 7.0263 | 7.6495 | 8.2816 | 8.6141 | 8.8497 | 8.8817 | 8.73 | 8.7916 | 8.6183 | 8.2894 | 7.9942 | 7.6364 | 7.4381 | 7.3689 | 7.0705 | 6.6618 | 6.1191 | 5.633 | -0.010596 | -0.020716 | -0.012934 | -0.003701 | -0.0022994 | -0.030964 | -0.013264 | -0.01172 | -0.0098723 | -0.0039458 | -0.0019932 | 0.0014566 | 0.0020419 | 0.018939 | 0.14979 | 0.15011 | 0.12637 | 0.10599 | 0.0016202 | -0.030152 | -0.037135 | -0.037424 | -0.032307 | -0.033171 | 46.6832 | 46.2118 | 45.8022 | 45.4932 | 45.0971 | 44.6537 | 44.2361 | 44.0103 | 45.764 | 48.1031 | 50.3768 | 52.4465 | 54.0283 | 55.1091 | 55.5963 | 56.032 | 55.8721 | 55.2088 | 53.5897 | 51.311 | 49.7463 | 48.532 | 47.6753 | 46.7711 | 0.070143 | 0.062379 | 0.068445 | 0.080928 | 0.10428 | 0.083264 | 0.08182 | 0.085412 | 0.091627 | 0.086428 | 0.083888 | 0.092983 | 0.09567 | 0.10451 | 0.11386 | 0.11227 | 0.11 | 0.095692 | 0.082561 | 0.083718 | 0.074967 | 0.074586 | 0.077939 | 0.076109
Portfolio Adjusted1-in-2AllOther2024April Monthly Peak | Portfolio Adjusted | 1-in-2 | All | Other | 2024 | April Monthly Peak | 4 | 5.4758 | 5.2909 | 5.1352 | 5.1093 | 5.3435 | 5.9798 | 6.7953 | 7.4705 | 8.2408 | 8.7872 | 9.3261 | 9.6002 | 9.7142 | 9.9049 | 9.8467 | 9.5214 | 9.0034 | 8.3245 | 7.7488 | 7.654 | 7.4605 | 6.9748 | 6.3724 | 5.9418 | -0.010879 | -0.021279 | -0.013178 | -0.0037715 | -0.002345 | -0.031443 | -0.013173 | -0.011687 | -0.0099342 | -0.0040391 | -0.0020751 | 0.0015361 | 0.0021927 | 0.02048 | 0.16614 | 0.1672 | 0.13955 | 0.11371 | 0.0016449 | -0.030709 | -0.038333 | -0.038441 | -0.03325 | -0.034232 | 61.9174 | 60.6851 | 59.2245 | 57.9838 | 57.1081 | 56.4763 | 55.9347 | 56.0132 | 58.6556 | 62.6896 | 67.9502 | 72.377 | 75.7556 | 78.166 | 79.2968 | 79.9287 | 79.9259 | 79.5769 | 78.3274 | 75.9265 | 72.128 | 68.9996 | 66.818 | 64.581 | 0.072046 | 0.064107 | 0.069747 | 0.08248 | 0.10635 | 0.08457 | 0.081238 | 0.085152 | 0.092189 | 0.088468 | 0.087356 | 0.098097 | 0.10278 | 0.11306 | 0.1242 | 0.12204 | 0.11833 | 0.10061 | 0.083834 | 0.085264 | 0.077387 | 0.076613 | 0.080207 | 0.07857
Portfolio Adjusted1-in-2AllOther2024May Monthly Peak | Portfolio Adjusted | 1-in-2 | All | Other | 2024 | May Monthly Peak | 5 | 5.5605 | 5.3727 | 5.2183 | 5.1891 | 5.4443 | 6.0712 | 6.8004 | 7.6562 | 8.527 | 9.1594 | 9.7324 | 10.0263 | 10.1054 | 10.2669 | 10.1889 | 9.849 | 9.2902 | 8.5472 | 7.9076 | 7.6558 | 7.579 | 7.1021 | 6.4915 | 6.0612 | -0.010845 | -0.021263 | -0.013212 | -0.0037833 | -0.0023612 | -0.031694 | -0.013204 | -0.01189 | -0.010149 | -0.0041532 | -0.0021318 | 0.0015764 | 0.0022396 | 0.020854 | 0.17003 | 0.17099 | 0.14275 | 0.11567 | 0.0016461 | -0.030333 | -0.038176 | -0.038381 | -0.033327 | -0.034342 | 65.6658 | 64.539 | 63.6649 | 62.7139 | 61.8914 | 61.1367 | 60.3841 | 60.8024 | 63.2844 | 67.0518 | 70.8067 | 74.5134 | 77.6679 | 80.3064 | 81.4233 | 81.8632 | 81.6738 | 81.1319 | 79.8226 | 77.5043 | 74.1189 | 71.2971 | 68.8656 | 67.2143 | 0.07184 | 0.064088 | 0.069935 | 0.082746 | 0.1071 | 0.085244 | 0.081415 | 0.086641 | 0.094197 | 0.09099 | 0.089775 | 0.10071 | 0.10502 | 0.11516 | 0.12636 | 0.12372 | 0.11977 | 0.10119 | 0.083912 | 0.084229 | 0.077092 | 0.076511 | 0.080407 | 0.07884
Portfolio Adjusted1-in-2AllOther2024June Monthly Peak | Portfolio Adjusted | 1-in-2 | All | Other | 2024 | June Monthly Peak | 6 | 5.9053 | 5.6955 | 5.5275 | 5.4868 | 5.7256 | 6.3405 | 7.1086 | 8.0793 | 9.0705 | 9.8103 | 10.4714 | 10.8007 | 10.8297 | 10.9864 | 10.8981 | 10.5958 | 10.0735 | 9.2985 | 8.6121 | 8.1755 | 8.0695 | 7.5993 | 6.9074 | 6.4132 | -0.011165 | -0.018962 | -0.011995 | -0.0050453 | -0.0043053 | -0.027474 | -0.01304 | -0.015051 | -0.011843 | -0.0066822 | -0.0081046 | -0.0025569 | -0.00057379 | 0.023156 | 0.17485 | 0.18068 | 0.1568 | 0.12862 | 0.011941 | -0.021679 | -0.030419 | -0.033301 | -0.032034 | -0.034035 | 69.6593 | 68.2501 | 67.0998 | 66.0428 | 64.9258 | 63.9035 | 62.9943 | 63.8583 | 67.5235 | 72.2766 | 77.0072 | 81.4124 | 84.5389 | 86.221 | 87.0941 | 87.4598 | 87.5508 | 87.1694 | 86.1401 | 84.1955 | 81.1615 | 77.0457 | 74.3816 | 72.36 | 0.072631 | 0.064691 | 0.070717 | 0.083609 | 0.10783 | 0.084912 | 0.08035 | 0.085061 | 0.092416 | 0.089191 | 0.088259 | 0.098757 | 0.10167 | 0.11104 | 0.12152 | 0.12038 | 0.11754 | 0.099878 | 0.083788 | 0.083544 | 0.076971 | 0.076603 | 0.080115 | 0.078724
Portfolio Adjusted1-in-2AllOther2024July Monthly Peak | Portfolio Adjusted | 1-in-2 | All | Other | 2024 | July Monthly Peak | 7 | 6.1922 | 5.9808 | 5.8271 | 5.776 | 6.0368 | 6.7468 | 7.6192 | 8.6483 | 9.7557 | 10.6312 | 11.3705 | 11.7191 | 11.7521 | 11.9311 | 11.8188 | 11.4779 | 10.9381 | 10.0845 | 9.2269 | 8.7495 | 8.6052 | 8.0848 | 7.3367 | 6.7679 | -0.010914 | -0.011843 | -0.0080569 | -0.007693 | -0.0087153 | -0.016213 | -0.012432 | -0.022391 | -0.01577 | -0.01271 | -0.022279 | -0.012329 | -0.0071493 | 0.029454 | 0.1855 | 0.19817 | 0.18136 | 0.15126 | 0.036 | -0.00032837 | -0.010361 | -0.019267 | -0.027502 | -0.031426 | 75.6234 | 74.2411 | 73.2834 | 72.3499 | 71.3234 | 70.3675 | 69.5834 | 70.0588 | 73.3476 | 77.7522 | 82.1763 | 85.599 | 88.6478 | 90.3394 | 91.2887 | 91.7285 | 91.627 | 90.5737 | 89.4133 | 88.0765 | 85.4962 | 81.9 | 79.4223 | 77.6055 | 0.072947 | 0.065231 | 0.071784 | 0.084783 | 0.10969 | 0.086689 | 0.082133 | 0.086564 | 0.094083 | 0.091455 | 0.090457 | 0.1009 | 0.10374 | 0.1136 | 0.1243 | 0.12318 | 0.12035 | 0.10244 | 0.085076 | 0.085189 | 0.078583 | 0.078071 | 0.081406 | 0.079597
Portfolio Adjusted1-in-2AllOther2024August Monthly Peak | Portfolio Adjusted | 1-in-2 | All | Other | 2024 | August Monthly Peak | 8 | 6.2325 | 6.0113 | 5.8367 | 5.8085 | 6.0858 | 6.8122 | 7.7439 | 8.7345 | 9.8641 | 10.7245 | 11.4775 | 11.8509 | 11.902 | 12.0953 | 11.9834 | 11.5869 | 10.9571 | 10.0387 | 9.1971 | 8.8052 | 8.6023 | 8.0349 | 7.3158 | 6.7694 | -0.011137 | -0.012296 | -0.0082809 | -0.0077373 | -0.0087303 | -0.016969 | -0.012871 | -0.022984 | -0.016325 | -0.013062 | -0.022794 | -0.012608 | -0.0073119 | 0.030918 | 0.19224 | 0.20352 | 0.18368 | 0.15192 | 0.035903 | -0.0010692 | -0.011179 | -0.019953 | -0.028061 | -0.032067 | 73.967 | 72.7965 | 71.3039 | 70.0705 | 69.0478 | 68.114 | 67.5172 | 66.9 | 69.2039 | 74.4181 | 80.049 | 84.5918 | 88.1029 | 90.1503 | 91.4479 | 92.0452 | 91.8571 | 91.2308 | 89.7641 | 87.1399 | 83.3143 | 80.0846 | 77.7945 | 76.0777 | 0.074242 | 0.066259 | 0.072436 | 0.086079 | 0.11153 | 0.088452 | 0.084687 | 0.089612 | 0.097946 | 0.095219 | 0.094267 | 0.10568 | 0.10914 | 0.11974 | 0.13088 | 0.12851 | 0.12388 | 0.10431 | 0.086578 | 0.086931 | 0.079409 | 0.078727 | 0.082412 | 0.08082
Portfolio Adjusted1-in-2AllOther2024September Monthly Peak | Portfolio Adjusted | 1-in-2 | All | Other | 2024 | September Monthly Peak | 9 | 6.1239 | 5.939 | 5.775 | 5.7529 | 6.0541 | 6.7802 | 7.8283 | 8.7308 | 9.93 | 10.8372 | 11.595 | 11.9683 | 11.9926 | 12.1885 | 12.056 | 11.5886 | 10.8782 | 9.9141 | 9.1026 | 8.8951 | 8.458 | 7.8973 | 7.1445 | 6.6368 | -0.011013 | -0.012538 | -0.0084169 | -0.007593 | -0.0085574 | -0.017512 | -0.013065 | -0.022996 | -0.016674 | -0.013312 | -0.023048 | -0.012642 | -0.0072539 | 0.031729 | 0.19645 | 0.20613 | 0.18395 | 0.15132 | 0.035278 | -0.0020768 | -0.012104 | -0.020651 | -0.028051 | -0.031888 | 72.2877 | 71.0559 | 69.7023 | 68.4097 | 67.2862 | 66.3539 | 65.8129 | 65.5114 | 67.9453 | 73.2228 | 78.7861 | 83.6011 | 87.572 | 89.8959 | 91.1887 | 91.5759 | 91.4352 | 90.5807 | 89.1601 | 86.3305 | 82.2047 | 79.1873 | 76.8893 | 75.3088 | 0.073178 | 0.065706 | 0.071912 | 0.085568 | 0.11156 | 0.088368 | 0.085551 | 0.090726 | 0.10085 | 0.098807 | 0.097786 | 0.10954 | 0.11265 | 0.12365 | 0.13518 | 0.13174 | 0.12594 | 0.10546 | 0.087456 | 0.088523 | 0.079334 | 0.078763 | 0.081559 | 0.079875
Portfolio Adjusted1-in-2AllOther2024October Monthly Peak | Portfolio Adjusted | 1-in-2 | All | Other | 2024 | October Monthly Peak | 10 | 5.7414 | 5.5552 | 5.4091 | 5.3748 | 5.628 | 6.3022 | 7.3434 | 7.9881 | 8.828 | 9.5432 | 10.1478 | 10.5057 | 10.5909 | 10.7958 | 10.7206 | 10.3224 | 9.673 | 8.8749 | 8.4876 | 8.1757 | 7.7522 | 7.2516 | 6.6078 | 6.1603 | -0.011321 | -0.020629 | -0.012917 | -0.0045468 | -0.0034506 | -0.030375 | -0.013824 | -0.014045 | -0.011505 | -0.0057666 | -0.0055418 | -0.00061855 | 0.00082111 | 0.023831 | 0.18172 | 0.18357 | 0.15353 | 0.12483 | 0.007426 | -0.027368 | -0.035192 | -0.036702 | -0.03331 | -0.034743 | 63.8287 | 62.8777 | 61.9345 | 60.9141 | 59.9678 | 59.2248 | 58.3825 | 57.7972 | 58.672 | 63.0773 | 69.2475 | 75.606 | 80.5889 | 83.5928 | 84.7766 | 85.6559 | 85.7163 | 84.8607 | 82.6025 | 77.9977 | 73.9271 | 70.7627 | 68.2469 | 66.2006 | 0.074092 | 0.065963 | 0.072009 | 0.085149 | 0.11006 | 0.08735 | 0.085055 | 0.088814 | 0.097002 | 0.094604 | 0.093735 | 0.10605 | 0.11076 | 0.12167 | 0.13352 | 0.13061 | 0.12503 | 0.10551 | 0.089127 | 0.0886 | 0.079121 | 0.078365 | 0.081646 | 0.079861
Portfolio Adjusted1-in-2AllOther2024November Monthly Peak | Portfolio Adjusted | 1-in-2 | All | Other | 2024 | November Monthly Peak | 11 | 5.3386 | 5.1833 | 5.0592 | 5.0303 | 5.2903 | 5.9586 | 6.7553 | 7.4237 | 8.1349 | 8.5907 | 8.9799 | 9.156 | 9.1471 | 9.2508 | 9.0981 | 8.7288 | 8.3225 | 8.1496 | 7.6927 | 7.302 | 6.9572 | 6.5406 | 6.032 | 5.6781 | -0.010742 | -0.021069 | -0.013053 | -0.0037302 | -0.0023347 | -0.031537 | -0.013214 | -0.011663 | -0.0098987 | -0.0040154 | -0.0020481 | 0.0015144 | 0.0021459 | 0.019972 | 0.15774 | 0.15757 | 0.13197 | 0.11258 | 0.0016566 | -0.029977 | -0.036789 | -0.037 | -0.032148 | -0.03327 | 55.6076 | 54.6707 | 53.84 | 52.9088 | 51.8868 | 51.2917 | 51.0237 | 50.9885 | 53.2791 | 58.2954 | 63.1923 | 67.5461 | 70.3503 | 71.8098 | 72.3872 | 72.2786 | 70.901 | 68.0252 | 64.5311 | 62.3451 | 60.656 | 59.3049 | 58.1949 | 57.0838 | 0.071128 | 0.063463 | 0.069081 | 0.081574 | 0.10589 | 0.08481 | 0.081477 | 0.084978 | 0.091849 | 0.087928 | 0.086184 | 0.096668 | 0.10054 | 0.1102 | 0.12015 | 0.11772 | 0.11526 | 0.10104 | 0.084423 | 0.083212 | 0.074243 | 0.07372 | 0.077534 | 0.076346
Portfolio Adjusted1-in-2AllOther2024December Monthly Peak | Portfolio Adjusted | 1-in-2 | All | Other | 2024 | December Monthly Peak | 12 | 5.2151 | 5.0776 | 4.9622 | 4.959 | 5.2136 | 5.9329 | 6.921 | 7.5222 | 8.198 | 8.5297 | 8.7045 | 8.6762 | 8.5036 | 8.4968 | 8.2777 | 7.9418 | 7.7637 | 7.737 | 7.3738 | 7.0372 | 6.7528 | 6.4104 | 5.9425 | 5.5289 | -0.010347 | -0.020211 | -0.012516 | -0.003589 | -0.002249 | -0.03045 | -0.012919 | -0.011353 | -0.0095659 | -0.0038425 | -0.0019293 | 0.0014065 | 0.0019736 | 0.018286 | 0.14373 | 0.14406 | 0.12298 | 0.10635 | 0.0015714 | -0.028574 | -0.03525 | -0.035695 | -0.030938 | -0.03181 | 46.5823 | 45.9553 | 45.5604 | 44.9831 | 44.4579 | 44.0065 | 43.726 | 43.6401 | 44.3232 | 47.576 | 51.2282 | 54.4116 | 56.4405 | 57.334 | 58.0235 | 58.2543 | 57.5249 | 55.1004 | 52.0943 | 50.0606 | 48.6015 | 46.7409 | 45.007 | 43.7547 | 0.068534 | 0.060926 | 0.066256 | 0.078507 | 0.10201 | 0.081963 | 0.079749 | 0.082765 | 0.088813 | 0.084196 | 0.081231 | 0.089809 | 0.092483 | 0.10091 | 0.10971 | 0.10817 | 0.10756 | 0.094976 | 0.080098 | 0.079341 | 0.071166 | 0.071145 | 0.074648 | 0.073016
Portfolio Adjusted1-in-2AllOther2024Typical Event Day | Portfolio Adjusted | 1-in-2 | All | Other | 2024 | Typical Event Day | 8 | 6.1946 | 5.9747 | 5.7978 | 5.7693 | 6.0447 | 6.7626 | 7.6828 | 8.6469 | 9.7369 | 10.5617 | 11.2914 | 11.6559 | 11.7092 | 11.9058 | 11.8046 | 11.421 | 10.8022 | 9.9039 | 9.0881 | 8.7058 | 8.5133 | 7.9546 | 7.246 | 6.71 | -0.011218 | -0.014143 | -0.00931 | -0.0070783 | -0.0076231 | -0.019953 | -0.013088 | -0.02109 | -0.01526 | -0.01143 | -0.018953 | -0.0099581 | -0.0055277 | 0.029086 | 0.18931 | 0.19899 | 0.1776 | 0.14648 | 0.029677 | -0.0065722 | -0.016318 | -0.023546 | -0.029239 | -0.032722 | 72.8843 | 71.5859 | 70.3474 | 69.2182 | 68.1458 | 67.1847 | 66.4769 | 66.5821 | 69.5051 | 74.4174 | 79.5047 | 83.8011 | 87.2154 | 89.1517 | 90.2548 | 90.7023 | 90.6175 | 89.8887 | 88.6194 | 86.4356 | 83.0442 | 79.5544 | 77.1219 | 75.338 | 0.073658 | 0.06574 | 0.071778 | 0.085272 | 0.11046 | 0.087617 | 0.083895 | 0.088575 | 0.096496 | 0.093525 | 0.092469 | 0.10363 | 0.10703 | 0.11747 | 0.12848 | 0.12622 | 0.12173 | 0.10264 | 0.085365 | 0.085766 | 0.07841 | 0.077762 | 0.081458 | 0.079903
Portfolio Adjusted1-in-2AllOther2025January Monthly Peak | Portfolio Adjusted | 1-in-2 | All | Other | 2025 | January Monthly Peak | 1 | 5.0248 | 4.9318 | 4.8363 | 4.8682 | 5.1181 | 5.9846 | 7.194 | 7.869 | 8.5671 | 8.8504 | 8.9188 | 8.7977 | 8.4401 | 8.3697 | 8.0486 | 7.6409 | 7.5005 | 7.5927 | 7.3268 | 6.9776 | 6.6829 | 6.3301 | 5.8672 | 5.3645 | -0.010283 | -0.020114 | -0.012493 | -0.0036211 | -0.0022829 | -0.031095 | -0.013319 | -0.011787 | -0.0099483 | -0.0039524 | -0.0019705 | 0.001422 | 0.0019678 | 0.018162 | 0.14164 | 0.14083 | 0.11963 | 0.10481 | 0.0015745 | -0.028554 | -0.035123 | -0.035585 | -0.030906 | -0.031886 | 42.3991 | 41.9863 | 41.3792 | 40.7402 | 40.0912 | 39.6288 | 39.5359 | 39.2966 | 39.5867 | 41.9772 | 45.5079 | 48.2069 | 50.1687 | 51.4708 | 52.3195 | 52.7356 | 52.4515 | 51.1253 | 49.186 | 47.832 | 46.6174 | 45.7093 | 44.8747 | 44.2846 | 0.068057 | 0.060557 | 0.066112 | 0.079179 | 0.10352 | 0.083583 | 0.082167 | 0.085924 | 0.092364 | 0.08661 | 0.082964 | 0.090795 | 0.092197 | 0.10021 | 0.10823 | 0.1067 | 0.10542 | 0.094145 | 0.080259 | 0.079296 | 0.070925 | 0.070937 | 0.074576 | 0.07315
Portfolio Adjusted1-in-2AllOther2025February Monthly Peak | Portfolio Adjusted | 1-in-2 | All | Other | 2025 | February Monthly Peak | 2 | 5.1452 | 5.0183 | 4.917 | 4.9446 | 5.1915 | 5.9594 | 6.9968 | 7.611 | 8.3293 | 8.657 | 8.8573 | 8.8611 | 8.6669 | 8.7113 | 8.5081 | 8.1271 | 7.8147 | 7.6609 | 7.5618 | 7.1861 | 6.8575 | 6.4651 | 5.9525 | 5.4997 | -0.010425 | -0.020404 | -0.012697 | -0.0036707 | -0.0022952 | -0.0311 | -0.013274 | -0.011692 | -0.009911 | -0.0039646 | -0.0019955 | 0.0014561 | 0.0020352 | 0.018945 | 0.14902 | 0.14822 | 0.12439 | 0.10642 | 0.0016198 | -0.029347 | -0.036056 | -0.036455 | -0.03149 | -0.032383 | 47.1518 | 46.6809 | 46.3305 | 45.9487 | 45.7533 | 45.7388 | 45.7398 | 45.6995 | 45.9378 | 47.7426 | 49.8523 | 51.7458 | 52.5726 | 52.526 | 52.5575 | 52.206 | 51.5495 | 50.4331 | 48.9116 | 47.4813 | 46.1431 | 45.1432 | 43.9159 | 42.9671 | 0.069011 | 0.061442 | 0.067196 | 0.080268 | 0.10409 | 0.083628 | 0.081872 | 0.085209 | 0.091988 | 0.086843 | 0.083985 | 0.092953 | 0.095348 | 0.10453 | 0.11386 | 0.11146 | 0.10917 | 0.096189 | 0.082563 | 0.081485 | 0.072788 | 0.072652 | 0.075966 | 0.074301
Portfolio Adjusted1-in-2AllOther2025March Monthly Peak | Portfolio Adjusted | 1-in-2 | All | Other | 2025 | March Monthly Peak | 3 | 5.2334 | 5.0938 | 4.9884 | 4.9793 | 5.1979 | 5.9441 | 7.0384 | 7.6627 | 8.2953 | 8.6278 | 8.8637 | 8.8956 | 8.7436 | 8.8053 | 8.6316 | 8.3021 | 8.0062 | 7.648 | 7.4495 | 7.3802 | 7.0814 | 6.6723 | 6.1289 | 5.6423 | -0.010627 | -0.020777 | -0.012972 | -0.0037118 | -0.0023061 | -0.031055 | -0.013302 | -0.011754 | -0.0099013 | -0.0039573 | -0.001999 | 0.0014608 | 0.0020479 | 0.018995 | 0.15014 | 0.15045 | 0.12664 | 0.10622 | 0.0016249 | -0.030241 | -0.037244 | -0.037533 | -0.032402 | -0.033268 | 46.6834 | 46.212 | 45.8023 | 45.4933 | 45.0973 | 44.6538 | 44.2362 | 44.0105 | 45.7642 | 48.1033 | 50.377 | 52.4467 | 54.0284 | 55.1092 | 55.5964 | 56.0321 | 55.8722 | 55.209 | 53.5898 | 51.3111 | 49.7464 | 48.5322 | 47.6755 | 46.7713 | 0.070347 | 0.06256 | 0.068645 | 0.081164 | 0.10458 | 0.083505 | 0.082057 | 0.085661 | 0.091893 | 0.086679 | 0.084132 | 0.093253 | 0.095948 | 0.10481 | 0.11419 | 0.11259 | 0.11032 | 0.095971 | 0.082802 | 0.083961 | 0.075185 | 0.074803 | 0.078166 | 0.07633
Portfolio Adjusted1-in-2AllOther2025April Monthly Peak | Portfolio Adjusted | 1-in-2 | All | Other | 2025 | April Monthly Peak | 4 | 5.4848 | 5.2996 | 5.1436 | 5.1177 | 5.3523 | 5.99 | 6.8073 | 7.4836 | 8.2546 | 8.8013 | 9.3406 | 9.6149 | 9.7288 | 9.9197 | 9.8612 | 9.5351 | 9.0163 | 8.3366 | 7.7604 | 7.6654 | 7.4717 | 6.9855 | 6.3825 | 5.9514 | -0.010911 | -0.021341 | -0.013217 | -0.0037826 | -0.0023519 | -0.031535 | -0.013211 | -0.011721 | -0.0099633 | -0.0040509 | -0.0020812 | 0.0015406 | 0.0021991 | 0.02054 | 0.16652 | 0.16758 | 0.13984 | 0.11395 | 0.0016497 | -0.030799 | -0.038445 | -0.038553 | -0.033347 | -0.034333 | 61.9174 | 60.6851 | 59.2245 | 57.9838 | 57.1082 | 56.4764 | 55.9348 | 56.0133 | 58.6556 | 62.6897 | 67.9502 | 72.3769 | 75.7555 | 78.1659 | 79.2968 | 79.9286 | 79.9258 | 79.5768 | 78.3273 | 75.9264 | 72.1279 | 68.9995 | 66.818 | 64.581 | 0.072256 | 0.064292 | 0.06995 | 0.08272 | 0.10666 | 0.084815 | 0.081474 | 0.0854 | 0.092457 | 0.088725 | 0.087609 | 0.098382 | 0.10308 | 0.11339 | 0.12456 | 0.12239 | 0.11867 | 0.1009 | 0.084078 | 0.085512 | 0.077612 | 0.076836 | 0.080441 | 0.078799
Portfolio Adjusted1-in-2AllOther2025May Monthly Peak | Portfolio Adjusted | 1-in-2 | All | Other | 2025 | May Monthly Peak | 5 | 5.5694 | 5.3814 | 5.2268 | 5.1974 | 5.4532 | 6.0815 | 6.8124 | 7.6695 | 8.541 | 9.1738 | 9.7473 | 10.0413 | 10.1203 | 10.282 | 10.2036 | 9.8629 | 9.3032 | 8.5594 | 7.9192 | 7.6672 | 7.5901 | 7.1128 | 6.5016 | 6.0709 | -0.010876 | -0.021325 | -0.013251 | -0.0037944 | -0.0023681 | -0.031786 | -0.013243 | -0.011925 | -0.010179 | -0.0041654 | -0.0021381 | 0.001581 | 0.0022462 | 0.020915 | 0.17042 | 0.17136 | 0.14304 | 0.11591 | 0.0016509 | -0.030422 | -0.038288 | -0.038493 | -0.033424 | -0.034443 | 65.6656 | 64.5388 | 63.6647 | 62.7138 | 61.8913 | 61.1366 | 60.384 | 60.8024 | 63.2843 | 67.0517 | 70.8065 | 74.5132 | 77.6677 | 80.3062 | 81.4231 | 81.863 | 81.6736 | 81.1316 | 79.8222 | 77.504 | 74.1186 | 71.2968 | 68.8653 | 67.214 | 0.072048 | 0.064272 | 0.070139 | 0.082987 | 0.10741 | 0.085491 | 0.081651 | 0.086893 | 0.094472 | 0.091254 | 0.090035 | 0.101 | 0.10532 | 0.11549 | 0.12672 | 0.12408 | 0.12012 | 0.10149 | 0.084157 | 0.084474 | 0.077316 | 0.076734 | 0.080641 | 0.079069
Portfolio Adjusted1-in-2AllOther2025June Monthly Peak | Portfolio Adjusted | 1-in-2 | All | Other | 2025 | June Monthly Peak | 6 | 5.9147 | 5.7046 | 5.5364 | 5.4956 | 5.7349 | 6.3511 | 7.121 | 8.0929 | 9.0848 | 9.8249 | 10.4866 | 10.816 | 10.8447 | 11.0015 | 10.9127 | 10.6098 | 10.0867 | 9.3109 | 8.6241 | 8.1872 | 8.0811 | 7.6105 | 6.9178 | 6.4232 | -0.011198 | -0.019018 | -0.012031 | -0.0050601 | -0.0043179 | -0.027555 | -0.013079 | -0.015096 | -0.011878 | -0.0067018 | -0.0081283 | -0.0025644 | -0.00057548 | 0.023224 | 0.17524 | 0.18107 | 0.15712 | 0.12889 | 0.011976 | -0.021742 | -0.030508 | -0.033399 | -0.032128 | -0.034134 | 69.6591 | 68.2499 | 67.0997 | 66.0427 | 64.9257 | 63.9034 | 62.9942 | 63.8582 | 67.5234 | 72.2764 | 77.007 | 81.4122 | 84.5386 | 86.2207 | 87.0938 | 87.4595 | 87.5505 | 87.1692 | 86.1399 | 84.1952 | 81.1612 | 77.0454 | 74.3813 | 72.3597 | 0.072842 | 0.064878 | 0.070923 | 0.083853 | 0.10814 | 0.085158 | 0.080583 | 0.085308 | 0.092684 | 0.089449 | 0.088514 | 0.099043 | 0.10196 | 0.11136 | 0.12187 | 0.12073 | 0.11788 | 0.10017 | 0.084031 | 0.083787 | 0.077194 | 0.076826 | 0.080348 | 0.078953
Portfolio Adjusted1-in-2AllOther2025July Monthly Peak | Portfolio Adjusted | 1-in-2 | All | Other | 2025 | July Monthly Peak | 7 | 6.2018 | 5.9902 | 5.8363 | 5.7852 | 6.0465 | 6.7579 | 7.6321 | 8.6625 | 9.7706 | 10.6466 | 11.3865 | 11.7351 | 11.7677 | 11.9468 | 11.8342 | 11.4926 | 10.952 | 10.0975 | 9.2394 | 8.7617 | 8.6174 | 8.0964 | 7.3476 | 6.7782 | -0.010946 | -0.011877 | -0.0080805 | -0.0077156 | -0.0087409 | -0.01626 | -0.012468 | -0.022457 | -0.015816 | -0.012747 | -0.022344 | -0.012365 | -0.0071702 | 0.02954 | 0.18591 | 0.19859 | 0.18173 | 0.15158 | 0.036105 | -0.00032934 | -0.010391 | -0.019323 | -0.027582 | -0.031518 | 75.6233 | 74.241 | 73.2833 | 72.3498 | 71.3233 | 70.3674 | 69.5833 | 70.0588 | 73.3475 | 77.7521 | 82.1761 | 85.5988 | 88.6475 | 90.3392 | 91.2886 | 91.7283 | 91.6268 | 90.5735 | 89.4131 | 88.0763 | 85.496 | 81.8999 | 79.4222 | 77.6054 | 0.073158 | 0.065418 | 0.071993 | 0.08503 | 0.11001 | 0.08694 | 0.082371 | 0.086815 | 0.094356 | 0.09172 | 0.090718 | 0.10119 | 0.10404 | 0.11393 | 0.12466 | 0.12354 | 0.1207 | 0.10274 | 0.085323 | 0.085436 | 0.078811 | 0.078297 | 0.081642 | 0.079828
Portfolio Adjusted1-in-2AllOther2025August Monthly Peak | Portfolio Adjusted | 1-in-2 | All | Other | 2025 | August Monthly Peak | 8 | 6.2424 | 6.0209 | 5.846 | 5.8178 | 6.0957 | 6.8235 | 7.7572 | 8.7493 | 9.8797 | 10.7406 | 11.4942 | 11.8677 | 11.9185 | 12.112 | 11.9996 | 11.6022 | 10.9714 | 10.0521 | 9.2099 | 8.8176 | 8.6146 | 8.0466 | 7.3268 | 6.7799 | -0.01117 | -0.012332 | -0.0083052 | -0.0077599 | -0.0087559 | -0.017018 | -0.012909 | -0.023052 | -0.016373 | -0.0131 | -0.022861 | -0.012645 | -0.0073334 | 0.031009 | 0.19266 | 0.20396 | 0.18406 | 0.15225 | 0.036008 | -0.0010723 | -0.011211 | -0.020011 | -0.028144 | -0.032161 | 73.9669 | 72.7965 | 71.3038 | 70.0705 | 69.0478 | 68.114 | 67.5172 | 66.9001 | 69.204 | 74.4181 | 80.049 | 84.5918 | 88.1029 | 90.1502 | 91.4478 | 92.0451 | 91.857 | 91.2307 | 89.7639 | 87.1397 | 83.3141 | 80.0844 | 77.7944 | 76.0776 | 0.074457 | 0.06645 | 0.072647 | 0.08633 | 0.11186 | 0.088707 | 0.084933 | 0.089872 | 0.098231 | 0.095495 | 0.094539 | 0.10598 | 0.10946 | 0.12009 | 0.13126 | 0.12889 | 0.12424 | 0.10461 | 0.08683 | 0.087184 | 0.079639 | 0.078956 | 0.082651 | 0.081054
Portfolio Adjusted1-in-2AllOther2025September Monthly Peak | Portfolio Adjusted | 1-in-2 | All | Other | 2025 | September Monthly Peak | 9 | 6.1336 | 5.9486 | 5.7842 | 5.7621 | 6.064 | 6.7916 | 7.8418 | 8.7457 | 9.9461 | 10.8539 | 11.6124 | 11.9857 | 12.0097 | 12.2057 | 12.0728 | 11.6043 | 10.8928 | 9.9276 | 9.1155 | 8.9078 | 8.4703 | 7.909 | 7.1554 | 6.6472 | -0.011045 | -0.012575 | -0.0084416 | -0.0076153 | -0.0085825 | -0.017563 | -0.013104 | -0.023063 | -0.016723 | -0.013351 | -0.023115 | -0.012679 | -0.0072751 | 0.031822 | 0.19689 | 0.20658 | 0.18434 | 0.15164 | 0.035382 | -0.0020829 | -0.012139 | -0.020712 | -0.028133 | -0.031982 | 72.2877 | 71.0559 | 69.7024 | 68.4098 | 67.2863 | 66.354 | 65.8131 | 65.5115 | 67.9454 | 73.2228 | 78.7861 | 83.6011 | 87.572 | 89.896 | 91.1887 | 91.5759 | 91.4352 | 90.5806 | 89.16 | 86.3304 | 82.2047 | 79.1873 | 76.8893 | 75.3088 | 0.07339 | 0.065895 | 0.072122 | 0.085817 | 0.11188 | 0.088623 | 0.085799 | 0.090989 | 0.10115 | 0.099093 | 0.098069 | 0.10986 | 0.11297 | 0.12401 | 0.13557 | 0.13212 | 0.12631 | 0.10577 | 0.087711 | 0.088781 | 0.079564 | 0.078992 | 0.081796 | 0.080107
Portfolio Adjusted1-in-2AllOther2025October Monthly Peak | Portfolio Adjusted | 1-in-2 | All | Other | 2025 | October Monthly Peak | 10 | 5.7508 | 5.5643 | 5.418 | 5.3836 | 5.6374 | 6.313 | 7.3562 | 8.0021 | 8.8428 | 9.5586 | 10.1638 | 10.522 | 10.607 | 10.8121 | 10.7365 | 10.3374 | 9.687 | 8.8878 | 8.5002 | 8.1879 | 7.764 | 7.2628 | 6.6182 | 6.1703 | -0.011354 | -0.020689 | -0.012955 | -0.0045601 | -0.0034607 | -0.030464 | -0.013865 | -0.014086 | -0.011539 | -0.0057835 | -0.005558 | -0.00062036 | 0.00082352 | 0.023901 | 0.18214 | 0.18398 | 0.15385 | 0.1251 | 0.0074477 | -0.027448 | -0.035296 | -0.036809 | -0.033408 | -0.034845 | 63.8287 | 62.8778 | 61.9346 | 60.9142 | 59.9679 | 59.2249 | 58.3827 | 57.7974 | 58.6722 | 63.0774 | 69.2476 | 75.606 | 80.5889 | 83.5928 | 84.7766 | 85.6559 | 85.7163 | 84.8606 | 82.6024 | 77.9976 | 73.927 | 70.7627 | 68.2469 | 66.2007 | 0.074307 | 0.066154 | 0.072219 | 0.085398 | 0.11038 | 0.087603 | 0.085302 | 0.089072 | 0.097285 | 0.094879 | 0.094008 | 0.10636 | 0.11108 | 0.12202 | 0.13391 | 0.13099 | 0.1254 | 0.10582 | 0.089387 | 0.088858 | 0.079351 | 0.078593 | 0.081884 | 0.080093
Portfolio Adjusted1-in-2AllOther2025November Monthly Peak | Portfolio Adjusted | 1-in-2 | All | Other | 2025 | November Monthly Peak | 11 | 5.3475 | 5.192 | 5.0675 | 5.0386 | 5.2992 | 5.9688 | 6.7673 | 7.4368 | 8.1486 | 8.6046 | 8.9942 | 9.1705 | 9.1614 | 9.2653 | 9.1121 | 8.742 | 8.3351 | 8.1618 | 7.7044 | 7.3132 | 6.968 | 6.5509 | 6.0417 | 5.6874 | -0.010774 | -0.021131 | -0.013091 | -0.0037411 | -0.0023416 | -0.03163 | -0.013253 | -0.011698 | -0.0099277 | -0.0040271 | -0.0020541 | 0.0015189 | 0.0021521 | 0.02003 | 0.15811 | 0.15793 | 0.13226 | 0.11282 | 0.0016615 | -0.030064 | -0.036897 | -0.037108 | -0.032243 | -0.033368 | 55.6079 | 54.671 | 53.8402 | 52.909 | 51.887 | 51.2919 | 51.024 | 50.9887 | 53.2793 | 58.2955 | 63.1924 | 67.5462 | 70.3504 | 71.81 | 72.3874 | 72.2787 | 70.9011 | 68.0253 | 64.5313 | 62.3452 | 60.6561 | 59.3051 | 58.1951 | 57.0841 | 0.071335 | 0.063646 | 0.069282 | 0.081812 | 0.10619 | 0.085055 | 0.081713 | 0.085226 | 0.092117 | 0.088184 | 0.086434 | 0.096949 | 0.10083 | 0.11052 | 0.1205 | 0.11806 | 0.11559 | 0.10133 | 0.084669 | 0.083455 | 0.074459 | 0.073935 | 0.07776 | 0.076568
Portfolio Adjusted1-in-2AllOther2025December Monthly Peak | Portfolio Adjusted | 1-in-2 | All | Other | 2025 | December Monthly Peak | 12 | 5.2236 | 5.0858 | 4.9702 | 4.967 | 5.222 | 5.9427 | 6.9327 | 7.535 | 8.2112 | 8.543 | 8.718 | 8.6897 | 8.5168 | 8.5101 | 8.2905 | 7.954 | 7.7755 | 7.7485 | 7.3849 | 7.0479 | 6.7631 | 6.4204 | 5.9519 | 5.5378 | -0.010377 | -0.02027 | -0.012553 | -0.0035995 | -0.0022556 | -0.030539 | -0.012957 | -0.011387 | -0.009594 | -0.0038538 | -0.0019349 | 0.0014106 | 0.0019794 | 0.018339 | 0.14407 | 0.14439 | 0.12324 | 0.10658 | 0.001576 | -0.028658 | -0.035354 | -0.035799 | -0.031029 | -0.031903 | 46.5826 | 45.9556 | 45.5607 | 44.9834 | 44.4581 | 44.0067 | 43.7263 | 43.6403 | 44.3235 | 47.5762 | 51.2284 | 54.4119 | 56.4407 | 57.3343 | 58.0238 | 58.2546 | 57.5252 | 55.1007 | 52.0945 | 50.0609 | 48.6018 | 46.7412 | 45.0073 | 43.755 | 0.068733 | 0.061102 | 0.066449 | 0.078735 | 0.10231 | 0.082199 | 0.07998 | 0.083006 | 0.089071 | 0.084441 | 0.081467 | 0.09007 | 0.092752 | 0.1012 | 0.11003 | 0.10848 | 0.10787 | 0.095253 | 0.080331 | 0.079572 | 0.071373 | 0.071352 | 0.074865 | 0.073229
Portfolio Adjusted1-in-2AllOther2025Typical Event Day | Portfolio Adjusted | 1-in-2 | All | Other | 2025 | Typical Event Day | 8 | 6.2043 | 5.9842 | 5.807 | 5.7785 | 6.0545 | 6.7739 | 7.696 | 8.6615 | 9.7523 | 10.5775 | 11.3078 | 11.6724 | 11.7254 | 11.9222 | 11.8205 | 11.4361 | 10.8163 | 9.9171 | 9.1007 | 8.7181 | 8.5255 | 7.9662 | 7.2569 | 6.7204 | -0.011251 | -0.014185 | -0.0093373 | -0.007099 | -0.0076454 | -0.020011 | -0.013126 | -0.021151 | -0.015305 | -0.011464 | -0.019009 | -0.0099873 | -0.0055439 | 0.029171 | 0.18974 | 0.19942 | 0.17796 | 0.14679 | 0.029763 | -0.0065914 | -0.016366 | -0.023615 | -0.029324 | -0.032818 | 72.8842 | 71.5858 | 70.3473 | 69.2182 | 68.1458 | 67.1847 | 66.4769 | 66.5821 | 69.5051 | 74.4173 | 79.5046 | 83.801 | 87.2153 | 89.1515 | 90.2547 | 90.7022 | 90.6174 | 89.8885 | 88.6192 | 86.4354 | 83.044 | 79.5542 | 77.1218 | 75.3379 | 0.073871 | 0.065929 | 0.071987 | 0.085521 | 0.11079 | 0.08787 | 0.084138 | 0.088833 | 0.096777 | 0.093796 | 0.092736 | 0.10393 | 0.10734 | 0.11782 | 0.12886 | 0.12659 | 0.12208 | 0.10294 | 0.085613 | 0.086015 | 0.078637 | 0.077988 | 0.081694 | 0.080135
Portfolio Adjusted1-in-2AllOther2026January Monthly Peak | Portfolio Adjusted | 1-in-2 | All | Other | 2026 | January Monthly Peak | 1 | 5.0333 | 4.94 | 4.8442 | 4.8762 | 5.1267 | 5.9947 | 7.2061 | 7.8822 | 8.5809 | 8.8641 | 8.9326 | 8.8113 | 8.4532 | 8.3829 | 8.0612 | 7.653 | 7.512 | 7.6041 | 7.3379 | 6.9883 | 6.6932 | 6.34 | 5.8765 | 5.3735 | -0.010313 | -0.020173 | -0.012529 | -0.0036317 | -0.0022895 | -0.031186 | -0.013358 | -0.011821 | -0.0099774 | -0.003964 | -0.0019763 | 0.0014261 | 0.0019735 | 0.018215 | 0.14198 | 0.14115 | 0.11988 | 0.10503 | 0.0015791 | -0.028637 | -0.035226 | -0.035689 | -0.030996 | -0.031979 | 42.3993 | 41.9865 | 41.3794 | 40.7405 | 40.0915 | 39.6291 | 39.5361 | 39.2969 | 39.587 | 41.9775 | 45.5082 | 48.2072 | 50.169 | 51.471 | 52.3198 | 52.7359 | 52.4518 | 51.1255 | 49.1862 | 47.8322 | 46.6177 | 45.7095 | 44.875 | 44.2849 | 0.068255 | 0.060732 | 0.066304 | 0.07941 | 0.10382 | 0.083825 | 0.082405 | 0.086174 | 0.092633 | 0.086861 | 0.083205 | 0.091059 | 0.092466 | 0.1005 | 0.10855 | 0.10701 | 0.10573 | 0.094419 | 0.080493 | 0.079527 | 0.071132 | 0.071143 | 0.074793 | 0.073363
Portfolio Adjusted1-in-2AllOther2026February Monthly Peak | Portfolio Adjusted | 1-in-2 | All | Other | 2026 | February Monthly Peak | 2 | 5.1538 | 5.0267 | 4.9251 | 4.9528 | 5.2001 | 5.9695 | 7.0088 | 7.6241 | 8.3431 | 8.6708 | 8.8713 | 8.8751 | 8.6805 | 8.725 | 8.5214 | 8.1397 | 7.8266 | 7.6725 | 7.5733 | 7.1971 | 6.868 | 6.4753 | 5.962 | 5.5088 | -0.010455 | -0.020464 | -0.012735 | -0.0036815 | -0.0023019 | -0.031191 | -0.013313 | -0.011727 | -0.00994 | -0.0039763 | -0.0020013 | 0.0014604 | 0.0020411 | 0.019 | 0.14937 | 0.14856 | 0.12466 | 0.10665 | 0.0016246 | -0.029433 | -0.036162 | -0.036562 | -0.031582 | -0.032478 | 47.152 | 46.6811 | 46.3307 | 45.9489 | 45.7535 | 45.739 | 45.74 | 45.6996 | 45.938 | 47.7428 | 49.8524 | 51.7459 | 52.5727 | 52.5261 | 52.5577 | 52.2062 | 51.5497 | 50.4333 | 48.9118 | 47.4815 | 46.1434 | 45.1435 | 43.9161 | 42.9674 | 0.069212 | 0.06162 | 0.067392 | 0.080502 | 0.10439 | 0.08387 | 0.08211 | 0.085457 | 0.092256 | 0.087095 | 0.084229 | 0.093224 | 0.095626 | 0.10483 | 0.11419 | 0.11178 | 0.10949 | 0.09647 | 0.082804 | 0.081722 | 0.073 | 0.072863 | 0.076187 | 0.074518
Portfolio Adjusted1-in-2AllOther2026March Monthly Peak | Portfolio Adjusted | 1-in-2 | All | Other | 2026 | March Monthly Peak | 3 | 5.2421 | 5.1023 | 4.9967 | 4.9875 | 5.2066 | 5.9541 | 7.0505 | 7.6759 | 8.309 | 8.6416 | 8.8777 | 8.9096 | 8.7573 | 8.8191 | 8.6449 | 8.3148 | 8.0182 | 7.6595 | 7.461 | 7.3915 | 7.0923 | 6.6828 | 6.1387 | 5.6517 | -0.010658 | -0.020838 | -0.01301 | -0.0037227 | -0.0023129 | -0.031146 | -0.013341 | -0.011789 | -0.0099303 | -0.0039689 | -0.0020049 | 0.0014651 | 0.0020539 | 0.01905 | 0.1505 | 0.1508 | 0.12691 | 0.10645 | 0.0016297 | -0.030329 | -0.037353 | -0.037643 | -0.032497 | -0.033365 | 46.6836 | 46.2121 | 45.8025 | 45.4935 | 45.0974 | 44.654 | 44.2364 | 44.0106 | 45.7644 | 48.1035 | 50.3771 | 52.4468 | 54.0286 | 55.1093 | 55.5965 | 56.0322 | 55.8724 | 55.2091 | 53.5899 | 51.3113 | 49.7466 | 48.5324 | 47.6756 | 46.7715 | 0.070551 | 0.062741 | 0.068845 | 0.081401 | 0.10489 | 0.083747 | 0.082295 | 0.08591 | 0.092161 | 0.086931 | 0.084376 | 0.093524 | 0.096227 | 0.10512 | 0.11452 | 0.11292 | 0.11064 | 0.096251 | 0.083043 | 0.084206 | 0.075404 | 0.075021 | 0.078394 | 0.076552
Portfolio Adjusted1-in-2AllOther2026April Monthly Peak | Portfolio Adjusted | 1-in-2 | All | Other | 2026 | April Monthly Peak | 4 | 5.4937 | 5.3083 | 5.1521 | 5.126 | 5.3612 | 6.0002 | 6.8193 | 7.4968 | 8.2684 | 8.8154 | 9.3552 | 9.6296 | 9.7435 | 9.9346 | 9.8757 | 9.5489 | 9.0292 | 8.3487 | 7.7721 | 7.6769 | 7.483 | 6.9962 | 6.3926 | 5.961 | -0.010943 | -0.021404 | -0.013256 | -0.0037936 | -0.0023588 | -0.031627 | -0.01325 | -0.011755 | -0.0099925 | -0.0040628 | -0.0020872 | 0.0015451 | 0.0022055 | 0.0206 | 0.1669 | 0.16795 | 0.14013 | 0.11419 | 0.0016546 | -0.03089 | -0.038558 | -0.038666 | -0.033445 | -0.034433 | 61.9175 | 60.6852 | 59.2246 | 57.9839 | 57.1082 | 56.4765 | 55.9349 | 56.0134 | 58.6557 | 62.6897 | 67.9502 | 72.3768 | 75.7554 | 78.1659 | 79.2967 | 79.9285 | 79.9257 | 79.5767 | 78.3273 | 75.9263 | 72.1278 | 68.9994 | 66.8179 | 64.5809 | 0.072465 | 0.064478 | 0.070154 | 0.082962 | 0.10698 | 0.08506 | 0.08171 | 0.085649 | 0.092726 | 0.088983 | 0.087863 | 0.098668 | 0.10338 | 0.11372 | 0.12492 | 0.12275 | 0.11902 | 0.1012 | 0.084323 | 0.085761 | 0.077838 | 0.077059 | 0.080675 | 0.079028
Portfolio Adjusted1-in-2AllOther2026May Monthly Peak | Portfolio Adjusted | 1-in-2 | All | Other | 2026 | May Monthly Peak | 5 | 5.5783 | 5.3901 | 5.2352 | 5.2058 | 5.4621 | 6.0918 | 6.8244 | 7.6829 | 8.5551 | 9.1883 | 9.7623 | 10.0564 | 10.1353 | 10.2971 | 10.2183 | 9.8768 | 9.3163 | 8.5716 | 7.9308 | 7.6785 | 7.6014 | 7.1235 | 6.5117 | 6.0805 | -0.010908 | -0.021387 | -0.013289 | -0.0038055 | -0.0023751 | -0.03188 | -0.013281 | -0.01196 | -0.010208 | -0.0041776 | -0.0021443 | 0.0015857 | 0.0022527 | 0.020976 | 0.17081 | 0.17174 | 0.14333 | 0.11615 | 0.0016558 | -0.030511 | -0.0384 | -0.038606 | -0.033522 | -0.034543 | 65.6654 | 64.5386 | 63.6646 | 62.7137 | 61.8912 | 61.1365 | 60.384 | 60.8023 | 63.2842 | 67.0515 | 70.8063 | 74.513 | 77.6675 | 80.306 | 81.4228 | 81.8627 | 81.6733 | 81.1313 | 79.8219 | 77.5036 | 74.1183 | 71.2965 | 68.865 | 67.2138 | 0.072257 | 0.064458 | 0.070343 | 0.08323 | 0.10772 | 0.085738 | 0.081888 | 0.087146 | 0.094747 | 0.091519 | 0.090296 | 0.10129 | 0.10563 | 0.11583 | 0.12709 | 0.12444 | 0.12047 | 0.10178 | 0.084402 | 0.08472 | 0.077541 | 0.076957 | 0.080876 | 0.079299
Portfolio Adjusted1-in-2AllOther2026June Monthly Peak | Portfolio Adjusted | 1-in-2 | All | Other | 2026 | June Monthly Peak | 6 | 5.9241 | 5.7137 | 5.5453 | 5.5045 | 5.7443 | 6.3618 | 7.1333 | 8.1066 | 9.0991 | 9.8397 | 10.5019 | 10.8313 | 10.8597 | 11.0166 | 10.9274 | 10.6239 | 10.1 | 9.3234 | 8.6362 | 8.1989 | 8.0927 | 7.6216 | 6.9283 | 6.4333 | -0.01123 | -0.019073 | -0.012066 | -0.0050749 | -0.0043306 | -0.027636 | -0.013117 | -0.01514 | -0.011913 | -0.0067214 | -0.0081521 | -0.0025719 | -0.00057716 | 0.023292 | 0.17563 | 0.18146 | 0.15743 | 0.12915 | 0.012011 | -0.021806 | -0.030597 | -0.033497 | -0.032222 | -0.034234 | 69.6589 | 68.2497 | 67.0996 | 66.0425 | 64.9256 | 63.9033 | 62.9941 | 63.8581 | 67.5232 | 72.2762 | 77.0068 | 81.4119 | 84.5383 | 86.2205 | 87.0936 | 87.4593 | 87.5503 | 87.1689 | 86.1396 | 84.1949 | 81.1608 | 77.0451 | 74.381 | 72.3595 | 0.073053 | 0.065065 | 0.07113 | 0.084097 | 0.10846 | 0.085404 | 0.080817 | 0.085556 | 0.092954 | 0.089709 | 0.08877 | 0.09933 | 0.10226 | 0.11168 | 0.12223 | 0.12108 | 0.11823 | 0.10046 | 0.084276 | 0.08403 | 0.077418 | 0.077049 | 0.080581 | 0.079182
Portfolio Adjusted1-in-2AllOther2026July Monthly Peak | Portfolio Adjusted | 1-in-2 | All | Other | 2026 | July Monthly Peak | 7 | 6.2115 | 5.9997 | 5.8455 | 5.7943 | 6.0563 | 6.7691 | 7.645 | 8.6767 | 9.7856 | 10.662 | 11.4025 | 11.7511 | 11.7834 | 11.9626 | 11.8495 | 11.5073 | 10.9659 | 10.1106 | 9.2519 | 8.7739 | 8.6295 | 8.108 | 7.3585 | 6.7886 | -0.010978 | -0.011912 | -0.0081042 | -0.0077382 | -0.0087665 | -0.016308 | -0.012505 | -0.022523 | -0.015863 | -0.012784 | -0.02241 | -0.012401 | -0.0071912 | 0.029627 | 0.18632 | 0.19902 | 0.1821 | 0.15189 | 0.036211 | -0.0003303 | -0.010422 | -0.01938 | -0.027663 | -0.031611 | 75.6231 | 74.2409 | 73.2832 | 72.3497 | 71.3233 | 70.3674 | 69.5833 | 70.0587 | 73.3474 | 77.7519 | 82.1759 | 85.5986 | 88.6473 | 90.339 | 91.2884 | 91.7281 | 91.6266 | 90.5733 | 89.4129 | 88.0762 | 85.4959 | 81.8997 | 79.422 | 77.6052 | 0.07337 | 0.065606 | 0.072203 | 0.085278 | 0.11033 | 0.087191 | 0.08261 | 0.087067 | 0.09463 | 0.091985 | 0.090979 | 0.10148 | 0.10434 | 0.11426 | 0.12503 | 0.12389 | 0.12105 | 0.10304 | 0.08557 | 0.085685 | 0.079039 | 0.078525 | 0.081879 | 0.08006
Portfolio Adjusted1-in-2AllOther2026August Monthly Peak | Portfolio Adjusted | 1-in-2 | All | Other | 2026 | August Monthly Peak | 8 | 6.2522 | 6.0305 | 5.8554 | 5.8271 | 6.1057 | 6.835 | 7.7705 | 8.764 | 9.8953 | 10.7567 | 11.5109 | 11.8845 | 11.9351 | 12.1287 | 12.0158 | 11.6176 | 10.9858 | 10.0654 | 9.2226 | 8.8301 | 8.6269 | 8.0584 | 7.3379 | 6.7905 | -0.011203 | -0.012368 | -0.0083295 | -0.0077827 | -0.0087816 | -0.017068 | -0.012947 | -0.023119 | -0.01642 | -0.013139 | -0.022928 | -0.012682 | -0.0073548 | 0.031099 | 0.1931 | 0.2044 | 0.18445 | 0.15257 | 0.036114 | -0.0010754 | -0.011244 | -0.02007 | -0.028226 | -0.032255 | 73.9669 | 72.7964 | 71.3038 | 70.0705 | 69.0478 | 68.114 | 67.5172 | 66.9001 | 69.204 | 74.4181 | 80.049 | 84.5918 | 88.1029 | 90.1502 | 91.4477 | 92.045 | 91.8569 | 91.2306 | 89.7638 | 87.1396 | 83.3139 | 80.0842 | 77.7942 | 76.0775 | 0.074673 | 0.066641 | 0.072858 | 0.086581 | 0.11218 | 0.088964 | 0.085179 | 0.090133 | 0.098516 | 0.095772 | 0.094812 | 0.10629 | 0.10978 | 0.12044 | 0.13164 | 0.12926 | 0.1246 | 0.10492 | 0.087082 | 0.087437 | 0.07987 | 0.079185 | 0.082892 | 0.08129
Portfolio Adjusted1-in-2AllOther2026September Monthly Peak | Portfolio Adjusted | 1-in-2 | All | Other | 2026 | September Monthly Peak | 9 | 6.1433 | 5.9581 | 5.7935 | 5.7714 | 6.074 | 6.803 | 7.8553 | 8.7607 | 9.9622 | 10.8707 | 11.6298 | 12.0033 | 12.0268 | 12.223 | 12.0896 | 11.6202 | 10.9074 | 9.9412 | 9.1284 | 8.9205 | 8.4826 | 7.9208 | 7.1664 | 6.6577 | -0.011077 | -0.012612 | -0.0084663 | -0.0076376 | -0.0086076 | -0.017615 | -0.013142 | -0.023131 | -0.016772 | -0.01339 | -0.023183 | -0.012716 | -0.0072964 | 0.031915 | 0.19734 | 0.20704 | 0.18472 | 0.15197 | 0.035485 | -0.002089 | -0.012175 | -0.020772 | -0.028215 | -0.032075 | 72.2877 | 71.0559 | 69.7024 | 68.4098 | 67.2864 | 66.3541 | 65.8132 | 65.5117 | 67.9456 | 73.2229 | 78.7862 | 83.6011 | 87.572 | 89.896 | 91.1887 | 91.5758 | 91.4351 | 90.5806 | 89.1599 | 86.3303 | 82.2046 | 79.1873 | 76.8893 | 75.3088 | 0.073603 | 0.066085 | 0.072332 | 0.086067 | 0.11221 | 0.088879 | 0.086047 | 0.091254 | 0.10144 | 0.099381 | 0.098353 | 0.11018 | 0.1133 | 0.12437 | 0.13597 | 0.1325 | 0.12668 | 0.10608 | 0.087966 | 0.089039 | 0.079795 | 0.079221 | 0.082034 | 0.080339
Portfolio Adjusted1-in-2AllOther2026October Monthly Peak | Portfolio Adjusted | 1-in-2 | All | Other | 2026 | October Monthly Peak | 10 | 5.7602 | 5.5735 | 5.4269 | 5.3924 | 5.6468 | 6.3238 | 7.3691 | 8.0162 | 8.8576 | 9.574 | 10.1798 | 10.5383 | 10.6232 | 10.8285 | 10.7525 | 10.3525 | 9.7009 | 8.9009 | 8.5129 | 8.2001 | 7.7758 | 7.2741 | 6.6288 | 6.1804 | -0.011387 | -0.02075 | -0.012993 | -0.0045734 | -0.0034708 | -0.030553 | -0.013905 | -0.014127 | -0.011573 | -0.0058004 | -0.0055743 | -0.00062218 | 0.00082593 | 0.023971 | 0.18256 | 0.18439 | 0.15417 | 0.12537 | 0.0074696 | -0.027529 | -0.035399 | -0.036917 | -0.033506 | -0.034947 | 63.8288 | 62.8779 | 61.9347 | 60.9143 | 59.9681 | 59.2251 | 58.3828 | 57.7976 | 58.6724 | 63.0775 | 69.2476 | 75.606 | 80.5889 | 83.5929 | 84.7766 | 85.6559 | 85.7163 | 84.8606 | 82.6023 | 77.9975 | 73.927 | 70.7627 | 68.247 | 66.2008 | 0.074523 | 0.066345 | 0.072429 | 0.085647 | 0.1107 | 0.087857 | 0.08555 | 0.089332 | 0.097568 | 0.095155 | 0.094281 | 0.10667 | 0.1114 | 0.12237 | 0.1343 | 0.13137 | 0.12576 | 0.10613 | 0.089647 | 0.089117 | 0.079581 | 0.078822 | 0.082122 | 0.080326
Portfolio Adjusted1-in-2AllOther2026November Monthly Peak | Portfolio Adjusted | 1-in-2 | All | Other | 2026 | November Monthly Peak | 11 | 5.3563 | 5.2006 | 5.0758 | 5.0468 | 5.308 | 5.9791 | 6.7794 | 7.45 | 8.1623 | 8.6186 | 9.0086 | 9.185 | 9.1757 | 9.2798 | 9.1262 | 8.7554 | 8.3477 | 8.174 | 7.7161 | 7.3245 | 6.9789 | 6.5613 | 6.0515 | 5.6968 | -0.010805 | -0.021193 | -0.01313 | -0.003752 | -0.0023484 | -0.031722 | -0.013292 | -0.011732 | -0.0099567 | -0.0040389 | -0.0020601 | 0.0015233 | 0.0021585 | 0.020089 | 0.15848 | 0.15829 | 0.13254 | 0.11306 | 0.0016663 | -0.030152 | -0.037005 | -0.037217 | -0.032337 | -0.033465 | 55.6081 | 54.6712 | 53.8404 | 52.9093 | 51.8873 | 51.2921 | 51.0242 | 50.989 | 53.2796 | 58.2956 | 63.1926 | 67.5463 | 70.3505 | 71.8101 | 72.3875 | 72.2789 | 70.9012 | 68.0254 | 64.5314 | 62.3454 | 60.6563 | 59.3053 | 58.1953 | 57.0843 | 0.071542 | 0.06383 | 0.069484 | 0.08205 | 0.1065 | 0.085302 | 0.081951 | 0.085474 | 0.092385 | 0.08844 | 0.086685 | 0.097231 | 0.10112 | 0.11085 | 0.12085 | 0.11841 | 0.11593 | 0.10163 | 0.084916 | 0.083698 | 0.074675 | 0.07415 | 0.077986 | 0.076791
Portfolio Adjusted1-in-2AllOther2026December Monthly Peak | Portfolio Adjusted | 1-in-2 | All | Other | 2026 | December Monthly Peak | 12 | 5.2322 | 5.0941 | 4.9782 | 4.9749 | 5.2305 | 5.9526 | 6.9445 | 7.5477 | 8.2245 | 8.5564 | 8.7315 | 8.7031 | 8.53 | 8.5233 | 8.3034 | 7.9662 | 7.7872 | 7.7599 | 7.396 | 7.0586 | 6.7735 | 6.4303 | 5.9613 | 5.5468 | -0.010408 | -0.020329 | -0.01259 | -0.0036101 | -0.0022622 | -0.030628 | -0.012995 | -0.01142 | -0.0096221 | -0.0038651 | -0.0019406 | 0.0014147 | 0.0019852 | 0.018393 | 0.14441 | 0.14472 | 0.1235 | 0.1068 | 0.0015806 | -0.028742 | -0.035457 | -0.035904 | -0.03112 | -0.031996 | 46.5829 | 45.9559 | 45.561 | 44.9836 | 44.4584 | 44.007 | 43.7265 | 43.6406 | 44.3237 | 47.5765 | 51.2287 | 54.4121 | 56.4409 | 57.3345 | 58.024 | 58.2549 | 57.5254 | 55.101 | 52.0948 | 50.0612 | 48.6021 | 46.7415 | 45.0076 | 43.7553 | 0.068932 | 0.061278 | 0.066643 | 0.078965 | 0.10261 | 0.082437 | 0.080212 | 0.083248 | 0.089331 | 0.084686 | 0.081704 | 0.090332 | 0.093022 | 0.10149 | 0.11035 | 0.1088 | 0.10819 | 0.095531 | 0.080565 | 0.079804 | 0.07158 | 0.07156 | 0.075083 | 0.073442
Portfolio Adjusted1-in-2AllOther2026Typical Event Day | Portfolio Adjusted | 1-in-2 | All | Other | 2026 | Typical Event Day | 8 | 6.2141 | 5.9937 | 5.8163 | 5.7877 | 6.0644 | 6.7853 | 7.7093 | 8.6761 | 9.7677 | 10.5934 | 11.3243 | 11.6889 | 11.7417 | 11.9387 | 11.8365 | 11.4512 | 10.8304 | 9.9303 | 9.1133 | 8.7305 | 8.5376 | 7.9778 | 7.2679 | 6.7309 | -0.011284 | -0.014226 | -0.0093646 | -0.0071198 | -0.0076678 | -0.02007 | -0.013165 | -0.021213 | -0.01535 | -0.011497 | -0.019065 | -0.010017 | -0.0055601 | 0.029256 | 0.19016 | 0.19986 | 0.17833 | 0.1471 | 0.029851 | -0.0066107 | -0.016414 | -0.023684 | -0.02941 | -0.032914 | 72.8841 | 71.5857 | 70.3472 | 69.2181 | 68.1458 | 67.1847 | 66.477 | 66.5822 | 69.5051 | 74.4173 | 79.5045 | 83.8009 | 87.2151 | 89.1514 | 90.2546 | 90.7021 | 90.6172 | 89.8883 | 88.6191 | 86.4352 | 83.0438 | 79.5541 | 77.1216 | 75.3378 | 0.074085 | 0.066119 | 0.072197 | 0.08577 | 0.11111 | 0.088124 | 0.084382 | 0.089091 | 0.097058 | 0.094068 | 0.093004 | 0.10423 | 0.10765 | 0.11816 | 0.12923 | 0.12696 | 0.12244 | 0.10324 | 0.085862 | 0.086265 | 0.078865 | 0.078215 | 0.081932 | 0.080368
Portfolio Adjusted1-in-10Size: Under 20 kWAll2015January Monthly Peak | Portfolio Adjusted | 1-in-10 | Size: Under 20 kW | All | 2015 | January Monthly Peak | 1
Portfolio Adjusted1-in-10Size: Under 20 kWAll2015February Monthly Peak | Portfolio Adjusted | 1-in-10 | Size: Under 20 kW | All | 2015 | February Monthly Peak | 2
Portfolio Adjusted1-in-10Size: Under 20 kWAll2015March Monthly Peak | Portfolio Adjusted | 1-in-10 | Size: Under 20 kW | All | 2015 | March Monthly Peak | 3
Portfolio Adjusted1-in-10Size: Under 20 kWAll2015April Monthly Peak | Portfolio Adjusted | 1-in-10 | Size: Under 20 kW | All | 2015 | April Monthly Peak | 4
Portfolio Adjusted1-in-10Size: Under 20 kWAll2015May Monthly Peak | Portfolio Adjusted | 1-in-10 | Size: Under 20 kW | All | 2015 | May Monthly Peak | 5
Portfolio Adjusted1-in-10Size: Under 20 kWAll2015June Monthly Peak | Portfolio Adjusted | 1-in-10 | Size: Under 20 kW | All | 2015 | June Monthly Peak | 6
Portfolio Adjusted1-in-10Size: Under 20 kWAll2015July Monthly Peak | Portfolio Adjusted | 1-in-10 | Size: Under 20 kW | All | 2015 | July Monthly Peak | 7
Portfolio Adjusted1-in-10Size: Under 20 kWAll2015August Monthly Peak | Portfolio Adjusted | 1-in-10 | Size: Under 20 kW | All | 2015 | August Monthly Peak | 8
Portfolio Adjusted1-in-10Size: Under 20 kWAll2015September Monthly Peak | Portfolio Adjusted | 1-in-10 | Size: Under 20 kW | All | 2015 | September Monthly Peak | 9
Portfolio Adjusted1-in-10Size: Under 20 kWAll2015October Monthly Peak | Portfolio Adjusted | 1-in-10 | Size: Under 20 kW | All | 2015 | October Monthly Peak | 10
Portfolio Adjusted1-in-10Size: Under 20 kWAll2015November Monthly Peak | Portfolio Adjusted | 1-in-10 | Size: Under 20 kW | All | 2015 | November Monthly Peak | 11
Portfolio Adjusted1-in-10Size: Under 20 kWAll2015December Monthly Peak | Portfolio Adjusted | 1-in-10 | Size: Under 20 kW | All | 2015 | December Monthly Peak | 12
Portfolio Adjusted1-in-10Size: Under 20 kWAll2015Typical Event Day | Portfolio Adjusted | 1-in-10 | Size: Under 20 kW | All | 2015 | Typical Event Day | 8
Portfolio Adjusted1-in-10Size: Under 20 kWAll2016January Monthly Peak | Portfolio Adjusted | 1-in-10 | Size: Under 20 kW | All | 2016 | January Monthly Peak | 1
Portfolio Adjusted1-in-10Size: Under 20 kWAll2016February Monthly Peak | Portfolio Adjusted | 1-in-10 | Size: Under 20 kW | All | 2016 | February Monthly Peak | 2
Portfolio Adjusted1-in-10Size: Under 20 kWAll2016March Monthly Peak | Portfolio Adjusted | 1-in-10 | Size: Under 20 kW | All | 2016 | March Monthly Peak | 3
Portfolio Adjusted1-in-10Size: Under 20 kWAll2016April Monthly Peak | Portfolio Adjusted | 1-in-10 | Size: Under 20 kW | All | 2016 | April Monthly Peak | 4
Portfolio Adjusted1-in-10Size: Under 20 kWAll2016May Monthly Peak | Portfolio Adjusted | 1-in-10 | Size: Under 20 kW | All | 2016 | May Monthly Peak | 5
Portfolio Adjusted1-in-10Size: Under 20 kWAll2016June Monthly Peak | Portfolio Adjusted | 1-in-10 | Size: Under 20 kW | All | 2016 | June Monthly Peak | 6
Portfolio Adjusted1-in-10Size: Under 20 kWAll2016July Monthly Peak | Portfolio Adjusted | 1-in-10 | Size: Under 20 kW | All | 2016 | July Monthly Peak | 7
Portfolio Adjusted1-in-10Size: Under 20 kWAll2016August Monthly Peak | Portfolio Adjusted | 1-in-10 | Size: Under 20 kW | All | 2016 | August Monthly Peak | 8
Portfolio Adjusted1-in-10Size: Under 20 kWAll2016September Monthly Peak | Portfolio Adjusted | 1-in-10 | Size: Under 20 kW | All | 2016 | September Monthly Peak | 9
Portfolio Adjusted1-in-10Size: Under 20 kWAll2016October Monthly Peak | Portfolio Adjusted | 1-in-10 | Size: Under 20 kW | All | 2016 | October Monthly Peak | 10
Portfolio Adjusted1-in-10Size: Under 20 kWAll2016November Monthly Peak | Portfolio Adjusted | 1-in-10 | Size: Under 20 kW | All | 2016 | November Monthly Peak | 11
Portfolio Adjusted1-in-10Size: Under 20 kWAll2016December Monthly Peak | Portfolio Adjusted | 1-in-10 | Size: Under 20 kW | All | 2016 | December Monthly Peak | 12
Portfolio Adjusted1-in-10Size: Under 20 kWAll2016Typical Event Day | Portfolio Adjusted | 1-in-10 | Size: Under 20 kW | All | 2016 | Typical Event Day | 8
Portfolio Adjusted1-in-10Size: Under 20 kWAll2017January Monthly Peak | Portfolio Adjusted | 1-in-10 | Size: Under 20 kW | All | 2017 | January Monthly Peak | 1
Portfolio Adjusted1-in-10Size: Under 20 kWAll2017February Monthly Peak | Portfolio Adjusted | 1-in-10 | Size: Under 20 kW | All | 2017 | February Monthly Peak | 2
Portfolio Adjusted1-in-10Size: Under 20 kWAll2017March Monthly Peak | Portfolio Adjusted | 1-in-10 | Size: Under 20 kW | All | 2017 | March Monthly Peak | 3
Portfolio Adjusted1-in-10Size: Under 20 kWAll2017April Monthly Peak | Portfolio Adjusted | 1-in-10 | Size: Under 20 kW | All | 2017 | April Monthly Peak | 4
Portfolio Adjusted1-in-10Size: Under 20 kWAll2017May Monthly Peak | Portfolio Adjusted | 1-in-10 | Size: Under 20 kW | All | 2017 | May Monthly Peak | 5
Portfolio Adjusted1-in-10Size: Under 20 kWAll2017June Monthly Peak | Portfolio Adjusted | 1-in-10 | Size: Under 20 kW | All | 2017 | June Monthly Peak | 6
Portfolio Adjusted1-in-10Size: Under 20 kWAll2017July Monthly Peak | Portfolio Adjusted | 1-in-10 | Size: Under 20 kW | All | 2017 | July Monthly Peak | 7
Portfolio Adjusted1-in-10Size: Under 20 kWAll2017August Monthly Peak | Portfolio Adjusted | 1-in-10 | Size: Under 20 kW | All | 2017 | August Monthly Peak | 8
Portfolio Adjusted1-in-10Size: Under 20 kWAll2017September Monthly Peak | Portfolio Adjusted | 1-in-10 | Size: Under 20 kW | All | 2017 | September Monthly Peak | 9
Portfolio Adjusted1-in-10Size: Under 20 kWAll2017October Monthly Peak | Portfolio Adjusted | 1-in-10 | Size: Under 20 kW | All | 2017 | October Monthly Peak | 10
Portfolio Adjusted1-in-10Size: Under 20 kWAll2017November Monthly Peak | Portfolio Adjusted | 1-in-10 | Size: Under 20 kW | All | 2017 | November Monthly Peak | 11
Portfolio Adjusted1-in-10Size: Under 20 kWAll2017December Monthly Peak | Portfolio Adjusted | 1-in-10 | Size: Under 20 kW | All | 2017 | December Monthly Peak | 12
Portfolio Adjusted1-in-10Size: Under 20 kWAll2017Typical Event Day | Portfolio Adjusted | 1-in-10 | Size: Under 20 kW | All | 2017 | Typical Event Day | 8
Portfolio Adjusted1-in-10Size: Under 20 kWAll2018January Monthly Peak | Portfolio Adjusted | 1-in-10 | Size: Under 20 kW | All | 2018 | January Monthly Peak | 1
Portfolio Adjusted1-in-10Size: Under 20 kWAll2018February Monthly Peak | Portfolio Adjusted | 1-in-10 | Size: Under 20 kW | All | 2018 | February Monthly Peak | 2
Portfolio Adjusted1-in-10Size: Under 20 kWAll2018March Monthly Peak | Portfolio Adjusted | 1-in-10 | Size: Under 20 kW | All | 2018 | March Monthly Peak | 3
Portfolio Adjusted1-in-10Size: Under 20 kWAll2018April Monthly Peak | Portfolio Adjusted | 1-in-10 | Size: Under 20 kW | All | 2018 | April Monthly Peak | 4 | 0.89947 | 0.87022 | 0.8501 | 0.84583 | 0.84628 | 0.87269 | 0.84435 | 0.88922 | 1.1495 | 1.4113 | 1.6369 | 1.7691 | 1.838 | 1.8931 | 1.9392 | 1.9237 | 1.8232 | 1.5563 | 1.2993 | 1.2886 | 1.2638 | 1.1305 | 1.0196 | 0.95883 | 0 | 0 | 0 | 0 | 0 | 0 | 0 | 0 | 0 | 0 | 0 | 0 | 0 | 0 | 0.0033569 | 0.0096858 | 0.011721 | 0.011215 | 0 | 0 | 0 | 0 | 0 | 0 | 68.2319 | 66.7848 | 65.1331 | 63.8105 | 62.6708 | 61.7051 | 61.1519 | 61.1728 | 64.4295 | 70.4752 | 76.6019 | 81.8948 | 85.1089 | 86.964 | 87.8189 | 88.3581 | 88.231 | 87.5944 | 85.7068 | 82.3588 | 77.9554 | 74.075 | 71.419 | 69.766 | 0.0045185 | 0.0054244 | 0.0026464 | 0.0034161 | 0.0038031 | 0.0072508 | 0.0052903 | 0.0031238 | 0.0033545 | 0.0039454 | 0.0046544 | 0.0050726 | 0.0050222 | 0.0051125 | 0.0049675 | 0.0048179 | 0.0044449 | 0.0038682 | 0.0032698 | 0.0036438 | 0.0040394 | 0.003436 | 0.0038326 | 0.0040568
Portfolio Adjusted1-in-10Size: Under 20 kWAll2018May Monthly Peak | Portfolio Adjusted | 1-in-10 | Size: Under 20 kW | All | 2018 | May Monthly Peak | 5 | 0.92165 | 0.89152 | 0.86524 | 0.85807 | 0.86145 | 0.8749 | 0.80754 | 0.92449 | 1.2257 | 1.5223 | 1.7716 | 1.9206 | 1.98 | 2.0252 | 2.0583 | 2.0417 | 1.9289 | 1.6372 | 1.3537 | 1.2781 | 1.3094 | 1.1711 | 1.0535 | 0.98705 | 0 | 0 | 0 | 0 | 0 | 0 | 0 | 0 | 0 | 0 | 0 | 0 | 0 | 0 | 0.003563 | 0.01028 | 0.012401 | 0.011798 | 0 | 0 | 0 | 0 | 0 | 0 | 70.8779 | 69.4172 | 68.0297 | 66.8944 | 65.8426 | 64.964 | 64.5355 | 64.9141 | 68.4164 | 74.1149 | 79.821 | 83.9694 | 87.0274 | 89.0558 | 90.5822 | 91.2988 | 91.1815 | 90.3089 | 88.4906 | 85.986 | 82.3471 | 78.3474 | 75.4008 | 72.8114 | 0.0046461 | 0.0055792 | 0.0027026 | 0.0034796 | 0.003885 | 0.0072811 | 0.005102 | 0.0032754 | 0.0036125 | 0.0043145 | 0.0051116 | 0.0055963 | 0.0054935 | 0.0055483 | 0.0053422 | 0.0051855 | 0.0047689 | 0.0041254 | 0.0034472 | 0.0036608 | 0.0042207 | 0.0035902 | 0.0039879 | 0.0041956
Portfolio Adjusted1-in-10Size: Under 20 kWAll2018June Monthly Peak | Portfolio Adjusted | 1-in-10 | Size: Under 20 kW | All | 2018 | June Monthly Peak | 6 | 0.94462 | 0.91127 | 0.88583 | 0.8771 | 0.87957 | 0.87625 | 0.8151 | 0.98172 | 1.3228 | 1.6561 | 1.9433 | 2.1098 | 2.1798 | 2.2306 | 2.2659 | 2.2436 | 2.1297 | 1.8319 | 1.5207 | 1.3585 | 1.3675 | 1.255 | 1.1156 | 1.013 | 0 | 0 | 0 | 0 | 0 | 0 | 0 | 0 | 0 | 0 | 0 | 0 | 0 | 0 | 0.0039224 | 0.011296 | 0.013692 | 0.013201 | 0 | 0 | 0 | 0 | 0 | 0 | 72.6727 | 71.3364 | 70.2877 | 69.1578 | 68.2131 | 66.9565 | 66.351 | 67.227 | 70.941 | 76.079 | 81.1479 | 84.9004 | 87.4129 | 89.1206 | 90.4948 | 91.1386 | 91.6118 | 91.0884 | 89.9458 | 87.8639 | 84.3967 | 80.5264 | 77.9776 | 76.1339 | 0.0047827 | 0.0057235 | 0.0027725 | 0.0035618 | 0.0039654 | 0.0072969 | 0.0051718 | 0.0034849 | 0.0039184 | 0.0047205 | 0.0056289 | 0.0061633 | 0.0060734 | 0.0061354 | 0.0059099 | 0.0057332 | 0.005311 | 0.0046649 | 0.003919 | 0.0039512 | 0.0044758 | 0.0039101 | 0.0042752 | 0.0043291
Portfolio Adjusted1-in-10Size: Under 20 kWAll2018July Monthly Peak | Portfolio Adjusted | 1-in-10 | Size: Under 20 kW | All | 2018 | July Monthly Peak | 7 | 0.96976 | 0.93737 | 0.90966 | 0.90322 | 0.90568 | 0.92105 | 0.86284 | 1.0405 | 1.4202 | 1.7906 | 2.102 | 2.271 | 2.3487 | 2.4013 | 2.4355 | 2.4113 | 2.2959 | 1.9643 | 1.6163 | 1.4314 | 1.4262 | 1.3003 | 1.1536 | 1.0427 | 0 | 0 | 0 | 0 | 0 | 0 | 0 | 0 | 0 | 0 | 0 | 0 | 0 | 0 | 0.004216 | 0.01214 | 0.01476 | 0.014155 | 0 | 0 | 0 | 0 | 0 | 0 | 74.7101 | 73.6871 | 72.7234 | 71.8541 | 71.0961 | 70.3629 | 69.8325 | 70.1375 | 73.3056 | 78.1528 | 82.8268 | 86.3753 | 88.8041 | 90.4936 | 91.6956 | 92.0642 | 92.3429 | 91.5189 | 89.8695 | 87.5845 | 84.6623 | 81.655 | 79.5217 | 78.0696 | 0.0049354 | 0.0059157 | 0.0028636 | 0.0036807 | 0.0041019 | 0.0076901 | 0.0054776 | 0.0036944 | 0.0041896 | 0.0050782 | 0.006067 | 0.0066118 | 0.0065212 | 0.0065949 | 0.0063348 | 0.0061456 | 0.0057197 | 0.0049916 | 0.0041612 | 0.0041701 | 0.0046766 | 0.0040652 | 0.0044448 | 0.004471
Portfolio Adjusted1-in-10Size: Under 20 kWAll2018August Monthly Peak | Portfolio Adjusted | 1-in-10 | Size: Under 20 kW | All | 2018 | August Monthly Peak | 8 | 0.98774 | 0.95389 | 0.92472 | 0.91659 | 0.92107 | 0.95042 | 0.91294 | 1.0624 | 1.4675 | 1.8606 | 2.186 | 2.3713 | 2.4444 | 2.4916 | 2.5319 | 2.501 | 2.3804 | 2.0312 | 1.6741 | 1.5184 | 1.4819 | 1.3168 | 1.1678 | 1.0561 | 0 | 0 | 0 | 0 | 0 | 0 | 0 | 0 | 0 | 0 | 0 | 0 | 0 | 0 | 0.0043828 | 0.012592 | 0.015304 | 0.014637 | 0 | 0 | 0 | 0 | 0 | 0 | 75.8353 | 74.8684 | 73.7908 | 72.9615 | 72.1876 | 71.5457 | 71.0123 | 71 | 73.7198 | 78.4703 | 82.9266 | 87.1289 | 90.3094 | 92.4596 | 93.6634 | 94.093 | 93.7845 | 92.934 | 91.7371 | 89.2224 | 85.4146 | 82.3513 | 80.3805 | 78.6752 | 0.0050064 | 0.0059926 | 0.0028987 | 0.0037207 | 0.0041597 | 0.0079181 | 0.0057392 | 0.0037404 | 0.0042782 | 0.005192 | 0.0062316 | 0.0068099 | 0.0066955 | 0.0067552 | 0.00651 | 0.0063015 | 0.0058538 | 0.0050931 | 0.0042638 | 0.0043647 | 0.0048196 | 0.0040921 | 0.0044829 | 0.004518
Portfolio Adjusted1-in-10Size: Under 20 kWAll2018September Monthly Peak | Portfolio Adjusted | 1-in-10 | Size: Under 20 kW | All | 2018 | September Monthly Peak | 9 | 0.97735 | 0.94461 | 0.91664 | 0.91065 | 0.91463 | 0.95287 | 0.97264 | 1.07 | 1.4852 | 1.9018 | 2.2411 | 2.4407 | 2.5184 | 2.5594 | 2.5779 | 2.5356 | 2.3993 | 2.0353 | 1.6755 | 1.6155 | 1.4668 | 1.2982 | 1.1519 | 1.0408 | 0 | 0 | 0 | 0 | 0 | 0 | 0 | 0 | 0 | 0 | 0 | 0 | 0 | 0 | 0.0044625 | 0.012766 | 0.015425 | 0.014667 | 0 | 0 | 0 | 0 | 0 | 0 | 77.0752 | 75.891 | 74.6745 | 73.9039 | 72.9104 | 71.9643 | 71.3801 | 71.2942 | 73.5419 | 78.379 | 83.7187 | 88.7383 | 92.6125 | 95.1108 | 95.7948 | 96.202 | 96.0164 | 95.0736 | 93.3684 | 90.4095 | 86.3087 | 82.921 | 80.5743 | 78.77 | 0.004942 | 0.0059166 | 0.0028655 | 0.0036895 | 0.0041186 | 0.0079122 | 0.0060631 | 0.0037281 | 0.0042753 | 0.0052397 | 0.0063159 | 0.0069492 | 0.0068386 | 0.0068882 | 0.0065951 | 0.0063567 | 0.0058704 | 0.0050875 | 0.0042473 | 0.004598 | 0.0047497 | 0.004016 | 0.0044055 | 0.0044362
Portfolio Adjusted1-in-10Size: Under 20 kWAll2018October Monthly Peak | Portfolio Adjusted | 1-in-10 | Size: Under 20 kW | All | 2018 | October Monthly Peak | 10 | 0.90655 | 0.884 | 0.86364 | 0.85841 | 0.85933 | 0.88747 | 0.94448 | 0.96336 | 1.2519 | 1.5675 | 1.8304 | 1.989 | 2.0565 | 2.1146 | 2.1561 | 2.128 | 2.0078 | 1.6974 | 1.5284 | 1.437 | 1.3021 | 1.1639 | 1.0446 | 0.96484 | 0 | 0 | 0 | 0 | 0 | 0 | 0 | 0 | 0 | 0 | 0 | 0 | 0 | 0 | 0.0037323 | 0.010714 | 0.012908 | 0.012232 | 0 | 0 | 0 | 0 | 0 | 0 | 72.7864 | 71.8549 | 70.864 | 69.5468 | 68.5755 | 67.7185 | 67.3204 | 66.9891 | 67.8896 | 72.1433 | 77.3394 | 82.1087 | 85.4726 | 87.8396 | 88.9757 | 89.3367 | 88.661 | 86.9549 | 84.3 | 81.2003 | 78.1318 | 75.9214 | 74.2134 | 72.7701 | 0.0045675 | 0.0055256 | 0.002699 | 0.0034735 | 0.0038671 | 0.0073796 | 0.005876 | 0.0033585 | 0.0036336 | 0.0043595 | 0.0051828 | 0.0056851 | 0.0055996 | 0.0057058 | 0.0055199 | 0.0053326 | 0.004905 | 0.0042316 | 0.003842 | 0.0040637 | 0.0041831 | 0.0035712 | 0.0039715 | 0.0041011
Portfolio Adjusted1-in-10Size: Under 20 kWAll2018November Monthly Peak | Portfolio Adjusted | 1-in-10 | Size: Under 20 kW | All | 2018 | November Monthly Peak | 11 | 0.85441 | 0.8349 | 0.82881 | 0.82295 | 0.82529 | 0.8527 | 0.8153 | 0.86662 | 1.0937 | 1.2879 | 1.4355 | 1.5106 | 1.5292 | 1.5564 | 1.5713 | 1.5515 | 1.491 | 1.4928 | 1.3252 | 1.2008 | 1.1087 | 1.0032 | 0.92199 | 0.88546 | 0 | 0 | 0 | 0 | 0 | 0 | 0 | 0 | 0 | 0 | 0 | 0 | 0 | 0 | 0.00272 | 0.0078116 | 0.0095855 | 0.010757 | 0 | 0 | 0 | 0 | 0 | 0 | 60.6791 | 59.3462 | 58.3328 | 57.0663 | 56.1963 | 55.5994 | 55.1382 | 55.1145 | 57.4546 | 61.9658 | 67.3327 | 71.5796 | 74.2819 | 75.9358 | 76.9644 | 77.0963 | 76.0759 | 73.7856 | 71.0966 | 68.1039 | 65.9299 | 64.36 | 62.782 | 61.7307 | 0.0043067 | 0.0052209 | 0.0025821 | 0.0033274 | 0.0037138 | 0.0070808 | 0.0050971 | 0.003061 | 0.003199 | 0.0036217 | 0.0040956 | 0.0043436 | 0.0041835 | 0.0041984 | 0.0040221 | 0.0038781 | 0.0036225 | 0.0036756 | 0.0033039 | 0.003371 | 0.0035378 | 0.0030579 | 0.0034651 | 0.0037572
Portfolio Adjusted1-in-10Size: Under 20 kWAll2018December Monthly Peak | Portfolio Adjusted | 1-in-10 | Size: Under 20 kW | All | 2018 | December Monthly Peak | 12 | 0.8592 | 0.85007 | 0.84492 | 0.84545 | 0.84995 | 0.89623 | 0.93258 | 0.98771 | 1.2941 | 1.5262 | 1.6215 | 1.5769 | 1.4775 | 1.3782 | 1.2946 | 1.247 | 1.327 | 1.5154 | 1.4653 | 1.3658 | 1.2544 | 1.167 | 1.0499 | 0.89233 | 0 | 0 | 0 | 0 | 0 | 0 | 0 | 0 | 0 | 0 | 0 | 0 | 0 | 0 | 0.002241 | 0.0062785 | 0.0085313 | 0.010921 | 0 | 0 | 0 | 0 | 0 | 0 | 42.0365 | 41.3644 | 40.9235 | 40.4945 | 40.0204 | 39.3235 | 39.2912 | 39.2223 | 39.9664 | 42.4849 | 45.1129 | 47.44 | 48.8942 | 49.5125 | 49.8752 | 49.8951 | 49.25 | 47.7655 | 46.0899 | 44.9558 | 44.0267 | 43.0933 | 42.6048 | 42.1662 | 0.0042722 | 0.0052433 | 0.0025999 | 0.0033828 | 0.0037808 | 0.0073254 | 0.0056658 | 0.0033644 | 0.0036764 | 0.0041781 | 0.0045497 | 0.0044832 | 0.0040271 | 0.0037448 | 0.0033465 | 0.0031717 | 0.0033118 | 0.0038557 | 0.0037364 | 0.0039377 | 0.0041308 | 0.0036737 | 0.0040369 | 0.003727
Portfolio Adjusted1-in-10Size: Under 20 kWAll2018Typical Event Day | Portfolio Adjusted | 1-in-10 | Size: Under 20 kW | All | 2018 | Typical Event Day | 8 | 0.98253 | 0.94905 | 0.92064 | 0.91253 | 0.91716 | 0.94604 | 0.9085 | 1.0519 | 1.4457 | 1.8266 | 2.1425 | 2.3236 | 2.3955 | 2.4454 | 2.4893 | 2.462 | 2.343 | 1.9985 | 1.6488 | 1.497 | 1.465 | 1.3026 | 1.1564 | 1.0489 | 0 | 0 | 0 | 0 | 0 | 0 | 0 | 0 | 0 | 0 | 0 | 0 | 0 | 0 | 0.0043091 | 0.012396 | 0.015064 | 0.014402 | 0 | 0 | 0 | 0 | 0 | 0 | 75.0734 | 73.9457 | 72.8691 | 71.9693 | 71.1018 | 70.2074 | 69.644 | 69.9147 | 72.8771 | 77.7703 | 82.655 | 86.7857 | 89.7847 | 91.7962 | 92.9122 | 93.3744 | 93.4389 | 92.6537 | 91.2302 | 88.7701 | 85.1956 | 81.8634 | 79.6135 | 77.9122 | 0.0049853 | 0.0059685 | 0.0028884 | 0.0037077 | 0.0041459 | 0.0078905 | 0.0057181 | 0.0037121 | 0.0042294 | 0.0051171 | 0.0061316 | 0.0066981 | 0.0065859 | 0.0066513 | 0.0064183 | 0.006218 | 0.0057744 | 0.0050209 | 0.0042078 | 0.0043098 | 0.0047689 | 0.0040511 | 0.0044427 | 0.0044925
Portfolio Adjusted1-in-10Size: Under 20 kWAll2019January Monthly Peak | Portfolio Adjusted | 1-in-10 | Size: Under 20 kW | All | 2019 | January Monthly Peak | 1 | 0.7996 | 0.79317 | 0.7891 | 0.79006 | 0.79866 | 0.83879 | 0.88914 | 0.94563 | 1.2545 | 1.5123 | 1.6156 | 1.558 | 1.4328 | 1.3092 | 1.2002 | 1.1463 | 1.2612 | 1.5342 | 1.5613 | 1.4694 | 1.3417 | 1.2504 | 1.1 | 0.84267 | 0 | 0 | 0 | 0 | 0 | 0 | 0 | 0 | 0 | 0 | 0 | 0 | 0 | 0 | 0.0020776 | 0.0057713 | 0.0081083 | 0.011056 | 0 | 0 | 0 | 0 | 0 | 0 | 39.2506 | 38.7308 | 38.1403 | 37.3654 | 36.8823 | 36.4288 | 35.904 | 35.6186 | 36.2558 | 39.1302 | 42.0465 | 44.3824 | 46.0582 | 47.2339 | 48.2313 | 48.4365 | 48.128 | 47.0893 | 45.3035 | 44.1204 | 43.1287 | 42.615 | 42.008 | 41.3516 | 0.0038826 | 0.0047758 | 0.0023775 | 0.0030807 | 0.0034685 | 0.0067075 | 0.0052803 | 0.0031549 | 0.0035096 | 0.0040903 | 0.0044932 | 0.0043878 | 0.0038562 | 0.0035101 | 0.0030577 | 0.0028751 | 0.003163 | 0.003962 | 0.0040296 | 0.0043086 | 0.0044844 | 0.0039976 | 0.0042604 | 0.0034418
Portfolio Adjusted1-in-10Size: Under 20 kWAll2019February Monthly Peak | Portfolio Adjusted | 1-in-10 | Size: Under 20 kW | All | 2019 | February Monthly Peak | 2 | 0.82022 | 0.80715 | 0.80208 | 0.80478 | 0.81402 | 0.84967 | 0.85383 | 0.87037 | 1.1092 | 1.303 | 1.4029 | 1.4062 | 1.3691 | 1.3402 | 1.3172 | 1.2924 | 1.292 | 1.3356 | 1.3995 | 1.2926 | 1.1864 | 1.0835 | 0.9802 | 0.86262 | 0 | 0 | 0 | 0 | 0 | 0 | 0 | 0 | 0 | 0 | 0 | 0 | 0 | 0 | 0.0022802 | 0.0065071 | 0.0083065 | 0.0096247 | 0 | 0 | 0 | 0 | 0 | 0 | 46.7105 | 46.3073 | 45.9897 | 45.5069 | 45.2533 | 44.6774 | 44.117 | 44.2883 | 45.4792 | 48.8799 | 52.0629 | 54.7981 | 56.547 | 57.5602 | 58.191 | 58.4231 | 57.7834 | 56.795 | 54.7199 | 52.6024 | 51.0866 | 49.7466 | 48.6562 | 47.4 | 0.0040577 | 0.0049444 | 0.0024548 | 0.0031929 | 0.0035991 | 0.0069397 | 0.0052021 | 0.0029856 | 0.0031867 | 0.0035991 | 0.0039589 | 0.0040163 | 0.0037342 | 0.0036279 | 0.0033921 | 0.0032625 | 0.0031981 | 0.0033783 | 0.0035402 | 0.0036903 | 0.0038422 | 0.0033458 | 0.0037067 | 0.0035885
Portfolio Adjusted1-in-10Size: Under 20 kWAll2019March Monthly Peak | Portfolio Adjusted | 1-in-10 | Size: Under 20 kW | All | 2019 | March Monthly Peak | 3 | 0.85567 | 0.83118 | 0.81783 | 0.81603 | 0.82182 | 0.85301 | 0.88459 | 0.87193 | 1.0512 | 1.2395 | 1.3946 | 1.4752 | 1.5064 | 1.5554 | 1.6054 | 1.6091 | 1.5449 | 1.3641 | 1.2429 | 1.2548 | 1.1731 | 1.0618 | 0.96157 | 0.9043 | 0 | 0 | 0 | 0 | 0 | 0 | 0 | 0 | 0 | 0 | 0 | 0 | 0 | 0 | 0.0027789 | 0.0081018 | 0.0099321 | 0.00983 | 0 | 0 | 0 | 0 | 0 | 0 | 57.6722 | 56.3942 | 55.559 | 54.7882 | 53.932 | 52.982 | 52.4019 | 52.9673 | 56.5269 | 61.7091 | 66.8891 | 71.246 | 74.15 | 75.6756 | 76.4283 | 76.8392 | 76.4523 | 75.1761 | 72.6693 | 69.0684 | 65.8546 | 62.9558 | 60.6793 | 58.9715 | 0.0042904 | 0.005165 | 0.0025335 | 0.0032816 | 0.0036792 | 0.0070634 | 0.0054809 | 0.0030508 | 0.0030764 | 0.0034849 | 0.0039775 | 0.0042481 | 0.0041345 | 0.0042167 | 0.0041233 | 0.0040364 | 0.0037762 | 0.0034019 | 0.0031382 | 0.0035461 | 0.0037533 | 0.003232 | 0.0036135 | 0.0038132
Portfolio Adjusted1-in-10Size: Under 20 kWAll2019April Monthly Peak | Portfolio Adjusted | 1-in-10 | Size: Under 20 kW | All | 2019 | April Monthly Peak | 4 | 0.89947 | 0.87022 | 0.8501 | 0.84583 | 0.84628 | 0.87269 | 0.84435 | 0.88922 | 1.1495 | 1.4113 | 1.6369 | 1.7691 | 1.838 | 1.8931 | 1.9392 | 1.9237 | 1.8232 | 1.5563 | 1.2993 | 1.2886 | 1.2638 | 1.1305 | 1.0196 | 0.95883 | 0 | 0 | 0 | 0 | 0 | 0 | 0 | 0 | 0 | 0 | 0 | 0 | 0 | 0 | 0.0033569 | 0.0096858 | 0.011721 | 0.011215 | 0 | 0 | 0 | 0 | 0 | 0 | 68.2319 | 66.7848 | 65.1331 | 63.8105 | 62.6708 | 61.7051 | 61.1519 | 61.1727 | 64.4295 | 70.4752 | 76.6019 | 81.8948 | 85.1089 | 86.964 | 87.8189 | 88.3581 | 88.231 | 87.5944 | 85.7068 | 82.3588 | 77.9554 | 74.075 | 71.419 | 69.766 | 0.0045185 | 0.0054244 | 0.0026464 | 0.0034161 | 0.0038031 | 0.0072508 | 0.0052903 | 0.0031238 | 0.0033545 | 0.0039454 | 0.0046544 | 0.0050726 | 0.0050222 | 0.0051125 | 0.0049675 | 0.0048179 | 0.0044449 | 0.0038682 | 0.0032698 | 0.0036438 | 0.0040394 | 0.003436 | 0.0038326 | 0.0040568
Portfolio Adjusted1-in-10Size: Under 20 kWAll2019May Monthly Peak | Portfolio Adjusted | 1-in-10 | Size: Under 20 kW | All | 2019 | May Monthly Peak | 5 | 0.92165 | 0.89152 | 0.86524 | 0.85807 | 0.86145 | 0.8749 | 0.80754 | 0.92449 | 1.2257 | 1.5223 | 1.7716 | 1.9206 | 1.98 | 2.0252 | 2.0583 | 2.0417 | 1.9289 | 1.6372 | 1.3537 | 1.2781 | 1.3094 | 1.1711 | 1.0535 | 0.98705 | 0 | 0 | 0 | 0 | 0 | 0 | 0 | 0 | 0 | 0 | 0 | 0 | 0 | 0 | 0.003563 | 0.01028 | 0.012401 | 0.011798 | 0 | 0 | 0 | 0 | 0 | 0 | 70.8779 | 69.4172 | 68.0297 | 66.8944 | 65.8426 | 64.964 | 64.5355 | 64.9141 | 68.4164 | 74.1149 | 79.821 | 83.9694 | 87.0274 | 89.0558 | 90.5822 | 91.2988 | 91.1815 | 90.3089 | 88.4906 | 85.986 | 82.3471 | 78.3474 | 75.4008 | 72.8114 | 0.0046461 | 0.0055792 | 0.0027026 | 0.0034796 | 0.003885 | 0.0072811 | 0.005102 | 0.0032754 | 0.0036125 | 0.0043145 | 0.0051116 | 0.0055963 | 0.0054935 | 0.0055483 | 0.0053422 | 0.0051855 | 0.0047689 | 0.0041255 | 0.0034472 | 0.0036608 | 0.0042207 | 0.0035902 | 0.0039879 | 0.0041956
Portfolio Adjusted1-in-10Size: Under 20 kWAll2019June Monthly Peak | Portfolio Adjusted | 1-in-10 | Size: Under 20 kW | All | 2019 | June Monthly Peak | 6 | 0.94462 | 0.91127 | 0.88583 | 0.8771 | 0.87957 | 0.87625 | 0.8151 | 0.98172 | 1.3228 | 1.6561 | 1.9433 | 2.1098 | 2.1798 | 2.2306 | 2.2659 | 2.2436 | 2.1297 | 1.8319 | 1.5207 | 1.3585 | 1.3675 | 1.255 | 1.1156 | 1.013 | 0 | 0 | 0 | 0 | 0 | 0 | 0 | 0 | 0 | 0 | 0 | 0 | 0 | 0 | 0.0039224 | 0.011296 | 0.013692 | 0.013201 | 0 | 0 | 0 | 0 | 0 | 0 | 72.6727 | 71.3364 | 70.2877 | 69.1578 | 68.2131 | 66.9565 | 66.351 | 67.227 | 70.941 | 76.079 | 81.1479 | 84.9004 | 87.4129 | 89.1206 | 90.4948 | 91.1386 | 91.6118 | 91.0884 | 89.9458 | 87.8639 | 84.3967 | 80.5264 | 77.9776 | 76.1339 | 0.0047827 | 0.0057235 | 0.0027725 | 0.0035618 | 0.0039654 | 0.0072969 | 0.0051718 | 0.0034849 | 0.0039184 | 0.0047205 | 0.0056289 | 0.0061633 | 0.0060734 | 0.0061354 | 0.0059099 | 0.0057332 | 0.005311 | 0.0046649 | 0.003919 | 0.0039512 | 0.0044758 | 0.0039101 | 0.0042752 | 0.0043291
Portfolio Adjusted1-in-10Size: Under 20 kWAll2019July Monthly Peak | Portfolio Adjusted | 1-in-10 | Size: Under 20 kW | All | 2019 | July Monthly Peak | 7 | 0.96976 | 0.93737 | 0.90966 | 0.90322 | 0.90568 | 0.92105 | 0.86284 | 1.0405 | 1.4202 | 1.7906 | 2.102 | 2.271 | 2.3487 | 2.4013 | 2.4355 | 2.4113 | 2.2959 | 1.9643 | 1.6163 | 1.4314 | 1.4262 | 1.3003 | 1.1536 | 1.0427 | 0 | 0 | 0 | 0 | 0 | 0 | 0 | 0 | 0 | 0 | 0 | 0 | 0 | 0 | 0.004216 | 0.01214 | 0.01476 | 0.014155 | 0 | 0 | 0 | 0 | 0 | 0 | 74.7101 | 73.6871 | 72.7234 | 71.8541 | 71.0961 | 70.3629 | 69.8325 | 70.1375 | 73.3056 | 78.1528 | 82.8268 | 86.3753 | 88.8041 | 90.4936 | 91.6956 | 92.0642 | 92.3429 | 91.5189 | 89.8695 | 87.5845 | 84.6623 | 81.655 | 79.5217 | 78.0696 | 0.0049354 | 0.0059157 | 0.0028636 | 0.0036807 | 0.0041019 | 0.0076901 | 0.0054776 | 0.0036944 | 0.0041896 | 0.0050782 | 0.006067 | 0.0066118 | 0.0065212 | 0.0065949 | 0.0063348 | 0.0061456 | 0.0057197 | 0.0049916 | 0.0041612 | 0.0041701 | 0.0046766 | 0.0040652 | 0.0044448 | 0.004471
Portfolio Adjusted1-in-10Size: Under 20 kWAll2019August Monthly Peak | Portfolio Adjusted | 1-in-10 | Size: Under 20 kW | All | 2019 | August Monthly Peak | 8 | 0.98774 | 0.95389 | 0.92472 | 0.91659 | 0.92107 | 0.95042 | 0.91294 | 1.0624 | 1.4675 | 1.8606 | 2.186 | 2.3713 | 2.4444 | 2.4916 | 2.5319 | 2.501 | 2.3804 | 2.0312 | 1.6741 | 1.5184 | 1.4819 | 1.3168 | 1.1678 | 1.0561 | 0 | 0 | 0 | 0 | 0 | 0 | 0 | 0 | 0 | 0 | 0 | 0 | 0 | 0 | 0.0043828 | 0.012592 | 0.015304 | 0.014637 | 0 | 0 | 0 | 0 | 0 | 0 | 75.8353 | 74.8684 | 73.7908 | 72.9615 | 72.1876 | 71.5457 | 71.0123 | 71 | 73.7198 | 78.4703 | 82.9266 | 87.1289 | 90.3094 | 92.4596 | 93.6634 | 94.093 | 93.7845 | 92.934 | 91.7371 | 89.2224 | 85.4146 | 82.3513 | 80.3805 | 78.6752 | 0.0050064 | 0.0059926 | 0.0028987 | 0.0037207 | 0.0041597 | 0.0079181 | 0.0057392 | 0.0037404 | 0.0042782 | 0.005192 | 0.0062316 | 0.0068099 | 0.0066955 | 0.0067552 | 0.00651 | 0.0063015 | 0.0058538 | 0.0050931 | 0.0042638 | 0.0043647 | 0.0048196 | 0.0040921 | 0.0044829 | 0.004518
Portfolio Adjusted1-in-10Size: Under 20 kWAll2019September Monthly Peak | Portfolio Adjusted | 1-in-10 | Size: Under 20 kW | All | 2019 | September Monthly Peak | 9 | 0.97735 | 0.94461 | 0.91664 | 0.91065 | 0.91463 | 0.95287 | 0.97264 | 1.07 | 1.4852 | 1.9018 | 2.2411 | 2.4407 | 2.5184 | 2.5594 | 2.5779 | 2.5356 | 2.3993 | 2.0353 | 1.6755 | 1.6155 | 1.4668 | 1.2982 | 1.1519 | 1.0408 | 0 | 0 | 0 | 0 | 0 | 0 | 0 | 0 | 0 | 0 | 0 | 0 | 0 | 0 | 0.0044625 | 0.012766 | 0.015425 | 0.014667 | 0 | 0 | 0 | 0 | 0 | 0 | 77.0752 | 75.891 | 74.6745 | 73.9039 | 72.9104 | 71.9643 | 71.3801 | 71.2942 | 73.5419 | 78.379 | 83.7187 | 88.7383 | 92.6125 | 95.1108 | 95.7948 | 96.202 | 96.0164 | 95.0736 | 93.3684 | 90.4095 | 86.3087 | 82.921 | 80.5743 | 78.77 | 0.004942 | 0.0059166 | 0.0028655 | 0.0036895 | 0.0041186 | 0.0079122 | 0.0060631 | 0.0037281 | 0.0042753 | 0.0052397 | 0.0063159 | 0.0069492 | 0.0068386 | 0.0068882 | 0.0065951 | 0.0063567 | 0.0058704 | 0.0050875 | 0.0042473 | 0.004598 | 0.0047497 | 0.004016 | 0.0044055 | 0.0044362
Portfolio Adjusted1-in-10Size: Under 20 kWAll2019October Monthly Peak | Portfolio Adjusted | 1-in-10 | Size: Under 20 kW | All | 2019 | October Monthly Peak | 10 | 0.90655 | 0.884 | 0.86364 | 0.85841 | 0.85933 | 0.88747 | 0.94448 | 0.96336 | 1.2519 | 1.5675 | 1.8304 | 1.989 | 2.0565 | 2.1146 | 2.1561 | 2.128 | 2.0078 | 1.6974 | 1.5284 | 1.437 | 1.3021 | 1.1639 | 1.0446 | 0.96484 | 0 | 0 | 0 | 0 | 0 | 0 | 0 | 0 | 0 | 0 | 0 | 0 | 0 | 0 | 0.0037323 | 0.010714 | 0.012908 | 0.012232 | 0 | 0 | 0 | 0 | 0 | 0 | 72.7864 | 71.8549 | 70.864 | 69.5468 | 68.5755 | 67.7185 | 67.3204 | 66.9891 | 67.8896 | 72.1433 | 77.3394 | 82.1087 | 85.4726 | 87.8396 | 88.9757 | 89.3367 | 88.661 | 86.9549 | 84.3 | 81.2003 | 78.1318 | 75.9214 | 74.2134 | 72.7701 | 0.0045675 | 0.0055256 | 0.002699 | 0.0034735 | 0.0038671 | 0.0073796 | 0.005876 | 0.0033585 | 0.0036336 | 0.0043595 | 0.0051828 | 0.0056851 | 0.0055996 | 0.0057058 | 0.0055199 | 0.0053326 | 0.004905 | 0.0042316 | 0.003842 | 0.0040637 | 0.0041831 | 0.0035712 | 0.0039715 | 0.0041011
Portfolio Adjusted1-in-10Size: Under 20 kWAll2019November Monthly Peak | Portfolio Adjusted | 1-in-10 | Size: Under 20 kW | All | 2019 | November Monthly Peak | 11 | 0.85441 | 0.8349 | 0.82881 | 0.82295 | 0.82529 | 0.8527 | 0.8153 | 0.86662 | 1.0937 | 1.2879 | 1.4355 | 1.5106 | 1.5292 | 1.5564 | 1.5713 | 1.5515 | 1.491 | 1.4928 | 1.3252 | 1.2008 | 1.1087 | 1.0032 | 0.92199 | 0.88546 | 0 | 0 | 0 | 0 | 0 | 0 | 0 | 0 | 0 | 0 | 0 | 0 | 0 | 0 | 0.00272 | 0.0078116 | 0.0095855 | 0.010757 | 0 | 0 | 0 | 0 | 0 | 0 | 60.6791 | 59.3462 | 58.3328 | 57.0663 | 56.1963 | 55.5994 | 55.1382 | 55.1145 | 57.4546 | 61.9658 | 67.3327 | 71.5796 | 74.2819 | 75.9358 | 76.9644 | 77.0963 | 76.0759 | 73.7856 | 71.0966 | 68.1039 | 65.9299 | 64.36 | 62.782 | 61.7307 | 0.0043067 | 0.0052209 | 0.0025821 | 0.0033274 | 0.0037138 | 0.0070808 | 0.0050971 | 0.003061 | 0.003199 | 0.0036217 | 0.0040956 | 0.0043436 | 0.0041835 | 0.0041984 | 0.0040221 | 0.0038781 | 0.0036225 | 0.0036756 | 0.0033039 | 0.003371 | 0.0035378 | 0.0030579 | 0.0034651 | 0.0037572
Portfolio Adjusted1-in-10Size: Under 20 kWAll2019December Monthly Peak | Portfolio Adjusted | 1-in-10 | Size: Under 20 kW | All | 2019 | December Monthly Peak | 12 | 0.8592 | 0.85007 | 0.84492 | 0.84545 | 0.84995 | 0.89623 | 0.93258 | 0.98771 | 1.2941 | 1.5262 | 1.6215 | 1.5769 | 1.4775 | 1.3782 | 1.2946 | 1.247 | 1.327 | 1.5154 | 1.4653 | 1.3658 | 1.2544 | 1.167 | 1.0499 | 0.89233 | 0 | 0 | 0 | 0 | 0 | 0 | 0 | 0 | 0 | 0 | 0 | 0 | 0 | 0 | 0.002241 | 0.0062785 | 0.0085313 | 0.010921 | 0 | 0 | 0 | 0 | 0 | 0 | 42.0365 | 41.3644 | 40.9235 | 40.4945 | 40.0204 | 39.3235 | 39.2912 | 39.2223 | 39.9664 | 42.4849 | 45.1129 | 47.44 | 48.8942 | 49.5125 | 49.8752 | 49.8951 | 49.25 | 47.7655 | 46.09 | 44.9558 | 44.0267 | 43.0933 | 42.6048 | 42.1662 | 0.0042722 | 0.0052433 | 0.0025999 | 0.0033828 | 0.0037808 | 0.0073254 | 0.0056658 | 0.0033644 | 0.0036764 | 0.0041781 | 0.0045497 | 0.0044832 | 0.0040271 | 0.0037448 | 0.0033465 | 0.0031717 | 0.0033118 | 0.0038557 | 0.0037364 | 0.0039377 | 0.0041308 | 0.0036737 | 0.0040369 | 0.003727
Portfolio Adjusted1-in-10Size: Under 20 kWAll2019Typical Event Day | Portfolio Adjusted | 1-in-10 | Size: Under 20 kW | All | 2019 | Typical Event Day | 8 | 0.98253 | 0.94905 | 0.92064 | 0.91253 | 0.91716 | 0.94604 | 0.9085 | 1.0519 | 1.4457 | 1.8266 | 2.1425 | 2.3236 | 2.3955 | 2.4454 | 2.4893 | 2.462 | 2.343 | 1.9985 | 1.6488 | 1.497 | 1.465 | 1.3026 | 1.1564 | 1.0489 | 0 | 0 | 0 | 0 | 0 | 0 | 0 | 0 | 0 | 0 | 0 | 0 | 0 | 0 | 0.0043091 | 0.012396 | 0.015064 | 0.014402 | 0 | 0 | 0 | 0 | 0 | 0 | 75.0734 | 73.9457 | 72.8691 | 71.9693 | 71.1018 | 70.2074 | 69.644 | 69.9147 | 72.8771 | 77.7703 | 82.655 | 86.7857 | 89.7847 | 91.7962 | 92.9122 | 93.3744 | 93.4389 | 92.6537 | 91.2302 | 88.7701 | 85.1956 | 81.8634 | 79.6135 | 77.9122 | 0.0049853 | 0.0059685 | 0.0028884 | 0.0037077 | 0.0041459 | 0.0078905 | 0.0057181 | 0.0037121 | 0.0042294 | 0.0051171 | 0.0061316 | 0.0066981 | 0.0065859 | 0.0066513 | 0.0064183 | 0.006218 | 0.0057744 | 0.0050209 | 0.0042078 | 0.0043098 | 0.0047689 | 0.0040511 | 0.0044427 | 0.0044925
Portfolio Adjusted1-in-10Size: Under 20 kWAll2020January Monthly Peak | Portfolio Adjusted | 1-in-10 | Size: Under 20 kW | All | 2020 | January Monthly Peak | 1 | 0.7996 | 0.79317 | 0.7891 | 0.79006 | 0.79866 | 0.83879 | 0.88914 | 0.94563 | 1.2545 | 1.5123 | 1.6156 | 1.558 | 1.4328 | 1.3092 | 1.2002 | 1.1463 | 1.2612 | 1.5342 | 1.5613 | 1.4694 | 1.3417 | 1.2504 | 1.1 | 0.84267 | 0 | 0 | 0 | 0 | 0 | 0 | 0 | 0 | 0 | 0 | 0 | 0 | 0 | 0 | 0.0020776 | 0.0057713 | 0.0081083 | 0.011056 | 0 | 0 | 0 | 0 | 0 | 0 | 39.2506 | 38.7308 | 38.1403 | 37.3654 | 36.8823 | 36.4288 | 35.904 | 35.6186 | 36.2558 | 39.1302 | 42.0465 | 44.3824 | 46.0582 | 47.2339 | 48.2313 | 48.4365 | 48.128 | 47.0893 | 45.3035 | 44.1204 | 43.1287 | 42.615 | 42.008 | 41.3516 | 0.0038826 | 0.0047758 | 0.0023775 | 0.0030807 | 0.0034685 | 0.0067075 | 0.0052803 | 0.0031549 | 0.0035096 | 0.0040903 | 0.0044932 | 0.0043878 | 0.0038562 | 0.0035101 | 0.0030577 | 0.0028751 | 0.003163 | 0.003962 | 0.0040296 | 0.0043086 | 0.0044844 | 0.0039976 | 0.0042604 | 0.0034418
Portfolio Adjusted1-in-10Size: Under 20 kWAll2020February Monthly Peak | Portfolio Adjusted | 1-in-10 | Size: Under 20 kW | All | 2020 | February Monthly Peak | 2 | 0.82022 | 0.80715 | 0.80208 | 0.80478 | 0.81402 | 0.84967 | 0.85383 | 0.87037 | 1.1092 | 1.303 | 1.4029 | 1.4062 | 1.3691 | 1.3402 | 1.3172 | 1.2924 | 1.292 | 1.3356 | 1.3995 | 1.2926 | 1.1864 | 1.0835 | 0.9802 | 0.86262 | 0 | 0 | 0 | 0 | 0 | 0 | 0 | 0 | 0 | 0 | 0 | 0 | 0 | 0 | 0.0022802 | 0.0065071 | 0.0083065 | 0.0096247 | 0 | 0 | 0 | 0 | 0 | 0 | 46.7105 | 46.3073 | 45.9897 | 45.5069 | 45.2533 | 44.6774 | 44.117 | 44.2883 | 45.4792 | 48.8799 | 52.0629 | 54.7981 | 56.547 | 57.5602 | 58.191 | 58.4231 | 57.7834 | 56.795 | 54.7199 | 52.6024 | 51.0866 | 49.7466 | 48.6562 | 47.4 | 0.0040577 | 0.0049444 | 0.0024548 | 0.0031929 | 0.0035991 | 0.0069397 | 0.0052021 | 0.0029856 | 0.0031867 | 0.0035991 | 0.0039589 | 0.0040163 | 0.0037342 | 0.0036279 | 0.0033921 | 0.0032625 | 0.0031981 | 0.0033783 | 0.0035402 | 0.0036903 | 0.0038422 | 0.0033458 | 0.0037067 | 0.0035885
Portfolio Adjusted1-in-10Size: Under 20 kWAll2020March Monthly Peak | Portfolio Adjusted | 1-in-10 | Size: Under 20 kW | All | 2020 | March Monthly Peak | 3 | 0.85567 | 0.83118 | 0.81783 | 0.81603 | 0.82182 | 0.85301 | 0.88459 | 0.87193 | 1.0512 | 1.2395 | 1.3946 | 1.4752 | 1.5064 | 1.5554 | 1.6054 | 1.6091 | 1.5449 | 1.3641 | 1.2429 | 1.2548 | 1.1731 | 1.0618 | 0.96157 | 0.9043 | 0 | 0 | 0 | 0 | 0 | 0 | 0 | 0 | 0 | 0 | 0 | 0 | 0 | 0 | 0.0027789 | 0.0081018 | 0.0099321 | 0.00983 | 0 | 0 | 0 | 0 | 0 | 0 | 57.6722 | 56.3942 | 55.559 | 54.7882 | 53.932 | 52.982 | 52.4019 | 52.9673 | 56.5269 | 61.7091 | 66.8891 | 71.246 | 74.15 | 75.6756 | 76.4283 | 76.8392 | 76.4523 | 75.1761 | 72.6693 | 69.0684 | 65.8546 | 62.9558 | 60.6793 | 58.9715 | 0.0042904 | 0.005165 | 0.0025335 | 0.0032816 | 0.0036792 | 0.0070634 | 0.0054809 | 0.0030508 | 0.0030764 | 0.0034849 | 0.0039775 | 0.0042481 | 0.0041345 | 0.0042167 | 0.0041233 | 0.0040364 | 0.0037762 | 0.0034019 | 0.0031382 | 0.0035461 | 0.0037533 | 0.003232 | 0.0036135 | 0.0038132
Portfolio Adjusted1-in-10Size: Under 20 kWAll2020April Monthly Peak | Portfolio Adjusted | 1-in-10 | Size: Under 20 kW | All | 2020 | April Monthly Peak | 4 | 0.89947 | 0.87022 | 0.8501 | 0.84583 | 0.84628 | 0.87269 | 0.84435 | 0.88922 | 1.1495 | 1.4113 | 1.6369 | 1.7691 | 1.838 | 1.8931 | 1.9392 | 1.9237 | 1.8232 | 1.5563 | 1.2993 | 1.2886 | 1.2638 | 1.1305 | 1.0196 | 0.95883 | 0 | 0 | 0 | 0 | 0 | 0 | 0 | 0 | 0 | 0 | 0 | 0 | 0 | 0 | 0.0033569 | 0.0096858 | 0.011721 | 0.011215 | 0 | 0 | 0 | 0 | 0 | 0 | 68.2319 | 66.7848 | 65.1331 | 63.8105 | 62.6708 | 61.7051 | 61.1519 | 61.1727 | 64.4295 | 70.4752 | 76.6019 | 81.8948 | 85.1089 | 86.964 | 87.8189 | 88.3581 | 88.231 | 87.5944 | 85.7068 | 82.3588 | 77.9554 | 74.075 | 71.419 | 69.766 | 0.0045185 | 0.0054244 | 0.0026464 | 0.0034161 | 0.0038031 | 0.0072508 | 0.0052903 | 0.0031238 | 0.0033545 | 0.0039454 | 0.0046544 | 0.0050726 | 0.0050222 | 0.0051125 | 0.0049675 | 0.0048179 | 0.0044449 | 0.0038682 | 0.0032698 | 0.0036438 | 0.0040394 | 0.003436 | 0.0038326 | 0.0040568
Portfolio Adjusted1-in-10Size: Under 20 kWAll2020May Monthly Peak | Portfolio Adjusted | 1-in-10 | Size: Under 20 kW | All | 2020 | May Monthly Peak | 5 | 0.92165 | 0.89152 | 0.86524 | 0.85807 | 0.86145 | 0.8749 | 0.80754 | 0.92449 | 1.2257 | 1.5223 | 1.7716 | 1.9206 | 1.98 | 2.0252 | 2.0583 | 2.0417 | 1.9289 | 1.6372 | 1.3537 | 1.2781 | 1.3094 | 1.1711 | 1.0535 | 0.98705 | 0 | 0 | 0 | 0 | 0 | 0 | 0 | 0 | 0 | 0 | 0 | 0 | 0 | 0 | 0.003563 | 0.01028 | 0.012401 | 0.011798 | 0 | 0 | 0 | 0 | 0 | 0 | 70.8779 | 69.4172 | 68.0297 | 66.8944 | 65.8426 | 64.964 | 64.5355 | 64.9141 | 68.4164 | 74.1149 | 79.821 | 83.9694 | 87.0274 | 89.0558 | 90.5822 | 91.2988 | 91.1815 | 90.3089 | 88.4906 | 85.986 | 82.3471 | 78.3474 | 75.4008 | 72.8114 | 0.0046461 | 0.0055792 | 0.0027026 | 0.0034796 | 0.003885 | 0.0072811 | 0.005102 | 0.0032754 | 0.0036125 | 0.0043145 | 0.0051116 | 0.0055963 | 0.0054935 | 0.0055483 | 0.0053422 | 0.0051855 | 0.0047689 | 0.0041255 | 0.0034472 | 0.0036608 | 0.0042207 | 0.0035902 | 0.0039879 | 0.0041956
Portfolio Adjusted1-in-10Size: Under 20 kWAll2020June Monthly Peak | Portfolio Adjusted | 1-in-10 | Size: Under 20 kW | All | 2020 | June Monthly Peak | 6 | 0.94462 | 0.91127 | 0.88583 | 0.8771 | 0.87957 | 0.87625 | 0.8151 | 0.98172 | 1.3228 | 1.6561 | 1.9433 | 2.1098 | 2.1798 | 2.2306 | 2.2659 | 2.2436 | 2.1297 | 1.8319 | 1.5207 | 1.3585 | 1.3675 | 1.255 | 1.1156 | 1.013 | 0 | 0 | 0 | 0 | 0 | 0 | 0 | 0 | 0 | 0 | 0 | 0 | 0 | 0 | 0.0039224 | 0.011296 | 0.013692 | 0.013201 | 0 | 0 | 0 | 0 | 0 | 0 | 72.6727 | 71.3364 | 70.2877 | 69.1578 | 68.2131 | 66.9565 | 66.351 | 67.227 | 70.941 | 76.079 | 81.1479 | 84.9004 | 87.4129 | 89.1206 | 90.4948 | 91.1386 | 91.6118 | 91.0884 | 89.9458 | 87.8639 | 84.3967 | 80.5264 | 77.9776 | 76.1339 | 0.0047827 | 0.0057235 | 0.0027725 | 0.0035618 | 0.0039654 | 0.0072969 | 0.0051718 | 0.0034849 | 0.0039184 | 0.0047205 | 0.0056289 | 0.0061633 | 0.0060734 | 0.0061354 | 0.0059099 | 0.0057332 | 0.005311 | 0.0046649 | 0.003919 | 0.0039512 | 0.0044758 | 0.0039101 | 0.0042752 | 0.0043291
Portfolio Adjusted1-in-10Size: Under 20 kWAll2020July Monthly Peak | Portfolio Adjusted | 1-in-10 | Size: Under 20 kW | All | 2020 | July Monthly Peak | 7 | 0.96976 | 0.93737 | 0.90966 | 0.90322 | 0.90568 | 0.92105 | 0.86284 | 1.0405 | 1.4202 | 1.7906 | 2.102 | 2.271 | 2.3487 | 2.4013 | 2.4355 | 2.4113 | 2.2959 | 1.9643 | 1.6163 | 1.4314 | 1.4262 | 1.3003 | 1.1536 | 1.0427 | 0 | 0 | 0 | 0 | 0 | 0 | 0 | 0 | 0 | 0 | 0 | 0 | 0 | 0 | 0.004216 | 0.01214 | 0.01476 | 0.014155 | 0 | 0 | 0 | 0 | 0 | 0 | 74.7101 | 73.6871 | 72.7234 | 71.8541 | 71.0961 | 70.3629 | 69.8325 | 70.1375 | 73.3056 | 78.1528 | 82.8268 | 86.3753 | 88.8041 | 90.4936 | 91.6956 | 92.0642 | 92.3429 | 91.5189 | 89.8695 | 87.5845 | 84.6623 | 81.655 | 79.5217 | 78.0696 | 0.0049354 | 0.0059157 | 0.0028636 | 0.0036807 | 0.0041019 | 0.0076901 | 0.0054776 | 0.0036944 | 0.0041896 | 0.0050782 | 0.006067 | 0.0066118 | 0.0065212 | 0.0065949 | 0.0063348 | 0.0061456 | 0.0057197 | 0.0049916 | 0.0041612 | 0.0041701 | 0.0046766 | 0.0040652 | 0.0044448 | 0.004471
Portfolio Adjusted1-in-10Size: Under 20 kWAll2020August Monthly Peak | Portfolio Adjusted | 1-in-10 | Size: Under 20 kW | All | 2020 | August Monthly Peak | 8 | 0.98774 | 0.95389 | 0.92472 | 0.91659 | 0.92107 | 0.95042 | 0.91294 | 1.0624 | 1.4675 | 1.8606 | 2.186 | 2.3713 | 2.4444 | 2.4916 | 2.5319 | 2.501 | 2.3804 | 2.0312 | 1.6741 | 1.5184 | 1.4819 | 1.3168 | 1.1678 | 1.0561 | 0 | 0 | 0 | 0 | 0 | 0 | 0 | 0 | 0 | 0 | 0 | 0 | 0 | 0 | 0.0043828 | 0.012592 | 0.015304 | 0.014637 | 0 | 0 | 0 | 0 | 0 | 0 | 75.8353 | 74.8684 | 73.7908 | 72.9615 | 72.1876 | 71.5457 | 71.0123 | 71 | 73.7198 | 78.4703 | 82.9266 | 87.1289 | 90.3094 | 92.4596 | 93.6634 | 94.093 | 93.7845 | 92.934 | 91.7371 | 89.2224 | 85.4146 | 82.3513 | 80.3805 | 78.6752 | 0.0050064 | 0.0059926 | 0.0028987 | 0.0037207 | 0.0041597 | 0.0079181 | 0.0057392 | 0.0037404 | 0.0042782 | 0.005192 | 0.0062316 | 0.0068099 | 0.0066955 | 0.0067552 | 0.00651 | 0.0063015 | 0.0058538 | 0.0050931 | 0.0042638 | 0.0043647 | 0.0048196 | 0.0040921 | 0.0044829 | 0.004518
Portfolio Adjusted1-in-10Size: Under 20 kWAll2020September Monthly Peak | Portfolio Adjusted | 1-in-10 | Size: Under 20 kW | All | 2020 | September Monthly Peak | 9 | 0.97735 | 0.94461 | 0.91664 | 0.91065 | 0.91463 | 0.95287 | 0.97264 | 1.07 | 1.4852 | 1.9018 | 2.2411 | 2.4407 | 2.5184 | 2.5594 | 2.5779 | 2.5356 | 2.3993 | 2.0353 | 1.6755 | 1.6155 | 1.4668 | 1.2982 | 1.1519 | 1.0408 | 0 | 0 | 0 | 0 | 0 | 0 | 0 | 0 | 0 | 0 | 0 | 0 | 0 | 0 | 0.0044625 | 0.012766 | 0.015425 | 0.014667 | 0 | 0 | 0 | 0 | 0 | 0 | 77.0752 | 75.891 | 74.6745 | 73.9039 | 72.9104 | 71.9643 | 71.3801 | 71.2942 | 73.5419 | 78.379 | 83.7187 | 88.7383 | 92.6125 | 95.1108 | 95.7948 | 96.202 | 96.0164 | 95.0736 | 93.3684 | 90.4095 | 86.3087 | 82.921 | 80.5743 | 78.77 | 0.004942 | 0.0059166 | 0.0028655 | 0.0036895 | 0.0041186 | 0.0079122 | 0.0060631 | 0.0037281 | 0.0042753 | 0.0052397 | 0.0063159 | 0.0069492 | 0.0068386 | 0.0068882 | 0.0065951 | 0.0063567 | 0.0058704 | 0.0050875 | 0.0042473 | 0.004598 | 0.0047497 | 0.004016 | 0.0044055 | 0.0044362
Portfolio Adjusted1-in-10Size: Under 20 kWAll2020October Monthly Peak | Portfolio Adjusted | 1-in-10 | Size: Under 20 kW | All | 2020 | October Monthly Peak | 10 | 0.90655 | 0.884 | 0.86364 | 0.85841 | 0.85933 | 0.88747 | 0.94448 | 0.96336 | 1.2519 | 1.5675 | 1.8304 | 1.989 | 2.0565 | 2.1146 | 2.1561 | 2.128 | 2.0078 | 1.6974 | 1.5284 | 1.437 | 1.3021 | 1.1639 | 1.0446 | 0.96484 | 0 | 0 | 0 | 0 | 0 | 0 | 0 | 0 | 0 | 0 | 0 | 0 | 0 | 0 | 0.0037323 | 0.010714 | 0.012908 | 0.012232 | 0 | 0 | 0 | 0 | 0 | 0 | 72.7864 | 71.8549 | 70.864 | 69.5468 | 68.5755 | 67.7185 | 67.3204 | 66.9891 | 67.8896 | 72.1433 | 77.3394 | 82.1087 | 85.4726 | 87.8396 | 88.9757 | 89.3367 | 88.661 | 86.9549 | 84.3 | 81.2003 | 78.1318 | 75.9214 | 74.2134 | 72.7701 | 0.0045675 | 0.0055256 | 0.002699 | 0.0034735 | 0.0038671 | 0.0073796 | 0.005876 | 0.0033585 | 0.0036336 | 0.0043595 | 0.0051828 | 0.0056851 | 0.0055996 | 0.0057058 | 0.0055199 | 0.0053326 | 0.004905 | 0.0042316 | 0.003842 | 0.0040637 | 0.0041831 | 0.0035712 | 0.0039715 | 0.0041011
Portfolio Adjusted1-in-10Size: Under 20 kWAll2020November Monthly Peak | Portfolio Adjusted | 1-in-10 | Size: Under 20 kW | All | 2020 | November Monthly Peak | 11 | 0.85441 | 0.8349 | 0.82881 | 0.82295 | 0.82529 | 0.8527 | 0.8153 | 0.86662 | 1.0937 | 1.2879 | 1.4355 | 1.5106 | 1.5292 | 1.5564 | 1.5713 | 1.5515 | 1.491 | 1.4928 | 1.3252 | 1.2008 | 1.1087 | 1.0032 | 0.92199 | 0.88546 | 0 | 0 | 0 | 0 | 0 | 0 | 0 | 0 | 0 | 0 | 0 | 0 | 0 | 0 | 0.00272 | 0.0078116 | 0.0095855 | 0.010757 | 0 | 0 | 0 | 0 | 0 | 0 | 60.6791 | 59.3462 | 58.3328 | 57.0663 | 56.1963 | 55.5994 | 55.1382 | 55.1145 | 57.4546 | 61.9658 | 67.3327 | 71.5796 | 74.2819 | 75.9358 | 76.9644 | 77.0963 | 76.0759 | 73.7856 | 71.0966 | 68.1039 | 65.9299 | 64.36 | 62.782 | 61.7307 | 0.0043067 | 0.0052209 | 0.0025821 | 0.0033274 | 0.0037138 | 0.0070808 | 0.0050971 | 0.003061 | 0.003199 | 0.0036217 | 0.0040956 | 0.0043436 | 0.0041835 | 0.0041984 | 0.0040221 | 0.0038781 | 0.0036225 | 0.0036756 | 0.0033039 | 0.003371 | 0.0035378 | 0.0030579 | 0.0034651 | 0.0037572
Portfolio Adjusted1-in-10Size: Under 20 kWAll2020December Monthly Peak | Portfolio Adjusted | 1-in-10 | Size: Under 20 kW | All | 2020 | December Monthly Peak | 12 | 0.8592 | 0.85007 | 0.84492 | 0.84545 | 0.84995 | 0.89623 | 0.93258 | 0.98771 | 1.2941 | 1.5262 | 1.6215 | 1.5769 | 1.4775 | 1.3782 | 1.2946 | 1.247 | 1.327 | 1.5154 | 1.4653 | 1.3658 | 1.2544 | 1.167 | 1.0499 | 0.89233 | 0 | 0 | 0 | 0 | 0 | 0 | 0 | 0 | 0 | 0 | 0 | 0 | 0 | 0 | 0.002241 | 0.0062785 | 0.0085313 | 0.010921 | 0 | 0 | 0 | 0 | 0 | 0 | 42.0365 | 41.3644 | 40.9235 | 40.4945 | 40.0204 | 39.3235 | 39.2912 | 39.2223 | 39.9664 | 42.4849 | 45.1129 | 47.44 | 48.8942 | 49.5125 | 49.8752 | 49.8951 | 49.25 | 47.7655 | 46.09 | 44.9558 | 44.0267 | 43.0933 | 42.6048 | 42.1662 | 0.0042722 | 0.0052433 | 0.0025999 | 0.0033828 | 0.0037808 | 0.0073254 | 0.0056658 | 0.0033644 | 0.0036764 | 0.0041781 | 0.0045497 | 0.0044832 | 0.0040271 | 0.0037448 | 0.0033465 | 0.0031717 | 0.0033118 | 0.0038557 | 0.0037364 | 0.0039377 | 0.0041308 | 0.0036737 | 0.0040369 | 0.003727
Portfolio Adjusted1-in-10Size: Under 20 kWAll2020Typical Event Day | Portfolio Adjusted | 1-in-10 | Size: Under 20 kW | All | 2020 | Typical Event Day | 8 | 0.98253 | 0.94905 | 0.92064 | 0.91253 | 0.91716 | 0.94604 | 0.9085 | 1.0519 | 1.4457 | 1.8266 | 2.1425 | 2.3236 | 2.3955 | 2.4454 | 2.4893 | 2.462 | 2.343 | 1.9985 | 1.6488 | 1.497 | 1.465 | 1.3026 | 1.1564 | 1.0489 | 0 | 0 | 0 | 0 | 0 | 0 | 0 | 0 | 0 | 0 | 0 | 0 | 0 | 0 | 0.0043091 | 0.012396 | 0.015064 | 0.014402 | 0 | 0 | 0 | 0 | 0 | 0 | 75.0734 | 73.9457 | 72.8691 | 71.9693 | 71.1018 | 70.2074 | 69.644 | 69.9147 | 72.8771 | 77.7703 | 82.655 | 86.7857 | 89.7847 | 91.7962 | 92.9122 | 93.3744 | 93.4389 | 92.6537 | 91.2302 | 88.7701 | 85.1956 | 81.8634 | 79.6135 | 77.9122 | 0.0049853 | 0.0059685 | 0.0028884 | 0.0037077 | 0.0041459 | 0.0078905 | 0.0057181 | 0.0037121 | 0.0042294 | 0.0051171 | 0.0061316 | 0.0066981 | 0.0065859 | 0.0066513 | 0.0064183 | 0.006218 | 0.0057744 | 0.0050209 | 0.0042078 | 0.0043098 | 0.0047689 | 0.0040511 | 0.0044427 | 0.0044925
Portfolio Adjusted1-in-10Size: Under 20 kWAll2021January Monthly Peak | Portfolio Adjusted | 1-in-10 | Size: Under 20 kW | All | 2021 | January Monthly Peak | 1 | 0.7996 | 0.79317 | 0.7891 | 0.79006 | 0.79866 | 0.83879 | 0.88914 | 0.94563 | 1.2545 | 1.5123 | 1.6156 | 1.558 | 1.4328 | 1.3092 | 1.2002 | 1.1463 | 1.2612 | 1.5342 | 1.5613 | 1.4694 | 1.3417 | 1.2504 | 1.1 | 0.84267 | 0 | 0 | 0 | 0 | 0 | 0 | 0 | 0 | 0 | 0 | 0 | 0 | 0 | 0 | 0.0020776 | 0.0057713 | 0.0081083 | 0.011056 | 0 | 0 | 0 | 0 | 0 | 0 | 39.2506 | 38.7308 | 38.1403 | 37.3654 | 36.8823 | 36.4288 | 35.904 | 35.6186 | 36.2558 | 39.1302 | 42.0465 | 44.3824 | 46.0582 | 47.2339 | 48.2313 | 48.4365 | 48.128 | 47.0893 | 45.3035 | 44.1204 | 43.1287 | 42.615 | 42.008 | 41.3516 | 0.0038826 | 0.0047758 | 0.0023775 | 0.0030807 | 0.0034685 | 0.0067075 | 0.0052803 | 0.0031549 | 0.0035096 | 0.0040903 | 0.0044932 | 0.0043878 | 0.0038562 | 0.0035101 | 0.0030577 | 0.0028751 | 0.003163 | 0.003962 | 0.0040296 | 0.0043086 | 0.0044844 | 0.0039976 | 0.0042604 | 0.0034418
Portfolio Adjusted1-in-10Size: Under 20 kWAll2021February Monthly Peak | Portfolio Adjusted | 1-in-10 | Size: Under 20 kW | All | 2021 | February Monthly Peak | 2 | 0.82022 | 0.80715 | 0.80208 | 0.80478 | 0.81402 | 0.84967 | 0.85383 | 0.87037 | 1.1092 | 1.303 | 1.4029 | 1.4062 | 1.3691 | 1.3402 | 1.3172 | 1.2924 | 1.292 | 1.3356 | 1.3995 | 1.2926 | 1.1864 | 1.0835 | 0.9802 | 0.86262 | 0 | 0 | 0 | 0 | 0 | 0 | 0 | 0 | 0 | 0 | 0 | 0 | 0 | 0 | 0.0022802 | 0.0065071 | 0.0083065 | 0.0096247 | 0 | 0 | 0 | 0 | 0 | 0 | 46.7105 | 46.3073 | 45.9897 | 45.5069 | 45.2533 | 44.6774 | 44.117 | 44.2883 | 45.4792 | 48.8799 | 52.0629 | 54.7981 | 56.547 | 57.5602 | 58.191 | 58.4231 | 57.7834 | 56.795 | 54.7199 | 52.6024 | 51.0866 | 49.7466 | 48.6562 | 47.4 | 0.0040577 | 0.0049444 | 0.0024548 | 0.0031929 | 0.0035991 | 0.0069397 | 0.0052021 | 0.0029856 | 0.0031867 | 0.0035991 | 0.0039589 | 0.0040163 | 0.0037342 | 0.0036279 | 0.0033921 | 0.0032625 | 0.0031981 | 0.0033783 | 0.0035402 | 0.0036903 | 0.0038422 | 0.0033458 | 0.0037067 | 0.0035885
Portfolio Adjusted1-in-10Size: Under 20 kWAll2021March Monthly Peak | Portfolio Adjusted | 1-in-10 | Size: Under 20 kW | All | 2021 | March Monthly Peak | 3 | 0.85567 | 0.83118 | 0.81783 | 0.81603 | 0.82182 | 0.85301 | 0.88459 | 0.87193 | 1.0512 | 1.2395 | 1.3946 | 1.4752 | 1.5064 | 1.5554 | 1.6054 | 1.6091 | 1.5449 | 1.3641 | 1.2429 | 1.2548 | 1.1731 | 1.0618 | 0.96157 | 0.9043 | 0 | 0 | 0 | 0 | 0 | 0 | 0 | 0 | 0 | 0 | 0 | 0 | 0 | 0 | 0.0027789 | 0.0081018 | 0.0099321 | 0.00983 | 0 | 0 | 0 | 0 | 0 | 0 | 57.6722 | 56.3942 | 55.559 | 54.7882 | 53.932 | 52.982 | 52.4019 | 52.9673 | 56.5269 | 61.7091 | 66.8891 | 71.246 | 74.15 | 75.6756 | 76.4283 | 76.8392 | 76.4523 | 75.1761 | 72.6693 | 69.0684 | 65.8546 | 62.9558 | 60.6793 | 58.9715 | 0.0042904 | 0.005165 | 0.0025335 | 0.0032816 | 0.0036792 | 0.0070634 | 0.0054809 | 0.0030508 | 0.0030764 | 0.0034849 | 0.0039775 | 0.0042481 | 0.0041345 | 0.0042167 | 0.0041233 | 0.0040364 | 0.0037762 | 0.0034019 | 0.0031382 | 0.0035461 | 0.0037533 | 0.003232 | 0.0036135 | 0.0038132
Portfolio Adjusted1-in-10Size: Under 20 kWAll2021April Monthly Peak | Portfolio Adjusted | 1-in-10 | Size: Under 20 kW | All | 2021 | April Monthly Peak | 4 | 0.89947 | 0.87022 | 0.8501 | 0.84583 | 0.84628 | 0.87269 | 0.84435 | 0.88922 | 1.1495 | 1.4113 | 1.6369 | 1.7691 | 1.838 | 1.8931 | 1.9392 | 1.9237 | 1.8232 | 1.5563 | 1.2993 | 1.2886 | 1.2638 | 1.1305 | 1.0196 | 0.95883 | 0 | 0 | 0 | 0 | 0 | 0 | 0 | 0 | 0 | 0 | 0 | 0 | 0 | 0 | 0.0033569 | 0.0096858 | 0.011721 | 0.011215 | 0 | 0 | 0 | 0 | 0 | 0 | 68.2319 | 66.7848 | 65.1331 | 63.8105 | 62.6708 | 61.7051 | 61.1519 | 61.1727 | 64.4295 | 70.4752 | 76.6019 | 81.8948 | 85.1089 | 86.964 | 87.8189 | 88.3581 | 88.231 | 87.5944 | 85.7068 | 82.3588 | 77.9554 | 74.075 | 71.419 | 69.766 | 0.0045185 | 0.0054244 | 0.0026464 | 0.0034161 | 0.0038031 | 0.0072508 | 0.0052903 | 0.0031238 | 0.0033545 | 0.0039454 | 0.0046544 | 0.0050726 | 0.0050222 | 0.0051125 | 0.0049675 | 0.0048179 | 0.0044449 | 0.0038682 | 0.0032698 | 0.0036438 | 0.0040394 | 0.003436 | 0.0038326 | 0.0040568
Portfolio Adjusted1-in-10Size: Under 20 kWAll2021May Monthly Peak | Portfolio Adjusted | 1-in-10 | Size: Under 20 kW | All | 2021 | May Monthly Peak | 5 | 0.92165 | 0.89152 | 0.86524 | 0.85807 | 0.86145 | 0.8749 | 0.80754 | 0.92449 | 1.2257 | 1.5223 | 1.7716 | 1.9206 | 1.98 | 2.0252 | 2.0583 | 2.0417 | 1.9289 | 1.6372 | 1.3537 | 1.2781 | 1.3094 | 1.1711 | 1.0535 | 0.98705 | 0 | 0 | 0 | 0 | 0 | 0 | 0 | 0 | 0 | 0 | 0 | 0 | 0 | 0 | 0.003563 | 0.01028 | 0.012401 | 0.011798 | 0 | 0 | 0 | 0 | 0 | 0 | 70.8779 | 69.4172 | 68.0297 | 66.8944 | 65.8426 | 64.964 | 64.5355 | 64.9141 | 68.4164 | 74.1149 | 79.821 | 83.9694 | 87.0274 | 89.0558 | 90.5822 | 91.2988 | 91.1815 | 90.3089 | 88.4906 | 85.986 | 82.3471 | 78.3474 | 75.4008 | 72.8114 | 0.0046461 | 0.0055792 | 0.0027026 | 0.0034796 | 0.003885 | 0.0072811 | 0.005102 | 0.0032754 | 0.0036125 | 0.0043145 | 0.0051116 | 0.0055963 | 0.0054935 | 0.0055483 | 0.0053422 | 0.0051855 | 0.0047689 | 0.0041255 | 0.0034472 | 0.0036608 | 0.0042207 | 0.0035902 | 0.0039879 | 0.0041956
Portfolio Adjusted1-in-10Size: Under 20 kWAll2021June Monthly Peak | Portfolio Adjusted | 1-in-10 | Size: Under 20 kW | All | 2021 | June Monthly Peak | 6 | 0.94462 | 0.91127 | 0.88583 | 0.8771 | 0.87957 | 0.87625 | 0.8151 | 0.98172 | 1.3228 | 1.6561 | 1.9433 | 2.1098 | 2.1798 | 2.2306 | 2.2659 | 2.2436 | 2.1297 | 1.8319 | 1.5207 | 1.3585 | 1.3675 | 1.255 | 1.1156 | 1.013 | 0 | 0 | 0 | 0 | 0 | 0 | 0 | 0 | 0 | 0 | 0 | 0 | 0 | 0 | 0.0039224 | 0.011296 | 0.013692 | 0.013201 | 0 | 0 | 0 | 0 | 0 | 0 | 72.6727 | 71.3364 | 70.2877 | 69.1578 | 68.2131 | 66.9565 | 66.351 | 67.227 | 70.941 | 76.079 | 81.1479 | 84.9004 | 87.4129 | 89.1206 | 90.4948 | 91.1386 | 91.6118 | 91.0884 | 89.9458 | 87.8639 | 84.3967 | 80.5264 | 77.9776 | 76.1339 | 0.0047827 | 0.0057235 | 0.0027725 | 0.0035618 | 0.0039654 | 0.0072969 | 0.0051718 | 0.0034849 | 0.0039184 | 0.0047205 | 0.0056289 | 0.0061633 | 0.0060734 | 0.0061354 | 0.0059099 | 0.0057332 | 0.005311 | 0.0046649 | 0.003919 | 0.0039512 | 0.0044758 | 0.0039101 | 0.0042752 | 0.0043291
Portfolio Adjusted1-in-10Size: Under 20 kWAll2021July Monthly Peak | Portfolio Adjusted | 1-in-10 | Size: Under 20 kW | All | 2021 | July Monthly Peak | 7 | 0.96976 | 0.93737 | 0.90966 | 0.90322 | 0.90568 | 0.92105 | 0.86284 | 1.0405 | 1.4202 | 1.7906 | 2.102 | 2.271 | 2.3487 | 2.4013 | 2.4355 | 2.4113 | 2.2959 | 1.9643 | 1.6163 | 1.4314 | 1.4262 | 1.3003 | 1.1536 | 1.0427 | 0 | 0 | 0 | 0 | 0 | 0 | 0 | 0 | 0 | 0 | 0 | 0 | 0 | 0 | 0.004216 | 0.01214 | 0.01476 | 0.014155 | 0 | 0 | 0 | 0 | 0 | 0 | 74.7101 | 73.6871 | 72.7234 | 71.8541 | 71.0961 | 70.3629 | 69.8325 | 70.1375 | 73.3056 | 78.1528 | 82.8268 | 86.3753 | 88.8041 | 90.4936 | 91.6956 | 92.0642 | 92.3429 | 91.5189 | 89.8695 | 87.5845 | 84.6623 | 81.655 | 79.5217 | 78.0696 | 0.0049354 | 0.0059157 | 0.0028636 | 0.0036807 | 0.0041019 | 0.0076901 | 0.0054776 | 0.0036944 | 0.0041896 | 0.0050782 | 0.006067 | 0.0066118 | 0.0065212 | 0.0065949 | 0.0063348 | 0.0061456 | 0.0057197 | 0.0049916 | 0.0041612 | 0.0041701 | 0.0046766 | 0.0040652 | 0.0044448 | 0.004471
Portfolio Adjusted1-in-10Size: Under 20 kWAll2021August Monthly Peak | Portfolio Adjusted | 1-in-10 | Size: Under 20 kW | All | 2021 | August Monthly Peak | 8 | 0.98774 | 0.95389 | 0.92472 | 0.91659 | 0.92107 | 0.95042 | 0.91294 | 1.0624 | 1.4675 | 1.8606 | 2.186 | 2.3713 | 2.4444 | 2.4916 | 2.5319 | 2.501 | 2.3804 | 2.0312 | 1.6741 | 1.5184 | 1.4819 | 1.3168 | 1.1678 | 1.0561 | 0 | 0 | 0 | 0 | 0 | 0 | 0 | 0 | 0 | 0 | 0 | 0 | 0 | 0 | 0.0043828 | 0.012592 | 0.015304 | 0.014637 | 0 | 0 | 0 | 0 | 0 | 0 | 75.8353 | 74.8684 | 73.7908 | 72.9615 | 72.1876 | 71.5457 | 71.0123 | 71 | 73.7198 | 78.4703 | 82.9266 | 87.1289 | 90.3094 | 92.4596 | 93.6634 | 94.093 | 93.7845 | 92.934 | 91.7371 | 89.2224 | 85.4146 | 82.3513 | 80.3805 | 78.6752 | 0.0050064 | 0.0059926 | 0.0028987 | 0.0037207 | 0.0041597 | 0.0079181 | 0.0057392 | 0.0037404 | 0.0042782 | 0.005192 | 0.0062316 | 0.0068099 | 0.0066955 | 0.0067552 | 0.00651 | 0.0063015 | 0.0058538 | 0.0050931 | 0.0042638 | 0.0043647 | 0.0048196 | 0.0040921 | 0.0044829 | 0.004518
Portfolio Adjusted1-in-10Size: Under 20 kWAll2021September Monthly Peak | Portfolio Adjusted | 1-in-10 | Size: Under 20 kW | All | 2021 | September Monthly Peak | 9 | 0.97735 | 0.94461 | 0.91664 | 0.91065 | 0.91463 | 0.95287 | 0.97264 | 1.07 | 1.4852 | 1.9018 | 2.2411 | 2.4407 | 2.5184 | 2.5594 | 2.5779 | 2.5356 | 2.3993 | 2.0353 | 1.6755 | 1.6155 | 1.4668 | 1.2982 | 1.1519 | 1.0408 | 0 | 0 | 0 | 0 | 0 | 0 | 0 | 0 | 0 | 0 | 0 | 0 | 0 | 0 | 0.0044625 | 0.012766 | 0.015425 | 0.014667 | 0 | 0 | 0 | 0 | 0 | 0 | 77.0752 | 75.891 | 74.6745 | 73.9039 | 72.9104 | 71.9643 | 71.3801 | 71.2942 | 73.5419 | 78.379 | 83.7187 | 88.7383 | 92.6125 | 95.1108 | 95.7948 | 96.202 | 96.0164 | 95.0736 | 93.3684 | 90.4095 | 86.3087 | 82.921 | 80.5743 | 78.77 | 0.004942 | 0.0059166 | 0.0028655 | 0.0036895 | 0.0041186 | 0.0079122 | 0.0060631 | 0.0037281 | 0.0042753 | 0.0052397 | 0.0063159 | 0.0069492 | 0.0068386 | 0.0068882 | 0.0065951 | 0.0063567 | 0.0058704 | 0.0050875 | 0.0042473 | 0.004598 | 0.0047497 | 0.004016 | 0.0044055 | 0.0044362
Portfolio Adjusted1-in-10Size: Under 20 kWAll2021October Monthly Peak | Portfolio Adjusted | 1-in-10 | Size: Under 20 kW | All | 2021 | October Monthly Peak | 10 | 0.90655 | 0.884 | 0.86364 | 0.85841 | 0.85933 | 0.88747 | 0.94448 | 0.96336 | 1.2519 | 1.5675 | 1.8304 | 1.989 | 2.0565 | 2.1146 | 2.1561 | 2.128 | 2.0078 | 1.6974 | 1.5284 | 1.437 | 1.3021 | 1.1639 | 1.0446 | 0.96484 | 0 | 0 | 0 | 0 | 0 | 0 | 0 | 0 | 0 | 0 | 0 | 0 | 0 | 0 | 0.0037323 | 0.010714 | 0.012908 | 0.012232 | 0 | 0 | 0 | 0 | 0 | 0 | 72.7864 | 71.8549 | 70.864 | 69.5468 | 68.5755 | 67.7185 | 67.3204 | 66.9891 | 67.8896 | 72.1433 | 77.3394 | 82.1087 | 85.4726 | 87.8396 | 88.9757 | 89.3367 | 88.661 | 86.9549 | 84.3 | 81.2003 | 78.1318 | 75.9214 | 74.2134 | 72.7701 | 0.0045675 | 0.0055256 | 0.002699 | 0.0034735 | 0.0038671 | 0.0073796 | 0.005876 | 0.0033585 | 0.0036336 | 0.0043595 | 0.0051828 | 0.0056851 | 0.0055996 | 0.0057058 | 0.0055199 | 0.0053326 | 0.004905 | 0.0042316 | 0.003842 | 0.0040637 | 0.0041831 | 0.0035712 | 0.0039715 | 0.0041011
Portfolio Adjusted1-in-10Size: Under 20 kWAll2021November Monthly Peak | Portfolio Adjusted | 1-in-10 | Size: Under 20 kW | All | 2021 | November Monthly Peak | 11 | 0.85441 | 0.8349 | 0.82881 | 0.82295 | 0.82529 | 0.8527 | 0.8153 | 0.86662 | 1.0937 | 1.2879 | 1.4355 | 1.5106 | 1.5292 | 1.5564 | 1.5713 | 1.5515 | 1.491 | 1.4928 | 1.3252 | 1.2008 | 1.1087 | 1.0032 | 0.92199 | 0.88546 | 0 | 0 | 0 | 0 | 0 | 0 | 0 | 0 | 0 | 0 | 0 | 0 | 0 | 0 | 0.00272 | 0.0078116 | 0.0095855 | 0.010757 | 0 | 0 | 0 | 0 | 0 | 0 | 60.6791 | 59.3462 | 58.3328 | 57.0663 | 56.1963 | 55.5994 | 55.1382 | 55.1145 | 57.4546 | 61.9658 | 67.3327 | 71.5796 | 74.2819 | 75.9358 | 76.9644 | 77.0963 | 76.0759 | 73.7856 | 71.0966 | 68.1039 | 65.9299 | 64.36 | 62.782 | 61.7307 | 0.0043067 | 0.0052209 | 0.0025821 | 0.0033274 | 0.0037138 | 0.0070808 | 0.0050971 | 0.003061 | 0.003199 | 0.0036217 | 0.0040956 | 0.0043436 | 0.0041835 | 0.0041984 | 0.0040221 | 0.0038781 | 0.0036225 | 0.0036756 | 0.0033039 | 0.003371 | 0.0035378 | 0.0030579 | 0.0034651 | 0.0037572
Portfolio Adjusted1-in-10Size: Under 20 kWAll2021December Monthly Peak | Portfolio Adjusted | 1-in-10 | Size: Under 20 kW | All | 2021 | December Monthly Peak | 12 | 0.8592 | 0.85007 | 0.84492 | 0.84545 | 0.84995 | 0.89623 | 0.93258 | 0.98771 | 1.2941 | 1.5262 | 1.6215 | 1.5769 | 1.4775 | 1.3782 | 1.2946 | 1.247 | 1.327 | 1.5154 | 1.4653 | 1.3658 | 1.2544 | 1.167 | 1.0499 | 0.89233 | 0 | 0 | 0 | 0 | 0 | 0 | 0 | 0 | 0 | 0 | 0 | 0 | 0 | 0 | 0.002241 | 0.0062785 | 0.0085313 | 0.010921 | 0 | 0 | 0 | 0 | 0 | 0 | 42.0365 | 41.3644 | 40.9235 | 40.4945 | 40.0204 | 39.3235 | 39.2912 | 39.2223 | 39.9664 | 42.4849 | 45.1129 | 47.44 | 48.8942 | 49.5125 | 49.8752 | 49.8951 | 49.25 | 47.7655 | 46.09 | 44.9558 | 44.0267 | 43.0933 | 42.6048 | 42.1662 | 0.0042722 | 0.0052433 | 0.0025999 | 0.0033828 | 0.0037808 | 0.0073254 | 0.0056658 | 0.0033644 | 0.0036764 | 0.0041781 | 0.0045497 | 0.0044832 | 0.0040271 | 0.0037448 | 0.0033465 | 0.0031717 | 0.0033118 | 0.0038557 | 0.0037364 | 0.0039377 | 0.0041308 | 0.0036737 | 0.0040369 | 0.003727
Portfolio Adjusted1-in-10Size: Under 20 kWAll2021Typical Event Day | Portfolio Adjusted | 1-in-10 | Size: Under 20 kW | All | 2021 | Typical Event Day | 8 | 0.98253 | 0.94905 | 0.92064 | 0.91253 | 0.91716 | 0.94604 | 0.9085 | 1.0519 | 1.4457 | 1.8266 | 2.1425 | 2.3236 | 2.3955 | 2.4454 | 2.4893 | 2.462 | 2.343 | 1.9985 | 1.6488 | 1.497 | 1.465 | 1.3026 | 1.1564 | 1.0489 | 0 | 0 | 0 | 0 | 0 | 0 | 0 | 0 | 0 | 0 | 0 | 0 | 0 | 0 | 0.0043091 | 0.012396 | 0.015064 | 0.014402 | 0 | 0 | 0 | 0 | 0 | 0 | 75.0734 | 73.9457 | 72.8691 | 71.9693 | 71.1018 | 70.2074 | 69.644 | 69.9147 | 72.8771 | 77.7703 | 82.655 | 86.7857 | 89.7847 | 91.7962 | 92.9122 | 93.3744 | 93.4389 | 92.6537 | 91.2302 | 88.7701 | 85.1956 | 81.8634 | 79.6135 | 77.9122 | 0.0049853 | 0.0059685 | 0.0028884 | 0.0037077 | 0.0041459 | 0.0078905 | 0.0057181 | 0.0037121 | 0.0042294 | 0.0051171 | 0.0061316 | 0.0066981 | 0.0065859 | 0.0066513 | 0.0064183 | 0.006218 | 0.0057744 | 0.0050209 | 0.0042078 | 0.0043098 | 0.0047689 | 0.0040511 | 0.0044427 | 0.0044925
Portfolio Adjusted1-in-10Size: Under 20 kWAll2022January Monthly Peak | Portfolio Adjusted | 1-in-10 | Size: Under 20 kW | All | 2022 | January Monthly Peak | 1 | 0.7996 | 0.79317 | 0.7891 | 0.79006 | 0.79866 | 0.83879 | 0.88914 | 0.94563 | 1.2545 | 1.5123 | 1.6156 | 1.558 | 1.4328 | 1.3092 | 1.2002 | 1.1463 | 1.2612 | 1.5342 | 1.5613 | 1.4694 | 1.3417 | 1.2504 | 1.1 | 0.84267 | 0 | 0 | 0 | 0 | 0 | 0 | 0 | 0 | 0 | 0 | 0 | 0 | 0 | 0 | 0.0020776 | 0.0057713 | 0.0081083 | 0.011056 | 0 | 0 | 0 | 0 | 0 | 0 | 39.2506 | 38.7308 | 38.1403 | 37.3654 | 36.8823 | 36.4288 | 35.904 | 35.6186 | 36.2558 | 39.1302 | 42.0465 | 44.3824 | 46.0582 | 47.2339 | 48.2313 | 48.4365 | 48.128 | 47.0893 | 45.3035 | 44.1204 | 43.1287 | 42.615 | 42.008 | 41.3516 | 0.0038826 | 0.0047758 | 0.0023775 | 0.0030807 | 0.0034685 | 0.0067075 | 0.0052803 | 0.0031549 | 0.0035096 | 0.0040903 | 0.0044932 | 0.0043878 | 0.0038562 | 0.0035101 | 0.0030577 | 0.0028751 | 0.003163 | 0.003962 | 0.0040296 | 0.0043086 | 0.0044844 | 0.0039976 | 0.0042604 | 0.0034418
Portfolio Adjusted1-in-10Size: Under 20 kWAll2022February Monthly Peak | Portfolio Adjusted | 1-in-10 | Size: Under 20 kW | All | 2022 | February Monthly Peak | 2 | 0.82022 | 0.80715 | 0.80208 | 0.80478 | 0.81402 | 0.84967 | 0.85383 | 0.87037 | 1.1092 | 1.303 | 1.4029 | 1.4062 | 1.3691 | 1.3402 | 1.3172 | 1.2924 | 1.292 | 1.3356 | 1.3995 | 1.2926 | 1.1864 | 1.0835 | 0.9802 | 0.86262 | 0 | 0 | 0 | 0 | 0 | 0 | 0 | 0 | 0 | 0 | 0 | 0 | 0 | 0 | 0.0022802 | 0.0065071 | 0.0083065 | 0.0096247 | 0 | 0 | 0 | 0 | 0 | 0 | 46.7105 | 46.3073 | 45.9897 | 45.5069 | 45.2533 | 44.6774 | 44.117 | 44.2883 | 45.4792 | 48.8799 | 52.0629 | 54.7981 | 56.547 | 57.5602 | 58.191 | 58.4231 | 57.7834 | 56.795 | 54.7199 | 52.6024 | 51.0866 | 49.7466 | 48.6562 | 47.4 | 0.0040577 | 0.0049444 | 0.0024548 | 0.0031929 | 0.0035991 | 0.0069397 | 0.0052021 | 0.0029856 | 0.0031867 | 0.0035991 | 0.0039589 | 0.0040163 | 0.0037342 | 0.0036279 | 0.0033921 | 0.0032625 | 0.0031981 | 0.0033783 | 0.0035402 | 0.0036903 | 0.0038422 | 0.0033458 | 0.0037067 | 0.0035885
Portfolio Adjusted1-in-10Size: Under 20 kWAll2022March Monthly Peak | Portfolio Adjusted | 1-in-10 | Size: Under 20 kW | All | 2022 | March Monthly Peak | 3 | 0.85567 | 0.83118 | 0.81783 | 0.81603 | 0.82182 | 0.85301 | 0.88459 | 0.87193 | 1.0512 | 1.2395 | 1.3946 | 1.4752 | 1.5064 | 1.5554 | 1.6054 | 1.6091 | 1.5449 | 1.3641 | 1.2429 | 1.2548 | 1.1731 | 1.0618 | 0.96157 | 0.9043 | 0 | 0 | 0 | 0 | 0 | 0 | 0 | 0 | 0 | 0 | 0 | 0 | 0 | 0 | 0.0027789 | 0.0081018 | 0.0099321 | 0.00983 | 0 | 0 | 0 | 0 | 0 | 0 | 57.6722 | 56.3942 | 55.559 | 54.7882 | 53.932 | 52.982 | 52.4019 | 52.9673 | 56.5269 | 61.7091 | 66.8891 | 71.246 | 74.15 | 75.6756 | 76.4283 | 76.8392 | 76.4523 | 75.1761 | 72.6693 | 69.0684 | 65.8546 | 62.9558 | 60.6793 | 58.9715 | 0.0042904 | 0.005165 | 0.0025335 | 0.0032816 | 0.0036792 | 0.0070634 | 0.0054809 | 0.0030508 | 0.0030764 | 0.0034849 | 0.0039775 | 0.0042481 | 0.0041345 | 0.0042167 | 0.0041233 | 0.0040364 | 0.0037762 | 0.0034019 | 0.0031382 | 0.0035461 | 0.0037533 | 0.003232 | 0.0036135 | 0.0038132
Portfolio Adjusted1-in-10Size: Under 20 kWAll2022April Monthly Peak | Portfolio Adjusted | 1-in-10 | Size: Under 20 kW | All | 2022 | April Monthly Peak | 4 | 0.89947 | 0.87022 | 0.8501 | 0.84583 | 0.84628 | 0.87269 | 0.84435 | 0.88922 | 1.1495 | 1.4113 | 1.6369 | 1.7691 | 1.838 | 1.8931 | 1.9392 | 1.9237 | 1.8232 | 1.5563 | 1.2993 | 1.2886 | 1.2638 | 1.1305 | 1.0196 | 0.95883 | 0 | 0 | 0 | 0 | 0 | 0 | 0 | 0 | 0 | 0 | 0 | 0 | 0 | 0 | 0.0033569 | 0.0096858 | 0.011721 | 0.011215 | 0 | 0 | 0 | 0 | 0 | 0 | 68.2319 | 66.7848 | 65.1331 | 63.8105 | 62.6708 | 61.7051 | 61.1519 | 61.1727 | 64.4295 | 70.4752 | 76.6019 | 81.8948 | 85.1089 | 86.964 | 87.8189 | 88.3581 | 88.231 | 87.5944 | 85.7068 | 82.3588 | 77.9554 | 74.075 | 71.419 | 69.766 | 0.0045185 | 0.0054244 | 0.0026464 | 0.0034161 | 0.0038031 | 0.0072508 | 0.0052903 | 0.0031238 | 0.0033545 | 0.0039454 | 0.0046544 | 0.0050726 | 0.0050222 | 0.0051125 | 0.0049675 | 0.0048179 | 0.0044449 | 0.0038682 | 0.0032698 | 0.0036438 | 0.0040394 | 0.003436 | 0.0038326 | 0.0040568
Portfolio Adjusted1-in-10Size: Under 20 kWAll2022May Monthly Peak | Portfolio Adjusted | 1-in-10 | Size: Under 20 kW | All | 2022 | May Monthly Peak | 5 | 0.92165 | 0.89152 | 0.86524 | 0.85807 | 0.86145 | 0.8749 | 0.80754 | 0.92449 | 1.2257 | 1.5223 | 1.7716 | 1.9206 | 1.98 | 2.0252 | 2.0583 | 2.0417 | 1.9289 | 1.6372 | 1.3537 | 1.2781 | 1.3094 | 1.1711 | 1.0535 | 0.98705 | 0 | 0 | 0 | 0 | 0 | 0 | 0 | 0 | 0 | 0 | 0 | 0 | 0 | 0 | 0.003563 | 0.01028 | 0.012401 | 0.011798 | 0 | 0 | 0 | 0 | 0 | 0 | 70.8779 | 69.4172 | 68.0297 | 66.8944 | 65.8426 | 64.964 | 64.5355 | 64.9141 | 68.4164 | 74.1149 | 79.821 | 83.9694 | 87.0274 | 89.0558 | 90.5822 | 91.2988 | 91.1815 | 90.3089 | 88.4906 | 85.986 | 82.3471 | 78.3474 | 75.4008 | 72.8114 | 0.0046461 | 0.0055792 | 0.0027026 | 0.0034796 | 0.003885 | 0.0072811 | 0.005102 | 0.0032754 | 0.0036125 | 0.0043145 | 0.0051116 | 0.0055963 | 0.0054935 | 0.0055483 | 0.0053422 | 0.0051855 | 0.0047689 | 0.0041255 | 0.0034472 | 0.0036608 | 0.0042207 | 0.0035902 | 0.0039879 | 0.0041956
Portfolio Adjusted1-in-10Size: Under 20 kWAll2022June Monthly Peak | Portfolio Adjusted | 1-in-10 | Size: Under 20 kW | All | 2022 | June Monthly Peak | 6 | 0.94462 | 0.91127 | 0.88583 | 0.8771 | 0.87957 | 0.87625 | 0.8151 | 0.98172 | 1.3228 | 1.6561 | 1.9433 | 2.1098 | 2.1798 | 2.2306 | 2.2659 | 2.2436 | 2.1297 | 1.8319 | 1.5207 | 1.3585 | 1.3675 | 1.255 | 1.1156 | 1.013 | 0 | 0 | 0 | 0 | 0 | 0 | 0 | 0 | 0 | 0 | 0 | 0 | 0 | 0 | 0.0039224 | 0.011296 | 0.013692 | 0.013201 | 0 | 0 | 0 | 0 | 0 | 0 | 72.6727 | 71.3364 | 70.2877 | 69.1578 | 68.2131 | 66.9565 | 66.351 | 67.227 | 70.941 | 76.079 | 81.1479 | 84.9004 | 87.4129 | 89.1206 | 90.4948 | 91.1386 | 91.6118 | 91.0884 | 89.9458 | 87.8639 | 84.3967 | 80.5264 | 77.9776 | 76.1339 | 0.0047827 | 0.0057235 | 0.0027725 | 0.0035618 | 0.0039654 | 0.0072969 | 0.0051718 | 0.0034849 | 0.0039184 | 0.0047205 | 0.0056289 | 0.0061633 | 0.0060734 | 0.0061354 | 0.0059099 | 0.0057332 | 0.005311 | 0.0046649 | 0.003919 | 0.0039512 | 0.0044758 | 0.0039101 | 0.0042752 | 0.0043291
Portfolio Adjusted1-in-10Size: Under 20 kWAll2022July Monthly Peak | Portfolio Adjusted | 1-in-10 | Size: Under 20 kW | All | 2022 | July Monthly Peak | 7 | 0.96976 | 0.93737 | 0.90966 | 0.90322 | 0.90568 | 0.92105 | 0.86284 | 1.0405 | 1.4202 | 1.7906 | 2.102 | 2.271 | 2.3487 | 2.4013 | 2.4355 | 2.4113 | 2.2959 | 1.9643 | 1.6163 | 1.4314 | 1.4262 | 1.3003 | 1.1536 | 1.0427 | 0 | 0 | 0 | 0 | 0 | 0 | 0 | 0 | 0 | 0 | 0 | 0 | 0 | 0 | 0.004216 | 0.01214 | 0.01476 | 0.014155 | 0 | 0 | 0 | 0 | 0 | 0 | 74.7101 | 73.6871 | 72.7234 | 71.8541 | 71.0961 | 70.3629 | 69.8325 | 70.1375 | 73.3056 | 78.1528 | 82.8268 | 86.3753 | 88.8041 | 90.4936 | 91.6956 | 92.0642 | 92.3429 | 91.5189 | 89.8695 | 87.5845 | 84.6623 | 81.655 | 79.5217 | 78.0696 | 0.0049354 | 0.0059157 | 0.0028636 | 0.0036807 | 0.0041019 | 0.0076901 | 0.0054776 | 0.0036944 | 0.0041896 | 0.0050782 | 0.006067 | 0.0066118 | 0.0065212 | 0.0065949 | 0.0063348 | 0.0061456 | 0.0057197 | 0.0049916 | 0.0041612 | 0.0041701 | 0.0046766 | 0.0040652 | 0.0044448 | 0.004471
Portfolio Adjusted1-in-10Size: Under 20 kWAll2022August Monthly Peak | Portfolio Adjusted | 1-in-10 | Size: Under 20 kW | All | 2022 | August Monthly Peak | 8 | 0.98774 | 0.95389 | 0.92472 | 0.91659 | 0.92107 | 0.95042 | 0.91294 | 1.0624 | 1.4675 | 1.8606 | 2.186 | 2.3713 | 2.4444 | 2.4916 | 2.5319 | 2.501 | 2.3804 | 2.0312 | 1.6741 | 1.5184 | 1.4819 | 1.3168 | 1.1678 | 1.0561 | 0 | 0 | 0 | 0 | 0 | 0 | 0 | 0 | 0 | 0 | 0 | 0 | 0 | 0 | 0.0043828 | 0.012592 | 0.015304 | 0.014637 | 0 | 0 | 0 | 0 | 0 | 0 | 75.8353 | 74.8684 | 73.7908 | 72.9615 | 72.1876 | 71.5457 | 71.0123 | 71 | 73.7198 | 78.4703 | 82.9266 | 87.1289 | 90.3094 | 92.4596 | 93.6634 | 94.093 | 93.7845 | 92.934 | 91.7371 | 89.2224 | 85.4146 | 82.3513 | 80.3805 | 78.6752 | 0.0050064 | 0.0059926 | 0.0028987 | 0.0037207 | 0.0041597 | 0.0079181 | 0.0057392 | 0.0037404 | 0.0042782 | 0.005192 | 0.0062316 | 0.0068099 | 0.0066955 | 0.0067552 | 0.00651 | 0.0063015 | 0.0058538 | 0.0050931 | 0.0042638 | 0.0043647 | 0.0048196 | 0.0040921 | 0.0044829 | 0.004518
Portfolio Adjusted1-in-10Size: Under 20 kWAll2022September Monthly Peak | Portfolio Adjusted | 1-in-10 | Size: Under 20 kW | All | 2022 | September Monthly Peak | 9 | 0.97735 | 0.94461 | 0.91664 | 0.91065 | 0.91463 | 0.95287 | 0.97264 | 1.07 | 1.4852 | 1.9018 | 2.2411 | 2.4407 | 2.5184 | 2.5594 | 2.5779 | 2.5356 | 2.3993 | 2.0353 | 1.6755 | 1.6155 | 1.4668 | 1.2982 | 1.1519 | 1.0408 | 0 | 0 | 0 | 0 | 0 | 0 | 0 | 0 | 0 | 0 | 0 | 0 | 0 | 0 | 0.0044625 | 0.012766 | 0.015425 | 0.014667 | 0 | 0 | 0 | 0 | 0 | 0 | 77.0752 | 75.891 | 74.6745 | 73.9039 | 72.9104 | 71.9643 | 71.3801 | 71.2942 | 73.5419 | 78.379 | 83.7187 | 88.7383 | 92.6125 | 95.1108 | 95.7948 | 96.202 | 96.0164 | 95.0736 | 93.3684 | 90.4095 | 86.3087 | 82.921 | 80.5743 | 78.77 | 0.004942 | 0.0059166 | 0.0028655 | 0.0036895 | 0.0041186 | 0.0079122 | 0.0060631 | 0.0037281 | 0.0042753 | 0.0052397 | 0.0063159 | 0.0069492 | 0.0068386 | 0.0068882 | 0.0065951 | 0.0063567 | 0.0058704 | 0.0050875 | 0.0042473 | 0.004598 | 0.0047497 | 0.004016 | 0.0044055 | 0.0044362
Portfolio Adjusted1-in-10Size: Under 20 kWAll2022October Monthly Peak | Portfolio Adjusted | 1-in-10 | Size: Under 20 kW | All | 2022 | October Monthly Peak | 10 | 0.90655 | 0.884 | 0.86364 | 0.85841 | 0.85933 | 0.88747 | 0.94448 | 0.96336 | 1.2519 | 1.5675 | 1.8304 | 1.989 | 2.0565 | 2.1146 | 2.1561 | 2.128 | 2.0078 | 1.6974 | 1.5284 | 1.437 | 1.3021 | 1.1639 | 1.0446 | 0.96484 | 0 | 0 | 0 | 0 | 0 | 0 | 0 | 0 | 0 | 0 | 0 | 0 | 0 | 0 | 0.0037323 | 0.010714 | 0.012908 | 0.012232 | 0 | 0 | 0 | 0 | 0 | 0 | 72.7864 | 71.8549 | 70.864 | 69.5468 | 68.5755 | 67.7185 | 67.3204 | 66.9891 | 67.8896 | 72.1433 | 77.3394 | 82.1087 | 85.4726 | 87.8396 | 88.9757 | 89.3367 | 88.661 | 86.9549 | 84.3 | 81.2003 | 78.1318 | 75.9214 | 74.2134 | 72.7701 | 0.0045675 | 0.0055256 | 0.002699 | 0.0034735 | 0.0038671 | 0.0073796 | 0.005876 | 0.0033585 | 0.0036336 | 0.0043595 | 0.0051828 | 0.0056851 | 0.0055996 | 0.0057058 | 0.0055199 | 0.0053326 | 0.004905 | 0.0042316 | 0.003842 | 0.0040637 | 0.0041831 | 0.0035712 | 0.0039715 | 0.0041011
Portfolio Adjusted1-in-10Size: Under 20 kWAll2022November Monthly Peak | Portfolio Adjusted | 1-in-10 | Size: Under 20 kW | All | 2022 | November Monthly Peak | 11 | 0.85441 | 0.8349 | 0.82881 | 0.82295 | 0.82529 | 0.8527 | 0.8153 | 0.86662 | 1.0937 | 1.2879 | 1.4355 | 1.5106 | 1.5292 | 1.5564 | 1.5713 | 1.5515 | 1.491 | 1.4928 | 1.3252 | 1.2008 | 1.1087 | 1.0032 | 0.92199 | 0.88546 | 0 | 0 | 0 | 0 | 0 | 0 | 0 | 0 | 0 | 0 | 0 | 0 | 0 | 0 | 0.00272 | 0.0078116 | 0.0095855 | 0.010757 | 0 | 0 | 0 | 0 | 0 | 0 | 60.6791 | 59.3462 | 58.3328 | 57.0663 | 56.1963 | 55.5994 | 55.1382 | 55.1145 | 57.4546 | 61.9658 | 67.3327 | 71.5796 | 74.2819 | 75.9358 | 76.9644 | 77.0963 | 76.0759 | 73.7856 | 71.0966 | 68.1039 | 65.9299 | 64.36 | 62.782 | 61.7307 | 0.0043067 | 0.0052209 | 0.0025821 | 0.0033274 | 0.0037138 | 0.0070808 | 0.0050971 | 0.003061 | 0.003199 | 0.0036217 | 0.0040956 | 0.0043436 | 0.0041835 | 0.0041984 | 0.0040221 | 0.0038781 | 0.0036225 | 0.0036756 | 0.0033039 | 0.003371 | 0.0035378 | 0.0030579 | 0.0034651 | 0.0037572
Portfolio Adjusted1-in-10Size: Under 20 kWAll2022December Monthly Peak | Portfolio Adjusted | 1-in-10 | Size: Under 20 kW | All | 2022 | December Monthly Peak | 12 | 0.8592 | 0.85007 | 0.84492 | 0.84545 | 0.84995 | 0.89623 | 0.93258 | 0.98771 | 1.2941 | 1.5262 | 1.6215 | 1.5769 | 1.4775 | 1.3782 | 1.2946 | 1.247 | 1.327 | 1.5154 | 1.4653 | 1.3658 | 1.2544 | 1.167 | 1.0499 | 0.89233 | 0 | 0 | 0 | 0 | 0 | 0 | 0 | 0 | 0 | 0 | 0 | 0 | 0 | 0 | 0.002241 | 0.0062785 | 0.0085313 | 0.010921 | 0 | 0 | 0 | 0 | 0 | 0 | 42.0365 | 41.3644 | 40.9235 | 40.4945 | 40.0204 | 39.3235 | 39.2912 | 39.2223 | 39.9664 | 42.4849 | 45.1129 | 47.44 | 48.8942 | 49.5125 | 49.8752 | 49.8951 | 49.25 | 47.7655 | 46.09 | 44.9558 | 44.0267 | 43.0933 | 42.6048 | 42.1662 | 0.0042722 | 0.0052433 | 0.0025999 | 0.0033828 | 0.0037808 | 0.0073254 | 0.0056658 | 0.0033644 | 0.0036764 | 0.0041781 | 0.0045497 | 0.0044832 | 0.0040271 | 0.0037448 | 0.0033465 | 0.0031717 | 0.0033118 | 0.0038557 | 0.0037364 | 0.0039377 | 0.0041308 | 0.0036737 | 0.0040369 | 0.003727
Portfolio Adjusted1-in-10Size: Under 20 kWAll2022Typical Event Day | Portfolio Adjusted | 1-in-10 | Size: Under 20 kW | All | 2022 | Typical Event Day | 8 | 0.98253 | 0.94905 | 0.92064 | 0.91253 | 0.91716 | 0.94604 | 0.9085 | 1.0519 | 1.4457 | 1.8266 | 2.1425 | 2.3236 | 2.3955 | 2.4454 | 2.4893 | 2.462 | 2.343 | 1.9985 | 1.6488 | 1.497 | 1.465 | 1.3026 | 1.1564 | 1.0489 | 0 | 0 | 0 | 0 | 0 | 0 | 0 | 0 | 0 | 0 | 0 | 0 | 0 | 0 | 0.0043091 | 0.012396 | 0.015064 | 0.014402 | 0 | 0 | 0 | 0 | 0 | 0 | 75.0734 | 73.9457 | 72.8691 | 71.9693 | 71.1018 | 70.2074 | 69.644 | 69.9147 | 72.8771 | 77.7703 | 82.655 | 86.7857 | 89.7847 | 91.7962 | 92.9122 | 93.3744 | 93.4389 | 92.6537 | 91.2302 | 88.7701 | 85.1956 | 81.8634 | 79.6135 | 77.9122 | 0.0049853 | 0.0059685 | 0.0028884 | 0.0037077 | 0.0041459 | 0.0078905 | 0.0057181 | 0.0037121 | 0.0042294 | 0.0051171 | 0.0061316 | 0.0066981 | 0.0065859 | 0.0066513 | 0.0064183 | 0.006218 | 0.0057744 | 0.0050209 | 0.0042078 | 0.0043098 | 0.0047689 | 0.0040511 | 0.0044427 | 0.0044925
Portfolio Adjusted1-in-10Size: Under 20 kWAll2023January Monthly Peak | Portfolio Adjusted | 1-in-10 | Size: Under 20 kW | All | 2023 | January Monthly Peak | 1 | 0.7996 | 0.79317 | 0.7891 | 0.79006 | 0.79866 | 0.83879 | 0.88914 | 0.94563 | 1.2545 | 1.5123 | 1.6156 | 1.558 | 1.4328 | 1.3092 | 1.2002 | 1.1463 | 1.2612 | 1.5342 | 1.5613 | 1.4694 | 1.3417 | 1.2504 | 1.1 | 0.84267 | 0 | 0 | 0 | 0 | 0 | 0 | 0 | 0 | 0 | 0 | 0 | 0 | 0 | 0 | 0.0020776 | 0.0057713 | 0.0081083 | 0.011056 | 0 | 0 | 0 | 0 | 0 | 0 | 39.2506 | 38.7308 | 38.1403 | 37.3654 | 36.8823 | 36.4288 | 35.904 | 35.6186 | 36.2558 | 39.1302 | 42.0465 | 44.3824 | 46.0582 | 47.2339 | 48.2313 | 48.4365 | 48.128 | 47.0893 | 45.3035 | 44.1204 | 43.1287 | 42.615 | 42.008 | 41.3516 | 0.0038826 | 0.0047758 | 0.0023775 | 0.0030807 | 0.0034685 | 0.0067075 | 0.0052803 | 0.0031549 | 0.0035096 | 0.0040903 | 0.0044932 | 0.0043878 | 0.0038562 | 0.0035101 | 0.0030577 | 0.0028751 | 0.003163 | 0.003962 | 0.0040296 | 0.0043086 | 0.0044844 | 0.0039976 | 0.0042604 | 0.0034418
Portfolio Adjusted1-in-10Size: Under 20 kWAll2023February Monthly Peak | Portfolio Adjusted | 1-in-10 | Size: Under 20 kW | All | 2023 | February Monthly Peak | 2 | 0.82022 | 0.80715 | 0.80208 | 0.80478 | 0.81402 | 0.84967 | 0.85383 | 0.87037 | 1.1092 | 1.303 | 1.4029 | 1.4062 | 1.3691 | 1.3402 | 1.3172 | 1.2924 | 1.292 | 1.3356 | 1.3995 | 1.2926 | 1.1864 | 1.0835 | 0.9802 | 0.86262 | 0 | 0 | 0 | 0 | 0 | 0 | 0 | 0 | 0 | 0 | 0 | 0 | 0 | 0 | 0.0022802 | 0.0065071 | 0.0083065 | 0.0096247 | 0 | 0 | 0 | 0 | 0 | 0 | 46.7105 | 46.3073 | 45.9897 | 45.5069 | 45.2533 | 44.6774 | 44.117 | 44.2883 | 45.4792 | 48.8799 | 52.0629 | 54.7981 | 56.547 | 57.5602 | 58.191 | 58.4231 | 57.7834 | 56.795 | 54.7199 | 52.6024 | 51.0866 | 49.7466 | 48.6562 | 47.4 | 0.0040577 | 0.0049444 | 0.0024548 | 0.0031929 | 0.0035991 | 0.0069397 | 0.0052021 | 0.0029856 | 0.0031867 | 0.0035991 | 0.0039589 | 0.0040163 | 0.0037342 | 0.0036279 | 0.0033921 | 0.0032625 | 0.0031981 | 0.0033783 | 0.0035402 | 0.0036903 | 0.0038422 | 0.0033458 | 0.0037067 | 0.0035885
Portfolio Adjusted1-in-10Size: Under 20 kWAll2023March Monthly Peak | Portfolio Adjusted | 1-in-10 | Size: Under 20 kW | All | 2023 | March Monthly Peak | 3 | 0.85567 | 0.83118 | 0.81783 | 0.81603 | 0.82182 | 0.85301 | 0.88459 | 0.87193 | 1.0512 | 1.2395 | 1.3946 | 1.4752 | 1.5064 | 1.5554 | 1.6054 | 1.6091 | 1.5449 | 1.3641 | 1.2429 | 1.2548 | 1.1731 | 1.0618 | 0.96157 | 0.9043 | 0 | 0 | 0 | 0 | 0 | 0 | 0 | 0 | 0 | 0 | 0 | 0 | 0 | 0 | 0.0027789 | 0.0081018 | 0.0099321 | 0.00983 | 0 | 0 | 0 | 0 | 0 | 0 | 57.6722 | 56.3942 | 55.559 | 54.7882 | 53.932 | 52.982 | 52.4019 | 52.9673 | 56.5269 | 61.7091 | 66.8891 | 71.246 | 74.15 | 75.6756 | 76.4283 | 76.8392 | 76.4523 | 75.1761 | 72.6693 | 69.0684 | 65.8546 | 62.9558 | 60.6793 | 58.9715 | 0.0042904 | 0.005165 | 0.0025335 | 0.0032816 | 0.0036792 | 0.0070634 | 0.0054809 | 0.0030508 | 0.0030764 | 0.0034849 | 0.0039775 | 0.0042481 | 0.0041345 | 0.0042167 | 0.0041233 | 0.0040364 | 0.0037762 | 0.0034019 | 0.0031382 | 0.0035461 | 0.0037533 | 0.003232 | 0.0036135 | 0.0038132
Portfolio Adjusted1-in-10Size: Under 20 kWAll2023April Monthly Peak | Portfolio Adjusted | 1-in-10 | Size: Under 20 kW | All | 2023 | April Monthly Peak | 4 | 0.89947 | 0.87022 | 0.8501 | 0.84583 | 0.84628 | 0.87269 | 0.84435 | 0.88922 | 1.1495 | 1.4113 | 1.6369 | 1.7691 | 1.838 | 1.8931 | 1.9392 | 1.9237 | 1.8232 | 1.5563 | 1.2993 | 1.2886 | 1.2638 | 1.1305 | 1.0196 | 0.95883 | 0 | 0 | 0 | 0 | 0 | 0 | 0 | 0 | 0 | 0 | 0 | 0 | 0 | 0 | 0.0033569 | 0.0096858 | 0.011721 | 0.011215 | 0 | 0 | 0 | 0 | 0 | 0 | 68.2319 | 66.7848 | 65.1331 | 63.8105 | 62.6708 | 61.7051 | 61.1519 | 61.1727 | 64.4295 | 70.4752 | 76.6019 | 81.8948 | 85.1089 | 86.964 | 87.8189 | 88.3581 | 88.231 | 87.5944 | 85.7068 | 82.3588 | 77.9554 | 74.075 | 71.419 | 69.766 | 0.0045185 | 0.0054244 | 0.0026464 | 0.0034161 | 0.0038031 | 0.0072508 | 0.0052903 | 0.0031238 | 0.0033545 | 0.0039454 | 0.0046544 | 0.0050726 | 0.0050222 | 0.0051125 | 0.0049675 | 0.0048179 | 0.0044449 | 0.0038682 | 0.0032698 | 0.0036438 | 0.0040394 | 0.003436 | 0.0038326 | 0.0040568
Portfolio Adjusted1-in-10Size: Under 20 kWAll2023May Monthly Peak | Portfolio Adjusted | 1-in-10 | Size: Under 20 kW | All | 2023 | May Monthly Peak | 5 | 0.92165 | 0.89152 | 0.86524 | 0.85807 | 0.86145 | 0.8749 | 0.80754 | 0.92449 | 1.2257 | 1.5223 | 1.7716 | 1.9206 | 1.98 | 2.0252 | 2.0583 | 2.0417 | 1.9289 | 1.6372 | 1.3537 | 1.2781 | 1.3094 | 1.1711 | 1.0535 | 0.98705 | 0 | 0 | 0 | 0 | 0 | 0 | 0 | 0 | 0 | 0 | 0 | 0 | 0 | 0 | 0.003563 | 0.01028 | 0.012401 | 0.011798 | 0 | 0 | 0 | 0 | 0 | 0 | 70.8779 | 69.4172 | 68.0297 | 66.8944 | 65.8426 | 64.964 | 64.5355 | 64.9141 | 68.4164 | 74.1149 | 79.821 | 83.9694 | 87.0274 | 89.0558 | 90.5822 | 91.2988 | 91.1815 | 90.3089 | 88.4906 | 85.986 | 82.3471 | 78.3474 | 75.4008 | 72.8114 | 0.0046461 | 0.0055792 | 0.0027026 | 0.0034796 | 0.003885 | 0.0072811 | 0.005102 | 0.0032754 | 0.0036125 | 0.0043145 | 0.0051116 | 0.0055963 | 0.0054935 | 0.0055483 | 0.0053422 | 0.0051855 | 0.0047689 | 0.0041255 | 0.0034472 | 0.0036608 | 0.0042207 | 0.0035902 | 0.0039879 | 0.0041956
Portfolio Adjusted1-in-10Size: Under 20 kWAll2023June Monthly Peak | Portfolio Adjusted | 1-in-10 | Size: Under 20 kW | All | 2023 | June Monthly Peak | 6 | 0.94462 | 0.91127 | 0.88583 | 0.8771 | 0.87957 | 0.87625 | 0.8151 | 0.98172 | 1.3228 | 1.6561 | 1.9433 | 2.1098 | 2.1798 | 2.2306 | 2.2659 | 2.2436 | 2.1297 | 1.8319 | 1.5207 | 1.3585 | 1.3675 | 1.255 | 1.1156 | 1.013 | 0 | 0 | 0 | 0 | 0 | 0 | 0 | 0 | 0 | 0 | 0 | 0 | 0 | 0 | 0.0039224 | 0.011296 | 0.013692 | 0.013201 | 0 | 0 | 0 | 0 | 0 | 0 | 72.6727 | 71.3364 | 70.2877 | 69.1578 | 68.2131 | 66.9565 | 66.351 | 67.227 | 70.941 | 76.079 | 81.1479 | 84.9004 | 87.4129 | 89.1206 | 90.4948 | 91.1386 | 91.6118 | 91.0884 | 89.9458 | 87.8639 | 84.3967 | 80.5264 | 77.9776 | 76.1339 | 0.0047827 | 0.0057235 | 0.0027725 | 0.0035618 | 0.0039654 | 0.0072969 | 0.0051718 | 0.0034849 | 0.0039184 | 0.0047205 | 0.0056289 | 0.0061633 | 0.0060734 | 0.0061354 | 0.0059099 | 0.0057332 | 0.005311 | 0.0046649 | 0.003919 | 0.0039512 | 0.0044758 | 0.0039101 | 0.0042752 | 0.0043291
Portfolio Adjusted1-in-10Size: Under 20 kWAll2023July Monthly Peak | Portfolio Adjusted | 1-in-10 | Size: Under 20 kW | All | 2023 | July Monthly Peak | 7 | 0.96976 | 0.93737 | 0.90966 | 0.90322 | 0.90568 | 0.92105 | 0.86284 | 1.0405 | 1.4202 | 1.7906 | 2.102 | 2.271 | 2.3487 | 2.4013 | 2.4355 | 2.4113 | 2.2959 | 1.9643 | 1.6163 | 1.4314 | 1.4262 | 1.3003 | 1.1536 | 1.0427 | 0 | 0 | 0 | 0 | 0 | 0 | 0 | 0 | 0 | 0 | 0 | 0 | 0 | 0 | 0.004216 | 0.01214 | 0.01476 | 0.014155 | 0 | 0 | 0 | 0 | 0 | 0 | 74.7101 | 73.6871 | 72.7234 | 71.8541 | 71.0961 | 70.3629 | 69.8325 | 70.1375 | 73.3056 | 78.1528 | 82.8268 | 86.3753 | 88.8041 | 90.4936 | 91.6956 | 92.0642 | 92.3429 | 91.5189 | 89.8695 | 87.5845 | 84.6623 | 81.655 | 79.5217 | 78.0696 | 0.0049354 | 0.0059157 | 0.0028636 | 0.0036807 | 0.0041019 | 0.0076901 | 0.0054776 | 0.0036944 | 0.0041896 | 0.0050782 | 0.006067 | 0.0066118 | 0.0065212 | 0.0065949 | 0.0063348 | 0.0061456 | 0.0057197 | 0.0049916 | 0.0041612 | 0.0041701 | 0.0046766 | 0.0040652 | 0.0044448 | 0.004471
Portfolio Adjusted1-in-10Size: Under 20 kWAll2023August Monthly Peak | Portfolio Adjusted | 1-in-10 | Size: Under 20 kW | All | 2023 | August Monthly Peak | 8 | 0.98774 | 0.95389 | 0.92472 | 0.91659 | 0.92107 | 0.95042 | 0.91294 | 1.0624 | 1.4675 | 1.8606 | 2.186 | 2.3713 | 2.4444 | 2.4916 | 2.5319 | 2.501 | 2.3804 | 2.0312 | 1.6741 | 1.5184 | 1.4819 | 1.3168 | 1.1678 | 1.0561 | 0 | 0 | 0 | 0 | 0 | 0 | 0 | 0 | 0 | 0 | 0 | 0 | 0 | 0 | 0.0043828 | 0.012592 | 0.015304 | 0.014637 | 0 | 0 | 0 | 0 | 0 | 0 | 75.8353 | 74.8684 | 73.7908 | 72.9615 | 72.1876 | 71.5457 | 71.0123 | 71 | 73.7198 | 78.4703 | 82.9266 | 87.1289 | 90.3094 | 92.4596 | 93.6634 | 94.093 | 93.7845 | 92.934 | 91.7371 | 89.2224 | 85.4146 | 82.3513 | 80.3805 | 78.6752 | 0.0050064 | 0.0059926 | 0.0028987 | 0.0037207 | 0.0041597 | 0.0079181 | 0.0057392 | 0.0037404 | 0.0042782 | 0.005192 | 0.0062316 | 0.0068099 | 0.0066955 | 0.0067552 | 0.00651 | 0.0063015 | 0.0058538 | 0.0050931 | 0.0042638 | 0.0043647 | 0.0048196 | 0.0040921 | 0.0044829 | 0.004518
Portfolio Adjusted1-in-10Size: Under 20 kWAll2023September Monthly Peak | Portfolio Adjusted | 1-in-10 | Size: Under 20 kW | All | 2023 | September Monthly Peak | 9 | 0.97735 | 0.94461 | 0.91664 | 0.91065 | 0.91463 | 0.95287 | 0.97264 | 1.07 | 1.4852 | 1.9018 | 2.2411 | 2.4407 | 2.5184 | 2.5594 | 2.5779 | 2.5356 | 2.3993 | 2.0353 | 1.6755 | 1.6155 | 1.4668 | 1.2982 | 1.1519 | 1.0408 | 0 | 0 | 0 | 0 | 0 | 0 | 0 | 0 | 0 | 0 | 0 | 0 | 0 | 0 | 0.0044625 | 0.012766 | 0.015425 | 0.014667 | 0 | 0 | 0 | 0 | 0 | 0 | 77.0752 | 75.891 | 74.6745 | 73.9039 | 72.9104 | 71.9643 | 71.3801 | 71.2942 | 73.5419 | 78.379 | 83.7187 | 88.7383 | 92.6125 | 95.1108 | 95.7948 | 96.202 | 96.0164 | 95.0736 | 93.3684 | 90.4095 | 86.3087 | 82.921 | 80.5743 | 78.77 | 0.004942 | 0.0059166 | 0.0028655 | 0.0036895 | 0.0041186 | 0.0079122 | 0.0060631 | 0.0037281 | 0.0042753 | 0.0052397 | 0.0063159 | 0.0069492 | 0.0068386 | 0.0068882 | 0.0065951 | 0.0063567 | 0.0058704 | 0.0050875 | 0.0042473 | 0.004598 | 0.0047497 | 0.004016 | 0.0044055 | 0.0044362
Portfolio Adjusted1-in-10Size: Under 20 kWAll2023October Monthly Peak | Portfolio Adjusted | 1-in-10 | Size: Under 20 kW | All | 2023 | October Monthly Peak | 10 | 0.90655 | 0.884 | 0.86364 | 0.85841 | 0.85933 | 0.88747 | 0.94448 | 0.96336 | 1.2519 | 1.5675 | 1.8304 | 1.989 | 2.0565 | 2.1146 | 2.1561 | 2.128 | 2.0078 | 1.6974 | 1.5284 | 1.437 | 1.3021 | 1.1639 | 1.0446 | 0.96484 | 0 | 0 | 0 | 0 | 0 | 0 | 0 | 0 | 0 | 0 | 0 | 0 | 0 | 0 | 0.0037323 | 0.010714 | 0.012908 | 0.012232 | 0 | 0 | 0 | 0 | 0 | 0 | 72.7864 | 71.8549 | 70.864 | 69.5468 | 68.5755 | 67.7185 | 67.3204 | 66.9891 | 67.8896 | 72.1433 | 77.3394 | 82.1087 | 85.4726 | 87.8396 | 88.9757 | 89.3367 | 88.661 | 86.9549 | 84.3 | 81.2003 | 78.1318 | 75.9214 | 74.2134 | 72.7701 | 0.0045675 | 0.0055256 | 0.002699 | 0.0034735 | 0.0038671 | 0.0073796 | 0.005876 | 0.0033585 | 0.0036336 | 0.0043595 | 0.0051828 | 0.0056851 | 0.0055996 | 0.0057058 | 0.0055199 | 0.0053326 | 0.004905 | 0.0042316 | 0.003842 | 0.0040637 | 0.0041831 | 0.0035712 | 0.0039715 | 0.0041011
Portfolio Adjusted1-in-10Size: Under 20 kWAll2023November Monthly Peak | Portfolio Adjusted | 1-in-10 | Size: Under 20 kW | All | 2023 | November Monthly Peak | 11 | 0.85441 | 0.8349 | 0.82881 | 0.82295 | 0.82529 | 0.8527 | 0.8153 | 0.86662 | 1.0937 | 1.2879 | 1.4355 | 1.5106 | 1.5292 | 1.5564 | 1.5713 | 1.5515 | 1.491 | 1.4928 | 1.3252 | 1.2008 | 1.1087 | 1.0032 | 0.92199 | 0.88546 | 0 | 0 | 0 | 0 | 0 | 0 | 0 | 0 | 0 | 0 | 0 | 0 | 0 | 0 | 0.00272 | 0.0078116 | 0.0095855 | 0.010757 | 0 | 0 | 0 | 0 | 0 | 0 | 60.6791 | 59.3462 | 58.3328 | 57.0663 | 56.1963 | 55.5994 | 55.1382 | 55.1145 | 57.4546 | 61.9658 | 67.3327 | 71.5796 | 74.2819 | 75.9358 | 76.9644 | 77.0963 | 76.0759 | 73.7856 | 71.0966 | 68.1039 | 65.9299 | 64.36 | 62.782 | 61.7307 | 0.0043067 | 0.0052209 | 0.0025821 | 0.0033274 | 0.0037138 | 0.0070808 | 0.0050971 | 0.003061 | 0.003199 | 0.0036217 | 0.0040956 | 0.0043436 | 0.0041835 | 0.0041984 | 0.0040221 | 0.0038781 | 0.0036225 | 0.0036756 | 0.0033039 | 0.003371 | 0.0035378 | 0.0030579 | 0.0034651 | 0.0037572
Portfolio Adjusted1-in-10Size: Under 20 kWAll2023December Monthly Peak | Portfolio Adjusted | 1-in-10 | Size: Under 20 kW | All | 2023 | December Monthly Peak | 12 | 0.8592 | 0.85007 | 0.84492 | 0.84545 | 0.84995 | 0.89623 | 0.93258 | 0.98771 | 1.2941 | 1.5262 | 1.6215 | 1.5769 | 1.4775 | 1.3782 | 1.2946 | 1.247 | 1.327 | 1.5154 | 1.4653 | 1.3658 | 1.2544 | 1.167 | 1.0499 | 0.89233 | 0 | 0 | 0 | 0 | 0 | 0 | 0 | 0 | 0 | 0 | 0 | 0 | 0 | 0 | 0.002241 | 0.0062785 | 0.0085313 | 0.010921 | 0 | 0 | 0 | 0 | 0 | 0 | 42.0365 | 41.3644 | 40.9235 | 40.4945 | 40.0204 | 39.3235 | 39.2912 | 39.2223 | 39.9664 | 42.4849 | 45.1129 | 47.44 | 48.8942 | 49.5125 | 49.8752 | 49.8951 | 49.25 | 47.7655 | 46.09 | 44.9558 | 44.0267 | 43.0933 | 42.6048 | 42.1662 | 0.0042722 | 0.0052433 | 0.0025999 | 0.0033828 | 0.0037808 | 0.0073254 | 0.0056658 | 0.0033644 | 0.0036764 | 0.0041781 | 0.0045497 | 0.0044832 | 0.0040271 | 0.0037448 | 0.0033465 | 0.0031717 | 0.0033118 | 0.0038557 | 0.0037364 | 0.0039377 | 0.0041308 | 0.0036737 | 0.0040369 | 0.003727
Portfolio Adjusted1-in-10Size: Under 20 kWAll2023Typical Event Day | Portfolio Adjusted | 1-in-10 | Size: Under 20 kW | All | 2023 | Typical Event Day | 8 | 0.98253 | 0.94905 | 0.92064 | 0.91253 | 0.91716 | 0.94604 | 0.9085 | 1.0519 | 1.4457 | 1.8266 | 2.1425 | 2.3236 | 2.3955 | 2.4454 | 2.4893 | 2.462 | 2.343 | 1.9985 | 1.6488 | 1.497 | 1.465 | 1.3026 | 1.1564 | 1.0489 | 0 | 0 | 0 | 0 | 0 | 0 | 0 | 0 | 0 | 0 | 0 | 0 | 0 | 0 | 0.0043091 | 0.012396 | 0.015064 | 0.014402 | 0 | 0 | 0 | 0 | 0 | 0 | 75.0734 | 73.9457 | 72.8691 | 71.9693 | 71.1018 | 70.2074 | 69.644 | 69.9147 | 72.8771 | 77.7703 | 82.655 | 86.7857 | 89.7847 | 91.7962 | 92.9122 | 93.3744 | 93.4389 | 92.6537 | 91.2302 | 88.7701 | 85.1956 | 81.8634 | 79.6135 | 77.9122 | 0.0049853 | 0.0059685 | 0.0028884 | 0.0037077 | 0.0041459 | 0.0078905 | 0.0057181 | 0.0037121 | 0.0042294 | 0.0051171 | 0.0061316 | 0.0066981 | 0.0065859 | 0.0066513 | 0.0064183 | 0.006218 | 0.0057744 | 0.0050209 | 0.0042078 | 0.0043098 | 0.0047689 | 0.0040511 | 0.0044427 | 0.0044925
Portfolio Adjusted1-in-10Size: Under 20 kWAll2024January Monthly Peak | Portfolio Adjusted | 1-in-10 | Size: Under 20 kW | All | 2024 | January Monthly Peak | 1 | 0.7996 | 0.79317 | 0.7891 | 0.79006 | 0.79866 | 0.83879 | 0.88914 | 0.94563 | 1.2545 | 1.5123 | 1.6156 | 1.558 | 1.4328 | 1.3092 | 1.2002 | 1.1463 | 1.2612 | 1.5342 | 1.5613 | 1.4694 | 1.3417 | 1.2504 | 1.1 | 0.84267 | 0 | 0 | 0 | 0 | 0 | 0 | 0 | 0 | 0 | 0 | 0 | 0 | 0 | 0 | 0.0020776 | 0.0057713 | 0.0081083 | 0.011056 | 0 | 0 | 0 | 0 | 0 | 0 | 39.2506 | 38.7308 | 38.1403 | 37.3654 | 36.8823 | 36.4288 | 35.904 | 35.6186 | 36.2558 | 39.1302 | 42.0465 | 44.3824 | 46.0582 | 47.2339 | 48.2313 | 48.4365 | 48.128 | 47.0893 | 45.3035 | 44.1204 | 43.1287 | 42.615 | 42.008 | 41.3516 | 0.0038826 | 0.0047758 | 0.0023775 | 0.0030807 | 0.0034685 | 0.0067075 | 0.0052803 | 0.0031549 | 0.0035096 | 0.0040903 | 0.0044932 | 0.0043878 | 0.0038562 | 0.0035101 | 0.0030577 | 0.0028751 | 0.003163 | 0.003962 | 0.0040296 | 0.0043086 | 0.0044844 | 0.0039976 | 0.0042604 | 0.0034418
Portfolio Adjusted1-in-10Size: Under 20 kWAll2024February Monthly Peak | Portfolio Adjusted | 1-in-10 | Size: Under 20 kW | All | 2024 | February Monthly Peak | 2 | 0.82022 | 0.80715 | 0.80208 | 0.80478 | 0.81402 | 0.84967 | 0.85383 | 0.87037 | 1.1092 | 1.303 | 1.4029 | 1.4062 | 1.3691 | 1.3402 | 1.3172 | 1.2924 | 1.292 | 1.3356 | 1.3995 | 1.2926 | 1.1864 | 1.0835 | 0.9802 | 0.86262 | 0 | 0 | 0 | 0 | 0 | 0 | 0 | 0 | 0 | 0 | 0 | 0 | 0 | 0 | 0.0022802 | 0.0065071 | 0.0083065 | 0.0096247 | 0 | 0 | 0 | 0 | 0 | 0 | 46.7105 | 46.3073 | 45.9897 | 45.5069 | 45.2533 | 44.6774 | 44.117 | 44.2883 | 45.4792 | 48.8799 | 52.0629 | 54.7981 | 56.547 | 57.5602 | 58.191 | 58.4231 | 57.7834 | 56.795 | 54.7199 | 52.6024 | 51.0866 | 49.7466 | 48.6562 | 47.4 | 0.0040577 | 0.0049444 | 0.0024548 | 0.0031929 | 0.0035991 | 0.0069397 | 0.0052021 | 0.0029856 | 0.0031867 | 0.0035991 | 0.0039589 | 0.0040163 | 0.0037342 | 0.0036279 | 0.0033921 | 0.0032625 | 0.0031981 | 0.0033783 | 0.0035402 | 0.0036903 | 0.0038422 | 0.0033458 | 0.0037067 | 0.0035885
Portfolio Adjusted1-in-10Size: Under 20 kWAll2024March Monthly Peak | Portfolio Adjusted | 1-in-10 | Size: Under 20 kW | All | 2024 | March Monthly Peak | 3 | 0.85567 | 0.83118 | 0.81783 | 0.81603 | 0.82182 | 0.85301 | 0.88459 | 0.87193 | 1.0512 | 1.2395 | 1.3946 | 1.4752 | 1.5064 | 1.5554 | 1.6054 | 1.6091 | 1.5449 | 1.3641 | 1.2429 | 1.2548 | 1.1731 | 1.0618 | 0.96157 | 0.9043 | 0 | 0 | 0 | 0 | 0 | 0 | 0 | 0 | 0 | 0 | 0 | 0 | 0 | 0 | 0.0027789 | 0.0081018 | 0.0099321 | 0.00983 | 0 | 0 | 0 | 0 | 0 | 0 | 57.6722 | 56.3942 | 55.559 | 54.7882 | 53.932 | 52.982 | 52.4019 | 52.9673 | 56.5269 | 61.7091 | 66.8891 | 71.246 | 74.15 | 75.6756 | 76.4283 | 76.8392 | 76.4523 | 75.1761 | 72.6693 | 69.0684 | 65.8546 | 62.9558 | 60.6793 | 58.9715 | 0.0042904 | 0.005165 | 0.0025335 | 0.0032816 | 0.0036792 | 0.0070634 | 0.0054809 | 0.0030508 | 0.0030764 | 0.0034849 | 0.0039775 | 0.0042481 | 0.0041345 | 0.0042167 | 0.0041233 | 0.0040364 | 0.0037762 | 0.0034019 | 0.0031382 | 0.0035461 | 0.0037533 | 0.003232 | 0.0036135 | 0.0038132
Portfolio Adjusted1-in-10Size: Under 20 kWAll2024April Monthly Peak | Portfolio Adjusted | 1-in-10 | Size: Under 20 kW | All | 2024 | April Monthly Peak | 4 | 0.89947 | 0.87022 | 0.8501 | 0.84583 | 0.84628 | 0.87269 | 0.84435 | 0.88922 | 1.1495 | 1.4113 | 1.6369 | 1.7691 | 1.838 | 1.8931 | 1.9392 | 1.9237 | 1.8232 | 1.5563 | 1.2993 | 1.2886 | 1.2638 | 1.1305 | 1.0196 | 0.95883 | 0 | 0 | 0 | 0 | 0 | 0 | 0 | 0 | 0 | 0 | 0 | 0 | 0 | 0 | 0.0033569 | 0.0096858 | 0.011721 | 0.011215 | 0 | 0 | 0 | 0 | 0 | 0 | 68.2319 | 66.7848 | 65.1331 | 63.8105 | 62.6708 | 61.7051 | 61.1519 | 61.1727 | 64.4295 | 70.4752 | 76.6019 | 81.8948 | 85.1089 | 86.964 | 87.8189 | 88.3581 | 88.231 | 87.5944 | 85.7068 | 82.3588 | 77.9554 | 74.075 | 71.419 | 69.766 | 0.0045185 | 0.0054244 | 0.0026464 | 0.0034161 | 0.0038031 | 0.0072508 | 0.0052903 | 0.0031238 | 0.0033545 | 0.0039454 | 0.0046544 | 0.0050726 | 0.0050222 | 0.0051125 | 0.0049675 | 0.0048179 | 0.0044449 | 0.0038682 | 0.0032698 | 0.0036438 | 0.0040394 | 0.003436 | 0.0038326 | 0.0040568
Portfolio Adjusted1-in-10Size: Under 20 kWAll2024May Monthly Peak | Portfolio Adjusted | 1-in-10 | Size: Under 20 kW | All | 2024 | May Monthly Peak | 5 | 0.92165 | 0.89152 | 0.86524 | 0.85807 | 0.86145 | 0.8749 | 0.80754 | 0.92449 | 1.2257 | 1.5223 | 1.7716 | 1.9206 | 1.98 | 2.0252 | 2.0583 | 2.0417 | 1.9289 | 1.6372 | 1.3537 | 1.2781 | 1.3094 | 1.1711 | 1.0535 | 0.98705 | 0 | 0 | 0 | 0 | 0 | 0 | 0 | 0 | 0 | 0 | 0 | 0 | 0 | 0 | 0.003563 | 0.01028 | 0.012401 | 0.011798 | 0 | 0 | 0 | 0 | 0 | 0 | 70.8779 | 69.4172 | 68.0297 | 66.8944 | 65.8426 | 64.964 | 64.5355 | 64.9141 | 68.4164 | 74.1149 | 79.821 | 83.9694 | 87.0274 | 89.0558 | 90.5822 | 91.2988 | 91.1815 | 90.3089 | 88.4906 | 85.986 | 82.3471 | 78.3474 | 75.4008 | 72.8114 | 0.0046461 | 0.0055792 | 0.0027026 | 0.0034796 | 0.003885 | 0.0072811 | 0.005102 | 0.0032754 | 0.0036125 | 0.0043145 | 0.0051116 | 0.0055963 | 0.0054935 | 0.0055483 | 0.0053422 | 0.0051855 | 0.0047689 | 0.0041255 | 0.0034472 | 0.0036608 | 0.0042207 | 0.0035902 | 0.0039879 | 0.0041956
Portfolio Adjusted1-in-10Size: Under 20 kWAll2024June Monthly Peak | Portfolio Adjusted | 1-in-10 | Size: Under 20 kW | All | 2024 | June Monthly Peak | 6 | 0.94462 | 0.91127 | 0.88583 | 0.8771 | 0.87957 | 0.87625 | 0.8151 | 0.98172 | 1.3228 | 1.6561 | 1.9433 | 2.1098 | 2.1798 | 2.2306 | 2.2659 | 2.2436 | 2.1297 | 1.8319 | 1.5207 | 1.3585 | 1.3675 | 1.255 | 1.1156 | 1.013 | 0 | 0 | 0 | 0 | 0 | 0 | 0 | 0 | 0 | 0 | 0 | 0 | 0 | 0 | 0.0039224 | 0.011296 | 0.013692 | 0.013201 | 0 | 0 | 0 | 0 | 0 | 0 | 72.6727 | 71.3364 | 70.2877 | 69.1578 | 68.2131 | 66.9565 | 66.351 | 67.227 | 70.941 | 76.079 | 81.1479 | 84.9004 | 87.4129 | 89.1206 | 90.4948 | 91.1386 | 91.6118 | 91.0884 | 89.9458 | 87.8639 | 84.3967 | 80.5264 | 77.9776 | 76.1339 | 0.0047827 | 0.0057235 | 0.0027725 | 0.0035618 | 0.0039654 | 0.0072969 | 0.0051718 | 0.0034849 | 0.0039184 | 0.0047205 | 0.0056289 | 0.0061633 | 0.0060734 | 0.0061354 | 0.0059099 | 0.0057332 | 0.005311 | 0.0046649 | 0.003919 | 0.0039512 | 0.0044758 | 0.0039101 | 0.0042752 | 0.0043291
Portfolio Adjusted1-in-10Size: Under 20 kWAll2024July Monthly Peak | Portfolio Adjusted | 1-in-10 | Size: Under 20 kW | All | 2024 | July Monthly Peak | 7 | 0.96976 | 0.93737 | 0.90966 | 0.90322 | 0.90568 | 0.92105 | 0.86284 | 1.0405 | 1.4202 | 1.7906 | 2.102 | 2.271 | 2.3487 | 2.4013 | 2.4355 | 2.4113 | 2.2959 | 1.9643 | 1.6163 | 1.4314 | 1.4262 | 1.3003 | 1.1536 | 1.0427 | 0 | 0 | 0 | 0 | 0 | 0 | 0 | 0 | 0 | 0 | 0 | 0 | 0 | 0 | 0.004216 | 0.01214 | 0.01476 | 0.014155 | 0 | 0 | 0 | 0 | 0 | 0 | 74.7101 | 73.6871 | 72.7234 | 71.8541 | 71.0961 | 70.3629 | 69.8325 | 70.1375 | 73.3056 | 78.1528 | 82.8268 | 86.3753 | 88.8041 | 90.4936 | 91.6956 | 92.0642 | 92.3429 | 91.5189 | 89.8695 | 87.5845 | 84.6623 | 81.655 | 79.5217 | 78.0696 | 0.0049354 | 0.0059157 | 0.0028636 | 0.0036807 | 0.0041019 | 0.0076901 | 0.0054776 | 0.0036944 | 0.0041896 | 0.0050782 | 0.006067 | 0.0066118 | 0.0065212 | 0.0065949 | 0.0063348 | 0.0061456 | 0.0057197 | 0.0049916 | 0.0041612 | 0.0041701 | 0.0046766 | 0.0040652 | 0.0044448 | 0.004471
Portfolio Adjusted1-in-10Size: Under 20 kWAll2024August Monthly Peak | Portfolio Adjusted | 1-in-10 | Size: Under 20 kW | All | 2024 | August Monthly Peak | 8 | 0.98774 | 0.95389 | 0.92472 | 0.91659 | 0.92107 | 0.95042 | 0.91294 | 1.0624 | 1.4675 | 1.8606 | 2.186 | 2.3713 | 2.4444 | 2.4916 | 2.5319 | 2.501 | 2.3804 | 2.0312 | 1.6741 | 1.5184 | 1.4819 | 1.3168 | 1.1678 | 1.0561 | 0 | 0 | 0 | 0 | 0 | 0 | 0 | 0 | 0 | 0 | 0 | 0 | 0 | 0 | 0.0043828 | 0.012592 | 0.015304 | 0.014637 | 0 | 0 | 0 | 0 | 0 | 0 | 75.8353 | 74.8684 | 73.7908 | 72.9615 | 72.1876 | 71.5457 | 71.0123 | 71 | 73.7198 | 78.4703 | 82.9266 | 87.1289 | 90.3094 | 92.4596 | 93.6634 | 94.093 | 93.7845 | 92.934 | 91.7371 | 89.2224 | 85.4146 | 82.3513 | 80.3805 | 78.6752 | 0.0050064 | 0.0059926 | 0.0028987 | 0.0037207 | 0.0041597 | 0.0079181 | 0.0057392 | 0.0037404 | 0.0042782 | 0.005192 | 0.0062316 | 0.0068099 | 0.0066955 | 0.0067552 | 0.00651 | 0.0063015 | 0.0058538 | 0.0050931 | 0.0042638 | 0.0043647 | 0.0048196 | 0.0040921 | 0.0044829 | 0.004518
Portfolio Adjusted1-in-10Size: Under 20 kWAll2024September Monthly Peak | Portfolio Adjusted | 1-in-10 | Size: Under 20 kW | All | 2024 | September Monthly Peak | 9 | 0.97735 | 0.94461 | 0.91664 | 0.91065 | 0.91463 | 0.95287 | 0.97264 | 1.07 | 1.4852 | 1.9018 | 2.2411 | 2.4407 | 2.5184 | 2.5594 | 2.5779 | 2.5356 | 2.3993 | 2.0353 | 1.6755 | 1.6155 | 1.4668 | 1.2982 | 1.1519 | 1.0408 | 0 | 0 | 0 | 0 | 0 | 0 | 0 | 0 | 0 | 0 | 0 | 0 | 0 | 0 | 0.0044625 | 0.012766 | 0.015425 | 0.014667 | 0 | 0 | 0 | 0 | 0 | 0 | 77.0752 | 75.891 | 74.6745 | 73.9039 | 72.9104 | 71.9643 | 71.3801 | 71.2942 | 73.5419 | 78.379 | 83.7187 | 88.7383 | 92.6125 | 95.1108 | 95.7948 | 96.202 | 96.0164 | 95.0736 | 93.3684 | 90.4095 | 86.3087 | 82.921 | 80.5743 | 78.77 | 0.004942 | 0.0059166 | 0.0028655 | 0.0036895 | 0.0041186 | 0.0079122 | 0.0060631 | 0.0037281 | 0.0042753 | 0.0052397 | 0.0063159 | 0.0069492 | 0.0068386 | 0.0068882 | 0.0065951 | 0.0063567 | 0.0058704 | 0.0050875 | 0.0042473 | 0.004598 | 0.0047497 | 0.004016 | 0.0044055 | 0.0044362
Portfolio Adjusted1-in-10Size: Under 20 kWAll2024October Monthly Peak | Portfolio Adjusted | 1-in-10 | Size: Under 20 kW | All | 2024 | October Monthly Peak | 10 | 0.90655 | 0.884 | 0.86364 | 0.85841 | 0.85933 | 0.88747 | 0.94448 | 0.96336 | 1.2519 | 1.5675 | 1.8304 | 1.989 | 2.0565 | 2.1146 | 2.1561 | 2.128 | 2.0078 | 1.6974 | 1.5284 | 1.437 | 1.3021 | 1.1639 | 1.0446 | 0.96484 | 0 | 0 | 0 | 0 | 0 | 0 | 0 | 0 | 0 | 0 | 0 | 0 | 0 | 0 | 0.0037323 | 0.010714 | 0.012908 | 0.012232 | 0 | 0 | 0 | 0 | 0 | 0 | 72.7864 | 71.8549 | 70.864 | 69.5468 | 68.5755 | 67.7185 | 67.3204 | 66.9891 | 67.8896 | 72.1433 | 77.3394 | 82.1087 | 85.4726 | 87.8396 | 88.9757 | 89.3367 | 88.661 | 86.9549 | 84.3 | 81.2003 | 78.1318 | 75.9214 | 74.2134 | 72.7701 | 0.0045675 | 0.0055256 | 0.002699 | 0.0034735 | 0.0038671 | 0.0073796 | 0.005876 | 0.0033585 | 0.0036336 | 0.0043595 | 0.0051828 | 0.0056851 | 0.0055996 | 0.0057058 | 0.0055199 | 0.0053326 | 0.004905 | 0.0042316 | 0.003842 | 0.0040637 | 0.0041831 | 0.0035712 | 0.0039715 | 0.0041011
Portfolio Adjusted1-in-10Size: Under 20 kWAll2024November Monthly Peak | Portfolio Adjusted | 1-in-10 | Size: Under 20 kW | All | 2024 | November Monthly Peak | 11 | 0.85441 | 0.8349 | 0.82881 | 0.82295 | 0.82529 | 0.8527 | 0.8153 | 0.86662 | 1.0937 | 1.2879 | 1.4355 | 1.5106 | 1.5292 | 1.5564 | 1.5713 | 1.5515 | 1.491 | 1.4928 | 1.3252 | 1.2008 | 1.1087 | 1.0032 | 0.92199 | 0.88546 | 0 | 0 | 0 | 0 | 0 | 0 | 0 | 0 | 0 | 0 | 0 | 0 | 0 | 0 | 0.00272 | 0.0078116 | 0.0095855 | 0.010757 | 0 | 0 | 0 | 0 | 0 | 0 | 60.6791 | 59.3462 | 58.3328 | 57.0663 | 56.1963 | 55.5994 | 55.1382 | 55.1145 | 57.4546 | 61.9658 | 67.3327 | 71.5796 | 74.2819 | 75.9358 | 76.9644 | 77.0963 | 76.0759 | 73.7856 | 71.0966 | 68.1039 | 65.9299 | 64.36 | 62.782 | 61.7307 | 0.0043067 | 0.0052209 | 0.0025821 | 0.0033274 | 0.0037138 | 0.0070808 | 0.0050971 | 0.003061 | 0.003199 | 0.0036217 | 0.0040956 | 0.0043436 | 0.0041835 | 0.0041984 | 0.0040221 | 0.0038781 | 0.0036225 | 0.0036756 | 0.0033039 | 0.003371 | 0.0035378 | 0.0030579 | 0.0034651 | 0.0037572
Portfolio Adjusted1-in-10Size: Under 20 kWAll2024December Monthly Peak | Portfolio Adjusted | 1-in-10 | Size: Under 20 kW | All | 2024 | December Monthly Peak | 12 | 0.8592 | 0.85007 | 0.84492 | 0.84545 | 0.84995 | 0.89623 | 0.93258 | 0.98771 | 1.2941 | 1.5262 | 1.6215 | 1.5769 | 1.4775 | 1.3782 | 1.2946 | 1.247 | 1.327 | 1.5154 | 1.4653 | 1.3658 | 1.2544 | 1.167 | 1.0499 | 0.89233 | 0 | 0 | 0 | 0 | 0 | 0 | 0 | 0 | 0 | 0 | 0 | 0 | 0 | 0 | 0.002241 | 0.0062785 | 0.0085313 | 0.010921 | 0 | 0 | 0 | 0 | 0 | 0 | 42.0365 | 41.3644 | 40.9235 | 40.4945 | 40.0204 | 39.3235 | 39.2912 | 39.2223 | 39.9664 | 42.4849 | 45.1129 | 47.44 | 48.8942 | 49.5125 | 49.8752 | 49.8951 | 49.25 | 47.7655 | 46.09 | 44.9558 | 44.0267 | 43.0933 | 42.6048 | 42.1662 | 0.0042722 | 0.0052433 | 0.0025999 | 0.0033828 | 0.0037808 | 0.0073254 | 0.0056658 | 0.0033644 | 0.0036764 | 0.0041781 | 0.0045497 | 0.0044832 | 0.0040271 | 0.0037448 | 0.0033465 | 0.0031717 | 0.0033118 | 0.0038557 | 0.0037364 | 0.0039377 | 0.0041308 | 0.0036737 | 0.0040369 | 0.003727
Portfolio Adjusted1-in-10Size: Under 20 kWAll2024Typical Event Day | Portfolio Adjusted | 1-in-10 | Size: Under 20 kW | All | 2024 | Typical Event Day | 8 | 0.98253 | 0.94905 | 0.92064 | 0.91253 | 0.91716 | 0.94604 | 0.9085 | 1.0519 | 1.4457 | 1.8266 | 2.1425 | 2.3236 | 2.3955 | 2.4454 | 2.4893 | 2.462 | 2.343 | 1.9985 | 1.6488 | 1.497 | 1.465 | 1.3026 | 1.1564 | 1.0489 | 0 | 0 | 0 | 0 | 0 | 0 | 0 | 0 | 0 | 0 | 0 | 0 | 0 | 0 | 0.0043091 | 0.012396 | 0.015064 | 0.014402 | 0 | 0 | 0 | 0 | 0 | 0 | 75.0734 | 73.9457 | 72.8691 | 71.9693 | 71.1018 | 70.2074 | 69.644 | 69.9147 | 72.8771 | 77.7703 | 82.655 | 86.7857 | 89.7847 | 91.7962 | 92.9122 | 93.3744 | 93.4389 | 92.6537 | 91.2302 | 88.7701 | 85.1956 | 81.8634 | 79.6135 | 77.9122 | 0.0049853 | 0.0059685 | 0.0028884 | 0.0037077 | 0.0041459 | 0.0078905 | 0.0057181 | 0.0037121 | 0.0042294 | 0.0051171 | 0.0061316 | 0.0066981 | 0.0065859 | 0.0066513 | 0.0064183 | 0.006218 | 0.0057744 | 0.0050209 | 0.0042078 | 0.0043098 | 0.0047689 | 0.0040511 | 0.0044427 | 0.0044925
Portfolio Adjusted1-in-10Size: Under 20 kWAll2025January Monthly Peak | Portfolio Adjusted | 1-in-10 | Size: Under 20 kW | All | 2025 | January Monthly Peak | 1 | 0.7996 | 0.79317 | 0.7891 | 0.79006 | 0.79866 | 0.83879 | 0.88914 | 0.94563 | 1.2545 | 1.5123 | 1.6156 | 1.558 | 1.4328 | 1.3092 | 1.2002 | 1.1463 | 1.2612 | 1.5342 | 1.5613 | 1.4694 | 1.3417 | 1.2504 | 1.1 | 0.84267 | 0 | 0 | 0 | 0 | 0 | 0 | 0 | 0 | 0 | 0 | 0 | 0 | 0 | 0 | 0.0020776 | 0.0057713 | 0.0081083 | 0.011056 | 0 | 0 | 0 | 0 | 0 | 0 | 39.2506 | 38.7308 | 38.1403 | 37.3654 | 36.8823 | 36.4288 | 35.904 | 35.6186 | 36.2558 | 39.1302 | 42.0465 | 44.3824 | 46.0582 | 47.2339 | 48.2313 | 48.4365 | 48.128 | 47.0893 | 45.3035 | 44.1204 | 43.1287 | 42.615 | 42.008 | 41.3516 | 0.0038826 | 0.0047758 | 0.0023775 | 0.0030807 | 0.0034685 | 0.0067075 | 0.0052803 | 0.0031549 | 0.0035096 | 0.0040903 | 0.0044932 | 0.0043878 | 0.0038562 | 0.0035101 | 0.0030577 | 0.0028751 | 0.003163 | 0.003962 | 0.0040296 | 0.0043086 | 0.0044844 | 0.0039976 | 0.0042604 | 0.0034418
Portfolio Adjusted1-in-10Size: Under 20 kWAll2025February Monthly Peak | Portfolio Adjusted | 1-in-10 | Size: Under 20 kW | All | 2025 | February Monthly Peak | 2 | 0.82022 | 0.80715 | 0.80208 | 0.80478 | 0.81402 | 0.84967 | 0.85383 | 0.87037 | 1.1092 | 1.303 | 1.4029 | 1.4062 | 1.3691 | 1.3402 | 1.3172 | 1.2924 | 1.292 | 1.3356 | 1.3995 | 1.2926 | 1.1864 | 1.0835 | 0.9802 | 0.86262 | 0 | 0 | 0 | 0 | 0 | 0 | 0 | 0 | 0 | 0 | 0 | 0 | 0 | 0 | 0.0022802 | 0.0065071 | 0.0083065 | 0.0096247 | 0 | 0 | 0 | 0 | 0 | 0 | 46.7105 | 46.3073 | 45.9897 | 45.5069 | 45.2533 | 44.6774 | 44.117 | 44.2883 | 45.4792 | 48.8799 | 52.0629 | 54.7981 | 56.547 | 57.5602 | 58.191 | 58.4231 | 57.7834 | 56.795 | 54.7199 | 52.6024 | 51.0866 | 49.7466 | 48.6562 | 47.4 | 0.0040577 | 0.0049444 | 0.0024548 | 0.0031929 | 0.0035991 | 0.0069397 | 0.0052021 | 0.0029856 | 0.0031867 | 0.0035991 | 0.0039589 | 0.0040163 | 0.0037342 | 0.0036279 | 0.0033921 | 0.0032625 | 0.0031981 | 0.0033783 | 0.0035402 | 0.0036903 | 0.0038422 | 0.0033458 | 0.0037067 | 0.0035885
Portfolio Adjusted1-in-10Size: Under 20 kWAll2025March Monthly Peak | Portfolio Adjusted | 1-in-10 | Size: Under 20 kW | All | 2025 | March Monthly Peak | 3 | 0.85567 | 0.83118 | 0.81783 | 0.81603 | 0.82182 | 0.85301 | 0.88459 | 0.87193 | 1.0512 | 1.2395 | 1.3946 | 1.4752 | 1.5064 | 1.5554 | 1.6054 | 1.6091 | 1.5449 | 1.3641 | 1.2429 | 1.2548 | 1.1731 | 1.0618 | 0.96157 | 0.9043 | 0 | 0 | 0 | 0 | 0 | 0 | 0 | 0 | 0 | 0 | 0 | 0 | 0 | 0 | 0.0027789 | 0.0081018 | 0.0099321 | 0.00983 | 0 | 0 | 0 | 0 | 0 | 0 | 57.6722 | 56.3942 | 55.559 | 54.7882 | 53.932 | 52.982 | 52.4019 | 52.9673 | 56.5269 | 61.7091 | 66.8891 | 71.246 | 74.15 | 75.6756 | 76.4283 | 76.8392 | 76.4523 | 75.1761 | 72.6693 | 69.0684 | 65.8546 | 62.9558 | 60.6793 | 58.9715 | 0.0042904 | 0.005165 | 0.0025335 | 0.0032816 | 0.0036792 | 0.0070634 | 0.0054809 | 0.0030508 | 0.0030764 | 0.0034849 | 0.0039775 | 0.0042481 | 0.0041345 | 0.0042167 | 0.0041233 | 0.0040364 | 0.0037762 | 0.0034019 | 0.0031382 | 0.0035461 | 0.0037533 | 0.003232 | 0.0036135 | 0.0038132
Portfolio Adjusted1-in-10Size: Under 20 kWAll2025April Monthly Peak | Portfolio Adjusted | 1-in-10 | Size: Under 20 kW | All | 2025 | April Monthly Peak | 4 | 0.89947 | 0.87022 | 0.8501 | 0.84583 | 0.84628 | 0.87269 | 0.84435 | 0.88922 | 1.1495 | 1.4113 | 1.6369 | 1.7691 | 1.838 | 1.8931 | 1.9392 | 1.9237 | 1.8232 | 1.5563 | 1.2993 | 1.2886 | 1.2638 | 1.1305 | 1.0196 | 0.95883 | 0 | 0 | 0 | 0 | 0 | 0 | 0 | 0 | 0 | 0 | 0 | 0 | 0 | 0 | 0.0033569 | 0.0096858 | 0.011721 | 0.011215 | 0 | 0 | 0 | 0 | 0 | 0 | 68.2319 | 66.7848 | 65.1331 | 63.8105 | 62.6708 | 61.7051 | 61.1519 | 61.1727 | 64.4295 | 70.4752 | 76.6019 | 81.8948 | 85.1089 | 86.964 | 87.8189 | 88.3581 | 88.231 | 87.5944 | 85.7068 | 82.3588 | 77.9554 | 74.075 | 71.419 | 69.766 | 0.0045185 | 0.0054244 | 0.0026464 | 0.0034161 | 0.0038031 | 0.0072508 | 0.0052903 | 0.0031238 | 0.0033545 | 0.0039454 | 0.0046544 | 0.0050726 | 0.0050222 | 0.0051125 | 0.0049675 | 0.0048179 | 0.0044449 | 0.0038682 | 0.0032698 | 0.0036438 | 0.0040394 | 0.003436 | 0.0038326 | 0.0040568
Portfolio Adjusted1-in-10Size: Under 20 kWAll2025May Monthly Peak | Portfolio Adjusted | 1-in-10 | Size: Under 20 kW | All | 2025 | May Monthly Peak | 5 | 0.92165 | 0.89152 | 0.86524 | 0.85807 | 0.86145 | 0.8749 | 0.80754 | 0.92449 | 1.2257 | 1.5223 | 1.7716 | 1.9206 | 1.98 | 2.0252 | 2.0583 | 2.0417 | 1.9289 | 1.6372 | 1.3537 | 1.2781 | 1.3094 | 1.1711 | 1.0535 | 0.98705 | 0 | 0 | 0 | 0 | 0 | 0 | 0 | 0 | 0 | 0 | 0 | 0 | 0 | 0 | 0.003563 | 0.01028 | 0.012401 | 0.011798 | 0 | 0 | 0 | 0 | 0 | 0 | 70.8779 | 69.4172 | 68.0297 | 66.8944 | 65.8426 | 64.964 | 64.5355 | 64.9141 | 68.4164 | 74.1149 | 79.821 | 83.9694 | 87.0274 | 89.0558 | 90.5822 | 91.2988 | 91.1815 | 90.3089 | 88.4906 | 85.986 | 82.3471 | 78.3474 | 75.4008 | 72.8114 | 0.0046461 | 0.0055792 | 0.0027026 | 0.0034796 | 0.003885 | 0.0072811 | 0.005102 | 0.0032754 | 0.0036125 | 0.0043145 | 0.0051116 | 0.0055963 | 0.0054935 | 0.0055483 | 0.0053422 | 0.0051855 | 0.0047689 | 0.0041255 | 0.0034472 | 0.0036608 | 0.0042207 | 0.0035902 | 0.0039879 | 0.0041956
Portfolio Adjusted1-in-10Size: Under 20 kWAll2025June Monthly Peak | Portfolio Adjusted | 1-in-10 | Size: Under 20 kW | All | 2025 | June Monthly Peak | 6 | 0.94462 | 0.91127 | 0.88583 | 0.8771 | 0.87957 | 0.87625 | 0.8151 | 0.98172 | 1.3228 | 1.6561 | 1.9433 | 2.1098 | 2.1798 | 2.2306 | 2.2659 | 2.2436 | 2.1297 | 1.8319 | 1.5207 | 1.3585 | 1.3675 | 1.255 | 1.1156 | 1.013 | 0 | 0 | 0 | 0 | 0 | 0 | 0 | 0 | 0 | 0 | 0 | 0 | 0 | 0 | 0.0039224 | 0.011296 | 0.013692 | 0.013201 | 0 | 0 | 0 | 0 | 0 | 0 | 72.6727 | 71.3364 | 70.2877 | 69.1578 | 68.2131 | 66.9565 | 66.351 | 67.227 | 70.941 | 76.079 | 81.1479 | 84.9004 | 87.4129 | 89.1206 | 90.4948 | 91.1386 | 91.6118 | 91.0884 | 89.9458 | 87.8639 | 84.3967 | 80.5264 | 77.9776 | 76.1339 | 0.0047827 | 0.0057235 | 0.0027725 | 0.0035618 | 0.0039654 | 0.0072969 | 0.0051718 | 0.0034849 | 0.0039184 | 0.0047205 | 0.0056289 | 0.0061633 | 0.0060734 | 0.0061354 | 0.0059099 | 0.0057332 | 0.005311 | 0.0046649 | 0.003919 | 0.0039512 | 0.0044758 | 0.0039101 | 0.0042752 | 0.0043291
Portfolio Adjusted1-in-10Size: Under 20 kWAll2025July Monthly Peak | Portfolio Adjusted | 1-in-10 | Size: Under 20 kW | All | 2025 | July Monthly Peak | 7 | 0.96976 | 0.93737 | 0.90966 | 0.90322 | 0.90568 | 0.92105 | 0.86284 | 1.0405 | 1.4202 | 1.7906 | 2.102 | 2.271 | 2.3487 | 2.4013 | 2.4355 | 2.4113 | 2.2959 | 1.9643 | 1.6163 | 1.4314 | 1.4262 | 1.3003 | 1.1536 | 1.0427 | 0 | 0 | 0 | 0 | 0 | 0 | 0 | 0 | 0 | 0 | 0 | 0 | 0 | 0 | 0.004216 | 0.01214 | 0.01476 | 0.014155 | 0 | 0 | 0 | 0 | 0 | 0 | 74.7101 | 73.6871 | 72.7234 | 71.8541 | 71.0961 | 70.3629 | 69.8325 | 70.1375 | 73.3056 | 78.1528 | 82.8268 | 86.3753 | 88.8041 | 90.4936 | 91.6956 | 92.0642 | 92.3429 | 91.5189 | 89.8695 | 87.5845 | 84.6623 | 81.655 | 79.5217 | 78.0696 | 0.0049354 | 0.0059157 | 0.0028636 | 0.0036807 | 0.0041019 | 0.0076901 | 0.0054776 | 0.0036944 | 0.0041896 | 0.0050782 | 0.006067 | 0.0066118 | 0.0065212 | 0.0065949 | 0.0063348 | 0.0061456 | 0.0057197 | 0.0049916 | 0.0041612 | 0.0041701 | 0.0046766 | 0.0040652 | 0.0044448 | 0.004471
Portfolio Adjusted1-in-10Size: Under 20 kWAll2025August Monthly Peak | Portfolio Adjusted | 1-in-10 | Size: Under 20 kW | All | 2025 | August Monthly Peak | 8 | 0.98774 | 0.95389 | 0.92472 | 0.91659 | 0.92107 | 0.95042 | 0.91294 | 1.0624 | 1.4675 | 1.8606 | 2.186 | 2.3713 | 2.4444 | 2.4916 | 2.5319 | 2.501 | 2.3804 | 2.0312 | 1.6741 | 1.5184 | 1.4819 | 1.3168 | 1.1678 | 1.0561 | 0 | 0 | 0 | 0 | 0 | 0 | 0 | 0 | 0 | 0 | 0 | 0 | 0 | 0 | 0.0043828 | 0.012592 | 0.015304 | 0.014637 | 0 | 0 | 0 | 0 | 0 | 0 | 75.8353 | 74.8684 | 73.7908 | 72.9615 | 72.1876 | 71.5457 | 71.0123 | 71 | 73.7198 | 78.4703 | 82.9266 | 87.1289 | 90.3094 | 92.4596 | 93.6634 | 94.093 | 93.7845 | 92.934 | 91.7371 | 89.2224 | 85.4146 | 82.3513 | 80.3805 | 78.6752 | 0.0050064 | 0.0059926 | 0.0028987 | 0.0037207 | 0.0041597 | 0.0079181 | 0.0057392 | 0.0037404 | 0.0042782 | 0.005192 | 0.0062316 | 0.0068099 | 0.0066955 | 0.0067552 | 0.00651 | 0.0063015 | 0.0058538 | 0.0050931 | 0.0042638 | 0.0043647 | 0.0048196 | 0.0040921 | 0.0044829 | 0.004518
Portfolio Adjusted1-in-10Size: Under 20 kWAll2025September Monthly Peak | Portfolio Adjusted | 1-in-10 | Size: Under 20 kW | All | 2025 | September Monthly Peak | 9 | 0.97735 | 0.94461 | 0.91664 | 0.91065 | 0.91463 | 0.95287 | 0.97264 | 1.07 | 1.4852 | 1.9018 | 2.2411 | 2.4407 | 2.5184 | 2.5594 | 2.5779 | 2.5356 | 2.3993 | 2.0353 | 1.6755 | 1.6155 | 1.4668 | 1.2982 | 1.1519 | 1.0408 | 0 | 0 | 0 | 0 | 0 | 0 | 0 | 0 | 0 | 0 | 0 | 0 | 0 | 0 | 0.0044625 | 0.012766 | 0.015425 | 0.014667 | 0 | 0 | 0 | 0 | 0 | 0 | 77.0752 | 75.891 | 74.6745 | 73.9039 | 72.9104 | 71.9643 | 71.3801 | 71.2942 | 73.5419 | 78.379 | 83.7187 | 88.7383 | 92.6125 | 95.1108 | 95.7948 | 96.202 | 96.0164 | 95.0736 | 93.3684 | 90.4095 | 86.3087 | 82.921 | 80.5743 | 78.77 | 0.004942 | 0.0059166 | 0.0028655 | 0.0036895 | 0.0041186 | 0.0079122 | 0.0060631 | 0.0037281 | 0.0042753 | 0.0052397 | 0.0063159 | 0.0069492 | 0.0068386 | 0.0068882 | 0.0065951 | 0.0063567 | 0.0058704 | 0.0050875 | 0.0042473 | 0.004598 | 0.0047497 | 0.004016 | 0.0044055 | 0.0044362
Portfolio Adjusted1-in-10Size: Under 20 kWAll2025October Monthly Peak | Portfolio Adjusted | 1-in-10 | Size: Under 20 kW | All | 2025 | October Monthly Peak | 10 | 0.90655 | 0.884 | 0.86364 | 0.85841 | 0.85933 | 0.88747 | 0.94448 | 0.96336 | 1.2519 | 1.5675 | 1.8304 | 1.989 | 2.0565 | 2.1146 | 2.1561 | 2.128 | 2.0078 | 1.6974 | 1.5284 | 1.437 | 1.3021 | 1.1639 | 1.0446 | 0.96484 | 0 | 0 | 0 | 0 | 0 | 0 | 0 | 0 | 0 | 0 | 0 | 0 | 0 | 0 | 0.0037323 | 0.010714 | 0.012908 | 0.012232 | 0 | 0 | 0 | 0 | 0 | 0 | 72.7864 | 71.8549 | 70.864 | 69.5468 | 68.5755 | 67.7185 | 67.3204 | 66.9891 | 67.8896 | 72.1433 | 77.3394 | 82.1087 | 85.4726 | 87.8396 | 88.9757 | 89.3367 | 88.661 | 86.9549 | 84.3 | 81.2003 | 78.1318 | 75.9214 | 74.2134 | 72.7701 | 0.0045675 | 0.0055256 | 0.002699 | 0.0034735 | 0.0038671 | 0.0073796 | 0.005876 | 0.0033585 | 0.0036336 | 0.0043595 | 0.0051828 | 0.0056851 | 0.0055996 | 0.0057058 | 0.0055199 | 0.0053326 | 0.004905 | 0.0042316 | 0.003842 | 0.0040637 | 0.0041831 | 0.0035712 | 0.0039715 | 0.0041011
Portfolio Adjusted1-in-10Size: Under 20 kWAll2025November Monthly Peak | Portfolio Adjusted | 1-in-10 | Size: Under 20 kW | All | 2025 | November Monthly Peak | 11 | 0.85441 | 0.8349 | 0.82881 | 0.82295 | 0.82529 | 0.8527 | 0.8153 | 0.86662 | 1.0937 | 1.2879 | 1.4355 | 1.5106 | 1.5292 | 1.5564 | 1.5713 | 1.5515 | 1.491 | 1.4928 | 1.3252 | 1.2008 | 1.1087 | 1.0032 | 0.92199 | 0.88546 | 0 | 0 | 0 | 0 | 0 | 0 | 0 | 0 | 0 | 0 | 0 | 0 | 0 | 0 | 0.00272 | 0.0078116 | 0.0095855 | 0.010757 | 0 | 0 | 0 | 0 | 0 | 0 | 60.6791 | 59.3462 | 58.3328 | 57.0663 | 56.1963 | 55.5994 | 55.1382 | 55.1145 | 57.4546 | 61.9658 | 67.3327 | 71.5796 | 74.2819 | 75.9358 | 76.9644 | 77.0963 | 76.0759 | 73.7856 | 71.0966 | 68.1039 | 65.9299 | 64.36 | 62.782 | 61.7307 | 0.0043067 | 0.0052209 | 0.0025821 | 0.0033274 | 0.0037138 | 0.0070808 | 0.0050971 | 0.003061 | 0.003199 | 0.0036217 | 0.0040956 | 0.0043436 | 0.0041835 | 0.0041984 | 0.0040221 | 0.0038781 | 0.0036225 | 0.0036756 | 0.0033039 | 0.003371 | 0.0035378 | 0.0030579 | 0.0034651 | 0.0037572
Portfolio Adjusted1-in-10Size: Under 20 kWAll2025December Monthly Peak | Portfolio Adjusted | 1-in-10 | Size: Under 20 kW | All | 2025 | December Monthly Peak | 12 | 0.8592 | 0.85007 | 0.84492 | 0.84545 | 0.84995 | 0.89623 | 0.93258 | 0.98771 | 1.2941 | 1.5262 | 1.6215 | 1.5769 | 1.4775 | 1.3782 | 1.2946 | 1.247 | 1.327 | 1.5154 | 1.4653 | 1.3658 | 1.2544 | 1.167 | 1.0499 | 0.89233 | 0 | 0 | 0 | 0 | 0 | 0 | 0 | 0 | 0 | 0 | 0 | 0 | 0 | 0 | 0.002241 | 0.0062785 | 0.0085313 | 0.010921 | 0 | 0 | 0 | 0 | 0 | 0 | 42.0365 | 41.3644 | 40.9235 | 40.4945 | 40.0204 | 39.3235 | 39.2912 | 39.2223 | 39.9664 | 42.4849 | 45.1129 | 47.44 | 48.8942 | 49.5125 | 49.8752 | 49.8951 | 49.25 | 47.7655 | 46.09 | 44.9558 | 44.0267 | 43.0933 | 42.6048 | 42.1662 | 0.0042722 | 0.0052433 | 0.0025999 | 0.0033828 | 0.0037808 | 0.0073254 | 0.0056658 | 0.0033644 | 0.0036764 | 0.0041781 | 0.0045497 | 0.0044832 | 0.0040271 | 0.0037448 | 0.0033465 | 0.0031717 | 0.0033118 | 0.0038557 | 0.0037364 | 0.0039377 | 0.0041308 | 0.0036737 | 0.0040369 | 0.003727
Portfolio Adjusted1-in-10Size: Under 20 kWAll2025Typical Event Day | Portfolio Adjusted | 1-in-10 | Size: Under 20 kW | All | 2025 | Typical Event Day | 8 | 0.98253 | 0.94905 | 0.92064 | 0.91253 | 0.91716 | 0.94604 | 0.9085 | 1.0519 | 1.4457 | 1.8266 | 2.1425 | 2.3236 | 2.3955 | 2.4454 | 2.4893 | 2.462 | 2.343 | 1.9985 | 1.6488 | 1.497 | 1.465 | 1.3026 | 1.1564 | 1.0489 | 0 | 0 | 0 | 0 | 0 | 0 | 0 | 0 | 0 | 0 | 0 | 0 | 0 | 0 | 0.0043091 | 0.012396 | 0.015064 | 0.014402 | 0 | 0 | 0 | 0 | 0 | 0 | 75.0734 | 73.9457 | 72.8691 | 71.9693 | 71.1018 | 70.2074 | 69.644 | 69.9147 | 72.8771 | 77.7703 | 82.655 | 86.7857 | 89.7847 | 91.7962 | 92.9122 | 93.3744 | 93.4389 | 92.6537 | 91.2302 | 88.7701 | 85.1956 | 81.8634 | 79.6135 | 77.9122 | 0.0049853 | 0.0059685 | 0.0028884 | 0.0037077 | 0.0041459 | 0.0078905 | 0.0057181 | 0.0037121 | 0.0042294 | 0.0051171 | 0.0061316 | 0.0066981 | 0.0065859 | 0.0066513 | 0.0064183 | 0.006218 | 0.0057744 | 0.0050209 | 0.0042078 | 0.0043098 | 0.0047689 | 0.0040511 | 0.0044427 | 0.0044925
Portfolio Adjusted1-in-10Size: Under 20 kWAll2026January Monthly Peak | Portfolio Adjusted | 1-in-10 | Size: Under 20 kW | All | 2026 | January Monthly Peak | 1 | 0.7996 | 0.79317 | 0.7891 | 0.79006 | 0.79866 | 0.83879 | 0.88914 | 0.94563 | 1.2545 | 1.5123 | 1.6156 | 1.558 | 1.4328 | 1.3092 | 1.2002 | 1.1463 | 1.2612 | 1.5342 | 1.5613 | 1.4694 | 1.3417 | 1.2504 | 1.1 | 0.84267 | 0 | 0 | 0 | 0 | 0 | 0 | 0 | 0 | 0 | 0 | 0 | 0 | 0 | 0 | 0.0020776 | 0.0057713 | 0.0081083 | 0.011056 | 0 | 0 | 0 | 0 | 0 | 0 | 39.2506 | 38.7308 | 38.1403 | 37.3654 | 36.8823 | 36.4288 | 35.904 | 35.6186 | 36.2558 | 39.1302 | 42.0465 | 44.3824 | 46.0582 | 47.2339 | 48.2313 | 48.4365 | 48.128 | 47.0893 | 45.3035 | 44.1204 | 43.1287 | 42.615 | 42.008 | 41.3516 | 0.0038826 | 0.0047758 | 0.0023775 | 0.0030807 | 0.0034685 | 0.0067075 | 0.0052803 | 0.0031549 | 0.0035096 | 0.0040903 | 0.0044932 | 0.0043878 | 0.0038562 | 0.0035101 | 0.0030577 | 0.0028751 | 0.003163 | 0.003962 | 0.0040296 | 0.0043086 | 0.0044844 | 0.0039976 | 0.0042604 | 0.0034418
Portfolio Adjusted1-in-10Size: Under 20 kWAll2026February Monthly Peak | Portfolio Adjusted | 1-in-10 | Size: Under 20 kW | All | 2026 | February Monthly Peak | 2 | 0.82022 | 0.80715 | 0.80208 | 0.80478 | 0.81402 | 0.84967 | 0.85383 | 0.87037 | 1.1092 | 1.303 | 1.4029 | 1.4062 | 1.3691 | 1.3402 | 1.3172 | 1.2924 | 1.292 | 1.3356 | 1.3995 | 1.2926 | 1.1864 | 1.0835 | 0.9802 | 0.86262 | 0 | 0 | 0 | 0 | 0 | 0 | 0 | 0 | 0 | 0 | 0 | 0 | 0 | 0 | 0.0022802 | 0.0065071 | 0.0083065 | 0.0096247 | 0 | 0 | 0 | 0 | 0 | 0 | 46.7105 | 46.3073 | 45.9897 | 45.5069 | 45.2533 | 44.6774 | 44.117 | 44.2883 | 45.4792 | 48.8799 | 52.0629 | 54.7981 | 56.547 | 57.5602 | 58.191 | 58.4231 | 57.7834 | 56.795 | 54.7199 | 52.6024 | 51.0866 | 49.7466 | 48.6562 | 47.4 | 0.0040577 | 0.0049444 | 0.0024548 | 0.0031929 | 0.0035991 | 0.0069397 | 0.0052021 | 0.0029856 | 0.0031867 | 0.0035991 | 0.0039589 | 0.0040163 | 0.0037342 | 0.0036279 | 0.0033921 | 0.0032625 | 0.0031981 | 0.0033783 | 0.0035402 | 0.0036903 | 0.0038422 | 0.0033458 | 0.0037067 | 0.0035885
Portfolio Adjusted1-in-10Size: Under 20 kWAll2026March Monthly Peak | Portfolio Adjusted | 1-in-10 | Size: Under 20 kW | All | 2026 | March Monthly Peak | 3 | 0.85567 | 0.83118 | 0.81783 | 0.81603 | 0.82182 | 0.85301 | 0.88459 | 0.87193 | 1.0512 | 1.2395 | 1.3946 | 1.4752 | 1.5064 | 1.5554 | 1.6054 | 1.6091 | 1.5449 | 1.3641 | 1.2429 | 1.2548 | 1.1731 | 1.0618 | 0.96157 | 0.9043 | 0 | 0 | 0 | 0 | 0 | 0 | 0 | 0 | 0 | 0 | 0 | 0 | 0 | 0 | 0.0027789 | 0.0081018 | 0.0099321 | 0.00983 | 0 | 0 | 0 | 0 | 0 | 0 | 57.6722 | 56.3942 | 55.559 | 54.7882 | 53.932 | 52.982 | 52.4019 | 52.9673 | 56.5269 | 61.7091 | 66.8891 | 71.246 | 74.15 | 75.6756 | 76.4283 | 76.8392 | 76.4523 | 75.1761 | 72.6693 | 69.0684 | 65.8546 | 62.9558 | 60.6793 | 58.9715 | 0.0042904 | 0.005165 | 0.0025335 | 0.0032816 | 0.0036792 | 0.0070634 | 0.0054809 | 0.0030508 | 0.0030764 | 0.0034849 | 0.0039775 | 0.0042481 | 0.0041345 | 0.0042167 | 0.0041233 | 0.0040364 | 0.0037762 | 0.0034019 | 0.0031382 | 0.0035461 | 0.0037533 | 0.003232 | 0.0036135 | 0.0038132
Portfolio Adjusted1-in-10Size: Under 20 kWAll2026April Monthly Peak | Portfolio Adjusted | 1-in-10 | Size: Under 20 kW | All | 2026 | April Monthly Peak | 4 | 0.89947 | 0.87022 | 0.8501 | 0.84583 | 0.84628 | 0.87269 | 0.84435 | 0.88922 | 1.1495 | 1.4113 | 1.6369 | 1.7691 | 1.838 | 1.8931 | 1.9392 | 1.9237 | 1.8232 | 1.5563 | 1.2993 | 1.2886 | 1.2638 | 1.1305 | 1.0196 | 0.95883 | 0 | 0 | 0 | 0 | 0 | 0 | 0 | 0 | 0 | 0 | 0 | 0 | 0 | 0 | 0.0033569 | 0.0096858 | 0.011721 | 0.011215 | 0 | 0 | 0 | 0 | 0 | 0 | 68.2319 | 66.7848 | 65.1331 | 63.8105 | 62.6708 | 61.7051 | 61.1519 | 61.1727 | 64.4295 | 70.4752 | 76.6019 | 81.8948 | 85.1089 | 86.964 | 87.8189 | 88.3581 | 88.231 | 87.5944 | 85.7068 | 82.3588 | 77.9554 | 74.075 | 71.419 | 69.766 | 0.0045185 | 0.0054244 | 0.0026464 | 0.0034161 | 0.0038031 | 0.0072508 | 0.0052903 | 0.0031238 | 0.0033545 | 0.0039454 | 0.0046544 | 0.0050726 | 0.0050222 | 0.0051125 | 0.0049675 | 0.0048179 | 0.0044449 | 0.0038682 | 0.0032698 | 0.0036438 | 0.0040394 | 0.003436 | 0.0038326 | 0.0040568
Portfolio Adjusted1-in-10Size: Under 20 kWAll2026May Monthly Peak | Portfolio Adjusted | 1-in-10 | Size: Under 20 kW | All | 2026 | May Monthly Peak | 5 | 0.92165 | 0.89152 | 0.86524 | 0.85807 | 0.86145 | 0.8749 | 0.80754 | 0.92449 | 1.2257 | 1.5223 | 1.7716 | 1.9206 | 1.98 | 2.0252 | 2.0583 | 2.0417 | 1.9289 | 1.6372 | 1.3537 | 1.2781 | 1.3094 | 1.1711 | 1.0535 | 0.98705 | 0 | 0 | 0 | 0 | 0 | 0 | 0 | 0 | 0 | 0 | 0 | 0 | 0 | 0 | 0.003563 | 0.01028 | 0.012401 | 0.011798 | 0 | 0 | 0 | 0 | 0 | 0 | 70.8779 | 69.4172 | 68.0297 | 66.8944 | 65.8426 | 64.964 | 64.5355 | 64.9141 | 68.4164 | 74.1149 | 79.821 | 83.9694 | 87.0274 | 89.0558 | 90.5822 | 91.2988 | 91.1815 | 90.3089 | 88.4906 | 85.986 | 82.3471 | 78.3474 | 75.4008 | 72.8114 | 0.0046461 | 0.0055792 | 0.0027026 | 0.0034796 | 0.003885 | 0.0072811 | 0.005102 | 0.0032754 | 0.0036125 | 0.0043145 | 0.0051116 | 0.0055963 | 0.0054935 | 0.0055483 | 0.0053422 | 0.0051855 | 0.0047689 | 0.0041255 | 0.0034472 | 0.0036608 | 0.0042207 | 0.0035902 | 0.0039879 | 0.0041956
Portfolio Adjusted1-in-10Size: Under 20 kWAll2026June Monthly Peak | Portfolio Adjusted | 1-in-10 | Size: Under 20 kW | All | 2026 | June Monthly Peak | 6 | 0.94462 | 0.91127 | 0.88583 | 0.8771 | 0.87957 | 0.87625 | 0.8151 | 0.98172 | 1.3228 | 1.6561 | 1.9433 | 2.1098 | 2.1798 | 2.2306 | 2.2659 | 2.2436 | 2.1297 | 1.8319 | 1.5207 | 1.3585 | 1.3675 | 1.255 | 1.1156 | 1.013 | 0 | 0 | 0 | 0 | 0 | 0 | 0 | 0 | 0 | 0 | 0 | 0 | 0 | 0 | 0.0039224 | 0.011296 | 0.013692 | 0.013201 | 0 | 0 | 0 | 0 | 0 | 0 | 72.6727 | 71.3364 | 70.2877 | 69.1578 | 68.2131 | 66.9565 | 66.351 | 67.227 | 70.941 | 76.079 | 81.1479 | 84.9004 | 87.4129 | 89.1206 | 90.4948 | 91.1386 | 91.6118 | 91.0884 | 89.9458 | 87.8639 | 84.3967 | 80.5264 | 77.9776 | 76.1339 | 0.0047827 | 0.0057235 | 0.0027725 | 0.0035618 | 0.0039654 | 0.0072969 | 0.0051718 | 0.0034849 | 0.0039184 | 0.0047205 | 0.0056289 | 0.0061633 | 0.0060734 | 0.0061354 | 0.0059099 | 0.0057332 | 0.005311 | 0.0046649 | 0.003919 | 0.0039512 | 0.0044758 | 0.0039101 | 0.0042752 | 0.0043291
Portfolio Adjusted1-in-10Size: Under 20 kWAll2026July Monthly Peak | Portfolio Adjusted | 1-in-10 | Size: Under 20 kW | All | 2026 | July Monthly Peak | 7 | 0.96976 | 0.93737 | 0.90966 | 0.90322 | 0.90568 | 0.92105 | 0.86284 | 1.0405 | 1.4202 | 1.7906 | 2.102 | 2.271 | 2.3487 | 2.4013 | 2.4355 | 2.4113 | 2.2959 | 1.9643 | 1.6163 | 1.4314 | 1.4262 | 1.3003 | 1.1536 | 1.0427 | 0 | 0 | 0 | 0 | 0 | 0 | 0 | 0 | 0 | 0 | 0 | 0 | 0 | 0 | 0.004216 | 0.01214 | 0.01476 | 0.014155 | 0 | 0 | 0 | 0 | 0 | 0 | 74.7101 | 73.6871 | 72.7234 | 71.8541 | 71.0961 | 70.3629 | 69.8325 | 70.1375 | 73.3056 | 78.1528 | 82.8268 | 86.3753 | 88.8041 | 90.4936 | 91.6956 | 92.0642 | 92.3429 | 91.5189 | 89.8695 | 87.5845 | 84.6623 | 81.655 | 79.5217 | 78.0696 | 0.0049354 | 0.0059157 | 0.0028636 | 0.0036807 | 0.0041019 | 0.0076901 | 0.0054776 | 0.0036944 | 0.0041896 | 0.0050782 | 0.006067 | 0.0066118 | 0.0065212 | 0.0065949 | 0.0063348 | 0.0061456 | 0.0057197 | 0.0049916 | 0.0041612 | 0.0041701 | 0.0046766 | 0.0040652 | 0.0044448 | 0.004471
Portfolio Adjusted1-in-10Size: Under 20 kWAll2026August Monthly Peak | Portfolio Adjusted | 1-in-10 | Size: Under 20 kW | All | 2026 | August Monthly Peak | 8 | 0.98774 | 0.95389 | 0.92472 | 0.91659 | 0.92107 | 0.95042 | 0.91294 | 1.0624 | 1.4675 | 1.8606 | 2.186 | 2.3713 | 2.4444 | 2.4916 | 2.5319 | 2.501 | 2.3804 | 2.0312 | 1.6741 | 1.5184 | 1.4819 | 1.3168 | 1.1678 | 1.0561 | 0 | 0 | 0 | 0 | 0 | 0 | 0 | 0 | 0 | 0 | 0 | 0 | 0 | 0 | 0.0043828 | 0.012592 | 0.015304 | 0.014637 | 0 | 0 | 0 | 0 | 0 | 0 | 75.8353 | 74.8684 | 73.7908 | 72.9615 | 72.1876 | 71.5457 | 71.0123 | 71 | 73.7198 | 78.4703 | 82.9266 | 87.1289 | 90.3094 | 92.4596 | 93.6634 | 94.093 | 93.7845 | 92.934 | 91.7371 | 89.2224 | 85.4146 | 82.3513 | 80.3805 | 78.6752 | 0.0050064 | 0.0059926 | 0.0028987 | 0.0037207 | 0.0041597 | 0.0079181 | 0.0057392 | 0.0037404 | 0.0042782 | 0.005192 | 0.0062316 | 0.0068099 | 0.0066955 | 0.0067552 | 0.00651 | 0.0063015 | 0.0058538 | 0.0050931 | 0.0042638 | 0.0043647 | 0.0048196 | 0.0040921 | 0.0044829 | 0.004518
Portfolio Adjusted1-in-10Size: Under 20 kWAll2026September Monthly Peak | Portfolio Adjusted | 1-in-10 | Size: Under 20 kW | All | 2026 | September Monthly Peak | 9 | 0.97735 | 0.94461 | 0.91664 | 0.91065 | 0.91463 | 0.95287 | 0.97264 | 1.07 | 1.4852 | 1.9018 | 2.2411 | 2.4407 | 2.5184 | 2.5594 | 2.5779 | 2.5356 | 2.3993 | 2.0353 | 1.6755 | 1.6155 | 1.4668 | 1.2982 | 1.1519 | 1.0408 | 0 | 0 | 0 | 0 | 0 | 0 | 0 | 0 | 0 | 0 | 0 | 0 | 0 | 0 | 0.0044625 | 0.012766 | 0.015425 | 0.014667 | 0 | 0 | 0 | 0 | 0 | 0 | 77.0752 | 75.891 | 74.6745 | 73.9039 | 72.9104 | 71.9643 | 71.3801 | 71.2942 | 73.5419 | 78.379 | 83.7187 | 88.7383 | 92.6125 | 95.1108 | 95.7948 | 96.202 | 96.0164 | 95.0736 | 93.3684 | 90.4095 | 86.3087 | 82.921 | 80.5743 | 78.77 | 0.004942 | 0.0059166 | 0.0028655 | 0.0036895 | 0.0041186 | 0.0079122 | 0.0060631 | 0.0037281 | 0.0042753 | 0.0052397 | 0.0063159 | 0.0069492 | 0.0068386 | 0.0068882 | 0.0065951 | 0.0063567 | 0.0058704 | 0.0050875 | 0.0042473 | 0.004598 | 0.0047497 | 0.004016 | 0.0044055 | 0.0044362
Portfolio Adjusted1-in-10Size: Under 20 kWAll2026October Monthly Peak | Portfolio Adjusted | 1-in-10 | Size: Under 20 kW | All | 2026 | October Monthly Peak | 10 | 0.90655 | 0.884 | 0.86364 | 0.85841 | 0.85933 | 0.88747 | 0.94448 | 0.96336 | 1.2519 | 1.5675 | 1.8304 | 1.989 | 2.0565 | 2.1146 | 2.1561 | 2.128 | 2.0078 | 1.6974 | 1.5284 | 1.437 | 1.3021 | 1.1639 | 1.0446 | 0.96484 | 0 | 0 | 0 | 0 | 0 | 0 | 0 | 0 | 0 | 0 | 0 | 0 | 0 | 0 | 0.0037323 | 0.010714 | 0.012908 | 0.012232 | 0 | 0 | 0 | 0 | 0 | 0 | 72.7864 | 71.8549 | 70.864 | 69.5468 | 68.5755 | 67.7185 | 67.3204 | 66.9891 | 67.8896 | 72.1433 | 77.3394 | 82.1087 | 85.4726 | 87.8396 | 88.9757 | 89.3367 | 88.661 | 86.9549 | 84.3 | 81.2003 | 78.1318 | 75.9214 | 74.2134 | 72.7701 | 0.0045675 | 0.0055256 | 0.002699 | 0.0034735 | 0.0038671 | 0.0073796 | 0.005876 | 0.0033585 | 0.0036336 | 0.0043595 | 0.0051828 | 0.0056851 | 0.0055996 | 0.0057058 | 0.0055199 | 0.0053326 | 0.004905 | 0.0042316 | 0.003842 | 0.0040637 | 0.0041831 | 0.0035712 | 0.0039715 | 0.0041011
Portfolio Adjusted1-in-10Size: Under 20 kWAll2026November Monthly Peak | Portfolio Adjusted | 1-in-10 | Size: Under 20 kW | All | 2026 | November Monthly Peak | 11 | 0.85441 | 0.8349 | 0.82881 | 0.82295 | 0.82529 | 0.8527 | 0.8153 | 0.86662 | 1.0937 | 1.2879 | 1.4355 | 1.5106 | 1.5292 | 1.5564 | 1.5713 | 1.5515 | 1.491 | 1.4928 | 1.3252 | 1.2008 | 1.1087 | 1.0032 | 0.92199 | 0.88546 | 0 | 0 | 0 | 0 | 0 | 0 | 0 | 0 | 0 | 0 | 0 | 0 | 0 | 0 | 0.00272 | 0.0078116 | 0.0095855 | 0.010757 | 0 | 0 | 0 | 0 | 0 | 0 | 60.6791 | 59.3462 | 58.3328 | 57.0663 | 56.1963 | 55.5994 | 55.1382 | 55.1145 | 57.4546 | 61.9658 | 67.3327 | 71.5796 | 74.2819 | 75.9358 | 76.9644 | 77.0963 | 76.0759 | 73.7856 | 71.0966 | 68.1039 | 65.9299 | 64.36 | 62.782 | 61.7307 | 0.0043067 | 0.0052209 | 0.0025821 | 0.0033274 | 0.0037138 | 0.0070808 | 0.0050971 | 0.003061 | 0.003199 | 0.0036217 | 0.0040956 | 0.0043436 | 0.0041835 | 0.0041984 | 0.0040221 | 0.0038781 | 0.0036225 | 0.0036756 | 0.0033039 | 0.003371 | 0.0035378 | 0.0030579 | 0.0034651 | 0.0037572
Portfolio Adjusted1-in-10Size: Under 20 kWAll2026December Monthly Peak | Portfolio Adjusted | 1-in-10 | Size: Under 20 kW | All | 2026 | December Monthly Peak | 12 | 0.8592 | 0.85007 | 0.84492 | 0.84545 | 0.84995 | 0.89623 | 0.93258 | 0.98771 | 1.2941 | 1.5262 | 1.6215 | 1.5769 | 1.4775 | 1.3782 | 1.2946 | 1.247 | 1.327 | 1.5154 | 1.4653 | 1.3658 | 1.2544 | 1.167 | 1.0499 | 0.89233 | 0 | 0 | 0 | 0 | 0 | 0 | 0 | 0 | 0 | 0 | 0 | 0 | 0 | 0 | 0.002241 | 0.0062785 | 0.0085313 | 0.010921 | 0 | 0 | 0 | 0 | 0 | 0 | 42.0365 | 41.3644 | 40.9235 | 40.4945 | 40.0204 | 39.3235 | 39.2912 | 39.2223 | 39.9664 | 42.4849 | 45.1129 | 47.44 | 48.8942 | 49.5125 | 49.8752 | 49.8951 | 49.25 | 47.7655 | 46.09 | 44.9558 | 44.0267 | 43.0933 | 42.6048 | 42.1662 | 0.0042722 | 0.0052433 | 0.0025999 | 0.0033828 | 0.0037808 | 0.0073254 | 0.0056658 | 0.0033644 | 0.0036764 | 0.0041781 | 0.0045497 | 0.0044832 | 0.0040271 | 0.0037448 | 0.0033465 | 0.0031717 | 0.0033118 | 0.0038557 | 0.0037364 | 0.0039377 | 0.0041308 | 0.0036737 | 0.0040369 | 0.003727
Portfolio Adjusted1-in-10Size: Under 20 kWAll2026Typical Event Day | Portfolio Adjusted | 1-in-10 | Size: Under 20 kW | All | 2026 | Typical Event Day | 8 | 0.98253 | 0.94905 | 0.92064 | 0.91253 | 0.91716 | 0.94604 | 0.9085 | 1.0519 | 1.4457 | 1.8266 | 2.1425 | 2.3236 | 2.3955 | 2.4454 | 2.4893 | 2.462 | 2.343 | 1.9985 | 1.6488 | 1.497 | 1.465 | 1.3026 | 1.1564 | 1.0489 | 0 | 0 | 0 | 0 | 0 | 0 | 0 | 0 | 0 | 0 | 0 | 0 | 0 | 0 | 0.0043091 | 0.012396 | 0.015064 | 0.014402 | 0 | 0 | 0 | 0 | 0 | 0 | 75.0734 | 73.9457 | 72.8691 | 71.9693 | 71.1018 | 70.2074 | 69.644 | 69.9147 | 72.8771 | 77.7703 | 82.655 | 86.7857 | 89.7847 | 91.7962 | 92.9122 | 93.3744 | 93.4389 | 92.6537 | 91.2302 | 88.7701 | 85.1956 | 81.8634 | 79.6135 | 77.9122 | 0.0049853 | 0.0059685 | 0.0028884 | 0.0037077 | 0.0041459 | 0.0078905 | 0.0057181 | 0.0037121 | 0.0042294 | 0.0051171 | 0.0061316 | 0.0066981 | 0.0065859 | 0.0066513 | 0.0064183 | 0.006218 | 0.0057744 | 0.0050209 | 0.0042078 | 0.0043098 | 0.0047689 | 0.0040511 | 0.0044427 | 0.0044925
Portfolio Adjusted1-in-2Size: Under 20 kWAll2015January Monthly Peak | Portfolio Adjusted | 1-in-2 | Size: Under 20 kW | All | 2015 | January Monthly Peak | 1
Portfolio Adjusted1-in-2Size: Under 20 kWAll2015February Monthly Peak | Portfolio Adjusted | 1-in-2 | Size: Under 20 kW | All | 2015 | February Monthly Peak | 2
Portfolio Adjusted1-in-2Size: Under 20 kWAll2015March Monthly Peak | Portfolio Adjusted | 1-in-2 | Size: Under 20 kW | All | 2015 | March Monthly Peak | 3
Portfolio Adjusted1-in-2Size: Under 20 kWAll2015April Monthly Peak | Portfolio Adjusted | 1-in-2 | Size: Under 20 kW | All | 2015 | April Monthly Peak | 4
Portfolio Adjusted1-in-2Size: Under 20 kWAll2015May Monthly Peak | Portfolio Adjusted | 1-in-2 | Size: Under 20 kW | All | 2015 | May Monthly Peak | 5
Portfolio Adjusted1-in-2Size: Under 20 kWAll2015June Monthly Peak | Portfolio Adjusted | 1-in-2 | Size: Under 20 kW | All | 2015 | June Monthly Peak | 6
Portfolio Adjusted1-in-2Size: Under 20 kWAll2015July Monthly Peak | Portfolio Adjusted | 1-in-2 | Size: Under 20 kW | All | 2015 | July Monthly Peak | 7
Portfolio Adjusted1-in-2Size: Under 20 kWAll2015August Monthly Peak | Portfolio Adjusted | 1-in-2 | Size: Under 20 kW | All | 2015 | August Monthly Peak | 8
Portfolio Adjusted1-in-2Size: Under 20 kWAll2015September Monthly Peak | Portfolio Adjusted | 1-in-2 | Size: Under 20 kW | All | 2015 | September Monthly Peak | 9
Portfolio Adjusted1-in-2Size: Under 20 kWAll2015October Monthly Peak | Portfolio Adjusted | 1-in-2 | Size: Under 20 kW | All | 2015 | October Monthly Peak | 10
Portfolio Adjusted1-in-2Size: Under 20 kWAll2015November Monthly Peak | Portfolio Adjusted | 1-in-2 | Size: Under 20 kW | All | 2015 | November Monthly Peak | 11
Portfolio Adjusted1-in-2Size: Under 20 kWAll2015December Monthly Peak | Portfolio Adjusted | 1-in-2 | Size: Under 20 kW | All | 2015 | December Monthly Peak | 12
Portfolio Adjusted1-in-2Size: Under 20 kWAll2015Typical Event Day | Portfolio Adjusted | 1-in-2 | Size: Under 20 kW | All | 2015 | Typical Event Day | 8
Portfolio Adjusted1-in-2Size: Under 20 kWAll2016January Monthly Peak | Portfolio Adjusted | 1-in-2 | Size: Under 20 kW | All | 2016 | January Monthly Peak | 1
Portfolio Adjusted1-in-2Size: Under 20 kWAll2016February Monthly Peak | Portfolio Adjusted | 1-in-2 | Size: Under 20 kW | All | 2016 | February Monthly Peak | 2
Portfolio Adjusted1-in-2Size: Under 20 kWAll2016March Monthly Peak | Portfolio Adjusted | 1-in-2 | Size: Under 20 kW | All | 2016 | March Monthly Peak | 3
Portfolio Adjusted1-in-2Size: Under 20 kWAll2016April Monthly Peak | Portfolio Adjusted | 1-in-2 | Size: Under 20 kW | All | 2016 | April Monthly Peak | 4
Portfolio Adjusted1-in-2Size: Under 20 kWAll2016May Monthly Peak | Portfolio Adjusted | 1-in-2 | Size: Under 20 kW | All | 2016 | May Monthly Peak | 5
Portfolio Adjusted1-in-2Size: Under 20 kWAll2016June Monthly Peak | Portfolio Adjusted | 1-in-2 | Size: Under 20 kW | All | 2016 | June Monthly Peak | 6
Portfolio Adjusted1-in-2Size: Under 20 kWAll2016July Monthly Peak | Portfolio Adjusted | 1-in-2 | Size: Under 20 kW | All | 2016 | July Monthly Peak | 7
Portfolio Adjusted1-in-2Size: Under 20 kWAll2016August Monthly Peak | Portfolio Adjusted | 1-in-2 | Size: Under 20 kW | All | 2016 | August Monthly Peak | 8
Portfolio Adjusted1-in-2Size: Under 20 kWAll2016September Monthly Peak | Portfolio Adjusted | 1-in-2 | Size: Under 20 kW | All | 2016 | September Monthly Peak | 9
Portfolio Adjusted1-in-2Size: Under 20 kWAll2016October Monthly Peak | Portfolio Adjusted | 1-in-2 | Size: Under 20 kW | All | 2016 | October Monthly Peak | 10
Portfolio Adjusted1-in-2Size: Under 20 kWAll2016November Monthly Peak | Portfolio Adjusted | 1-in-2 | Size: Under 20 kW | All | 2016 | November Monthly Peak | 11
Portfolio Adjusted1-in-2Size: Under 20 kWAll2016December Monthly Peak | Portfolio Adjusted | 1-in-2 | Size: Under 20 kW | All | 2016 | December Monthly Peak | 12
Portfolio Adjusted1-in-2Size: Under 20 kWAll2016Typical Event Day | Portfolio Adjusted | 1-in-2 | Size: Under 20 kW | All | 2016 | Typical Event Day | 8
Portfolio Adjusted1-in-2Size: Under 20 kWAll2017January Monthly Peak | Portfolio Adjusted | 1-in-2 | Size: Under 20 kW | All | 2017 | January Monthly Peak | 1
Portfolio Adjusted1-in-2Size: Under 20 kWAll2017February Monthly Peak | Portfolio Adjusted | 1-in-2 | Size: Under 20 kW | All | 2017 | February Monthly Peak | 2
Portfolio Adjusted1-in-2Size: Under 20 kWAll2017March Monthly Peak | Portfolio Adjusted | 1-in-2 | Size: Under 20 kW | All | 2017 | March Monthly Peak | 3
Portfolio Adjusted1-in-2Size: Under 20 kWAll2017April Monthly Peak | Portfolio Adjusted | 1-in-2 | Size: Under 20 kW | All | 2017 | April Monthly Peak | 4
Portfolio Adjusted1-in-2Size: Under 20 kWAll2017May Monthly Peak | Portfolio Adjusted | 1-in-2 | Size: Under 20 kW | All | 2017 | May Monthly Peak | 5
Portfolio Adjusted1-in-2Size: Under 20 kWAll2017June Monthly Peak | Portfolio Adjusted | 1-in-2 | Size: Under 20 kW | All | 2017 | June Monthly Peak | 6
Portfolio Adjusted1-in-2Size: Under 20 kWAll2017July Monthly Peak | Portfolio Adjusted | 1-in-2 | Size: Under 20 kW | All | 2017 | July Monthly Peak | 7
Portfolio Adjusted1-in-2Size: Under 20 kWAll2017August Monthly Peak | Portfolio Adjusted | 1-in-2 | Size: Under 20 kW | All | 2017 | August Monthly Peak | 8
Portfolio Adjusted1-in-2Size: Under 20 kWAll2017September Monthly Peak | Portfolio Adjusted | 1-in-2 | Size: Under 20 kW | All | 2017 | September Monthly Peak | 9
Portfolio Adjusted1-in-2Size: Under 20 kWAll2017October Monthly Peak | Portfolio Adjusted | 1-in-2 | Size: Under 20 kW | All | 2017 | October Monthly Peak | 10
Portfolio Adjusted1-in-2Size: Under 20 kWAll2017November Monthly Peak | Portfolio Adjusted | 1-in-2 | Size: Under 20 kW | All | 2017 | November Monthly Peak | 11
Portfolio Adjusted1-in-2Size: Under 20 kWAll2017December Monthly Peak | Portfolio Adjusted | 1-in-2 | Size: Under 20 kW | All | 2017 | December Monthly Peak | 12
Portfolio Adjusted1-in-2Size: Under 20 kWAll2017Typical Event Day | Portfolio Adjusted | 1-in-2 | Size: Under 20 kW | All | 2017 | Typical Event Day | 8
Portfolio Adjusted1-in-2Size: Under 20 kWAll2018January Monthly Peak | Portfolio Adjusted | 1-in-2 | Size: Under 20 kW | All | 2018 | January Monthly Peak | 1
Portfolio Adjusted1-in-2Size: Under 20 kWAll2018February Monthly Peak | Portfolio Adjusted | 1-in-2 | Size: Under 20 kW | All | 2018 | February Monthly Peak | 2
Portfolio Adjusted1-in-2Size: Under 20 kWAll2018March Monthly Peak | Portfolio Adjusted | 1-in-2 | Size: Under 20 kW | All | 2018 | March Monthly Peak | 3
Portfolio Adjusted1-in-2Size: Under 20 kWAll2018April Monthly Peak | Portfolio Adjusted | 1-in-2 | Size: Under 20 kW | All | 2018 | April Monthly Peak | 4 | 0.87128 | 0.84525 | 0.82876 | 0.82524 | 0.82686 | 0.85311 | 0.82297 | 0.8459 | 1.0602 | 1.2669 | 1.441 | 1.535 | 1.5829 | 1.6313 | 1.6791 | 1.6731 | 1.5963 | 1.3815 | 1.1837 | 1.1955 | 1.1903 | 1.074 | 0.9743 | 0.92051 | 0 | 0 | 0 | 0 | 0 | 0 | 0 | 0 | 0 | 0 | 0 | 0 | 0 | 0 | 0.0029067 | 0.0084237 | 0.010263 | 0.0099558 | 0 | 0 | 0 | 0 | 0 | 0 | 62.0801 | 60.9865 | 59.6266 | 58.4511 | 57.569 | 56.8904 | 56.4206 | 56.411 | 58.9083 | 62.8854 | 67.7442 | 72.0056 | 75.2527 | 77.6068 | 78.8017 | 79.4204 | 79.4936 | 78.9236 | 77.5615 | 75.1089 | 71.3153 | 68.4274 | 66.2957 | 64.0056 | 0.0043788 | 0.0052706 | 0.00258 | 0.0033345 | 0.003717 | 0.0070923 | 0.0051563 | 0.0029761 | 0.003119 | 0.003584 | 0.00415 | 0.0044665 | 0.004394 | 0.0044726 | 0.0043625 | 0.0042454 | 0.0039387 | 0.0034682 | 0.0030017 | 0.0033965 | 0.0038144 | 0.003271 | 0.0036653 | 0.0038946
Portfolio Adjusted1-in-2Size: Under 20 kWAll2018May Monthly Peak | Portfolio Adjusted | 1-in-2 | Size: Under 20 kW | All | 2018 | May Monthly Peak | 5 | 0.8894 | 0.86274 | 0.84065 | 0.8343 | 0.83899 | 0.85187 | 0.7829 | 0.87007 | 1.1114 | 1.3393 | 1.5267 | 1.6351 | 1.6746 | 1.7172 | 1.7583 | 1.755 | 1.6635 | 1.4222 | 1.2036 | 1.1531 | 1.2094 | 1.091 | 0.98992 | 0.94221 | 0 | 0 | 0 | 0 | 0 | 0 | 0 | 0 | 0 | 0 | 0 | 0 | 0 | 0 | 0.0030437 | 0.0088363 | 0.010695 | 0.010249 | 0 | 0 | 0 | 0 | 0 | 0 | 64.3412 | 63.4466 | 62.6679 | 61.7619 | 60.9609 | 60.352 | 59.843 | 60.2749 | 62.3805 | 65.9538 | 69.7916 | 73.5406 | 76.7982 | 79.293 | 80.3417 | 80.9387 | 80.8113 | 79.9239 | 78.2908 | 75.7761 | 72.3186 | 69.415 | 67.3168 | 65.8499 | 0.0044886 | 0.0054046 | 0.0026271 | 0.0033866 | 0.0037869 | 0.0070973 | 0.0049491 | 0.0030878 | 0.0033025 | 0.0038426 | 0.0044647 | 0.0048414 | 0.0047293 | 0.0047855 | 0.0046376 | 0.0045242 | 0.0041654 | 0.0036165 | 0.0030823 | 0.0033102 | 0.0038964 | 0.00334 | 0.0037403 | 0.0040071
Portfolio Adjusted1-in-2Size: Under 20 kWAll2018June Monthly Peak | Portfolio Adjusted | 1-in-2 | Size: Under 20 kW | All | 2018 | June Monthly Peak | 6 | 0.92464 | 0.89321 | 0.87023 | 0.86206 | 0.86532 | 0.86129 | 0.79883 | 0.94376 | 1.2439 | 1.5321 | 1.7809 | 1.9254 | 1.9875 | 2.0405 | 2.0846 | 2.0717 | 1.967 | 1.6931 | 1.4183 | 1.2704 | 1.2961 | 1.196 | 1.0689 | 0.98452 | 0 | 0 | 0 | 0 | 0 | 0 | 0 | 0 | 0 | 0 | 0 | 0 | 0 | 0 | 0.0036086 | 0.010431 | 0.012646 | 0.012201 | 0 | 0 | 0 | 0 | 0 | 0 | 68.5991 | 67.4474 | 66.4031 | 65.391 | 64.4599 | 63.5492 | 62.7433 | 63.5484 | 66.8538 | 71.5687 | 76.3282 | 80.6348 | 83.3929 | 84.8722 | 85.9463 | 86.4212 | 86.7482 | 86.3555 | 85.3734 | 82.9746 | 79.563 | 75.521 | 73.0796 | 71.2059 | 0.0046805 | 0.0056093 | 0.0027227 | 0.0035006 | 0.0039009 | 0.0071741 | 0.0050692 | 0.0033484 | 0.0036888 | 0.0043749 | 0.0051629 | 0.0056317 | 0.0055471 | 0.0056193 | 0.0054435 | 0.0052986 | 0.0049044 | 0.0043029 | 0.003646 | 0.0036806 | 0.0042231 | 0.0037089 | 0.0040787 | 0.0042031
Portfolio Adjusted1-in-2Size: Under 20 kWAll2018July Monthly Peak | Portfolio Adjusted | 1-in-2 | Size: Under 20 kW | All | 2018 | July Monthly Peak | 7 | 0.96705 | 0.9349 | 0.90745 | 0.9011 | 0.9037 | 0.91892 | 0.86031 | 1.0346 | 1.4079 | 1.7719 | 2.0781 | 2.2441 | 2.3215 | 2.3748 | 2.4106 | 2.3875 | 2.2729 | 1.9439 | 1.6004 | 1.4172 | 1.4146 | 1.2905 | 1.1459 | 1.0388 | 0 | 0 | 0 | 0 | 0 | 0 | 0 | 0 | 0 | 0 | 0 | 0 | 0 | 0 | 0.0041729 | 0.012021 | 0.014613 | 0.014008 | 0 | 0 | 0 | 0 | 0 | 0 | 74.9142 | 73.7206 | 72.8713 | 72.0583 | 71.1699 | 70.2899 | 69.6855 | 70.3062 | 73.3622 | 77.4132 | 81.5579 | 85.0795 | 87.855 | 89.3627 | 90.3913 | 90.8467 | 90.7142 | 89.7739 | 88.7947 | 87.2888 | 84.5764 | 81.0451 | 78.6552 | 77.0056 | 0.0049209 | 0.0058995 | 0.0028564 | 0.0036719 | 0.0040927 | 0.0076724 | 0.0054622 | 0.0036724 | 0.004152 | 0.0050226 | 0.0059935 | 0.0065293 | 0.0064413 | 0.0065173 | 0.006266 | 0.0060816 | 0.0056583 | 0.004934 | 0.0041157 | 0.0041236 | 0.0046329 | 0.0040296 | 0.0044105 | 0.0044524
Portfolio Adjusted1-in-2Size: Under 20 kWAll2018August Monthly Peak | Portfolio Adjusted | 1-in-2 | Size: Under 20 kW | All | 2018 | August Monthly Peak | 8 | 0.97343 | 0.94075 | 0.91335 | 0.90555 | 0.91056 | 0.939 | 0.90061 | 1.0327 | 1.4061 | 1.7655 | 2.0639 | 2.2362 | 2.3064 | 2.3586 | 2.4082 | 2.3854 | 2.2688 | 1.9319 | 1.5974 | 1.4514 | 1.4275 | 1.2709 | 1.1313 | 1.0355 | 0 | 0 | 0 | 0 | 0 | 0 | 0 | 0 | 0 | 0 | 0 | 0 | 0 | 0 | 0.0041687 | 0.01201 | 0.014586 | 0.013922 | 0 | 0 | 0 | 0 | 0 | 0 | 73.8552 | 72.6389 | 71.3566 | 70.4341 | 69.6307 | 68.7516 | 68.2579 | 67.8596 | 70.0617 | 75.1287 | 80.5472 | 85.0639 | 88.2982 | 90.1632 | 91.3697 | 91.9321 | 92.0096 | 91.5392 | 90.0097 | 86.8505 | 82.7245 | 79.6394 | 77.5491 | 75.9087 | 0.0049344 | 0.0059113 | 0.0028632 | 0.0036769 | 0.0041135 | 0.0078284 | 0.0056653 | 0.0036375 | 0.0041029 | 0.0049289 | 0.0058811 | 0.0064169 | 0.0063124 | 0.006386 | 0.0061824 | 0.005999 | 0.0055654 | 0.0048271 | 0.0040561 | 0.0041561 | 0.0046241 | 0.0039336 | 0.0043285 | 0.0044278
Portfolio Adjusted1-in-2Size: Under 20 kWAll2018September Monthly Peak | Portfolio Adjusted | 1-in-2 | Size: Under 20 kW | All | 2018 | September Monthly Peak | 9 | 0.95028 | 0.9196 | 0.89494 | 0.88935 | 0.89443 | 0.93046 | 0.94791 | 1.0132 | 1.3684 | 1.7221 | 2.0126 | 2.187 | 2.2602 | 2.312 | 2.348 | 2.3205 | 2.1933 | 1.8551 | 1.5359 | 1.4946 | 1.37 | 1.217 | 1.0873 | 1.0025 | 0 | 0 | 0 | 0 | 0 | 0 | 0 | 0 | 0 | 0 | 0 | 0 | 0 | 0 | 0.0040646 | 0.011683 | 0.014101 | 0.013369 | 0 | 0 | 0 | 0 | 0 | 0 | 72.3532 | 71.2581 | 70.1219 | 69.1053 | 68.1849 | 67.3728 | 66.9838 | 66.7867 | 69.0178 | 73.9289 | 79.1947 | 83.9679 | 87.832 | 90.089 | 91.3972 | 91.903 | 91.8421 | 90.941 | 89.5477 | 86.6704 | 82.6396 | 79.5996 | 77.4329 | 75.999 | 0.0048176 | 0.005776 | 0.0028042 | 0.0036134 | 0.0040383 | 0.007755 | 0.0059335 | 0.0035519 | 0.003976 | 0.0047897 | 0.0057174 | 0.0062771 | 0.0061826 | 0.0062573 | 0.0060356 | 0.0058401 | 0.0053799 | 0.004639 | 0.0038978 | 0.0042491 | 0.0044245 | 0.0037534 | 0.0041493 | 0.004282
Portfolio Adjusted1-in-2Size: Under 20 kWAll2018October Monthly Peak | Portfolio Adjusted | 1-in-2 | Size: Under 20 kW | All | 2018 | October Monthly Peak | 10 | 0.87536 | 0.85584 | 0.83933 | 0.83487 | 0.83704 | 0.86404 | 0.91858 | 0.90771 | 1.1388 | 1.3899 | 1.5972 | 1.7203 | 1.7734 | 1.8327 | 1.8838 | 1.8689 | 1.7677 | 1.5013 | 1.3883 | 1.3195 | 1.2083 | 1.0884 | 0.98399 | 0.9215 | 0 | 0 | 0 | 0 | 0 | 0 | 0 | 0 | 0 | 0 | 0 | 0 | 0 | 0 | 0.003261 | 0.0094095 | 0.011365 | 0.010819 | 0 | 0 | 0 | 0 | 0 | 0 | 64.2977 | 63.3755 | 62.5165 | 61.5393 | 60.6886 | 60.0008 | 59.3401 | 58.9577 | 59.9214 | 64.028 | 69.8742 | 76.0483 | 81.3074 | 84.2866 | 85.1069 | 85.7884 | 85.945 | 85.0343 | 82.636 | 78.0826 | 74.3576 | 71.4658 | 69.1046 | 67.2142 | 0.0044101 | 0.0053504 | 0.0026228 | 0.0033798 | 0.0037681 | 0.007193 | 0.0057189 | 0.0031689 | 0.0033239 | 0.0038913 | 0.0045451 | 0.0049431 | 0.0048522 | 0.0049631 | 0.0048364 | 0.0046927 | 0.0043232 | 0.0037404 | 0.0034875 | 0.0037229 | 0.0038687 | 0.0033286 | 0.0037296 | 0.0039131
Portfolio Adjusted1-in-2Size: Under 20 kWAll2018November Monthly Peak | Portfolio Adjusted | 1-in-2 | Size: Under 20 kW | All | 2018 | November Monthly Peak | 11 | 0.84477 | 0.82673 | 0.82184 | 0.81642 | 0.81916 | 0.84734 | 0.80943 | 0.85856 | 1.0779 | 1.2592 | 1.3906 | 1.449 | 1.455 | 1.4732 | 1.4823 | 1.4632 | 1.4164 | 1.4449 | 1.3018 | 1.1854 | 1.0976 | 0.99787 | 0.91715 | 0.87318 | 0 | 0 | 0 | 0 | 0 | 0 | 0 | 0 | 0 | 0 | 0 | 0 | 0 | 0 | 0.002566 | 0.0073671 | 0.0091064 | 0.010413 | 0 | 0 | 0 | 0 | 0 | 0 | 56.6806 | 55.7522 | 55.0728 | 54.2628 | 53.2214 | 52.5035 | 52.3553 | 52.3146 | 54.8798 | 59.4078 | 64.2289 | 68.6232 | 71.4472 | 72.9756 | 73.719 | 73.5443 | 71.9479 | 69.026 | 65.7095 | 63.5566 | 61.879 | 60.7848 | 59.7905 | 59.0304 | 0.0042547 | 0.0051648 | 0.0025579 | 0.0032981 | 0.0036828 | 0.0070276 | 0.00505 | 0.0030261 | 0.0031535 | 0.0035486 | 0.003982 | 0.0041867 | 0.0040038 | 0.0039995 | 0.0038187 | 0.0036808 | 0.0034648 | 0.003579 | 0.0032606 | 0.0033432 | 0.0035169 | 0.0030541 | 0.0034555 | 0.0037015
Portfolio Adjusted1-in-2Size: Under 20 kWAll2018December Monthly Peak | Portfolio Adjusted | 1-in-2 | Size: Under 20 kW | All | 2018 | December Monthly Peak | 12 | 0.86055 | 0.84814 | 0.84251 | 0.8418 | 0.84627 | 0.88618 | 0.92177 | 0.94049 | 1.1914 | 1.3854 | 1.4785 | 1.4684 | 1.4174 | 1.373 | 1.342 | 1.3133 | 1.3467 | 1.4573 | 1.3591 | 1.2518 | 1.1599 | 1.0705 | 0.97586 | 0.88883 | 0 | 0 | 0 | 0 | 0 | 0 | 0 | 0 | 0 | 0 | 0 | 0 | 0 | 0 | 0.002323 | 0.0066122 | 0.0086581 | 0.010502 | 0 | 0 | 0 | 0 | 0 | 0 | 47.8505 | 47.1423 | 46.5937 | 46.0218 | 45.5151 | 44.9578 | 44.7341 | 44.6586 | 45.3435 | 48.6314 | 52.3647 | 55.4758 | 57.5481 | 58.5454 | 59.1783 | 59.4463 | 58.779 | 56.4824 | 53.6564 | 51.6216 | 50.0482 | 48.198 | 46.5179 | 45.2435 | 0.0043252 | 0.0052905 | 0.0026193 | 0.003404 | 0.0038032 | 0.007334 | 0.0056857 | 0.0032681 | 0.0034548 | 0.0038676 | 0.0042127 | 0.004238 | 0.0039093 | 0.0037503 | 0.0034756 | 0.0033328 | 0.0033305 | 0.0036571 | 0.0034361 | 0.0035682 | 0.0037655 | 0.0033201 | 0.0037192 | 0.0037545
Portfolio Adjusted1-in-2Size: Under 20 kWAll2018Typical Event Day | Portfolio Adjusted | 1-in-2 | Size: Under 20 kW | All | 2018 | Typical Event Day | 8 | 0.96641 | 0.93428 | 0.90783 | 0.90006 | 0.90535 | 0.93321 | 0.89443 | 1.0189 | 1.3774 | 1.7206 | 2.0064 | 2.1716 | 2.2398 | 2.2945 | 2.3481 | 2.3293 | 2.2159 | 1.8872 | 1.5637 | 1.4231 | 1.4053 | 1.2525 | 1.1167 | 1.0258 | 0 | 0 | 0 | 0 | 0 | 0 | 0 | 0 | 0 | 0 | 0 | 0 | 0 | 0 | 0.0040647 | 0.011727 | 0.014246 | 0.0136 | 0 | 0 | 0 | 0 | 0 | 0 | 72.4304 | 71.2663 | 70.1882 | 69.2472 | 68.3613 | 67.4909 | 66.9177 | 67.1252 | 69.8239 | 74.5099 | 79.407 | 83.6865 | 86.8445 | 88.6218 | 89.7761 | 90.2757 | 90.3285 | 89.6524 | 88.4314 | 85.9461 | 82.3759 | 78.9513 | 76.6792 | 75.0298 | 0.0049066 | 0.0058799 | 0.0028498 | 0.0036599 | 0.0040955 | 0.0077929 | 0.0056372 | 0.0036011 | 0.0040408 | 0.0048338 | 0.0057535 | 0.0062721 | 0.0061692 | 0.0062482 | 0.0060591 | 0.0058853 | 0.0054587 | 0.0047325 | 0.0039843 | 0.0040861 | 0.0045596 | 0.0038823 | 0.0042781 | 0.0043943
Portfolio Adjusted1-in-2Size: Under 20 kWAll2019January Monthly Peak | Portfolio Adjusted | 1-in-2 | Size: Under 20 kW | All | 2019 | January Monthly Peak | 1 | 0.80046 | 0.79179 | 0.78745 | 0.7876 | 0.79622 | 0.83201 | 0.88262 | 0.90759 | 1.1669 | 1.3881 | 1.482 | 1.4482 | 1.3586 | 1.276 | 1.2095 | 1.171 | 1.2469 | 1.458 | 1.4552 | 1.3583 | 1.2481 | 1.1572 | 1.0295 | 0.83843 | 0 | 0 | 0 | 0 | 0 | 0 | 0 | 0 | 0 | 0 | 0 | 0 | 0 | 0 | 0.0020938 | 0.0058957 | 0.0080161 | 0.010507 | 0 | 0 | 0 | 0 | 0 | 0 | 43.8334 | 43.2255 | 42.5699 | 42.064 | 41.5244 | 41.2145 | 40.9855 | 40.7509 | 41.0694 | 43.2609 | 46.6988 | 49.3767 | 51.2462 | 52.5753 | 53.3718 | 53.737 | 53.4811 | 52.103 | 50.2898 | 48.9241 | 47.8039 | 46.8674 | 46.0385 | 45.332 | 0.0039149 | 0.0048023 | 0.0023885 | 0.0030916 | 0.0034804 | 0.0067038 | 0.005289 | 0.0030547 | 0.0032861 | 0.0037728 | 0.0041318 | 0.0040932 | 0.0036691 | 0.0034269 | 0.0030879 | 0.0029364 | 0.0031021 | 0.0037167 | 0.0037174 | 0.0039336 | 0.0041126 | 0.0036456 | 0.0039455 | 0.0034476
Portfolio Adjusted1-in-2Size: Under 20 kWAll2019February Monthly Peak | Portfolio Adjusted | 1-in-2 | Size: Under 20 kW | All | 2019 | February Monthly Peak | 2 | 0.82107 | 0.8085 | 0.80342 | 0.80631 | 0.81553 | 0.85237 | 0.85698 | 0.87857 | 1.1247 | 1.3233 | 1.4223 | 1.4203 | 1.3757 | 1.338 | 1.3075 | 1.2796 | 1.2844 | 1.3378 | 1.4101 | 1.3042 | 1.1953 | 1.0929 | 0.98799 | 0.86412 | 0 | 0 | 0 | 0 | 0 | 0 | 0 | 0 | 0 | 0 | 0 | 0 | 0 | 0 | 0.0022634 | 0.0064427 | 0.0082576 | 0.0096409 | 0 | 0 | 0 | 0 | 0 | 0 | 47.8217 | 47.4344 | 47.0826 | 46.7235 | 46.4066 | 46.2449 | 46.1949 | 46.1625 | 46.5216 | 48.3183 | 50.3457 | 52.18 | 52.9654 | 53.0173 | 53.0656 | 52.6165 | 52.1259 | 51.2247 | 49.807 | 48.434 | 47.163 | 46.3894 | 45.2374 | 44.215 | 0.0040557 | 0.0049443 | 0.0024549 | 0.0031936 | 0.0035999 | 0.0069461 | 0.0052061 | 0.0029991 | 0.0032124 | 0.0036338 | 0.0039946 | 0.0040406 | 0.0037431 | 0.0036212 | 0.0033713 | 0.0032373 | 0.0031872 | 0.0033905 | 0.0035667 | 0.0037235 | 0.0038737 | 0.0033771 | 0.003736 | 0.0035888
Portfolio Adjusted1-in-2Size: Under 20 kWAll2019March Monthly Peak | Portfolio Adjusted | 1-in-2 | Size: Under 20 kW | All | 2019 | March Monthly Peak | 3 | 0.83278 | 0.81457 | 0.80449 | 0.80474 | 0.81145 | 0.84991 | 0.88064 | 0.89271 | 1.1007 | 1.291 | 1.409 | 1.4203 | 1.3797 | 1.3598 | 1.3496 | 1.3382 | 1.3457 | 1.2947 | 1.2753 | 1.3132 | 1.2237 | 1.1279 | 1.011 | 0.87905 | 0 | 0 | 0 | 0 | 0 | 0 | 0 | 0 | 0 | 0 | 0 | 0 | 0 | 0 | 0.0023362 | 0.0067377 | 0.0086518 | 0.00933 | 0 | 0 | 0 | 0 | 0 | 0 | 47.5372 | 46.8423 | 46.2057 | 45.815 | 45.4645 | 45.0097 | 44.623 | 44.5355 | 46.4105 | 48.7483 | 51.0239 | 53.0223 | 54.43 | 55.448 | 55.8733 | 56.2846 | 56.0964 | 55.4142 | 53.8598 | 51.7368 | 50.3319 | 49.1603 | 48.2609 | 47.349 | 0.0041188 | 0.0049901 | 0.0024589 | 0.0031936 | 0.0035862 | 0.0069288 | 0.0053509 | 0.0030398 | 0.0031346 | 0.0035414 | 0.0039483 | 0.0040311 | 0.0037544 | 0.0036854 | 0.0034783 | 0.0033801 | 0.0033367 | 0.0032982 | 0.0032599 | 0.0037624 | 0.0039804 | 0.0034948 | 0.0038354 | 0.003652
Portfolio Adjusted1-in-2Size: Under 20 kWAll2019April Monthly Peak | Portfolio Adjusted | 1-in-2 | Size: Under 20 kW | All | 2019 | April Monthly Peak | 4 | 0.87128 | 0.84525 | 0.82876 | 0.82524 | 0.82686 | 0.85311 | 0.82297 | 0.8459 | 1.0602 | 1.2669 | 1.441 | 1.535 | 1.5829 | 1.6313 | 1.6791 | 1.6731 | 1.5963 | 1.3815 | 1.1837 | 1.1955 | 1.1903 | 1.074 | 0.9743 | 0.92051 | 0 | 0 | 0 | 0 | 0 | 0 | 0 | 0 | 0 | 0 | 0 | 0 | 0 | 0 | 0.0029067 | 0.0084237 | 0.010263 | 0.0099558 | 0 | 0 | 0 | 0 | 0 | 0 | 62.0801 | 60.9865 | 59.6266 | 58.4511 | 57.569 | 56.8904 | 56.4206 | 56.411 | 58.9083 | 62.8854 | 67.7442 | 72.0056 | 75.2527 | 77.6068 | 78.8017 | 79.4204 | 79.4936 | 78.9236 | 77.5615 | 75.1089 | 71.3153 | 68.4274 | 66.2957 | 64.0056 | 0.0043788 | 0.0052706 | 0.00258 | 0.0033345 | 0.003717 | 0.0070923 | 0.0051563 | 0.0029761 | 0.003119 | 0.003584 | 0.00415 | 0.0044665 | 0.004394 | 0.0044726 | 0.0043625 | 0.0042454 | 0.0039387 | 0.0034682 | 0.0030017 | 0.0033965 | 0.0038144 | 0.003271 | 0.0036653 | 0.0038946
Portfolio Adjusted1-in-2Size: Under 20 kWAll2019May Monthly Peak | Portfolio Adjusted | 1-in-2 | Size: Under 20 kW | All | 2019 | May Monthly Peak | 5 | 0.8894 | 0.86274 | 0.84065 | 0.8343 | 0.83899 | 0.85187 | 0.7829 | 0.87007 | 1.1114 | 1.3393 | 1.5267 | 1.6351 | 1.6746 | 1.7172 | 1.7583 | 1.755 | 1.6635 | 1.4222 | 1.2036 | 1.1531 | 1.2094 | 1.091 | 0.98992 | 0.94221 | 0 | 0 | 0 | 0 | 0 | 0 | 0 | 0 | 0 | 0 | 0 | 0 | 0 | 0 | 0.0030437 | 0.0088363 | 0.010695 | 0.010249 | 0 | 0 | 0 | 0 | 0 | 0 | 64.3412 | 63.4466 | 62.6679 | 61.7619 | 60.9609 | 60.352 | 59.843 | 60.2749 | 62.3805 | 65.9538 | 69.7916 | 73.5406 | 76.7982 | 79.293 | 80.3417 | 80.9387 | 80.8113 | 79.9239 | 78.2908 | 75.7761 | 72.3185 | 69.415 | 67.3168 | 65.8498 | 0.0044886 | 0.0054046 | 0.0026271 | 0.0033866 | 0.0037869 | 0.0070973 | 0.0049491 | 0.0030878 | 0.0033025 | 0.0038426 | 0.0044647 | 0.0048414 | 0.0047293 | 0.0047855 | 0.0046376 | 0.0045242 | 0.0041654 | 0.0036165 | 0.0030823 | 0.0033102 | 0.0038964 | 0.00334 | 0.0037403 | 0.0040071
Portfolio Adjusted1-in-2Size: Under 20 kWAll2019June Monthly Peak | Portfolio Adjusted | 1-in-2 | Size: Under 20 kW | All | 2019 | June Monthly Peak | 6 | 0.92464 | 0.89321 | 0.87023 | 0.86206 | 0.86532 | 0.86129 | 0.79883 | 0.94376 | 1.2439 | 1.5321 | 1.7809 | 1.9254 | 1.9875 | 2.0405 | 2.0846 | 2.0717 | 1.967 | 1.6931 | 1.4183 | 1.2704 | 1.2961 | 1.196 | 1.0689 | 0.98452 | 0 | 0 | 0 | 0 | 0 | 0 | 0 | 0 | 0 | 0 | 0 | 0 | 0 | 0 | 0.0036086 | 0.010431 | 0.012646 | 0.012201 | 0 | 0 | 0 | 0 | 0 | 0 | 68.5991 | 67.4474 | 66.4031 | 65.391 | 64.4599 | 63.5492 | 62.7433 | 63.5484 | 66.8538 | 71.5687 | 76.3282 | 80.6348 | 83.3929 | 84.8722 | 85.9463 | 86.4212 | 86.7482 | 86.3555 | 85.3734 | 82.9746 | 79.563 | 75.521 | 73.0796 | 71.2059 | 0.0046805 | 0.0056093 | 0.0027227 | 0.0035006 | 0.0039009 | 0.0071741 | 0.0050692 | 0.0033484 | 0.0036888 | 0.0043749 | 0.0051629 | 0.0056317 | 0.0055471 | 0.0056193 | 0.0054435 | 0.0052986 | 0.0049044 | 0.0043029 | 0.003646 | 0.0036806 | 0.0042231 | 0.0037089 | 0.0040787 | 0.0042031
Portfolio Adjusted1-in-2Size: Under 20 kWAll2019July Monthly Peak | Portfolio Adjusted | 1-in-2 | Size: Under 20 kW | All | 2019 | July Monthly Peak | 7 | 0.96705 | 0.9349 | 0.90745 | 0.9011 | 0.9037 | 0.91892 | 0.86031 | 1.0346 | 1.4079 | 1.7719 | 2.0781 | 2.2441 | 2.3215 | 2.3748 | 2.4106 | 2.3875 | 2.2729 | 1.9439 | 1.6004 | 1.4172 | 1.4146 | 1.2905 | 1.1459 | 1.0388 | 0 | 0 | 0 | 0 | 0 | 0 | 0 | 0 | 0 | 0 | 0 | 0 | 0 | 0 | 0.0041729 | 0.012021 | 0.014613 | 0.014008 | 0 | 0 | 0 | 0 | 0 | 0 | 74.9142 | 73.7206 | 72.8713 | 72.0583 | 71.1699 | 70.2899 | 69.6855 | 70.3062 | 73.3622 | 77.4132 | 81.5579 | 85.0795 | 87.855 | 89.3627 | 90.3913 | 90.8467 | 90.7142 | 89.7739 | 88.7947 | 87.2888 | 84.5764 | 81.0451 | 78.6552 | 77.0056 | 0.0049209 | 0.0058995 | 0.0028564 | 0.0036719 | 0.0040927 | 0.0076724 | 0.0054622 | 0.0036724 | 0.004152 | 0.0050226 | 0.0059935 | 0.0065293 | 0.0064413 | 0.0065173 | 0.006266 | 0.0060816 | 0.0056583 | 0.004934 | 0.0041157 | 0.0041236 | 0.0046329 | 0.0040296 | 0.0044105 | 0.0044524
Portfolio Adjusted1-in-2Size: Under 20 kWAll2019August Monthly Peak | Portfolio Adjusted | 1-in-2 | Size: Under 20 kW | All | 2019 | August Monthly Peak | 8 | 0.97343 | 0.94075 | 0.91335 | 0.90555 | 0.91056 | 0.939 | 0.90061 | 1.0327 | 1.4061 | 1.7655 | 2.0639 | 2.2362 | 2.3064 | 2.3586 | 2.4082 | 2.3854 | 2.2688 | 1.9319 | 1.5974 | 1.4514 | 1.4275 | 1.2709 | 1.1313 | 1.0355 | 0 | 0 | 0 | 0 | 0 | 0 | 0 | 0 | 0 | 0 | 0 | 0 | 0 | 0 | 0.0041687 | 0.01201 | 0.014586 | 0.013922 | 0 | 0 | 0 | 0 | 0 | 0 | 73.8552 | 72.6389 | 71.3566 | 70.4341 | 69.6307 | 68.7516 | 68.2579 | 67.8596 | 70.0617 | 75.1287 | 80.5472 | 85.0639 | 88.2982 | 90.1632 | 91.3697 | 91.9321 | 92.0096 | 91.5392 | 90.0097 | 86.8505 | 82.7245 | 79.6394 | 77.5491 | 75.9087 | 0.0049344 | 0.0059113 | 0.0028632 | 0.0036769 | 0.0041135 | 0.0078284 | 0.0056653 | 0.0036375 | 0.0041029 | 0.0049289 | 0.0058811 | 0.0064169 | 0.0063124 | 0.006386 | 0.0061824 | 0.005999 | 0.0055654 | 0.0048271 | 0.0040561 | 0.0041561 | 0.0046241 | 0.0039336 | 0.0043285 | 0.0044278
Portfolio Adjusted1-in-2Size: Under 20 kWAll2019September Monthly Peak | Portfolio Adjusted | 1-in-2 | Size: Under 20 kW | All | 2019 | September Monthly Peak | 9 | 0.95028 | 0.9196 | 0.89494 | 0.88935 | 0.89443 | 0.93046 | 0.94791 | 1.0132 | 1.3684 | 1.7221 | 2.0126 | 2.187 | 2.2602 | 2.312 | 2.348 | 2.3205 | 2.1933 | 1.8551 | 1.5359 | 1.4946 | 1.37 | 1.217 | 1.0873 | 1.0025 | 0 | 0 | 0 | 0 | 0 | 0 | 0 | 0 | 0 | 0 | 0 | 0 | 0 | 0 | 0.0040646 | 0.011683 | 0.014101 | 0.013369 | 0 | 0 | 0 | 0 | 0 | 0 | 72.3532 | 71.2581 | 70.1219 | 69.1053 | 68.1849 | 67.3728 | 66.9838 | 66.7867 | 69.0178 | 73.9289 | 79.1947 | 83.9679 | 87.832 | 90.089 | 91.3972 | 91.903 | 91.8421 | 90.941 | 89.5477 | 86.6703 | 82.6396 | 79.5996 | 77.4329 | 75.999 | 0.0048176 | 0.005776 | 0.0028042 | 0.0036134 | 0.0040383 | 0.007755 | 0.0059335 | 0.0035519 | 0.003976 | 0.0047897 | 0.0057174 | 0.0062771 | 0.0061826 | 0.0062573 | 0.0060356 | 0.0058401 | 0.0053799 | 0.004639 | 0.0038978 | 0.0042491 | 0.0044245 | 0.0037534 | 0.0041493 | 0.004282
Portfolio Adjusted1-in-2Size: Under 20 kWAll2019October Monthly Peak | Portfolio Adjusted | 1-in-2 | Size: Under 20 kW | All | 2019 | October Monthly Peak | 10 | 0.87536 | 0.85584 | 0.83933 | 0.83487 | 0.83704 | 0.86404 | 0.91858 | 0.90771 | 1.1388 | 1.3899 | 1.5972 | 1.7203 | 1.7734 | 1.8327 | 1.8838 | 1.8689 | 1.7677 | 1.5013 | 1.3883 | 1.3195 | 1.2083 | 1.0884 | 0.98399 | 0.9215 | 0 | 0 | 0 | 0 | 0 | 0 | 0 | 0 | 0 | 0 | 0 | 0 | 0 | 0 | 0.003261 | 0.0094095 | 0.011365 | 0.010819 | 0 | 0 | 0 | 0 | 0 | 0 | 64.2977 | 63.3755 | 62.5165 | 61.5393 | 60.6886 | 60.0008 | 59.3401 | 58.9577 | 59.9214 | 64.028 | 69.8742 | 76.0483 | 81.3074 | 84.2866 | 85.1069 | 85.7884 | 85.945 | 85.0343 | 82.636 | 78.0826 | 74.3576 | 71.4658 | 69.1046 | 67.2142 | 0.0044101 | 0.0053504 | 0.0026228 | 0.0033798 | 0.0037681 | 0.007193 | 0.0057189 | 0.0031689 | 0.0033239 | 0.0038913 | 0.0045451 | 0.0049431 | 0.0048522 | 0.0049631 | 0.0048364 | 0.0046927 | 0.0043232 | 0.0037404 | 0.0034875 | 0.0037229 | 0.0038687 | 0.0033286 | 0.0037296 | 0.0039131
Portfolio Adjusted1-in-2Size: Under 20 kWAll2019November Monthly Peak | Portfolio Adjusted | 1-in-2 | Size: Under 20 kW | All | 2019 | November Monthly Peak | 11 | 0.84477 | 0.82673 | 0.82184 | 0.81642 | 0.81916 | 0.84734 | 0.80943 | 0.85856 | 1.0779 | 1.2592 | 1.3906 | 1.449 | 1.455 | 1.4732 | 1.4823 | 1.4632 | 1.4164 | 1.4449 | 1.3018 | 1.1854 | 1.0976 | 0.99787 | 0.91715 | 0.87318 | 0 | 0 | 0 | 0 | 0 | 0 | 0 | 0 | 0 | 0 | 0 | 0 | 0 | 0 | 0.002566 | 0.0073671 | 0.0091064 | 0.010413 | 0 | 0 | 0 | 0 | 0 | 0 | 56.6806 | 55.7522 | 55.0728 | 54.2628 | 53.2214 | 52.5035 | 52.3553 | 52.3146 | 54.8798 | 59.4078 | 64.2289 | 68.6232 | 71.4472 | 72.9756 | 73.719 | 73.5443 | 71.9479 | 69.026 | 65.7095 | 63.5566 | 61.879 | 60.7848 | 59.7905 | 59.0304 | 0.0042547 | 0.0051648 | 0.0025579 | 0.0032981 | 0.0036828 | 0.0070276 | 0.00505 | 0.0030261 | 0.0031535 | 0.0035486 | 0.003982 | 0.0041867 | 0.0040038 | 0.0039995 | 0.0038187 | 0.0036808 | 0.0034648 | 0.003579 | 0.0032606 | 0.0033432 | 0.0035169 | 0.0030541 | 0.0034555 | 0.0037015
Portfolio Adjusted1-in-2Size: Under 20 kWAll2019December Monthly Peak | Portfolio Adjusted | 1-in-2 | Size: Under 20 kW | All | 2019 | December Monthly Peak | 12 | 0.86055 | 0.84814 | 0.84251 | 0.8418 | 0.84627 | 0.88618 | 0.92177 | 0.94049 | 1.1914 | 1.3854 | 1.4785 | 1.4684 | 1.4174 | 1.373 | 1.342 | 1.3133 | 1.3467 | 1.4573 | 1.3591 | 1.2518 | 1.1599 | 1.0705 | 0.97586 | 0.88883 | 0 | 0 | 0 | 0 | 0 | 0 | 0 | 0 | 0 | 0 | 0 | 0 | 0 | 0 | 0.002323 | 0.0066122 | 0.0086581 | 0.010502 | 0 | 0 | 0 | 0 | 0 | 0 | 47.8505 | 47.1423 | 46.5937 | 46.0218 | 45.5151 | 44.9578 | 44.7341 | 44.6586 | 45.3435 | 48.6314 | 52.3647 | 55.4758 | 57.5481 | 58.5454 | 59.1783 | 59.4463 | 58.779 | 56.4824 | 53.6564 | 51.6216 | 50.0482 | 48.198 | 46.5179 | 45.2435 | 0.0043252 | 0.0052905 | 0.0026193 | 0.003404 | 0.0038032 | 0.007334 | 0.0056857 | 0.0032681 | 0.0034548 | 0.0038676 | 0.0042127 | 0.004238 | 0.0039093 | 0.0037503 | 0.0034756 | 0.0033328 | 0.0033305 | 0.0036571 | 0.0034361 | 0.0035682 | 0.0037655 | 0.0033201 | 0.0037192 | 0.0037545
Portfolio Adjusted1-in-2Size: Under 20 kWAll2019Typical Event Day | Portfolio Adjusted | 1-in-2 | Size: Under 20 kW | All | 2019 | Typical Event Day | 8 | 0.96641 | 0.93428 | 0.90783 | 0.90006 | 0.90535 | 0.93321 | 0.89443 | 1.0189 | 1.3774 | 1.7206 | 2.0064 | 2.1716 | 2.2398 | 2.2945 | 2.3481 | 2.3293 | 2.2159 | 1.8872 | 1.5637 | 1.4231 | 1.4053 | 1.2525 | 1.1167 | 1.0258 | 0 | 0 | 0 | 0 | 0 | 0 | 0 | 0 | 0 | 0 | 0 | 0 | 0 | 0 | 0.0040647 | 0.011727 | 0.014246 | 0.0136 | 0 | 0 | 0 | 0 | 0 | 0 | 72.4304 | 71.2663 | 70.1882 | 69.2472 | 68.3614 | 67.4909 | 66.9177 | 67.1252 | 69.8239 | 74.5099 | 79.407 | 83.6865 | 86.8445 | 88.6218 | 89.7761 | 90.2757 | 90.3285 | 89.6524 | 88.4314 | 85.9461 | 82.3759 | 78.9513 | 76.6792 | 75.0298 | 0.0049066 | 0.0058799 | 0.0028498 | 0.0036599 | 0.0040955 | 0.0077929 | 0.0056372 | 0.0036011 | 0.0040408 | 0.0048338 | 0.0057535 | 0.0062721 | 0.0061692 | 0.0062482 | 0.0060591 | 0.0058853 | 0.0054587 | 0.0047325 | 0.0039843 | 0.0040861 | 0.0045596 | 0.0038823 | 0.0042781 | 0.0043943
Portfolio Adjusted1-in-2Size: Under 20 kWAll2020January Monthly Peak | Portfolio Adjusted | 1-in-2 | Size: Under 20 kW | All | 2020 | January Monthly Peak | 1 | 0.80046 | 0.79179 | 0.78745 | 0.7876 | 0.79622 | 0.83201 | 0.88262 | 0.90759 | 1.1669 | 1.3881 | 1.482 | 1.4482 | 1.3586 | 1.276 | 1.2095 | 1.171 | 1.2469 | 1.458 | 1.4552 | 1.3583 | 1.2481 | 1.1572 | 1.0295 | 0.83843 | 0 | 0 | 0 | 0 | 0 | 0 | 0 | 0 | 0 | 0 | 0 | 0 | 0 | 0 | 0.0020938 | 0.0058957 | 0.0080161 | 0.010507 | 0 | 0 | 0 | 0 | 0 | 0 | 43.8334 | 43.2255 | 42.5699 | 42.064 | 41.5244 | 41.2145 | 40.9855 | 40.7509 | 41.0694 | 43.2609 | 46.6987 | 49.3767 | 51.2462 | 52.5753 | 53.3718 | 53.737 | 53.4811 | 52.103 | 50.2898 | 48.9241 | 47.8039 | 46.8674 | 46.0385 | 45.332 | 0.0039149 | 0.0048023 | 0.0023885 | 0.0030916 | 0.0034804 | 0.0067038 | 0.005289 | 0.0030547 | 0.0032861 | 0.0037728 | 0.0041318 | 0.0040932 | 0.0036691 | 0.0034269 | 0.0030879 | 0.0029364 | 0.0031021 | 0.0037167 | 0.0037174 | 0.0039336 | 0.0041126 | 0.0036456 | 0.0039455 | 0.0034476
Portfolio Adjusted1-in-2Size: Under 20 kWAll2020February Monthly Peak | Portfolio Adjusted | 1-in-2 | Size: Under 20 kW | All | 2020 | February Monthly Peak | 2 | 0.82107 | 0.8085 | 0.80342 | 0.80631 | 0.81553 | 0.85237 | 0.85698 | 0.87857 | 1.1247 | 1.3233 | 1.4223 | 1.4203 | 1.3757 | 1.338 | 1.3075 | 1.2796 | 1.2844 | 1.3378 | 1.4101 | 1.3042 | 1.1953 | 1.0929 | 0.98799 | 0.86412 | 0 | 0 | 0 | 0 | 0 | 0 | 0 | 0 | 0 | 0 | 0 | 0 | 0 | 0 | 0.0022634 | 0.0064427 | 0.0082576 | 0.0096409 | 0 | 0 | 0 | 0 | 0 | 0 | 47.8217 | 47.4344 | 47.0826 | 46.7235 | 46.4066 | 46.2449 | 46.1949 | 46.1625 | 46.5216 | 48.3183 | 50.3457 | 52.18 | 52.9654 | 53.0173 | 53.0656 | 52.6165 | 52.1259 | 51.2247 | 49.807 | 48.434 | 47.163 | 46.3894 | 45.2374 | 44.215 | 0.0040557 | 0.0049443 | 0.0024549 | 0.0031936 | 0.0035999 | 0.0069461 | 0.0052061 | 0.0029991 | 0.0032124 | 0.0036338 | 0.0039946 | 0.0040406 | 0.0037431 | 0.0036212 | 0.0033713 | 0.0032373 | 0.0031872 | 0.0033905 | 0.0035667 | 0.0037235 | 0.0038737 | 0.0033771 | 0.003736 | 0.0035888
Portfolio Adjusted1-in-2Size: Under 20 kWAll2020March Monthly Peak | Portfolio Adjusted | 1-in-2 | Size: Under 20 kW | All | 2020 | March Monthly Peak | 3 | 0.83278 | 0.81457 | 0.80449 | 0.80474 | 0.81145 | 0.84991 | 0.88064 | 0.89271 | 1.1007 | 1.291 | 1.409 | 1.4203 | 1.3797 | 1.3598 | 1.3496 | 1.3382 | 1.3457 | 1.2947 | 1.2753 | 1.3132 | 1.2237 | 1.1279 | 1.011 | 0.87905 | 0 | 0 | 0 | 0 | 0 | 0 | 0 | 0 | 0 | 0 | 0 | 0 | 0 | 0 | 0.0023362 | 0.0067377 | 0.0086518 | 0.00933 | 0 | 0 | 0 | 0 | 0 | 0 | 47.5372 | 46.8423 | 46.2057 | 45.815 | 45.4645 | 45.0097 | 44.623 | 44.5355 | 46.4105 | 48.7483 | 51.0239 | 53.0223 | 54.43 | 55.448 | 55.8733 | 56.2846 | 56.0964 | 55.4142 | 53.8598 | 51.7368 | 50.3319 | 49.1603 | 48.2609 | 47.349 | 0.0041188 | 0.0049901 | 0.0024589 | 0.0031936 | 0.0035862 | 0.0069288 | 0.0053509 | 0.0030398 | 0.0031346 | 0.0035414 | 0.0039483 | 0.0040311 | 0.0037544 | 0.0036854 | 0.0034783 | 0.0033801 | 0.0033367 | 0.0032982 | 0.0032599 | 0.0037624 | 0.0039804 | 0.0034948 | 0.0038354 | 0.003652
Portfolio Adjusted1-in-2Size: Under 20 kWAll2020April Monthly Peak | Portfolio Adjusted | 1-in-2 | Size: Under 20 kW | All | 2020 | April Monthly Peak | 4 | 0.87128 | 0.84525 | 0.82876 | 0.82524 | 0.82686 | 0.85311 | 0.82297 | 0.8459 | 1.0602 | 1.2669 | 1.441 | 1.535 | 1.5829 | 1.6313 | 1.6791 | 1.6731 | 1.5963 | 1.3815 | 1.1837 | 1.1955 | 1.1903 | 1.074 | 0.9743 | 0.92051 | 0 | 0 | 0 | 0 | 0 | 0 | 0 | 0 | 0 | 0 | 0 | 0 | 0 | 0 | 0.0029067 | 0.0084237 | 0.010263 | 0.0099558 | 0 | 0 | 0 | 0 | 0 | 0 | 62.0801 | 60.9865 | 59.6266 | 58.4511 | 57.569 | 56.8904 | 56.4206 | 56.411 | 58.9083 | 62.8854 | 67.7442 | 72.0056 | 75.2527 | 77.6068 | 78.8017 | 79.4204 | 79.4936 | 78.9236 | 77.5615 | 75.1089 | 71.3153 | 68.4274 | 66.2957 | 64.0056 | 0.0043788 | 0.0052706 | 0.00258 | 0.0033345 | 0.003717 | 0.0070923 | 0.0051563 | 0.0029761 | 0.003119 | 0.003584 | 0.00415 | 0.0044665 | 0.004394 | 0.0044726 | 0.0043625 | 0.0042454 | 0.0039387 | 0.0034682 | 0.0030017 | 0.0033965 | 0.0038144 | 0.003271 | 0.0036653 | 0.0038946
Portfolio Adjusted1-in-2Size: Under 20 kWAll2020May Monthly Peak | Portfolio Adjusted | 1-in-2 | Size: Under 20 kW | All | 2020 | May Monthly Peak | 5 | 0.8894 | 0.86274 | 0.84065 | 0.8343 | 0.83899 | 0.85187 | 0.7829 | 0.87007 | 1.1114 | 1.3393 | 1.5267 | 1.6351 | 1.6746 | 1.7172 | 1.7583 | 1.755 | 1.6635 | 1.4222 | 1.2036 | 1.1531 | 1.2094 | 1.091 | 0.98992 | 0.94221 | 0 | 0 | 0 | 0 | 0 | 0 | 0 | 0 | 0 | 0 | 0 | 0 | 0 | 0 | 0.0030437 | 0.0088363 | 0.010695 | 0.010249 | 0 | 0 | 0 | 0 | 0 | 0 | 64.3412 | 63.4466 | 62.6679 | 61.7619 | 60.9609 | 60.352 | 59.843 | 60.2749 | 62.3805 | 65.9538 | 69.7916 | 73.5406 | 76.7982 | 79.293 | 80.3417 | 80.9387 | 80.8113 | 79.9239 | 78.2908 | 75.7761 | 72.3185 | 69.415 | 67.3168 | 65.8498 | 0.0044886 | 0.0054046 | 0.0026271 | 0.0033866 | 0.0037869 | 0.0070973 | 0.0049491 | 0.0030878 | 0.0033025 | 0.0038426 | 0.0044647 | 0.0048414 | 0.0047293 | 0.0047855 | 0.0046376 | 0.0045242 | 0.0041654 | 0.0036165 | 0.0030823 | 0.0033102 | 0.0038964 | 0.00334 | 0.0037403 | 0.0040071
Portfolio Adjusted1-in-2Size: Under 20 kWAll2020June Monthly Peak | Portfolio Adjusted | 1-in-2 | Size: Under 20 kW | All | 2020 | June Monthly Peak | 6 | 0.92464 | 0.89321 | 0.87023 | 0.86206 | 0.86532 | 0.86129 | 0.79883 | 0.94376 | 1.2439 | 1.5321 | 1.7809 | 1.9254 | 1.9875 | 2.0405 | 2.0846 | 2.0717 | 1.967 | 1.6931 | 1.4183 | 1.2704 | 1.2961 | 1.196 | 1.0689 | 0.98452 | 0 | 0 | 0 | 0 | 0 | 0 | 0 | 0 | 0 | 0 | 0 | 0 | 0 | 0 | 0.0036086 | 0.010431 | 0.012646 | 0.012201 | 0 | 0 | 0 | 0 | 0 | 0 | 68.5991 | 67.4474 | 66.4031 | 65.391 | 64.4599 | 63.5492 | 62.7433 | 63.5484 | 66.8538 | 71.5687 | 76.3282 | 80.6348 | 83.3929 | 84.8722 | 85.9463 | 86.4212 | 86.7482 | 86.3555 | 85.3734 | 82.9746 | 79.563 | 75.521 | 73.0796 | 71.2059 | 0.0046805 | 0.0056093 | 0.0027227 | 0.0035006 | 0.0039009 | 0.0071741 | 0.0050692 | 0.0033484 | 0.0036888 | 0.0043749 | 0.0051629 | 0.0056317 | 0.0055471 | 0.0056193 | 0.0054435 | 0.0052986 | 0.0049044 | 0.0043029 | 0.003646 | 0.0036806 | 0.0042231 | 0.0037089 | 0.0040787 | 0.0042031
Portfolio Adjusted1-in-2Size: Under 20 kWAll2020July Monthly Peak | Portfolio Adjusted | 1-in-2 | Size: Under 20 kW | All | 2020 | July Monthly Peak | 7 | 0.96705 | 0.9349 | 0.90745 | 0.9011 | 0.9037 | 0.91892 | 0.86031 | 1.0346 | 1.4079 | 1.7719 | 2.0781 | 2.2441 | 2.3215 | 2.3748 | 2.4106 | 2.3875 | 2.2729 | 1.9439 | 1.6004 | 1.4172 | 1.4146 | 1.2905 | 1.1459 | 1.0388 | 0 | 0 | 0 | 0 | 0 | 0 | 0 | 0 | 0 | 0 | 0 | 0 | 0 | 0 | 0.0041729 | 0.012021 | 0.014613 | 0.014008 | 0 | 0 | 0 | 0 | 0 | 0 | 74.9142 | 73.7206 | 72.8713 | 72.0583 | 71.1699 | 70.2899 | 69.6855 | 70.3062 | 73.3622 | 77.4132 | 81.5579 | 85.0795 | 87.855 | 89.3627 | 90.3913 | 90.8467 | 90.7142 | 89.7739 | 88.7947 | 87.2888 | 84.5764 | 81.0451 | 78.6552 | 77.0056 | 0.0049209 | 0.0058995 | 0.0028564 | 0.0036719 | 0.0040927 | 0.0076724 | 0.0054622 | 0.0036724 | 0.004152 | 0.0050226 | 0.0059935 | 0.0065293 | 0.0064413 | 0.0065173 | 0.006266 | 0.0060816 | 0.0056583 | 0.004934 | 0.0041157 | 0.0041236 | 0.0046329 | 0.0040296 | 0.0044105 | 0.0044524
Portfolio Adjusted1-in-2Size: Under 20 kWAll2020August Monthly Peak | Portfolio Adjusted | 1-in-2 | Size: Under 20 kW | All | 2020 | August Monthly Peak | 8 | 0.97343 | 0.94075 | 0.91335 | 0.90555 | 0.91056 | 0.939 | 0.90061 | 1.0327 | 1.4061 | 1.7655 | 2.0639 | 2.2362 | 2.3064 | 2.3586 | 2.4082 | 2.3854 | 2.2688 | 1.9319 | 1.5974 | 1.4514 | 1.4275 | 1.2709 | 1.1313 | 1.0355 | 0 | 0 | 0 | 0 | 0 | 0 | 0 | 0 | 0 | 0 | 0 | 0 | 0 | 0 | 0.0041687 | 0.01201 | 0.014586 | 0.013922 | 0 | 0 | 0 | 0 | 0 | 0 | 73.8552 | 72.6389 | 71.3566 | 70.4341 | 69.6307 | 68.7516 | 68.2579 | 67.8596 | 70.0617 | 75.1287 | 80.5472 | 85.0639 | 88.2982 | 90.1632 | 91.3697 | 91.9321 | 92.0096 | 91.5392 | 90.0097 | 86.8505 | 82.7245 | 79.6394 | 77.5491 | 75.9087 | 0.0049344 | 0.0059113 | 0.0028632 | 0.0036769 | 0.0041135 | 0.0078284 | 0.0056653 | 0.0036375 | 0.0041029 | 0.0049289 | 0.0058811 | 0.0064169 | 0.0063124 | 0.006386 | 0.0061824 | 0.005999 | 0.0055654 | 0.0048271 | 0.0040561 | 0.0041561 | 0.0046241 | 0.0039336 | 0.0043285 | 0.0044278
Portfolio Adjusted1-in-2Size: Under 20 kWAll2020September Monthly Peak | Portfolio Adjusted | 1-in-2 | Size: Under 20 kW | All | 2020 | September Monthly Peak | 9 | 0.95028 | 0.9196 | 0.89494 | 0.88935 | 0.89443 | 0.93046 | 0.94791 | 1.0132 | 1.3684 | 1.7221 | 2.0126 | 2.187 | 2.2602 | 2.312 | 2.348 | 2.3205 | 2.1933 | 1.8551 | 1.5359 | 1.4946 | 1.37 | 1.217 | 1.0873 | 1.0025 | 0 | 0 | 0 | 0 | 0 | 0 | 0 | 0 | 0 | 0 | 0 | 0 | 0 | 0 | 0.0040646 | 0.011683 | 0.014101 | 0.013369 | 0 | 0 | 0 | 0 | 0 | 0 | 72.3532 | 71.2581 | 70.1219 | 69.1053 | 68.1849 | 67.3728 | 66.9838 | 66.7867 | 69.0178 | 73.9289 | 79.1947 | 83.9679 | 87.832 | 90.089 | 91.3972 | 91.903 | 91.8421 | 90.941 | 89.5477 | 86.6703 | 82.6396 | 79.5996 | 77.4329 | 75.999 | 0.0048176 | 0.005776 | 0.0028042 | 0.0036134 | 0.0040383 | 0.007755 | 0.0059335 | 0.0035519 | 0.003976 | 0.0047897 | 0.0057174 | 0.0062771 | 0.0061826 | 0.0062573 | 0.0060356 | 0.0058401 | 0.0053799 | 0.004639 | 0.0038978 | 0.0042491 | 0.0044245 | 0.0037534 | 0.0041493 | 0.004282
Portfolio Adjusted1-in-2Size: Under 20 kWAll2020October Monthly Peak | Portfolio Adjusted | 1-in-2 | Size: Under 20 kW | All | 2020 | October Monthly Peak | 10 | 0.87536 | 0.85584 | 0.83933 | 0.83487 | 0.83704 | 0.86404 | 0.91858 | 0.90771 | 1.1388 | 1.3899 | 1.5972 | 1.7203 | 1.7734 | 1.8327 | 1.8838 | 1.8689 | 1.7677 | 1.5013 | 1.3883 | 1.3195 | 1.2083 | 1.0884 | 0.98399 | 0.9215 | 0 | 0 | 0 | 0 | 0 | 0 | 0 | 0 | 0 | 0 | 0 | 0 | 0 | 0 | 0.003261 | 0.0094095 | 0.011365 | 0.010819 | 0 | 0 | 0 | 0 | 0 | 0 | 64.2977 | 63.3755 | 62.5165 | 61.5393 | 60.6886 | 60.0008 | 59.3401 | 58.9577 | 59.9214 | 64.028 | 69.8742 | 76.0483 | 81.3074 | 84.2866 | 85.1069 | 85.7884 | 85.945 | 85.0343 | 82.636 | 78.0826 | 74.3576 | 71.4658 | 69.1046 | 67.2142 | 0.0044101 | 0.0053504 | 0.0026228 | 0.0033798 | 0.0037681 | 0.007193 | 0.0057189 | 0.0031689 | 0.0033239 | 0.0038913 | 0.0045451 | 0.0049431 | 0.0048522 | 0.0049631 | 0.0048364 | 0.0046927 | 0.0043232 | 0.0037404 | 0.0034875 | 0.0037229 | 0.0038687 | 0.0033286 | 0.0037296 | 0.0039131
Portfolio Adjusted1-in-2Size: Under 20 kWAll2020November Monthly Peak | Portfolio Adjusted | 1-in-2 | Size: Under 20 kW | All | 2020 | November Monthly Peak | 11 | 0.84477 | 0.82673 | 0.82184 | 0.81642 | 0.81916 | 0.84734 | 0.80943 | 0.85856 | 1.0779 | 1.2592 | 1.3906 | 1.449 | 1.455 | 1.4732 | 1.4823 | 1.4632 | 1.4164 | 1.4449 | 1.3018 | 1.1854 | 1.0976 | 0.99787 | 0.91715 | 0.87318 | 0 | 0 | 0 | 0 | 0 | 0 | 0 | 0 | 0 | 0 | 0 | 0 | 0 | 0 | 0.002566 | 0.0073671 | 0.0091064 | 0.010413 | 0 | 0 | 0 | 0 | 0 | 0 | 56.6806 | 55.7522 | 55.0728 | 54.2628 | 53.2214 | 52.5035 | 52.3553 | 52.3146 | 54.8798 | 59.4078 | 64.2289 | 68.6232 | 71.4472 | 72.9756 | 73.719 | 73.5443 | 71.9479 | 69.026 | 65.7095 | 63.5566 | 61.879 | 60.7848 | 59.7905 | 59.0304 | 0.0042547 | 0.0051648 | 0.0025579 | 0.0032981 | 0.0036828 | 0.0070276 | 0.00505 | 0.0030261 | 0.0031535 | 0.0035486 | 0.003982 | 0.0041867 | 0.0040038 | 0.0039995 | 0.0038187 | 0.0036808 | 0.0034648 | 0.003579 | 0.0032606 | 0.0033432 | 0.0035169 | 0.0030541 | 0.0034555 | 0.0037015
Portfolio Adjusted1-in-2Size: Under 20 kWAll2020December Monthly Peak | Portfolio Adjusted | 1-in-2 | Size: Under 20 kW | All | 2020 | December Monthly Peak | 12 | 0.86055 | 0.84814 | 0.84251 | 0.8418 | 0.84627 | 0.88618 | 0.92177 | 0.94049 | 1.1914 | 1.3854 | 1.4785 | 1.4684 | 1.4174 | 1.373 | 1.342 | 1.3133 | 1.3467 | 1.4573 | 1.3591 | 1.2518 | 1.1599 | 1.0705 | 0.97586 | 0.88883 | 0 | 0 | 0 | 0 | 0 | 0 | 0 | 0 | 0 | 0 | 0 | 0 | 0 | 0 | 0.002323 | 0.0066122 | 0.0086581 | 0.010502 | 0 | 0 | 0 | 0 | 0 | 0 | 47.8505 | 47.1423 | 46.5937 | 46.0218 | 45.5151 | 44.9578 | 44.7341 | 44.6586 | 45.3435 | 48.6314 | 52.3647 | 55.4758 | 57.5481 | 58.5454 | 59.1783 | 59.4463 | 58.779 | 56.4824 | 53.6564 | 51.6216 | 50.0482 | 48.198 | 46.5179 | 45.2435 | 0.0043252 | 0.0052905 | 0.0026193 | 0.003404 | 0.0038032 | 0.007334 | 0.0056857 | 0.0032681 | 0.0034548 | 0.0038676 | 0.0042127 | 0.004238 | 0.0039093 | 0.0037503 | 0.0034756 | 0.0033328 | 0.0033305 | 0.0036571 | 0.0034361 | 0.0035682 | 0.0037655 | 0.0033201 | 0.0037192 | 0.0037545
Portfolio Adjusted1-in-2Size: Under 20 kWAll2020Typical Event Day | Portfolio Adjusted | 1-in-2 | Size: Under 20 kW | All | 2020 | Typical Event Day | 8 | 0.96641 | 0.93428 | 0.90783 | 0.90006 | 0.90535 | 0.93321 | 0.89443 | 1.0189 | 1.3774 | 1.7206 | 2.0064 | 2.1716 | 2.2398 | 2.2945 | 2.3481 | 2.3293 | 2.2159 | 1.8872 | 1.5637 | 1.4231 | 1.4053 | 1.2525 | 1.1167 | 1.0258 | 0 | 0 | 0 | 0 | 0 | 0 | 0 | 0 | 0 | 0 | 0 | 0 | 0 | 0 | 0.0040647 | 0.011727 | 0.014246 | 0.0136 | 0 | 0 | 0 | 0 | 0 | 0 | 72.4304 | 71.2663 | 70.1882 | 69.2472 | 68.3614 | 67.4909 | 66.9177 | 67.1252 | 69.8239 | 74.5099 | 79.407 | 83.6865 | 86.8445 | 88.6218 | 89.7761 | 90.2757 | 90.3285 | 89.6524 | 88.4314 | 85.9461 | 82.3759 | 78.9513 | 76.6792 | 75.0298 | 0.0049066 | 0.0058799 | 0.0028498 | 0.0036599 | 0.0040955 | 0.0077929 | 0.0056372 | 0.0036011 | 0.0040408 | 0.0048338 | 0.0057535 | 0.0062721 | 0.0061692 | 0.0062482 | 0.0060591 | 0.0058853 | 0.0054587 | 0.0047325 | 0.0039843 | 0.0040861 | 0.0045596 | 0.0038823 | 0.0042781 | 0.0043943
Portfolio Adjusted1-in-2Size: Under 20 kWAll2021January Monthly Peak | Portfolio Adjusted | 1-in-2 | Size: Under 20 kW | All | 2021 | January Monthly Peak | 1 | 0.80046 | 0.79179 | 0.78745 | 0.7876 | 0.79622 | 0.83201 | 0.88262 | 0.90759 | 1.1669 | 1.3881 | 1.482 | 1.4482 | 1.3586 | 1.276 | 1.2095 | 1.171 | 1.2469 | 1.458 | 1.4552 | 1.3583 | 1.2481 | 1.1572 | 1.0295 | 0.83843 | 0 | 0 | 0 | 0 | 0 | 0 | 0 | 0 | 0 | 0 | 0 | 0 | 0 | 0 | 0.0020938 | 0.0058957 | 0.0080161 | 0.010507 | 0 | 0 | 0 | 0 | 0 | 0 | 43.8334 | 43.2255 | 42.5699 | 42.064 | 41.5244 | 41.2145 | 40.9855 | 40.7509 | 41.0694 | 43.2609 | 46.6987 | 49.3767 | 51.2462 | 52.5753 | 53.3718 | 53.737 | 53.4811 | 52.103 | 50.2898 | 48.9241 | 47.8039 | 46.8674 | 46.0385 | 45.332 | 0.0039149 | 0.0048023 | 0.0023885 | 0.0030916 | 0.0034804 | 0.0067038 | 0.005289 | 0.0030547 | 0.0032861 | 0.0037728 | 0.0041318 | 0.0040932 | 0.0036691 | 0.0034269 | 0.0030879 | 0.0029364 | 0.0031021 | 0.0037167 | 0.0037174 | 0.0039336 | 0.0041126 | 0.0036456 | 0.0039455 | 0.0034476
Portfolio Adjusted1-in-2Size: Under 20 kWAll2021February Monthly Peak | Portfolio Adjusted | 1-in-2 | Size: Under 20 kW | All | 2021 | February Monthly Peak | 2 | 0.82107 | 0.8085 | 0.80342 | 0.80631 | 0.81553 | 0.85237 | 0.85698 | 0.87857 | 1.1247 | 1.3233 | 1.4223 | 1.4203 | 1.3757 | 1.338 | 1.3075 | 1.2796 | 1.2844 | 1.3378 | 1.4101 | 1.3042 | 1.1953 | 1.0929 | 0.98799 | 0.86412 | 0 | 0 | 0 | 0 | 0 | 0 | 0 | 0 | 0 | 0 | 0 | 0 | 0 | 0 | 0.0022634 | 0.0064427 | 0.0082576 | 0.0096409 | 0 | 0 | 0 | 0 | 0 | 0 | 47.8217 | 47.4344 | 47.0826 | 46.7235 | 46.4066 | 46.2449 | 46.1949 | 46.1625 | 46.5216 | 48.3183 | 50.3457 | 52.18 | 52.9654 | 53.0173 | 53.0656 | 52.6165 | 52.1259 | 51.2247 | 49.807 | 48.434 | 47.163 | 46.3894 | 45.2374 | 44.215 | 0.0040557 | 0.0049443 | 0.0024549 | 0.0031936 | 0.0035999 | 0.0069461 | 0.0052061 | 0.0029991 | 0.0032124 | 0.0036338 | 0.0039946 | 0.0040406 | 0.0037431 | 0.0036212 | 0.0033713 | 0.0032373 | 0.0031872 | 0.0033905 | 0.0035667 | 0.0037235 | 0.0038737 | 0.0033771 | 0.003736 | 0.0035888
Portfolio Adjusted1-in-2Size: Under 20 kWAll2021March Monthly Peak | Portfolio Adjusted | 1-in-2 | Size: Under 20 kW | All | 2021 | March Monthly Peak | 3 | 0.83278 | 0.81457 | 0.80449 | 0.80474 | 0.81145 | 0.84991 | 0.88064 | 0.89271 | 1.1007 | 1.291 | 1.409 | 1.4203 | 1.3797 | 1.3598 | 1.3496 | 1.3382 | 1.3457 | 1.2947 | 1.2753 | 1.3132 | 1.2237 | 1.1279 | 1.011 | 0.87905 | 0 | 0 | 0 | 0 | 0 | 0 | 0 | 0 | 0 | 0 | 0 | 0 | 0 | 0 | 0.0023362 | 0.0067377 | 0.0086518 | 0.00933 | 0 | 0 | 0 | 0 | 0 | 0 | 47.5372 | 46.8423 | 46.2057 | 45.815 | 45.4645 | 45.0097 | 44.623 | 44.5355 | 46.4105 | 48.7483 | 51.0239 | 53.0223 | 54.43 | 55.448 | 55.8733 | 56.2846 | 56.0964 | 55.4142 | 53.8598 | 51.7368 | 50.3319 | 49.1603 | 48.2609 | 47.349 | 0.0041188 | 0.0049901 | 0.0024589 | 0.0031936 | 0.0035862 | 0.0069288 | 0.0053509 | 0.0030398 | 0.0031346 | 0.0035414 | 0.0039483 | 0.0040311 | 0.0037544 | 0.0036854 | 0.0034783 | 0.0033801 | 0.0033367 | 0.0032982 | 0.0032599 | 0.0037624 | 0.0039804 | 0.0034948 | 0.0038354 | 0.003652
Portfolio Adjusted1-in-2Size: Under 20 kWAll2021April Monthly Peak | Portfolio Adjusted | 1-in-2 | Size: Under 20 kW | All | 2021 | April Monthly Peak | 4 | 0.87128 | 0.84525 | 0.82876 | 0.82524 | 0.82686 | 0.85311 | 0.82297 | 0.8459 | 1.0602 | 1.2669 | 1.441 | 1.535 | 1.5829 | 1.6313 | 1.6791 | 1.6731 | 1.5963 | 1.3815 | 1.1837 | 1.1955 | 1.1903 | 1.074 | 0.9743 | 0.92051 | 0 | 0 | 0 | 0 | 0 | 0 | 0 | 0 | 0 | 0 | 0 | 0 | 0 | 0 | 0.0029067 | 0.0084237 | 0.010263 | 0.0099558 | 0 | 0 | 0 | 0 | 0 | 0 | 62.0801 | 60.9865 | 59.6266 | 58.4511 | 57.569 | 56.8904 | 56.4206 | 56.411 | 58.9083 | 62.8854 | 67.7442 | 72.0056 | 75.2527 | 77.6068 | 78.8017 | 79.4204 | 79.4936 | 78.9236 | 77.5615 | 75.1089 | 71.3153 | 68.4274 | 66.2957 | 64.0056 | 0.0043788 | 0.0052706 | 0.00258 | 0.0033345 | 0.003717 | 0.0070923 | 0.0051563 | 0.0029761 | 0.003119 | 0.003584 | 0.00415 | 0.0044665 | 0.004394 | 0.0044726 | 0.0043625 | 0.0042454 | 0.0039387 | 0.0034682 | 0.0030017 | 0.0033965 | 0.0038144 | 0.003271 | 0.0036653 | 0.0038946
Portfolio Adjusted1-in-2Size: Under 20 kWAll2021May Monthly Peak | Portfolio Adjusted | 1-in-2 | Size: Under 20 kW | All | 2021 | May Monthly Peak | 5 | 0.8894 | 0.86274 | 0.84065 | 0.8343 | 0.83899 | 0.85187 | 0.7829 | 0.87007 | 1.1114 | 1.3393 | 1.5267 | 1.6351 | 1.6746 | 1.7172 | 1.7583 | 1.755 | 1.6635 | 1.4222 | 1.2036 | 1.1531 | 1.2094 | 1.091 | 0.98992 | 0.94221 | 0 | 0 | 0 | 0 | 0 | 0 | 0 | 0 | 0 | 0 | 0 | 0 | 0 | 0 | 0.0030437 | 0.0088363 | 0.010695 | 0.010249 | 0 | 0 | 0 | 0 | 0 | 0 | 64.3412 | 63.4466 | 62.6679 | 61.7619 | 60.9609 | 60.352 | 59.843 | 60.2749 | 62.3805 | 65.9538 | 69.7916 | 73.5406 | 76.7982 | 79.293 | 80.3417 | 80.9387 | 80.8113 | 79.9239 | 78.2908 | 75.7761 | 72.3185 | 69.415 | 67.3168 | 65.8498 | 0.0044886 | 0.0054046 | 0.0026271 | 0.0033866 | 0.0037869 | 0.0070973 | 0.0049491 | 0.0030878 | 0.0033025 | 0.0038426 | 0.0044647 | 0.0048414 | 0.0047293 | 0.0047855 | 0.0046376 | 0.0045242 | 0.0041654 | 0.0036165 | 0.0030823 | 0.0033102 | 0.0038964 | 0.00334 | 0.0037403 | 0.0040071
Portfolio Adjusted1-in-2Size: Under 20 kWAll2021June Monthly Peak | Portfolio Adjusted | 1-in-2 | Size: Under 20 kW | All | 2021 | June Monthly Peak | 6 | 0.92464 | 0.89321 | 0.87023 | 0.86206 | 0.86532 | 0.86129 | 0.79883 | 0.94376 | 1.2439 | 1.5321 | 1.7809 | 1.9254 | 1.9875 | 2.0405 | 2.0846 | 2.0717 | 1.967 | 1.6931 | 1.4183 | 1.2704 | 1.2961 | 1.196 | 1.0689 | 0.98452 | 0 | 0 | 0 | 0 | 0 | 0 | 0 | 0 | 0 | 0 | 0 | 0 | 0 | 0 | 0.0036086 | 0.010431 | 0.012646 | 0.012201 | 0 | 0 | 0 | 0 | 0 | 0 | 68.5991 | 67.4474 | 66.4031 | 65.391 | 64.4599 | 63.5492 | 62.7433 | 63.5484 | 66.8538 | 71.5687 | 76.3282 | 80.6348 | 83.3929 | 84.8722 | 85.9463 | 86.4212 | 86.7482 | 86.3555 | 85.3734 | 82.9746 | 79.563 | 75.521 | 73.0796 | 71.2059 | 0.0046805 | 0.0056093 | 0.0027227 | 0.0035006 | 0.0039009 | 0.0071741 | 0.0050692 | 0.0033484 | 0.0036888 | 0.0043749 | 0.0051629 | 0.0056317 | 0.0055471 | 0.0056193 | 0.0054435 | 0.0052986 | 0.0049044 | 0.0043029 | 0.003646 | 0.0036806 | 0.0042231 | 0.0037089 | 0.0040787 | 0.0042031
Portfolio Adjusted1-in-2Size: Under 20 kWAll2021July Monthly Peak | Portfolio Adjusted | 1-in-2 | Size: Under 20 kW | All | 2021 | July Monthly Peak | 7 | 0.96705 | 0.9349 | 0.90745 | 0.9011 | 0.9037 | 0.91892 | 0.86031 | 1.0346 | 1.4079 | 1.7719 | 2.0781 | 2.2441 | 2.3215 | 2.3748 | 2.4106 | 2.3875 | 2.2729 | 1.9439 | 1.6004 | 1.4172 | 1.4146 | 1.2905 | 1.1459 | 1.0388 | 0 | 0 | 0 | 0 | 0 | 0 | 0 | 0 | 0 | 0 | 0 | 0 | 0 | 0 | 0.0041729 | 0.012021 | 0.014613 | 0.014008 | 0 | 0 | 0 | 0 | 0 | 0 | 74.9142 | 73.7206 | 72.8713 | 72.0583 | 71.1699 | 70.2899 | 69.6855 | 70.3062 | 73.3622 | 77.4132 | 81.5579 | 85.0795 | 87.855 | 89.3627 | 90.3913 | 90.8467 | 90.7142 | 89.7739 | 88.7947 | 87.2888 | 84.5764 | 81.0451 | 78.6552 | 77.0056 | 0.0049209 | 0.0058995 | 0.0028564 | 0.0036719 | 0.0040927 | 0.0076724 | 0.0054622 | 0.0036724 | 0.004152 | 0.0050226 | 0.0059935 | 0.0065293 | 0.0064413 | 0.0065173 | 0.006266 | 0.0060816 | 0.0056583 | 0.004934 | 0.0041157 | 0.0041236 | 0.0046329 | 0.0040296 | 0.0044105 | 0.0044524
Portfolio Adjusted1-in-2Size: Under 20 kWAll2021August Monthly Peak | Portfolio Adjusted | 1-in-2 | Size: Under 20 kW | All | 2021 | August Monthly Peak | 8 | 0.97343 | 0.94075 | 0.91335 | 0.90555 | 0.91056 | 0.939 | 0.90061 | 1.0327 | 1.4061 | 1.7655 | 2.0639 | 2.2362 | 2.3064 | 2.3586 | 2.4082 | 2.3854 | 2.2688 | 1.9319 | 1.5974 | 1.4514 | 1.4275 | 1.2709 | 1.1313 | 1.0355 | 0 | 0 | 0 | 0 | 0 | 0 | 0 | 0 | 0 | 0 | 0 | 0 | 0 | 0 | 0.0041687 | 0.01201 | 0.014586 | 0.013922 | 0 | 0 | 0 | 0 | 0 | 0 | 73.8552 | 72.6389 | 71.3566 | 70.4341 | 69.6307 | 68.7516 | 68.2579 | 67.8596 | 70.0617 | 75.1287 | 80.5472 | 85.0639 | 88.2982 | 90.1632 | 91.3697 | 91.9321 | 92.0096 | 91.5392 | 90.0097 | 86.8505 | 82.7245 | 79.6394 | 77.5491 | 75.9087 | 0.0049344 | 0.0059113 | 0.0028632 | 0.0036769 | 0.0041135 | 0.0078284 | 0.0056653 | 0.0036375 | 0.0041029 | 0.0049289 | 0.0058811 | 0.0064169 | 0.0063124 | 0.006386 | 0.0061824 | 0.005999 | 0.0055654 | 0.0048271 | 0.0040561 | 0.0041561 | 0.0046241 | 0.0039336 | 0.0043285 | 0.0044278
Portfolio Adjusted1-in-2Size: Under 20 kWAll2021September Monthly Peak | Portfolio Adjusted | 1-in-2 | Size: Under 20 kW | All | 2021 | September Monthly Peak | 9 | 0.95028 | 0.9196 | 0.89494 | 0.88935 | 0.89443 | 0.93046 | 0.94791 | 1.0132 | 1.3684 | 1.7221 | 2.0126 | 2.187 | 2.2602 | 2.312 | 2.348 | 2.3205 | 2.1933 | 1.8551 | 1.5359 | 1.4946 | 1.37 | 1.217 | 1.0873 | 1.0025 | 0 | 0 | 0 | 0 | 0 | 0 | 0 | 0 | 0 | 0 | 0 | 0 | 0 | 0 | 0.0040646 | 0.011683 | 0.014101 | 0.013369 | 0 | 0 | 0 | 0 | 0 | 0 | 72.3532 | 71.2581 | 70.1219 | 69.1053 | 68.1849 | 67.3728 | 66.9838 | 66.7867 | 69.0178 | 73.9289 | 79.1947 | 83.9679 | 87.832 | 90.089 | 91.3972 | 91.903 | 91.8421 | 90.941 | 89.5477 | 86.6703 | 82.6396 | 79.5996 | 77.4329 | 75.999 | 0.0048176 | 0.005776 | 0.0028042 | 0.0036134 | 0.0040383 | 0.007755 | 0.0059335 | 0.0035519 | 0.003976 | 0.0047897 | 0.0057174 | 0.0062771 | 0.0061826 | 0.0062573 | 0.0060356 | 0.0058401 | 0.0053799 | 0.004639 | 0.0038978 | 0.0042491 | 0.0044245 | 0.0037534 | 0.0041493 | 0.004282
Portfolio Adjusted1-in-2Size: Under 20 kWAll2021October Monthly Peak | Portfolio Adjusted | 1-in-2 | Size: Under 20 kW | All | 2021 | October Monthly Peak | 10 | 0.87536 | 0.85584 | 0.83933 | 0.83487 | 0.83704 | 0.86404 | 0.91858 | 0.90771 | 1.1388 | 1.3899 | 1.5972 | 1.7203 | 1.7734 | 1.8327 | 1.8838 | 1.8689 | 1.7677 | 1.5013 | 1.3883 | 1.3195 | 1.2083 | 1.0884 | 0.98399 | 0.9215 | 0 | 0 | 0 | 0 | 0 | 0 | 0 | 0 | 0 | 0 | 0 | 0 | 0 | 0 | 0.003261 | 0.0094095 | 0.011365 | 0.010819 | 0 | 0 | 0 | 0 | 0 | 0 | 64.2977 | 63.3755 | 62.5165 | 61.5393 | 60.6886 | 60.0008 | 59.3401 | 58.9577 | 59.9214 | 64.028 | 69.8742 | 76.0483 | 81.3074 | 84.2866 | 85.1069 | 85.7884 | 85.945 | 85.0343 | 82.636 | 78.0826 | 74.3576 | 71.4658 | 69.1046 | 67.2142 | 0.0044101 | 0.0053504 | 0.0026228 | 0.0033798 | 0.0037681 | 0.007193 | 0.0057189 | 0.0031689 | 0.0033239 | 0.0038913 | 0.0045451 | 0.0049431 | 0.0048522 | 0.0049631 | 0.0048364 | 0.0046927 | 0.0043232 | 0.0037404 | 0.0034875 | 0.0037229 | 0.0038687 | 0.0033286 | 0.0037296 | 0.0039131
Portfolio Adjusted1-in-2Size: Under 20 kWAll2021November Monthly Peak | Portfolio Adjusted | 1-in-2 | Size: Under 20 kW | All | 2021 | November Monthly Peak | 11 | 0.84477 | 0.82673 | 0.82184 | 0.81642 | 0.81916 | 0.84734 | 0.80943 | 0.85856 | 1.0779 | 1.2592 | 1.3906 | 1.449 | 1.455 | 1.4732 | 1.4823 | 1.4632 | 1.4164 | 1.4449 | 1.3018 | 1.1854 | 1.0976 | 0.99787 | 0.91715 | 0.87318 | 0 | 0 | 0 | 0 | 0 | 0 | 0 | 0 | 0 | 0 | 0 | 0 | 0 | 0 | 0.002566 | 0.0073671 | 0.0091064 | 0.010413 | 0 | 0 | 0 | 0 | 0 | 0 | 56.6806 | 55.7522 | 55.0728 | 54.2628 | 53.2214 | 52.5035 | 52.3553 | 52.3146 | 54.8798 | 59.4078 | 64.2289 | 68.6232 | 71.4472 | 72.9756 | 73.719 | 73.5443 | 71.9479 | 69.026 | 65.7095 | 63.5566 | 61.879 | 60.7848 | 59.7905 | 59.0304 | 0.0042547 | 0.0051648 | 0.0025579 | 0.0032981 | 0.0036828 | 0.0070276 | 0.00505 | 0.0030261 | 0.0031535 | 0.0035486 | 0.003982 | 0.0041867 | 0.0040038 | 0.0039995 | 0.0038187 | 0.0036808 | 0.0034648 | 0.003579 | 0.0032606 | 0.0033432 | 0.0035169 | 0.0030541 | 0.0034555 | 0.0037015
Portfolio Adjusted1-in-2Size: Under 20 kWAll2021December Monthly Peak | Portfolio Adjusted | 1-in-2 | Size: Under 20 kW | All | 2021 | December Monthly Peak | 12 | 0.86055 | 0.84814 | 0.84251 | 0.8418 | 0.84627 | 0.88618 | 0.92177 | 0.94049 | 1.1914 | 1.3854 | 1.4785 | 1.4684 | 1.4174 | 1.373 | 1.342 | 1.3133 | 1.3467 | 1.4573 | 1.3591 | 1.2518 | 1.1599 | 1.0705 | 0.97586 | 0.88883 | 0 | 0 | 0 | 0 | 0 | 0 | 0 | 0 | 0 | 0 | 0 | 0 | 0 | 0 | 0.002323 | 0.0066122 | 0.0086581 | 0.010502 | 0 | 0 | 0 | 0 | 0 | 0 | 47.8505 | 47.1423 | 46.5937 | 46.0218 | 45.5151 | 44.9578 | 44.7341 | 44.6586 | 45.3435 | 48.6314 | 52.3647 | 55.4758 | 57.5481 | 58.5454 | 59.1783 | 59.4463 | 58.779 | 56.4824 | 53.6564 | 51.6216 | 50.0482 | 48.198 | 46.5179 | 45.2435 | 0.0043252 | 0.0052905 | 0.0026193 | 0.003404 | 0.0038032 | 0.007334 | 0.0056857 | 0.0032681 | 0.0034548 | 0.0038676 | 0.0042127 | 0.004238 | 0.0039093 | 0.0037503 | 0.0034756 | 0.0033328 | 0.0033305 | 0.0036571 | 0.0034361 | 0.0035682 | 0.0037655 | 0.0033201 | 0.0037192 | 0.0037545
Portfolio Adjusted1-in-2Size: Under 20 kWAll2021Typical Event Day | Portfolio Adjusted | 1-in-2 | Size: Under 20 kW | All | 2021 | Typical Event Day | 8 | 0.96641 | 0.93428 | 0.90783 | 0.90006 | 0.90535 | 0.93321 | 0.89443 | 1.0189 | 1.3774 | 1.7206 | 2.0064 | 2.1716 | 2.2398 | 2.2945 | 2.3481 | 2.3293 | 2.2159 | 1.8872 | 1.5637 | 1.4231 | 1.4053 | 1.2525 | 1.1167 | 1.0258 | 0 | 0 | 0 | 0 | 0 | 0 | 0 | 0 | 0 | 0 | 0 | 0 | 0 | 0 | 0.0040647 | 0.011727 | 0.014246 | 0.0136 | 0 | 0 | 0 | 0 | 0 | 0 | 72.4304 | 71.2663 | 70.1882 | 69.2472 | 68.3614 | 67.4909 | 66.9177 | 67.1252 | 69.8239 | 74.5099 | 79.407 | 83.6865 | 86.8445 | 88.6218 | 89.7761 | 90.2757 | 90.3285 | 89.6524 | 88.4314 | 85.9461 | 82.3759 | 78.9513 | 76.6792 | 75.0298 | 0.0049066 | 0.0058799 | 0.0028498 | 0.0036599 | 0.0040955 | 0.0077929 | 0.0056372 | 0.0036011 | 0.0040408 | 0.0048338 | 0.0057535 | 0.0062721 | 0.0061692 | 0.0062482 | 0.0060591 | 0.0058853 | 0.0054587 | 0.0047325 | 0.0039843 | 0.0040861 | 0.0045596 | 0.0038823 | 0.0042781 | 0.0043943
Portfolio Adjusted1-in-2Size: Under 20 kWAll2022January Monthly Peak | Portfolio Adjusted | 1-in-2 | Size: Under 20 kW | All | 2022 | January Monthly Peak | 1 | 0.80046 | 0.79179 | 0.78745 | 0.7876 | 0.79622 | 0.83201 | 0.88262 | 0.90759 | 1.1669 | 1.3881 | 1.482 | 1.4482 | 1.3586 | 1.276 | 1.2095 | 1.171 | 1.2469 | 1.458 | 1.4552 | 1.3583 | 1.2481 | 1.1572 | 1.0295 | 0.83843 | 0 | 0 | 0 | 0 | 0 | 0 | 0 | 0 | 0 | 0 | 0 | 0 | 0 | 0 | 0.0020938 | 0.0058957 | 0.0080161 | 0.010507 | 0 | 0 | 0 | 0 | 0 | 0 | 43.8334 | 43.2255 | 42.5699 | 42.064 | 41.5244 | 41.2145 | 40.9855 | 40.7509 | 41.0694 | 43.2609 | 46.6987 | 49.3767 | 51.2462 | 52.5753 | 53.3718 | 53.737 | 53.4811 | 52.103 | 50.2898 | 48.9241 | 47.8039 | 46.8674 | 46.0385 | 45.332 | 0.0039149 | 0.0048023 | 0.0023885 | 0.0030916 | 0.0034804 | 0.0067038 | 0.005289 | 0.0030547 | 0.0032861 | 0.0037728 | 0.0041318 | 0.0040932 | 0.0036691 | 0.0034269 | 0.0030879 | 0.0029364 | 0.0031021 | 0.0037167 | 0.0037174 | 0.0039336 | 0.0041126 | 0.0036456 | 0.0039455 | 0.0034476
Portfolio Adjusted1-in-2Size: Under 20 kWAll2022February Monthly Peak | Portfolio Adjusted | 1-in-2 | Size: Under 20 kW | All | 2022 | February Monthly Peak | 2 | 0.82107 | 0.8085 | 0.80342 | 0.80631 | 0.81553 | 0.85237 | 0.85698 | 0.87857 | 1.1247 | 1.3233 | 1.4223 | 1.4203 | 1.3757 | 1.338 | 1.3075 | 1.2796 | 1.2844 | 1.3378 | 1.4101 | 1.3042 | 1.1953 | 1.0929 | 0.98799 | 0.86412 | 0 | 0 | 0 | 0 | 0 | 0 | 0 | 0 | 0 | 0 | 0 | 0 | 0 | 0 | 0.0022634 | 0.0064427 | 0.0082576 | 0.0096409 | 0 | 0 | 0 | 0 | 0 | 0 | 47.8217 | 47.4344 | 47.0826 | 46.7235 | 46.4066 | 46.2449 | 46.1949 | 46.1625 | 46.5216 | 48.3183 | 50.3457 | 52.18 | 52.9654 | 53.0173 | 53.0656 | 52.6165 | 52.1259 | 51.2247 | 49.807 | 48.434 | 47.163 | 46.3894 | 45.2374 | 44.215 | 0.0040557 | 0.0049443 | 0.0024549 | 0.0031936 | 0.0035999 | 0.0069461 | 0.0052061 | 0.0029991 | 0.0032124 | 0.0036338 | 0.0039946 | 0.0040406 | 0.0037431 | 0.0036212 | 0.0033713 | 0.0032373 | 0.0031872 | 0.0033905 | 0.0035667 | 0.0037235 | 0.0038737 | 0.0033771 | 0.003736 | 0.0035888
Portfolio Adjusted1-in-2Size: Under 20 kWAll2022March Monthly Peak | Portfolio Adjusted | 1-in-2 | Size: Under 20 kW | All | 2022 | March Monthly Peak | 3 | 0.83278 | 0.81457 | 0.80449 | 0.80474 | 0.81145 | 0.84991 | 0.88064 | 0.89271 | 1.1007 | 1.291 | 1.409 | 1.4203 | 1.3797 | 1.3598 | 1.3496 | 1.3382 | 1.3457 | 1.2947 | 1.2753 | 1.3132 | 1.2237 | 1.1279 | 1.011 | 0.87905 | 0 | 0 | 0 | 0 | 0 | 0 | 0 | 0 | 0 | 0 | 0 | 0 | 0 | 0 | 0.0023362 | 0.0067377 | 0.0086518 | 0.00933 | 0 | 0 | 0 | 0 | 0 | 0 | 47.5372 | 46.8423 | 46.2057 | 45.815 | 45.4645 | 45.0097 | 44.623 | 44.5355 | 46.4105 | 48.7483 | 51.0239 | 53.0223 | 54.43 | 55.448 | 55.8733 | 56.2846 | 56.0964 | 55.4142 | 53.8598 | 51.7368 | 50.3319 | 49.1603 | 48.2609 | 47.349 | 0.0041188 | 0.0049901 | 0.0024589 | 0.0031936 | 0.0035862 | 0.0069288 | 0.0053509 | 0.0030398 | 0.0031346 | 0.0035414 | 0.0039483 | 0.0040311 | 0.0037544 | 0.0036854 | 0.0034783 | 0.0033801 | 0.0033367 | 0.0032982 | 0.0032599 | 0.0037624 | 0.0039804 | 0.0034948 | 0.0038354 | 0.003652
Portfolio Adjusted1-in-2Size: Under 20 kWAll2022April Monthly Peak | Portfolio Adjusted | 1-in-2 | Size: Under 20 kW | All | 2022 | April Monthly Peak | 4 | 0.87128 | 0.84525 | 0.82876 | 0.82524 | 0.82686 | 0.85311 | 0.82297 | 0.8459 | 1.0602 | 1.2669 | 1.441 | 1.535 | 1.5829 | 1.6313 | 1.6791 | 1.6731 | 1.5963 | 1.3815 | 1.1837 | 1.1955 | 1.1903 | 1.074 | 0.9743 | 0.92051 | 0 | 0 | 0 | 0 | 0 | 0 | 0 | 0 | 0 | 0 | 0 | 0 | 0 | 0 | 0.0029067 | 0.0084237 | 0.010263 | 0.0099558 | 0 | 0 | 0 | 0 | 0 | 0 | 62.0801 | 60.9865 | 59.6266 | 58.4511 | 57.569 | 56.8904 | 56.4206 | 56.411 | 58.9083 | 62.8854 | 67.7442 | 72.0056 | 75.2527 | 77.6068 | 78.8017 | 79.4204 | 79.4936 | 78.9236 | 77.5615 | 75.1089 | 71.3153 | 68.4274 | 66.2957 | 64.0056 | 0.0043788 | 0.0052706 | 0.00258 | 0.0033345 | 0.003717 | 0.0070923 | 0.0051563 | 0.0029761 | 0.003119 | 0.003584 | 0.00415 | 0.0044665 | 0.004394 | 0.0044726 | 0.0043625 | 0.0042454 | 0.0039387 | 0.0034682 | 0.0030017 | 0.0033965 | 0.0038144 | 0.003271 | 0.0036653 | 0.0038946
Portfolio Adjusted1-in-2Size: Under 20 kWAll2022May Monthly Peak | Portfolio Adjusted | 1-in-2 | Size: Under 20 kW | All | 2022 | May Monthly Peak | 5 | 0.8894 | 0.86274 | 0.84065 | 0.8343 | 0.83899 | 0.85187 | 0.7829 | 0.87007 | 1.1114 | 1.3393 | 1.5267 | 1.6351 | 1.6746 | 1.7172 | 1.7583 | 1.755 | 1.6635 | 1.4222 | 1.2036 | 1.1531 | 1.2094 | 1.091 | 0.98992 | 0.94221 | 0 | 0 | 0 | 0 | 0 | 0 | 0 | 0 | 0 | 0 | 0 | 0 | 0 | 0 | 0.0030437 | 0.0088363 | 0.010695 | 0.010249 | 0 | 0 | 0 | 0 | 0 | 0 | 64.3412 | 63.4466 | 62.6679 | 61.7619 | 60.9609 | 60.352 | 59.843 | 60.2749 | 62.3805 | 65.9538 | 69.7916 | 73.5406 | 76.7982 | 79.293 | 80.3417 | 80.9387 | 80.8113 | 79.9239 | 78.2908 | 75.7761 | 72.3185 | 69.415 | 67.3168 | 65.8498 | 0.0044886 | 0.0054046 | 0.0026271 | 0.0033866 | 0.0037869 | 0.0070973 | 0.0049491 | 0.0030878 | 0.0033025 | 0.0038426 | 0.0044647 | 0.0048414 | 0.0047293 | 0.0047855 | 0.0046376 | 0.0045242 | 0.0041654 | 0.0036165 | 0.0030823 | 0.0033102 | 0.0038964 | 0.00334 | 0.0037403 | 0.0040071
Portfolio Adjusted1-in-2Size: Under 20 kWAll2022June Monthly Peak | Portfolio Adjusted | 1-in-2 | Size: Under 20 kW | All | 2022 | June Monthly Peak | 6 | 0.92464 | 0.89321 | 0.87023 | 0.86206 | 0.86532 | 0.86129 | 0.79883 | 0.94376 | 1.2439 | 1.5321 | 1.7809 | 1.9254 | 1.9875 | 2.0405 | 2.0846 | 2.0717 | 1.967 | 1.6931 | 1.4183 | 1.2704 | 1.2961 | 1.196 | 1.0689 | 0.98452 | 0 | 0 | 0 | 0 | 0 | 0 | 0 | 0 | 0 | 0 | 0 | 0 | 0 | 0 | 0.0036086 | 0.010431 | 0.012646 | 0.012201 | 0 | 0 | 0 | 0 | 0 | 0 | 68.5991 | 67.4474 | 66.4031 | 65.391 | 64.4599 | 63.5492 | 62.7433 | 63.5484 | 66.8538 | 71.5687 | 76.3282 | 80.6348 | 83.3929 | 84.8722 | 85.9463 | 86.4212 | 86.7482 | 86.3555 | 85.3734 | 82.9746 | 79.563 | 75.521 | 73.0796 | 71.2059 | 0.0046805 | 0.0056093 | 0.0027227 | 0.0035006 | 0.0039009 | 0.0071741 | 0.0050692 | 0.0033484 | 0.0036888 | 0.0043749 | 0.0051629 | 0.0056317 | 0.0055471 | 0.0056193 | 0.0054435 | 0.0052986 | 0.0049044 | 0.0043029 | 0.003646 | 0.0036806 | 0.0042231 | 0.0037089 | 0.0040787 | 0.0042031
Portfolio Adjusted1-in-2Size: Under 20 kWAll2022July Monthly Peak | Portfolio Adjusted | 1-in-2 | Size: Under 20 kW | All | 2022 | July Monthly Peak | 7 | 0.96705 | 0.9349 | 0.90745 | 0.9011 | 0.9037 | 0.91892 | 0.86031 | 1.0346 | 1.4079 | 1.7719 | 2.0781 | 2.2441 | 2.3215 | 2.3748 | 2.4106 | 2.3875 | 2.2729 | 1.9439 | 1.6004 | 1.4172 | 1.4146 | 1.2905 | 1.1459 | 1.0388 | 0 | 0 | 0 | 0 | 0 | 0 | 0 | 0 | 0 | 0 | 0 | 0 | 0 | 0 | 0.0041729 | 0.012021 | 0.014613 | 0.014008 | 0 | 0 | 0 | 0 | 0 | 0 | 74.9142 | 73.7206 | 72.8713 | 72.0583 | 71.1699 | 70.2899 | 69.6855 | 70.3062 | 73.3622 | 77.4132 | 81.5579 | 85.0795 | 87.855 | 89.3627 | 90.3913 | 90.8467 | 90.7142 | 89.7739 | 88.7947 | 87.2888 | 84.5764 | 81.0451 | 78.6552 | 77.0056 | 0.0049209 | 0.0058995 | 0.0028564 | 0.0036719 | 0.0040927 | 0.0076724 | 0.0054622 | 0.0036724 | 0.004152 | 0.0050226 | 0.0059935 | 0.0065293 | 0.0064413 | 0.0065173 | 0.006266 | 0.0060816 | 0.0056583 | 0.004934 | 0.0041157 | 0.0041236 | 0.0046329 | 0.0040296 | 0.0044105 | 0.0044524
Portfolio Adjusted1-in-2Size: Under 20 kWAll2022August Monthly Peak | Portfolio Adjusted | 1-in-2 | Size: Under 20 kW | All | 2022 | August Monthly Peak | 8 | 0.97343 | 0.94075 | 0.91335 | 0.90555 | 0.91056 | 0.939 | 0.90061 | 1.0327 | 1.4061 | 1.7655 | 2.0639 | 2.2362 | 2.3064 | 2.3586 | 2.4082 | 2.3854 | 2.2688 | 1.9319 | 1.5974 | 1.4514 | 1.4275 | 1.2709 | 1.1313 | 1.0355 | 0 | 0 | 0 | 0 | 0 | 0 | 0 | 0 | 0 | 0 | 0 | 0 | 0 | 0 | 0.0041687 | 0.01201 | 0.014586 | 0.013922 | 0 | 0 | 0 | 0 | 0 | 0 | 73.8552 | 72.6389 | 71.3566 | 70.4341 | 69.6307 | 68.7516 | 68.2579 | 67.8596 | 70.0617 | 75.1287 | 80.5472 | 85.0639 | 88.2982 | 90.1632 | 91.3697 | 91.9321 | 92.0096 | 91.5392 | 90.0097 | 86.8505 | 82.7245 | 79.6394 | 77.5491 | 75.9087 | 0.0049344 | 0.0059113 | 0.0028632 | 0.0036769 | 0.0041135 | 0.0078284 | 0.0056653 | 0.0036375 | 0.0041029 | 0.0049289 | 0.0058811 | 0.0064169 | 0.0063124 | 0.006386 | 0.0061824 | 0.005999 | 0.0055654 | 0.0048271 | 0.0040561 | 0.0041561 | 0.0046241 | 0.0039336 | 0.0043285 | 0.0044278
Portfolio Adjusted1-in-2Size: Under 20 kWAll2022September Monthly Peak | Portfolio Adjusted | 1-in-2 | Size: Under 20 kW | All | 2022 | September Monthly Peak | 9 | 0.95028 | 0.9196 | 0.89494 | 0.88935 | 0.89443 | 0.93046 | 0.94791 | 1.0132 | 1.3684 | 1.7221 | 2.0126 | 2.187 | 2.2602 | 2.312 | 2.348 | 2.3205 | 2.1933 | 1.8551 | 1.5359 | 1.4946 | 1.37 | 1.217 | 1.0873 | 1.0025 | 0 | 0 | 0 | 0 | 0 | 0 | 0 | 0 | 0 | 0 | 0 | 0 | 0 | 0 | 0.0040646 | 0.011683 | 0.014101 | 0.013369 | 0 | 0 | 0 | 0 | 0 | 0 | 72.3532 | 71.2581 | 70.1219 | 69.1053 | 68.1849 | 67.3728 | 66.9838 | 66.7867 | 69.0178 | 73.9289 | 79.1947 | 83.9679 | 87.832 | 90.089 | 91.3972 | 91.903 | 91.8421 | 90.941 | 89.5477 | 86.6703 | 82.6396 | 79.5996 | 77.4329 | 75.999 | 0.0048176 | 0.005776 | 0.0028042 | 0.0036134 | 0.0040383 | 0.007755 | 0.0059335 | 0.0035519 | 0.003976 | 0.0047897 | 0.0057174 | 0.0062771 | 0.0061826 | 0.0062573 | 0.0060356 | 0.0058401 | 0.0053799 | 0.004639 | 0.0038978 | 0.0042491 | 0.0044245 | 0.0037534 | 0.0041493 | 0.004282
Portfolio Adjusted1-in-2Size: Under 20 kWAll2022October Monthly Peak | Portfolio Adjusted | 1-in-2 | Size: Under 20 kW | All | 2022 | October Monthly Peak | 10 | 0.87536 | 0.85584 | 0.83933 | 0.83487 | 0.83704 | 0.86404 | 0.91858 | 0.90771 | 1.1388 | 1.3899 | 1.5972 | 1.7203 | 1.7734 | 1.8327 | 1.8838 | 1.8689 | 1.7677 | 1.5013 | 1.3883 | 1.3195 | 1.2083 | 1.0884 | 0.98399 | 0.9215 | 0 | 0 | 0 | 0 | 0 | 0 | 0 | 0 | 0 | 0 | 0 | 0 | 0 | 0 | 0.003261 | 0.0094095 | 0.011365 | 0.010819 | 0 | 0 | 0 | 0 | 0 | 0 | 64.2977 | 63.3755 | 62.5165 | 61.5393 | 60.6886 | 60.0008 | 59.3401 | 58.9577 | 59.9214 | 64.028 | 69.8742 | 76.0483 | 81.3074 | 84.2866 | 85.1069 | 85.7884 | 85.945 | 85.0343 | 82.636 | 78.0826 | 74.3576 | 71.4658 | 69.1046 | 67.2142 | 0.0044101 | 0.0053504 | 0.0026228 | 0.0033798 | 0.0037681 | 0.007193 | 0.0057189 | 0.0031689 | 0.0033239 | 0.0038913 | 0.0045451 | 0.0049431 | 0.0048522 | 0.0049631 | 0.0048364 | 0.0046927 | 0.0043232 | 0.0037404 | 0.0034875 | 0.0037229 | 0.0038687 | 0.0033286 | 0.0037296 | 0.0039131
Portfolio Adjusted1-in-2Size: Under 20 kWAll2022November Monthly Peak | Portfolio Adjusted | 1-in-2 | Size: Under 20 kW | All | 2022 | November Monthly Peak | 11 | 0.84477 | 0.82673 | 0.82184 | 0.81642 | 0.81916 | 0.84734 | 0.80943 | 0.85856 | 1.0779 | 1.2592 | 1.3906 | 1.449 | 1.455 | 1.4732 | 1.4823 | 1.4632 | 1.4164 | 1.4449 | 1.3018 | 1.1854 | 1.0976 | 0.99787 | 0.91715 | 0.87318 | 0 | 0 | 0 | 0 | 0 | 0 | 0 | 0 | 0 | 0 | 0 | 0 | 0 | 0 | 0.002566 | 0.0073671 | 0.0091064 | 0.010413 | 0 | 0 | 0 | 0 | 0 | 0 | 56.6806 | 55.7522 | 55.0728 | 54.2628 | 53.2214 | 52.5035 | 52.3553 | 52.3146 | 54.8798 | 59.4078 | 64.2289 | 68.6232 | 71.4472 | 72.9756 | 73.719 | 73.5443 | 71.9479 | 69.026 | 65.7095 | 63.5566 | 61.879 | 60.7848 | 59.7905 | 59.0304 | 0.0042547 | 0.0051648 | 0.0025579 | 0.0032981 | 0.0036828 | 0.0070276 | 0.00505 | 0.0030261 | 0.0031535 | 0.0035486 | 0.003982 | 0.0041867 | 0.0040038 | 0.0039995 | 0.0038187 | 0.0036808 | 0.0034648 | 0.003579 | 0.0032606 | 0.0033432 | 0.0035169 | 0.0030541 | 0.0034555 | 0.0037015
Portfolio Adjusted1-in-2Size: Under 20 kWAll2022December Monthly Peak | Portfolio Adjusted | 1-in-2 | Size: Under 20 kW | All | 2022 | December Monthly Peak | 12 | 0.86055 | 0.84814 | 0.84251 | 0.8418 | 0.84627 | 0.88618 | 0.92177 | 0.94049 | 1.1914 | 1.3854 | 1.4785 | 1.4684 | 1.4174 | 1.373 | 1.342 | 1.3133 | 1.3467 | 1.4573 | 1.3591 | 1.2518 | 1.1599 | 1.0705 | 0.97586 | 0.88883 | 0 | 0 | 0 | 0 | 0 | 0 | 0 | 0 | 0 | 0 | 0 | 0 | 0 | 0 | 0.002323 | 0.0066122 | 0.0086581 | 0.010502 | 0 | 0 | 0 | 0 | 0 | 0 | 47.8505 | 47.1423 | 46.5937 | 46.0218 | 45.5151 | 44.9578 | 44.7341 | 44.6586 | 45.3435 | 48.6314 | 52.3647 | 55.4758 | 57.5481 | 58.5454 | 59.1783 | 59.4463 | 58.779 | 56.4824 | 53.6564 | 51.6216 | 50.0482 | 48.198 | 46.5179 | 45.2435 | 0.0043252 | 0.0052905 | 0.0026193 | 0.003404 | 0.0038032 | 0.007334 | 0.0056857 | 0.0032681 | 0.0034548 | 0.0038676 | 0.0042127 | 0.004238 | 0.0039093 | 0.0037503 | 0.0034756 | 0.0033328 | 0.0033305 | 0.0036571 | 0.0034361 | 0.0035682 | 0.0037655 | 0.0033201 | 0.0037192 | 0.0037545
Portfolio Adjusted1-in-2Size: Under 20 kWAll2022Typical Event Day | Portfolio Adjusted | 1-in-2 | Size: Under 20 kW | All | 2022 | Typical Event Day | 8 | 0.96641 | 0.93428 | 0.90783 | 0.90006 | 0.90535 | 0.93321 | 0.89443 | 1.0189 | 1.3774 | 1.7206 | 2.0064 | 2.1716 | 2.2398 | 2.2945 | 2.3481 | 2.3293 | 2.2159 | 1.8872 | 1.5637 | 1.4231 | 1.4053 | 1.2525 | 1.1167 | 1.0258 | 0 | 0 | 0 | 0 | 0 | 0 | 0 | 0 | 0 | 0 | 0 | 0 | 0 | 0 | 0.0040647 | 0.011727 | 0.014246 | 0.0136 | 0 | 0 | 0 | 0 | 0 | 0 | 72.4304 | 71.2663 | 70.1882 | 69.2472 | 68.3614 | 67.4909 | 66.9177 | 67.1252 | 69.8239 | 74.5099 | 79.407 | 83.6865 | 86.8445 | 88.6218 | 89.7761 | 90.2757 | 90.3285 | 89.6524 | 88.4314 | 85.9461 | 82.3759 | 78.9513 | 76.6792 | 75.0298 | 0.0049066 | 0.0058799 | 0.0028498 | 0.0036599 | 0.0040955 | 0.0077929 | 0.0056372 | 0.0036011 | 0.0040408 | 0.0048338 | 0.0057535 | 0.0062721 | 0.0061692 | 0.0062482 | 0.0060591 | 0.0058853 | 0.0054587 | 0.0047325 | 0.0039843 | 0.0040861 | 0.0045596 | 0.0038823 | 0.0042781 | 0.0043943
Portfolio Adjusted1-in-2Size: Under 20 kWAll2023January Monthly Peak | Portfolio Adjusted | 1-in-2 | Size: Under 20 kW | All | 2023 | January Monthly Peak | 1 | 0.80046 | 0.79179 | 0.78745 | 0.7876 | 0.79622 | 0.83201 | 0.88262 | 0.90759 | 1.1669 | 1.3881 | 1.482 | 1.4482 | 1.3586 | 1.276 | 1.2095 | 1.171 | 1.2469 | 1.458 | 1.4552 | 1.3583 | 1.2481 | 1.1572 | 1.0295 | 0.83843 | 0 | 0 | 0 | 0 | 0 | 0 | 0 | 0 | 0 | 0 | 0 | 0 | 0 | 0 | 0.0020938 | 0.0058957 | 0.0080161 | 0.010507 | 0 | 0 | 0 | 0 | 0 | 0 | 43.8334 | 43.2255 | 42.5699 | 42.064 | 41.5244 | 41.2145 | 40.9855 | 40.7509 | 41.0694 | 43.2609 | 46.6987 | 49.3767 | 51.2462 | 52.5753 | 53.3718 | 53.737 | 53.4811 | 52.103 | 50.2898 | 48.9241 | 47.8039 | 46.8674 | 46.0385 | 45.332 | 0.0039149 | 0.0048023 | 0.0023885 | 0.0030916 | 0.0034804 | 0.0067038 | 0.005289 | 0.0030547 | 0.0032861 | 0.0037728 | 0.0041318 | 0.0040932 | 0.0036691 | 0.0034269 | 0.0030879 | 0.0029364 | 0.0031021 | 0.0037167 | 0.0037174 | 0.0039336 | 0.0041126 | 0.0036456 | 0.0039455 | 0.0034476
Portfolio Adjusted1-in-2Size: Under 20 kWAll2023February Monthly Peak | Portfolio Adjusted | 1-in-2 | Size: Under 20 kW | All | 2023 | February Monthly Peak | 2 | 0.82107 | 0.8085 | 0.80342 | 0.80631 | 0.81553 | 0.85237 | 0.85698 | 0.87857 | 1.1247 | 1.3233 | 1.4223 | 1.4203 | 1.3757 | 1.338 | 1.3075 | 1.2796 | 1.2844 | 1.3378 | 1.4101 | 1.3042 | 1.1953 | 1.0929 | 0.98799 | 0.86412 | 0 | 0 | 0 | 0 | 0 | 0 | 0 | 0 | 0 | 0 | 0 | 0 | 0 | 0 | 0.0022634 | 0.0064427 | 0.0082576 | 0.0096409 | 0 | 0 | 0 | 0 | 0 | 0 | 47.8217 | 47.4344 | 47.0826 | 46.7235 | 46.4066 | 46.2449 | 46.1949 | 46.1625 | 46.5216 | 48.3183 | 50.3457 | 52.18 | 52.9654 | 53.0173 | 53.0656 | 52.6165 | 52.1259 | 51.2247 | 49.807 | 48.434 | 47.163 | 46.3894 | 45.2374 | 44.215 | 0.0040557 | 0.0049443 | 0.0024549 | 0.0031936 | 0.0035999 | 0.0069461 | 0.0052061 | 0.0029991 | 0.0032124 | 0.0036338 | 0.0039946 | 0.0040406 | 0.0037431 | 0.0036212 | 0.0033713 | 0.0032373 | 0.0031872 | 0.0033905 | 0.0035667 | 0.0037235 | 0.0038737 | 0.0033771 | 0.003736 | 0.0035888
Portfolio Adjusted1-in-2Size: Under 20 kWAll2023March Monthly Peak | Portfolio Adjusted | 1-in-2 | Size: Under 20 kW | All | 2023 | March Monthly Peak | 3 | 0.83278 | 0.81457 | 0.80449 | 0.80474 | 0.81145 | 0.84991 | 0.88064 | 0.89271 | 1.1007 | 1.291 | 1.409 | 1.4203 | 1.3797 | 1.3598 | 1.3496 | 1.3382 | 1.3457 | 1.2947 | 1.2753 | 1.3132 | 1.2237 | 1.1279 | 1.011 | 0.87905 | 0 | 0 | 0 | 0 | 0 | 0 | 0 | 0 | 0 | 0 | 0 | 0 | 0 | 0 | 0.0023362 | 0.0067377 | 0.0086518 | 0.00933 | 0 | 0 | 0 | 0 | 0 | 0 | 47.5372 | 46.8423 | 46.2057 | 45.815 | 45.4645 | 45.0097 | 44.623 | 44.5355 | 46.4105 | 48.7483 | 51.0239 | 53.0223 | 54.43 | 55.448 | 55.8733 | 56.2846 | 56.0964 | 55.4142 | 53.8598 | 51.7368 | 50.3319 | 49.1603 | 48.2609 | 47.349 | 0.0041188 | 0.0049901 | 0.0024589 | 0.0031936 | 0.0035862 | 0.0069288 | 0.0053509 | 0.0030398 | 0.0031346 | 0.0035414 | 0.0039483 | 0.0040311 | 0.0037544 | 0.0036854 | 0.0034783 | 0.0033801 | 0.0033367 | 0.0032982 | 0.0032599 | 0.0037624 | 0.0039804 | 0.0034948 | 0.0038354 | 0.003652
Portfolio Adjusted1-in-2Size: Under 20 kWAll2023April Monthly Peak | Portfolio Adjusted | 1-in-2 | Size: Under 20 kW | All | 2023 | April Monthly Peak | 4 | 0.87128 | 0.84525 | 0.82876 | 0.82524 | 0.82686 | 0.85311 | 0.82297 | 0.8459 | 1.0602 | 1.2669 | 1.441 | 1.535 | 1.5829 | 1.6313 | 1.6791 | 1.6731 | 1.5963 | 1.3815 | 1.1837 | 1.1955 | 1.1903 | 1.074 | 0.9743 | 0.92051 | 0 | 0 | 0 | 0 | 0 | 0 | 0 | 0 | 0 | 0 | 0 | 0 | 0 | 0 | 0.0029067 | 0.0084237 | 0.010263 | 0.0099558 | 0 | 0 | 0 | 0 | 0 | 0 | 62.0801 | 60.9865 | 59.6266 | 58.4511 | 57.569 | 56.8904 | 56.4206 | 56.411 | 58.9083 | 62.8854 | 67.7442 | 72.0056 | 75.2527 | 77.6068 | 78.8017 | 79.4204 | 79.4936 | 78.9236 | 77.5615 | 75.1089 | 71.3153 | 68.4274 | 66.2957 | 64.0056 | 0.0043788 | 0.0052706 | 0.00258 | 0.0033345 | 0.003717 | 0.0070923 | 0.0051563 | 0.0029761 | 0.003119 | 0.003584 | 0.00415 | 0.0044665 | 0.004394 | 0.0044726 | 0.0043625 | 0.0042454 | 0.0039387 | 0.0034682 | 0.0030017 | 0.0033965 | 0.0038144 | 0.003271 | 0.0036653 | 0.0038946
Portfolio Adjusted1-in-2Size: Under 20 kWAll2023May Monthly Peak | Portfolio Adjusted | 1-in-2 | Size: Under 20 kW | All | 2023 | May Monthly Peak | 5 | 0.8894 | 0.86274 | 0.84065 | 0.8343 | 0.83899 | 0.85187 | 0.7829 | 0.87007 | 1.1114 | 1.3393 | 1.5267 | 1.6351 | 1.6746 | 1.7172 | 1.7583 | 1.755 | 1.6635 | 1.4222 | 1.2036 | 1.1531 | 1.2094 | 1.091 | 0.98992 | 0.94221 | 0 | 0 | 0 | 0 | 0 | 0 | 0 | 0 | 0 | 0 | 0 | 0 | 0 | 0 | 0.0030437 | 0.0088363 | 0.010695 | 0.010249 | 0 | 0 | 0 | 0 | 0 | 0 | 64.3412 | 63.4466 | 62.6679 | 61.7619 | 60.9609 | 60.352 | 59.843 | 60.2749 | 62.3805 | 65.9538 | 69.7916 | 73.5406 | 76.7982 | 79.293 | 80.3417 | 80.9387 | 80.8113 | 79.9239 | 78.2908 | 75.7761 | 72.3185 | 69.415 | 67.3168 | 65.8498 | 0.0044886 | 0.0054046 | 0.0026271 | 0.0033866 | 0.0037869 | 0.0070973 | 0.0049491 | 0.0030878 | 0.0033025 | 0.0038426 | 0.0044647 | 0.0048414 | 0.0047293 | 0.0047855 | 0.0046376 | 0.0045242 | 0.0041654 | 0.0036165 | 0.0030823 | 0.0033102 | 0.0038964 | 0.00334 | 0.0037403 | 0.0040071
Portfolio Adjusted1-in-2Size: Under 20 kWAll2023June Monthly Peak | Portfolio Adjusted | 1-in-2 | Size: Under 20 kW | All | 2023 | June Monthly Peak | 6 | 0.92464 | 0.89321 | 0.87023 | 0.86206 | 0.86532 | 0.86129 | 0.79883 | 0.94376 | 1.2439 | 1.5321 | 1.7809 | 1.9254 | 1.9875 | 2.0405 | 2.0846 | 2.0717 | 1.967 | 1.6931 | 1.4183 | 1.2704 | 1.2961 | 1.196 | 1.0689 | 0.98452 | 0 | 0 | 0 | 0 | 0 | 0 | 0 | 0 | 0 | 0 | 0 | 0 | 0 | 0 | 0.0036086 | 0.010431 | 0.012646 | 0.012201 | 0 | 0 | 0 | 0 | 0 | 0 | 68.5991 | 67.4474 | 66.4031 | 65.391 | 64.4599 | 63.5492 | 62.7433 | 63.5484 | 66.8538 | 71.5687 | 76.3282 | 80.6348 | 83.3929 | 84.8722 | 85.9463 | 86.4212 | 86.7482 | 86.3555 | 85.3734 | 82.9746 | 79.563 | 75.521 | 73.0796 | 71.2059 | 0.0046805 | 0.0056093 | 0.0027227 | 0.0035006 | 0.0039009 | 0.0071741 | 0.0050692 | 0.0033484 | 0.0036888 | 0.0043749 | 0.0051629 | 0.0056317 | 0.0055471 | 0.0056193 | 0.0054435 | 0.0052986 | 0.0049044 | 0.0043029 | 0.003646 | 0.0036806 | 0.0042231 | 0.0037089 | 0.0040787 | 0.0042031
Portfolio Adjusted1-in-2Size: Under 20 kWAll2023July Monthly Peak | Portfolio Adjusted | 1-in-2 | Size: Under 20 kW | All | 2023 | July Monthly Peak | 7 | 0.96705 | 0.9349 | 0.90745 | 0.9011 | 0.9037 | 0.91892 | 0.86031 | 1.0346 | 1.4079 | 1.7719 | 2.0781 | 2.2441 | 2.3215 | 2.3748 | 2.4106 | 2.3875 | 2.2729 | 1.9439 | 1.6004 | 1.4172 | 1.4146 | 1.2905 | 1.1459 | 1.0388 | 0 | 0 | 0 | 0 | 0 | 0 | 0 | 0 | 0 | 0 | 0 | 0 | 0 | 0 | 0.0041729 | 0.012021 | 0.014613 | 0.014008 | 0 | 0 | 0 | 0 | 0 | 0 | 74.9142 | 73.7206 | 72.8713 | 72.0583 | 71.1699 | 70.2899 | 69.6855 | 70.3062 | 73.3622 | 77.4132 | 81.5579 | 85.0795 | 87.855 | 89.3627 | 90.3913 | 90.8467 | 90.7142 | 89.7739 | 88.7947 | 87.2888 | 84.5764 | 81.0451 | 78.6552 | 77.0056 | 0.0049209 | 0.0058995 | 0.0028564 | 0.0036719 | 0.0040927 | 0.0076724 | 0.0054622 | 0.0036724 | 0.004152 | 0.0050226 | 0.0059935 | 0.0065293 | 0.0064413 | 0.0065173 | 0.006266 | 0.0060816 | 0.0056583 | 0.004934 | 0.0041157 | 0.0041236 | 0.0046329 | 0.0040296 | 0.0044105 | 0.0044524
Portfolio Adjusted1-in-2Size: Under 20 kWAll2023August Monthly Peak | Portfolio Adjusted | 1-in-2 | Size: Under 20 kW | All | 2023 | August Monthly Peak | 8 | 0.97343 | 0.94075 | 0.91335 | 0.90555 | 0.91056 | 0.939 | 0.90061 | 1.0327 | 1.4061 | 1.7655 | 2.0639 | 2.2362 | 2.3064 | 2.3586 | 2.4082 | 2.3854 | 2.2688 | 1.9319 | 1.5974 | 1.4514 | 1.4275 | 1.2709 | 1.1313 | 1.0355 | 0 | 0 | 0 | 0 | 0 | 0 | 0 | 0 | 0 | 0 | 0 | 0 | 0 | 0 | 0.0041687 | 0.01201 | 0.014586 | 0.013922 | 0 | 0 | 0 | 0 | 0 | 0 | 73.8552 | 72.6389 | 71.3566 | 70.4341 | 69.6307 | 68.7516 | 68.2579 | 67.8596 | 70.0617 | 75.1287 | 80.5472 | 85.0639 | 88.2982 | 90.1632 | 91.3697 | 91.9321 | 92.0096 | 91.5392 | 90.0097 | 86.8505 | 82.7245 | 79.6394 | 77.5491 | 75.9087 | 0.0049344 | 0.0059113 | 0.0028632 | 0.0036769 | 0.0041135 | 0.0078284 | 0.0056653 | 0.0036375 | 0.0041029 | 0.0049289 | 0.0058811 | 0.0064169 | 0.0063124 | 0.006386 | 0.0061824 | 0.005999 | 0.0055654 | 0.0048271 | 0.0040561 | 0.0041561 | 0.0046241 | 0.0039336 | 0.0043285 | 0.0044278
Portfolio Adjusted1-in-2Size: Under 20 kWAll2023September Monthly Peak | Portfolio Adjusted | 1-in-2 | Size: Under 20 kW | All | 2023 | September Monthly Peak | 9 | 0.95028 | 0.9196 | 0.89494 | 0.88935 | 0.89443 | 0.93046 | 0.94791 | 1.0132 | 1.3684 | 1.7221 | 2.0126 | 2.187 | 2.2602 | 2.312 | 2.348 | 2.3205 | 2.1933 | 1.8551 | 1.5359 | 1.4946 | 1.37 | 1.217 | 1.0873 | 1.0025 | 0 | 0 | 0 | 0 | 0 | 0 | 0 | 0 | 0 | 0 | 0 | 0 | 0 | 0 | 0.0040646 | 0.011683 | 0.014101 | 0.013369 | 0 | 0 | 0 | 0 | 0 | 0 | 72.3532 | 71.2581 | 70.1219 | 69.1053 | 68.1849 | 67.3728 | 66.9838 | 66.7867 | 69.0178 | 73.9289 | 79.1947 | 83.9679 | 87.832 | 90.089 | 91.3972 | 91.903 | 91.8421 | 90.941 | 89.5477 | 86.6703 | 82.6396 | 79.5996 | 77.4329 | 75.999 | 0.0048176 | 0.005776 | 0.0028042 | 0.0036134 | 0.0040383 | 0.007755 | 0.0059335 | 0.0035519 | 0.003976 | 0.0047897 | 0.0057174 | 0.0062771 | 0.0061826 | 0.0062573 | 0.0060356 | 0.0058401 | 0.0053799 | 0.004639 | 0.0038978 | 0.0042491 | 0.0044245 | 0.0037534 | 0.0041493 | 0.004282
Portfolio Adjusted1-in-2Size: Under 20 kWAll2023October Monthly Peak | Portfolio Adjusted | 1-in-2 | Size: Under 20 kW | All | 2023 | October Monthly Peak | 10 | 0.87536 | 0.85584 | 0.83933 | 0.83487 | 0.83704 | 0.86404 | 0.91858 | 0.90771 | 1.1388 | 1.3899 | 1.5972 | 1.7203 | 1.7734 | 1.8327 | 1.8838 | 1.8689 | 1.7677 | 1.5013 | 1.3883 | 1.3195 | 1.2083 | 1.0884 | 0.98399 | 0.9215 | 0 | 0 | 0 | 0 | 0 | 0 | 0 | 0 | 0 | 0 | 0 | 0 | 0 | 0 | 0.003261 | 0.0094095 | 0.011365 | 0.010819 | 0 | 0 | 0 | 0 | 0 | 0 | 64.2977 | 63.3755 | 62.5165 | 61.5393 | 60.6886 | 60.0008 | 59.3401 | 58.9577 | 59.9214 | 64.028 | 69.8742 | 76.0483 | 81.3074 | 84.2866 | 85.1069 | 85.7884 | 85.945 | 85.0343 | 82.636 | 78.0826 | 74.3576 | 71.4658 | 69.1046 | 67.2142 | 0.0044101 | 0.0053504 | 0.0026228 | 0.0033798 | 0.0037681 | 0.007193 | 0.0057189 | 0.0031689 | 0.0033239 | 0.0038913 | 0.0045451 | 0.0049431 | 0.0048522 | 0.0049631 | 0.0048364 | 0.0046927 | 0.0043232 | 0.0037404 | 0.0034875 | 0.0037229 | 0.0038687 | 0.0033286 | 0.0037296 | 0.0039131
Portfolio Adjusted1-in-2Size: Under 20 kWAll2023November Monthly Peak | Portfolio Adjusted | 1-in-2 | Size: Under 20 kW | All | 2023 | November Monthly Peak | 11 | 0.84477 | 0.82673 | 0.82184 | 0.81642 | 0.81916 | 0.84734 | 0.80943 | 0.85856 | 1.0779 | 1.2592 | 1.3906 | 1.449 | 1.455 | 1.4732 | 1.4823 | 1.4632 | 1.4164 | 1.4449 | 1.3018 | 1.1854 | 1.0976 | 0.99787 | 0.91715 | 0.87318 | 0 | 0 | 0 | 0 | 0 | 0 | 0 | 0 | 0 | 0 | 0 | 0 | 0 | 0 | 0.002566 | 0.0073671 | 0.0091064 | 0.010413 | 0 | 0 | 0 | 0 | 0 | 0 | 56.6806 | 55.7522 | 55.0728 | 54.2628 | 53.2214 | 52.5035 | 52.3553 | 52.3146 | 54.8798 | 59.4078 | 64.2289 | 68.6232 | 71.4472 | 72.9756 | 73.719 | 73.5443 | 71.9479 | 69.026 | 65.7095 | 63.5566 | 61.879 | 60.7848 | 59.7905 | 59.0304 | 0.0042547 | 0.0051648 | 0.0025579 | 0.0032981 | 0.0036828 | 0.0070276 | 0.00505 | 0.0030261 | 0.0031535 | 0.0035486 | 0.003982 | 0.0041867 | 0.0040038 | 0.0039995 | 0.0038187 | 0.0036808 | 0.0034648 | 0.003579 | 0.0032606 | 0.0033432 | 0.0035169 | 0.0030541 | 0.0034555 | 0.0037015
Portfolio Adjusted1-in-2Size: Under 20 kWAll2023December Monthly Peak | Portfolio Adjusted | 1-in-2 | Size: Under 20 kW | All | 2023 | December Monthly Peak | 12 | 0.86055 | 0.84814 | 0.84251 | 0.8418 | 0.84627 | 0.88618 | 0.92177 | 0.94049 | 1.1914 | 1.3854 | 1.4785 | 1.4684 | 1.4174 | 1.373 | 1.342 | 1.3133 | 1.3467 | 1.4573 | 1.3591 | 1.2518 | 1.1599 | 1.0705 | 0.97586 | 0.88883 | 0 | 0 | 0 | 0 | 0 | 0 | 0 | 0 | 0 | 0 | 0 | 0 | 0 | 0 | 0.002323 | 0.0066122 | 0.0086581 | 0.010502 | 0 | 0 | 0 | 0 | 0 | 0 | 47.8505 | 47.1423 | 46.5937 | 46.0218 | 45.5151 | 44.9578 | 44.7341 | 44.6586 | 45.3435 | 48.6314 | 52.3647 | 55.4758 | 57.5481 | 58.5454 | 59.1783 | 59.4463 | 58.779 | 56.4824 | 53.6564 | 51.6216 | 50.0482 | 48.198 | 46.5179 | 45.2435 | 0.0043252 | 0.0052905 | 0.0026193 | 0.003404 | 0.0038032 | 0.007334 | 0.0056857 | 0.0032681 | 0.0034548 | 0.0038676 | 0.0042127 | 0.004238 | 0.0039093 | 0.0037503 | 0.0034756 | 0.0033328 | 0.0033305 | 0.0036571 | 0.0034361 | 0.0035682 | 0.0037655 | 0.0033201 | 0.0037192 | 0.0037545
Portfolio Adjusted1-in-2Size: Under 20 kWAll2023Typical Event Day | Portfolio Adjusted | 1-in-2 | Size: Under 20 kW | All | 2023 | Typical Event Day | 8 | 0.96641 | 0.93428 | 0.90783 | 0.90006 | 0.90535 | 0.93321 | 0.89443 | 1.0189 | 1.3774 | 1.7206 | 2.0064 | 2.1716 | 2.2398 | 2.2945 | 2.3481 | 2.3293 | 2.2159 | 1.8872 | 1.5637 | 1.4231 | 1.4053 | 1.2525 | 1.1167 | 1.0258 | 0 | 0 | 0 | 0 | 0 | 0 | 0 | 0 | 0 | 0 | 0 | 0 | 0 | 0 | 0.0040647 | 0.011727 | 0.014246 | 0.0136 | 0 | 0 | 0 | 0 | 0 | 0 | 72.4304 | 71.2663 | 70.1882 | 69.2472 | 68.3614 | 67.4909 | 66.9177 | 67.1252 | 69.8239 | 74.5099 | 79.407 | 83.6865 | 86.8445 | 88.6218 | 89.7761 | 90.2757 | 90.3285 | 89.6524 | 88.4314 | 85.9461 | 82.3759 | 78.9513 | 76.6792 | 75.0298 | 0.0049066 | 0.0058799 | 0.0028498 | 0.0036599 | 0.0040955 | 0.0077929 | 0.0056372 | 0.0036011 | 0.0040408 | 0.0048338 | 0.0057535 | 0.0062721 | 0.0061692 | 0.0062482 | 0.0060591 | 0.0058853 | 0.0054587 | 0.0047325 | 0.0039843 | 0.0040861 | 0.0045596 | 0.0038823 | 0.0042781 | 0.0043943
Portfolio Adjusted1-in-2Size: Under 20 kWAll2024January Monthly Peak | Portfolio Adjusted | 1-in-2 | Size: Under 20 kW | All | 2024 | January Monthly Peak | 1 | 0.80046 | 0.79179 | 0.78745 | 0.7876 | 0.79622 | 0.83201 | 0.88262 | 0.90759 | 1.1669 | 1.3881 | 1.482 | 1.4482 | 1.3586 | 1.276 | 1.2095 | 1.171 | 1.2469 | 1.458 | 1.4552 | 1.3583 | 1.2481 | 1.1572 | 1.0295 | 0.83843 | 0 | 0 | 0 | 0 | 0 | 0 | 0 | 0 | 0 | 0 | 0 | 0 | 0 | 0 | 0.0020938 | 0.0058957 | 0.0080161 | 0.010507 | 0 | 0 | 0 | 0 | 0 | 0 | 43.8334 | 43.2255 | 42.5699 | 42.064 | 41.5244 | 41.2145 | 40.9855 | 40.7509 | 41.0694 | 43.2609 | 46.6987 | 49.3767 | 51.2462 | 52.5753 | 53.3718 | 53.737 | 53.4811 | 52.103 | 50.2898 | 48.9241 | 47.8039 | 46.8674 | 46.0385 | 45.332 | 0.0039149 | 0.0048023 | 0.0023885 | 0.0030916 | 0.0034804 | 0.0067038 | 0.005289 | 0.0030547 | 0.0032861 | 0.0037728 | 0.0041318 | 0.0040932 | 0.0036691 | 0.0034269 | 0.0030879 | 0.0029364 | 0.0031021 | 0.0037167 | 0.0037174 | 0.0039336 | 0.0041126 | 0.0036456 | 0.0039455 | 0.0034476
Portfolio Adjusted1-in-2Size: Under 20 kWAll2024February Monthly Peak | Portfolio Adjusted | 1-in-2 | Size: Under 20 kW | All | 2024 | February Monthly Peak | 2 | 0.82107 | 0.8085 | 0.80342 | 0.80631 | 0.81553 | 0.85237 | 0.85698 | 0.87857 | 1.1247 | 1.3233 | 1.4223 | 1.4203 | 1.3757 | 1.338 | 1.3075 | 1.2796 | 1.2844 | 1.3378 | 1.4101 | 1.3042 | 1.1953 | 1.0929 | 0.98799 | 0.86412 | 0 | 0 | 0 | 0 | 0 | 0 | 0 | 0 | 0 | 0 | 0 | 0 | 0 | 0 | 0.0022634 | 0.0064427 | 0.0082576 | 0.0096409 | 0 | 0 | 0 | 0 | 0 | 0 | 47.8217 | 47.4344 | 47.0826 | 46.7235 | 46.4066 | 46.2449 | 46.1949 | 46.1625 | 46.5216 | 48.3183 | 50.3457 | 52.18 | 52.9654 | 53.0173 | 53.0656 | 52.6165 | 52.1259 | 51.2247 | 49.807 | 48.434 | 47.163 | 46.3894 | 45.2374 | 44.215 | 0.0040557 | 0.0049443 | 0.0024549 | 0.0031936 | 0.0035999 | 0.0069461 | 0.0052061 | 0.0029991 | 0.0032124 | 0.0036338 | 0.0039946 | 0.0040406 | 0.0037431 | 0.0036212 | 0.0033713 | 0.0032373 | 0.0031872 | 0.0033905 | 0.0035667 | 0.0037235 | 0.0038737 | 0.0033771 | 0.003736 | 0.0035888
Portfolio Adjusted1-in-2Size: Under 20 kWAll2024March Monthly Peak | Portfolio Adjusted | 1-in-2 | Size: Under 20 kW | All | 2024 | March Monthly Peak | 3 | 0.83278 | 0.81457 | 0.80449 | 0.80474 | 0.81145 | 0.84991 | 0.88064 | 0.89271 | 1.1007 | 1.291 | 1.409 | 1.4203 | 1.3797 | 1.3598 | 1.3496 | 1.3382 | 1.3457 | 1.2947 | 1.2753 | 1.3132 | 1.2237 | 1.1279 | 1.011 | 0.87905 | 0 | 0 | 0 | 0 | 0 | 0 | 0 | 0 | 0 | 0 | 0 | 0 | 0 | 0 | 0.0023362 | 0.0067377 | 0.0086518 | 0.00933 | 0 | 0 | 0 | 0 | 0 | 0 | 47.5372 | 46.8423 | 46.2057 | 45.815 | 45.4645 | 45.0097 | 44.623 | 44.5355 | 46.4105 | 48.7483 | 51.0239 | 53.0223 | 54.43 | 55.448 | 55.8733 | 56.2846 | 56.0964 | 55.4142 | 53.8598 | 51.7368 | 50.3319 | 49.1603 | 48.2609 | 47.349 | 0.0041188 | 0.0049901 | 0.0024589 | 0.0031936 | 0.0035862 | 0.0069288 | 0.0053509 | 0.0030398 | 0.0031346 | 0.0035414 | 0.0039483 | 0.0040311 | 0.0037544 | 0.0036854 | 0.0034783 | 0.0033801 | 0.0033367 | 0.0032982 | 0.0032599 | 0.0037624 | 0.0039804 | 0.0034948 | 0.0038354 | 0.003652
Portfolio Adjusted1-in-2Size: Under 20 kWAll2024April Monthly Peak | Portfolio Adjusted | 1-in-2 | Size: Under 20 kW | All | 2024 | April Monthly Peak | 4 | 0.87128 | 0.84525 | 0.82876 | 0.82524 | 0.82686 | 0.85311 | 0.82297 | 0.8459 | 1.0602 | 1.2669 | 1.441 | 1.535 | 1.5829 | 1.6313 | 1.6791 | 1.6731 | 1.5963 | 1.3815 | 1.1837 | 1.1955 | 1.1903 | 1.074 | 0.9743 | 0.92051 | 0 | 0 | 0 | 0 | 0 | 0 | 0 | 0 | 0 | 0 | 0 | 0 | 0 | 0 | 0.0029067 | 0.0084237 | 0.010263 | 0.0099558 | 0 | 0 | 0 | 0 | 0 | 0 | 62.0801 | 60.9865 | 59.6266 | 58.4511 | 57.569 | 56.8904 | 56.4206 | 56.411 | 58.9083 | 62.8854 | 67.7442 | 72.0056 | 75.2527 | 77.6068 | 78.8017 | 79.4204 | 79.4936 | 78.9236 | 77.5615 | 75.1089 | 71.3153 | 68.4274 | 66.2957 | 64.0056 | 0.0043788 | 0.0052706 | 0.00258 | 0.0033345 | 0.003717 | 0.0070923 | 0.0051563 | 0.0029761 | 0.003119 | 0.003584 | 0.00415 | 0.0044665 | 0.004394 | 0.0044726 | 0.0043625 | 0.0042454 | 0.0039387 | 0.0034682 | 0.0030017 | 0.0033965 | 0.0038144 | 0.003271 | 0.0036653 | 0.0038946
Portfolio Adjusted1-in-2Size: Under 20 kWAll2024May Monthly Peak | Portfolio Adjusted | 1-in-2 | Size: Under 20 kW | All | 2024 | May Monthly Peak | 5 | 0.8894 | 0.86274 | 0.84065 | 0.8343 | 0.83899 | 0.85187 | 0.7829 | 0.87007 | 1.1114 | 1.3393 | 1.5267 | 1.6351 | 1.6746 | 1.7172 | 1.7583 | 1.755 | 1.6635 | 1.4222 | 1.2036 | 1.1531 | 1.2094 | 1.091 | 0.98992 | 0.94221 | 0 | 0 | 0 | 0 | 0 | 0 | 0 | 0 | 0 | 0 | 0 | 0 | 0 | 0 | 0.0030437 | 0.0088363 | 0.010695 | 0.010249 | 0 | 0 | 0 | 0 | 0 | 0 | 64.3412 | 63.4466 | 62.6679 | 61.7619 | 60.9609 | 60.352 | 59.843 | 60.2749 | 62.3805 | 65.9538 | 69.7916 | 73.5406 | 76.7982 | 79.293 | 80.3417 | 80.9387 | 80.8113 | 79.9239 | 78.2908 | 75.7761 | 72.3185 | 69.415 | 67.3168 | 65.8498 | 0.0044886 | 0.0054046 | 0.0026271 | 0.0033866 | 0.0037869 | 0.0070973 | 0.0049491 | 0.0030878 | 0.0033025 | 0.0038426 | 0.0044647 | 0.0048414 | 0.0047293 | 0.0047855 | 0.0046376 | 0.0045242 | 0.0041654 | 0.0036165 | 0.0030823 | 0.0033102 | 0.0038964 | 0.00334 | 0.0037403 | 0.0040071
Portfolio Adjusted1-in-2Size: Under 20 kWAll2024June Monthly Peak | Portfolio Adjusted | 1-in-2 | Size: Under 20 kW | All | 2024 | June Monthly Peak | 6 | 0.92464 | 0.89321 | 0.87023 | 0.86206 | 0.86532 | 0.86129 | 0.79883 | 0.94376 | 1.2439 | 1.5321 | 1.7809 | 1.9254 | 1.9875 | 2.0405 | 2.0846 | 2.0717 | 1.967 | 1.6931 | 1.4183 | 1.2704 | 1.2961 | 1.196 | 1.0689 | 0.98452 | 0 | 0 | 0 | 0 | 0 | 0 | 0 | 0 | 0 | 0 | 0 | 0 | 0 | 0 | 0.0036086 | 0.010431 | 0.012646 | 0.012201 | 0 | 0 | 0 | 0 | 0 | 0 | 68.5991 | 67.4474 | 66.4031 | 65.391 | 64.4599 | 63.5492 | 62.7433 | 63.5484 | 66.8538 | 71.5687 | 76.3282 | 80.6348 | 83.3929 | 84.8722 | 85.9463 | 86.4212 | 86.7482 | 86.3555 | 85.3734 | 82.9746 | 79.563 | 75.521 | 73.0796 | 71.2059 | 0.0046805 | 0.0056093 | 0.0027227 | 0.0035006 | 0.0039009 | 0.0071741 | 0.0050692 | 0.0033484 | 0.0036888 | 0.0043749 | 0.0051629 | 0.0056317 | 0.0055471 | 0.0056193 | 0.0054435 | 0.0052986 | 0.0049044 | 0.0043029 | 0.003646 | 0.0036806 | 0.0042231 | 0.0037089 | 0.0040787 | 0.0042031
Portfolio Adjusted1-in-2Size: Under 20 kWAll2024July Monthly Peak | Portfolio Adjusted | 1-in-2 | Size: Under 20 kW | All | 2024 | July Monthly Peak | 7 | 0.96705 | 0.9349 | 0.90745 | 0.9011 | 0.9037 | 0.91892 | 0.86031 | 1.0346 | 1.4079 | 1.7719 | 2.0781 | 2.2441 | 2.3215 | 2.3748 | 2.4106 | 2.3875 | 2.2729 | 1.9439 | 1.6004 | 1.4172 | 1.4146 | 1.2905 | 1.1459 | 1.0388 | 0 | 0 | 0 | 0 | 0 | 0 | 0 | 0 | 0 | 0 | 0 | 0 | 0 | 0 | 0.0041729 | 0.012021 | 0.014613 | 0.014008 | 0 | 0 | 0 | 0 | 0 | 0 | 74.9142 | 73.7206 | 72.8713 | 72.0583 | 71.1699 | 70.2899 | 69.6855 | 70.3062 | 73.3622 | 77.4132 | 81.5579 | 85.0795 | 87.855 | 89.3627 | 90.3913 | 90.8467 | 90.7142 | 89.7739 | 88.7947 | 87.2888 | 84.5764 | 81.0451 | 78.6552 | 77.0056 | 0.0049209 | 0.0058995 | 0.0028564 | 0.0036719 | 0.0040927 | 0.0076724 | 0.0054622 | 0.0036724 | 0.004152 | 0.0050226 | 0.0059935 | 0.0065293 | 0.0064413 | 0.0065173 | 0.006266 | 0.0060816 | 0.0056583 | 0.004934 | 0.0041157 | 0.0041236 | 0.0046329 | 0.0040296 | 0.0044105 | 0.0044524
Portfolio Adjusted1-in-2Size: Under 20 kWAll2024August Monthly Peak | Portfolio Adjusted | 1-in-2 | Size: Under 20 kW | All | 2024 | August Monthly Peak | 8 | 0.97343 | 0.94075 | 0.91335 | 0.90555 | 0.91056 | 0.939 | 0.90061 | 1.0327 | 1.4061 | 1.7655 | 2.0639 | 2.2362 | 2.3064 | 2.3586 | 2.4082 | 2.3854 | 2.2688 | 1.9319 | 1.5974 | 1.4514 | 1.4275 | 1.2709 | 1.1313 | 1.0355 | 0 | 0 | 0 | 0 | 0 | 0 | 0 | 0 | 0 | 0 | 0 | 0 | 0 | 0 | 0.0041687 | 0.01201 | 0.014586 | 0.013922 | 0 | 0 | 0 | 0 | 0 | 0 | 73.8552 | 72.6389 | 71.3566 | 70.4341 | 69.6307 | 68.7516 | 68.2579 | 67.8596 | 70.0617 | 75.1287 | 80.5472 | 85.0639 | 88.2982 | 90.1632 | 91.3697 | 91.9321 | 92.0096 | 91.5392 | 90.0097 | 86.8505 | 82.7245 | 79.6394 | 77.5491 | 75.9087 | 0.0049344 | 0.0059113 | 0.0028632 | 0.0036769 | 0.0041135 | 0.0078284 | 0.0056653 | 0.0036375 | 0.0041029 | 0.0049289 | 0.0058811 | 0.0064169 | 0.0063124 | 0.006386 | 0.0061824 | 0.005999 | 0.0055654 | 0.0048271 | 0.0040561 | 0.0041561 | 0.0046241 | 0.0039336 | 0.0043285 | 0.0044278
Portfolio Adjusted1-in-2Size: Under 20 kWAll2024September Monthly Peak | Portfolio Adjusted | 1-in-2 | Size: Under 20 kW | All | 2024 | September Monthly Peak | 9 | 0.95028 | 0.9196 | 0.89494 | 0.88935 | 0.89443 | 0.93046 | 0.94791 | 1.0132 | 1.3684 | 1.7221 | 2.0126 | 2.187 | 2.2602 | 2.312 | 2.348 | 2.3205 | 2.1933 | 1.8551 | 1.5359 | 1.4946 | 1.37 | 1.217 | 1.0873 | 1.0025 | 0 | 0 | 0 | 0 | 0 | 0 | 0 | 0 | 0 | 0 | 0 | 0 | 0 | 0 | 0.0040646 | 0.011683 | 0.014101 | 0.013369 | 0 | 0 | 0 | 0 | 0 | 0 | 72.3532 | 71.2581 | 70.1219 | 69.1053 | 68.1849 | 67.3728 | 66.9838 | 66.7867 | 69.0178 | 73.9289 | 79.1947 | 83.9679 | 87.832 | 90.089 | 91.3972 | 91.903 | 91.8421 | 90.941 | 89.5477 | 86.6703 | 82.6396 | 79.5996 | 77.4329 | 75.999 | 0.0048176 | 0.005776 | 0.0028042 | 0.0036134 | 0.0040383 | 0.007755 | 0.0059335 | 0.0035519 | 0.003976 | 0.0047897 | 0.0057174 | 0.0062771 | 0.0061826 | 0.0062573 | 0.0060356 | 0.0058401 | 0.0053799 | 0.004639 | 0.0038978 | 0.0042491 | 0.0044245 | 0.0037534 | 0.0041493 | 0.004282
Portfolio Adjusted1-in-2Size: Under 20 kWAll2024October Monthly Peak | Portfolio Adjusted | 1-in-2 | Size: Under 20 kW | All | 2024 | October Monthly Peak | 10 | 0.87536 | 0.85584 | 0.83933 | 0.83487 | 0.83704 | 0.86404 | 0.91858 | 0.90771 | 1.1388 | 1.3899 | 1.5972 | 1.7203 | 1.7734 | 1.8327 | 1.8838 | 1.8689 | 1.7677 | 1.5013 | 1.3883 | 1.3195 | 1.2083 | 1.0884 | 0.98399 | 0.9215 | 0 | 0 | 0 | 0 | 0 | 0 | 0 | 0 | 0 | 0 | 0 | 0 | 0 | 0 | 0.003261 | 0.0094095 | 0.011365 | 0.010819 | 0 | 0 | 0 | 0 | 0 | 0 | 64.2977 | 63.3755 | 62.5165 | 61.5393 | 60.6886 | 60.0008 | 59.3401 | 58.9577 | 59.9214 | 64.028 | 69.8742 | 76.0483 | 81.3074 | 84.2866 | 85.1069 | 85.7884 | 85.945 | 85.0343 | 82.636 | 78.0826 | 74.3576 | 71.4658 | 69.1046 | 67.2142 | 0.0044101 | 0.0053504 | 0.0026228 | 0.0033798 | 0.0037681 | 0.007193 | 0.0057189 | 0.0031689 | 0.0033239 | 0.0038913 | 0.0045451 | 0.0049431 | 0.0048522 | 0.0049631 | 0.0048364 | 0.0046927 | 0.0043232 | 0.0037404 | 0.0034875 | 0.0037229 | 0.0038687 | 0.0033286 | 0.0037296 | 0.0039131
Portfolio Adjusted1-in-2Size: Under 20 kWAll2024November Monthly Peak | Portfolio Adjusted | 1-in-2 | Size: Under 20 kW | All | 2024 | November Monthly Peak | 11 | 0.84477 | 0.82673 | 0.82184 | 0.81642 | 0.81916 | 0.84734 | 0.80943 | 0.85856 | 1.0779 | 1.2592 | 1.3906 | 1.449 | 1.455 | 1.4732 | 1.4823 | 1.4632 | 1.4164 | 1.4449 | 1.3018 | 1.1854 | 1.0976 | 0.99787 | 0.91715 | 0.87318 | 0 | 0 | 0 | 0 | 0 | 0 | 0 | 0 | 0 | 0 | 0 | 0 | 0 | 0 | 0.002566 | 0.0073671 | 0.0091064 | 0.010413 | 0 | 0 | 0 | 0 | 0 | 0 | 56.6806 | 55.7522 | 55.0728 | 54.2628 | 53.2214 | 52.5035 | 52.3553 | 52.3146 | 54.8798 | 59.4078 | 64.2289 | 68.6232 | 71.4472 | 72.9756 | 73.719 | 73.5443 | 71.9479 | 69.026 | 65.7095 | 63.5566 | 61.879 | 60.7848 | 59.7905 | 59.0304 | 0.0042547 | 0.0051648 | 0.0025579 | 0.0032981 | 0.0036828 | 0.0070276 | 0.00505 | 0.0030261 | 0.0031535 | 0.0035486 | 0.003982 | 0.0041867 | 0.0040038 | 0.0039995 | 0.0038187 | 0.0036808 | 0.0034648 | 0.003579 | 0.0032606 | 0.0033432 | 0.0035169 | 0.0030541 | 0.0034555 | 0.0037015
Portfolio Adjusted1-in-2Size: Under 20 kWAll2024December Monthly Peak | Portfolio Adjusted | 1-in-2 | Size: Under 20 kW | All | 2024 | December Monthly Peak | 12 | 0.86055 | 0.84814 | 0.84251 | 0.8418 | 0.84627 | 0.88618 | 0.92177 | 0.94049 | 1.1914 | 1.3854 | 1.4785 | 1.4684 | 1.4174 | 1.373 | 1.342 | 1.3133 | 1.3467 | 1.4573 | 1.3591 | 1.2518 | 1.1599 | 1.0705 | 0.97586 | 0.88883 | 0 | 0 | 0 | 0 | 0 | 0 | 0 | 0 | 0 | 0 | 0 | 0 | 0 | 0 | 0.002323 | 0.0066122 | 0.0086581 | 0.010502 | 0 | 0 | 0 | 0 | 0 | 0 | 47.8505 | 47.1423 | 46.5937 | 46.0218 | 45.5151 | 44.9578 | 44.7341 | 44.6586 | 45.3435 | 48.6314 | 52.3647 | 55.4758 | 57.5481 | 58.5454 | 59.1783 | 59.4463 | 58.779 | 56.4824 | 53.6564 | 51.6216 | 50.0482 | 48.198 | 46.5179 | 45.2435 | 0.0043252 | 0.0052905 | 0.0026193 | 0.003404 | 0.0038032 | 0.007334 | 0.0056857 | 0.0032681 | 0.0034548 | 0.0038676 | 0.0042127 | 0.004238 | 0.0039093 | 0.0037503 | 0.0034756 | 0.0033328 | 0.0033305 | 0.0036571 | 0.0034361 | 0.0035682 | 0.0037655 | 0.0033201 | 0.0037192 | 0.0037545
Portfolio Adjusted1-in-2Size: Under 20 kWAll2024Typical Event Day | Portfolio Adjusted | 1-in-2 | Size: Under 20 kW | All | 2024 | Typical Event Day | 8 | 0.96641 | 0.93428 | 0.90783 | 0.90006 | 0.90535 | 0.93321 | 0.89443 | 1.0189 | 1.3774 | 1.7206 | 2.0064 | 2.1716 | 2.2398 | 2.2945 | 2.3481 | 2.3293 | 2.2159 | 1.8872 | 1.5637 | 1.4231 | 1.4053 | 1.2525 | 1.1167 | 1.0258 | 0 | 0 | 0 | 0 | 0 | 0 | 0 | 0 | 0 | 0 | 0 | 0 | 0 | 0 | 0.0040647 | 0.011727 | 0.014246 | 0.0136 | 0 | 0 | 0 | 0 | 0 | 0 | 72.4304 | 71.2663 | 70.1882 | 69.2472 | 68.3614 | 67.4909 | 66.9177 | 67.1252 | 69.8239 | 74.5099 | 79.407 | 83.6865 | 86.8445 | 88.6218 | 89.7761 | 90.2757 | 90.3285 | 89.6524 | 88.4314 | 85.9461 | 82.3759 | 78.9513 | 76.6792 | 75.0298 | 0.0049066 | 0.0058799 | 0.0028498 | 0.0036599 | 0.0040955 | 0.0077929 | 0.0056372 | 0.0036011 | 0.0040408 | 0.0048338 | 0.0057535 | 0.0062721 | 0.0061692 | 0.0062482 | 0.0060591 | 0.0058853 | 0.0054587 | 0.0047325 | 0.0039843 | 0.0040861 | 0.0045596 | 0.0038823 | 0.0042781 | 0.0043943
Portfolio Adjusted1-in-2Size: Under 20 kWAll2025January Monthly Peak | Portfolio Adjusted | 1-in-2 | Size: Under 20 kW | All | 2025 | January Monthly Peak | 1 | 0.80046 | 0.79179 | 0.78745 | 0.7876 | 0.79622 | 0.83201 | 0.88262 | 0.90759 | 1.1669 | 1.3881 | 1.482 | 1.4482 | 1.3586 | 1.276 | 1.2095 | 1.171 | 1.2469 | 1.458 | 1.4552 | 1.3583 | 1.2481 | 1.1572 | 1.0295 | 0.83843 | 0 | 0 | 0 | 0 | 0 | 0 | 0 | 0 | 0 | 0 | 0 | 0 | 0 | 0 | 0.0020938 | 0.0058957 | 0.0080161 | 0.010507 | 0 | 0 | 0 | 0 | 0 | 0 | 43.8334 | 43.2255 | 42.5699 | 42.064 | 41.5244 | 41.2145 | 40.9855 | 40.7509 | 41.0694 | 43.2609 | 46.6987 | 49.3767 | 51.2462 | 52.5753 | 53.3718 | 53.737 | 53.4811 | 52.103 | 50.2898 | 48.9241 | 47.8039 | 46.8674 | 46.0385 | 45.332 | 0.0039149 | 0.0048023 | 0.0023885 | 0.0030916 | 0.0034804 | 0.0067038 | 0.005289 | 0.0030547 | 0.0032861 | 0.0037728 | 0.0041318 | 0.0040932 | 0.0036691 | 0.0034269 | 0.0030879 | 0.0029364 | 0.0031021 | 0.0037167 | 0.0037174 | 0.0039336 | 0.0041126 | 0.0036456 | 0.0039455 | 0.0034476
Portfolio Adjusted1-in-2Size: Under 20 kWAll2025February Monthly Peak | Portfolio Adjusted | 1-in-2 | Size: Under 20 kW | All | 2025 | February Monthly Peak | 2 | 0.82107 | 0.8085 | 0.80342 | 0.80631 | 0.81553 | 0.85237 | 0.85698 | 0.87857 | 1.1247 | 1.3233 | 1.4223 | 1.4203 | 1.3757 | 1.338 | 1.3075 | 1.2796 | 1.2844 | 1.3378 | 1.4101 | 1.3042 | 1.1953 | 1.0929 | 0.98799 | 0.86412 | 0 | 0 | 0 | 0 | 0 | 0 | 0 | 0 | 0 | 0 | 0 | 0 | 0 | 0 | 0.0022634 | 0.0064427 | 0.0082576 | 0.0096409 | 0 | 0 | 0 | 0 | 0 | 0 | 47.8217 | 47.4344 | 47.0826 | 46.7235 | 46.4066 | 46.2449 | 46.1949 | 46.1625 | 46.5216 | 48.3183 | 50.3457 | 52.18 | 52.9654 | 53.0173 | 53.0656 | 52.6165 | 52.1259 | 51.2247 | 49.807 | 48.434 | 47.163 | 46.3894 | 45.2374 | 44.215 | 0.0040557 | 0.0049443 | 0.0024549 | 0.0031936 | 0.0035999 | 0.0069461 | 0.0052061 | 0.0029991 | 0.0032124 | 0.0036338 | 0.0039946 | 0.0040406 | 0.0037431 | 0.0036212 | 0.0033713 | 0.0032373 | 0.0031872 | 0.0033905 | 0.0035667 | 0.0037235 | 0.0038737 | 0.0033771 | 0.003736 | 0.0035888
Portfolio Adjusted1-in-2Size: Under 20 kWAll2025March Monthly Peak | Portfolio Adjusted | 1-in-2 | Size: Under 20 kW | All | 2025 | March Monthly Peak | 3 | 0.83278 | 0.81457 | 0.80449 | 0.80474 | 0.81145 | 0.84991 | 0.88064 | 0.89271 | 1.1007 | 1.291 | 1.409 | 1.4203 | 1.3797 | 1.3598 | 1.3496 | 1.3382 | 1.3457 | 1.2947 | 1.2753 | 1.3132 | 1.2237 | 1.1279 | 1.011 | 0.87905 | 0 | 0 | 0 | 0 | 0 | 0 | 0 | 0 | 0 | 0 | 0 | 0 | 0 | 0 | 0.0023362 | 0.0067377 | 0.0086518 | 0.00933 | 0 | 0 | 0 | 0 | 0 | 0 | 47.5372 | 46.8423 | 46.2057 | 45.815 | 45.4645 | 45.0097 | 44.623 | 44.5355 | 46.4105 | 48.7483 | 51.0239 | 53.0223 | 54.43 | 55.448 | 55.8733 | 56.2846 | 56.0964 | 55.4142 | 53.8598 | 51.7368 | 50.3319 | 49.1603 | 48.2609 | 47.349 | 0.0041188 | 0.0049901 | 0.0024589 | 0.0031936 | 0.0035862 | 0.0069288 | 0.0053509 | 0.0030398 | 0.0031346 | 0.0035414 | 0.0039483 | 0.0040311 | 0.0037544 | 0.0036854 | 0.0034783 | 0.0033801 | 0.0033367 | 0.0032982 | 0.0032599 | 0.0037624 | 0.0039804 | 0.0034948 | 0.0038354 | 0.003652
Portfolio Adjusted1-in-2Size: Under 20 kWAll2025April Monthly Peak | Portfolio Adjusted | 1-in-2 | Size: Under 20 kW | All | 2025 | April Monthly Peak | 4 | 0.87128 | 0.84525 | 0.82876 | 0.82524 | 0.82686 | 0.85311 | 0.82297 | 0.8459 | 1.0602 | 1.2669 | 1.441 | 1.535 | 1.5829 | 1.6313 | 1.6791 | 1.6731 | 1.5963 | 1.3815 | 1.1837 | 1.1955 | 1.1903 | 1.074 | 0.9743 | 0.92051 | 0 | 0 | 0 | 0 | 0 | 0 | 0 | 0 | 0 | 0 | 0 | 0 | 0 | 0 | 0.0029067 | 0.0084237 | 0.010263 | 0.0099558 | 0 | 0 | 0 | 0 | 0 | 0 | 62.0801 | 60.9865 | 59.6266 | 58.4511 | 57.569 | 56.8904 | 56.4206 | 56.411 | 58.9083 | 62.8854 | 67.7442 | 72.0056 | 75.2527 | 77.6068 | 78.8017 | 79.4204 | 79.4936 | 78.9236 | 77.5615 | 75.1089 | 71.3153 | 68.4274 | 66.2957 | 64.0056 | 0.0043788 | 0.0052706 | 0.00258 | 0.0033345 | 0.003717 | 0.0070923 | 0.0051563 | 0.0029761 | 0.003119 | 0.003584 | 0.00415 | 0.0044665 | 0.004394 | 0.0044726 | 0.0043625 | 0.0042454 | 0.0039387 | 0.0034682 | 0.0030017 | 0.0033965 | 0.0038144 | 0.003271 | 0.0036653 | 0.0038946
Portfolio Adjusted1-in-2Size: Under 20 kWAll2025May Monthly Peak | Portfolio Adjusted | 1-in-2 | Size: Under 20 kW | All | 2025 | May Monthly Peak | 5 | 0.8894 | 0.86274 | 0.84065 | 0.8343 | 0.83899 | 0.85187 | 0.7829 | 0.87007 | 1.1114 | 1.3393 | 1.5267 | 1.6351 | 1.6746 | 1.7172 | 1.7583 | 1.755 | 1.6635 | 1.4222 | 1.2036 | 1.1531 | 1.2094 | 1.091 | 0.98992 | 0.94221 | 0 | 0 | 0 | 0 | 0 | 0 | 0 | 0 | 0 | 0 | 0 | 0 | 0 | 0 | 0.0030437 | 0.0088363 | 0.010695 | 0.010249 | 0 | 0 | 0 | 0 | 0 | 0 | 64.3412 | 63.4466 | 62.6679 | 61.7619 | 60.9609 | 60.352 | 59.843 | 60.2749 | 62.3805 | 65.9538 | 69.7916 | 73.5406 | 76.7982 | 79.293 | 80.3417 | 80.9387 | 80.8113 | 79.9239 | 78.2908 | 75.7761 | 72.3185 | 69.415 | 67.3168 | 65.8498 | 0.0044886 | 0.0054046 | 0.0026271 | 0.0033866 | 0.0037869 | 0.0070973 | 0.0049491 | 0.0030878 | 0.0033025 | 0.0038426 | 0.0044647 | 0.0048414 | 0.0047293 | 0.0047855 | 0.0046376 | 0.0045242 | 0.0041654 | 0.0036165 | 0.0030823 | 0.0033102 | 0.0038964 | 0.00334 | 0.0037403 | 0.0040071
Portfolio Adjusted1-in-2Size: Under 20 kWAll2025June Monthly Peak | Portfolio Adjusted | 1-in-2 | Size: Under 20 kW | All | 2025 | June Monthly Peak | 6 | 0.92464 | 0.89321 | 0.87023 | 0.86206 | 0.86532 | 0.86129 | 0.79883 | 0.94376 | 1.2439 | 1.5321 | 1.7809 | 1.9254 | 1.9875 | 2.0405 | 2.0846 | 2.0717 | 1.967 | 1.6931 | 1.4183 | 1.2704 | 1.2961 | 1.196 | 1.0689 | 0.98452 | 0 | 0 | 0 | 0 | 0 | 0 | 0 | 0 | 0 | 0 | 0 | 0 | 0 | 0 | 0.0036086 | 0.010431 | 0.012646 | 0.012201 | 0 | 0 | 0 | 0 | 0 | 0 | 68.5991 | 67.4474 | 66.4031 | 65.391 | 64.4599 | 63.5492 | 62.7433 | 63.5484 | 66.8538 | 71.5687 | 76.3282 | 80.6348 | 83.3929 | 84.8722 | 85.9463 | 86.4212 | 86.7482 | 86.3555 | 85.3734 | 82.9746 | 79.563 | 75.521 | 73.0796 | 71.2059 | 0.0046805 | 0.0056093 | 0.0027227 | 0.0035006 | 0.0039009 | 0.0071741 | 0.0050692 | 0.0033484 | 0.0036888 | 0.0043749 | 0.0051629 | 0.0056317 | 0.0055471 | 0.0056193 | 0.0054435 | 0.0052986 | 0.0049044 | 0.0043029 | 0.003646 | 0.0036806 | 0.0042231 | 0.0037089 | 0.0040787 | 0.0042031
Portfolio Adjusted1-in-2Size: Under 20 kWAll2025July Monthly Peak | Portfolio Adjusted | 1-in-2 | Size: Under 20 kW | All | 2025 | July Monthly Peak | 7 | 0.96705 | 0.9349 | 0.90745 | 0.9011 | 0.9037 | 0.91892 | 0.86031 | 1.0346 | 1.4079 | 1.7719 | 2.0781 | 2.2441 | 2.3215 | 2.3748 | 2.4106 | 2.3875 | 2.2729 | 1.9439 | 1.6004 | 1.4172 | 1.4146 | 1.2905 | 1.1459 | 1.0388 | 0 | 0 | 0 | 0 | 0 | 0 | 0 | 0 | 0 | 0 | 0 | 0 | 0 | 0 | 0.0041729 | 0.012021 | 0.014613 | 0.014008 | 0 | 0 | 0 | 0 | 0 | 0 | 74.9142 | 73.7206 | 72.8713 | 72.0583 | 71.1699 | 70.2899 | 69.6855 | 70.3062 | 73.3622 | 77.4132 | 81.5579 | 85.0795 | 87.855 | 89.3627 | 90.3913 | 90.8467 | 90.7142 | 89.7739 | 88.7947 | 87.2888 | 84.5764 | 81.0451 | 78.6552 | 77.0056 | 0.0049209 | 0.0058995 | 0.0028564 | 0.0036719 | 0.0040927 | 0.0076724 | 0.0054622 | 0.0036724 | 0.004152 | 0.0050226 | 0.0059935 | 0.0065293 | 0.0064413 | 0.0065173 | 0.006266 | 0.0060816 | 0.0056583 | 0.004934 | 0.0041157 | 0.0041236 | 0.0046329 | 0.0040296 | 0.0044105 | 0.0044524
Portfolio Adjusted1-in-2Size: Under 20 kWAll2025August Monthly Peak | Portfolio Adjusted | 1-in-2 | Size: Under 20 kW | All | 2025 | August Monthly Peak | 8 | 0.97343 | 0.94075 | 0.91335 | 0.90555 | 0.91056 | 0.939 | 0.90061 | 1.0327 | 1.4061 | 1.7655 | 2.0639 | 2.2362 | 2.3064 | 2.3586 | 2.4082 | 2.3854 | 2.2688 | 1.9319 | 1.5974 | 1.4514 | 1.4275 | 1.2709 | 1.1313 | 1.0355 | 0 | 0 | 0 | 0 | 0 | 0 | 0 | 0 | 0 | 0 | 0 | 0 | 0 | 0 | 0.0041687 | 0.01201 | 0.014586 | 0.013922 | 0 | 0 | 0 | 0 | 0 | 0 | 73.8552 | 72.6389 | 71.3566 | 70.4341 | 69.6307 | 68.7516 | 68.2579 | 67.8596 | 70.0617 | 75.1287 | 80.5472 | 85.0639 | 88.2982 | 90.1632 | 91.3697 | 91.9321 | 92.0096 | 91.5392 | 90.0097 | 86.8505 | 82.7245 | 79.6394 | 77.5491 | 75.9087 | 0.0049344 | 0.0059113 | 0.0028632 | 0.0036769 | 0.0041135 | 0.0078284 | 0.0056653 | 0.0036375 | 0.0041029 | 0.0049289 | 0.0058811 | 0.0064169 | 0.0063124 | 0.006386 | 0.0061824 | 0.005999 | 0.0055654 | 0.0048271 | 0.0040561 | 0.0041561 | 0.0046241 | 0.0039336 | 0.0043285 | 0.0044278
Portfolio Adjusted1-in-2Size: Under 20 kWAll2025September Monthly Peak | Portfolio Adjusted | 1-in-2 | Size: Under 20 kW | All | 2025 | September Monthly Peak | 9 | 0.95028 | 0.9196 | 0.89494 | 0.88935 | 0.89443 | 0.93046 | 0.94791 | 1.0132 | 1.3684 | 1.7221 | 2.0126 | 2.187 | 2.2602 | 2.312 | 2.348 | 2.3205 | 2.1933 | 1.8551 | 1.5359 | 1.4946 | 1.37 | 1.217 | 1.0873 | 1.0025 | 0 | 0 | 0 | 0 | 0 | 0 | 0 | 0 | 0 | 0 | 0 | 0 | 0 | 0 | 0.0040646 | 0.011683 | 0.014101 | 0.013369 | 0 | 0 | 0 | 0 | 0 | 0 | 72.3532 | 71.2581 | 70.1219 | 69.1053 | 68.1849 | 67.3728 | 66.9838 | 66.7867 | 69.0178 | 73.9289 | 79.1947 | 83.9679 | 87.832 | 90.089 | 91.3972 | 91.903 | 91.8421 | 90.941 | 89.5477 | 86.6703 | 82.6396 | 79.5996 | 77.4329 | 75.999 | 0.0048176 | 0.005776 | 0.0028042 | 0.0036134 | 0.0040383 | 0.007755 | 0.0059335 | 0.0035519 | 0.003976 | 0.0047897 | 0.0057174 | 0.0062771 | 0.0061826 | 0.0062573 | 0.0060356 | 0.0058401 | 0.0053799 | 0.004639 | 0.0038978 | 0.0042491 | 0.0044245 | 0.0037534 | 0.0041493 | 0.004282
Portfolio Adjusted1-in-2Size: Under 20 kWAll2025October Monthly Peak | Portfolio Adjusted | 1-in-2 | Size: Under 20 kW | All | 2025 | October Monthly Peak | 10 | 0.87536 | 0.85584 | 0.83933 | 0.83487 | 0.83704 | 0.86404 | 0.91858 | 0.90771 | 1.1388 | 1.3899 | 1.5972 | 1.7203 | 1.7734 | 1.8327 | 1.8838 | 1.8689 | 1.7677 | 1.5013 | 1.3883 | 1.3195 | 1.2083 | 1.0884 | 0.98399 | 0.9215 | 0 | 0 | 0 | 0 | 0 | 0 | 0 | 0 | 0 | 0 | 0 | 0 | 0 | 0 | 0.003261 | 0.0094095 | 0.011365 | 0.010819 | 0 | 0 | 0 | 0 | 0 | 0 | 64.2977 | 63.3755 | 62.5165 | 61.5393 | 60.6886 | 60.0008 | 59.3401 | 58.9577 | 59.9214 | 64.028 | 69.8742 | 76.0483 | 81.3074 | 84.2866 | 85.1069 | 85.7884 | 85.945 | 85.0343 | 82.636 | 78.0826 | 74.3576 | 71.4658 | 69.1046 | 67.2142 | 0.0044101 | 0.0053504 | 0.0026228 | 0.0033798 | 0.0037681 | 0.007193 | 0.0057189 | 0.0031689 | 0.0033239 | 0.0038913 | 0.0045451 | 0.0049431 | 0.0048522 | 0.0049631 | 0.0048364 | 0.0046927 | 0.0043232 | 0.0037404 | 0.0034875 | 0.0037229 | 0.0038687 | 0.0033286 | 0.0037296 | 0.0039131
Portfolio Adjusted1-in-2Size: Under 20 kWAll2025November Monthly Peak | Portfolio Adjusted | 1-in-2 | Size: Under 20 kW | All | 2025 | November Monthly Peak | 11 | 0.84477 | 0.82673 | 0.82184 | 0.81642 | 0.81916 | 0.84734 | 0.80943 | 0.85856 | 1.0779 | 1.2592 | 1.3906 | 1.449 | 1.455 | 1.4732 | 1.4823 | 1.4632 | 1.4164 | 1.4449 | 1.3018 | 1.1854 | 1.0976 | 0.99787 | 0.91715 | 0.87318 | 0 | 0 | 0 | 0 | 0 | 0 | 0 | 0 | 0 | 0 | 0 | 0 | 0 | 0 | 0.002566 | 0.0073671 | 0.0091064 | 0.010413 | 0 | 0 | 0 | 0 | 0 | 0 | 56.6806 | 55.7522 | 55.0728 | 54.2628 | 53.2214 | 52.5035 | 52.3553 | 52.3146 | 54.8798 | 59.4078 | 64.2289 | 68.6232 | 71.4472 | 72.9756 | 73.719 | 73.5443 | 71.9479 | 69.026 | 65.7095 | 63.5566 | 61.879 | 60.7848 | 59.7905 | 59.0304 | 0.0042547 | 0.0051648 | 0.0025579 | 0.0032981 | 0.0036828 | 0.0070276 | 0.00505 | 0.0030261 | 0.0031535 | 0.0035486 | 0.003982 | 0.0041867 | 0.0040038 | 0.0039995 | 0.0038187 | 0.0036808 | 0.0034648 | 0.003579 | 0.0032606 | 0.0033432 | 0.0035169 | 0.0030541 | 0.0034555 | 0.0037015
Portfolio Adjusted1-in-2Size: Under 20 kWAll2025December Monthly Peak | Portfolio Adjusted | 1-in-2 | Size: Under 20 kW | All | 2025 | December Monthly Peak | 12 | 0.86055 | 0.84814 | 0.84251 | 0.8418 | 0.84627 | 0.88618 | 0.92177 | 0.94049 | 1.1914 | 1.3854 | 1.4785 | 1.4684 | 1.4174 | 1.373 | 1.342 | 1.3133 | 1.3467 | 1.4573 | 1.3591 | 1.2518 | 1.1599 | 1.0705 | 0.97586 | 0.88883 | 0 | 0 | 0 | 0 | 0 | 0 | 0 | 0 | 0 | 0 | 0 | 0 | 0 | 0 | 0.002323 | 0.0066122 | 0.0086581 | 0.010502 | 0 | 0 | 0 | 0 | 0 | 0 | 47.8505 | 47.1423 | 46.5937 | 46.0218 | 45.5151 | 44.9578 | 44.7341 | 44.6586 | 45.3435 | 48.6314 | 52.3647 | 55.4758 | 57.5481 | 58.5454 | 59.1783 | 59.4463 | 58.779 | 56.4824 | 53.6564 | 51.6216 | 50.0482 | 48.198 | 46.5179 | 45.2435 | 0.0043252 | 0.0052905 | 0.0026193 | 0.003404 | 0.0038032 | 0.007334 | 0.0056857 | 0.0032681 | 0.0034548 | 0.0038676 | 0.0042127 | 0.004238 | 0.0039093 | 0.0037503 | 0.0034756 | 0.0033328 | 0.0033305 | 0.0036571 | 0.0034361 | 0.0035682 | 0.0037655 | 0.0033201 | 0.0037192 | 0.0037545
Portfolio Adjusted1-in-2Size: Under 20 kWAll2025Typical Event Day | Portfolio Adjusted | 1-in-2 | Size: Under 20 kW | All | 2025 | Typical Event Day | 8 | 0.96641 | 0.93428 | 0.90783 | 0.90006 | 0.90535 | 0.93321 | 0.89443 | 1.0189 | 1.3774 | 1.7206 | 2.0064 | 2.1716 | 2.2398 | 2.2945 | 2.3481 | 2.3293 | 2.2159 | 1.8872 | 1.5637 | 1.4231 | 1.4053 | 1.2525 | 1.1167 | 1.0258 | 0 | 0 | 0 | 0 | 0 | 0 | 0 | 0 | 0 | 0 | 0 | 0 | 0 | 0 | 0.0040647 | 0.011727 | 0.014246 | 0.0136 | 0 | 0 | 0 | 0 | 0 | 0 | 72.4304 | 71.2663 | 70.1882 | 69.2472 | 68.3614 | 67.4909 | 66.9177 | 67.1252 | 69.8239 | 74.5099 | 79.407 | 83.6865 | 86.8445 | 88.6218 | 89.7761 | 90.2757 | 90.3285 | 89.6524 | 88.4314 | 85.9461 | 82.3759 | 78.9513 | 76.6792 | 75.0298 | 0.0049066 | 0.0058799 | 0.0028498 | 0.0036599 | 0.0040955 | 0.0077929 | 0.0056372 | 0.0036011 | 0.0040408 | 0.0048338 | 0.0057535 | 0.0062721 | 0.0061692 | 0.0062482 | 0.0060591 | 0.0058853 | 0.0054587 | 0.0047325 | 0.0039843 | 0.0040861 | 0.0045596 | 0.0038823 | 0.0042781 | 0.0043943
Portfolio Adjusted1-in-2Size: Under 20 kWAll2026January Monthly Peak | Portfolio Adjusted | 1-in-2 | Size: Under 20 kW | All | 2026 | January Monthly Peak | 1 | 0.80046 | 0.79179 | 0.78745 | 0.7876 | 0.79622 | 0.83201 | 0.88262 | 0.90759 | 1.1669 | 1.3881 | 1.482 | 1.4482 | 1.3586 | 1.276 | 1.2095 | 1.171 | 1.2469 | 1.458 | 1.4552 | 1.3583 | 1.2481 | 1.1572 | 1.0295 | 0.83843 | 0 | 0 | 0 | 0 | 0 | 0 | 0 | 0 | 0 | 0 | 0 | 0 | 0 | 0 | 0.0020938 | 0.0058957 | 0.0080161 | 0.010507 | 0 | 0 | 0 | 0 | 0 | 0 | 43.8334 | 43.2255 | 42.5699 | 42.064 | 41.5244 | 41.2145 | 40.9855 | 40.7509 | 41.0694 | 43.2609 | 46.6987 | 49.3767 | 51.2462 | 52.5753 | 53.3718 | 53.737 | 53.4811 | 52.103 | 50.2898 | 48.9241 | 47.8039 | 46.8674 | 46.0385 | 45.332 | 0.0039149 | 0.0048023 | 0.0023885 | 0.0030916 | 0.0034804 | 0.0067038 | 0.005289 | 0.0030547 | 0.0032861 | 0.0037728 | 0.0041318 | 0.0040932 | 0.0036691 | 0.0034269 | 0.0030879 | 0.0029364 | 0.0031021 | 0.0037167 | 0.0037174 | 0.0039336 | 0.0041126 | 0.0036456 | 0.0039455 | 0.0034476
Portfolio Adjusted1-in-2Size: Under 20 kWAll2026February Monthly Peak | Portfolio Adjusted | 1-in-2 | Size: Under 20 kW | All | 2026 | February Monthly Peak | 2 | 0.82107 | 0.8085 | 0.80342 | 0.80631 | 0.81553 | 0.85237 | 0.85698 | 0.87857 | 1.1247 | 1.3233 | 1.4223 | 1.4203 | 1.3757 | 1.338 | 1.3075 | 1.2796 | 1.2844 | 1.3378 | 1.4101 | 1.3042 | 1.1953 | 1.0929 | 0.98799 | 0.86412 | 0 | 0 | 0 | 0 | 0 | 0 | 0 | 0 | 0 | 0 | 0 | 0 | 0 | 0 | 0.0022634 | 0.0064427 | 0.0082576 | 0.0096409 | 0 | 0 | 0 | 0 | 0 | 0 | 47.8217 | 47.4344 | 47.0826 | 46.7235 | 46.4066 | 46.2449 | 46.1949 | 46.1625 | 46.5216 | 48.3183 | 50.3457 | 52.18 | 52.9654 | 53.0173 | 53.0656 | 52.6165 | 52.1259 | 51.2247 | 49.807 | 48.434 | 47.163 | 46.3894 | 45.2374 | 44.215 | 0.0040557 | 0.0049443 | 0.0024549 | 0.0031936 | 0.0035999 | 0.0069461 | 0.0052061 | 0.0029991 | 0.0032124 | 0.0036338 | 0.0039946 | 0.0040406 | 0.0037431 | 0.0036212 | 0.0033713 | 0.0032373 | 0.0031872 | 0.0033905 | 0.0035667 | 0.0037235 | 0.0038737 | 0.0033771 | 0.003736 | 0.0035888
Portfolio Adjusted1-in-2Size: Under 20 kWAll2026March Monthly Peak | Portfolio Adjusted | 1-in-2 | Size: Under 20 kW | All | 2026 | March Monthly Peak | 3 | 0.83278 | 0.81457 | 0.80449 | 0.80474 | 0.81145 | 0.84991 | 0.88064 | 0.89271 | 1.1007 | 1.291 | 1.409 | 1.4203 | 1.3797 | 1.3598 | 1.3496 | 1.3382 | 1.3457 | 1.2947 | 1.2753 | 1.3132 | 1.2237 | 1.1279 | 1.011 | 0.87905 | 0 | 0 | 0 | 0 | 0 | 0 | 0 | 0 | 0 | 0 | 0 | 0 | 0 | 0 | 0.0023362 | 0.0067377 | 0.0086518 | 0.00933 | 0 | 0 | 0 | 0 | 0 | 0 | 47.5372 | 46.8423 | 46.2057 | 45.815 | 45.4645 | 45.0097 | 44.623 | 44.5355 | 46.4105 | 48.7483 | 51.0239 | 53.0223 | 54.43 | 55.448 | 55.8733 | 56.2846 | 56.0964 | 55.4142 | 53.8598 | 51.7368 | 50.3319 | 49.1603 | 48.2609 | 47.349 | 0.0041188 | 0.0049901 | 0.0024589 | 0.0031936 | 0.0035862 | 0.0069288 | 0.0053509 | 0.0030398 | 0.0031346 | 0.0035414 | 0.0039483 | 0.0040311 | 0.0037544 | 0.0036854 | 0.0034783 | 0.0033801 | 0.0033367 | 0.0032982 | 0.0032599 | 0.0037624 | 0.0039804 | 0.0034948 | 0.0038354 | 0.003652
Portfolio Adjusted1-in-2Size: Under 20 kWAll2026April Monthly Peak | Portfolio Adjusted | 1-in-2 | Size: Under 20 kW | All | 2026 | April Monthly Peak | 4 | 0.87128 | 0.84525 | 0.82876 | 0.82524 | 0.82686 | 0.85311 | 0.82297 | 0.8459 | 1.0602 | 1.2669 | 1.441 | 1.535 | 1.5829 | 1.6313 | 1.6791 | 1.6731 | 1.5963 | 1.3815 | 1.1837 | 1.1955 | 1.1903 | 1.074 | 0.9743 | 0.92051 | 0 | 0 | 0 | 0 | 0 | 0 | 0 | 0 | 0 | 0 | 0 | 0 | 0 | 0 | 0.0029067 | 0.0084237 | 0.010263 | 0.0099558 | 0 | 0 | 0 | 0 | 0 | 0 | 62.0801 | 60.9865 | 59.6266 | 58.4511 | 57.569 | 56.8904 | 56.4206 | 56.411 | 58.9083 | 62.8854 | 67.7442 | 72.0056 | 75.2527 | 77.6068 | 78.8017 | 79.4204 | 79.4936 | 78.9236 | 77.5615 | 75.1089 | 71.3153 | 68.4274 | 66.2957 | 64.0056 | 0.0043788 | 0.0052706 | 0.00258 | 0.0033345 | 0.003717 | 0.0070923 | 0.0051563 | 0.0029761 | 0.003119 | 0.003584 | 0.00415 | 0.0044665 | 0.004394 | 0.0044726 | 0.0043625 | 0.0042454 | 0.0039387 | 0.0034682 | 0.0030017 | 0.0033965 | 0.0038144 | 0.003271 | 0.0036653 | 0.0038946
Portfolio Adjusted1-in-2Size: Under 20 kWAll2026May Monthly Peak | Portfolio Adjusted | 1-in-2 | Size: Under 20 kW | All | 2026 | May Monthly Peak | 5 | 0.8894 | 0.86274 | 0.84065 | 0.8343 | 0.83899 | 0.85187 | 0.7829 | 0.87007 | 1.1114 | 1.3393 | 1.5267 | 1.6351 | 1.6746 | 1.7172 | 1.7583 | 1.755 | 1.6635 | 1.4222 | 1.2036 | 1.1531 | 1.2094 | 1.091 | 0.98992 | 0.94221 | 0 | 0 | 0 | 0 | 0 | 0 | 0 | 0 | 0 | 0 | 0 | 0 | 0 | 0 | 0.0030437 | 0.0088363 | 0.010695 | 0.010249 | 0 | 0 | 0 | 0 | 0 | 0 | 64.3412 | 63.4466 | 62.6679 | 61.7619 | 60.9609 | 60.352 | 59.843 | 60.2749 | 62.3805 | 65.9538 | 69.7916 | 73.5406 | 76.7982 | 79.293 | 80.3417 | 80.9387 | 80.8113 | 79.9239 | 78.2908 | 75.7761 | 72.3185 | 69.415 | 67.3168 | 65.8498 | 0.0044886 | 0.0054046 | 0.0026271 | 0.0033866 | 0.0037869 | 0.0070973 | 0.0049491 | 0.0030878 | 0.0033025 | 0.0038426 | 0.0044647 | 0.0048414 | 0.0047293 | 0.0047855 | 0.0046376 | 0.0045242 | 0.0041654 | 0.0036165 | 0.0030823 | 0.0033102 | 0.0038964 | 0.00334 | 0.0037403 | 0.0040071
Portfolio Adjusted1-in-2Size: Under 20 kWAll2026June Monthly Peak | Portfolio Adjusted | 1-in-2 | Size: Under 20 kW | All | 2026 | June Monthly Peak | 6 | 0.92464 | 0.89321 | 0.87023 | 0.86206 | 0.86532 | 0.86129 | 0.79883 | 0.94376 | 1.2439 | 1.5321 | 1.7809 | 1.9254 | 1.9875 | 2.0405 | 2.0846 | 2.0717 | 1.967 | 1.6931 | 1.4183 | 1.2704 | 1.2961 | 1.196 | 1.0689 | 0.98452 | 0 | 0 | 0 | 0 | 0 | 0 | 0 | 0 | 0 | 0 | 0 | 0 | 0 | 0 | 0.0036086 | 0.010431 | 0.012646 | 0.012201 | 0 | 0 | 0 | 0 | 0 | 0 | 68.5991 | 67.4474 | 66.4031 | 65.391 | 64.4599 | 63.5492 | 62.7433 | 63.5484 | 66.8538 | 71.5687 | 76.3282 | 80.6348 | 83.3929 | 84.8722 | 85.9463 | 86.4212 | 86.7482 | 86.3555 | 85.3734 | 82.9746 | 79.563 | 75.521 | 73.0796 | 71.2059 | 0.0046805 | 0.0056093 | 0.0027227 | 0.0035006 | 0.0039009 | 0.0071741 | 0.0050692 | 0.0033484 | 0.0036888 | 0.0043749 | 0.0051629 | 0.0056317 | 0.0055471 | 0.0056193 | 0.0054435 | 0.0052986 | 0.0049044 | 0.0043029 | 0.003646 | 0.0036806 | 0.0042231 | 0.0037089 | 0.0040787 | 0.0042031
Portfolio Adjusted1-in-2Size: Under 20 kWAll2026July Monthly Peak | Portfolio Adjusted | 1-in-2 | Size: Under 20 kW | All | 2026 | July Monthly Peak | 7 | 0.96705 | 0.9349 | 0.90745 | 0.9011 | 0.9037 | 0.91892 | 0.86031 | 1.0346 | 1.4079 | 1.7719 | 2.0781 | 2.2441 | 2.3215 | 2.3748 | 2.4106 | 2.3875 | 2.2729 | 1.9439 | 1.6004 | 1.4172 | 1.4146 | 1.2905 | 1.1459 | 1.0388 | 0 | 0 | 0 | 0 | 0 | 0 | 0 | 0 | 0 | 0 | 0 | 0 | 0 | 0 | 0.0041729 | 0.012021 | 0.014613 | 0.014008 | 0 | 0 | 0 | 0 | 0 | 0 | 74.9142 | 73.7206 | 72.8713 | 72.0583 | 71.1699 | 70.2899 | 69.6855 | 70.3062 | 73.3622 | 77.4132 | 81.5579 | 85.0795 | 87.855 | 89.3627 | 90.3913 | 90.8467 | 90.7142 | 89.7739 | 88.7947 | 87.2888 | 84.5764 | 81.0451 | 78.6552 | 77.0056 | 0.0049209 | 0.0058995 | 0.0028564 | 0.0036719 | 0.0040927 | 0.0076724 | 0.0054622 | 0.0036724 | 0.004152 | 0.0050226 | 0.0059935 | 0.0065293 | 0.0064413 | 0.0065173 | 0.006266 | 0.0060816 | 0.0056583 | 0.004934 | 0.0041157 | 0.0041236 | 0.0046329 | 0.0040296 | 0.0044105 | 0.0044524
Portfolio Adjusted1-in-2Size: Under 20 kWAll2026August Monthly Peak | Portfolio Adjusted | 1-in-2 | Size: Under 20 kW | All | 2026 | August Monthly Peak | 8 | 0.97343 | 0.94075 | 0.91335 | 0.90555 | 0.91056 | 0.939 | 0.90061 | 1.0327 | 1.4061 | 1.7655 | 2.0639 | 2.2362 | 2.3064 | 2.3586 | 2.4082 | 2.3854 | 2.2688 | 1.9319 | 1.5974 | 1.4514 | 1.4275 | 1.2709 | 1.1313 | 1.0355 | 0 | 0 | 0 | 0 | 0 | 0 | 0 | 0 | 0 | 0 | 0 | 0 | 0 | 0 | 0.0041687 | 0.01201 | 0.014586 | 0.013922 | 0 | 0 | 0 | 0 | 0 | 0 | 73.8552 | 72.6389 | 71.3566 | 70.4341 | 69.6307 | 68.7516 | 68.2579 | 67.8596 | 70.0617 | 75.1287 | 80.5472 | 85.0639 | 88.2982 | 90.1632 | 91.3697 | 91.9321 | 92.0096 | 91.5392 | 90.0097 | 86.8505 | 82.7245 | 79.6394 | 77.5491 | 75.9087 | 0.0049344 | 0.0059113 | 0.0028632 | 0.0036769 | 0.0041135 | 0.0078284 | 0.0056653 | 0.0036375 | 0.0041029 | 0.0049289 | 0.0058811 | 0.0064169 | 0.0063124 | 0.006386 | 0.0061824 | 0.005999 | 0.0055654 | 0.0048271 | 0.0040561 | 0.0041561 | 0.0046241 | 0.0039336 | 0.0043285 | 0.0044278
Portfolio Adjusted1-in-2Size: Under 20 kWAll2026September Monthly Peak | Portfolio Adjusted | 1-in-2 | Size: Under 20 kW | All | 2026 | September Monthly Peak | 9 | 0.95028 | 0.9196 | 0.89494 | 0.88935 | 0.89443 | 0.93046 | 0.94791 | 1.0132 | 1.3684 | 1.7221 | 2.0126 | 2.187 | 2.2602 | 2.312 | 2.348 | 2.3205 | 2.1933 | 1.8551 | 1.5359 | 1.4946 | 1.37 | 1.217 | 1.0873 | 1.0025 | 0 | 0 | 0 | 0 | 0 | 0 | 0 | 0 | 0 | 0 | 0 | 0 | 0 | 0 | 0.0040646 | 0.011683 | 0.014101 | 0.013369 | 0 | 0 | 0 | 0 | 0 | 0 | 72.3532 | 71.2581 | 70.1219 | 69.1053 | 68.1849 | 67.3728 | 66.9838 | 66.7867 | 69.0178 | 73.9289 | 79.1947 | 83.9679 | 87.832 | 90.089 | 91.3972 | 91.903 | 91.8421 | 90.941 | 89.5477 | 86.6703 | 82.6396 | 79.5996 | 77.4329 | 75.999 | 0.0048176 | 0.005776 | 0.0028042 | 0.0036134 | 0.0040383 | 0.007755 | 0.0059335 | 0.0035519 | 0.003976 | 0.0047897 | 0.0057174 | 0.0062771 | 0.0061826 | 0.0062573 | 0.0060356 | 0.0058401 | 0.0053799 | 0.004639 | 0.0038978 | 0.0042491 | 0.0044245 | 0.0037534 | 0.0041493 | 0.004282
Portfolio Adjusted1-in-2Size: Under 20 kWAll2026October Monthly Peak | Portfolio Adjusted | 1-in-2 | Size: Under 20 kW | All | 2026 | October Monthly Peak | 10 | 0.87536 | 0.85584 | 0.83933 | 0.83487 | 0.83704 | 0.86404 | 0.91858 | 0.90771 | 1.1388 | 1.3899 | 1.5972 | 1.7203 | 1.7734 | 1.8327 | 1.8838 | 1.8689 | 1.7677 | 1.5013 | 1.3883 | 1.3195 | 1.2083 | 1.0884 | 0.98399 | 0.9215 | 0 | 0 | 0 | 0 | 0 | 0 | 0 | 0 | 0 | 0 | 0 | 0 | 0 | 0 | 0.003261 | 0.0094095 | 0.011365 | 0.010819 | 0 | 0 | 0 | 0 | 0 | 0 | 64.2977 | 63.3755 | 62.5165 | 61.5393 | 60.6886 | 60.0008 | 59.3401 | 58.9577 | 59.9214 | 64.028 | 69.8742 | 76.0483 | 81.3074 | 84.2866 | 85.1069 | 85.7884 | 85.945 | 85.0343 | 82.636 | 78.0826 | 74.3576 | 71.4658 | 69.1046 | 67.2142 | 0.0044101 | 0.0053504 | 0.0026228 | 0.0033798 | 0.0037681 | 0.007193 | 0.0057189 | 0.0031689 | 0.0033239 | 0.0038913 | 0.0045451 | 0.0049431 | 0.0048522 | 0.0049631 | 0.0048364 | 0.0046927 | 0.0043232 | 0.0037404 | 0.0034875 | 0.0037229 | 0.0038687 | 0.0033286 | 0.0037296 | 0.0039131
Portfolio Adjusted1-in-2Size: Under 20 kWAll2026November Monthly Peak | Portfolio Adjusted | 1-in-2 | Size: Under 20 kW | All | 2026 | November Monthly Peak | 11 | 0.84477 | 0.82673 | 0.82184 | 0.81642 | 0.81916 | 0.84734 | 0.80943 | 0.85856 | 1.0779 | 1.2592 | 1.3906 | 1.449 | 1.455 | 1.4732 | 1.4823 | 1.4632 | 1.4164 | 1.4449 | 1.3018 | 1.1854 | 1.0976 | 0.99787 | 0.91715 | 0.87318 | 0 | 0 | 0 | 0 | 0 | 0 | 0 | 0 | 0 | 0 | 0 | 0 | 0 | 0 | 0.002566 | 0.0073671 | 0.0091064 | 0.010413 | 0 | 0 | 0 | 0 | 0 | 0 | 56.6806 | 55.7522 | 55.0728 | 54.2628 | 53.2214 | 52.5035 | 52.3553 | 52.3146 | 54.8798 | 59.4078 | 64.2289 | 68.6232 | 71.4472 | 72.9756 | 73.719 | 73.5443 | 71.9479 | 69.026 | 65.7095 | 63.5566 | 61.879 | 60.7848 | 59.7905 | 59.0304 | 0.0042547 | 0.0051648 | 0.0025579 | 0.0032981 | 0.0036828 | 0.0070276 | 0.00505 | 0.0030261 | 0.0031535 | 0.0035486 | 0.003982 | 0.0041867 | 0.0040038 | 0.0039995 | 0.0038187 | 0.0036808 | 0.0034648 | 0.003579 | 0.0032606 | 0.0033432 | 0.0035169 | 0.0030541 | 0.0034555 | 0.0037015
Portfolio Adjusted1-in-2Size: Under 20 kWAll2026December Monthly Peak | Portfolio Adjusted | 1-in-2 | Size: Under 20 kW | All | 2026 | December Monthly Peak | 12 | 0.86055 | 0.84814 | 0.84251 | 0.8418 | 0.84627 | 0.88618 | 0.92177 | 0.94049 | 1.1914 | 1.3854 | 1.4785 | 1.4684 | 1.4174 | 1.373 | 1.342 | 1.3133 | 1.3467 | 1.4573 | 1.3591 | 1.2518 | 1.1599 | 1.0705 | 0.97586 | 0.88883 | 0 | 0 | 0 | 0 | 0 | 0 | 0 | 0 | 0 | 0 | 0 | 0 | 0 | 0 | 0.002323 | 0.0066122 | 0.0086581 | 0.010502 | 0 | 0 | 0 | 0 | 0 | 0 | 47.8505 | 47.1423 | 46.5937 | 46.0218 | 45.5151 | 44.9578 | 44.7341 | 44.6586 | 45.3435 | 48.6314 | 52.3647 | 55.4758 | 57.5481 | 58.5454 | 59.1783 | 59.4463 | 58.779 | 56.4824 | 53.6564 | 51.6216 | 50.0482 | 48.198 | 46.5179 | 45.2435 | 0.0043252 | 0.0052905 | 0.0026193 | 0.003404 | 0.0038032 | 0.007334 | 0.0056857 | 0.0032681 | 0.0034548 | 0.0038676 | 0.0042127 | 0.004238 | 0.0039093 | 0.0037503 | 0.0034756 | 0.0033328 | 0.0033305 | 0.0036571 | 0.0034361 | 0.0035682 | 0.0037655 | 0.0033201 | 0.0037192 | 0.0037545
Portfolio Adjusted1-in-2Size: Under 20 kWAll2026Typical Event Day | Portfolio Adjusted | 1-in-2 | Size: Under 20 kW | All | 2026 | Typical Event Day | 8 | 0.96641 | 0.93428 | 0.90783 | 0.90006 | 0.90535 | 0.93321 | 0.89443 | 1.0189 | 1.3774 | 1.7206 | 2.0064 | 2.1716 | 2.2398 | 2.2945 | 2.3481 | 2.3293 | 2.2159 | 1.8872 | 1.5637 | 1.4231 | 1.4053 | 1.2525 | 1.1167 | 1.0258 | 0 | 0 | 0 | 0 | 0 | 0 | 0 | 0 | 0 | 0 | 0 | 0 | 0 | 0 | 0.0040647 | 0.011727 | 0.014246 | 0.0136 | 0 | 0 | 0 | 0 | 0 | 0 | 72.4304 | 71.2663 | 70.1882 | 69.2472 | 68.3614 | 67.4909 | 66.9177 | 67.1252 | 69.8239 | 74.5099 | 79.407 | 83.6865 | 86.8445 | 88.6218 | 89.7761 | 90.2757 | 90.3285 | 89.6524 | 88.4314 | 85.9461 | 82.3759 | 78.9513 | 76.6792 | 75.0298 | 0.0049066 | 0.0058799 | 0.0028498 | 0.0036599 | 0.0040955 | 0.0077929 | 0.0056372 | 0.0036011 | 0.0040408 | 0.0048338 | 0.0057535 | 0.0062721 | 0.0061692 | 0.0062482 | 0.0060591 | 0.0058853 | 0.0054587 | 0.0047325 | 0.0039843 | 0.0040861 | 0.0045596 | 0.0038823 | 0.0042781 | 0.0043943
Portfolio Adjusted1-in-10Size: Under 20 kWOrange County2015January Monthly Peak | Portfolio Adjusted | 1-in-10 | Size: Under 20 kW | Orange County | 2015 | January Monthly Peak | 1
Portfolio Adjusted1-in-10Size: Under 20 kWOrange County2015February Monthly Peak | Portfolio Adjusted | 1-in-10 | Size: Under 20 kW | Orange County | 2015 | February Monthly Peak | 2
Portfolio Adjusted1-in-10Size: Under 20 kWOrange County2015March Monthly Peak | Portfolio Adjusted | 1-in-10 | Size: Under 20 kW | Orange County | 2015 | March Monthly Peak | 3
Portfolio Adjusted1-in-10Size: Under 20 kWOrange County2015April Monthly Peak | Portfolio Adjusted | 1-in-10 | Size: Under 20 kW | Orange County | 2015 | April Monthly Peak | 4
Portfolio Adjusted1-in-10Size: Under 20 kWOrange County2015May Monthly Peak | Portfolio Adjusted | 1-in-10 | Size: Under 20 kW | Orange County | 2015 | May Monthly Peak | 5
Portfolio Adjusted1-in-10Size: Under 20 kWOrange County2015June Monthly Peak | Portfolio Adjusted | 1-in-10 | Size: Under 20 kW | Orange County | 2015 | June Monthly Peak | 6
Portfolio Adjusted1-in-10Size: Under 20 kWOrange County2015July Monthly Peak | Portfolio Adjusted | 1-in-10 | Size: Under 20 kW | Orange County | 2015 | July Monthly Peak | 7
Portfolio Adjusted1-in-10Size: Under 20 kWOrange County2015August Monthly Peak | Portfolio Adjusted | 1-in-10 | Size: Under 20 kW | Orange County | 2015 | August Monthly Peak | 8
Portfolio Adjusted1-in-10Size: Under 20 kWOrange County2015September Monthly Peak | Portfolio Adjusted | 1-in-10 | Size: Under 20 kW | Orange County | 2015 | September Monthly Peak | 9
Portfolio Adjusted1-in-10Size: Under 20 kWOrange County2015October Monthly Peak | Portfolio Adjusted | 1-in-10 | Size: Under 20 kW | Orange County | 2015 | October Monthly Peak | 10
Portfolio Adjusted1-in-10Size: Under 20 kWOrange County2015November Monthly Peak | Portfolio Adjusted | 1-in-10 | Size: Under 20 kW | Orange County | 2015 | November Monthly Peak | 11
Portfolio Adjusted1-in-10Size: Under 20 kWOrange County2015December Monthly Peak | Portfolio Adjusted | 1-in-10 | Size: Under 20 kW | Orange County | 2015 | December Monthly Peak | 12
Portfolio Adjusted1-in-10Size: Under 20 kWOrange County2015Typical Event Day | Portfolio Adjusted | 1-in-10 | Size: Under 20 kW | Orange County | 2015 | Typical Event Day | 8
Portfolio Adjusted1-in-10Size: Under 20 kWOrange County2016January Monthly Peak | Portfolio Adjusted | 1-in-10 | Size: Under 20 kW | Orange County | 2016 | January Monthly Peak | 1
Portfolio Adjusted1-in-10Size: Under 20 kWOrange County2016February Monthly Peak | Portfolio Adjusted | 1-in-10 | Size: Under 20 kW | Orange County | 2016 | February Monthly Peak | 2
Portfolio Adjusted1-in-10Size: Under 20 kWOrange County2016March Monthly Peak | Portfolio Adjusted | 1-in-10 | Size: Under 20 kW | Orange County | 2016 | March Monthly Peak | 3
Portfolio Adjusted1-in-10Size: Under 20 kWOrange County2016April Monthly Peak | Portfolio Adjusted | 1-in-10 | Size: Under 20 kW | Orange County | 2016 | April Monthly Peak | 4
Portfolio Adjusted1-in-10Size: Under 20 kWOrange County2016May Monthly Peak | Portfolio Adjusted | 1-in-10 | Size: Under 20 kW | Orange County | 2016 | May Monthly Peak | 5
Portfolio Adjusted1-in-10Size: Under 20 kWOrange County2016June Monthly Peak | Portfolio Adjusted | 1-in-10 | Size: Under 20 kW | Orange County | 2016 | June Monthly Peak | 6
Portfolio Adjusted1-in-10Size: Under 20 kWOrange County2016July Monthly Peak | Portfolio Adjusted | 1-in-10 | Size: Under 20 kW | Orange County | 2016 | July Monthly Peak | 7
Portfolio Adjusted1-in-10Size: Under 20 kWOrange County2016August Monthly Peak | Portfolio Adjusted | 1-in-10 | Size: Under 20 kW | Orange County | 2016 | August Monthly Peak | 8
Portfolio Adjusted1-in-10Size: Under 20 kWOrange County2016September Monthly Peak | Portfolio Adjusted | 1-in-10 | Size: Under 20 kW | Orange County | 2016 | September Monthly Peak | 9
Portfolio Adjusted1-in-10Size: Under 20 kWOrange County2016October Monthly Peak | Portfolio Adjusted | 1-in-10 | Size: Under 20 kW | Orange County | 2016 | October Monthly Peak | 10
Portfolio Adjusted1-in-10Size: Under 20 kWOrange County2016November Monthly Peak | Portfolio Adjusted | 1-in-10 | Size: Under 20 kW | Orange County | 2016 | November Monthly Peak | 11
Portfolio Adjusted1-in-10Size: Under 20 kWOrange County2016December Monthly Peak | Portfolio Adjusted | 1-in-10 | Size: Under 20 kW | Orange County | 2016 | December Monthly Peak | 12
Portfolio Adjusted1-in-10Size: Under 20 kWOrange County2016Typical Event Day | Portfolio Adjusted | 1-in-10 | Size: Under 20 kW | Orange County | 2016 | Typical Event Day | 8
Portfolio Adjusted1-in-10Size: Under 20 kWOrange County2017January Monthly Peak | Portfolio Adjusted | 1-in-10 | Size: Under 20 kW | Orange County | 2017 | January Monthly Peak | 1
Portfolio Adjusted1-in-10Size: Under 20 kWOrange County2017February Monthly Peak | Portfolio Adjusted | 1-in-10 | Size: Under 20 kW | Orange County | 2017 | February Monthly Peak | 2
Portfolio Adjusted1-in-10Size: Under 20 kWOrange County2017March Monthly Peak | Portfolio Adjusted | 1-in-10 | Size: Under 20 kW | Orange County | 2017 | March Monthly Peak | 3
Portfolio Adjusted1-in-10Size: Under 20 kWOrange County2017April Monthly Peak | Portfolio Adjusted | 1-in-10 | Size: Under 20 kW | Orange County | 2017 | April Monthly Peak | 4
Portfolio Adjusted1-in-10Size: Under 20 kWOrange County2017May Monthly Peak | Portfolio Adjusted | 1-in-10 | Size: Under 20 kW | Orange County | 2017 | May Monthly Peak | 5
Portfolio Adjusted1-in-10Size: Under 20 kWOrange County2017June Monthly Peak | Portfolio Adjusted | 1-in-10 | Size: Under 20 kW | Orange County | 2017 | June Monthly Peak | 6
Portfolio Adjusted1-in-10Size: Under 20 kWOrange County2017July Monthly Peak | Portfolio Adjusted | 1-in-10 | Size: Under 20 kW | Orange County | 2017 | July Monthly Peak | 7
Portfolio Adjusted1-in-10Size: Under 20 kWOrange County2017August Monthly Peak | Portfolio Adjusted | 1-in-10 | Size: Under 20 kW | Orange County | 2017 | August Monthly Peak | 8
Portfolio Adjusted1-in-10Size: Under 20 kWOrange County2017September Monthly Peak | Portfolio Adjusted | 1-in-10 | Size: Under 20 kW | Orange County | 2017 | September Monthly Peak | 9
Portfolio Adjusted1-in-10Size: Under 20 kWOrange County2017October Monthly Peak | Portfolio Adjusted | 1-in-10 | Size: Under 20 kW | Orange County | 2017 | October Monthly Peak | 10
Portfolio Adjusted1-in-10Size: Under 20 kWOrange County2017November Monthly Peak | Portfolio Adjusted | 1-in-10 | Size: Under 20 kW | Orange County | 2017 | November Monthly Peak | 11
Portfolio Adjusted1-in-10Size: Under 20 kWOrange County2017December Monthly Peak | Portfolio Adjusted | 1-in-10 | Size: Under 20 kW | Orange County | 2017 | December Monthly Peak | 12
Portfolio Adjusted1-in-10Size: Under 20 kWOrange County2017Typical Event Day | Portfolio Adjusted | 1-in-10 | Size: Under 20 kW | Orange County | 2017 | Typical Event Day | 8
Portfolio Adjusted1-in-10Size: Under 20 kWOrange County2018January Monthly Peak | Portfolio Adjusted | 1-in-10 | Size: Under 20 kW | Orange County | 2018 | January Monthly Peak | 1
Portfolio Adjusted1-in-10Size: Under 20 kWOrange County2018February Monthly Peak | Portfolio Adjusted | 1-in-10 | Size: Under 20 kW | Orange County | 2018 | February Monthly Peak | 2
Portfolio Adjusted1-in-10Size: Under 20 kWOrange County2018March Monthly Peak | Portfolio Adjusted | 1-in-10 | Size: Under 20 kW | Orange County | 2018 | March Monthly Peak | 3
Portfolio Adjusted1-in-10Size: Under 20 kWOrange County2018April Monthly Peak | Portfolio Adjusted | 1-in-10 | Size: Under 20 kW | Orange County | 2018 | April Monthly Peak | 4 | 1.0255 | 0.98152 | 0.95359 | 0.95377 | 0.95248 | 0.96028 | 0.88609 | 0.84445 | 1.079 | 1.3743 | 1.6504 | 1.8097 | 1.9148 | 1.987 | 2.0667 | 2.0892 | 2.0162 | 1.6934 | 1.3736 | 1.3845 | 1.3789 | 1.2503 | 1.1492 | 1.0838 | 0 | 0 | 0 | 0 | 0 | 0 | 0 | 0 | 0 | 0 | 0 | 0 | 0 | 0 | 0.0035776 | 0.010519 | 0.012962 | 0.012203 | 0 | 0 | 0 | 0 | 0 | 0 | 71.1926 | 69.4146 | 67.8292 | 66.1962 | 65.218 | 64.5556 | 63.9975 | 64.1029 | 67.1376 | 72.6618 | 78.5773 | 83.9887 | 87.5934 | 89.5511 | 90.1946 | 90.6612 | 90.6434 | 89.8095 | 88.1661 | 84.5274 | 79.5773 | 75.6607 | 73.0987 | 71.105 | 0.0075202 | 0.0089196 | 0.0043199 | 0.0056061 | 0.0062172 | 0.011547 | 0.0079746 | 0.0041998 | 0.0044393 | 0.0054901 | 0.0067794 | 0.0075288 | 0.0076255 | 0.0078277 | 0.0077349 | 0.0076718 | 0.0072378 | 0.0061755 | 0.0050543 | 0.0057324 | 0.0064622 | 0.0055744 | 0.0063154 | 0.0066803
Portfolio Adjusted1-in-10Size: Under 20 kWOrange County2018May Monthly Peak | Portfolio Adjusted | 1-in-10 | Size: Under 20 kW | Orange County | 2018 | May Monthly Peak | 5 | 1.0422 | 0.99696 | 0.96342 | 0.95793 | 0.96012 | 0.95832 | 0.82207 | 0.87163 | 1.1434 | 1.4687 | 1.7619 | 1.9289 | 2.0296 | 2.0948 | 2.1634 | 2.1717 | 2.0982 | 1.7425 | 1.3971 | 1.3292 | 1.4041 | 1.278 | 1.169 | 1.1018 | 0 | 0 | 0 | 0 | 0 | 0 | 0 | 0 | 0 | 0 | 0 | 0 | 0 | 0 | 0.003745 | 0.010934 | 0.013489 | 0.012557 | 0 | 0 | 0 | 0 | 0 | 0 | 71.8965 | 70.5581 | 68.9578 | 68.2377 | 67.5956 | 66.7233 | 66.3172 | 66.7137 | 70.7092 | 76.9331 | 82.326 | 86.532 | 89.108 | 91.0001 | 92.4097 | 93.2572 | 93.325 | 92.0978 | 89.9757 | 87.2413 | 83.8084 | 80.0496 | 77.2259 | 75.1456 | 0.0076425 | 0.0090599 | 0.0043644 | 0.0056305 | 0.0062671 | 0.011524 | 0.0073984 | 0.004335 | 0.0047042 | 0.0058673 | 0.0072376 | 0.0080248 | 0.0080825 | 0.0082527 | 0.0080968 | 0.0079746 | 0.007532 | 0.0063548 | 0.0051406 | 0.0055036 | 0.00658 | 0.0056977 | 0.0064241 | 0.006791
Portfolio Adjusted1-in-10Size: Under 20 kWOrange County2018June Monthly Peak | Portfolio Adjusted | 1-in-10 | Size: Under 20 kW | Orange County | 2018 | June Monthly Peak | 6 | 1.0574 | 1.0116 | 0.97908 | 0.97126 | 0.97654 | 0.95093 | 0.81093 | 0.93163 | 1.2353 | 1.5985 | 1.9471 | 2.1423 | 2.2435 | 2.3087 | 2.3745 | 2.3686 | 2.2814 | 1.929 | 1.5499 | 1.3622 | 1.4202 | 1.3167 | 1.1995 | 1.1198 | 0 | 0 | 0 | 0 | 0 | 0 | 0 | 0 | 0 | 0 | 0 | 0 | 0 | 0 | 0.0041103 | 0.011926 | 0.014667 | 0.013901 | 0 | 0 | 0 | 0 | 0 | 0 | 72.891 | 71.6114 | 70.303 | 69.2523 | 68.0355 | 67.1906 | 67.0459 | 68.1396 | 71.3127 | 76.0505 | 81.1291 | 85.4146 | 88.3488 | 90.528 | 92.0421 | 92.623 | 92.961 | 92.3479 | 91.005 | 88.7881 | 84.8697 | 80.8725 | 78.3577 | 76.4454 | 0.0077541 | 0.0091929 | 0.0044354 | 0.0057089 | 0.0063743 | 0.011435 | 0.0072982 | 0.0046334 | 0.0050824 | 0.0063857 | 0.007998 | 0.0089127 | 0.0089343 | 0.0090954 | 0.0088866 | 0.0086976 | 0.0081898 | 0.0070349 | 0.0057031 | 0.0056401 | 0.0066555 | 0.0058703 | 0.0065917 | 0.0069017
Portfolio Adjusted1-in-10Size: Under 20 kWOrange County2018July Monthly Peak | Portfolio Adjusted | 1-in-10 | Size: Under 20 kW | Orange County | 2018 | July Monthly Peak | 7 | 1.0601 | 1.0191 | 0.983 | 0.98548 | 0.9869 | 0.99285 | 0.8482 | 0.97004 | 1.3321 | 1.7525 | 2.1411 | 2.3366 | 2.4383 | 2.4897 | 2.5692 | 2.5765 | 2.4653 | 2.0689 | 1.6384 | 1.4161 | 1.4721 | 1.344 | 1.2097 | 1.129 | 0 | 0 | 0 | 0 | 0 | 0 | 0 | 0 | 0 | 0 | 0 | 0 | 0 | 0 | 0.0044473 | 0.012972 | 0.01585 | 0.014909 | 0 | 0 | 0 | 0 | 0 | 0 | 75.1384 | 74.1787 | 73.2188 | 72.3857 | 71.6453 | 71.1742 | 70.9696 | 71.3191 | 74.2265 | 78.8667 | 83.3997 | 87.2993 | 89.7759 | 91.3358 | 92.935 | 93.3913 | 94.0023 | 92.9196 | 90.9983 | 88.9321 | 85.8061 | 82.7068 | 80.5867 | 79.0564 | 0.0077738 | 0.009261 | 0.0044531 | 0.0057925 | 0.0064419 | 0.011939 | 0.0076336 | 0.0048244 | 0.0054805 | 0.0070009 | 0.0087951 | 0.0097209 | 0.0097103 | 0.0098083 | 0.0096153 | 0.0094612 | 0.0088499 | 0.007545 | 0.0060288 | 0.0058632 | 0.0068987 | 0.0059923 | 0.0066479 | 0.0069587
Portfolio Adjusted1-in-10Size: Under 20 kWOrange County2018August Monthly Peak | Portfolio Adjusted | 1-in-10 | Size: Under 20 kW | Orange County | 2018 | August Monthly Peak | 8 | 1.1008 | 1.061 | 1.0181 | 1.0207 | 1.0213 | 1.0494 | 0.94685 | 1.0285 | 1.4463 | 1.9337 | 2.3283 | 2.5483 | 2.6531 | 2.6928 | 2.7717 | 2.7468 | 2.6416 | 2.2263 | 1.7622 | 1.5804 | 1.5727 | 1.3916 | 1.247 | 1.155 | 0 | 0 | 0 | 0 | 0 | 0 | 0 | 0 | 0 | 0 | 0 | 0 | 0 | 0 | 0.0047979 | 0.01383 | 0.016983 | 0.016043 | 0 | 0 | 0 | 0 | 0 | 0 | 77.7384 | 76.7852 | 75.9355 | 75.2722 | 74.7381 | 74.1217 | 73.7583 | 73.9914 | 76.8571 | 81.0213 | 85.3657 | 89.7839 | 93.1751 | 95.7667 | 97.0745 | 97.3229 | 97.0354 | 95.6406 | 94.3573 | 91.6683 | 87.7032 | 84.3948 | 82.1021 | 80.4992 | 0.0080727 | 0.0096418 | 0.0046122 | 0.0059992 | 0.0066665 | 0.012618 | 0.0085214 | 0.005115 | 0.0059503 | 0.0077247 | 0.0095639 | 0.010602 | 0.010566 | 0.010608 | 0.010373 | 0.010086 | 0.0094828 | 0.0081189 | 0.0064842 | 0.0065435 | 0.0073701 | 0.0062043 | 0.0068527 | 0.0071189
Portfolio Adjusted1-in-10Size: Under 20 kWOrange County2018September Monthly Peak | Portfolio Adjusted | 1-in-10 | Size: Under 20 kW | Orange County | 2018 | September Monthly Peak | 9 | 1.1001 | 1.0523 | 1.013 | 1.0141 | 1.0169 | 1.0529 | 1.0328 | 1.0599 | 1.4892 | 1.9858 | 2.4023 | 2.6276 | 2.744 | 2.7859 | 2.8074 | 2.7768 | 2.67 | 2.2298 | 1.7842 | 1.7319 | 1.5688 | 1.3847 | 1.2465 | 1.1535 | 0 | 0 | 0 | 0 | 0 | 0 | 0 | 0 | 0 | 0 | 0 | 0 | 0 | 0 | 0.0048598 | 0.013981 | 0.017166 | 0.016068 | 0 | 0 | 0 | 0 | 0 | 0 | 79.9842 | 78.7459 | 77.6639 | 77.0907 | 76.1414 | 75.4001 | 75.0418 | 75.1011 | 77.3542 | 81.7228 | 86.5133 | 91.537 | 95.3809 | 97.7387 | 98.7687 | 98.6797 | 98.1873 | 97.2145 | 95.4486 | 92.536 | 88.9184 | 85.6051 | 83.1507 | 81.3574 | 0.008067 | 0.009563 | 0.0045889 | 0.0059606 | 0.0066376 | 0.012661 | 0.0092953 | 0.0052716 | 0.0061271 | 0.0079329 | 0.0098678 | 0.010931 | 0.010928 | 0.010975 | 0.010507 | 0.010197 | 0.0095848 | 0.0081317 | 0.0065653 | 0.0071711 | 0.0073522 | 0.0061735 | 0.0068497 | 0.0071097
Portfolio Adjusted1-in-10Size: Under 20 kWOrange County2018October Monthly Peak | Portfolio Adjusted | 1-in-10 | Size: Under 20 kW | Orange County | 2018 | October Monthly Peak | 10 | 1.0315 | 0.99857 | 0.96297 | 0.96621 | 0.96375 | 0.98457 | 1.0253 | 0.96606 | 1.2293 | 1.5733 | 1.9028 | 2.088 | 2.1957 | 2.2556 | 2.3199 | 2.3125 | 2.2198 | 1.8707 | 1.6879 | 1.5727 | 1.4179 | 1.2731 | 1.1532 | 1.0836 | 0 | 0 | 0 | 0 | 0 | 0 | 0 | 0 | 0 | 0 | 0 | 0 | 0 | 0 | 0.0040159 | 0.011643 | 0.014271 | 0.013481 | 0 | 0 | 0 | 0 | 0 | 0 | 74.8117 | 74.3388 | 73.8529 | 72.5178 | 71.7017 | 71.1202 | 70.5698 | 70.2726 | 71.367 | 74.7223 | 78.9112 | 83.3862 | 86.9643 | 89.6626 | 91.0189 | 91.4608 | 90.7607 | 89.019 | 86.5633 | 83.3122 | 80.0179 | 77.8118 | 76.282 | 74.8996 | 0.0075642 | 0.0090745 | 0.0043624 | 0.0056792 | 0.0062908 | 0.011839 | 0.0092277 | 0.0048046 | 0.0050575 | 0.0062851 | 0.0078163 | 0.0086865 | 0.0087439 | 0.0088862 | 0.0086825 | 0.0084916 | 0.0079686 | 0.0068222 | 0.0062109 | 0.0065119 | 0.0066446 | 0.0056758 | 0.0063374 | 0.0066791
Portfolio Adjusted1-in-10Size: Under 20 kWOrange County2018November Monthly Peak | Portfolio Adjusted | 1-in-10 | Size: Under 20 kW | Orange County | 2018 | November Monthly Peak | 11 | 0.9599 | 0.93016 | 0.92166 | 0.91413 | 0.91363 | 0.93396 | 0.83701 | 0.80794 | 1.0262 | 1.2253 | 1.4101 | 1.495 | 1.5427 | 1.5908 | 1.6255 | 1.6456 | 1.6369 | 1.6864 | 1.484 | 1.3429 | 1.2307 | 1.1204 | 1.0401 | 0.98536 | 0 | 0 | 0 | 0 | 0 | 0 | 0 | 0 | 0 | 0 | 0 | 0 | 0 | 0 | 0.0028137 | 0.0082853 | 0.010524 | 0.012153 | 0 | 0 | 0 | 0 | 0 | 0 | 62.7278 | 61.7206 | 61.0718 | 59.9571 | 58.8426 | 58.0281 | 58.1202 | 58.5449 | 60.7624 | 64.8613 | 69.8632 | 74.0456 | 76.6674 | 78.2846 | 79.2093 | 79.1666 | 78.0207 | 75.6255 | 73.0017 | 70.593 | 68.6092 | 66.9197 | 65.3589 | 64.6173 | 0.0070392 | 0.0084529 | 0.0041752 | 0.0053731 | 0.0059636 | 0.011231 | 0.0075329 | 0.0040182 | 0.004222 | 0.0048949 | 0.0057925 | 0.0062198 | 0.0061436 | 0.006267 | 0.0060834 | 0.0060427 | 0.0058761 | 0.0061501 | 0.0054606 | 0.0055603 | 0.0057675 | 0.0049953 | 0.0057156 | 0.0060733
Portfolio Adjusted1-in-10Size: Under 20 kWOrange County2018December Monthly Peak | Portfolio Adjusted | 1-in-10 | Size: Under 20 kW | Orange County | 2018 | December Monthly Peak | 12 | 1.0327 | 1.008 | 0.99445 | 0.99019 | 0.99398 | 1.045 | 1.0533 | 1.0352 | 1.3632 | 1.66 | 1.782 | 1.7103 | 1.585 | 1.432 | 1.3222 | 1.2557 | 1.36 | 1.6069 | 1.5999 | 1.4696 | 1.3012 | 1.2118 | 1.139 | 1.0751 | 0 | 0 | 0 | 0 | 0 | 0 | 0 | 0 | 0 | 0 | 0 | 0 | 0 | 0 | 0.0022888 | 0.0063221 | 0.0087433 | 0.01158 | 0 | 0 | 0 | 0 | 0 | 0 | 43.1242 | 42.4716 | 41.7753 | 41.6288 | 41.1157 | 40.3213 | 40.3853 | 40.4313 | 41.326 | 43.2118 | 45.4603 | 47.3966 | 48.4126 | 48.8151 | 49.225 | 49.4369 | 48.8902 | 47.6094 | 45.9161 | 44.9967 | 44.2275 | 43.4173 | 42.8231 | 42.3285 | 0.0075733 | 0.0091603 | 0.004505 | 0.0058201 | 0.0064881 | 0.012566 | 0.0094798 | 0.0051483 | 0.0056084 | 0.0066316 | 0.0073202 | 0.0071154 | 0.0063121 | 0.0056413 | 0.0049484 | 0.0046109 | 0.004882 | 0.0058601 | 0.0058871 | 0.0060849 | 0.006098 | 0.0054026 | 0.0062592 | 0.0066266
Portfolio Adjusted1-in-10Size: Under 20 kWOrange County2018Typical Event Day | Portfolio Adjusted | 1-in-10 | Size: Under 20 kW | Orange County | 2018 | Typical Event Day | 8 | 1.0877 | 1.0486 | 1.0081 | 1.0104 | 1.0113 | 1.0377 | 0.93619 | 1.004 | 1.3954 | 1.8525 | 2.2247 | 2.4356 | 2.5366 | 2.5849 | 2.6736 | 2.6595 | 2.5599 | 2.1573 | 1.7096 | 1.5389 | 1.5417 | 1.3662 | 1.2256 | 1.1376 | 0 | 0 | 0 | 0 | 0 | 0 | 0 | 0 | 0 | 0 | 0 | 0 | 0 | 0 | 0.0046282 | 0.01339 | 0.016458 | 0.015546 | 0 | 0 | 0 | 0 | 0 | 0 | 76.438 | 75.3303 | 74.2803 | 73.5002 | 72.6401 | 71.9717 | 71.7039 | 72.1378 | 74.9376 | 79.4153 | 84.1019 | 88.5087 | 91.6702 | 93.8423 | 95.2051 | 95.5042 | 95.5465 | 94.5306 | 92.9523 | 90.4812 | 86.8243 | 83.3948 | 81.0493 | 79.3396 | 0.0079765 | 0.0095294 | 0.0045669 | 0.0059387 | 0.0066009 | 0.012478 | 0.0084254 | 0.0049934 | 0.005741 | 0.0074004 | 0.0091386 | 0.010133 | 0.010102 | 0.010183 | 0.010006 | 0.0097659 | 0.0091895 | 0.0078674 | 0.0062905 | 0.006372 | 0.0072248 | 0.0060909 | 0.0067354 | 0.0070119
Portfolio Adjusted1-in-10Size: Under 20 kWOrange County2019January Monthly Peak | Portfolio Adjusted | 1-in-10 | Size: Under 20 kW | Orange County | 2019 | January Monthly Peak | 1 | 1.056 | 1.0315 | 1.0144 | 1.0221 | 1.0244 | 1.063 | 1.0919 | 1.0806 | 1.4119 | 1.7236 | 1.8495 | 1.7684 | 1.6257 | 1.4393 | 1.2841 | 1.1968 | 1.2704 | 1.5511 | 1.6565 | 1.5111 | 1.3299 | 1.2417 | 1.1818 | 1.1202 | 0 | 0 | 0 | 0 | 0 | 0 | 0 | 0 | 0 | 0 | 0 | 0 | 0 | 0 | 0.0022228 | 0.0060257 | 0.0081676 | 0.011178 | 0 | 0 | 0 | 0 | 0 | 0 | 40.8727 | 40.8004 | 40.0608 | 39.3951 | 38.8957 | 38.5101 | 38.1338 | 37.8743 | 38.496 | 40.9208 | 43.0799 | 45.0632 | 46.5376 | 47.5398 | 48.5572 | 48.8549 | 48.3382 | 47.0993 | 45.3951 | 44.6216 | 43.9082 | 43.7371 | 43.438 | 42.9945 | 0.0077442 | 0.0093738 | 0.0045955 | 0.0060078 | 0.006687 | 0.012782 | 0.0098269 | 0.0053743 | 0.0058088 | 0.0068855 | 0.0075973 | 0.0073571 | 0.0064739 | 0.0056701 | 0.0048058 | 0.0043947 | 0.0045605 | 0.0056568 | 0.0060953 | 0.0062569 | 0.0062325 | 0.0055361 | 0.0064946 | 0.0069046
Portfolio Adjusted1-in-10Size: Under 20 kWOrange County2019February Monthly Peak | Portfolio Adjusted | 1-in-10 | Size: Under 20 kW | Orange County | 2019 | February Monthly Peak | 2 | 1.0086 | 0.98387 | 0.97254 | 0.98047 | 0.98475 | 1.0073 | 0.97809 | 0.91511 | 1.1488 | 1.3664 | 1.4876 | 1.4869 | 1.4476 | 1.3868 | 1.3506 | 1.3317 | 1.3582 | 1.4227 | 1.5579 | 1.4231 | 1.2823 | 1.1869 | 1.12 | 1.0637 | 0 | 0 | 0 | 0 | 0 | 0 | 0 | 0 | 0 | 0 | 0 | 0 | 0 | 0 | 0.0023379 | 0.0067051 | 0.0087321 | 0.010253 | 0 | 0 | 0 | 0 | 0 | 0 | 47.2767 | 46.9144 | 46.5432 | 45.9575 | 45.4633 | 45.1377 | 44.5188 | 45.0339 | 46.0473 | 49.3977 | 52.356 | 55.4923 | 57.3996 | 58.3665 | 59.0152 | 59.2526 | 58.0083 | 57.0097 | 55.2221 | 53.3556 | 52.1753 | 50.8752 | 49.8231 | 48.4092 | 0.0073965 | 0.0089409 | 0.0044058 | 0.005763 | 0.0064279 | 0.012112 | 0.0088025 | 0.0045512 | 0.0047262 | 0.0054586 | 0.0061107 | 0.0061861 | 0.0057647 | 0.0054635 | 0.0050546 | 0.0048902 | 0.0048757 | 0.0051885 | 0.0057325 | 0.0058923 | 0.0060093 | 0.0052916 | 0.0061547 | 0.0065563
Portfolio Adjusted1-in-10Size: Under 20 kWOrange County2019March Monthly Peak | Portfolio Adjusted | 1-in-10 | Size: Under 20 kW | Orange County | 2019 | March Monthly Peak | 3 | 0.99154 | 0.95549 | 0.93682 | 0.93775 | 0.94178 | 0.95766 | 0.96177 | 0.84638 | 0.99195 | 1.1965 | 1.3876 | 1.4812 | 1.5192 | 1.5807 | 1.6683 | 1.7138 | 1.6808 | 1.4627 | 1.3306 | 1.3785 | 1.2908 | 1.19 | 1.1019 | 1.0451 | 0 | 0 | 0 | 0 | 0 | 0 | 0 | 0 | 0 | 0 | 0 | 0 | 0 | 0 | 0.002888 | 0.0086287 | 0.010806 | 0.010541 | 0 | 0 | 0 | 0 | 0 | 0 | 60.2434 | 58.8342 | 57.8607 | 57.5303 | 56.3706 | 55.4021 | 54.876 | 55.6546 | 59.0264 | 63.5016 | 68.2932 | 72.712 | 75.8469 | 77.4612 | 78.1275 | 78.7923 | 78.62 | 77.5597 | 75.0363 | 71.5766 | 68.6168 | 65.7723 | 63.5297 | 61.8069 | 0.0072712 | 0.0086831 | 0.0042439 | 0.0055119 | 0.0061474 | 0.011516 | 0.0086557 | 0.0042094 | 0.0040811 | 0.0047799 | 0.0057 | 0.006162 | 0.0060501 | 0.0062274 | 0.0062439 | 0.0062931 | 0.0060336 | 0.0053342 | 0.0048961 | 0.0057075 | 0.0060492 | 0.0053053 | 0.0060551 | 0.0064416
Portfolio Adjusted1-in-10Size: Under 20 kWOrange County2019April Monthly Peak | Portfolio Adjusted | 1-in-10 | Size: Under 20 kW | Orange County | 2019 | April Monthly Peak | 4 | 1.0255 | 0.98152 | 0.95359 | 0.95377 | 0.95248 | 0.96028 | 0.88609 | 0.84445 | 1.079 | 1.3743 | 1.6504 | 1.8097 | 1.9148 | 1.987 | 2.0667 | 2.0892 | 2.0162 | 1.6934 | 1.3736 | 1.3845 | 1.3789 | 1.2503 | 1.1492 | 1.0838 | 0 | 0 | 0 | 0 | 0 | 0 | 0 | 0 | 0 | 0 | 0 | 0 | 0 | 0 | 0.0035776 | 0.010519 | 0.012962 | 0.012203 | 0 | 0 | 0 | 0 | 0 | 0 | 71.1926 | 69.4146 | 67.8292 | 66.1962 | 65.218 | 64.5556 | 63.9975 | 64.1029 | 67.1376 | 72.6618 | 78.5773 | 83.9887 | 87.5934 | 89.5511 | 90.1946 | 90.6612 | 90.6434 | 89.8095 | 88.1661 | 84.5274 | 79.5773 | 75.6607 | 73.0987 | 71.105 | 0.0075202 | 0.0089196 | 0.0043199 | 0.0056061 | 0.0062172 | 0.011547 | 0.0079746 | 0.0041998 | 0.0044393 | 0.0054901 | 0.0067794 | 0.0075288 | 0.0076255 | 0.0078277 | 0.0077349 | 0.0076718 | 0.0072378 | 0.0061755 | 0.0050543 | 0.0057324 | 0.0064622 | 0.0055744 | 0.0063154 | 0.0066803
Portfolio Adjusted1-in-10Size: Under 20 kWOrange County2019May Monthly Peak | Portfolio Adjusted | 1-in-10 | Size: Under 20 kW | Orange County | 2019 | May Monthly Peak | 5 | 1.0422 | 0.99696 | 0.96342 | 0.95793 | 0.96012 | 0.95832 | 0.82207 | 0.87163 | 1.1434 | 1.4687 | 1.7619 | 1.9289 | 2.0296 | 2.0948 | 2.1634 | 2.1717 | 2.0982 | 1.7425 | 1.3971 | 1.3292 | 1.4041 | 1.278 | 1.169 | 1.1018 | 0 | 0 | 0 | 0 | 0 | 0 | 0 | 0 | 0 | 0 | 0 | 0 | 0 | 0 | 0.003745 | 0.010934 | 0.013489 | 0.012557 | 0 | 0 | 0 | 0 | 0 | 0 | 71.8965 | 70.5581 | 68.9578 | 68.2377 | 67.5956 | 66.7233 | 66.3172 | 66.7137 | 70.7092 | 76.9331 | 82.326 | 86.532 | 89.108 | 91.0001 | 92.4097 | 93.2572 | 93.325 | 92.0978 | 89.9757 | 87.2413 | 83.8084 | 80.0496 | 77.2259 | 75.1456 | 0.0076425 | 0.0090599 | 0.0043644 | 0.0056305 | 0.0062671 | 0.011524 | 0.0073984 | 0.004335 | 0.0047042 | 0.0058673 | 0.0072376 | 0.0080248 | 0.0080825 | 0.0082527 | 0.0080968 | 0.0079746 | 0.007532 | 0.0063548 | 0.0051406 | 0.0055036 | 0.00658 | 0.0056977 | 0.0064241 | 0.006791
Portfolio Adjusted1-in-10Size: Under 20 kWOrange County2019June Monthly Peak | Portfolio Adjusted | 1-in-10 | Size: Under 20 kW | Orange County | 2019 | June Monthly Peak | 6 | 1.0574 | 1.0116 | 0.97908 | 0.97126 | 0.97654 | 0.95093 | 0.81093 | 0.93163 | 1.2353 | 1.5985 | 1.9471 | 2.1423 | 2.2435 | 2.3087 | 2.3745 | 2.3686 | 2.2814 | 1.929 | 1.5499 | 1.3622 | 1.4202 | 1.3167 | 1.1995 | 1.1198 | 0 | 0 | 0 | 0 | 0 | 0 | 0 | 0 | 0 | 0 | 0 | 0 | 0 | 0 | 0.0041103 | 0.011926 | 0.014667 | 0.013901 | 0 | 0 | 0 | 0 | 0 | 0 | 72.891 | 71.6114 | 70.303 | 69.2523 | 68.0355 | 67.1906 | 67.0459 | 68.1396 | 71.3127 | 76.0505 | 81.1291 | 85.4146 | 88.3488 | 90.528 | 92.0421 | 92.623 | 92.961 | 92.3479 | 91.005 | 88.7881 | 84.8697 | 80.8725 | 78.3577 | 76.4454 | 0.0077541 | 0.0091929 | 0.0044354 | 0.0057089 | 0.0063743 | 0.011435 | 0.0072982 | 0.0046334 | 0.0050824 | 0.0063857 | 0.007998 | 0.0089127 | 0.0089343 | 0.0090954 | 0.0088866 | 0.0086976 | 0.0081898 | 0.0070349 | 0.0057031 | 0.0056401 | 0.0066555 | 0.0058703 | 0.0065917 | 0.0069017
Portfolio Adjusted1-in-10Size: Under 20 kWOrange County2019July Monthly Peak | Portfolio Adjusted | 1-in-10 | Size: Under 20 kW | Orange County | 2019 | July Monthly Peak | 7 | 1.0601 | 1.0191 | 0.983 | 0.98548 | 0.9869 | 0.99285 | 0.8482 | 0.97004 | 1.3321 | 1.7525 | 2.1411 | 2.3366 | 2.4383 | 2.4897 | 2.5692 | 2.5765 | 2.4653 | 2.0689 | 1.6384 | 1.4161 | 1.4721 | 1.344 | 1.2097 | 1.129 | 0 | 0 | 0 | 0 | 0 | 0 | 0 | 0 | 0 | 0 | 0 | 0 | 0 | 0 | 0.0044473 | 0.012972 | 0.01585 | 0.014909 | 0 | 0 | 0 | 0 | 0 | 0 | 75.1384 | 74.1787 | 73.2188 | 72.3857 | 71.6453 | 71.1742 | 70.9696 | 71.3191 | 74.2265 | 78.8667 | 83.3997 | 87.2994 | 89.7759 | 91.3358 | 92.935 | 93.3913 | 94.0023 | 92.9196 | 90.9983 | 88.9321 | 85.8061 | 82.7068 | 80.5867 | 79.0564 | 0.0077738 | 0.009261 | 0.0044531 | 0.0057925 | 0.0064419 | 0.011939 | 0.0076336 | 0.0048244 | 0.0054805 | 0.0070009 | 0.0087951 | 0.0097209 | 0.0097103 | 0.0098083 | 0.0096153 | 0.0094612 | 0.0088499 | 0.007545 | 0.0060288 | 0.0058632 | 0.0068987 | 0.0059923 | 0.0066479 | 0.0069587
Portfolio Adjusted1-in-10Size: Under 20 kWOrange County2019August Monthly Peak | Portfolio Adjusted | 1-in-10 | Size: Under 20 kW | Orange County | 2019 | August Monthly Peak | 8 | 1.1008 | 1.061 | 1.0181 | 1.0207 | 1.0213 | 1.0494 | 0.94685 | 1.0285 | 1.4463 | 1.9337 | 2.3283 | 2.5483 | 2.6531 | 2.6928 | 2.7717 | 2.7468 | 2.6416 | 2.2263 | 1.7622 | 1.5804 | 1.5727 | 1.3916 | 1.247 | 1.155 | 0 | 0 | 0 | 0 | 0 | 0 | 0 | 0 | 0 | 0 | 0 | 0 | 0 | 0 | 0.0047979 | 0.01383 | 0.016983 | 0.016043 | 0 | 0 | 0 | 0 | 0 | 0 | 77.7384 | 76.7852 | 75.9355 | 75.2722 | 74.7381 | 74.1217 | 73.7583 | 73.9914 | 76.8571 | 81.0213 | 85.3657 | 89.7839 | 93.1751 | 95.7668 | 97.0745 | 97.3229 | 97.0354 | 95.6406 | 94.3573 | 91.6683 | 87.7032 | 84.3948 | 82.1021 | 80.4992 | 0.0080727 | 0.0096418 | 0.0046122 | 0.0059992 | 0.0066665 | 0.012618 | 0.0085214 | 0.005115 | 0.0059503 | 0.0077247 | 0.0095639 | 0.010602 | 0.010566 | 0.010608 | 0.010373 | 0.010086 | 0.0094828 | 0.0081189 | 0.0064842 | 0.0065435 | 0.0073701 | 0.0062043 | 0.0068527 | 0.0071189
Portfolio Adjusted1-in-10Size: Under 20 kWOrange County2019September Monthly Peak | Portfolio Adjusted | 1-in-10 | Size: Under 20 kW | Orange County | 2019 | September Monthly Peak | 9 | 1.1001 | 1.0523 | 1.013 | 1.0141 | 1.0169 | 1.0529 | 1.0328 | 1.0599 | 1.4892 | 1.9858 | 2.4023 | 2.6276 | 2.744 | 2.7859 | 2.8074 | 2.7768 | 2.67 | 2.2298 | 1.7842 | 1.7319 | 1.5688 | 1.3847 | 1.2465 | 1.1535 | 0 | 0 | 0 | 0 | 0 | 0 | 0 | 0 | 0 | 0 | 0 | 0 | 0 | 0 | 0.0048598 | 0.013981 | 0.017166 | 0.016068 | 0 | 0 | 0 | 0 | 0 | 0 | 79.9842 | 78.7459 | 77.6639 | 77.0907 | 76.1414 | 75.4001 | 75.0418 | 75.1011 | 77.3542 | 81.7228 | 86.5133 | 91.537 | 95.3809 | 97.7387 | 98.7687 | 98.6797 | 98.1873 | 97.2145 | 95.4486 | 92.536 | 88.9184 | 85.6051 | 83.1507 | 81.3574 | 0.008067 | 0.009563 | 0.0045889 | 0.0059606 | 0.0066376 | 0.012661 | 0.0092953 | 0.0052716 | 0.0061271 | 0.0079329 | 0.0098678 | 0.010931 | 0.010928 | 0.010975 | 0.010507 | 0.010197 | 0.0095848 | 0.0081317 | 0.0065653 | 0.0071711 | 0.0073522 | 0.0061735 | 0.0068497 | 0.0071097
Portfolio Adjusted1-in-10Size: Under 20 kWOrange County2019October Monthly Peak | Portfolio Adjusted | 1-in-10 | Size: Under 20 kW | Orange County | 2019 | October Monthly Peak | 10 | 1.0315 | 0.99857 | 0.96297 | 0.96621 | 0.96375 | 0.98457 | 1.0253 | 0.96606 | 1.2293 | 1.5733 | 1.9028 | 2.088 | 2.1957 | 2.2556 | 2.3199 | 2.3125 | 2.2198 | 1.8707 | 1.6879 | 1.5727 | 1.4179 | 1.2731 | 1.1532 | 1.0836 | 0 | 0 | 0 | 0 | 0 | 0 | 0 | 0 | 0 | 0 | 0 | 0 | 0 | 0 | 0.0040159 | 0.011643 | 0.014271 | 0.013481 | 0 | 0 | 0 | 0 | 0 | 0 | 74.8117 | 74.3388 | 73.8529 | 72.5178 | 71.7017 | 71.1202 | 70.5698 | 70.2726 | 71.367 | 74.7222 | 78.9112 | 83.3862 | 86.9643 | 89.6626 | 91.0189 | 91.4608 | 90.7607 | 89.019 | 86.5633 | 83.3122 | 80.0179 | 77.8118 | 76.282 | 74.8996 | 0.0075642 | 0.0090745 | 0.0043624 | 0.0056792 | 0.0062908 | 0.011839 | 0.0092277 | 0.0048046 | 0.0050575 | 0.0062851 | 0.0078163 | 0.0086865 | 0.0087439 | 0.0088862 | 0.0086825 | 0.0084916 | 0.0079686 | 0.0068222 | 0.0062109 | 0.0065119 | 0.0066446 | 0.0056758 | 0.0063374 | 0.0066791
Portfolio Adjusted1-in-10Size: Under 20 kWOrange County2019November Monthly Peak | Portfolio Adjusted | 1-in-10 | Size: Under 20 kW | Orange County | 2019 | November Monthly Peak | 11 | 0.9599 | 0.93016 | 0.92166 | 0.91413 | 0.91363 | 0.93396 | 0.83701 | 0.80794 | 1.0262 | 1.2253 | 1.4101 | 1.495 | 1.5427 | 1.5908 | 1.6255 | 1.6456 | 1.6369 | 1.6864 | 1.484 | 1.3429 | 1.2307 | 1.1204 | 1.0401 | 0.98536 | 0 | 0 | 0 | 0 | 0 | 0 | 0 | 0 | 0 | 0 | 0 | 0 | 0 | 0 | 0.0028137 | 0.0082853 | 0.010524 | 0.012153 | 0 | 0 | 0 | 0 | 0 | 0 | 62.7278 | 61.7206 | 61.0718 | 59.9571 | 58.8426 | 58.0281 | 58.1202 | 58.5449 | 60.7624 | 64.8613 | 69.8632 | 74.0456 | 76.6674 | 78.2846 | 79.2093 | 79.1666 | 78.0207 | 75.6255 | 73.0017 | 70.593 | 68.6092 | 66.9197 | 65.3589 | 64.6173 | 0.0070392 | 0.0084529 | 0.0041752 | 0.0053731 | 0.0059636 | 0.011231 | 0.0075329 | 0.0040182 | 0.004222 | 0.0048949 | 0.0057925 | 0.0062198 | 0.0061436 | 0.006267 | 0.0060834 | 0.0060427 | 0.0058761 | 0.0061501 | 0.0054606 | 0.0055603 | 0.0057675 | 0.0049953 | 0.0057156 | 0.0060733
Portfolio Adjusted1-in-10Size: Under 20 kWOrange County2019December Monthly Peak | Portfolio Adjusted | 1-in-10 | Size: Under 20 kW | Orange County | 2019 | December Monthly Peak | 12 | 1.0327 | 1.008 | 0.99445 | 0.99019 | 0.99398 | 1.045 | 1.0533 | 1.0352 | 1.3632 | 1.66 | 1.782 | 1.7103 | 1.585 | 1.432 | 1.3222 | 1.2557 | 1.36 | 1.6069 | 1.5999 | 1.4696 | 1.3012 | 1.2118 | 1.139 | 1.0751 | 0 | 0 | 0 | 0 | 0 | 0 | 0 | 0 | 0 | 0 | 0 | 0 | 0 | 0 | 0.0022888 | 0.0063221 | 0.0087433 | 0.01158 | 0 | 0 | 0 | 0 | 0 | 0 | 43.1242 | 42.4716 | 41.7753 | 41.6288 | 41.1157 | 40.3213 | 40.3853 | 40.4313 | 41.326 | 43.2118 | 45.4603 | 47.3966 | 48.4126 | 48.8151 | 49.225 | 49.4369 | 48.8902 | 47.6094 | 45.9161 | 44.9967 | 44.2276 | 43.4173 | 42.8231 | 42.3285 | 0.0075733 | 0.0091603 | 0.004505 | 0.0058201 | 0.0064881 | 0.012566 | 0.0094798 | 0.0051483 | 0.0056084 | 0.0066316 | 0.0073202 | 0.0071154 | 0.0063121 | 0.0056413 | 0.0049484 | 0.0046109 | 0.004882 | 0.0058601 | 0.0058871 | 0.0060849 | 0.006098 | 0.0054026 | 0.0062592 | 0.0066266
Portfolio Adjusted1-in-10Size: Under 20 kWOrange County2019Typical Event Day | Portfolio Adjusted | 1-in-10 | Size: Under 20 kW | Orange County | 2019 | Typical Event Day | 8 | 1.0877 | 1.0486 | 1.0081 | 1.0104 | 1.0113 | 1.0377 | 0.93619 | 1.004 | 1.3954 | 1.8525 | 2.2247 | 2.4356 | 2.5366 | 2.5849 | 2.6736 | 2.6595 | 2.5599 | 2.1573 | 1.7096 | 1.5389 | 1.5417 | 1.3662 | 1.2256 | 1.1376 | 0 | 0 | 0 | 0 | 0 | 0 | 0 | 0 | 0 | 0 | 0 | 0 | 0 | 0 | 0.0046282 | 0.01339 | 0.016458 | 0.015546 | 0 | 0 | 0 | 0 | 0 | 0 | 76.438 | 75.3303 | 74.2803 | 73.5002 | 72.6401 | 71.9717 | 71.7039 | 72.1378 | 74.9376 | 79.4153 | 84.1019 | 88.5087 | 91.6702 | 93.8423 | 95.2051 | 95.5042 | 95.5465 | 94.5306 | 92.9523 | 90.4811 | 86.8243 | 83.3948 | 81.0493 | 79.3396 | 0.0079765 | 0.0095294 | 0.0045669 | 0.0059387 | 0.0066009 | 0.012478 | 0.0084254 | 0.0049934 | 0.005741 | 0.0074004 | 0.0091386 | 0.010133 | 0.010102 | 0.010183 | 0.010006 | 0.0097659 | 0.0091895 | 0.0078674 | 0.0062905 | 0.006372 | 0.0072248 | 0.0060909 | 0.0067354 | 0.0070119
Portfolio Adjusted1-in-10Size: Under 20 kWOrange County2020January Monthly Peak | Portfolio Adjusted | 1-in-10 | Size: Under 20 kW | Orange County | 2020 | January Monthly Peak | 1 | 1.056 | 1.0315 | 1.0144 | 1.0221 | 1.0244 | 1.063 | 1.0919 | 1.0806 | 1.4119 | 1.7236 | 1.8495 | 1.7684 | 1.6257 | 1.4393 | 1.2841 | 1.1968 | 1.2704 | 1.5511 | 1.6565 | 1.5111 | 1.3299 | 1.2417 | 1.1818 | 1.1202 | 0 | 0 | 0 | 0 | 0 | 0 | 0 | 0 | 0 | 0 | 0 | 0 | 0 | 0 | 0.0022228 | 0.0060257 | 0.0081676 | 0.011178 | 0 | 0 | 0 | 0 | 0 | 0 | 40.8727 | 40.8004 | 40.0608 | 39.3951 | 38.8957 | 38.5101 | 38.1338 | 37.8743 | 38.496 | 40.9208 | 43.0799 | 45.0632 | 46.5376 | 47.5398 | 48.5572 | 48.8549 | 48.3382 | 47.0993 | 45.3951 | 44.6216 | 43.9082 | 43.7371 | 43.438 | 42.9945 | 0.0077442 | 0.0093738 | 0.0045955 | 0.0060078 | 0.006687 | 0.012782 | 0.0098269 | 0.0053743 | 0.0058088 | 0.0068855 | 0.0075973 | 0.0073571 | 0.0064739 | 0.0056701 | 0.0048058 | 0.0043947 | 0.0045605 | 0.0056568 | 0.0060953 | 0.0062569 | 0.0062325 | 0.0055361 | 0.0064946 | 0.0069046
Portfolio Adjusted1-in-10Size: Under 20 kWOrange County2020February Monthly Peak | Portfolio Adjusted | 1-in-10 | Size: Under 20 kW | Orange County | 2020 | February Monthly Peak | 2 | 1.0086 | 0.98387 | 0.97254 | 0.98047 | 0.98475 | 1.0073 | 0.97809 | 0.91511 | 1.1488 | 1.3664 | 1.4876 | 1.4869 | 1.4476 | 1.3868 | 1.3506 | 1.3317 | 1.3582 | 1.4227 | 1.5579 | 1.4231 | 1.2823 | 1.1869 | 1.12 | 1.0637 | 0 | 0 | 0 | 0 | 0 | 0 | 0 | 0 | 0 | 0 | 0 | 0 | 0 | 0 | 0.0023379 | 0.0067051 | 0.0087321 | 0.010253 | 0 | 0 | 0 | 0 | 0 | 0 | 47.2767 | 46.9144 | 46.5432 | 45.9575 | 45.4633 | 45.1377 | 44.5188 | 45.0339 | 46.0473 | 49.3977 | 52.356 | 55.4923 | 57.3996 | 58.3665 | 59.0152 | 59.2526 | 58.0083 | 57.0097 | 55.2221 | 53.3556 | 52.1753 | 50.8752 | 49.8231 | 48.4092 | 0.0073965 | 0.0089409 | 0.0044058 | 0.005763 | 0.0064279 | 0.012112 | 0.0088025 | 0.0045512 | 0.0047262 | 0.0054586 | 0.0061107 | 0.0061861 | 0.0057647 | 0.0054635 | 0.0050546 | 0.0048902 | 0.0048757 | 0.0051885 | 0.0057325 | 0.0058923 | 0.0060093 | 0.0052916 | 0.0061547 | 0.0065563
Portfolio Adjusted1-in-10Size: Under 20 kWOrange County2020March Monthly Peak | Portfolio Adjusted | 1-in-10 | Size: Under 20 kW | Orange County | 2020 | March Monthly Peak | 3 | 0.99154 | 0.95549 | 0.93682 | 0.93775 | 0.94178 | 0.95766 | 0.96177 | 0.84638 | 0.99195 | 1.1965 | 1.3876 | 1.4812 | 1.5192 | 1.5807 | 1.6683 | 1.7138 | 1.6808 | 1.4627 | 1.3306 | 1.3785 | 1.2908 | 1.19 | 1.1019 | 1.0451 | 0 | 0 | 0 | 0 | 0 | 0 | 0 | 0 | 0 | 0 | 0 | 0 | 0 | 0 | 0.002888 | 0.0086287 | 0.010806 | 0.010541 | 0 | 0 | 0 | 0 | 0 | 0 | 60.2434 | 58.8342 | 57.8607 | 57.5303 | 56.3706 | 55.4021 | 54.876 | 55.6546 | 59.0264 | 63.5016 | 68.2932 | 72.712 | 75.8469 | 77.4612 | 78.1275 | 78.7923 | 78.62 | 77.5597 | 75.0363 | 71.5766 | 68.6168 | 65.7723 | 63.5297 | 61.8069 | 0.0072712 | 0.0086831 | 0.0042439 | 0.0055119 | 0.0061474 | 0.011516 | 0.0086557 | 0.0042094 | 0.0040811 | 0.0047799 | 0.0057 | 0.006162 | 0.0060501 | 0.0062274 | 0.0062439 | 0.0062931 | 0.0060336 | 0.0053342 | 0.0048961 | 0.0057075 | 0.0060492 | 0.0053053 | 0.0060551 | 0.0064416
Portfolio Adjusted1-in-10Size: Under 20 kWOrange County2020April Monthly Peak | Portfolio Adjusted | 1-in-10 | Size: Under 20 kW | Orange County | 2020 | April Monthly Peak | 4 | 1.0255 | 0.98152 | 0.95359 | 0.95377 | 0.95248 | 0.96028 | 0.88609 | 0.84445 | 1.079 | 1.3743 | 1.6504 | 1.8097 | 1.9148 | 1.987 | 2.0667 | 2.0892 | 2.0162 | 1.6934 | 1.3736 | 1.3845 | 1.3789 | 1.2503 | 1.1492 | 1.0838 | 0 | 0 | 0 | 0 | 0 | 0 | 0 | 0 | 0 | 0 | 0 | 0 | 0 | 0 | 0.0035776 | 0.010519 | 0.012962 | 0.012203 | 0 | 0 | 0 | 0 | 0 | 0 | 71.1926 | 69.4146 | 67.8292 | 66.1962 | 65.218 | 64.5556 | 63.9975 | 64.1029 | 67.1376 | 72.6618 | 78.5773 | 83.9887 | 87.5934 | 89.5511 | 90.1946 | 90.6612 | 90.6434 | 89.8095 | 88.1661 | 84.5274 | 79.5773 | 75.6607 | 73.0987 | 71.105 | 0.0075202 | 0.0089196 | 0.0043199 | 0.0056061 | 0.0062172 | 0.011547 | 0.0079746 | 0.0041998 | 0.0044393 | 0.0054901 | 0.0067794 | 0.0075288 | 0.0076255 | 0.0078277 | 0.0077349 | 0.0076718 | 0.0072378 | 0.0061755 | 0.0050543 | 0.0057324 | 0.0064622 | 0.0055744 | 0.0063154 | 0.0066803
Portfolio Adjusted1-in-10Size: Under 20 kWOrange County2020May Monthly Peak | Portfolio Adjusted | 1-in-10 | Size: Under 20 kW | Orange County | 2020 | May Monthly Peak | 5 | 1.0422 | 0.99696 | 0.96342 | 0.95793 | 0.96012 | 0.95832 | 0.82207 | 0.87163 | 1.1434 | 1.4687 | 1.7619 | 1.9289 | 2.0296 | 2.0948 | 2.1634 | 2.1717 | 2.0982 | 1.7425 | 1.3971 | 1.3292 | 1.4041 | 1.278 | 1.169 | 1.1018 | 0 | 0 | 0 | 0 | 0 | 0 | 0 | 0 | 0 | 0 | 0 | 0 | 0 | 0 | 0.003745 | 0.010934 | 0.013489 | 0.012557 | 0 | 0 | 0 | 0 | 0 | 0 | 71.8965 | 70.5581 | 68.9578 | 68.2377 | 67.5956 | 66.7233 | 66.3172 | 66.7137 | 70.7092 | 76.9331 | 82.326 | 86.532 | 89.108 | 91.0001 | 92.4097 | 93.2572 | 93.325 | 92.0978 | 89.9757 | 87.2413 | 83.8084 | 80.0496 | 77.2259 | 75.1456 | 0.0076425 | 0.0090599 | 0.0043644 | 0.0056305 | 0.0062671 | 0.011524 | 0.0073984 | 0.004335 | 0.0047042 | 0.0058673 | 0.0072376 | 0.0080248 | 0.0080825 | 0.0082527 | 0.0080968 | 0.0079746 | 0.007532 | 0.0063548 | 0.0051406 | 0.0055036 | 0.00658 | 0.0056977 | 0.0064241 | 0.006791
Portfolio Adjusted1-in-10Size: Under 20 kWOrange County2020June Monthly Peak | Portfolio Adjusted | 1-in-10 | Size: Under 20 kW | Orange County | 2020 | June Monthly Peak | 6 | 1.0574 | 1.0116 | 0.97908 | 0.97126 | 0.97654 | 0.95093 | 0.81093 | 0.93163 | 1.2353 | 1.5985 | 1.9471 | 2.1423 | 2.2435 | 2.3087 | 2.3745 | 2.3686 | 2.2814 | 1.929 | 1.5499 | 1.3622 | 1.4202 | 1.3167 | 1.1995 | 1.1198 | 0 | 0 | 0 | 0 | 0 | 0 | 0 | 0 | 0 | 0 | 0 | 0 | 0 | 0 | 0.0041103 | 0.011926 | 0.014667 | 0.013901 | 0 | 0 | 0 | 0 | 0 | 0 | 72.891 | 71.6114 | 70.303 | 69.2523 | 68.0355 | 67.1906 | 67.0459 | 68.1396 | 71.3127 | 76.0505 | 81.1291 | 85.4146 | 88.3488 | 90.528 | 92.0421 | 92.623 | 92.961 | 92.3479 | 91.005 | 88.7881 | 84.8697 | 80.8725 | 78.3577 | 76.4454 | 0.0077541 | 0.0091929 | 0.0044354 | 0.0057089 | 0.0063743 | 0.011435 | 0.0072982 | 0.0046334 | 0.0050824 | 0.0063857 | 0.007998 | 0.0089127 | 0.0089343 | 0.0090954 | 0.0088866 | 0.0086976 | 0.0081898 | 0.0070349 | 0.0057031 | 0.0056401 | 0.0066555 | 0.0058703 | 0.0065917 | 0.0069017
Portfolio Adjusted1-in-10Size: Under 20 kWOrange County2020July Monthly Peak | Portfolio Adjusted | 1-in-10 | Size: Under 20 kW | Orange County | 2020 | July Monthly Peak | 7 | 1.0601 | 1.0191 | 0.983 | 0.98548 | 0.9869 | 0.99285 | 0.8482 | 0.97004 | 1.3321 | 1.7525 | 2.1411 | 2.3366 | 2.4383 | 2.4897 | 2.5692 | 2.5765 | 2.4653 | 2.0689 | 1.6384 | 1.4161 | 1.4721 | 1.344 | 1.2097 | 1.129 | 0 | 0 | 0 | 0 | 0 | 0 | 0 | 0 | 0 | 0 | 0 | 0 | 0 | 0 | 0.0044473 | 0.012972 | 0.01585 | 0.014909 | 0 | 0 | 0 | 0 | 0 | 0 | 75.1384 | 74.1787 | 73.2188 | 72.3857 | 71.6453 | 71.1742 | 70.9696 | 71.3191 | 74.2265 | 78.8667 | 83.3997 | 87.2994 | 89.7759 | 91.3358 | 92.935 | 93.3913 | 94.0023 | 92.9196 | 90.9983 | 88.9321 | 85.8061 | 82.7068 | 80.5867 | 79.0564 | 0.0077738 | 0.009261 | 0.0044531 | 0.0057925 | 0.0064419 | 0.011939 | 0.0076336 | 0.0048244 | 0.0054805 | 0.0070009 | 0.0087951 | 0.0097209 | 0.0097103 | 0.0098083 | 0.0096153 | 0.0094612 | 0.0088499 | 0.007545 | 0.0060288 | 0.0058632 | 0.0068987 | 0.0059923 | 0.0066479 | 0.0069587
Portfolio Adjusted1-in-10Size: Under 20 kWOrange County2020August Monthly Peak | Portfolio Adjusted | 1-in-10 | Size: Under 20 kW | Orange County | 2020 | August Monthly Peak | 8 | 1.1008 | 1.061 | 1.0181 | 1.0207 | 1.0213 | 1.0494 | 0.94685 | 1.0285 | 1.4463 | 1.9337 | 2.3283 | 2.5483 | 2.6531 | 2.6928 | 2.7717 | 2.7468 | 2.6416 | 2.2263 | 1.7622 | 1.5804 | 1.5727 | 1.3916 | 1.247 | 1.155 | 0 | 0 | 0 | 0 | 0 | 0 | 0 | 0 | 0 | 0 | 0 | 0 | 0 | 0 | 0.0047979 | 0.01383 | 0.016983 | 0.016043 | 0 | 0 | 0 | 0 | 0 | 0 | 77.7384 | 76.7852 | 75.9355 | 75.2722 | 74.7381 | 74.1217 | 73.7583 | 73.9914 | 76.8571 | 81.0213 | 85.3657 | 89.7839 | 93.1751 | 95.7668 | 97.0745 | 97.3229 | 97.0354 | 95.6406 | 94.3573 | 91.6683 | 87.7032 | 84.3948 | 82.1021 | 80.4992 | 0.0080727 | 0.0096418 | 0.0046122 | 0.0059992 | 0.0066665 | 0.012618 | 0.0085214 | 0.005115 | 0.0059503 | 0.0077247 | 0.0095639 | 0.010602 | 0.010566 | 0.010608 | 0.010373 | 0.010086 | 0.0094828 | 0.0081189 | 0.0064842 | 0.0065435 | 0.0073701 | 0.0062043 | 0.0068527 | 0.0071189
Portfolio Adjusted1-in-10Size: Under 20 kWOrange County2020September Monthly Peak | Portfolio Adjusted | 1-in-10 | Size: Under 20 kW | Orange County | 2020 | September Monthly Peak | 9 | 1.1001 | 1.0523 | 1.013 | 1.0141 | 1.0169 | 1.0529 | 1.0328 | 1.0599 | 1.4892 | 1.9858 | 2.4023 | 2.6276 | 2.744 | 2.7859 | 2.8074 | 2.7768 | 2.67 | 2.2298 | 1.7842 | 1.7319 | 1.5688 | 1.3847 | 1.2465 | 1.1535 | 0 | 0 | 0 | 0 | 0 | 0 | 0 | 0 | 0 | 0 | 0 | 0 | 0 | 0 | 0.0048598 | 0.013981 | 0.017166 | 0.016068 | 0 | 0 | 0 | 0 | 0 | 0 | 79.9842 | 78.7459 | 77.6639 | 77.0907 | 76.1414 | 75.4001 | 75.0418 | 75.1011 | 77.3542 | 81.7228 | 86.5133 | 91.537 | 95.3809 | 97.7387 | 98.7687 | 98.6797 | 98.1873 | 97.2145 | 95.4486 | 92.536 | 88.9184 | 85.6051 | 83.1507 | 81.3574 | 0.008067 | 0.009563 | 0.0045889 | 0.0059606 | 0.0066376 | 0.012661 | 0.0092953 | 0.0052716 | 0.0061271 | 0.0079329 | 0.0098678 | 0.010931 | 0.010928 | 0.010975 | 0.010507 | 0.010197 | 0.0095848 | 0.0081317 | 0.0065653 | 0.0071711 | 0.0073522 | 0.0061735 | 0.0068497 | 0.0071097
Portfolio Adjusted1-in-10Size: Under 20 kWOrange County2020October Monthly Peak | Portfolio Adjusted | 1-in-10 | Size: Under 20 kW | Orange County | 2020 | October Monthly Peak | 10 | 1.0315 | 0.99857 | 0.96297 | 0.96621 | 0.96375 | 0.98457 | 1.0253 | 0.96606 | 1.2293 | 1.5733 | 1.9028 | 2.088 | 2.1957 | 2.2556 | 2.3199 | 2.3125 | 2.2198 | 1.8707 | 1.6879 | 1.5727 | 1.4179 | 1.2731 | 1.1532 | 1.0836 | 0 | 0 | 0 | 0 | 0 | 0 | 0 | 0 | 0 | 0 | 0 | 0 | 0 | 0 | 0.0040159 | 0.011643 | 0.014271 | 0.013481 | 0 | 0 | 0 | 0 | 0 | 0 | 74.8117 | 74.3388 | 73.8529 | 72.5178 | 71.7017 | 71.1202 | 70.5698 | 70.2726 | 71.367 | 74.7222 | 78.9112 | 83.3862 | 86.9643 | 89.6626 | 91.0189 | 91.4608 | 90.7607 | 89.019 | 86.5633 | 83.3122 | 80.0179 | 77.8118 | 76.282 | 74.8996 | 0.0075642 | 0.0090745 | 0.0043624 | 0.0056792 | 0.0062908 | 0.011839 | 0.0092277 | 0.0048046 | 0.0050575 | 0.0062851 | 0.0078163 | 0.0086865 | 0.0087439 | 0.0088862 | 0.0086825 | 0.0084916 | 0.0079686 | 0.0068222 | 0.0062109 | 0.0065119 | 0.0066446 | 0.0056758 | 0.0063374 | 0.0066791
Portfolio Adjusted1-in-10Size: Under 20 kWOrange County2020November Monthly Peak | Portfolio Adjusted | 1-in-10 | Size: Under 20 kW | Orange County | 2020 | November Monthly Peak | 11 | 0.9599 | 0.93016 | 0.92166 | 0.91413 | 0.91363 | 0.93396 | 0.83701 | 0.80794 | 1.0262 | 1.2253 | 1.4101 | 1.495 | 1.5427 | 1.5908 | 1.6255 | 1.6456 | 1.6369 | 1.6864 | 1.484 | 1.3429 | 1.2307 | 1.1204 | 1.0401 | 0.98536 | 0 | 0 | 0 | 0 | 0 | 0 | 0 | 0 | 0 | 0 | 0 | 0 | 0 | 0 | 0.0028137 | 0.0082853 | 0.010524 | 0.012153 | 0 | 0 | 0 | 0 | 0 | 0 | 62.7278 | 61.7206 | 61.0718 | 59.9571 | 58.8426 | 58.0281 | 58.1202 | 58.5449 | 60.7624 | 64.8613 | 69.8632 | 74.0456 | 76.6674 | 78.2846 | 79.2093 | 79.1666 | 78.0207 | 75.6255 | 73.0017 | 70.593 | 68.6092 | 66.9197 | 65.3589 | 64.6173 | 0.0070392 | 0.0084529 | 0.0041752 | 0.0053731 | 0.0059636 | 0.011231 | 0.0075329 | 0.0040182 | 0.004222 | 0.0048949 | 0.0057925 | 0.0062198 | 0.0061436 | 0.006267 | 0.0060834 | 0.0060427 | 0.0058761 | 0.0061501 | 0.0054606 | 0.0055603 | 0.0057675 | 0.0049953 | 0.0057156 | 0.0060733
Portfolio Adjusted1-in-10Size: Under 20 kWOrange County2020December Monthly Peak | Portfolio Adjusted | 1-in-10 | Size: Under 20 kW | Orange County | 2020 | December Monthly Peak | 12 | 1.0327 | 1.008 | 0.99445 | 0.99019 | 0.99398 | 1.045 | 1.0533 | 1.0352 | 1.3632 | 1.66 | 1.782 | 1.7103 | 1.585 | 1.432 | 1.3222 | 1.2557 | 1.36 | 1.6069 | 1.5999 | 1.4696 | 1.3012 | 1.2118 | 1.139 | 1.0751 | 0 | 0 | 0 | 0 | 0 | 0 | 0 | 0 | 0 | 0 | 0 | 0 | 0 | 0 | 0.0022888 | 0.0063221 | 0.0087433 | 0.01158 | 0 | 0 | 0 | 0 | 0 | 0 | 43.1242 | 42.4716 | 41.7753 | 41.6288 | 41.1157 | 40.3213 | 40.3853 | 40.4313 | 41.326 | 43.2118 | 45.4603 | 47.3966 | 48.4126 | 48.8151 | 49.225 | 49.4369 | 48.8902 | 47.6094 | 45.9161 | 44.9967 | 44.2276 | 43.4173 | 42.8231 | 42.3285 | 0.0075733 | 0.0091603 | 0.004505 | 0.0058201 | 0.0064881 | 0.012566 | 0.0094798 | 0.0051483 | 0.0056084 | 0.0066316 | 0.0073202 | 0.0071154 | 0.0063121 | 0.0056413 | 0.0049484 | 0.0046109 | 0.004882 | 0.0058601 | 0.0058871 | 0.0060849 | 0.006098 | 0.0054026 | 0.0062592 | 0.0066266
Portfolio Adjusted1-in-10Size: Under 20 kWOrange County2020Typical Event Day | Portfolio Adjusted | 1-in-10 | Size: Under 20 kW | Orange County | 2020 | Typical Event Day | 8 | 1.0877 | 1.0486 | 1.0081 | 1.0104 | 1.0113 | 1.0377 | 0.93619 | 1.004 | 1.3954 | 1.8525 | 2.2247 | 2.4356 | 2.5366 | 2.5849 | 2.6736 | 2.6595 | 2.5599 | 2.1573 | 1.7096 | 1.5389 | 1.5417 | 1.3662 | 1.2256 | 1.1376 | 0 | 0 | 0 | 0 | 0 | 0 | 0 | 0 | 0 | 0 | 0 | 0 | 0 | 0 | 0.0046282 | 0.01339 | 0.016458 | 0.015546 | 0 | 0 | 0 | 0 | 0 | 0 | 76.438 | 75.3303 | 74.2803 | 73.5002 | 72.6401 | 71.9717 | 71.7039 | 72.1378 | 74.9376 | 79.4153 | 84.1019 | 88.5087 | 91.6702 | 93.8423 | 95.2051 | 95.5042 | 95.5465 | 94.5306 | 92.9523 | 90.4811 | 86.8243 | 83.3948 | 81.0493 | 79.3396 | 0.0079765 | 0.0095294 | 0.0045669 | 0.0059387 | 0.0066009 | 0.012478 | 0.0084254 | 0.0049934 | 0.005741 | 0.0074004 | 0.0091386 | 0.010133 | 0.010102 | 0.010183 | 0.010006 | 0.0097659 | 0.0091895 | 0.0078674 | 0.0062905 | 0.006372 | 0.0072248 | 0.0060909 | 0.0067354 | 0.0070119
Portfolio Adjusted1-in-10Size: Under 20 kWOrange County2021January Monthly Peak | Portfolio Adjusted | 1-in-10 | Size: Under 20 kW | Orange County | 2021 | January Monthly Peak | 1 | 1.056 | 1.0315 | 1.0144 | 1.0221 | 1.0244 | 1.063 | 1.0919 | 1.0806 | 1.4119 | 1.7236 | 1.8495 | 1.7684 | 1.6257 | 1.4393 | 1.2841 | 1.1968 | 1.2704 | 1.5511 | 1.6565 | 1.5111 | 1.3299 | 1.2417 | 1.1818 | 1.1202 | 0 | 0 | 0 | 0 | 0 | 0 | 0 | 0 | 0 | 0 | 0 | 0 | 0 | 0 | 0.0022228 | 0.0060257 | 0.0081676 | 0.011178 | 0 | 0 | 0 | 0 | 0 | 0 | 40.8727 | 40.8004 | 40.0608 | 39.3951 | 38.8957 | 38.5101 | 38.1338 | 37.8743 | 38.496 | 40.9208 | 43.0799 | 45.0632 | 46.5376 | 47.5398 | 48.5572 | 48.8549 | 48.3382 | 47.0993 | 45.3951 | 44.6216 | 43.9082 | 43.7371 | 43.438 | 42.9945 | 0.0077442 | 0.0093738 | 0.0045955 | 0.0060078 | 0.006687 | 0.012782 | 0.0098269 | 0.0053743 | 0.0058088 | 0.0068855 | 0.0075973 | 0.0073571 | 0.0064739 | 0.0056701 | 0.0048058 | 0.0043947 | 0.0045605 | 0.0056568 | 0.0060953 | 0.0062569 | 0.0062325 | 0.0055361 | 0.0064946 | 0.0069046
Portfolio Adjusted1-in-10Size: Under 20 kWOrange County2021February Monthly Peak | Portfolio Adjusted | 1-in-10 | Size: Under 20 kW | Orange County | 2021 | February Monthly Peak | 2 | 1.0086 | 0.98387 | 0.97254 | 0.98047 | 0.98475 | 1.0073 | 0.97809 | 0.91511 | 1.1488 | 1.3664 | 1.4876 | 1.4869 | 1.4476 | 1.3868 | 1.3506 | 1.3317 | 1.3582 | 1.4227 | 1.5579 | 1.4231 | 1.2823 | 1.1869 | 1.12 | 1.0637 | 0 | 0 | 0 | 0 | 0 | 0 | 0 | 0 | 0 | 0 | 0 | 0 | 0 | 0 | 0.0023379 | 0.0067051 | 0.0087321 | 0.010253 | 0 | 0 | 0 | 0 | 0 | 0 | 47.2767 | 46.9144 | 46.5432 | 45.9575 | 45.4633 | 45.1377 | 44.5188 | 45.0339 | 46.0473 | 49.3977 | 52.356 | 55.4923 | 57.3996 | 58.3665 | 59.0152 | 59.2526 | 58.0083 | 57.0097 | 55.2221 | 53.3556 | 52.1753 | 50.8752 | 49.8231 | 48.4092 | 0.0073965 | 0.0089409 | 0.0044058 | 0.005763 | 0.0064279 | 0.012112 | 0.0088025 | 0.0045512 | 0.0047262 | 0.0054586 | 0.0061107 | 0.0061861 | 0.0057647 | 0.0054635 | 0.0050546 | 0.0048902 | 0.0048757 | 0.0051885 | 0.0057325 | 0.0058923 | 0.0060093 | 0.0052916 | 0.0061547 | 0.0065563
Portfolio Adjusted1-in-10Size: Under 20 kWOrange County2021March Monthly Peak | Portfolio Adjusted | 1-in-10 | Size: Under 20 kW | Orange County | 2021 | March Monthly Peak | 3 | 0.99154 | 0.95549 | 0.93682 | 0.93775 | 0.94178 | 0.95766 | 0.96177 | 0.84638 | 0.99195 | 1.1965 | 1.3876 | 1.4812 | 1.5192 | 1.5807 | 1.6683 | 1.7138 | 1.6808 | 1.4627 | 1.3306 | 1.3785 | 1.2908 | 1.19 | 1.1019 | 1.0451 | 0 | 0 | 0 | 0 | 0 | 0 | 0 | 0 | 0 | 0 | 0 | 0 | 0 | 0 | 0.002888 | 0.0086287 | 0.010806 | 0.010541 | 0 | 0 | 0 | 0 | 0 | 0 | 60.2434 | 58.8342 | 57.8607 | 57.5303 | 56.3706 | 55.4021 | 54.876 | 55.6546 | 59.0264 | 63.5016 | 68.2932 | 72.712 | 75.8469 | 77.4612 | 78.1275 | 78.7923 | 78.62 | 77.5597 | 75.0363 | 71.5766 | 68.6168 | 65.7723 | 63.5297 | 61.8069 | 0.0072712 | 0.0086831 | 0.0042439 | 0.0055119 | 0.0061474 | 0.011516 | 0.0086557 | 0.0042094 | 0.0040811 | 0.0047799 | 0.0057 | 0.006162 | 0.0060501 | 0.0062274 | 0.0062439 | 0.0062931 | 0.0060336 | 0.0053342 | 0.0048961 | 0.0057075 | 0.0060492 | 0.0053053 | 0.0060551 | 0.0064416
Portfolio Adjusted1-in-10Size: Under 20 kWOrange County2021April Monthly Peak | Portfolio Adjusted | 1-in-10 | Size: Under 20 kW | Orange County | 2021 | April Monthly Peak | 4 | 1.0255 | 0.98152 | 0.95359 | 0.95377 | 0.95248 | 0.96028 | 0.88609 | 0.84445 | 1.079 | 1.3743 | 1.6504 | 1.8097 | 1.9148 | 1.987 | 2.0667 | 2.0892 | 2.0162 | 1.6934 | 1.3736 | 1.3845 | 1.3789 | 1.2503 | 1.1492 | 1.0838 | 0 | 0 | 0 | 0 | 0 | 0 | 0 | 0 | 0 | 0 | 0 | 0 | 0 | 0 | 0.0035776 | 0.010519 | 0.012962 | 0.012203 | 0 | 0 | 0 | 0 | 0 | 0 | 71.1926 | 69.4146 | 67.8292 | 66.1962 | 65.218 | 64.5556 | 63.9975 | 64.1029 | 67.1376 | 72.6618 | 78.5773 | 83.9887 | 87.5934 | 89.5511 | 90.1946 | 90.6612 | 90.6434 | 89.8095 | 88.1661 | 84.5274 | 79.5773 | 75.6607 | 73.0987 | 71.105 | 0.0075202 | 0.0089196 | 0.0043199 | 0.0056061 | 0.0062172 | 0.011547 | 0.0079746 | 0.0041998 | 0.0044393 | 0.0054901 | 0.0067794 | 0.0075288 | 0.0076255 | 0.0078277 | 0.0077349 | 0.0076718 | 0.0072378 | 0.0061755 | 0.0050543 | 0.0057324 | 0.0064622 | 0.0055744 | 0.0063154 | 0.0066803
Portfolio Adjusted1-in-10Size: Under 20 kWOrange County2021May Monthly Peak | Portfolio Adjusted | 1-in-10 | Size: Under 20 kW | Orange County | 2021 | May Monthly Peak | 5 | 1.0422 | 0.99696 | 0.96342 | 0.95793 | 0.96012 | 0.95832 | 0.82207 | 0.87163 | 1.1434 | 1.4687 | 1.7619 | 1.9289 | 2.0296 | 2.0948 | 2.1634 | 2.1717 | 2.0982 | 1.7425 | 1.3971 | 1.3292 | 1.4041 | 1.278 | 1.169 | 1.1018 | 0 | 0 | 0 | 0 | 0 | 0 | 0 | 0 | 0 | 0 | 0 | 0 | 0 | 0 | 0.003745 | 0.010934 | 0.013489 | 0.012557 | 0 | 0 | 0 | 0 | 0 | 0 | 71.8965 | 70.5581 | 68.9578 | 68.2377 | 67.5956 | 66.7233 | 66.3172 | 66.7137 | 70.7092 | 76.9331 | 82.326 | 86.532 | 89.108 | 91.0001 | 92.4097 | 93.2572 | 93.325 | 92.0978 | 89.9757 | 87.2413 | 83.8084 | 80.0496 | 77.2259 | 75.1456 | 0.0076425 | 0.0090599 | 0.0043644 | 0.0056305 | 0.0062671 | 0.011524 | 0.0073984 | 0.004335 | 0.0047042 | 0.0058673 | 0.0072376 | 0.0080248 | 0.0080825 | 0.0082527 | 0.0080968 | 0.0079746 | 0.007532 | 0.0063548 | 0.0051406 | 0.0055036 | 0.00658 | 0.0056977 | 0.0064241 | 0.006791
Portfolio Adjusted1-in-10Size: Under 20 kWOrange County2021June Monthly Peak | Portfolio Adjusted | 1-in-10 | Size: Under 20 kW | Orange County | 2021 | June Monthly Peak | 6 | 1.0574 | 1.0116 | 0.97908 | 0.97126 | 0.97654 | 0.95093 | 0.81093 | 0.93163 | 1.2353 | 1.5985 | 1.9471 | 2.1423 | 2.2435 | 2.3087 | 2.3745 | 2.3686 | 2.2814 | 1.929 | 1.5499 | 1.3622 | 1.4202 | 1.3167 | 1.1995 | 1.1198 | 0 | 0 | 0 | 0 | 0 | 0 | 0 | 0 | 0 | 0 | 0 | 0 | 0 | 0 | 0.0041103 | 0.011926 | 0.014667 | 0.013901 | 0 | 0 | 0 | 0 | 0 | 0 | 72.891 | 71.6114 | 70.303 | 69.2523 | 68.0355 | 67.1906 | 67.0459 | 68.1396 | 71.3127 | 76.0505 | 81.1291 | 85.4146 | 88.3488 | 90.528 | 92.0421 | 92.623 | 92.961 | 92.3479 | 91.005 | 88.7881 | 84.8697 | 80.8725 | 78.3577 | 76.4454 | 0.0077541 | 0.0091929 | 0.0044354 | 0.0057089 | 0.0063743 | 0.011435 | 0.0072982 | 0.0046334 | 0.0050824 | 0.0063857 | 0.007998 | 0.0089127 | 0.0089343 | 0.0090954 | 0.0088866 | 0.0086976 | 0.0081898 | 0.0070349 | 0.0057031 | 0.0056401 | 0.0066555 | 0.0058703 | 0.0065917 | 0.0069017
Portfolio Adjusted1-in-10Size: Under 20 kWOrange County2021July Monthly Peak | Portfolio Adjusted | 1-in-10 | Size: Under 20 kW | Orange County | 2021 | July Monthly Peak | 7 | 1.0601 | 1.0191 | 0.983 | 0.98548 | 0.9869 | 0.99285 | 0.8482 | 0.97004 | 1.3321 | 1.7525 | 2.1411 | 2.3366 | 2.4383 | 2.4897 | 2.5692 | 2.5765 | 2.4653 | 2.0689 | 1.6384 | 1.4161 | 1.4721 | 1.344 | 1.2097 | 1.129 | 0 | 0 | 0 | 0 | 0 | 0 | 0 | 0 | 0 | 0 | 0 | 0 | 0 | 0 | 0.0044473 | 0.012972 | 0.01585 | 0.014909 | 0 | 0 | 0 | 0 | 0 | 0 | 75.1384 | 74.1787 | 73.2188 | 72.3857 | 71.6453 | 71.1742 | 70.9696 | 71.3191 | 74.2265 | 78.8667 | 83.3997 | 87.2994 | 89.7759 | 91.3358 | 92.935 | 93.3913 | 94.0023 | 92.9196 | 90.9983 | 88.9321 | 85.8061 | 82.7068 | 80.5867 | 79.0564 | 0.0077738 | 0.009261 | 0.0044531 | 0.0057925 | 0.0064419 | 0.011939 | 0.0076336 | 0.0048244 | 0.0054805 | 0.0070009 | 0.0087951 | 0.0097209 | 0.0097103 | 0.0098083 | 0.0096153 | 0.0094612 | 0.0088499 | 0.007545 | 0.0060288 | 0.0058632 | 0.0068987 | 0.0059923 | 0.0066479 | 0.0069587
Portfolio Adjusted1-in-10Size: Under 20 kWOrange County2021August Monthly Peak | Portfolio Adjusted | 1-in-10 | Size: Under 20 kW | Orange County | 2021 | August Monthly Peak | 8 | 1.1008 | 1.061 | 1.0181 | 1.0207 | 1.0213 | 1.0494 | 0.94685 | 1.0285 | 1.4463 | 1.9337 | 2.3283 | 2.5483 | 2.6531 | 2.6928 | 2.7717 | 2.7468 | 2.6416 | 2.2263 | 1.7622 | 1.5804 | 1.5727 | 1.3916 | 1.247 | 1.155 | 0 | 0 | 0 | 0 | 0 | 0 | 0 | 0 | 0 | 0 | 0 | 0 | 0 | 0 | 0.0047979 | 0.01383 | 0.016983 | 0.016043 | 0 | 0 | 0 | 0 | 0 | 0 | 77.7384 | 76.7852 | 75.9355 | 75.2722 | 74.7381 | 74.1217 | 73.7583 | 73.9914 | 76.8571 | 81.0213 | 85.3657 | 89.7839 | 93.1751 | 95.7668 | 97.0745 | 97.3229 | 97.0354 | 95.6406 | 94.3573 | 91.6683 | 87.7032 | 84.3948 | 82.1021 | 80.4992 | 0.0080727 | 0.0096418 | 0.0046122 | 0.0059992 | 0.0066665 | 0.012618 | 0.0085214 | 0.005115 | 0.0059503 | 0.0077247 | 0.0095639 | 0.010602 | 0.010566 | 0.010608 | 0.010373 | 0.010086 | 0.0094828 | 0.0081189 | 0.0064842 | 0.0065435 | 0.0073701 | 0.0062043 | 0.0068527 | 0.0071189
Portfolio Adjusted1-in-10Size: Under 20 kWOrange County2021September Monthly Peak | Portfolio Adjusted | 1-in-10 | Size: Under 20 kW | Orange County | 2021 | September Monthly Peak | 9 | 1.1001 | 1.0523 | 1.013 | 1.0141 | 1.0169 | 1.0529 | 1.0328 | 1.0599 | 1.4892 | 1.9858 | 2.4023 | 2.6276 | 2.744 | 2.7859 | 2.8074 | 2.7768 | 2.67 | 2.2298 | 1.7842 | 1.7319 | 1.5688 | 1.3847 | 1.2465 | 1.1535 | 0 | 0 | 0 | 0 | 0 | 0 | 0 | 0 | 0 | 0 | 0 | 0 | 0 | 0 | 0.0048598 | 0.013981 | 0.017166 | 0.016068 | 0 | 0 | 0 | 0 | 0 | 0 | 79.9842 | 78.7459 | 77.6639 | 77.0907 | 76.1414 | 75.4001 | 75.0418 | 75.1011 | 77.3542 | 81.7228 | 86.5133 | 91.537 | 95.3809 | 97.7387 | 98.7687 | 98.6797 | 98.1873 | 97.2145 | 95.4486 | 92.536 | 88.9184 | 85.6051 | 83.1507 | 81.3574 | 0.008067 | 0.009563 | 0.0045889 | 0.0059606 | 0.0066376 | 0.012661 | 0.0092953 | 0.0052716 | 0.0061271 | 0.0079329 | 0.0098678 | 0.010931 | 0.010928 | 0.010975 | 0.010507 | 0.010197 | 0.0095848 | 0.0081317 | 0.0065653 | 0.0071711 | 0.0073522 | 0.0061735 | 0.0068497 | 0.0071097
Portfolio Adjusted1-in-10Size: Under 20 kWOrange County2021October Monthly Peak | Portfolio Adjusted | 1-in-10 | Size: Under 20 kW | Orange County | 2021 | October Monthly Peak | 10 | 1.0315 | 0.99857 | 0.96297 | 0.96621 | 0.96375 | 0.98457 | 1.0253 | 0.96606 | 1.2293 | 1.5733 | 1.9028 | 2.088 | 2.1957 | 2.2556 | 2.3199 | 2.3125 | 2.2198 | 1.8707 | 1.6879 | 1.5727 | 1.4179 | 1.2731 | 1.1532 | 1.0836 | 0 | 0 | 0 | 0 | 0 | 0 | 0 | 0 | 0 | 0 | 0 | 0 | 0 | 0 | 0.0040159 | 0.011643 | 0.014271 | 0.013481 | 0 | 0 | 0 | 0 | 0 | 0 | 74.8117 | 74.3388 | 73.8529 | 72.5178 | 71.7017 | 71.1202 | 70.5698 | 70.2726 | 71.367 | 74.7222 | 78.9112 | 83.3862 | 86.9643 | 89.6626 | 91.0189 | 91.4608 | 90.7607 | 89.019 | 86.5633 | 83.3122 | 80.0179 | 77.8118 | 76.282 | 74.8996 | 0.0075642 | 0.0090745 | 0.0043624 | 0.0056792 | 0.0062908 | 0.011839 | 0.0092277 | 0.0048046 | 0.0050575 | 0.0062851 | 0.0078163 | 0.0086865 | 0.0087439 | 0.0088862 | 0.0086825 | 0.0084916 | 0.0079686 | 0.0068222 | 0.0062109 | 0.0065119 | 0.0066446 | 0.0056758 | 0.0063374 | 0.0066791
Portfolio Adjusted1-in-10Size: Under 20 kWOrange County2021November Monthly Peak | Portfolio Adjusted | 1-in-10 | Size: Under 20 kW | Orange County | 2021 | November Monthly Peak | 11 | 0.9599 | 0.93016 | 0.92166 | 0.91413 | 0.91363 | 0.93396 | 0.83701 | 0.80794 | 1.0262 | 1.2253 | 1.4101 | 1.495 | 1.5427 | 1.5908 | 1.6255 | 1.6456 | 1.6369 | 1.6864 | 1.484 | 1.3429 | 1.2307 | 1.1204 | 1.0401 | 0.98536 | 0 | 0 | 0 | 0 | 0 | 0 | 0 | 0 | 0 | 0 | 0 | 0 | 0 | 0 | 0.0028137 | 0.0082853 | 0.010524 | 0.012153 | 0 | 0 | 0 | 0 | 0 | 0 | 62.7278 | 61.7206 | 61.0718 | 59.9571 | 58.8426 | 58.0281 | 58.1202 | 58.5449 | 60.7624 | 64.8613 | 69.8632 | 74.0456 | 76.6674 | 78.2846 | 79.2093 | 79.1666 | 78.0207 | 75.6255 | 73.0017 | 70.593 | 68.6092 | 66.9197 | 65.3589 | 64.6173 | 0.0070392 | 0.0084529 | 0.0041752 | 0.0053731 | 0.0059636 | 0.011231 | 0.0075329 | 0.0040182 | 0.004222 | 0.0048949 | 0.0057925 | 0.0062198 | 0.0061436 | 0.006267 | 0.0060834 | 0.0060427 | 0.0058761 | 0.0061501 | 0.0054606 | 0.0055603 | 0.0057675 | 0.0049953 | 0.0057156 | 0.0060733
Portfolio Adjusted1-in-10Size: Under 20 kWOrange County2021December Monthly Peak | Portfolio Adjusted | 1-in-10 | Size: Under 20 kW | Orange County | 2021 | December Monthly Peak | 12 | 1.0327 | 1.008 | 0.99445 | 0.99019 | 0.99398 | 1.045 | 1.0533 | 1.0352 | 1.3632 | 1.66 | 1.782 | 1.7103 | 1.585 | 1.432 | 1.3222 | 1.2557 | 1.36 | 1.6069 | 1.5999 | 1.4696 | 1.3012 | 1.2118 | 1.139 | 1.0751 | 0 | 0 | 0 | 0 | 0 | 0 | 0 | 0 | 0 | 0 | 0 | 0 | 0 | 0 | 0.0022888 | 0.0063221 | 0.0087433 | 0.01158 | 0 | 0 | 0 | 0 | 0 | 0 | 43.1242 | 42.4716 | 41.7753 | 41.6288 | 41.1157 | 40.3213 | 40.3853 | 40.4313 | 41.326 | 43.2118 | 45.4603 | 47.3966 | 48.4126 | 48.8151 | 49.225 | 49.4369 | 48.8902 | 47.6094 | 45.9161 | 44.9967 | 44.2276 | 43.4173 | 42.8231 | 42.3285 | 0.0075733 | 0.0091603 | 0.004505 | 0.0058201 | 0.0064881 | 0.012566 | 0.0094798 | 0.0051483 | 0.0056084 | 0.0066316 | 0.0073202 | 0.0071154 | 0.0063121 | 0.0056413 | 0.0049484 | 0.0046109 | 0.004882 | 0.0058601 | 0.0058871 | 0.0060849 | 0.006098 | 0.0054026 | 0.0062592 | 0.0066266
Portfolio Adjusted1-in-10Size: Under 20 kWOrange County2021Typical Event Day | Portfolio Adjusted | 1-in-10 | Size: Under 20 kW | Orange County | 2021 | Typical Event Day | 8 | 1.0877 | 1.0486 | 1.0081 | 1.0104 | 1.0113 | 1.0377 | 0.93619 | 1.004 | 1.3954 | 1.8525 | 2.2247 | 2.4356 | 2.5366 | 2.5849 | 2.6736 | 2.6595 | 2.5599 | 2.1573 | 1.7096 | 1.5389 | 1.5417 | 1.3662 | 1.2256 | 1.1376 | 0 | 0 | 0 | 0 | 0 | 0 | 0 | 0 | 0 | 0 | 0 | 0 | 0 | 0 | 0.0046282 | 0.01339 | 0.016458 | 0.015546 | 0 | 0 | 0 | 0 | 0 | 0 | 76.438 | 75.3303 | 74.2803 | 73.5002 | 72.6401 | 71.9717 | 71.7039 | 72.1378 | 74.9376 | 79.4153 | 84.1019 | 88.5087 | 91.6702 | 93.8423 | 95.2051 | 95.5042 | 95.5465 | 94.5306 | 92.9523 | 90.4811 | 86.8243 | 83.3948 | 81.0493 | 79.3396 | 0.0079765 | 0.0095294 | 0.0045669 | 0.0059387 | 0.0066009 | 0.012478 | 0.0084254 | 0.0049934 | 0.005741 | 0.0074004 | 0.0091386 | 0.010133 | 0.010102 | 0.010183 | 0.010006 | 0.0097659 | 0.0091895 | 0.0078674 | 0.0062905 | 0.006372 | 0.0072248 | 0.0060909 | 0.0067354 | 0.0070119
Portfolio Adjusted1-in-10Size: Under 20 kWOrange County2022January Monthly Peak | Portfolio Adjusted | 1-in-10 | Size: Under 20 kW | Orange County | 2022 | January Monthly Peak | 1 | 1.056 | 1.0315 | 1.0144 | 1.0221 | 1.0244 | 1.063 | 1.0919 | 1.0806 | 1.4119 | 1.7236 | 1.8495 | 1.7684 | 1.6257 | 1.4393 | 1.2841 | 1.1968 | 1.2704 | 1.5511 | 1.6565 | 1.5111 | 1.3299 | 1.2417 | 1.1818 | 1.1202 | 0 | 0 | 0 | 0 | 0 | 0 | 0 | 0 | 0 | 0 | 0 | 0 | 0 | 0 | 0.0022228 | 0.0060257 | 0.0081676 | 0.011178 | 0 | 0 | 0 | 0 | 0 | 0 | 40.8727 | 40.8004 | 40.0608 | 39.3951 | 38.8957 | 38.5101 | 38.1338 | 37.8743 | 38.496 | 40.9208 | 43.0799 | 45.0632 | 46.5376 | 47.5398 | 48.5572 | 48.8549 | 48.3382 | 47.0993 | 45.3951 | 44.6216 | 43.9082 | 43.7371 | 43.438 | 42.9945 | 0.0077442 | 0.0093738 | 0.0045955 | 0.0060078 | 0.006687 | 0.012782 | 0.0098269 | 0.0053743 | 0.0058088 | 0.0068855 | 0.0075973 | 0.0073571 | 0.0064739 | 0.0056701 | 0.0048058 | 0.0043947 | 0.0045605 | 0.0056568 | 0.0060953 | 0.0062569 | 0.0062325 | 0.0055361 | 0.0064946 | 0.0069046
Portfolio Adjusted1-in-10Size: Under 20 kWOrange County2022February Monthly Peak | Portfolio Adjusted | 1-in-10 | Size: Under 20 kW | Orange County | 2022 | February Monthly Peak | 2 | 1.0086 | 0.98387 | 0.97254 | 0.98047 | 0.98475 | 1.0073 | 0.97809 | 0.91511 | 1.1488 | 1.3664 | 1.4876 | 1.4869 | 1.4476 | 1.3868 | 1.3506 | 1.3317 | 1.3582 | 1.4227 | 1.5579 | 1.4231 | 1.2823 | 1.1869 | 1.12 | 1.0637 | 0 | 0 | 0 | 0 | 0 | 0 | 0 | 0 | 0 | 0 | 0 | 0 | 0 | 0 | 0.0023379 | 0.0067051 | 0.0087321 | 0.010253 | 0 | 0 | 0 | 0 | 0 | 0 | 47.2767 | 46.9144 | 46.5432 | 45.9575 | 45.4633 | 45.1377 | 44.5188 | 45.0339 | 46.0473 | 49.3977 | 52.356 | 55.4923 | 57.3996 | 58.3665 | 59.0152 | 59.2526 | 58.0083 | 57.0097 | 55.2221 | 53.3556 | 52.1753 | 50.8752 | 49.8231 | 48.4092 | 0.0073965 | 0.0089409 | 0.0044058 | 0.005763 | 0.0064279 | 0.012112 | 0.0088025 | 0.0045512 | 0.0047262 | 0.0054586 | 0.0061107 | 0.0061861 | 0.0057647 | 0.0054635 | 0.0050546 | 0.0048902 | 0.0048757 | 0.0051885 | 0.0057325 | 0.0058923 | 0.0060093 | 0.0052916 | 0.0061547 | 0.0065563
Portfolio Adjusted1-in-10Size: Under 20 kWOrange County2022March Monthly Peak | Portfolio Adjusted | 1-in-10 | Size: Under 20 kW | Orange County | 2022 | March Monthly Peak | 3 | 0.99154 | 0.95549 | 0.93682 | 0.93775 | 0.94178 | 0.95766 | 0.96177 | 0.84638 | 0.99195 | 1.1965 | 1.3876 | 1.4812 | 1.5192 | 1.5807 | 1.6683 | 1.7138 | 1.6808 | 1.4627 | 1.3306 | 1.3785 | 1.2908 | 1.19 | 1.1019 | 1.0451 | 0 | 0 | 0 | 0 | 0 | 0 | 0 | 0 | 0 | 0 | 0 | 0 | 0 | 0 | 0.002888 | 0.0086287 | 0.010806 | 0.010541 | 0 | 0 | 0 | 0 | 0 | 0 | 60.2434 | 58.8342 | 57.8607 | 57.5303 | 56.3706 | 55.4021 | 54.876 | 55.6546 | 59.0264 | 63.5016 | 68.2932 | 72.712 | 75.8469 | 77.4612 | 78.1275 | 78.7923 | 78.62 | 77.5597 | 75.0363 | 71.5766 | 68.6168 | 65.7723 | 63.5297 | 61.8069 | 0.0072712 | 0.0086831 | 0.0042439 | 0.0055119 | 0.0061474 | 0.011516 | 0.0086557 | 0.0042094 | 0.0040811 | 0.0047799 | 0.0057 | 0.006162 | 0.0060501 | 0.0062274 | 0.0062439 | 0.0062931 | 0.0060336 | 0.0053342 | 0.0048961 | 0.0057075 | 0.0060492 | 0.0053053 | 0.0060551 | 0.0064416
Portfolio Adjusted1-in-10Size: Under 20 kWOrange County2022April Monthly Peak | Portfolio Adjusted | 1-in-10 | Size: Under 20 kW | Orange County | 2022 | April Monthly Peak | 4 | 1.0255 | 0.98152 | 0.95359 | 0.95377 | 0.95248 | 0.96028 | 0.88609 | 0.84445 | 1.079 | 1.3743 | 1.6504 | 1.8097 | 1.9148 | 1.987 | 2.0667 | 2.0892 | 2.0162 | 1.6934 | 1.3736 | 1.3845 | 1.3789 | 1.2503 | 1.1492 | 1.0838 | 0 | 0 | 0 | 0 | 0 | 0 | 0 | 0 | 0 | 0 | 0 | 0 | 0 | 0 | 0.0035776 | 0.010519 | 0.012962 | 0.012203 | 0 | 0 | 0 | 0 | 0 | 0 | 71.1926 | 69.4146 | 67.8292 | 66.1962 | 65.218 | 64.5556 | 63.9975 | 64.1029 | 67.1376 | 72.6618 | 78.5773 | 83.9887 | 87.5934 | 89.5511 | 90.1946 | 90.6612 | 90.6434 | 89.8095 | 88.1661 | 84.5274 | 79.5773 | 75.6607 | 73.0987 | 71.105 | 0.0075202 | 0.0089196 | 0.0043199 | 0.0056061 | 0.0062172 | 0.011547 | 0.0079746 | 0.0041998 | 0.0044393 | 0.0054901 | 0.0067794 | 0.0075288 | 0.0076255 | 0.0078277 | 0.0077349 | 0.0076718 | 0.0072378 | 0.0061755 | 0.0050543 | 0.0057324 | 0.0064622 | 0.0055744 | 0.0063154 | 0.0066803
Portfolio Adjusted1-in-10Size: Under 20 kWOrange County2022May Monthly Peak | Portfolio Adjusted | 1-in-10 | Size: Under 20 kW | Orange County | 2022 | May Monthly Peak | 5 | 1.0422 | 0.99696 | 0.96342 | 0.95793 | 0.96012 | 0.95832 | 0.82207 | 0.87163 | 1.1434 | 1.4687 | 1.7619 | 1.9289 | 2.0296 | 2.0948 | 2.1634 | 2.1717 | 2.0982 | 1.7425 | 1.3971 | 1.3292 | 1.4041 | 1.278 | 1.169 | 1.1018 | 0 | 0 | 0 | 0 | 0 | 0 | 0 | 0 | 0 | 0 | 0 | 0 | 0 | 0 | 0.003745 | 0.010934 | 0.013489 | 0.012557 | 0 | 0 | 0 | 0 | 0 | 0 | 71.8965 | 70.5581 | 68.9578 | 68.2377 | 67.5956 | 66.7233 | 66.3172 | 66.7137 | 70.7092 | 76.9331 | 82.326 | 86.532 | 89.108 | 91.0001 | 92.4097 | 93.2572 | 93.325 | 92.0978 | 89.9757 | 87.2413 | 83.8084 | 80.0496 | 77.2259 | 75.1456 | 0.0076425 | 0.0090599 | 0.0043644 | 0.0056305 | 0.0062671 | 0.011524 | 0.0073984 | 0.004335 | 0.0047042 | 0.0058673 | 0.0072376 | 0.0080248 | 0.0080825 | 0.0082527 | 0.0080968 | 0.0079746 | 0.007532 | 0.0063548 | 0.0051406 | 0.0055036 | 0.00658 | 0.0056977 | 0.0064241 | 0.006791
Portfolio Adjusted1-in-10Size: Under 20 kWOrange County2022June Monthly Peak | Portfolio Adjusted | 1-in-10 | Size: Under 20 kW | Orange County | 2022 | June Monthly Peak | 6 | 1.0574 | 1.0116 | 0.97908 | 0.97126 | 0.97654 | 0.95093 | 0.81093 | 0.93163 | 1.2353 | 1.5985 | 1.9471 | 2.1423 | 2.2435 | 2.3087 | 2.3745 | 2.3686 | 2.2814 | 1.929 | 1.5499 | 1.3622 | 1.4202 | 1.3167 | 1.1995 | 1.1198 | 0 | 0 | 0 | 0 | 0 | 0 | 0 | 0 | 0 | 0 | 0 | 0 | 0 | 0 | 0.0041103 | 0.011926 | 0.014667 | 0.013901 | 0 | 0 | 0 | 0 | 0 | 0 | 72.891 | 71.6114 | 70.303 | 69.2523 | 68.0355 | 67.1906 | 67.0459 | 68.1396 | 71.3127 | 76.0505 | 81.1291 | 85.4146 | 88.3488 | 90.528 | 92.0421 | 92.623 | 92.961 | 92.3479 | 91.005 | 88.7881 | 84.8697 | 80.8725 | 78.3577 | 76.4454 | 0.0077541 | 0.0091929 | 0.0044354 | 0.0057089 | 0.0063743 | 0.011435 | 0.0072982 | 0.0046334 | 0.0050824 | 0.0063857 | 0.007998 | 0.0089127 | 0.0089343 | 0.0090954 | 0.0088866 | 0.0086976 | 0.0081898 | 0.0070349 | 0.0057031 | 0.0056401 | 0.0066555 | 0.0058703 | 0.0065917 | 0.0069017
Portfolio Adjusted1-in-10Size: Under 20 kWOrange County2022July Monthly Peak | Portfolio Adjusted | 1-in-10 | Size: Under 20 kW | Orange County | 2022 | July Monthly Peak | 7 | 1.0601 | 1.0191 | 0.983 | 0.98548 | 0.9869 | 0.99285 | 0.8482 | 0.97004 | 1.3321 | 1.7525 | 2.1411 | 2.3366 | 2.4383 | 2.4897 | 2.5692 | 2.5765 | 2.4653 | 2.0689 | 1.6384 | 1.4161 | 1.4721 | 1.344 | 1.2097 | 1.129 | 0 | 0 | 0 | 0 | 0 | 0 | 0 | 0 | 0 | 0 | 0 | 0 | 0 | 0 | 0.0044473 | 0.012972 | 0.01585 | 0.014909 | 0 | 0 | 0 | 0 | 0 | 0 | 75.1384 | 74.1787 | 73.2188 | 72.3857 | 71.6453 | 71.1742 | 70.9696 | 71.3191 | 74.2265 | 78.8667 | 83.3997 | 87.2994 | 89.7759 | 91.3358 | 92.935 | 93.3913 | 94.0023 | 92.9196 | 90.9983 | 88.9321 | 85.8061 | 82.7068 | 80.5867 | 79.0564 | 0.0077738 | 0.009261 | 0.0044531 | 0.0057925 | 0.0064419 | 0.011939 | 0.0076336 | 0.0048244 | 0.0054805 | 0.0070009 | 0.0087951 | 0.0097209 | 0.0097103 | 0.0098083 | 0.0096153 | 0.0094612 | 0.0088499 | 0.007545 | 0.0060288 | 0.0058632 | 0.0068987 | 0.0059923 | 0.0066479 | 0.0069587
Portfolio Adjusted1-in-10Size: Under 20 kWOrange County2022August Monthly Peak | Portfolio Adjusted | 1-in-10 | Size: Under 20 kW | Orange County | 2022 | August Monthly Peak | 8 | 1.1008 | 1.061 | 1.0181 | 1.0207 | 1.0213 | 1.0494 | 0.94685 | 1.0285 | 1.4463 | 1.9337 | 2.3283 | 2.5483 | 2.6531 | 2.6928 | 2.7717 | 2.7468 | 2.6416 | 2.2263 | 1.7622 | 1.5804 | 1.5727 | 1.3916 | 1.247 | 1.155 | 0 | 0 | 0 | 0 | 0 | 0 | 0 | 0 | 0 | 0 | 0 | 0 | 0 | 0 | 0.0047979 | 0.01383 | 0.016983 | 0.016043 | 0 | 0 | 0 | 0 | 0 | 0 | 77.7384 | 76.7852 | 75.9355 | 75.2722 | 74.7381 | 74.1217 | 73.7583 | 73.9914 | 76.8571 | 81.0213 | 85.3657 | 89.7839 | 93.1751 | 95.7668 | 97.0745 | 97.3229 | 97.0354 | 95.6406 | 94.3573 | 91.6683 | 87.7032 | 84.3948 | 82.1021 | 80.4992 | 0.0080727 | 0.0096418 | 0.0046122 | 0.0059992 | 0.0066665 | 0.012618 | 0.0085214 | 0.005115 | 0.0059503 | 0.0077247 | 0.0095639 | 0.010602 | 0.010566 | 0.010608 | 0.010373 | 0.010086 | 0.0094828 | 0.0081189 | 0.0064842 | 0.0065435 | 0.0073701 | 0.0062043 | 0.0068527 | 0.0071189
Portfolio Adjusted1-in-10Size: Under 20 kWOrange County2022September Monthly Peak | Portfolio Adjusted | 1-in-10 | Size: Under 20 kW | Orange County | 2022 | September Monthly Peak | 9 | 1.1001 | 1.0523 | 1.013 | 1.0141 | 1.0169 | 1.0529 | 1.0328 | 1.0599 | 1.4892 | 1.9858 | 2.4023 | 2.6276 | 2.744 | 2.7859 | 2.8074 | 2.7768 | 2.67 | 2.2298 | 1.7842 | 1.7319 | 1.5688 | 1.3847 | 1.2465 | 1.1535 | 0 | 0 | 0 | 0 | 0 | 0 | 0 | 0 | 0 | 0 | 0 | 0 | 0 | 0 | 0.0048598 | 0.013981 | 0.017166 | 0.016068 | 0 | 0 | 0 | 0 | 0 | 0 | 79.9842 | 78.7459 | 77.6639 | 77.0907 | 76.1414 | 75.4001 | 75.0418 | 75.1011 | 77.3542 | 81.7228 | 86.5133 | 91.537 | 95.3809 | 97.7387 | 98.7687 | 98.6797 | 98.1873 | 97.2145 | 95.4486 | 92.536 | 88.9184 | 85.6051 | 83.1507 | 81.3574 | 0.008067 | 0.009563 | 0.0045889 | 0.0059606 | 0.0066376 | 0.012661 | 0.0092953 | 0.0052716 | 0.0061271 | 0.0079329 | 0.0098678 | 0.010931 | 0.010928 | 0.010975 | 0.010507 | 0.010197 | 0.0095848 | 0.0081317 | 0.0065653 | 0.0071711 | 0.0073522 | 0.0061735 | 0.0068497 | 0.0071097
Portfolio Adjusted1-in-10Size: Under 20 kWOrange County2022October Monthly Peak | Portfolio Adjusted | 1-in-10 | Size: Under 20 kW | Orange County | 2022 | October Monthly Peak | 10 | 1.0315 | 0.99857 | 0.96297 | 0.96621 | 0.96375 | 0.98457 | 1.0253 | 0.96606 | 1.2293 | 1.5733 | 1.9028 | 2.088 | 2.1957 | 2.2556 | 2.3199 | 2.3125 | 2.2198 | 1.8707 | 1.6879 | 1.5727 | 1.4179 | 1.2731 | 1.1532 | 1.0836 | 0 | 0 | 0 | 0 | 0 | 0 | 0 | 0 | 0 | 0 | 0 | 0 | 0 | 0 | 0.0040159 | 0.011643 | 0.014271 | 0.013481 | 0 | 0 | 0 | 0 | 0 | 0 | 74.8117 | 74.3388 | 73.8529 | 72.5178 | 71.7017 | 71.1202 | 70.5698 | 70.2726 | 71.367 | 74.7222 | 78.9112 | 83.3862 | 86.9643 | 89.6626 | 91.0189 | 91.4608 | 90.7607 | 89.019 | 86.5633 | 83.3122 | 80.0179 | 77.8118 | 76.282 | 74.8996 | 0.0075642 | 0.0090745 | 0.0043624 | 0.0056792 | 0.0062908 | 0.011839 | 0.0092277 | 0.0048046 | 0.0050575 | 0.0062851 | 0.0078163 | 0.0086865 | 0.0087439 | 0.0088862 | 0.0086825 | 0.0084916 | 0.0079686 | 0.0068222 | 0.0062109 | 0.0065119 | 0.0066446 | 0.0056758 | 0.0063374 | 0.0066791
Portfolio Adjusted1-in-10Size: Under 20 kWOrange County2022November Monthly Peak | Portfolio Adjusted | 1-in-10 | Size: Under 20 kW | Orange County | 2022 | November Monthly Peak | 11 | 0.9599 | 0.93016 | 0.92166 | 0.91413 | 0.91363 | 0.93396 | 0.83701 | 0.80794 | 1.0262 | 1.2253 | 1.4101 | 1.495 | 1.5427 | 1.5908 | 1.6255 | 1.6456 | 1.6369 | 1.6864 | 1.484 | 1.3429 | 1.2307 | 1.1204 | 1.0401 | 0.98536 | 0 | 0 | 0 | 0 | 0 | 0 | 0 | 0 | 0 | 0 | 0 | 0 | 0 | 0 | 0.0028137 | 0.0082853 | 0.010524 | 0.012153 | 0 | 0 | 0 | 0 | 0 | 0 | 62.7278 | 61.7206 | 61.0718 | 59.9571 | 58.8426 | 58.0281 | 58.1202 | 58.5449 | 60.7624 | 64.8613 | 69.8632 | 74.0456 | 76.6674 | 78.2846 | 79.2093 | 79.1666 | 78.0207 | 75.6255 | 73.0017 | 70.593 | 68.6092 | 66.9197 | 65.3589 | 64.6173 | 0.0070392 | 0.0084529 | 0.0041752 | 0.0053731 | 0.0059636 | 0.011231 | 0.0075329 | 0.0040182 | 0.004222 | 0.0048949 | 0.0057925 | 0.0062198 | 0.0061436 | 0.006267 | 0.0060834 | 0.0060427 | 0.0058761 | 0.0061501 | 0.0054606 | 0.0055603 | 0.0057675 | 0.0049953 | 0.0057156 | 0.0060733
Portfolio Adjusted1-in-10Size: Under 20 kWOrange County2022December Monthly Peak | Portfolio Adjusted | 1-in-10 | Size: Under 20 kW | Orange County | 2022 | December Monthly Peak | 12 | 1.0327 | 1.008 | 0.99445 | 0.99019 | 0.99398 | 1.045 | 1.0533 | 1.0352 | 1.3632 | 1.66 | 1.782 | 1.7103 | 1.585 | 1.432 | 1.3222 | 1.2557 | 1.36 | 1.6069 | 1.5999 | 1.4696 | 1.3012 | 1.2118 | 1.139 | 1.0751 | 0 | 0 | 0 | 0 | 0 | 0 | 0 | 0 | 0 | 0 | 0 | 0 | 0 | 0 | 0.0022888 | 0.0063221 | 0.0087433 | 0.01158 | 0 | 0 | 0 | 0 | 0 | 0 | 43.1242 | 42.4716 | 41.7753 | 41.6288 | 41.1157 | 40.3213 | 40.3853 | 40.4313 | 41.326 | 43.2118 | 45.4603 | 47.3966 | 48.4126 | 48.8151 | 49.225 | 49.4369 | 48.8902 | 47.6094 | 45.9161 | 44.9967 | 44.2276 | 43.4173 | 42.8231 | 42.3285 | 0.0075733 | 0.0091603 | 0.004505 | 0.0058201 | 0.0064881 | 0.012566 | 0.0094798 | 0.0051483 | 0.0056084 | 0.0066316 | 0.0073202 | 0.0071154 | 0.0063121 | 0.0056413 | 0.0049484 | 0.0046109 | 0.004882 | 0.0058601 | 0.0058871 | 0.0060849 | 0.006098 | 0.0054026 | 0.0062592 | 0.0066266
Portfolio Adjusted1-in-10Size: Under 20 kWOrange County2022Typical Event Day | Portfolio Adjusted | 1-in-10 | Size: Under 20 kW | Orange County | 2022 | Typical Event Day | 8 | 1.0877 | 1.0486 | 1.0081 | 1.0104 | 1.0113 | 1.0377 | 0.93619 | 1.004 | 1.3954 | 1.8525 | 2.2247 | 2.4356 | 2.5366 | 2.5849 | 2.6736 | 2.6595 | 2.5599 | 2.1573 | 1.7096 | 1.5389 | 1.5417 | 1.3662 | 1.2256 | 1.1376 | 0 | 0 | 0 | 0 | 0 | 0 | 0 | 0 | 0 | 0 | 0 | 0 | 0 | 0 | 0.0046282 | 0.01339 | 0.016458 | 0.015546 | 0 | 0 | 0 | 0 | 0 | 0 | 76.438 | 75.3303 | 74.2803 | 73.5002 | 72.6401 | 71.9717 | 71.7039 | 72.1378 | 74.9376 | 79.4153 | 84.1019 | 88.5087 | 91.6702 | 93.8423 | 95.2051 | 95.5042 | 95.5465 | 94.5306 | 92.9523 | 90.4811 | 86.8243 | 83.3948 | 81.0493 | 79.3396 | 0.0079765 | 0.0095294 | 0.0045669 | 0.0059387 | 0.0066009 | 0.012478 | 0.0084254 | 0.0049934 | 0.005741 | 0.0074004 | 0.0091386 | 0.010133 | 0.010102 | 0.010183 | 0.010006 | 0.0097659 | 0.0091895 | 0.0078674 | 0.0062905 | 0.006372 | 0.0072248 | 0.0060909 | 0.0067354 | 0.0070119
Portfolio Adjusted1-in-10Size: Under 20 kWOrange County2023January Monthly Peak | Portfolio Adjusted | 1-in-10 | Size: Under 20 kW | Orange County | 2023 | January Monthly Peak | 1 | 1.056 | 1.0315 | 1.0144 | 1.0221 | 1.0244 | 1.063 | 1.0919 | 1.0806 | 1.4119 | 1.7236 | 1.8495 | 1.7684 | 1.6257 | 1.4393 | 1.2841 | 1.1968 | 1.2704 | 1.5511 | 1.6565 | 1.5111 | 1.3299 | 1.2417 | 1.1818 | 1.1202 | 0 | 0 | 0 | 0 | 0 | 0 | 0 | 0 | 0 | 0 | 0 | 0 | 0 | 0 | 0.0022228 | 0.0060257 | 0.0081676 | 0.011178 | 0 | 0 | 0 | 0 | 0 | 0 | 40.8727 | 40.8004 | 40.0608 | 39.3951 | 38.8957 | 38.5101 | 38.1338 | 37.8743 | 38.496 | 40.9208 | 43.0799 | 45.0632 | 46.5376 | 47.5398 | 48.5572 | 48.8549 | 48.3382 | 47.0993 | 45.3951 | 44.6216 | 43.9082 | 43.7371 | 43.438 | 42.9945 | 0.0077442 | 0.0093738 | 0.0045955 | 0.0060078 | 0.006687 | 0.012782 | 0.0098269 | 0.0053743 | 0.0058088 | 0.0068855 | 0.0075973 | 0.0073571 | 0.0064739 | 0.0056701 | 0.0048058 | 0.0043947 | 0.0045605 | 0.0056568 | 0.0060953 | 0.0062569 | 0.0062325 | 0.0055361 | 0.0064946 | 0.0069046
Portfolio Adjusted1-in-10Size: Under 20 kWOrange County2023February Monthly Peak | Portfolio Adjusted | 1-in-10 | Size: Under 20 kW | Orange County | 2023 | February Monthly Peak | 2 | 1.0086 | 0.98387 | 0.97254 | 0.98047 | 0.98475 | 1.0073 | 0.97809 | 0.91511 | 1.1488 | 1.3664 | 1.4876 | 1.4869 | 1.4476 | 1.3868 | 1.3506 | 1.3317 | 1.3582 | 1.4227 | 1.5579 | 1.4231 | 1.2823 | 1.1869 | 1.12 | 1.0637 | 0 | 0 | 0 | 0 | 0 | 0 | 0 | 0 | 0 | 0 | 0 | 0 | 0 | 0 | 0.0023379 | 0.0067051 | 0.0087321 | 0.010253 | 0 | 0 | 0 | 0 | 0 | 0 | 47.2767 | 46.9144 | 46.5432 | 45.9575 | 45.4633 | 45.1377 | 44.5188 | 45.0339 | 46.0473 | 49.3977 | 52.356 | 55.4923 | 57.3996 | 58.3665 | 59.0152 | 59.2526 | 58.0083 | 57.0097 | 55.2221 | 53.3556 | 52.1753 | 50.8752 | 49.8231 | 48.4092 | 0.0073965 | 0.0089409 | 0.0044058 | 0.005763 | 0.0064279 | 0.012112 | 0.0088025 | 0.0045512 | 0.0047262 | 0.0054586 | 0.0061107 | 0.0061861 | 0.0057647 | 0.0054635 | 0.0050546 | 0.0048902 | 0.0048757 | 0.0051885 | 0.0057325 | 0.0058923 | 0.0060093 | 0.0052916 | 0.0061547 | 0.0065563
Portfolio Adjusted1-in-10Size: Under 20 kWOrange County2023March Monthly Peak | Portfolio Adjusted | 1-in-10 | Size: Under 20 kW | Orange County | 2023 | March Monthly Peak | 3 | 0.99154 | 0.95549 | 0.93682 | 0.93775 | 0.94178 | 0.95766 | 0.96177 | 0.84638 | 0.99195 | 1.1965 | 1.3876 | 1.4812 | 1.5192 | 1.5807 | 1.6683 | 1.7138 | 1.6808 | 1.4627 | 1.3306 | 1.3785 | 1.2908 | 1.19 | 1.1019 | 1.0451 | 0 | 0 | 0 | 0 | 0 | 0 | 0 | 0 | 0 | 0 | 0 | 0 | 0 | 0 | 0.002888 | 0.0086287 | 0.010806 | 0.010541 | 0 | 0 | 0 | 0 | 0 | 0 | 60.2434 | 58.8342 | 57.8607 | 57.5303 | 56.3706 | 55.4021 | 54.876 | 55.6546 | 59.0264 | 63.5016 | 68.2932 | 72.712 | 75.8469 | 77.4612 | 78.1275 | 78.7923 | 78.62 | 77.5597 | 75.0363 | 71.5766 | 68.6168 | 65.7723 | 63.5297 | 61.8069 | 0.0072712 | 0.0086831 | 0.0042439 | 0.0055119 | 0.0061474 | 0.011516 | 0.0086557 | 0.0042094 | 0.0040811 | 0.0047799 | 0.0057 | 0.006162 | 0.0060501 | 0.0062274 | 0.0062439 | 0.0062931 | 0.0060336 | 0.0053342 | 0.0048961 | 0.0057075 | 0.0060492 | 0.0053053 | 0.0060551 | 0.0064416
Portfolio Adjusted1-in-10Size: Under 20 kWOrange County2023April Monthly Peak | Portfolio Adjusted | 1-in-10 | Size: Under 20 kW | Orange County | 2023 | April Monthly Peak | 4 | 1.0255 | 0.98152 | 0.95359 | 0.95377 | 0.95248 | 0.96028 | 0.88609 | 0.84445 | 1.079 | 1.3743 | 1.6504 | 1.8097 | 1.9148 | 1.987 | 2.0667 | 2.0892 | 2.0162 | 1.6934 | 1.3736 | 1.3845 | 1.3789 | 1.2503 | 1.1492 | 1.0838 | 0 | 0 | 0 | 0 | 0 | 0 | 0 | 0 | 0 | 0 | 0 | 0 | 0 | 0 | 0.0035776 | 0.010519 | 0.012962 | 0.012203 | 0 | 0 | 0 | 0 | 0 | 0 | 71.1926 | 69.4146 | 67.8292 | 66.1962 | 65.218 | 64.5556 | 63.9975 | 64.1029 | 67.1376 | 72.6618 | 78.5773 | 83.9887 | 87.5934 | 89.5511 | 90.1946 | 90.6612 | 90.6434 | 89.8095 | 88.1661 | 84.5274 | 79.5773 | 75.6607 | 73.0987 | 71.105 | 0.0075202 | 0.0089196 | 0.0043199 | 0.0056061 | 0.0062172 | 0.011547 | 0.0079746 | 0.0041998 | 0.0044393 | 0.0054901 | 0.0067794 | 0.0075288 | 0.0076255 | 0.0078277 | 0.0077349 | 0.0076718 | 0.0072378 | 0.0061755 | 0.0050543 | 0.0057324 | 0.0064622 | 0.0055744 | 0.0063154 | 0.0066803
Portfolio Adjusted1-in-10Size: Under 20 kWOrange County2023May Monthly Peak | Portfolio Adjusted | 1-in-10 | Size: Under 20 kW | Orange County | 2023 | May Monthly Peak | 5 | 1.0422 | 0.99696 | 0.96342 | 0.95793 | 0.96012 | 0.95832 | 0.82207 | 0.87163 | 1.1434 | 1.4687 | 1.7619 | 1.9289 | 2.0296 | 2.0948 | 2.1634 | 2.1717 | 2.0982 | 1.7425 | 1.3971 | 1.3292 | 1.4041 | 1.278 | 1.169 | 1.1018 | 0 | 0 | 0 | 0 | 0 | 0 | 0 | 0 | 0 | 0 | 0 | 0 | 0 | 0 | 0.003745 | 0.010934 | 0.013489 | 0.012557 | 0 | 0 | 0 | 0 | 0 | 0 | 71.8965 | 70.5581 | 68.9578 | 68.2377 | 67.5956 | 66.7233 | 66.3172 | 66.7137 | 70.7092 | 76.9331 | 82.326 | 86.532 | 89.108 | 91.0001 | 92.4097 | 93.2572 | 93.325 | 92.0978 | 89.9757 | 87.2413 | 83.8084 | 80.0496 | 77.2259 | 75.1456 | 0.0076425 | 0.0090599 | 0.0043644 | 0.0056305 | 0.0062671 | 0.011524 | 0.0073984 | 0.004335 | 0.0047042 | 0.0058673 | 0.0072376 | 0.0080248 | 0.0080825 | 0.0082527 | 0.0080968 | 0.0079746 | 0.007532 | 0.0063548 | 0.0051406 | 0.0055036 | 0.00658 | 0.0056977 | 0.0064241 | 0.006791
Portfolio Adjusted1-in-10Size: Under 20 kWOrange County2023June Monthly Peak | Portfolio Adjusted | 1-in-10 | Size: Under 20 kW | Orange County | 2023 | June Monthly Peak | 6 | 1.0574 | 1.0116 | 0.97908 | 0.97126 | 0.97654 | 0.95093 | 0.81093 | 0.93163 | 1.2353 | 1.5985 | 1.9471 | 2.1423 | 2.2435 | 2.3087 | 2.3745 | 2.3686 | 2.2814 | 1.929 | 1.5499 | 1.3622 | 1.4202 | 1.3167 | 1.1995 | 1.1198 | 0 | 0 | 0 | 0 | 0 | 0 | 0 | 0 | 0 | 0 | 0 | 0 | 0 | 0 | 0.0041103 | 0.011926 | 0.014667 | 0.013901 | 0 | 0 | 0 | 0 | 0 | 0 | 72.891 | 71.6114 | 70.303 | 69.2523 | 68.0355 | 67.1906 | 67.0459 | 68.1396 | 71.3127 | 76.0505 | 81.1291 | 85.4146 | 88.3488 | 90.528 | 92.0421 | 92.623 | 92.961 | 92.3479 | 91.005 | 88.7881 | 84.8697 | 80.8725 | 78.3577 | 76.4454 | 0.0077541 | 0.0091929 | 0.0044354 | 0.0057089 | 0.0063743 | 0.011435 | 0.0072982 | 0.0046334 | 0.0050824 | 0.0063857 | 0.007998 | 0.0089127 | 0.0089343 | 0.0090954 | 0.0088866 | 0.0086976 | 0.0081898 | 0.0070349 | 0.0057031 | 0.0056401 | 0.0066555 | 0.0058703 | 0.0065917 | 0.0069017
Portfolio Adjusted1-in-10Size: Under 20 kWOrange County2023July Monthly Peak | Portfolio Adjusted | 1-in-10 | Size: Under 20 kW | Orange County | 2023 | July Monthly Peak | 7 | 1.0601 | 1.0191 | 0.983 | 0.98548 | 0.9869 | 0.99285 | 0.8482 | 0.97004 | 1.3321 | 1.7525 | 2.1411 | 2.3366 | 2.4383 | 2.4897 | 2.5692 | 2.5765 | 2.4653 | 2.0689 | 1.6384 | 1.4161 | 1.4721 | 1.344 | 1.2097 | 1.129 | 0 | 0 | 0 | 0 | 0 | 0 | 0 | 0 | 0 | 0 | 0 | 0 | 0 | 0 | 0.0044473 | 0.012972 | 0.01585 | 0.014909 | 0 | 0 | 0 | 0 | 0 | 0 | 75.1384 | 74.1787 | 73.2188 | 72.3857 | 71.6453 | 71.1742 | 70.9696 | 71.3191 | 74.2265 | 78.8667 | 83.3997 | 87.2994 | 89.7759 | 91.3358 | 92.935 | 93.3913 | 94.0023 | 92.9196 | 90.9983 | 88.9321 | 85.8061 | 82.7068 | 80.5867 | 79.0564 | 0.0077738 | 0.009261 | 0.0044531 | 0.0057925 | 0.0064419 | 0.011939 | 0.0076336 | 0.0048244 | 0.0054805 | 0.0070009 | 0.0087951 | 0.0097209 | 0.0097103 | 0.0098083 | 0.0096153 | 0.0094612 | 0.0088499 | 0.007545 | 0.0060288 | 0.0058632 | 0.0068987 | 0.0059923 | 0.0066479 | 0.0069587
Portfolio Adjusted1-in-10Size: Under 20 kWOrange County2023August Monthly Peak | Portfolio Adjusted | 1-in-10 | Size: Under 20 kW | Orange County | 2023 | August Monthly Peak | 8 | 1.1008 | 1.061 | 1.0181 | 1.0207 | 1.0213 | 1.0494 | 0.94685 | 1.0285 | 1.4463 | 1.9337 | 2.3283 | 2.5483 | 2.6531 | 2.6928 | 2.7717 | 2.7468 | 2.6416 | 2.2263 | 1.7622 | 1.5804 | 1.5727 | 1.3916 | 1.247 | 1.155 | 0 | 0 | 0 | 0 | 0 | 0 | 0 | 0 | 0 | 0 | 0 | 0 | 0 | 0 | 0.0047979 | 0.01383 | 0.016983 | 0.016043 | 0 | 0 | 0 | 0 | 0 | 0 | 77.7384 | 76.7852 | 75.9355 | 75.2722 | 74.7381 | 74.1217 | 73.7583 | 73.9914 | 76.8571 | 81.0213 | 85.3657 | 89.7839 | 93.1751 | 95.7668 | 97.0745 | 97.3229 | 97.0354 | 95.6406 | 94.3573 | 91.6683 | 87.7032 | 84.3948 | 82.1021 | 80.4992 | 0.0080727 | 0.0096418 | 0.0046122 | 0.0059992 | 0.0066665 | 0.012618 | 0.0085214 | 0.005115 | 0.0059503 | 0.0077247 | 0.0095639 | 0.010602 | 0.010566 | 0.010608 | 0.010373 | 0.010086 | 0.0094828 | 0.0081189 | 0.0064842 | 0.0065435 | 0.0073701 | 0.0062043 | 0.0068527 | 0.0071189
Portfolio Adjusted1-in-10Size: Under 20 kWOrange County2023September Monthly Peak | Portfolio Adjusted | 1-in-10 | Size: Under 20 kW | Orange County | 2023 | September Monthly Peak | 9 | 1.1001 | 1.0523 | 1.013 | 1.0141 | 1.0169 | 1.0529 | 1.0328 | 1.0599 | 1.4892 | 1.9858 | 2.4023 | 2.6276 | 2.744 | 2.7859 | 2.8074 | 2.7768 | 2.67 | 2.2298 | 1.7842 | 1.7319 | 1.5688 | 1.3847 | 1.2465 | 1.1535 | 0 | 0 | 0 | 0 | 0 | 0 | 0 | 0 | 0 | 0 | 0 | 0 | 0 | 0 | 0.0048598 | 0.013981 | 0.017166 | 0.016068 | 0 | 0 | 0 | 0 | 0 | 0 | 79.9842 | 78.7459 | 77.6639 | 77.0907 | 76.1414 | 75.4001 | 75.0418 | 75.1011 | 77.3542 | 81.7228 | 86.5133 | 91.537 | 95.3809 | 97.7387 | 98.7687 | 98.6797 | 98.1873 | 97.2145 | 95.4486 | 92.536 | 88.9184 | 85.6051 | 83.1507 | 81.3574 | 0.008067 | 0.009563 | 0.0045889 | 0.0059606 | 0.0066376 | 0.012661 | 0.0092953 | 0.0052716 | 0.0061271 | 0.0079329 | 0.0098678 | 0.010931 | 0.010928 | 0.010975 | 0.010507 | 0.010197 | 0.0095848 | 0.0081317 | 0.0065653 | 0.0071711 | 0.0073522 | 0.0061735 | 0.0068497 | 0.0071097
Portfolio Adjusted1-in-10Size: Under 20 kWOrange County2023October Monthly Peak | Portfolio Adjusted | 1-in-10 | Size: Under 20 kW | Orange County | 2023 | October Monthly Peak | 10 | 1.0315 | 0.99857 | 0.96297 | 0.96621 | 0.96375 | 0.98457 | 1.0253 | 0.96606 | 1.2293 | 1.5733 | 1.9028 | 2.088 | 2.1957 | 2.2556 | 2.3199 | 2.3125 | 2.2198 | 1.8707 | 1.6879 | 1.5727 | 1.4179 | 1.2731 | 1.1532 | 1.0836 | 0 | 0 | 0 | 0 | 0 | 0 | 0 | 0 | 0 | 0 | 0 | 0 | 0 | 0 | 0.0040159 | 0.011643 | 0.014271 | 0.013481 | 0 | 0 | 0 | 0 | 0 | 0 | 74.8117 | 74.3388 | 73.8529 | 72.5178 | 71.7017 | 71.1202 | 70.5698 | 70.2726 | 71.367 | 74.7222 | 78.9112 | 83.3862 | 86.9643 | 89.6626 | 91.0189 | 91.4608 | 90.7607 | 89.019 | 86.5633 | 83.3122 | 80.0179 | 77.8118 | 76.282 | 74.8996 | 0.0075642 | 0.0090745 | 0.0043624 | 0.0056792 | 0.0062908 | 0.011839 | 0.0092277 | 0.0048046 | 0.0050575 | 0.0062851 | 0.0078163 | 0.0086865 | 0.0087439 | 0.0088862 | 0.0086825 | 0.0084916 | 0.0079686 | 0.0068222 | 0.0062109 | 0.0065119 | 0.0066446 | 0.0056758 | 0.0063374 | 0.0066791
Portfolio Adjusted1-in-10Size: Under 20 kWOrange County2023November Monthly Peak | Portfolio Adjusted | 1-in-10 | Size: Under 20 kW | Orange County | 2023 | November Monthly Peak | 11 | 0.9599 | 0.93016 | 0.92166 | 0.91413 | 0.91363 | 0.93396 | 0.83701 | 0.80794 | 1.0262 | 1.2253 | 1.4101 | 1.495 | 1.5427 | 1.5908 | 1.6255 | 1.6456 | 1.6369 | 1.6864 | 1.484 | 1.3429 | 1.2307 | 1.1204 | 1.0401 | 0.98536 | 0 | 0 | 0 | 0 | 0 | 0 | 0 | 0 | 0 | 0 | 0 | 0 | 0 | 0 | 0.0028137 | 0.0082853 | 0.010524 | 0.012153 | 0 | 0 | 0 | 0 | 0 | 0 | 62.7278 | 61.7206 | 61.0718 | 59.9571 | 58.8426 | 58.0281 | 58.1202 | 58.5449 | 60.7624 | 64.8613 | 69.8632 | 74.0456 | 76.6674 | 78.2846 | 79.2093 | 79.1666 | 78.0207 | 75.6255 | 73.0017 | 70.593 | 68.6092 | 66.9197 | 65.3589 | 64.6173 | 0.0070392 | 0.0084529 | 0.0041752 | 0.0053731 | 0.0059636 | 0.011231 | 0.0075329 | 0.0040182 | 0.004222 | 0.0048949 | 0.0057925 | 0.0062198 | 0.0061436 | 0.006267 | 0.0060834 | 0.0060427 | 0.0058761 | 0.0061501 | 0.0054606 | 0.0055603 | 0.0057675 | 0.0049953 | 0.0057156 | 0.0060733
Portfolio Adjusted1-in-10Size: Under 20 kWOrange County2023December Monthly Peak | Portfolio Adjusted | 1-in-10 | Size: Under 20 kW | Orange County | 2023 | December Monthly Peak | 12 | 1.0327 | 1.008 | 0.99445 | 0.99019 | 0.99398 | 1.045 | 1.0533 | 1.0352 | 1.3632 | 1.66 | 1.782 | 1.7103 | 1.585 | 1.432 | 1.3222 | 1.2557 | 1.36 | 1.6069 | 1.5999 | 1.4696 | 1.3012 | 1.2118 | 1.139 | 1.0751 | 0 | 0 | 0 | 0 | 0 | 0 | 0 | 0 | 0 | 0 | 0 | 0 | 0 | 0 | 0.0022888 | 0.0063221 | 0.0087433 | 0.01158 | 0 | 0 | 0 | 0 | 0 | 0 | 43.1242 | 42.4716 | 41.7753 | 41.6288 | 41.1157 | 40.3213 | 40.3853 | 40.4313 | 41.326 | 43.2118 | 45.4603 | 47.3966 | 48.4126 | 48.8151 | 49.225 | 49.4369 | 48.8902 | 47.6094 | 45.9161 | 44.9967 | 44.2276 | 43.4173 | 42.8231 | 42.3285 | 0.0075733 | 0.0091603 | 0.004505 | 0.0058201 | 0.0064881 | 0.012566 | 0.0094798 | 0.0051483 | 0.0056084 | 0.0066316 | 0.0073202 | 0.0071154 | 0.0063121 | 0.0056413 | 0.0049484 | 0.0046109 | 0.004882 | 0.0058601 | 0.0058871 | 0.0060849 | 0.006098 | 0.0054026 | 0.0062592 | 0.0066266
Portfolio Adjusted1-in-10Size: Under 20 kWOrange County2023Typical Event Day | Portfolio Adjusted | 1-in-10 | Size: Under 20 kW | Orange County | 2023 | Typical Event Day | 8 | 1.0877 | 1.0486 | 1.0081 | 1.0104 | 1.0113 | 1.0377 | 0.93619 | 1.004 | 1.3954 | 1.8525 | 2.2247 | 2.4356 | 2.5366 | 2.5849 | 2.6736 | 2.6595 | 2.5599 | 2.1573 | 1.7096 | 1.5389 | 1.5417 | 1.3662 | 1.2256 | 1.1376 | 0 | 0 | 0 | 0 | 0 | 0 | 0 | 0 | 0 | 0 | 0 | 0 | 0 | 0 | 0.0046282 | 0.01339 | 0.016458 | 0.015546 | 0 | 0 | 0 | 0 | 0 | 0 | 76.438 | 75.3303 | 74.2803 | 73.5002 | 72.6401 | 71.9717 | 71.7039 | 72.1378 | 74.9376 | 79.4153 | 84.1019 | 88.5087 | 91.6702 | 93.8423 | 95.2051 | 95.5042 | 95.5465 | 94.5306 | 92.9523 | 90.4811 | 86.8243 | 83.3948 | 81.0493 | 79.3396 | 0.0079765 | 0.0095294 | 0.0045669 | 0.0059387 | 0.0066009 | 0.012478 | 0.0084254 | 0.0049934 | 0.005741 | 0.0074004 | 0.0091386 | 0.010133 | 0.010102 | 0.010183 | 0.010006 | 0.0097659 | 0.0091895 | 0.0078674 | 0.0062905 | 0.006372 | 0.0072248 | 0.0060909 | 0.0067354 | 0.0070119
Portfolio Adjusted1-in-10Size: Under 20 kWOrange County2024January Monthly Peak | Portfolio Adjusted | 1-in-10 | Size: Under 20 kW | Orange County | 2024 | January Monthly Peak | 1 | 1.056 | 1.0315 | 1.0144 | 1.0221 | 1.0244 | 1.063 | 1.0919 | 1.0806 | 1.4119 | 1.7236 | 1.8495 | 1.7684 | 1.6257 | 1.4393 | 1.2841 | 1.1968 | 1.2704 | 1.5511 | 1.6565 | 1.5111 | 1.3299 | 1.2417 | 1.1818 | 1.1202 | 0 | 0 | 0 | 0 | 0 | 0 | 0 | 0 | 0 | 0 | 0 | 0 | 0 | 0 | 0.0022228 | 0.0060257 | 0.0081676 | 0.011178 | 0 | 0 | 0 | 0 | 0 | 0 | 40.8727 | 40.8004 | 40.0608 | 39.3951 | 38.8957 | 38.5101 | 38.1338 | 37.8743 | 38.496 | 40.9208 | 43.0799 | 45.0632 | 46.5376 | 47.5398 | 48.5572 | 48.8549 | 48.3382 | 47.0993 | 45.3951 | 44.6216 | 43.9082 | 43.7371 | 43.438 | 42.9945 | 0.0077442 | 0.0093738 | 0.0045955 | 0.0060078 | 0.006687 | 0.012782 | 0.0098269 | 0.0053743 | 0.0058088 | 0.0068855 | 0.0075973 | 0.0073571 | 0.0064739 | 0.0056701 | 0.0048058 | 0.0043947 | 0.0045605 | 0.0056568 | 0.0060953 | 0.0062569 | 0.0062325 | 0.0055361 | 0.0064946 | 0.0069046
Portfolio Adjusted1-in-10Size: Under 20 kWOrange County2024February Monthly Peak | Portfolio Adjusted | 1-in-10 | Size: Under 20 kW | Orange County | 2024 | February Monthly Peak | 2 | 1.0086 | 0.98387 | 0.97254 | 0.98047 | 0.98475 | 1.0073 | 0.97809 | 0.91511 | 1.1488 | 1.3664 | 1.4876 | 1.4869 | 1.4476 | 1.3868 | 1.3506 | 1.3317 | 1.3582 | 1.4227 | 1.5579 | 1.4231 | 1.2823 | 1.1869 | 1.12 | 1.0637 | 0 | 0 | 0 | 0 | 0 | 0 | 0 | 0 | 0 | 0 | 0 | 0 | 0 | 0 | 0.0023379 | 0.0067051 | 0.0087321 | 0.010253 | 0 | 0 | 0 | 0 | 0 | 0 | 47.2767 | 46.9144 | 46.5432 | 45.9575 | 45.4633 | 45.1377 | 44.5188 | 45.0339 | 46.0473 | 49.3977 | 52.356 | 55.4923 | 57.3996 | 58.3665 | 59.0152 | 59.2526 | 58.0083 | 57.0097 | 55.2221 | 53.3556 | 52.1753 | 50.8752 | 49.8231 | 48.4092 | 0.0073965 | 0.0089409 | 0.0044058 | 0.005763 | 0.0064279 | 0.012112 | 0.0088025 | 0.0045512 | 0.0047262 | 0.0054586 | 0.0061107 | 0.0061861 | 0.0057647 | 0.0054635 | 0.0050546 | 0.0048902 | 0.0048757 | 0.0051885 | 0.0057325 | 0.0058923 | 0.0060093 | 0.0052916 | 0.0061547 | 0.0065563
Portfolio Adjusted1-in-10Size: Under 20 kWOrange County2024March Monthly Peak | Portfolio Adjusted | 1-in-10 | Size: Under 20 kW | Orange County | 2024 | March Monthly Peak | 3 | 0.99154 | 0.95549 | 0.93682 | 0.93775 | 0.94178 | 0.95766 | 0.96177 | 0.84638 | 0.99195 | 1.1965 | 1.3876 | 1.4812 | 1.5192 | 1.5807 | 1.6683 | 1.7138 | 1.6808 | 1.4627 | 1.3306 | 1.3785 | 1.2908 | 1.19 | 1.1019 | 1.0451 | 0 | 0 | 0 | 0 | 0 | 0 | 0 | 0 | 0 | 0 | 0 | 0 | 0 | 0 | 0.002888 | 0.0086287 | 0.010806 | 0.010541 | 0 | 0 | 0 | 0 | 0 | 0 | 60.2434 | 58.8342 | 57.8607 | 57.5303 | 56.3706 | 55.4021 | 54.876 | 55.6546 | 59.0264 | 63.5016 | 68.2932 | 72.712 | 75.8469 | 77.4612 | 78.1275 | 78.7923 | 78.62 | 77.5597 | 75.0363 | 71.5766 | 68.6168 | 65.7723 | 63.5297 | 61.8069 | 0.0072712 | 0.0086831 | 0.0042439 | 0.0055119 | 0.0061474 | 0.011516 | 0.0086557 | 0.0042094 | 0.0040811 | 0.0047799 | 0.0057 | 0.006162 | 0.0060501 | 0.0062274 | 0.0062439 | 0.0062931 | 0.0060336 | 0.0053342 | 0.0048961 | 0.0057075 | 0.0060492 | 0.0053053 | 0.0060551 | 0.0064416
Portfolio Adjusted1-in-10Size: Under 20 kWOrange County2024April Monthly Peak | Portfolio Adjusted | 1-in-10 | Size: Under 20 kW | Orange County | 2024 | April Monthly Peak | 4 | 1.0255 | 0.98152 | 0.95359 | 0.95377 | 0.95248 | 0.96028 | 0.88609 | 0.84445 | 1.079 | 1.3743 | 1.6504 | 1.8097 | 1.9148 | 1.987 | 2.0667 | 2.0892 | 2.0162 | 1.6934 | 1.3736 | 1.3845 | 1.3789 | 1.2503 | 1.1492 | 1.0838 | 0 | 0 | 0 | 0 | 0 | 0 | 0 | 0 | 0 | 0 | 0 | 0 | 0 | 0 | 0.0035776 | 0.010519 | 0.012962 | 0.012203 | 0 | 0 | 0 | 0 | 0 | 0 | 71.1926 | 69.4146 | 67.8292 | 66.1962 | 65.218 | 64.5556 | 63.9975 | 64.1029 | 67.1376 | 72.6618 | 78.5773 | 83.9887 | 87.5934 | 89.5511 | 90.1946 | 90.6612 | 90.6434 | 89.8095 | 88.1661 | 84.5274 | 79.5773 | 75.6607 | 73.0987 | 71.105 | 0.0075202 | 0.0089196 | 0.0043199 | 0.0056061 | 0.0062172 | 0.011547 | 0.0079746 | 0.0041998 | 0.0044393 | 0.0054901 | 0.0067794 | 0.0075288 | 0.0076255 | 0.0078277 | 0.0077349 | 0.0076718 | 0.0072378 | 0.0061755 | 0.0050543 | 0.0057324 | 0.0064622 | 0.0055744 | 0.0063154 | 0.0066803
Portfolio Adjusted1-in-10Size: Under 20 kWOrange County2024May Monthly Peak | Portfolio Adjusted | 1-in-10 | Size: Under 20 kW | Orange County | 2024 | May Monthly Peak | 5 | 1.0422 | 0.99696 | 0.96342 | 0.95793 | 0.96012 | 0.95832 | 0.82207 | 0.87163 | 1.1434 | 1.4687 | 1.7619 | 1.9289 | 2.0296 | 2.0948 | 2.1634 | 2.1717 | 2.0982 | 1.7425 | 1.3971 | 1.3292 | 1.4041 | 1.278 | 1.169 | 1.1018 | 0 | 0 | 0 | 0 | 0 | 0 | 0 | 0 | 0 | 0 | 0 | 0 | 0 | 0 | 0.003745 | 0.010934 | 0.013489 | 0.012557 | 0 | 0 | 0 | 0 | 0 | 0 | 71.8965 | 70.5581 | 68.9578 | 68.2377 | 67.5956 | 66.7233 | 66.3172 | 66.7137 | 70.7092 | 76.9331 | 82.326 | 86.532 | 89.108 | 91.0001 | 92.4097 | 93.2572 | 93.325 | 92.0978 | 89.9757 | 87.2413 | 83.8084 | 80.0496 | 77.2259 | 75.1456 | 0.0076425 | 0.0090599 | 0.0043644 | 0.0056305 | 0.0062671 | 0.011524 | 0.0073984 | 0.004335 | 0.0047042 | 0.0058673 | 0.0072376 | 0.0080248 | 0.0080825 | 0.0082527 | 0.0080968 | 0.0079746 | 0.007532 | 0.0063548 | 0.0051406 | 0.0055036 | 0.00658 | 0.0056977 | 0.0064241 | 0.006791
Portfolio Adjusted1-in-10Size: Under 20 kWOrange County2024June Monthly Peak | Portfolio Adjusted | 1-in-10 | Size: Under 20 kW | Orange County | 2024 | June Monthly Peak | 6 | 1.0574 | 1.0116 | 0.97908 | 0.97126 | 0.97654 | 0.95093 | 0.81093 | 0.93163 | 1.2353 | 1.5985 | 1.9471 | 2.1423 | 2.2435 | 2.3087 | 2.3745 | 2.3686 | 2.2814 | 1.929 | 1.5499 | 1.3622 | 1.4202 | 1.3167 | 1.1995 | 1.1198 | 0 | 0 | 0 | 0 | 0 | 0 | 0 | 0 | 0 | 0 | 0 | 0 | 0 | 0 | 0.0041103 | 0.011926 | 0.014667 | 0.013901 | 0 | 0 | 0 | 0 | 0 | 0 | 72.891 | 71.6114 | 70.303 | 69.2523 | 68.0355 | 67.1906 | 67.0459 | 68.1396 | 71.3127 | 76.0505 | 81.1291 | 85.4146 | 88.3488 | 90.528 | 92.0421 | 92.623 | 92.961 | 92.3479 | 91.005 | 88.7881 | 84.8697 | 80.8725 | 78.3577 | 76.4454 | 0.0077541 | 0.0091929 | 0.0044354 | 0.0057089 | 0.0063743 | 0.011435 | 0.0072982 | 0.0046334 | 0.0050824 | 0.0063857 | 0.007998 | 0.0089127 | 0.0089343 | 0.0090954 | 0.0088866 | 0.0086976 | 0.0081898 | 0.0070349 | 0.0057031 | 0.0056401 | 0.0066555 | 0.0058703 | 0.0065917 | 0.0069017
Portfolio Adjusted1-in-10Size: Under 20 kWOrange County2024July Monthly Peak | Portfolio Adjusted | 1-in-10 | Size: Under 20 kW | Orange County | 2024 | July Monthly Peak | 7 | 1.0601 | 1.0191 | 0.983 | 0.98548 | 0.9869 | 0.99285 | 0.8482 | 0.97004 | 1.3321 | 1.7525 | 2.1411 | 2.3366 | 2.4383 | 2.4897 | 2.5692 | 2.5765 | 2.4653 | 2.0689 | 1.6384 | 1.4161 | 1.4721 | 1.344 | 1.2097 | 1.129 | 0 | 0 | 0 | 0 | 0 | 0 | 0 | 0 | 0 | 0 | 0 | 0 | 0 | 0 | 0.0044473 | 0.012972 | 0.01585 | 0.014909 | 0 | 0 | 0 | 0 | 0 | 0 | 75.1384 | 74.1787 | 73.2188 | 72.3857 | 71.6453 | 71.1742 | 70.9696 | 71.3191 | 74.2265 | 78.8667 | 83.3997 | 87.2994 | 89.7759 | 91.3358 | 92.935 | 93.3913 | 94.0023 | 92.9196 | 90.9983 | 88.9321 | 85.8061 | 82.7068 | 80.5867 | 79.0564 | 0.0077738 | 0.009261 | 0.0044531 | 0.0057925 | 0.0064419 | 0.011939 | 0.0076336 | 0.0048244 | 0.0054805 | 0.0070009 | 0.0087951 | 0.0097209 | 0.0097103 | 0.0098083 | 0.0096153 | 0.0094612 | 0.0088499 | 0.007545 | 0.0060288 | 0.0058632 | 0.0068987 | 0.0059923 | 0.0066479 | 0.0069587
Portfolio Adjusted1-in-10Size: Under 20 kWOrange County2024August Monthly Peak | Portfolio Adjusted | 1-in-10 | Size: Under 20 kW | Orange County | 2024 | August Monthly Peak | 8 | 1.1008 | 1.061 | 1.0181 | 1.0207 | 1.0213 | 1.0494 | 0.94685 | 1.0285 | 1.4463 | 1.9337 | 2.3283 | 2.5483 | 2.6531 | 2.6928 | 2.7717 | 2.7468 | 2.6416 | 2.2263 | 1.7622 | 1.5804 | 1.5727 | 1.3916 | 1.247 | 1.155 | 0 | 0 | 0 | 0 | 0 | 0 | 0 | 0 | 0 | 0 | 0 | 0 | 0 | 0 | 0.0047979 | 0.01383 | 0.016983 | 0.016043 | 0 | 0 | 0 | 0 | 0 | 0 | 77.7384 | 76.7852 | 75.9355 | 75.2722 | 74.7381 | 74.1217 | 73.7583 | 73.9914 | 76.8571 | 81.0213 | 85.3657 | 89.7839 | 93.1751 | 95.7668 | 97.0745 | 97.3229 | 97.0354 | 95.6406 | 94.3573 | 91.6683 | 87.7032 | 84.3948 | 82.1021 | 80.4992 | 0.0080727 | 0.0096418 | 0.0046122 | 0.0059992 | 0.0066665 | 0.012618 | 0.0085214 | 0.005115 | 0.0059503 | 0.0077247 | 0.0095639 | 0.010602 | 0.010566 | 0.010608 | 0.010373 | 0.010086 | 0.0094828 | 0.0081189 | 0.0064842 | 0.0065435 | 0.0073701 | 0.0062043 | 0.0068527 | 0.0071189
Portfolio Adjusted1-in-10Size: Under 20 kWOrange County2024September Monthly Peak | Portfolio Adjusted | 1-in-10 | Size: Under 20 kW | Orange County | 2024 | September Monthly Peak | 9 | 1.1001 | 1.0523 | 1.013 | 1.0141 | 1.0169 | 1.0529 | 1.0328 | 1.0599 | 1.4892 | 1.9858 | 2.4023 | 2.6276 | 2.744 | 2.7859 | 2.8074 | 2.7768 | 2.67 | 2.2298 | 1.7842 | 1.7319 | 1.5688 | 1.3847 | 1.2465 | 1.1535 | 0 | 0 | 0 | 0 | 0 | 0 | 0 | 0 | 0 | 0 | 0 | 0 | 0 | 0 | 0.0048598 | 0.013981 | 0.017166 | 0.016068 | 0 | 0 | 0 | 0 | 0 | 0 | 79.9842 | 78.7459 | 77.6639 | 77.0907 | 76.1414 | 75.4001 | 75.0418 | 75.1011 | 77.3542 | 81.7228 | 86.5133 | 91.537 | 95.3809 | 97.7387 | 98.7687 | 98.6797 | 98.1873 | 97.2145 | 95.4486 | 92.536 | 88.9184 | 85.6051 | 83.1507 | 81.3574 | 0.008067 | 0.009563 | 0.0045889 | 0.0059606 | 0.0066376 | 0.012661 | 0.0092953 | 0.0052716 | 0.0061271 | 0.0079329 | 0.0098678 | 0.010931 | 0.010928 | 0.010975 | 0.010507 | 0.010197 | 0.0095848 | 0.0081317 | 0.0065653 | 0.0071711 | 0.0073522 | 0.0061735 | 0.0068497 | 0.0071097
Portfolio Adjusted1-in-10Size: Under 20 kWOrange County2024October Monthly Peak | Portfolio Adjusted | 1-in-10 | Size: Under 20 kW | Orange County | 2024 | October Monthly Peak | 10 | 1.0315 | 0.99857 | 0.96297 | 0.96621 | 0.96375 | 0.98457 | 1.0253 | 0.96606 | 1.2293 | 1.5733 | 1.9028 | 2.088 | 2.1957 | 2.2556 | 2.3199 | 2.3125 | 2.2198 | 1.8707 | 1.6879 | 1.5727 | 1.4179 | 1.2731 | 1.1532 | 1.0836 | 0 | 0 | 0 | 0 | 0 | 0 | 0 | 0 | 0 | 0 | 0 | 0 | 0 | 0 | 0.0040159 | 0.011643 | 0.014271 | 0.013481 | 0 | 0 | 0 | 0 | 0 | 0 | 74.8117 | 74.3388 | 73.8529 | 72.5178 | 71.7017 | 71.1202 | 70.5698 | 70.2726 | 71.367 | 74.7222 | 78.9112 | 83.3862 | 86.9643 | 89.6626 | 91.0189 | 91.4608 | 90.7607 | 89.019 | 86.5633 | 83.3122 | 80.0179 | 77.8118 | 76.282 | 74.8996 | 0.0075642 | 0.0090745 | 0.0043624 | 0.0056792 | 0.0062908 | 0.011839 | 0.0092277 | 0.0048046 | 0.0050575 | 0.0062851 | 0.0078163 | 0.0086865 | 0.0087439 | 0.0088862 | 0.0086825 | 0.0084916 | 0.0079686 | 0.0068222 | 0.0062109 | 0.0065119 | 0.0066446 | 0.0056758 | 0.0063374 | 0.0066791
Portfolio Adjusted1-in-10Size: Under 20 kWOrange County2024November Monthly Peak | Portfolio Adjusted | 1-in-10 | Size: Under 20 kW | Orange County | 2024 | November Monthly Peak | 11 | 0.9599 | 0.93016 | 0.92166 | 0.91413 | 0.91363 | 0.93396 | 0.83701 | 0.80794 | 1.0262 | 1.2253 | 1.4101 | 1.495 | 1.5427 | 1.5908 | 1.6255 | 1.6456 | 1.6369 | 1.6864 | 1.484 | 1.3429 | 1.2307 | 1.1204 | 1.0401 | 0.98536 | 0 | 0 | 0 | 0 | 0 | 0 | 0 | 0 | 0 | 0 | 0 | 0 | 0 | 0 | 0.0028137 | 0.0082853 | 0.010524 | 0.012153 | 0 | 0 | 0 | 0 | 0 | 0 | 62.7278 | 61.7206 | 61.0718 | 59.9571 | 58.8426 | 58.0281 | 58.1202 | 58.5449 | 60.7624 | 64.8613 | 69.8632 | 74.0456 | 76.6674 | 78.2846 | 79.2093 | 79.1666 | 78.0207 | 75.6255 | 73.0017 | 70.593 | 68.6092 | 66.9197 | 65.3589 | 64.6173 | 0.0070392 | 0.0084529 | 0.0041752 | 0.0053731 | 0.0059636 | 0.011231 | 0.0075329 | 0.0040182 | 0.004222 | 0.0048949 | 0.0057925 | 0.0062198 | 0.0061436 | 0.006267 | 0.0060834 | 0.0060427 | 0.0058761 | 0.0061501 | 0.0054606 | 0.0055603 | 0.0057675 | 0.0049953 | 0.0057156 | 0.0060733
Portfolio Adjusted1-in-10Size: Under 20 kWOrange County2024December Monthly Peak | Portfolio Adjusted | 1-in-10 | Size: Under 20 kW | Orange County | 2024 | December Monthly Peak | 12 | 1.0327 | 1.008 | 0.99445 | 0.99019 | 0.99398 | 1.045 | 1.0533 | 1.0352 | 1.3632 | 1.66 | 1.782 | 1.7103 | 1.585 | 1.432 | 1.3222 | 1.2557 | 1.36 | 1.6069 | 1.5999 | 1.4696 | 1.3012 | 1.2118 | 1.139 | 1.0751 | 0 | 0 | 0 | 0 | 0 | 0 | 0 | 0 | 0 | 0 | 0 | 0 | 0 | 0 | 0.0022888 | 0.0063221 | 0.0087433 | 0.01158 | 0 | 0 | 0 | 0 | 0 | 0 | 43.1242 | 42.4716 | 41.7753 | 41.6288 | 41.1157 | 40.3213 | 40.3853 | 40.4313 | 41.326 | 43.2118 | 45.4603 | 47.3966 | 48.4126 | 48.8151 | 49.225 | 49.4369 | 48.8902 | 47.6094 | 45.9161 | 44.9967 | 44.2276 | 43.4173 | 42.8231 | 42.3285 | 0.0075733 | 0.0091603 | 0.004505 | 0.0058201 | 0.0064881 | 0.012566 | 0.0094798 | 0.0051483 | 0.0056084 | 0.0066316 | 0.0073202 | 0.0071154 | 0.0063121 | 0.0056413 | 0.0049484 | 0.0046109 | 0.004882 | 0.0058601 | 0.0058871 | 0.0060849 | 0.006098 | 0.0054026 | 0.0062592 | 0.0066266
Portfolio Adjusted1-in-10Size: Under 20 kWOrange County2024Typical Event Day | Portfolio Adjusted | 1-in-10 | Size: Under 20 kW | Orange County | 2024 | Typical Event Day | 8 | 1.0877 | 1.0486 | 1.0081 | 1.0104 | 1.0113 | 1.0377 | 0.93619 | 1.004 | 1.3954 | 1.8525 | 2.2247 | 2.4356 | 2.5366 | 2.5849 | 2.6736 | 2.6595 | 2.5599 | 2.1573 | 1.7096 | 1.5389 | 1.5417 | 1.3662 | 1.2256 | 1.1376 | 0 | 0 | 0 | 0 | 0 | 0 | 0 | 0 | 0 | 0 | 0 | 0 | 0 | 0 | 0.0046282 | 0.01339 | 0.016458 | 0.015546 | 0 | 0 | 0 | 0 | 0 | 0 | 76.438 | 75.3303 | 74.2803 | 73.5002 | 72.6401 | 71.9717 | 71.7039 | 72.1378 | 74.9376 | 79.4153 | 84.1019 | 88.5087 | 91.6702 | 93.8423 | 95.2051 | 95.5042 | 95.5465 | 94.5306 | 92.9523 | 90.4811 | 86.8243 | 83.3948 | 81.0493 | 79.3396 | 0.0079765 | 0.0095294 | 0.0045669 | 0.0059387 | 0.0066009 | 0.012478 | 0.0084254 | 0.0049934 | 0.005741 | 0.0074004 | 0.0091386 | 0.010133 | 0.010102 | 0.010183 | 0.010006 | 0.0097659 | 0.0091895 | 0.0078674 | 0.0062905 | 0.006372 | 0.0072248 | 0.0060909 | 0.0067354 | 0.0070119
Portfolio Adjusted1-in-10Size: Under 20 kWOrange County2025January Monthly Peak | Portfolio Adjusted | 1-in-10 | Size: Under 20 kW | Orange County | 2025 | January Monthly Peak | 1 | 1.056 | 1.0315 | 1.0144 | 1.0221 | 1.0244 | 1.063 | 1.0919 | 1.0806 | 1.4119 | 1.7236 | 1.8495 | 1.7684 | 1.6257 | 1.4393 | 1.2841 | 1.1968 | 1.2704 | 1.5511 | 1.6565 | 1.5111 | 1.3299 | 1.2417 | 1.1818 | 1.1202 | 0 | 0 | 0 | 0 | 0 | 0 | 0 | 0 | 0 | 0 | 0 | 0 | 0 | 0 | 0.0022228 | 0.0060257 | 0.0081676 | 0.011178 | 0 | 0 | 0 | 0 | 0 | 0 | 40.8727 | 40.8004 | 40.0608 | 39.3951 | 38.8957 | 38.5101 | 38.1338 | 37.8743 | 38.496 | 40.9208 | 43.0799 | 45.0632 | 46.5376 | 47.5398 | 48.5572 | 48.8549 | 48.3382 | 47.0993 | 45.3951 | 44.6216 | 43.9082 | 43.7371 | 43.438 | 42.9945 | 0.0077442 | 0.0093738 | 0.0045955 | 0.0060078 | 0.006687 | 0.012782 | 0.0098269 | 0.0053743 | 0.0058088 | 0.0068855 | 0.0075973 | 0.0073571 | 0.0064739 | 0.0056701 | 0.0048058 | 0.0043947 | 0.0045605 | 0.0056568 | 0.0060953 | 0.0062569 | 0.0062325 | 0.0055361 | 0.0064946 | 0.0069046
Portfolio Adjusted1-in-10Size: Under 20 kWOrange County2025February Monthly Peak | Portfolio Adjusted | 1-in-10 | Size: Under 20 kW | Orange County | 2025 | February Monthly Peak | 2 | 1.0086 | 0.98387 | 0.97254 | 0.98047 | 0.98475 | 1.0073 | 0.97809 | 0.91511 | 1.1488 | 1.3664 | 1.4876 | 1.4869 | 1.4476 | 1.3868 | 1.3506 | 1.3317 | 1.3582 | 1.4227 | 1.5579 | 1.4231 | 1.2823 | 1.1869 | 1.12 | 1.0637 | 0 | 0 | 0 | 0 | 0 | 0 | 0 | 0 | 0 | 0 | 0 | 0 | 0 | 0 | 0.0023379 | 0.0067051 | 0.0087321 | 0.010253 | 0 | 0 | 0 | 0 | 0 | 0 | 47.2767 | 46.9144 | 46.5432 | 45.9575 | 45.4633 | 45.1377 | 44.5188 | 45.0339 | 46.0473 | 49.3977 | 52.356 | 55.4923 | 57.3996 | 58.3665 | 59.0152 | 59.2526 | 58.0083 | 57.0097 | 55.2221 | 53.3556 | 52.1753 | 50.8752 | 49.8231 | 48.4092 | 0.0073965 | 0.0089409 | 0.0044058 | 0.005763 | 0.0064279 | 0.012112 | 0.0088025 | 0.0045512 | 0.0047262 | 0.0054586 | 0.0061107 | 0.0061861 | 0.0057647 | 0.0054635 | 0.0050546 | 0.0048902 | 0.0048757 | 0.0051885 | 0.0057325 | 0.0058923 | 0.0060093 | 0.0052916 | 0.0061547 | 0.0065563
Portfolio Adjusted1-in-10Size: Under 20 kWOrange County2025March Monthly Peak | Portfolio Adjusted | 1-in-10 | Size: Under 20 kW | Orange County | 2025 | March Monthly Peak | 3 | 0.99154 | 0.95549 | 0.93682 | 0.93775 | 0.94178 | 0.95766 | 0.96177 | 0.84638 | 0.99195 | 1.1965 | 1.3876 | 1.4812 | 1.5192 | 1.5807 | 1.6683 | 1.7138 | 1.6808 | 1.4627 | 1.3306 | 1.3785 | 1.2908 | 1.19 | 1.1019 | 1.0451 | 0 | 0 | 0 | 0 | 0 | 0 | 0 | 0 | 0 | 0 | 0 | 0 | 0 | 0 | 0.002888 | 0.0086287 | 0.010806 | 0.010541 | 0 | 0 | 0 | 0 | 0 | 0 | 60.2434 | 58.8342 | 57.8607 | 57.5303 | 56.3706 | 55.4021 | 54.876 | 55.6546 | 59.0264 | 63.5016 | 68.2932 | 72.712 | 75.8469 | 77.4612 | 78.1275 | 78.7923 | 78.62 | 77.5597 | 75.0363 | 71.5766 | 68.6168 | 65.7723 | 63.5297 | 61.8069 | 0.0072712 | 0.0086831 | 0.0042439 | 0.0055119 | 0.0061474 | 0.011516 | 0.0086557 | 0.0042094 | 0.0040811 | 0.0047799 | 0.0057 | 0.006162 | 0.0060501 | 0.0062274 | 0.0062439 | 0.0062931 | 0.0060336 | 0.0053342 | 0.0048961 | 0.0057075 | 0.0060492 | 0.0053053 | 0.0060551 | 0.0064416
Portfolio Adjusted1-in-10Size: Under 20 kWOrange County2025April Monthly Peak | Portfolio Adjusted | 1-in-10 | Size: Under 20 kW | Orange County | 2025 | April Monthly Peak | 4 | 1.0255 | 0.98152 | 0.95359 | 0.95377 | 0.95248 | 0.96028 | 0.88609 | 0.84445 | 1.079 | 1.3743 | 1.6504 | 1.8097 | 1.9148 | 1.987 | 2.0667 | 2.0892 | 2.0162 | 1.6934 | 1.3736 | 1.3845 | 1.3789 | 1.2503 | 1.1492 | 1.0838 | 0 | 0 | 0 | 0 | 0 | 0 | 0 | 0 | 0 | 0 | 0 | 0 | 0 | 0 | 0.0035776 | 0.010519 | 0.012962 | 0.012203 | 0 | 0 | 0 | 0 | 0 | 0 | 71.1926 | 69.4146 | 67.8292 | 66.1962 | 65.218 | 64.5556 | 63.9975 | 64.1029 | 67.1376 | 72.6618 | 78.5773 | 83.9887 | 87.5934 | 89.5511 | 90.1946 | 90.6612 | 90.6434 | 89.8095 | 88.1661 | 84.5274 | 79.5773 | 75.6607 | 73.0987 | 71.105 | 0.0075202 | 0.0089196 | 0.0043199 | 0.0056061 | 0.0062172 | 0.011547 | 0.0079746 | 0.0041998 | 0.0044393 | 0.0054901 | 0.0067794 | 0.0075288 | 0.0076255 | 0.0078277 | 0.0077349 | 0.0076718 | 0.0072378 | 0.0061755 | 0.0050543 | 0.0057324 | 0.0064622 | 0.0055744 | 0.0063154 | 0.0066803
Portfolio Adjusted1-in-10Size: Under 20 kWOrange County2025May Monthly Peak | Portfolio Adjusted | 1-in-10 | Size: Under 20 kW | Orange County | 2025 | May Monthly Peak | 5 | 1.0422 | 0.99696 | 0.96342 | 0.95793 | 0.96012 | 0.95832 | 0.82207 | 0.87163 | 1.1434 | 1.4687 | 1.7619 | 1.9289 | 2.0296 | 2.0948 | 2.1634 | 2.1717 | 2.0982 | 1.7425 | 1.3971 | 1.3292 | 1.4041 | 1.278 | 1.169 | 1.1018 | 0 | 0 | 0 | 0 | 0 | 0 | 0 | 0 | 0 | 0 | 0 | 0 | 0 | 0 | 0.003745 | 0.010934 | 0.013489 | 0.012557 | 0 | 0 | 0 | 0 | 0 | 0 | 71.8965 | 70.5581 | 68.9578 | 68.2377 | 67.5956 | 66.7233 | 66.3172 | 66.7137 | 70.7092 | 76.9331 | 82.326 | 86.532 | 89.108 | 91.0001 | 92.4097 | 93.2572 | 93.325 | 92.0978 | 89.9757 | 87.2413 | 83.8084 | 80.0496 | 77.2259 | 75.1456 | 0.0076425 | 0.0090599 | 0.0043644 | 0.0056305 | 0.0062671 | 0.011524 | 0.0073984 | 0.004335 | 0.0047042 | 0.0058673 | 0.0072376 | 0.0080248 | 0.0080825 | 0.0082527 | 0.0080968 | 0.0079746 | 0.007532 | 0.0063548 | 0.0051406 | 0.0055036 | 0.00658 | 0.0056977 | 0.0064241 | 0.006791
Portfolio Adjusted1-in-10Size: Under 20 kWOrange County2025June Monthly Peak | Portfolio Adjusted | 1-in-10 | Size: Under 20 kW | Orange County | 2025 | June Monthly Peak | 6 | 1.0574 | 1.0116 | 0.97908 | 0.97126 | 0.97654 | 0.95093 | 0.81093 | 0.93163 | 1.2353 | 1.5985 | 1.9471 | 2.1423 | 2.2435 | 2.3087 | 2.3745 | 2.3686 | 2.2814 | 1.929 | 1.5499 | 1.3622 | 1.4202 | 1.3167 | 1.1995 | 1.1198 | 0 | 0 | 0 | 0 | 0 | 0 | 0 | 0 | 0 | 0 | 0 | 0 | 0 | 0 | 0.0041103 | 0.011926 | 0.014667 | 0.013901 | 0 | 0 | 0 | 0 | 0 | 0 | 72.891 | 71.6114 | 70.303 | 69.2523 | 68.0355 | 67.1906 | 67.0459 | 68.1396 | 71.3127 | 76.0505 | 81.1291 | 85.4146 | 88.3488 | 90.528 | 92.0421 | 92.623 | 92.961 | 92.3479 | 91.005 | 88.7881 | 84.8697 | 80.8725 | 78.3577 | 76.4454 | 0.0077541 | 0.0091929 | 0.0044354 | 0.0057089 | 0.0063743 | 0.011435 | 0.0072982 | 0.0046334 | 0.0050824 | 0.0063857 | 0.007998 | 0.0089127 | 0.0089343 | 0.0090954 | 0.0088866 | 0.0086976 | 0.0081898 | 0.0070349 | 0.0057031 | 0.0056401 | 0.0066555 | 0.0058703 | 0.0065917 | 0.0069017
Portfolio Adjusted1-in-10Size: Under 20 kWOrange County2025July Monthly Peak | Portfolio Adjusted | 1-in-10 | Size: Under 20 kW | Orange County | 2025 | July Monthly Peak | 7 | 1.0601 | 1.0191 | 0.983 | 0.98548 | 0.9869 | 0.99285 | 0.8482 | 0.97004 | 1.3321 | 1.7525 | 2.1411 | 2.3366 | 2.4383 | 2.4897 | 2.5692 | 2.5765 | 2.4653 | 2.0689 | 1.6384 | 1.4161 | 1.4721 | 1.344 | 1.2097 | 1.129 | 0 | 0 | 0 | 0 | 0 | 0 | 0 | 0 | 0 | 0 | 0 | 0 | 0 | 0 | 0.0044473 | 0.012972 | 0.01585 | 0.014909 | 0 | 0 | 0 | 0 | 0 | 0 | 75.1384 | 74.1787 | 73.2188 | 72.3857 | 71.6453 | 71.1742 | 70.9696 | 71.3191 | 74.2265 | 78.8667 | 83.3997 | 87.2994 | 89.7759 | 91.3358 | 92.935 | 93.3913 | 94.0023 | 92.9196 | 90.9983 | 88.9321 | 85.8061 | 82.7068 | 80.5867 | 79.0564 | 0.0077738 | 0.009261 | 0.0044531 | 0.0057925 | 0.0064419 | 0.011939 | 0.0076336 | 0.0048244 | 0.0054805 | 0.0070009 | 0.0087951 | 0.0097209 | 0.0097103 | 0.0098083 | 0.0096153 | 0.0094612 | 0.0088499 | 0.007545 | 0.0060288 | 0.0058632 | 0.0068987 | 0.0059923 | 0.0066479 | 0.0069587
Portfolio Adjusted1-in-10Size: Under 20 kWOrange County2025August Monthly Peak | Portfolio Adjusted | 1-in-10 | Size: Under 20 kW | Orange County | 2025 | August Monthly Peak | 8 | 1.1008 | 1.061 | 1.0181 | 1.0207 | 1.0213 | 1.0494 | 0.94685 | 1.0285 | 1.4463 | 1.9337 | 2.3283 | 2.5483 | 2.6531 | 2.6928 | 2.7717 | 2.7468 | 2.6416 | 2.2263 | 1.7622 | 1.5804 | 1.5727 | 1.3916 | 1.247 | 1.155 | 0 | 0 | 0 | 0 | 0 | 0 | 0 | 0 | 0 | 0 | 0 | 0 | 0 | 0 | 0.0047979 | 0.01383 | 0.016983 | 0.016043 | 0 | 0 | 0 | 0 | 0 | 0 | 77.7384 | 76.7852 | 75.9355 | 75.2722 | 74.7381 | 74.1217 | 73.7583 | 73.9914 | 76.8571 | 81.0213 | 85.3657 | 89.7839 | 93.1751 | 95.7668 | 97.0745 | 97.3229 | 97.0354 | 95.6406 | 94.3573 | 91.6683 | 87.7032 | 84.3948 | 82.1021 | 80.4992 | 0.0080727 | 0.0096418 | 0.0046122 | 0.0059992 | 0.0066665 | 0.012618 | 0.0085214 | 0.005115 | 0.0059503 | 0.0077247 | 0.0095639 | 0.010602 | 0.010566 | 0.010608 | 0.010373 | 0.010086 | 0.0094828 | 0.0081189 | 0.0064842 | 0.0065435 | 0.0073701 | 0.0062043 | 0.0068527 | 0.0071189
Portfolio Adjusted1-in-10Size: Under 20 kWOrange County2025September Monthly Peak | Portfolio Adjusted | 1-in-10 | Size: Under 20 kW | Orange County | 2025 | September Monthly Peak | 9 | 1.1001 | 1.0523 | 1.013 | 1.0141 | 1.0169 | 1.0529 | 1.0328 | 1.0599 | 1.4892 | 1.9858 | 2.4023 | 2.6276 | 2.744 | 2.7859 | 2.8074 | 2.7768 | 2.67 | 2.2298 | 1.7842 | 1.7319 | 1.5688 | 1.3847 | 1.2465 | 1.1535 | 0 | 0 | 0 | 0 | 0 | 0 | 0 | 0 | 0 | 0 | 0 | 0 | 0 | 0 | 0.0048598 | 0.013981 | 0.017166 | 0.016068 | 0 | 0 | 0 | 0 | 0 | 0 | 79.9842 | 78.7459 | 77.6639 | 77.0907 | 76.1414 | 75.4001 | 75.0418 | 75.1011 | 77.3542 | 81.7228 | 86.5133 | 91.537 | 95.3809 | 97.7387 | 98.7687 | 98.6797 | 98.1873 | 97.2145 | 95.4486 | 92.536 | 88.9184 | 85.6051 | 83.1507 | 81.3574 | 0.008067 | 0.009563 | 0.0045889 | 0.0059606 | 0.0066376 | 0.012661 | 0.0092953 | 0.0052716 | 0.0061271 | 0.0079329 | 0.0098678 | 0.010931 | 0.010928 | 0.010975 | 0.010507 | 0.010197 | 0.0095848 | 0.0081317 | 0.0065653 | 0.0071711 | 0.0073522 | 0.0061735 | 0.0068497 | 0.0071097
Portfolio Adjusted1-in-10Size: Under 20 kWOrange County2025October Monthly Peak | Portfolio Adjusted | 1-in-10 | Size: Under 20 kW | Orange County | 2025 | October Monthly Peak | 10 | 1.0315 | 0.99857 | 0.96297 | 0.96621 | 0.96375 | 0.98457 | 1.0253 | 0.96606 | 1.2293 | 1.5733 | 1.9028 | 2.088 | 2.1957 | 2.2556 | 2.3199 | 2.3125 | 2.2198 | 1.8707 | 1.6879 | 1.5727 | 1.4179 | 1.2731 | 1.1532 | 1.0836 | 0 | 0 | 0 | 0 | 0 | 0 | 0 | 0 | 0 | 0 | 0 | 0 | 0 | 0 | 0.0040159 | 0.011643 | 0.014271 | 0.013481 | 0 | 0 | 0 | 0 | 0 | 0 | 74.8117 | 74.3388 | 73.8529 | 72.5178 | 71.7017 | 71.1202 | 70.5698 | 70.2726 | 71.367 | 74.7222 | 78.9112 | 83.3862 | 86.9643 | 89.6626 | 91.0189 | 91.4608 | 90.7607 | 89.019 | 86.5633 | 83.3122 | 80.0179 | 77.8118 | 76.282 | 74.8996 | 0.0075642 | 0.0090745 | 0.0043624 | 0.0056792 | 0.0062908 | 0.011839 | 0.0092277 | 0.0048046 | 0.0050575 | 0.0062851 | 0.0078163 | 0.0086865 | 0.0087439 | 0.0088862 | 0.0086825 | 0.0084916 | 0.0079686 | 0.0068222 | 0.0062109 | 0.0065119 | 0.0066446 | 0.0056758 | 0.0063374 | 0.0066791
Portfolio Adjusted1-in-10Size: Under 20 kWOrange County2025November Monthly Peak | Portfolio Adjusted | 1-in-10 | Size: Under 20 kW | Orange County | 2025 | November Monthly Peak | 11 | 0.9599 | 0.93016 | 0.92166 | 0.91413 | 0.91363 | 0.93396 | 0.83701 | 0.80794 | 1.0262 | 1.2253 | 1.4101 | 1.495 | 1.5427 | 1.5908 | 1.6255 | 1.6456 | 1.6369 | 1.6864 | 1.484 | 1.3429 | 1.2307 | 1.1204 | 1.0401 | 0.98536 | 0 | 0 | 0 | 0 | 0 | 0 | 0 | 0 | 0 | 0 | 0 | 0 | 0 | 0 | 0.0028137 | 0.0082853 | 0.010524 | 0.012153 | 0 | 0 | 0 | 0 | 0 | 0 | 62.7278 | 61.7206 | 61.0718 | 59.9571 | 58.8426 | 58.0281 | 58.1202 | 58.5449 | 60.7624 | 64.8613 | 69.8632 | 74.0456 | 76.6674 | 78.2846 | 79.2093 | 79.1666 | 78.0207 | 75.6255 | 73.0017 | 70.593 | 68.6092 | 66.9197 | 65.3589 | 64.6173 | 0.0070392 | 0.0084529 | 0.0041752 | 0.0053731 | 0.0059636 | 0.011231 | 0.0075329 | 0.0040182 | 0.004222 | 0.0048949 | 0.0057925 | 0.0062198 | 0.0061436 | 0.006267 | 0.0060834 | 0.0060427 | 0.0058761 | 0.0061501 | 0.0054606 | 0.0055603 | 0.0057675 | 0.0049953 | 0.0057156 | 0.0060733
Portfolio Adjusted1-in-10Size: Under 20 kWOrange County2025December Monthly Peak | Portfolio Adjusted | 1-in-10 | Size: Under 20 kW | Orange County | 2025 | December Monthly Peak | 12 | 1.0327 | 1.008 | 0.99445 | 0.99019 | 0.99398 | 1.045 | 1.0533 | 1.0352 | 1.3632 | 1.66 | 1.782 | 1.7103 | 1.585 | 1.432 | 1.3222 | 1.2557 | 1.36 | 1.6069 | 1.5999 | 1.4696 | 1.3012 | 1.2118 | 1.139 | 1.0751 | 0 | 0 | 0 | 0 | 0 | 0 | 0 | 0 | 0 | 0 | 0 | 0 | 0 | 0 | 0.0022888 | 0.0063221 | 0.0087433 | 0.01158 | 0 | 0 | 0 | 0 | 0 | 0 | 43.1242 | 42.4716 | 41.7753 | 41.6288 | 41.1157 | 40.3213 | 40.3853 | 40.4313 | 41.326 | 43.2118 | 45.4603 | 47.3966 | 48.4126 | 48.8151 | 49.225 | 49.4369 | 48.8902 | 47.6094 | 45.9161 | 44.9967 | 44.2276 | 43.4173 | 42.8231 | 42.3285 | 0.0075733 | 0.0091603 | 0.004505 | 0.0058201 | 0.0064881 | 0.012566 | 0.0094798 | 0.0051483 | 0.0056084 | 0.0066316 | 0.0073202 | 0.0071154 | 0.0063121 | 0.0056413 | 0.0049484 | 0.0046109 | 0.004882 | 0.0058601 | 0.0058871 | 0.0060849 | 0.006098 | 0.0054026 | 0.0062592 | 0.0066266
Portfolio Adjusted1-in-10Size: Under 20 kWOrange County2025Typical Event Day | Portfolio Adjusted | 1-in-10 | Size: Under 20 kW | Orange County | 2025 | Typical Event Day | 8 | 1.0877 | 1.0486 | 1.0081 | 1.0104 | 1.0113 | 1.0377 | 0.93619 | 1.004 | 1.3954 | 1.8525 | 2.2247 | 2.4356 | 2.5366 | 2.5849 | 2.6736 | 2.6595 | 2.5599 | 2.1573 | 1.7096 | 1.5389 | 1.5417 | 1.3662 | 1.2256 | 1.1376 | 0 | 0 | 0 | 0 | 0 | 0 | 0 | 0 | 0 | 0 | 0 | 0 | 0 | 0 | 0.0046282 | 0.01339 | 0.016458 | 0.015546 | 0 | 0 | 0 | 0 | 0 | 0 | 76.438 | 75.3303 | 74.2803 | 73.5002 | 72.6401 | 71.9717 | 71.7039 | 72.1378 | 74.9376 | 79.4153 | 84.1019 | 88.5087 | 91.6702 | 93.8423 | 95.2051 | 95.5042 | 95.5465 | 94.5306 | 92.9523 | 90.4811 | 86.8243 | 83.3948 | 81.0493 | 79.3396 | 0.0079765 | 0.0095294 | 0.0045669 | 0.0059387 | 0.0066009 | 0.012478 | 0.0084254 | 0.0049934 | 0.005741 | 0.0074004 | 0.0091386 | 0.010133 | 0.010102 | 0.010183 | 0.010006 | 0.0097659 | 0.0091895 | 0.0078674 | 0.0062905 | 0.006372 | 0.0072248 | 0.0060909 | 0.0067354 | 0.0070119
Portfolio Adjusted1-in-10Size: Under 20 kWOrange County2026January Monthly Peak | Portfolio Adjusted | 1-in-10 | Size: Under 20 kW | Orange County | 2026 | January Monthly Peak | 1 | 1.056 | 1.0315 | 1.0144 | 1.0221 | 1.0244 | 1.063 | 1.0919 | 1.0806 | 1.4119 | 1.7236 | 1.8495 | 1.7684 | 1.6257 | 1.4393 | 1.2841 | 1.1968 | 1.2704 | 1.5511 | 1.6565 | 1.5111 | 1.3299 | 1.2417 | 1.1818 | 1.1202 | 0 | 0 | 0 | 0 | 0 | 0 | 0 | 0 | 0 | 0 | 0 | 0 | 0 | 0 | 0.0022228 | 0.0060257 | 0.0081676 | 0.011178 | 0 | 0 | 0 | 0 | 0 | 0 | 40.8727 | 40.8004 | 40.0608 | 39.3951 | 38.8957 | 38.5101 | 38.1338 | 37.8743 | 38.496 | 40.9208 | 43.0799 | 45.0632 | 46.5376 | 47.5398 | 48.5572 | 48.8549 | 48.3382 | 47.0993 | 45.3951 | 44.6216 | 43.9082 | 43.7371 | 43.438 | 42.9945 | 0.0077442 | 0.0093738 | 0.0045955 | 0.0060078 | 0.006687 | 0.012782 | 0.0098269 | 0.0053743 | 0.0058088 | 0.0068855 | 0.0075973 | 0.0073571 | 0.0064739 | 0.0056701 | 0.0048058 | 0.0043947 | 0.0045605 | 0.0056568 | 0.0060953 | 0.0062569 | 0.0062325 | 0.0055361 | 0.0064946 | 0.0069046
Portfolio Adjusted1-in-10Size: Under 20 kWOrange County2026February Monthly Peak | Portfolio Adjusted | 1-in-10 | Size: Under 20 kW | Orange County | 2026 | February Monthly Peak | 2 | 1.0086 | 0.98387 | 0.97254 | 0.98047 | 0.98475 | 1.0073 | 0.97809 | 0.91511 | 1.1488 | 1.3664 | 1.4876 | 1.4869 | 1.4476 | 1.3868 | 1.3506 | 1.3317 | 1.3582 | 1.4227 | 1.5579 | 1.4231 | 1.2823 | 1.1869 | 1.12 | 1.0637 | 0 | 0 | 0 | 0 | 0 | 0 | 0 | 0 | 0 | 0 | 0 | 0 | 0 | 0 | 0.0023379 | 0.0067051 | 0.0087321 | 0.010253 | 0 | 0 | 0 | 0 | 0 | 0 | 47.2767 | 46.9144 | 46.5432 | 45.9575 | 45.4633 | 45.1377 | 44.5188 | 45.0339 | 46.0473 | 49.3977 | 52.356 | 55.4923 | 57.3996 | 58.3665 | 59.0152 | 59.2526 | 58.0083 | 57.0097 | 55.2221 | 53.3556 | 52.1753 | 50.8752 | 49.8231 | 48.4092 | 0.0073965 | 0.0089409 | 0.0044058 | 0.005763 | 0.0064279 | 0.012112 | 0.0088025 | 0.0045512 | 0.0047262 | 0.0054586 | 0.0061107 | 0.0061861 | 0.0057647 | 0.0054635 | 0.0050546 | 0.0048902 | 0.0048757 | 0.0051885 | 0.0057325 | 0.0058923 | 0.0060093 | 0.0052916 | 0.0061547 | 0.0065563
Portfolio Adjusted1-in-10Size: Under 20 kWOrange County2026March Monthly Peak | Portfolio Adjusted | 1-in-10 | Size: Under 20 kW | Orange County | 2026 | March Monthly Peak | 3 | 0.99154 | 0.95549 | 0.93682 | 0.93775 | 0.94178 | 0.95766 | 0.96177 | 0.84638 | 0.99195 | 1.1965 | 1.3876 | 1.4812 | 1.5192 | 1.5807 | 1.6683 | 1.7138 | 1.6808 | 1.4627 | 1.3306 | 1.3785 | 1.2908 | 1.19 | 1.1019 | 1.0451 | 0 | 0 | 0 | 0 | 0 | 0 | 0 | 0 | 0 | 0 | 0 | 0 | 0 | 0 | 0.002888 | 0.0086287 | 0.010806 | 0.010541 | 0 | 0 | 0 | 0 | 0 | 0 | 60.2434 | 58.8342 | 57.8607 | 57.5303 | 56.3706 | 55.4021 | 54.876 | 55.6546 | 59.0264 | 63.5016 | 68.2932 | 72.712 | 75.8469 | 77.4612 | 78.1275 | 78.7923 | 78.62 | 77.5597 | 75.0363 | 71.5766 | 68.6168 | 65.7723 | 63.5297 | 61.8069 | 0.0072712 | 0.0086831 | 0.0042439 | 0.0055119 | 0.0061474 | 0.011516 | 0.0086557 | 0.0042094 | 0.0040811 | 0.0047799 | 0.0057 | 0.006162 | 0.0060501 | 0.0062274 | 0.0062439 | 0.0062931 | 0.0060336 | 0.0053342 | 0.0048961 | 0.0057075 | 0.0060492 | 0.0053053 | 0.0060551 | 0.0064416
Portfolio Adjusted1-in-10Size: Under 20 kWOrange County2026April Monthly Peak | Portfolio Adjusted | 1-in-10 | Size: Under 20 kW | Orange County | 2026 | April Monthly Peak | 4 | 1.0255 | 0.98152 | 0.95359 | 0.95377 | 0.95248 | 0.96028 | 0.88609 | 0.84445 | 1.079 | 1.3743 | 1.6504 | 1.8097 | 1.9148 | 1.987 | 2.0667 | 2.0892 | 2.0162 | 1.6934 | 1.3736 | 1.3845 | 1.3789 | 1.2503 | 1.1492 | 1.0838 | 0 | 0 | 0 | 0 | 0 | 0 | 0 | 0 | 0 | 0 | 0 | 0 | 0 | 0 | 0.0035776 | 0.010519 | 0.012962 | 0.012203 | 0 | 0 | 0 | 0 | 0 | 0 | 71.1926 | 69.4146 | 67.8292 | 66.1962 | 65.218 | 64.5556 | 63.9975 | 64.1029 | 67.1376 | 72.6618 | 78.5773 | 83.9887 | 87.5934 | 89.5511 | 90.1946 | 90.6612 | 90.6434 | 89.8095 | 88.1661 | 84.5274 | 79.5773 | 75.6607 | 73.0987 | 71.105 | 0.0075202 | 0.0089196 | 0.0043199 | 0.0056061 | 0.0062172 | 0.011547 | 0.0079746 | 0.0041998 | 0.0044393 | 0.0054901 | 0.0067794 | 0.0075288 | 0.0076255 | 0.0078277 | 0.0077349 | 0.0076718 | 0.0072378 | 0.0061755 | 0.0050543 | 0.0057324 | 0.0064622 | 0.0055744 | 0.0063154 | 0.0066803
Portfolio Adjusted1-in-10Size: Under 20 kWOrange County2026May Monthly Peak | Portfolio Adjusted | 1-in-10 | Size: Under 20 kW | Orange County | 2026 | May Monthly Peak | 5 | 1.0422 | 0.99696 | 0.96342 | 0.95793 | 0.96012 | 0.95832 | 0.82207 | 0.87163 | 1.1434 | 1.4687 | 1.7619 | 1.9289 | 2.0296 | 2.0948 | 2.1634 | 2.1717 | 2.0982 | 1.7425 | 1.3971 | 1.3292 | 1.4041 | 1.278 | 1.169 | 1.1018 | 0 | 0 | 0 | 0 | 0 | 0 | 0 | 0 | 0 | 0 | 0 | 0 | 0 | 0 | 0.003745 | 0.010934 | 0.013489 | 0.012557 | 0 | 0 | 0 | 0 | 0 | 0 | 71.8965 | 70.5581 | 68.9578 | 68.2377 | 67.5956 | 66.7233 | 66.3172 | 66.7137 | 70.7092 | 76.9331 | 82.326 | 86.532 | 89.108 | 91.0001 | 92.4097 | 93.2572 | 93.325 | 92.0978 | 89.9757 | 87.2413 | 83.8084 | 80.0496 | 77.2259 | 75.1456 | 0.0076425 | 0.0090599 | 0.0043644 | 0.0056305 | 0.0062671 | 0.011524 | 0.0073984 | 0.004335 | 0.0047042 | 0.0058673 | 0.0072376 | 0.0080248 | 0.0080825 | 0.0082527 | 0.0080968 | 0.0079746 | 0.007532 | 0.0063548 | 0.0051406 | 0.0055036 | 0.00658 | 0.0056977 | 0.0064241 | 0.006791
Portfolio Adjusted1-in-10Size: Under 20 kWOrange County2026June Monthly Peak | Portfolio Adjusted | 1-in-10 | Size: Under 20 kW | Orange County | 2026 | June Monthly Peak | 6 | 1.0574 | 1.0116 | 0.97908 | 0.97126 | 0.97654 | 0.95093 | 0.81093 | 0.93163 | 1.2353 | 1.5985 | 1.9471 | 2.1423 | 2.2435 | 2.3087 | 2.3745 | 2.3686 | 2.2814 | 1.929 | 1.5499 | 1.3622 | 1.4202 | 1.3167 | 1.1995 | 1.1198 | 0 | 0 | 0 | 0 | 0 | 0 | 0 | 0 | 0 | 0 | 0 | 0 | 0 | 0 | 0.0041103 | 0.011926 | 0.014667 | 0.013901 | 0 | 0 | 0 | 0 | 0 | 0 | 72.891 | 71.6114 | 70.303 | 69.2523 | 68.0355 | 67.1906 | 67.0459 | 68.1396 | 71.3127 | 76.0505 | 81.1291 | 85.4146 | 88.3488 | 90.528 | 92.0421 | 92.623 | 92.961 | 92.3479 | 91.005 | 88.7881 | 84.8697 | 80.8725 | 78.3577 | 76.4454 | 0.0077541 | 0.0091929 | 0.0044354 | 0.0057089 | 0.0063743 | 0.011435 | 0.0072982 | 0.0046334 | 0.0050824 | 0.0063857 | 0.007998 | 0.0089127 | 0.0089343 | 0.0090954 | 0.0088866 | 0.0086976 | 0.0081898 | 0.0070349 | 0.0057031 | 0.0056401 | 0.0066555 | 0.0058703 | 0.0065917 | 0.0069017
Portfolio Adjusted1-in-10Size: Under 20 kWOrange County2026July Monthly Peak | Portfolio Adjusted | 1-in-10 | Size: Under 20 kW | Orange County | 2026 | July Monthly Peak | 7 | 1.0601 | 1.0191 | 0.983 | 0.98548 | 0.9869 | 0.99285 | 0.8482 | 0.97004 | 1.3321 | 1.7525 | 2.1411 | 2.3366 | 2.4383 | 2.4897 | 2.5692 | 2.5765 | 2.4653 | 2.0689 | 1.6384 | 1.4161 | 1.4721 | 1.344 | 1.2097 | 1.129 | 0 | 0 | 0 | 0 | 0 | 0 | 0 | 0 | 0 | 0 | 0 | 0 | 0 | 0 | 0.0044473 | 0.012972 | 0.01585 | 0.014909 | 0 | 0 | 0 | 0 | 0 | 0 | 75.1384 | 74.1787 | 73.2188 | 72.3857 | 71.6453 | 71.1742 | 70.9696 | 71.3191 | 74.2265 | 78.8667 | 83.3997 | 87.2994 | 89.7759 | 91.3358 | 92.935 | 93.3913 | 94.0023 | 92.9196 | 90.9983 | 88.9321 | 85.8061 | 82.7068 | 80.5867 | 79.0564 | 0.0077738 | 0.009261 | 0.0044531 | 0.0057925 | 0.0064419 | 0.011939 | 0.0076336 | 0.0048244 | 0.0054805 | 0.0070009 | 0.0087951 | 0.0097209 | 0.0097103 | 0.0098083 | 0.0096153 | 0.0094612 | 0.0088499 | 0.007545 | 0.0060288 | 0.0058632 | 0.0068987 | 0.0059923 | 0.0066479 | 0.0069587
Portfolio Adjusted1-in-10Size: Under 20 kWOrange County2026August Monthly Peak | Portfolio Adjusted | 1-in-10 | Size: Under 20 kW | Orange County | 2026 | August Monthly Peak | 8 | 1.1008 | 1.061 | 1.0181 | 1.0207 | 1.0213 | 1.0494 | 0.94685 | 1.0285 | 1.4463 | 1.9337 | 2.3283 | 2.5483 | 2.6531 | 2.6928 | 2.7717 | 2.7468 | 2.6416 | 2.2263 | 1.7622 | 1.5804 | 1.5727 | 1.3916 | 1.247 | 1.155 | 0 | 0 | 0 | 0 | 0 | 0 | 0 | 0 | 0 | 0 | 0 | 0 | 0 | 0 | 0.0047979 | 0.01383 | 0.016983 | 0.016043 | 0 | 0 | 0 | 0 | 0 | 0 | 77.7384 | 76.7852 | 75.9355 | 75.2722 | 74.7381 | 74.1217 | 73.7583 | 73.9914 | 76.8571 | 81.0213 | 85.3657 | 89.7839 | 93.1751 | 95.7668 | 97.0745 | 97.3229 | 97.0354 | 95.6406 | 94.3573 | 91.6683 | 87.7032 | 84.3948 | 82.1021 | 80.4992 | 0.0080727 | 0.0096418 | 0.0046122 | 0.0059992 | 0.0066665 | 0.012618 | 0.0085214 | 0.005115 | 0.0059503 | 0.0077247 | 0.0095639 | 0.010602 | 0.010566 | 0.010608 | 0.010373 | 0.010086 | 0.0094828 | 0.0081189 | 0.0064842 | 0.0065435 | 0.0073701 | 0.0062043 | 0.0068527 | 0.0071189
Portfolio Adjusted1-in-10Size: Under 20 kWOrange County2026September Monthly Peak | Portfolio Adjusted | 1-in-10 | Size: Under 20 kW | Orange County | 2026 | September Monthly Peak | 9 | 1.1001 | 1.0523 | 1.013 | 1.0141 | 1.0169 | 1.0529 | 1.0328 | 1.0599 | 1.4892 | 1.9858 | 2.4023 | 2.6276 | 2.744 | 2.7859 | 2.8074 | 2.7768 | 2.67 | 2.2298 | 1.7842 | 1.7319 | 1.5688 | 1.3847 | 1.2465 | 1.1535 | 0 | 0 | 0 | 0 | 0 | 0 | 0 | 0 | 0 | 0 | 0 | 0 | 0 | 0 | 0.0048598 | 0.013981 | 0.017166 | 0.016068 | 0 | 0 | 0 | 0 | 0 | 0 | 79.9842 | 78.7459 | 77.6639 | 77.0907 | 76.1414 | 75.4001 | 75.0418 | 75.1011 | 77.3542 | 81.7228 | 86.5133 | 91.537 | 95.3809 | 97.7387 | 98.7687 | 98.6797 | 98.1873 | 97.2145 | 95.4486 | 92.536 | 88.9184 | 85.6051 | 83.1507 | 81.3574 | 0.008067 | 0.009563 | 0.0045889 | 0.0059606 | 0.0066376 | 0.012661 | 0.0092953 | 0.0052716 | 0.0061271 | 0.0079329 | 0.0098678 | 0.010931 | 0.010928 | 0.010975 | 0.010507 | 0.010197 | 0.0095848 | 0.0081317 | 0.0065653 | 0.0071711 | 0.0073522 | 0.0061735 | 0.0068497 | 0.0071097
Portfolio Adjusted1-in-10Size: Under 20 kWOrange County2026October Monthly Peak | Portfolio Adjusted | 1-in-10 | Size: Under 20 kW | Orange County | 2026 | October Monthly Peak | 10 | 1.0315 | 0.99857 | 0.96297 | 0.96621 | 0.96375 | 0.98457 | 1.0253 | 0.96606 | 1.2293 | 1.5733 | 1.9028 | 2.088 | 2.1957 | 2.2556 | 2.3199 | 2.3125 | 2.2198 | 1.8707 | 1.6879 | 1.5727 | 1.4179 | 1.2731 | 1.1532 | 1.0836 | 0 | 0 | 0 | 0 | 0 | 0 | 0 | 0 | 0 | 0 | 0 | 0 | 0 | 0 | 0.0040159 | 0.011643 | 0.014271 | 0.013481 | 0 | 0 | 0 | 0 | 0 | 0 | 74.8117 | 74.3388 | 73.8529 | 72.5178 | 71.7017 | 71.1202 | 70.5698 | 70.2726 | 71.367 | 74.7222 | 78.9112 | 83.3862 | 86.9643 | 89.6626 | 91.0189 | 91.4608 | 90.7607 | 89.019 | 86.5633 | 83.3122 | 80.0179 | 77.8118 | 76.282 | 74.8996 | 0.0075642 | 0.0090745 | 0.0043624 | 0.0056792 | 0.0062908 | 0.011839 | 0.0092277 | 0.0048046 | 0.0050575 | 0.0062851 | 0.0078163 | 0.0086865 | 0.0087439 | 0.0088862 | 0.0086825 | 0.0084916 | 0.0079686 | 0.0068222 | 0.0062109 | 0.0065119 | 0.0066446 | 0.0056758 | 0.0063374 | 0.0066791
Portfolio Adjusted1-in-10Size: Under 20 kWOrange County2026November Monthly Peak | Portfolio Adjusted | 1-in-10 | Size: Under 20 kW | Orange County | 2026 | November Monthly Peak | 11 | 0.9599 | 0.93016 | 0.92166 | 0.91413 | 0.91363 | 0.93396 | 0.83701 | 0.80794 | 1.0262 | 1.2253 | 1.4101 | 1.495 | 1.5427 | 1.5908 | 1.6255 | 1.6456 | 1.6369 | 1.6864 | 1.484 | 1.3429 | 1.2307 | 1.1204 | 1.0401 | 0.98536 | 0 | 0 | 0 | 0 | 0 | 0 | 0 | 0 | 0 | 0 | 0 | 0 | 0 | 0 | 0.0028137 | 0.0082853 | 0.010524 | 0.012153 | 0 | 0 | 0 | 0 | 0 | 0 | 62.7278 | 61.7206 | 61.0718 | 59.9571 | 58.8426 | 58.0281 | 58.1202 | 58.5449 | 60.7624 | 64.8613 | 69.8632 | 74.0456 | 76.6674 | 78.2846 | 79.2093 | 79.1666 | 78.0207 | 75.6255 | 73.0017 | 70.593 | 68.6092 | 66.9197 | 65.3589 | 64.6173 | 0.0070392 | 0.0084529 | 0.0041752 | 0.0053731 | 0.0059636 | 0.011231 | 0.0075329 | 0.0040182 | 0.004222 | 0.0048949 | 0.0057925 | 0.0062198 | 0.0061436 | 0.006267 | 0.0060834 | 0.0060427 | 0.0058761 | 0.0061501 | 0.0054606 | 0.0055603 | 0.0057675 | 0.0049953 | 0.0057156 | 0.0060733
Portfolio Adjusted1-in-10Size: Under 20 kWOrange County2026December Monthly Peak | Portfolio Adjusted | 1-in-10 | Size: Under 20 kW | Orange County | 2026 | December Monthly Peak | 12 | 1.0327 | 1.008 | 0.99445 | 0.99019 | 0.99398 | 1.045 | 1.0533 | 1.0352 | 1.3632 | 1.66 | 1.782 | 1.7103 | 1.585 | 1.432 | 1.3222 | 1.2557 | 1.36 | 1.6069 | 1.5999 | 1.4696 | 1.3012 | 1.2118 | 1.139 | 1.0751 | 0 | 0 | 0 | 0 | 0 | 0 | 0 | 0 | 0 | 0 | 0 | 0 | 0 | 0 | 0.0022888 | 0.0063221 | 0.0087433 | 0.01158 | 0 | 0 | 0 | 0 | 0 | 0 | 43.1242 | 42.4716 | 41.7753 | 41.6288 | 41.1157 | 40.3213 | 40.3853 | 40.4313 | 41.326 | 43.2118 | 45.4603 | 47.3966 | 48.4126 | 48.8151 | 49.225 | 49.4369 | 48.8902 | 47.6094 | 45.9161 | 44.9967 | 44.2276 | 43.4173 | 42.8231 | 42.3285 | 0.0075733 | 0.0091603 | 0.004505 | 0.0058201 | 0.0064881 | 0.012566 | 0.0094798 | 0.0051483 | 0.0056084 | 0.0066316 | 0.0073202 | 0.0071154 | 0.0063121 | 0.0056413 | 0.0049484 | 0.0046109 | 0.004882 | 0.0058601 | 0.0058871 | 0.0060849 | 0.006098 | 0.0054026 | 0.0062592 | 0.0066266
Portfolio Adjusted1-in-10Size: Under 20 kWOrange County2026Typical Event Day | Portfolio Adjusted | 1-in-10 | Size: Under 20 kW | Orange County | 2026 | Typical Event Day | 8 | 1.0877 | 1.0486 | 1.0081 | 1.0104 | 1.0113 | 1.0377 | 0.93619 | 1.004 | 1.3954 | 1.8525 | 2.2247 | 2.4356 | 2.5366 | 2.5849 | 2.6736 | 2.6595 | 2.5599 | 2.1573 | 1.7096 | 1.5389 | 1.5417 | 1.3662 | 1.2256 | 1.1376 | 0 | 0 | 0 | 0 | 0 | 0 | 0 | 0 | 0 | 0 | 0 | 0 | 0 | 0 | 0.0046282 | 0.01339 | 0.016458 | 0.015546 | 0 | 0 | 0 | 0 | 0 | 0 | 76.438 | 75.3303 | 74.2803 | 73.5002 | 72.6401 | 71.9717 | 71.7039 | 72.1378 | 74.9376 | 79.4153 | 84.1019 | 88.5087 | 91.6702 | 93.8423 | 95.2051 | 95.5042 | 95.5465 | 94.5306 | 92.9523 | 90.4811 | 86.8243 | 83.3948 | 81.0493 | 79.3396 | 0.0079765 | 0.0095294 | 0.0045669 | 0.0059387 | 0.0066009 | 0.012478 | 0.0084254 | 0.0049934 | 0.005741 | 0.0074004 | 0.0091386 | 0.010133 | 0.010102 | 0.010183 | 0.010006 | 0.0097659 | 0.0091895 | 0.0078674 | 0.0062905 | 0.006372 | 0.0072248 | 0.0060909 | 0.0067354 | 0.0070119
Portfolio Adjusted1-in-2Size: Under 20 kWOrange County2015January Monthly Peak | Portfolio Adjusted | 1-in-2 | Size: Under 20 kW | Orange County | 2015 | January Monthly Peak | 1
Portfolio Adjusted1-in-2Size: Under 20 kWOrange County2015February Monthly Peak | Portfolio Adjusted | 1-in-2 | Size: Under 20 kW | Orange County | 2015 | February Monthly Peak | 2
Portfolio Adjusted1-in-2Size: Under 20 kWOrange County2015March Monthly Peak | Portfolio Adjusted | 1-in-2 | Size: Under 20 kW | Orange County | 2015 | March Monthly Peak | 3
Portfolio Adjusted1-in-2Size: Under 20 kWOrange County2015April Monthly Peak | Portfolio Adjusted | 1-in-2 | Size: Under 20 kW | Orange County | 2015 | April Monthly Peak | 4
Portfolio Adjusted1-in-2Size: Under 20 kWOrange County2015May Monthly Peak | Portfolio Adjusted | 1-in-2 | Size: Under 20 kW | Orange County | 2015 | May Monthly Peak | 5
Portfolio Adjusted1-in-2Size: Under 20 kWOrange County2015June Monthly Peak | Portfolio Adjusted | 1-in-2 | Size: Under 20 kW | Orange County | 2015 | June Monthly Peak | 6
Portfolio Adjusted1-in-2Size: Under 20 kWOrange County2015July Monthly Peak | Portfolio Adjusted | 1-in-2 | Size: Under 20 kW | Orange County | 2015 | July Monthly Peak | 7
Portfolio Adjusted1-in-2Size: Under 20 kWOrange County2015August Monthly Peak | Portfolio Adjusted | 1-in-2 | Size: Under 20 kW | Orange County | 2015 | August Monthly Peak | 8
Portfolio Adjusted1-in-2Size: Under 20 kWOrange County2015September Monthly Peak | Portfolio Adjusted | 1-in-2 | Size: Under 20 kW | Orange County | 2015 | September Monthly Peak | 9
Portfolio Adjusted1-in-2Size: Under 20 kWOrange County2015October Monthly Peak | Portfolio Adjusted | 1-in-2 | Size: Under 20 kW | Orange County | 2015 | October Monthly Peak | 10
Portfolio Adjusted1-in-2Size: Under 20 kWOrange County2015November Monthly Peak | Portfolio Adjusted | 1-in-2 | Size: Under 20 kW | Orange County | 2015 | November Monthly Peak | 11
Portfolio Adjusted1-in-2Size: Under 20 kWOrange County2015December Monthly Peak | Portfolio Adjusted | 1-in-2 | Size: Under 20 kW | Orange County | 2015 | December Monthly Peak | 12
Portfolio Adjusted1-in-2Size: Under 20 kWOrange County2015Typical Event Day | Portfolio Adjusted | 1-in-2 | Size: Under 20 kW | Orange County | 2015 | Typical Event Day | 8
Portfolio Adjusted1-in-2Size: Under 20 kWOrange County2016January Monthly Peak | Portfolio Adjusted | 1-in-2 | Size: Under 20 kW | Orange County | 2016 | January Monthly Peak | 1
Portfolio Adjusted1-in-2Size: Under 20 kWOrange County2016February Monthly Peak | Portfolio Adjusted | 1-in-2 | Size: Under 20 kW | Orange County | 2016 | February Monthly Peak | 2
Portfolio Adjusted1-in-2Size: Under 20 kWOrange County2016March Monthly Peak | Portfolio Adjusted | 1-in-2 | Size: Under 20 kW | Orange County | 2016 | March Monthly Peak | 3
Portfolio Adjusted1-in-2Size: Under 20 kWOrange County2016April Monthly Peak | Portfolio Adjusted | 1-in-2 | Size: Under 20 kW | Orange County | 2016 | April Monthly Peak | 4
Portfolio Adjusted1-in-2Size: Under 20 kWOrange County2016May Monthly Peak | Portfolio Adjusted | 1-in-2 | Size: Under 20 kW | Orange County | 2016 | May Monthly Peak | 5
Portfolio Adjusted1-in-2Size: Under 20 kWOrange County2016June Monthly Peak | Portfolio Adjusted | 1-in-2 | Size: Under 20 kW | Orange County | 2016 | June Monthly Peak | 6
Portfolio Adjusted1-in-2Size: Under 20 kWOrange County2016July Monthly Peak | Portfolio Adjusted | 1-in-2 | Size: Under 20 kW | Orange County | 2016 | July Monthly Peak | 7
Portfolio Adjusted1-in-2Size: Under 20 kWOrange County2016August Monthly Peak | Portfolio Adjusted | 1-in-2 | Size: Under 20 kW | Orange County | 2016 | August Monthly Peak | 8
Portfolio Adjusted1-in-2Size: Under 20 kWOrange County2016September Monthly Peak | Portfolio Adjusted | 1-in-2 | Size: Under 20 kW | Orange County | 2016 | September Monthly Peak | 9
Portfolio Adjusted1-in-2Size: Under 20 kWOrange County2016October Monthly Peak | Portfolio Adjusted | 1-in-2 | Size: Under 20 kW | Orange County | 2016 | October Monthly Peak | 10
Portfolio Adjusted1-in-2Size: Under 20 kWOrange County2016November Monthly Peak | Portfolio Adjusted | 1-in-2 | Size: Under 20 kW | Orange County | 2016 | November Monthly Peak | 11
Portfolio Adjusted1-in-2Size: Under 20 kWOrange County2016December Monthly Peak | Portfolio Adjusted | 1-in-2 | Size: Under 20 kW | Orange County | 2016 | December Monthly Peak | 12
Portfolio Adjusted1-in-2Size: Under 20 kWOrange County2016Typical Event Day | Portfolio Adjusted | 1-in-2 | Size: Under 20 kW | Orange County | 2016 | Typical Event Day | 8
Portfolio Adjusted1-in-2Size: Under 20 kWOrange County2017January Monthly Peak | Portfolio Adjusted | 1-in-2 | Size: Under 20 kW | Orange County | 2017 | January Monthly Peak | 1
Portfolio Adjusted1-in-2Size: Under 20 kWOrange County2017February Monthly Peak | Portfolio Adjusted | 1-in-2 | Size: Under 20 kW | Orange County | 2017 | February Monthly Peak | 2
Portfolio Adjusted1-in-2Size: Under 20 kWOrange County2017March Monthly Peak | Portfolio Adjusted | 1-in-2 | Size: Under 20 kW | Orange County | 2017 | March Monthly Peak | 3
Portfolio Adjusted1-in-2Size: Under 20 kWOrange County2017April Monthly Peak | Portfolio Adjusted | 1-in-2 | Size: Under 20 kW | Orange County | 2017 | April Monthly Peak | 4
Portfolio Adjusted1-in-2Size: Under 20 kWOrange County2017May Monthly Peak | Portfolio Adjusted | 1-in-2 | Size: Under 20 kW | Orange County | 2017 | May Monthly Peak | 5
Portfolio Adjusted1-in-2Size: Under 20 kWOrange County2017June Monthly Peak | Portfolio Adjusted | 1-in-2 | Size: Under 20 kW | Orange County | 2017 | June Monthly Peak | 6
Portfolio Adjusted1-in-2Size: Under 20 kWOrange County2017July Monthly Peak | Portfolio Adjusted | 1-in-2 | Size: Under 20 kW | Orange County | 2017 | July Monthly Peak | 7
Portfolio Adjusted1-in-2Size: Under 20 kWOrange County2017August Monthly Peak | Portfolio Adjusted | 1-in-2 | Size: Under 20 kW | Orange County | 2017 | August Monthly Peak | 8
Portfolio Adjusted1-in-2Size: Under 20 kWOrange County2017September Monthly Peak | Portfolio Adjusted | 1-in-2 | Size: Under 20 kW | Orange County | 2017 | September Monthly Peak | 9
Portfolio Adjusted1-in-2Size: Under 20 kWOrange County2017October Monthly Peak | Portfolio Adjusted | 1-in-2 | Size: Under 20 kW | Orange County | 2017 | October Monthly Peak | 10
Portfolio Adjusted1-in-2Size: Under 20 kWOrange County2017November Monthly Peak | Portfolio Adjusted | 1-in-2 | Size: Under 20 kW | Orange County | 2017 | November Monthly Peak | 11
Portfolio Adjusted1-in-2Size: Under 20 kWOrange County2017December Monthly Peak | Portfolio Adjusted | 1-in-2 | Size: Under 20 kW | Orange County | 2017 | December Monthly Peak | 12
Portfolio Adjusted1-in-2Size: Under 20 kWOrange County2017Typical Event Day | Portfolio Adjusted | 1-in-2 | Size: Under 20 kW | Orange County | 2017 | Typical Event Day | 8
Portfolio Adjusted1-in-2Size: Under 20 kWOrange County2018January Monthly Peak | Portfolio Adjusted | 1-in-2 | Size: Under 20 kW | Orange County | 2018 | January Monthly Peak | 1
Portfolio Adjusted1-in-2Size: Under 20 kWOrange County2018February Monthly Peak | Portfolio Adjusted | 1-in-2 | Size: Under 20 kW | Orange County | 2018 | February Monthly Peak | 2
Portfolio Adjusted1-in-2Size: Under 20 kWOrange County2018March Monthly Peak | Portfolio Adjusted | 1-in-2 | Size: Under 20 kW | Orange County | 2018 | March Monthly Peak | 3
Portfolio Adjusted1-in-2Size: Under 20 kWOrange County2018April Monthly Peak | Portfolio Adjusted | 1-in-2 | Size: Under 20 kW | Orange County | 2018 | April Monthly Peak | 4 | 0.99665 | 0.95645 | 0.935 | 0.9343 | 0.93379 | 0.9407 | 0.87024 | 0.80115 | 0.97493 | 1.191 | 1.3936 | 1.5039 | 1.5711 | 1.638 | 1.7182 | 1.7583 | 1.7137 | 1.4623 | 1.2298 | 1.2782 | 1.294 | 1.1851 | 1.0997 | 1.0453 | 0 | 0 | 0 | 0 | 0 | 0 | 0 | 0 | 0 | 0 | 0 | 0 | 0 | 0 | 0.0029743 | 0.0088527 | 0.011017 | 0.010538 | 0 | 0 | 0 | 0 | 0 | 0 | 62.7102 | 61.6962 | 60.3308 | 59.2797 | 58.3102 | 57.5567 | 57.2674 | 56.9386 | 59.3751 | 63.5538 | 68.1458 | 72.5145 | 75.8741 | 78.4319 | 80.0813 | 80.8458 | 81.0413 | 80.0127 | 78.0592 | 75.1625 | 71.1488 | 68.1538 | 65.8537 | 63.5854 | 0.0073087 | 0.0086918 | 0.0042357 | 0.0054916 | 0.0060952 | 0.011312 | 0.007832 | 0.0039845 | 0.0040111 | 0.004758 | 0.0057244 | 0.0062565 | 0.0062566 | 0.0064528 | 0.0064305 | 0.0064565 | 0.0061517 | 0.0053327 | 0.0045251 | 0.0052922 | 0.0060642 | 0.0052839 | 0.006043 | 0.0064426
Portfolio Adjusted1-in-2Size: Under 20 kWOrange County2018May Monthly Peak | Portfolio Adjusted | 1-in-2 | Size: Under 20 kW | Orange County | 2018 | May Monthly Peak | 5 | 1.0037 | 0.96263 | 0.93717 | 0.93062 | 0.93373 | 0.92964 | 0.79766 | 0.80937 | 1.0013 | 1.2265 | 1.4322 | 1.5464 | 1.6093 | 1.678 | 1.7564 | 1.7908 | 1.7481 | 1.4689 | 1.2175 | 1.1941 | 1.2981 | 1.1951 | 1.1041 | 1.0506 | 0 | 0 | 0 | 0 | 0 | 0 | 0 | 0 | 0 | 0 | 0 | 0 | 0 | 0 | 0.0030404 | 0.0090162 | 0.011238 | 0.010585 | 0 | 0 | 0 | 0 | 0 | 0 | 62.9439 | 62.251 | 61.3776 | 60.4213 | 59.5325 | 59.0385 | 58.8501 | 59.2603 | 60.9697 | 64.9615 | 69.5631 | 73.8463 | 77.9137 | 80.8757 | 82.3029 | 83.1362 | 83.1179 | 81.3504 | 78.9595 | 75.9186 | 71.8141 | 68.2571 | 66.3107 | 64.7923 | 0.0073606 | 0.008748 | 0.0042455 | 0.00547 | 0.0060949 | 0.011179 | 0.0071788 | 0.0040254 | 0.0041195 | 0.0048997 | 0.0058832 | 0.0064334 | 0.0064089 | 0.0066106 | 0.0065735 | 0.0065758 | 0.0062752 | 0.0053568 | 0.00448 | 0.0049441 | 0.0060834 | 0.0053282 | 0.0060673 | 0.0064752
Portfolio Adjusted1-in-2Size: Under 20 kWOrange County2018June Monthly Peak | Portfolio Adjusted | 1-in-2 | Size: Under 20 kW | Orange County | 2018 | June Monthly Peak | 6 | 1.0355 | 0.99153 | 0.96334 | 0.95497 | 0.96072 | 0.93321 | 0.79529 | 0.89374 | 1.1525 | 1.4615 | 1.7657 | 1.9374 | 2.0237 | 2.0964 | 2.1725 | 2.1829 | 2.1097 | 1.791 | 1.4539 | 1.2886 | 1.3636 | 1.2715 | 1.1631 | 1.0906 | 0 | 0 | 0 | 0 | 0 | 0 | 0 | 0 | 0 | 0 | 0 | 0 | 0 | 0 | 0.0037607 | 0.010991 | 0.013563 | 0.012906 | 0 | 0 | 0 | 0 | 0 | 0 | 68.2542 | 67.3225 | 66.3207 | 65.2056 | 64.4301 | 63.6045 | 62.8848 | 63.6582 | 66.629 | 71.574 | 76.6295 | 81.0726 | 84.1116 | 85.8597 | 87.423 | 88.1737 | 88.676 | 87.8534 | 86.4956 | 83.5207 | 79.417 | 75.2736 | 72.9229 | 71.1288 | 0.0075933 | 0.0090106 | 0.004364 | 0.0056131 | 0.006271 | 0.011222 | 0.0071574 | 0.004445 | 0.0047418 | 0.0058383 | 0.0072528 | 0.0080599 | 0.008059 | 0.0082589 | 0.0081308 | 0.0080159 | 0.0075732 | 0.0065315 | 0.0053498 | 0.0053354 | 0.0063902 | 0.0056689 | 0.0063915 | 0.0067222
Portfolio Adjusted1-in-2Size: Under 20 kWOrange County2018July Monthly Peak | Portfolio Adjusted | 1-in-2 | Size: Under 20 kW | Orange County | 2018 | July Monthly Peak | 7 | 1.0596 | 1.0186 | 0.98263 | 0.9851 | 0.98653 | 0.99242 | 0.84781 | 0.96914 | 1.3302 | 1.7494 | 2.1372 | 2.3323 | 2.4338 | 2.4855 | 2.5653 | 2.573 | 2.462 | 2.0662 | 1.6364 | 1.4145 | 1.4709 | 1.3431 | 1.2089 | 1.1283 | 0 | 0 | 0 | 0 | 0 | 0 | 0 | 0 | 0 | 0 | 0 | 0 | 0 | 0 | 0.0044406 | 0.012955 | 0.015829 | 0.014889 | 0 | 0 | 0 | 0 | 0 | 0 | 75.5467 | 74.6348 | 73.8211 | 73.0263 | 72.2911 | 71.5751 | 71.2077 | 72.0943 | 74.7404 | 78.4964 | 82.6894 | 86.5635 | 89.2425 | 90.9068 | 92.2452 | 92.7543 | 92.2001 | 90.9393 | 89.6796 | 87.862 | 85.0734 | 82.0263 | 79.6767 | 78.0691 | 0.0077702 | 0.0092568 | 0.0044514 | 0.0057902 | 0.0064395 | 0.011934 | 0.0076301 | 0.0048199 | 0.0054726 | 0.0069887 | 0.0087789 | 0.0097029 | 0.0096923 | 0.0097916 | 0.0096007 | 0.0094483 | 0.0088382 | 0.0075351 | 0.0060213 | 0.0058567 | 0.0068931 | 0.0059879 | 0.0066435 | 0.0069546
Portfolio Adjusted1-in-2Size: Under 20 kWOrange County2018August Monthly Peak | Portfolio Adjusted | 1-in-2 | Size: Under 20 kW | Orange County | 2018 | August Monthly Peak | 8 | 1.0809 | 1.0422 | 1.0029 | 1.005 | 1.0061 | 1.0317 | 0.93072 | 0.99139 | 1.369 | 1.8101 | 2.1704 | 2.3761 | 2.4747 | 2.5272 | 2.6208 | 2.6122 | 2.5157 | 2.1203 | 1.6818 | 1.5171 | 1.5253 | 1.3528 | 1.2145 | 1.1286 | 0 | 0 | 0 | 0 | 0 | 0 | 0 | 0 | 0 | 0 | 0 | 0 | 0 | 0 | 0.0045367 | 0.013152 | 0.016174 | 0.01528 | 0 | 0 | 0 | 0 | 0 | 0 | 75.598 | 74.2404 | 73.1343 | 72.4481 | 71.9015 | 71.1146 | 70.8248 | 70.8264 | 72.8622 | 77.9497 | 83.2001 | 87.7236 | 90.9113 | 93.0726 | 94.4275 | 95.0755 | 95.2004 | 94.2525 | 92.1465 | 88.6294 | 84.2284 | 81.2703 | 79.3739 | 77.7445 | 0.0079264 | 0.0094711 | 0.0045434 | 0.0059074 | 0.006567 | 0.012406 | 0.0083763 | 0.0049306 | 0.0056322 | 0.0072311 | 0.0089152 | 0.0098851 | 0.0098552 | 0.0099559 | 0.0098085 | 0.0095923 | 0.0090309 | 0.0077325 | 0.0061882 | 0.0062818 | 0.007148 | 0.0060312 | 0.006674 | 0.0069561
Portfolio Adjusted1-in-2Size: Under 20 kWOrange County2018September Monthly Peak | Portfolio Adjusted | 1-in-2 | Size: Under 20 kW | Orange County | 2018 | September Monthly Peak | 9 | 1.0609 | 1.0154 | 0.98314 | 0.98342 | 0.98693 | 1.0183 | 1.0011 | 0.98705 | 1.3375 | 1.7434 | 2.0928 | 2.2904 | 2.3952 | 2.4625 | 2.5132 | 2.5147 | 2.4246 | 2.0229 | 1.6268 | 1.6081 | 1.4761 | 1.3086 | 1.1827 | 1.1017 | 0 | 0 | 0 | 0 | 0 | 0 | 0 | 0 | 0 | 0 | 0 | 0 | 0 | 0 | 0.0043504 | 0.012661 | 0.015588 | 0.014578 | 0 | 0 | 0 | 0 | 0 | 0 | 73.8306 | 72.891 | 72.0743 | 71.4958 | 70.9465 | 70.2349 | 70.1959 | 70.2474 | 72.0423 | 76.3424 | 81.3272 | 86.0163 | 89.9838 | 92.5105 | 94.0009 | 94.6444 | 94.6386 | 93.7042 | 92.0147 | 88.572 | 84.7383 | 81.7747 | 79.8148 | 78.5734 | 0.0077799 | 0.0092279 | 0.0044538 | 0.0057804 | 0.0064421 | 0.012245 | 0.0090097 | 0.004909 | 0.0055027 | 0.0069648 | 0.0085968 | 0.0095287 | 0.0095384 | 0.009701 | 0.0094057 | 0.0092341 | 0.008704 | 0.0073774 | 0.0059859 | 0.0066584 | 0.0069176 | 0.0058344 | 0.0064993 | 0.0067905
Portfolio Adjusted1-in-2Size: Under 20 kWOrange County2018October Monthly Peak | Portfolio Adjusted | 1-in-2 | Size: Under 20 kW | Orange County | 2018 | October Monthly Peak | 10 | 0.99757 | 0.96767 | 0.93882 | 0.9412 | 0.93949 | 0.95753 | 1.0016 | 0.9081 | 1.1017 | 1.361 | 1.6204 | 1.7672 | 1.8501 | 1.9201 | 1.9992 | 2.0165 | 1.9464 | 1.6522 | 1.5376 | 1.4579 | 1.3292 | 1.2026 | 1.0967 | 1.0386 | 0 | 0 | 0 | 0 | 0 | 0 | 0 | 0 | 0 | 0 | 0 | 0 | 0 | 0 | 0.0034606 | 0.010153 | 0.012513 | 0.011906 | 0 | 0 | 0 | 0 | 0 | 0 | 65.7793 | 64.7168 | 63.8293 | 62.9658 | 62.2218 | 61.6701 | 61.4217 | 61.4793 | 62.7329 | 66.4462 | 72.2308 | 78.1757 | 83.7698 | 86.8744 | 87.7248 | 88.3522 | 88.6553 | 87.7696 | 85.1368 | 80.3154 | 76.7845 | 74.0352 | 71.8154 | 70.272 | 0.0073155 | 0.0087938 | 0.004253 | 0.0055322 | 0.0061324 | 0.011514 | 0.0090142 | 0.0045164 | 0.0045325 | 0.005437 | 0.006656 | 0.0073519 | 0.0073678 | 0.0075644 | 0.007482 | 0.0074048 | 0.006987 | 0.0060253 | 0.0056579 | 0.0060365 | 0.0062292 | 0.0053617 | 0.0060268 | 0.0064012
Portfolio Adjusted1-in-2Size: Under 20 kWOrange County2018November Monthly Peak | Portfolio Adjusted | 1-in-2 | Size: Under 20 kW | Orange County | 2018 | November Monthly Peak | 11 | 0.95659 | 0.92809 | 0.92082 | 0.91309 | 0.91277 | 0.93398 | 0.83807 | 0.80694 | 1.0172 | 1.2025 | 1.3697 | 1.4381 | 1.4702 | 1.5085 | 1.5353 | 1.5551 | 1.5558 | 1.6299 | 1.4569 | 1.325 | 1.2146 | 1.1095 | 1.0334 | 0.98078 | 0 | 0 | 0 | 0 | 0 | 0 | 0 | 0 | 0 | 0 | 0 | 0 | 0 | 0 | 0.0026576 | 0.0078296 | 0.010002 | 0.011745 | 0 | 0 | 0 | 0 | 0 | 0 | 58.5953 | 57.727 | 57.4925 | 57.0086 | 55.9748 | 54.9235 | 55.2436 | 55.0158 | 58.4897 | 62.2809 | 66.9684 | 71.5806 | 74.3628 | 75.9817 | 76.9917 | 76.8253 | 74.8701 | 71.6924 | 68.4692 | 65.9107 | 64.0458 | 63.2094 | 62.3274 | 61.7489 | 0.0070149 | 0.008434 | 0.0041714 | 0.0053669 | 0.005958 | 0.011231 | 0.0075424 | 0.0040133 | 0.0041851 | 0.0048037 | 0.0056263 | 0.0059828 | 0.0058549 | 0.005943 | 0.0057459 | 0.0057103 | 0.0055848 | 0.005944 | 0.0053609 | 0.0054861 | 0.0056922 | 0.0049464 | 0.0056789 | 0.0060451
Portfolio Adjusted1-in-2Size: Under 20 kWOrange County2018December Monthly Peak | Portfolio Adjusted | 1-in-2 | Size: Under 20 kW | Orange County | 2018 | December Monthly Peak | 12 | 0.98882 | 0.96098 | 0.95181 | 0.94732 | 0.95123 | 0.99008 | 0.99732 | 0.92519 | 1.172 | 1.4011 | 1.5135 | 1.4882 | 1.4294 | 1.37 | 1.3498 | 1.336 | 1.4155 | 1.5888 | 1.4989 | 1.3717 | 1.2424 | 1.1513 | 1.0745 | 1.0182 | 0 | 0 | 0 | 0 | 0 | 0 | 0 | 0 | 0 | 0 | 0 | 0 | 0 | 0 | 0.0023366 | 0.0067265 | 0.0091004 | 0.011449 | 0 | 0 | 0 | 0 | 0 | 0 | 49.3387 | 48.6607 | 47.917 | 47.4532 | 46.9685 | 46.3529 | 46.0645 | 45.9119 | 46.6735 | 49.8847 | 53.4564 | 56.4381 | 58.7664 | 60.0087 | 60.6223 | 60.9305 | 60.5289 | 58.4898 | 55.8076 | 53.5424 | 51.7676 | 50.0071 | 48.5453 | 47.2994 | 0.0072513 | 0.008733 | 0.0043118 | 0.0055682 | 0.006209 | 0.011905 | 0.0089756 | 0.0046014 | 0.0048219 | 0.0055973 | 0.006217 | 0.0061912 | 0.0056923 | 0.0053972 | 0.0050518 | 0.0049058 | 0.0050814 | 0.0057941 | 0.0055154 | 0.0056795 | 0.0058222 | 0.0051329 | 0.005905 | 0.0062758
Portfolio Adjusted1-in-2Size: Under 20 kWOrange County2018Typical Event Day | Portfolio Adjusted | 1-in-2 | Size: Under 20 kW | Orange County | 2018 | Typical Event Day | 8 | 1.0671 | 1.0294 | 0.99265 | 0.99444 | 0.99573 | 1.0199 | 0.92 | 0.96636 | 1.3161 | 1.7247 | 2.06 | 2.2544 | 2.3473 | 2.4073 | 2.51 | 2.5124 | 2.4227 | 2.0432 | 1.6249 | 1.4728 | 1.4918 | 1.3255 | 1.1919 | 1.1104 | 0 | 0 | 0 | 0 | 0 | 0 | 0 | 0 | 0 | 0 | 0 | 0 | 0 | 0 | 0.0043449 | 0.01265 | 0.015575 | 0.014724 | 0 | 0 | 0 | 0 | 0 | 0 | 73.3074 | 72.2722 | 71.3376 | 70.544 | 69.8923 | 69.1323 | 68.7783 | 69.2066 | 71.5685 | 76.0906 | 80.9615 | 85.344 | 88.5623 | 90.5874 | 92.0242 | 92.662 | 92.6788 | 91.6873 | 90.0841 | 87.146 | 83.3643 | 80.0862 | 77.9471 | 76.379 | 0.0078255 | 0.0093544 | 0.0044968 | 0.0058451 | 0.0064995 | 0.012264 | 0.0082797 | 0.0048061 | 0.0054146 | 0.0068899 | 0.008462 | 0.0093788 | 0.0093477 | 0.0094838 | 0.0093939 | 0.0092257 | 0.0086968 | 0.0074514 | 0.0059789 | 0.0060981 | 0.0069909 | 0.0059098 | 0.0065501 | 0.0068438
Portfolio Adjusted1-in-2Size: Under 20 kWOrange County2019January Monthly Peak | Portfolio Adjusted | 1-in-2 | Size: Under 20 kW | Orange County | 2019 | January Monthly Peak | 1 | 1.0231 | 0.99669 | 0.9832 | 0.99065 | 0.99312 | 1.023 | 1.0516 | 1.0004 | 1.2702 | 1.5283 | 1.6416 | 1.589 | 1.4897 | 1.3682 | 1.2756 | 1.2265 | 1.2851 | 1.5201 | 1.5746 | 1.4343 | 1.2821 | 1.1943 | 1.1329 | 1.0774 | 0 | 0 | 0 | 0 | 0 | 0 | 0 | 0 | 0 | 0 | 0 | 0 | 0 | 0 | 0.0022082 | 0.0061753 | 0.008262 | 0.010954 | 0 | 0 | 0 | 0 | 0 | 0 | 45.7777 | 44.8228 | 44.2074 | 43.9504 | 43.4766 | 43.3222 | 42.8303 | 42.5295 | 42.6926 | 44.3604 | 47.4084 | 49.9367 | 51.6811 | 53.0921 | 53.9849 | 54.3473 | 54.1053 | 52.7011 | 51.0322 | 49.6468 | 48.6627 | 47.7918 | 47.0693 | 46.3341 | 0.0075026 | 0.0090574 | 0.004454 | 0.0058229 | 0.0064825 | 0.012302 | 0.0094637 | 0.0049754 | 0.0052258 | 0.0061054 | 0.0067434 | 0.0066108 | 0.0059324 | 0.0053902 | 0.0047741 | 0.0045038 | 0.0046132 | 0.0055436 | 0.0057937 | 0.0059389 | 0.0060084 | 0.0053248 | 0.0062257 | 0.0066408
Portfolio Adjusted1-in-2Size: Under 20 kWOrange County2019February Monthly Peak | Portfolio Adjusted | 1-in-2 | Size: Under 20 kW | Orange County | 2019 | February Monthly Peak | 2 | 1.0169 | 0.99287 | 0.98076 | 0.98872 | 0.99299 | 1.0179 | 0.989 | 0.93637 | 1.1853 | 1.4153 | 1.5374 | 1.5269 | 1.4738 | 1.3943 | 1.3403 | 1.3112 | 1.343 | 1.4231 | 1.576 | 1.4411 | 1.2928 | 1.198 | 1.1321 | 1.0745 | 0 | 0 | 0 | 0 | 0 | 0 | 0 | 0 | 0 | 0 | 0 | 0 | 0 | 0 | 0.0023201 | 0.0066017 | 0.0086343 | 0.010256 | 0 | 0 | 0 | 0 | 0 | 0 | 47.9693 | 47.7759 | 47.4036 | 47.0701 | 46.418 | 45.9976 | 45.9018 | 45.922 | 46.4488 | 48.0269 | 49.9424 | 51.7184 | 52.5082 | 52.8246 | 52.9884 | 52.5506 | 52.3085 | 51.7002 | 50.5386 | 49.1503 | 47.8381 | 47.4387 | 46.5623 | 45.4625 | 0.0074575 | 0.0090227 | 0.004443 | 0.0058115 | 0.0064817 | 0.01224 | 0.0089008 | 0.0046569 | 0.0048766 | 0.0056541 | 0.0063154 | 0.0063522 | 0.005869 | 0.005493 | 0.005016 | 0.0048148 | 0.0048211 | 0.00519 | 0.0057991 | 0.0059668 | 0.0060586 | 0.0053411 | 0.0062213 | 0.0066227
Portfolio Adjusted1-in-2Size: Under 20 kWOrange County2019March Monthly Peak | Portfolio Adjusted | 1-in-2 | Size: Under 20 kW | Orange County | 2019 | March Monthly Peak | 3 | 1.025 | 0.99544 | 0.97601 | 0.9766 | 0.98105 | 1.0113 | 1.0194 | 0.9508 | 1.1528 | 1.3841 | 1.5343 | 1.5356 | 1.4645 | 1.4069 | 1.3845 | 1.3776 | 1.3954 | 1.3193 | 1.3519 | 1.4229 | 1.3024 | 1.2177 | 1.1457 | 1.0876 | 0 | 0 | 0 | 0 | 0 | 0 | 0 | 0 | 0 | 0 | 0 | 0 | 0 | 0 | 0.0023966 | 0.0069361 | 0.0089713 | 0.0095075 | 0 | 0 | 0 | 0 | 0 | 0 | 48.0171 | 46.9265 | 45.9497 | 45.4119 | 45.1473 | 44.6497 | 44.2406 | 44.3208 | 46.2925 | 48.6483 | 50.9801 | 52.8511 | 53.9794 | 54.8577 | 55.3001 | 55.6422 | 55.452 | 54.9114 | 53.5411 | 51.5947 | 50.2594 | 49.0697 | 48.0789 | 47.2183 | 0.0075163 | 0.0090461 | 0.0044215 | 0.0057402 | 0.0064037 | 0.012161 | 0.0091745 | 0.0047287 | 0.0047429 | 0.0055292 | 0.0063025 | 0.0063885 | 0.0058323 | 0.0055425 | 0.0051815 | 0.0050587 | 0.0050093 | 0.0048114 | 0.0049746 | 0.0058914 | 0.0061036 | 0.0054291 | 0.0062961 | 0.0067032
Portfolio Adjusted1-in-2Size: Under 20 kWOrange County2019April Monthly Peak | Portfolio Adjusted | 1-in-2 | Size: Under 20 kW | Orange County | 2019 | April Monthly Peak | 4 | 0.99665 | 0.95645 | 0.935 | 0.9343 | 0.93379 | 0.9407 | 0.87024 | 0.80115 | 0.97493 | 1.191 | 1.3936 | 1.5039 | 1.5711 | 1.638 | 1.7182 | 1.7583 | 1.7137 | 1.4623 | 1.2298 | 1.2782 | 1.294 | 1.1851 | 1.0997 | 1.0453 | 0 | 0 | 0 | 0 | 0 | 0 | 0 | 0 | 0 | 0 | 0 | 0 | 0 | 0 | 0.0029743 | 0.0088527 | 0.011017 | 0.010538 | 0 | 0 | 0 | 0 | 0 | 0 | 62.7102 | 61.6962 | 60.3308 | 59.2797 | 58.3102 | 57.5567 | 57.2674 | 56.9386 | 59.3751 | 63.5538 | 68.1458 | 72.5145 | 75.8741 | 78.4319 | 80.0813 | 80.8458 | 81.0413 | 80.0127 | 78.0592 | 75.1625 | 71.1488 | 68.1538 | 65.8537 | 63.5854 | 0.0073087 | 0.0086918 | 0.0042357 | 0.0054916 | 0.0060952 | 0.011312 | 0.007832 | 0.0039845 | 0.0040111 | 0.004758 | 0.0057244 | 0.0062565 | 0.0062566 | 0.0064528 | 0.0064305 | 0.0064565 | 0.0061517 | 0.0053327 | 0.0045251 | 0.0052922 | 0.0060642 | 0.0052839 | 0.006043 | 0.0064426
Portfolio Adjusted1-in-2Size: Under 20 kWOrange County2019May Monthly Peak | Portfolio Adjusted | 1-in-2 | Size: Under 20 kW | Orange County | 2019 | May Monthly Peak | 5 | 1.0037 | 0.96263 | 0.93717 | 0.93062 | 0.93373 | 0.92964 | 0.79766 | 0.80937 | 1.0013 | 1.2265 | 1.4322 | 1.5464 | 1.6093 | 1.678 | 1.7564 | 1.7908 | 1.7481 | 1.4689 | 1.2175 | 1.1941 | 1.2981 | 1.1951 | 1.1041 | 1.0506 | 0 | 0 | 0 | 0 | 0 | 0 | 0 | 0 | 0 | 0 | 0 | 0 | 0 | 0 | 0.0030404 | 0.0090162 | 0.011238 | 0.010585 | 0 | 0 | 0 | 0 | 0 | 0 | 62.9439 | 62.251 | 61.3776 | 60.4213 | 59.5325 | 59.0385 | 58.8501 | 59.2603 | 60.9697 | 64.9615 | 69.5631 | 73.8463 | 77.9137 | 80.8757 | 82.3029 | 83.1362 | 83.1179 | 81.3504 | 78.9595 | 75.9186 | 71.8141 | 68.2571 | 66.3107 | 64.7923 | 0.0073606 | 0.008748 | 0.0042455 | 0.00547 | 0.0060949 | 0.011179 | 0.0071788 | 0.0040254 | 0.0041195 | 0.0048997 | 0.0058832 | 0.0064334 | 0.0064089 | 0.0066106 | 0.0065735 | 0.0065758 | 0.0062752 | 0.0053568 | 0.00448 | 0.0049441 | 0.0060834 | 0.0053282 | 0.0060673 | 0.0064752
Portfolio Adjusted1-in-2Size: Under 20 kWOrange County2019June Monthly Peak | Portfolio Adjusted | 1-in-2 | Size: Under 20 kW | Orange County | 2019 | June Monthly Peak | 6 | 1.0355 | 0.99153 | 0.96334 | 0.95497 | 0.96072 | 0.93321 | 0.79529 | 0.89374 | 1.1525 | 1.4615 | 1.7657 | 1.9374 | 2.0237 | 2.0964 | 2.1725 | 2.1829 | 2.1097 | 1.791 | 1.4539 | 1.2886 | 1.3636 | 1.2715 | 1.1631 | 1.0906 | 0 | 0 | 0 | 0 | 0 | 0 | 0 | 0 | 0 | 0 | 0 | 0 | 0 | 0 | 0.0037607 | 0.010991 | 0.013563 | 0.012906 | 0 | 0 | 0 | 0 | 0 | 0 | 68.2542 | 67.3225 | 66.3207 | 65.2056 | 64.4301 | 63.6045 | 62.8848 | 63.6582 | 66.629 | 71.574 | 76.6295 | 81.0726 | 84.1116 | 85.8597 | 87.423 | 88.1737 | 88.676 | 87.8534 | 86.4956 | 83.5207 | 79.417 | 75.2736 | 72.9229 | 71.1288 | 0.0075933 | 0.0090106 | 0.004364 | 0.0056131 | 0.006271 | 0.011222 | 0.0071574 | 0.004445 | 0.0047418 | 0.0058383 | 0.0072528 | 0.0080599 | 0.008059 | 0.0082589 | 0.0081308 | 0.0080159 | 0.0075732 | 0.0065315 | 0.0053498 | 0.0053354 | 0.0063902 | 0.0056689 | 0.0063915 | 0.0067222
Portfolio Adjusted1-in-2Size: Under 20 kWOrange County2019July Monthly Peak | Portfolio Adjusted | 1-in-2 | Size: Under 20 kW | Orange County | 2019 | July Monthly Peak | 7 | 1.0596 | 1.0186 | 0.98263 | 0.9851 | 0.98653 | 0.99242 | 0.84781 | 0.96914 | 1.3302 | 1.7494 | 2.1372 | 2.3323 | 2.4338 | 2.4855 | 2.5653 | 2.573 | 2.462 | 2.0662 | 1.6364 | 1.4145 | 1.4709 | 1.3431 | 1.2089 | 1.1283 | 0 | 0 | 0 | 0 | 0 | 0 | 0 | 0 | 0 | 0 | 0 | 0 | 0 | 0 | 0.0044406 | 0.012955 | 0.015829 | 0.014889 | 0 | 0 | 0 | 0 | 0 | 0 | 75.5467 | 74.6348 | 73.8211 | 73.0263 | 72.2912 | 71.5751 | 71.2077 | 72.0943 | 74.7404 | 78.4964 | 82.6894 | 86.5635 | 89.2425 | 90.9068 | 92.2452 | 92.7543 | 92.2001 | 90.9393 | 89.6796 | 87.862 | 85.0734 | 82.0263 | 79.6767 | 78.0691 | 0.0077702 | 0.0092568 | 0.0044514 | 0.0057902 | 0.0064395 | 0.011934 | 0.0076301 | 0.0048199 | 0.0054726 | 0.0069887 | 0.0087789 | 0.0097029 | 0.0096923 | 0.0097916 | 0.0096007 | 0.0094483 | 0.0088382 | 0.0075351 | 0.0060213 | 0.0058567 | 0.0068931 | 0.0059879 | 0.0066435 | 0.0069546
Portfolio Adjusted1-in-2Size: Under 20 kWOrange County2019August Monthly Peak | Portfolio Adjusted | 1-in-2 | Size: Under 20 kW | Orange County | 2019 | August Monthly Peak | 8 | 1.0809 | 1.0422 | 1.0029 | 1.005 | 1.0061 | 1.0317 | 0.93072 | 0.99139 | 1.369 | 1.8101 | 2.1704 | 2.3761 | 2.4747 | 2.5272 | 2.6208 | 2.6122 | 2.5157 | 2.1203 | 1.6818 | 1.5171 | 1.5253 | 1.3528 | 1.2145 | 1.1286 | 0 | 0 | 0 | 0 | 0 | 0 | 0 | 0 | 0 | 0 | 0 | 0 | 0 | 0 | 0.0045367 | 0.013152 | 0.016174 | 0.01528 | 0 | 0 | 0 | 0 | 0 | 0 | 75.598 | 74.2404 | 73.1343 | 72.4481 | 71.9015 | 71.1146 | 70.8248 | 70.8264 | 72.8622 | 77.9497 | 83.2001 | 87.7236 | 90.9113 | 93.0727 | 94.4275 | 95.0755 | 95.2004 | 94.2525 | 92.1465 | 88.6294 | 84.2284 | 81.2703 | 79.3739 | 77.7446 | 0.0079264 | 0.0094711 | 0.0045434 | 0.0059074 | 0.006567 | 0.012406 | 0.0083763 | 0.0049306 | 0.0056322 | 0.0072311 | 0.0089152 | 0.0098851 | 0.0098552 | 0.0099559 | 0.0098085 | 0.0095923 | 0.0090309 | 0.0077325 | 0.0061882 | 0.0062818 | 0.007148 | 0.0060312 | 0.006674 | 0.0069561
Portfolio Adjusted1-in-2Size: Under 20 kWOrange County2019September Monthly Peak | Portfolio Adjusted | 1-in-2 | Size: Under 20 kW | Orange County | 2019 | September Monthly Peak | 9 | 1.0609 | 1.0154 | 0.98314 | 0.98342 | 0.98693 | 1.0183 | 1.0011 | 0.98705 | 1.3375 | 1.7434 | 2.0928 | 2.2904 | 2.3952 | 2.4625 | 2.5132 | 2.5147 | 2.4246 | 2.0229 | 1.6268 | 1.6081 | 1.4761 | 1.3086 | 1.1827 | 1.1017 | 0 | 0 | 0 | 0 | 0 | 0 | 0 | 0 | 0 | 0 | 0 | 0 | 0 | 0 | 0.0043504 | 0.012661 | 0.015588 | 0.014578 | 0 | 0 | 0 | 0 | 0 | 0 | 73.8306 | 72.891 | 72.0743 | 71.4958 | 70.9465 | 70.2349 | 70.1959 | 70.2474 | 72.0423 | 76.3424 | 81.3272 | 86.0163 | 89.9838 | 92.5105 | 94.0009 | 94.6444 | 94.6386 | 93.7042 | 92.0147 | 88.572 | 84.7384 | 81.7747 | 79.8148 | 78.5734 | 0.0077799 | 0.0092279 | 0.0044538 | 0.0057804 | 0.0064421 | 0.012245 | 0.0090097 | 0.004909 | 0.0055027 | 0.0069648 | 0.0085968 | 0.0095287 | 0.0095384 | 0.009701 | 0.0094057 | 0.0092341 | 0.008704 | 0.0073774 | 0.0059859 | 0.0066584 | 0.0069176 | 0.0058344 | 0.0064993 | 0.0067905
Portfolio Adjusted1-in-2Size: Under 20 kWOrange County2019October Monthly Peak | Portfolio Adjusted | 1-in-2 | Size: Under 20 kW | Orange County | 2019 | October Monthly Peak | 10 | 0.99757 | 0.96767 | 0.93882 | 0.9412 | 0.93949 | 0.95753 | 1.0016 | 0.9081 | 1.1017 | 1.361 | 1.6204 | 1.7672 | 1.8501 | 1.9201 | 1.9992 | 2.0165 | 1.9464 | 1.6522 | 1.5376 | 1.4579 | 1.3292 | 1.2026 | 1.0967 | 1.0386 | 0 | 0 | 0 | 0 | 0 | 0 | 0 | 0 | 0 | 0 | 0 | 0 | 0 | 0 | 0.0034606 | 0.010153 | 0.012513 | 0.011906 | 0 | 0 | 0 | 0 | 0 | 0 | 65.7793 | 64.7168 | 63.8293 | 62.9658 | 62.2218 | 61.6701 | 61.4217 | 61.4793 | 62.7329 | 66.4462 | 72.2308 | 78.1757 | 83.7698 | 86.8744 | 87.7248 | 88.3522 | 88.6553 | 87.7696 | 85.1368 | 80.3154 | 76.7845 | 74.0352 | 71.8154 | 70.272 | 0.0073155 | 0.0087938 | 0.004253 | 0.0055322 | 0.0061324 | 0.011514 | 0.0090142 | 0.0045164 | 0.0045325 | 0.005437 | 0.006656 | 0.0073519 | 0.0073678 | 0.0075644 | 0.007482 | 0.0074048 | 0.006987 | 0.0060253 | 0.0056579 | 0.0060365 | 0.0062292 | 0.0053617 | 0.0060268 | 0.0064012
Portfolio Adjusted1-in-2Size: Under 20 kWOrange County2019November Monthly Peak | Portfolio Adjusted | 1-in-2 | Size: Under 20 kW | Orange County | 2019 | November Monthly Peak | 11 | 0.95659 | 0.92809 | 0.92082 | 0.91309 | 0.91277 | 0.93398 | 0.83807 | 0.80694 | 1.0172 | 1.2025 | 1.3697 | 1.4381 | 1.4702 | 1.5085 | 1.5353 | 1.5551 | 1.5558 | 1.6299 | 1.4569 | 1.325 | 1.2146 | 1.1095 | 1.0334 | 0.98078 | 0 | 0 | 0 | 0 | 0 | 0 | 0 | 0 | 0 | 0 | 0 | 0 | 0 | 0 | 0.0026576 | 0.0078296 | 0.010002 | 0.011745 | 0 | 0 | 0 | 0 | 0 | 0 | 58.5953 | 57.7269 | 57.4925 | 57.0086 | 55.9748 | 54.9236 | 55.2436 | 55.0158 | 58.4897 | 62.2809 | 66.9684 | 71.5806 | 74.3628 | 75.9817 | 76.9917 | 76.8253 | 74.8701 | 71.6924 | 68.4692 | 65.9107 | 64.0458 | 63.2094 | 62.3275 | 61.7489 | 0.0070149 | 0.008434 | 0.0041714 | 0.0053669 | 0.005958 | 0.011231 | 0.0075424 | 0.0040133 | 0.0041851 | 0.0048037 | 0.0056263 | 0.0059828 | 0.0058549 | 0.005943 | 0.0057459 | 0.0057103 | 0.0055848 | 0.005944 | 0.0053609 | 0.0054861 | 0.0056922 | 0.0049464 | 0.0056789 | 0.0060451
Portfolio Adjusted1-in-2Size: Under 20 kWOrange County2019December Monthly Peak | Portfolio Adjusted | 1-in-2 | Size: Under 20 kW | Orange County | 2019 | December Monthly Peak | 12 | 0.98882 | 0.96098 | 0.95181 | 0.94732 | 0.95123 | 0.99008 | 0.99732 | 0.92519 | 1.172 | 1.4011 | 1.5135 | 1.4882 | 1.4294 | 1.37 | 1.3498 | 1.336 | 1.4155 | 1.5888 | 1.4989 | 1.3717 | 1.2424 | 1.1513 | 1.0745 | 1.0182 | 0 | 0 | 0 | 0 | 0 | 0 | 0 | 0 | 0 | 0 | 0 | 0 | 0 | 0 | 0.0023366 | 0.0067265 | 0.0091004 | 0.011449 | 0 | 0 | 0 | 0 | 0 | 0 | 49.3387 | 48.6607 | 47.917 | 47.4532 | 46.9685 | 46.3529 | 46.0645 | 45.9119 | 46.6735 | 49.8847 | 53.4564 | 56.4381 | 58.7664 | 60.0087 | 60.6223 | 60.9305 | 60.5289 | 58.4898 | 55.8076 | 53.5424 | 51.7676 | 50.0071 | 48.5453 | 47.2994 | 0.0072513 | 0.008733 | 0.0043118 | 0.0055682 | 0.006209 | 0.011905 | 0.0089756 | 0.0046014 | 0.0048219 | 0.0055973 | 0.006217 | 0.0061912 | 0.0056923 | 0.0053972 | 0.0050518 | 0.0049058 | 0.0050814 | 0.0057941 | 0.0055154 | 0.0056795 | 0.0058222 | 0.0051329 | 0.005905 | 0.0062758
Portfolio Adjusted1-in-2Size: Under 20 kWOrange County2019Typical Event Day | Portfolio Adjusted | 1-in-2 | Size: Under 20 kW | Orange County | 2019 | Typical Event Day | 8 | 1.0671 | 1.0294 | 0.99265 | 0.99444 | 0.99573 | 1.0199 | 0.92 | 0.96636 | 1.3161 | 1.7247 | 2.06 | 2.2544 | 2.3473 | 2.4073 | 2.51 | 2.5124 | 2.4227 | 2.0432 | 1.6249 | 1.4728 | 1.4918 | 1.3255 | 1.1919 | 1.1104 | 0 | 0 | 0 | 0 | 0 | 0 | 0 | 0 | 0 | 0 | 0 | 0 | 0 | 0 | 0.0043449 | 0.01265 | 0.015575 | 0.014724 | 0 | 0 | 0 | 0 | 0 | 0 | 73.3074 | 72.2722 | 71.3376 | 70.544 | 69.8923 | 69.1323 | 68.7783 | 69.2066 | 71.5685 | 76.0906 | 80.9615 | 85.344 | 88.5623 | 90.5874 | 92.0242 | 92.662 | 92.6788 | 91.6873 | 90.0841 | 87.146 | 83.3643 | 80.0862 | 77.9471 | 76.379 | 0.0078255 | 0.0093544 | 0.0044968 | 0.0058451 | 0.0064995 | 0.012264 | 0.0082797 | 0.0048061 | 0.0054146 | 0.0068899 | 0.008462 | 0.0093788 | 0.0093477 | 0.0094838 | 0.0093939 | 0.0092257 | 0.0086968 | 0.0074514 | 0.0059789 | 0.0060981 | 0.0069909 | 0.0059098 | 0.0065501 | 0.0068438
Portfolio Adjusted1-in-2Size: Under 20 kWOrange County2020January Monthly Peak | Portfolio Adjusted | 1-in-2 | Size: Under 20 kW | Orange County | 2020 | January Monthly Peak | 1 | 1.0231 | 0.99669 | 0.9832 | 0.99065 | 0.99312 | 1.023 | 1.0516 | 1.0004 | 1.2702 | 1.5283 | 1.6416 | 1.589 | 1.4897 | 1.3682 | 1.2756 | 1.2265 | 1.2851 | 1.5201 | 1.5746 | 1.4343 | 1.2821 | 1.1943 | 1.1329 | 1.0774 | 0 | 0 | 0 | 0 | 0 | 0 | 0 | 0 | 0 | 0 | 0 | 0 | 0 | 0 | 0.0022082 | 0.0061753 | 0.008262 | 0.010954 | 0 | 0 | 0 | 0 | 0 | 0 | 45.7777 | 44.8228 | 44.2074 | 43.9504 | 43.4766 | 43.3222 | 42.8303 | 42.5295 | 42.6926 | 44.3604 | 47.4084 | 49.9367 | 51.6811 | 53.0922 | 53.9849 | 54.3473 | 54.1053 | 52.7011 | 51.0322 | 49.6468 | 48.6627 | 47.7918 | 47.0693 | 46.3341 | 0.0075026 | 0.0090574 | 0.004454 | 0.0058229 | 0.0064825 | 0.012302 | 0.0094637 | 0.0049754 | 0.0052258 | 0.0061054 | 0.0067434 | 0.0066108 | 0.0059324 | 0.0053902 | 0.0047741 | 0.0045038 | 0.0046132 | 0.0055436 | 0.0057937 | 0.0059389 | 0.0060084 | 0.0053248 | 0.0062257 | 0.0066408
Portfolio Adjusted1-in-2Size: Under 20 kWOrange County2020February Monthly Peak | Portfolio Adjusted | 1-in-2 | Size: Under 20 kW | Orange County | 2020 | February Monthly Peak | 2 | 1.0169 | 0.99287 | 0.98076 | 0.98872 | 0.99299 | 1.0179 | 0.989 | 0.93637 | 1.1853 | 1.4153 | 1.5374 | 1.5269 | 1.4738 | 1.3943 | 1.3403 | 1.3112 | 1.343 | 1.4231 | 1.576 | 1.4411 | 1.2928 | 1.198 | 1.1321 | 1.0745 | 0 | 0 | 0 | 0 | 0 | 0 | 0 | 0 | 0 | 0 | 0 | 0 | 0 | 0 | 0.0023201 | 0.0066017 | 0.0086343 | 0.010256 | 0 | 0 | 0 | 0 | 0 | 0 | 47.9693 | 47.7759 | 47.4036 | 47.0701 | 46.418 | 45.9976 | 45.9018 | 45.922 | 46.4488 | 48.0269 | 49.9424 | 51.7184 | 52.5082 | 52.8246 | 52.9884 | 52.5506 | 52.3085 | 51.7002 | 50.5386 | 49.1503 | 47.8381 | 47.4387 | 46.5623 | 45.4625 | 0.0074575 | 0.0090227 | 0.004443 | 0.0058115 | 0.0064817 | 0.01224 | 0.0089008 | 0.0046569 | 0.0048766 | 0.0056541 | 0.0063154 | 0.0063522 | 0.005869 | 0.005493 | 0.005016 | 0.0048148 | 0.0048211 | 0.00519 | 0.0057991 | 0.0059668 | 0.0060586 | 0.0053411 | 0.0062213 | 0.0066227
Portfolio Adjusted1-in-2Size: Under 20 kWOrange County2020March Monthly Peak | Portfolio Adjusted | 1-in-2 | Size: Under 20 kW | Orange County | 2020 | March Monthly Peak | 3 | 1.025 | 0.99544 | 0.97601 | 0.9766 | 0.98105 | 1.0113 | 1.0194 | 0.9508 | 1.1528 | 1.3841 | 1.5343 | 1.5356 | 1.4645 | 1.4069 | 1.3845 | 1.3776 | 1.3954 | 1.3193 | 1.3519 | 1.4229 | 1.3024 | 1.2177 | 1.1457 | 1.0876 | 0 | 0 | 0 | 0 | 0 | 0 | 0 | 0 | 0 | 0 | 0 | 0 | 0 | 0 | 0.0023966 | 0.0069361 | 0.0089713 | 0.0095075 | 0 | 0 | 0 | 0 | 0 | 0 | 48.0171 | 46.9265 | 45.9497 | 45.4119 | 45.1473 | 44.6497 | 44.2406 | 44.3208 | 46.2925 | 48.6483 | 50.9801 | 52.8511 | 53.9794 | 54.8577 | 55.3001 | 55.6422 | 55.452 | 54.9114 | 53.5411 | 51.5947 | 50.2594 | 49.0697 | 48.0789 | 47.2183 | 0.0075163 | 0.0090461 | 0.0044215 | 0.0057402 | 0.0064037 | 0.012161 | 0.0091745 | 0.0047287 | 0.0047429 | 0.0055292 | 0.0063025 | 0.0063885 | 0.0058323 | 0.0055425 | 0.0051815 | 0.0050587 | 0.0050093 | 0.0048114 | 0.0049746 | 0.0058914 | 0.0061036 | 0.0054291 | 0.0062961 | 0.0067032
Portfolio Adjusted1-in-2Size: Under 20 kWOrange County2020April Monthly Peak | Portfolio Adjusted | 1-in-2 | Size: Under 20 kW | Orange County | 2020 | April Monthly Peak | 4 | 0.99665 | 0.95645 | 0.935 | 0.9343 | 0.93379 | 0.9407 | 0.87024 | 0.80115 | 0.97493 | 1.191 | 1.3936 | 1.5039 | 1.5711 | 1.638 | 1.7182 | 1.7583 | 1.7137 | 1.4623 | 1.2298 | 1.2782 | 1.294 | 1.1851 | 1.0997 | 1.0453 | 0 | 0 | 0 | 0 | 0 | 0 | 0 | 0 | 0 | 0 | 0 | 0 | 0 | 0 | 0.0029743 | 0.0088527 | 0.011017 | 0.010538 | 0 | 0 | 0 | 0 | 0 | 0 | 62.7102 | 61.6962 | 60.3308 | 59.2797 | 58.3102 | 57.5567 | 57.2674 | 56.9386 | 59.3751 | 63.5538 | 68.1458 | 72.5145 | 75.8741 | 78.4319 | 80.0813 | 80.8458 | 81.0413 | 80.0127 | 78.0592 | 75.1625 | 71.1488 | 68.1538 | 65.8537 | 63.5854 | 0.0073087 | 0.0086918 | 0.0042357 | 0.0054916 | 0.0060952 | 0.011312 | 0.007832 | 0.0039845 | 0.0040111 | 0.004758 | 0.0057244 | 0.0062565 | 0.0062566 | 0.0064528 | 0.0064305 | 0.0064565 | 0.0061517 | 0.0053327 | 0.0045251 | 0.0052922 | 0.0060642 | 0.0052839 | 0.006043 | 0.0064426
Portfolio Adjusted1-in-2Size: Under 20 kWOrange County2020May Monthly Peak | Portfolio Adjusted | 1-in-2 | Size: Under 20 kW | Orange County | 2020 | May Monthly Peak | 5 | 1.0037 | 0.96263 | 0.93717 | 0.93062 | 0.93373 | 0.92964 | 0.79766 | 0.80937 | 1.0013 | 1.2265 | 1.4322 | 1.5464 | 1.6093 | 1.678 | 1.7564 | 1.7908 | 1.7481 | 1.4689 | 1.2175 | 1.1941 | 1.2981 | 1.1951 | 1.1041 | 1.0506 | 0 | 0 | 0 | 0 | 0 | 0 | 0 | 0 | 0 | 0 | 0 | 0 | 0 | 0 | 0.0030404 | 0.0090162 | 0.011238 | 0.010585 | 0 | 0 | 0 | 0 | 0 | 0 | 62.9439 | 62.251 | 61.3776 | 60.4213 | 59.5325 | 59.0385 | 58.8501 | 59.2603 | 60.9697 | 64.9615 | 69.5631 | 73.8463 | 77.9137 | 80.8757 | 82.3029 | 83.1362 | 83.1179 | 81.3504 | 78.9595 | 75.9186 | 71.8141 | 68.2571 | 66.3107 | 64.7923 | 0.0073606 | 0.008748 | 0.0042455 | 0.00547 | 0.0060949 | 0.011179 | 0.0071788 | 0.0040254 | 0.0041195 | 0.0048997 | 0.0058832 | 0.0064334 | 0.0064089 | 0.0066106 | 0.0065735 | 0.0065758 | 0.0062752 | 0.0053568 | 0.00448 | 0.0049441 | 0.0060834 | 0.0053282 | 0.0060673 | 0.0064752
Portfolio Adjusted1-in-2Size: Under 20 kWOrange County2020June Monthly Peak | Portfolio Adjusted | 1-in-2 | Size: Under 20 kW | Orange County | 2020 | June Monthly Peak | 6 | 1.0355 | 0.99153 | 0.96334 | 0.95497 | 0.96072 | 0.93321 | 0.79529 | 0.89374 | 1.1525 | 1.4615 | 1.7657 | 1.9374 | 2.0237 | 2.0964 | 2.1725 | 2.1829 | 2.1097 | 1.791 | 1.4539 | 1.2886 | 1.3636 | 1.2715 | 1.1631 | 1.0906 | 0 | 0 | 0 | 0 | 0 | 0 | 0 | 0 | 0 | 0 | 0 | 0 | 0 | 0 | 0.0037607 | 0.010991 | 0.013563 | 0.012906 | 0 | 0 | 0 | 0 | 0 | 0 | 68.2542 | 67.3225 | 66.3207 | 65.2056 | 64.4301 | 63.6045 | 62.8848 | 63.6582 | 66.629 | 71.574 | 76.6295 | 81.0726 | 84.1116 | 85.8597 | 87.423 | 88.1737 | 88.676 | 87.8534 | 86.4956 | 83.5207 | 79.417 | 75.2736 | 72.9229 | 71.1288 | 0.0075933 | 0.0090106 | 0.004364 | 0.0056131 | 0.006271 | 0.011222 | 0.0071574 | 0.004445 | 0.0047418 | 0.0058383 | 0.0072528 | 0.0080599 | 0.008059 | 0.0082589 | 0.0081308 | 0.0080159 | 0.0075732 | 0.0065315 | 0.0053498 | 0.0053354 | 0.0063902 | 0.0056689 | 0.0063915 | 0.0067222
Portfolio Adjusted1-in-2Size: Under 20 kWOrange County2020July Monthly Peak | Portfolio Adjusted | 1-in-2 | Size: Under 20 kW | Orange County | 2020 | July Monthly Peak | 7 | 1.0596 | 1.0186 | 0.98263 | 0.9851 | 0.98653 | 0.99242 | 0.84781 | 0.96914 | 1.3302 | 1.7494 | 2.1372 | 2.3323 | 2.4338 | 2.4855 | 2.5653 | 2.573 | 2.462 | 2.0662 | 1.6364 | 1.4145 | 1.4709 | 1.3431 | 1.2089 | 1.1283 | 0 | 0 | 0 | 0 | 0 | 0 | 0 | 0 | 0 | 0 | 0 | 0 | 0 | 0 | 0.0044406 | 0.012955 | 0.015829 | 0.014889 | 0 | 0 | 0 | 0 | 0 | 0 | 75.5467 | 74.6348 | 73.8211 | 73.0263 | 72.2912 | 71.5751 | 71.2077 | 72.0943 | 74.7404 | 78.4964 | 82.6894 | 86.5635 | 89.2425 | 90.9068 | 92.2452 | 92.7543 | 92.2001 | 90.9393 | 89.6796 | 87.862 | 85.0734 | 82.0263 | 79.6767 | 78.0691 | 0.0077702 | 0.0092568 | 0.0044514 | 0.0057902 | 0.0064395 | 0.011934 | 0.0076301 | 0.0048199 | 0.0054726 | 0.0069887 | 0.0087789 | 0.0097029 | 0.0096923 | 0.0097916 | 0.0096007 | 0.0094483 | 0.0088382 | 0.0075351 | 0.0060213 | 0.0058567 | 0.0068931 | 0.0059879 | 0.0066435 | 0.0069546
Portfolio Adjusted1-in-2Size: Under 20 kWOrange County2020August Monthly Peak | Portfolio Adjusted | 1-in-2 | Size: Under 20 kW | Orange County | 2020 | August Monthly Peak | 8 | 1.0809 | 1.0422 | 1.0029 | 1.005 | 1.0061 | 1.0317 | 0.93072 | 0.99139 | 1.369 | 1.8101 | 2.1704 | 2.3761 | 2.4747 | 2.5272 | 2.6208 | 2.6122 | 2.5157 | 2.1203 | 1.6818 | 1.5171 | 1.5253 | 1.3528 | 1.2145 | 1.1286 | 0 | 0 | 0 | 0 | 0 | 0 | 0 | 0 | 0 | 0 | 0 | 0 | 0 | 0 | 0.0045367 | 0.013152 | 0.016174 | 0.01528 | 0 | 0 | 0 | 0 | 0 | 0 | 75.598 | 74.2404 | 73.1343 | 72.4481 | 71.9015 | 71.1146 | 70.8248 | 70.8264 | 72.8622 | 77.9497 | 83.2001 | 87.7236 | 90.9113 | 93.0727 | 94.4275 | 95.0755 | 95.2004 | 94.2525 | 92.1465 | 88.6294 | 84.2284 | 81.2703 | 79.3739 | 77.7446 | 0.0079264 | 0.0094711 | 0.0045434 | 0.0059074 | 0.006567 | 0.012406 | 0.0083763 | 0.0049306 | 0.0056322 | 0.0072311 | 0.0089152 | 0.0098851 | 0.0098552 | 0.0099559 | 0.0098085 | 0.0095923 | 0.0090309 | 0.0077325 | 0.0061882 | 0.0062818 | 0.007148 | 0.0060312 | 0.006674 | 0.0069561
Portfolio Adjusted1-in-2Size: Under 20 kWOrange County2020September Monthly Peak | Portfolio Adjusted | 1-in-2 | Size: Under 20 kW | Orange County | 2020 | September Monthly Peak | 9 | 1.0609 | 1.0154 | 0.98314 | 0.98342 | 0.98693 | 1.0183 | 1.0011 | 0.98705 | 1.3375 | 1.7434 | 2.0928 | 2.2904 | 2.3952 | 2.4625 | 2.5132 | 2.5147 | 2.4246 | 2.0229 | 1.6268 | 1.6081 | 1.4761 | 1.3086 | 1.1827 | 1.1017 | 0 | 0 | 0 | 0 | 0 | 0 | 0 | 0 | 0 | 0 | 0 | 0 | 0 | 0 | 0.0043504 | 0.012661 | 0.015588 | 0.014578 | 0 | 0 | 0 | 0 | 0 | 0 | 73.8306 | 72.891 | 72.0743 | 71.4958 | 70.9465 | 70.2349 | 70.1959 | 70.2474 | 72.0423 | 76.3424 | 81.3272 | 86.0163 | 89.9838 | 92.5105 | 94.0009 | 94.6444 | 94.6386 | 93.7042 | 92.0147 | 88.572 | 84.7384 | 81.7747 | 79.8148 | 78.5734 | 0.0077799 | 0.0092279 | 0.0044538 | 0.0057804 | 0.0064421 | 0.012245 | 0.0090097 | 0.004909 | 0.0055027 | 0.0069648 | 0.0085968 | 0.0095287 | 0.0095384 | 0.009701 | 0.0094057 | 0.0092341 | 0.008704 | 0.0073774 | 0.0059859 | 0.0066584 | 0.0069176 | 0.0058344 | 0.0064993 | 0.0067905
Portfolio Adjusted1-in-2Size: Under 20 kWOrange County2020October Monthly Peak | Portfolio Adjusted | 1-in-2 | Size: Under 20 kW | Orange County | 2020 | October Monthly Peak | 10 | 0.99757 | 0.96767 | 0.93882 | 0.9412 | 0.93949 | 0.95753 | 1.0016 | 0.9081 | 1.1017 | 1.361 | 1.6204 | 1.7672 | 1.8501 | 1.9201 | 1.9992 | 2.0165 | 1.9464 | 1.6522 | 1.5376 | 1.4579 | 1.3292 | 1.2026 | 1.0967 | 1.0386 | 0 | 0 | 0 | 0 | 0 | 0 | 0 | 0 | 0 | 0 | 0 | 0 | 0 | 0 | 0.0034606 | 0.010153 | 0.012513 | 0.011906 | 0 | 0 | 0 | 0 | 0 | 0 | 65.7793 | 64.7168 | 63.8293 | 62.9658 | 62.2218 | 61.6701 | 61.4217 | 61.4793 | 62.7329 | 66.4462 | 72.2308 | 78.1757 | 83.7698 | 86.8744 | 87.7248 | 88.3522 | 88.6553 | 87.7696 | 85.1368 | 80.3154 | 76.7845 | 74.0352 | 71.8154 | 70.272 | 0.0073155 | 0.0087938 | 0.004253 | 0.0055322 | 0.0061324 | 0.011514 | 0.0090142 | 0.0045164 | 0.0045325 | 0.005437 | 0.006656 | 0.0073519 | 0.0073678 | 0.0075644 | 0.007482 | 0.0074048 | 0.006987 | 0.0060253 | 0.0056579 | 0.0060365 | 0.0062292 | 0.0053617 | 0.0060268 | 0.0064012
Portfolio Adjusted1-in-2Size: Under 20 kWOrange County2020November Monthly Peak | Portfolio Adjusted | 1-in-2 | Size: Under 20 kW | Orange County | 2020 | November Monthly Peak | 11 | 0.95659 | 0.92809 | 0.92082 | 0.91309 | 0.91277 | 0.93398 | 0.83807 | 0.80694 | 1.0172 | 1.2025 | 1.3697 | 1.4381 | 1.4702 | 1.5085 | 1.5353 | 1.5551 | 1.5558 | 1.6299 | 1.4569 | 1.325 | 1.2146 | 1.1095 | 1.0334 | 0.98078 | 0 | 0 | 0 | 0 | 0 | 0 | 0 | 0 | 0 | 0 | 0 | 0 | 0 | 0 | 0.0026576 | 0.0078296 | 0.010002 | 0.011745 | 0 | 0 | 0 | 0 | 0 | 0 | 58.5953 | 57.7269 | 57.4925 | 57.0086 | 55.9748 | 54.9236 | 55.2436 | 55.0158 | 58.4897 | 62.2809 | 66.9684 | 71.5806 | 74.3628 | 75.9817 | 76.9917 | 76.8253 | 74.8701 | 71.6924 | 68.4692 | 65.9107 | 64.0458 | 63.2094 | 62.3275 | 61.7489 | 0.0070149 | 0.008434 | 0.0041714 | 0.0053669 | 0.005958 | 0.011231 | 0.0075424 | 0.0040133 | 0.0041851 | 0.0048037 | 0.0056263 | 0.0059828 | 0.0058549 | 0.005943 | 0.0057459 | 0.0057103 | 0.0055848 | 0.005944 | 0.0053609 | 0.0054861 | 0.0056922 | 0.0049464 | 0.0056789 | 0.0060451
Portfolio Adjusted1-in-2Size: Under 20 kWOrange County2020December Monthly Peak | Portfolio Adjusted | 1-in-2 | Size: Under 20 kW | Orange County | 2020 | December Monthly Peak | 12 | 0.98882 | 0.96098 | 0.95181 | 0.94732 | 0.95123 | 0.99008 | 0.99732 | 0.92519 | 1.172 | 1.4011 | 1.5135 | 1.4882 | 1.4294 | 1.37 | 1.3498 | 1.336 | 1.4155 | 1.5888 | 1.4989 | 1.3717 | 1.2424 | 1.1513 | 1.0745 | 1.0182 | 0 | 0 | 0 | 0 | 0 | 0 | 0 | 0 | 0 | 0 | 0 | 0 | 0 | 0 | 0.0023366 | 0.0067265 | 0.0091004 | 0.011449 | 0 | 0 | 0 | 0 | 0 | 0 | 49.3387 | 48.6607 | 47.917 | 47.4532 | 46.9685 | 46.3529 | 46.0645 | 45.9119 | 46.6735 | 49.8847 | 53.4564 | 56.4381 | 58.7664 | 60.0087 | 60.6223 | 60.9305 | 60.5289 | 58.4898 | 55.8076 | 53.5424 | 51.7676 | 50.0071 | 48.5453 | 47.2994 | 0.0072513 | 0.008733 | 0.0043118 | 0.0055682 | 0.006209 | 0.011905 | 0.0089756 | 0.0046014 | 0.0048219 | 0.0055973 | 0.006217 | 0.0061912 | 0.0056923 | 0.0053972 | 0.0050518 | 0.0049058 | 0.0050814 | 0.0057941 | 0.0055154 | 0.0056795 | 0.0058222 | 0.0051329 | 0.005905 | 0.0062758
Portfolio Adjusted1-in-2Size: Under 20 kWOrange County2020Typical Event Day | Portfolio Adjusted | 1-in-2 | Size: Under 20 kW | Orange County | 2020 | Typical Event Day | 8 | 1.0671 | 1.0294 | 0.99265 | 0.99444 | 0.99573 | 1.0199 | 0.92 | 0.96636 | 1.3161 | 1.7247 | 2.06 | 2.2544 | 2.3473 | 2.4073 | 2.51 | 2.5124 | 2.4227 | 2.0432 | 1.6249 | 1.4728 | 1.4918 | 1.3255 | 1.1919 | 1.1104 | 0 | 0 | 0 | 0 | 0 | 0 | 0 | 0 | 0 | 0 | 0 | 0 | 0 | 0 | 0.0043449 | 0.01265 | 0.015575 | 0.014724 | 0 | 0 | 0 | 0 | 0 | 0 | 73.3074 | 72.2722 | 71.3376 | 70.544 | 69.8923 | 69.1323 | 68.7783 | 69.2066 | 71.5685 | 76.0906 | 80.9615 | 85.344 | 88.5623 | 90.5874 | 92.0242 | 92.662 | 92.6788 | 91.6873 | 90.0841 | 87.146 | 83.3643 | 80.0862 | 77.9471 | 76.379 | 0.0078255 | 0.0093544 | 0.0044968 | 0.0058451 | 0.0064995 | 0.012264 | 0.0082797 | 0.0048061 | 0.0054146 | 0.0068899 | 0.008462 | 0.0093788 | 0.0093477 | 0.0094838 | 0.0093939 | 0.0092257 | 0.0086968 | 0.0074514 | 0.0059789 | 0.0060981 | 0.0069909 | 0.0059098 | 0.0065501 | 0.0068438
Portfolio Adjusted1-in-2Size: Under 20 kWOrange County2021January Monthly Peak | Portfolio Adjusted | 1-in-2 | Size: Under 20 kW | Orange County | 2021 | January Monthly Peak | 1 | 1.0231 | 0.99669 | 0.9832 | 0.99065 | 0.99312 | 1.023 | 1.0516 | 1.0004 | 1.2702 | 1.5283 | 1.6416 | 1.589 | 1.4897 | 1.3682 | 1.2756 | 1.2265 | 1.2851 | 1.5201 | 1.5746 | 1.4343 | 1.2821 | 1.1943 | 1.1329 | 1.0774 | 0 | 0 | 0 | 0 | 0 | 0 | 0 | 0 | 0 | 0 | 0 | 0 | 0 | 0 | 0.0022082 | 0.0061753 | 0.008262 | 0.010954 | 0 | 0 | 0 | 0 | 0 | 0 | 45.7777 | 44.8228 | 44.2074 | 43.9504 | 43.4766 | 43.3222 | 42.8303 | 42.5295 | 42.6926 | 44.3604 | 47.4084 | 49.9367 | 51.6811 | 53.0922 | 53.9849 | 54.3473 | 54.1053 | 52.7011 | 51.0322 | 49.6468 | 48.6627 | 47.7918 | 47.0693 | 46.3341 | 0.0075026 | 0.0090574 | 0.004454 | 0.0058229 | 0.0064825 | 0.012302 | 0.0094637 | 0.0049754 | 0.0052258 | 0.0061054 | 0.0067434 | 0.0066108 | 0.0059324 | 0.0053902 | 0.0047741 | 0.0045038 | 0.0046132 | 0.0055436 | 0.0057937 | 0.0059389 | 0.0060084 | 0.0053248 | 0.0062257 | 0.0066408
Portfolio Adjusted1-in-2Size: Under 20 kWOrange County2021February Monthly Peak | Portfolio Adjusted | 1-in-2 | Size: Under 20 kW | Orange County | 2021 | February Monthly Peak | 2 | 1.0169 | 0.99287 | 0.98076 | 0.98872 | 0.99299 | 1.0179 | 0.989 | 0.93637 | 1.1853 | 1.4153 | 1.5374 | 1.5269 | 1.4738 | 1.3943 | 1.3403 | 1.3112 | 1.343 | 1.4231 | 1.576 | 1.4411 | 1.2928 | 1.198 | 1.1321 | 1.0745 | 0 | 0 | 0 | 0 | 0 | 0 | 0 | 0 | 0 | 0 | 0 | 0 | 0 | 0 | 0.0023201 | 0.0066017 | 0.0086343 | 0.010256 | 0 | 0 | 0 | 0 | 0 | 0 | 47.9693 | 47.7759 | 47.4036 | 47.0701 | 46.418 | 45.9976 | 45.9018 | 45.922 | 46.4488 | 48.0269 | 49.9424 | 51.7184 | 52.5082 | 52.8246 | 52.9884 | 52.5506 | 52.3085 | 51.7002 | 50.5386 | 49.1503 | 47.8381 | 47.4387 | 46.5623 | 45.4625 | 0.0074575 | 0.0090227 | 0.004443 | 0.0058115 | 0.0064817 | 0.01224 | 0.0089008 | 0.0046569 | 0.0048766 | 0.0056541 | 0.0063154 | 0.0063522 | 0.005869 | 0.005493 | 0.005016 | 0.0048148 | 0.0048211 | 0.00519 | 0.0057991 | 0.0059668 | 0.0060586 | 0.0053411 | 0.0062213 | 0.0066227
Portfolio Adjusted1-in-2Size: Under 20 kWOrange County2021March Monthly Peak | Portfolio Adjusted | 1-in-2 | Size: Under 20 kW | Orange County | 2021 | March Monthly Peak | 3 | 1.025 | 0.99544 | 0.97601 | 0.9766 | 0.98105 | 1.0113 | 1.0194 | 0.9508 | 1.1528 | 1.3841 | 1.5343 | 1.5356 | 1.4645 | 1.4069 | 1.3845 | 1.3776 | 1.3954 | 1.3193 | 1.3519 | 1.4229 | 1.3024 | 1.2177 | 1.1457 | 1.0876 | 0 | 0 | 0 | 0 | 0 | 0 | 0 | 0 | 0 | 0 | 0 | 0 | 0 | 0 | 0.0023966 | 0.0069361 | 0.0089713 | 0.0095075 | 0 | 0 | 0 | 0 | 0 | 0 | 48.0171 | 46.9265 | 45.9497 | 45.4119 | 45.1473 | 44.6497 | 44.2406 | 44.3208 | 46.2925 | 48.6483 | 50.9801 | 52.8511 | 53.9794 | 54.8577 | 55.3001 | 55.6422 | 55.452 | 54.9114 | 53.5411 | 51.5947 | 50.2594 | 49.0697 | 48.0789 | 47.2183 | 0.0075163 | 0.0090461 | 0.0044215 | 0.0057402 | 0.0064037 | 0.012161 | 0.0091745 | 0.0047287 | 0.0047429 | 0.0055292 | 0.0063025 | 0.0063885 | 0.0058323 | 0.0055425 | 0.0051815 | 0.0050587 | 0.0050093 | 0.0048114 | 0.0049746 | 0.0058914 | 0.0061036 | 0.0054291 | 0.0062961 | 0.0067032
Portfolio Adjusted1-in-2Size: Under 20 kWOrange County2021April Monthly Peak | Portfolio Adjusted | 1-in-2 | Size: Under 20 kW | Orange County | 2021 | April Monthly Peak | 4 | 0.99665 | 0.95645 | 0.935 | 0.9343 | 0.93379 | 0.9407 | 0.87024 | 0.80115 | 0.97493 | 1.191 | 1.3936 | 1.5039 | 1.5711 | 1.638 | 1.7182 | 1.7583 | 1.7137 | 1.4623 | 1.2298 | 1.2782 | 1.294 | 1.1851 | 1.0997 | 1.0453 | 0 | 0 | 0 | 0 | 0 | 0 | 0 | 0 | 0 | 0 | 0 | 0 | 0 | 0 | 0.0029743 | 0.0088527 | 0.011017 | 0.010538 | 0 | 0 | 0 | 0 | 0 | 0 | 62.7102 | 61.6962 | 60.3308 | 59.2797 | 58.3102 | 57.5567 | 57.2674 | 56.9386 | 59.3751 | 63.5538 | 68.1458 | 72.5145 | 75.8741 | 78.4319 | 80.0813 | 80.8458 | 81.0413 | 80.0127 | 78.0592 | 75.1625 | 71.1488 | 68.1538 | 65.8537 | 63.5854 | 0.0073087 | 0.0086918 | 0.0042357 | 0.0054916 | 0.0060952 | 0.011312 | 0.007832 | 0.0039845 | 0.0040111 | 0.004758 | 0.0057244 | 0.0062565 | 0.0062566 | 0.0064528 | 0.0064305 | 0.0064565 | 0.0061517 | 0.0053327 | 0.0045251 | 0.0052922 | 0.0060642 | 0.0052839 | 0.006043 | 0.0064426
Portfolio Adjusted1-in-2Size: Under 20 kWOrange County2021May Monthly Peak | Portfolio Adjusted | 1-in-2 | Size: Under 20 kW | Orange County | 2021 | May Monthly Peak | 5 | 1.0037 | 0.96263 | 0.93717 | 0.93062 | 0.93373 | 0.92964 | 0.79766 | 0.80937 | 1.0013 | 1.2265 | 1.4322 | 1.5464 | 1.6093 | 1.678 | 1.7564 | 1.7908 | 1.7481 | 1.4689 | 1.2175 | 1.1941 | 1.2981 | 1.1951 | 1.1041 | 1.0506 | 0 | 0 | 0 | 0 | 0 | 0 | 0 | 0 | 0 | 0 | 0 | 0 | 0 | 0 | 0.0030404 | 0.0090162 | 0.011238 | 0.010585 | 0 | 0 | 0 | 0 | 0 | 0 | 62.9439 | 62.251 | 61.3776 | 60.4213 | 59.5325 | 59.0385 | 58.8501 | 59.2603 | 60.9697 | 64.9615 | 69.5631 | 73.8463 | 77.9137 | 80.8757 | 82.3029 | 83.1362 | 83.1179 | 81.3504 | 78.9595 | 75.9186 | 71.8141 | 68.2571 | 66.3107 | 64.7923 | 0.0073606 | 0.008748 | 0.0042455 | 0.00547 | 0.0060949 | 0.011179 | 0.0071788 | 0.0040254 | 0.0041195 | 0.0048997 | 0.0058832 | 0.0064334 | 0.0064089 | 0.0066106 | 0.0065735 | 0.0065758 | 0.0062752 | 0.0053568 | 0.00448 | 0.0049441 | 0.0060834 | 0.0053282 | 0.0060673 | 0.0064752
Portfolio Adjusted1-in-2Size: Under 20 kWOrange County2021June Monthly Peak | Portfolio Adjusted | 1-in-2 | Size: Under 20 kW | Orange County | 2021 | June Monthly Peak | 6 | 1.0355 | 0.99153 | 0.96334 | 0.95497 | 0.96072 | 0.93321 | 0.79529 | 0.89374 | 1.1525 | 1.4615 | 1.7657 | 1.9374 | 2.0237 | 2.0964 | 2.1725 | 2.1829 | 2.1097 | 1.791 | 1.4539 | 1.2886 | 1.3636 | 1.2715 | 1.1631 | 1.0906 | 0 | 0 | 0 | 0 | 0 | 0 | 0 | 0 | 0 | 0 | 0 | 0 | 0 | 0 | 0.0037607 | 0.010991 | 0.013563 | 0.012906 | 0 | 0 | 0 | 0 | 0 | 0 | 68.2542 | 67.3225 | 66.3207 | 65.2056 | 64.4301 | 63.6045 | 62.8848 | 63.6582 | 66.629 | 71.574 | 76.6295 | 81.0726 | 84.1116 | 85.8597 | 87.423 | 88.1737 | 88.676 | 87.8534 | 86.4956 | 83.5207 | 79.417 | 75.2736 | 72.9229 | 71.1288 | 0.0075933 | 0.0090106 | 0.004364 | 0.0056131 | 0.006271 | 0.011222 | 0.0071574 | 0.004445 | 0.0047418 | 0.0058383 | 0.0072528 | 0.0080599 | 0.008059 | 0.0082589 | 0.0081308 | 0.0080159 | 0.0075732 | 0.0065315 | 0.0053498 | 0.0053354 | 0.0063902 | 0.0056689 | 0.0063915 | 0.0067222
Portfolio Adjusted1-in-2Size: Under 20 kWOrange County2021July Monthly Peak | Portfolio Adjusted | 1-in-2 | Size: Under 20 kW | Orange County | 2021 | July Monthly Peak | 7 | 1.0596 | 1.0186 | 0.98263 | 0.9851 | 0.98653 | 0.99242 | 0.84781 | 0.96914 | 1.3302 | 1.7494 | 2.1372 | 2.3323 | 2.4338 | 2.4855 | 2.5653 | 2.573 | 2.462 | 2.0662 | 1.6364 | 1.4145 | 1.4709 | 1.3431 | 1.2089 | 1.1283 | 0 | 0 | 0 | 0 | 0 | 0 | 0 | 0 | 0 | 0 | 0 | 0 | 0 | 0 | 0.0044406 | 0.012955 | 0.015829 | 0.014889 | 0 | 0 | 0 | 0 | 0 | 0 | 75.5467 | 74.6348 | 73.8211 | 73.0263 | 72.2912 | 71.5751 | 71.2077 | 72.0943 | 74.7404 | 78.4964 | 82.6894 | 86.5635 | 89.2425 | 90.9068 | 92.2452 | 92.7543 | 92.2001 | 90.9393 | 89.6796 | 87.862 | 85.0734 | 82.0263 | 79.6767 | 78.0691 | 0.0077702 | 0.0092568 | 0.0044514 | 0.0057902 | 0.0064395 | 0.011934 | 0.0076301 | 0.0048199 | 0.0054726 | 0.0069887 | 0.0087789 | 0.0097029 | 0.0096923 | 0.0097916 | 0.0096007 | 0.0094483 | 0.0088382 | 0.0075351 | 0.0060213 | 0.0058567 | 0.0068931 | 0.0059879 | 0.0066435 | 0.0069546
Portfolio Adjusted1-in-2Size: Under 20 kWOrange County2021August Monthly Peak | Portfolio Adjusted | 1-in-2 | Size: Under 20 kW | Orange County | 2021 | August Monthly Peak | 8 | 1.0809 | 1.0422 | 1.0029 | 1.005 | 1.0061 | 1.0317 | 0.93072 | 0.99139 | 1.369 | 1.8101 | 2.1704 | 2.3761 | 2.4747 | 2.5272 | 2.6208 | 2.6122 | 2.5157 | 2.1203 | 1.6818 | 1.5171 | 1.5253 | 1.3528 | 1.2145 | 1.1286 | 0 | 0 | 0 | 0 | 0 | 0 | 0 | 0 | 0 | 0 | 0 | 0 | 0 | 0 | 0.0045367 | 0.013152 | 0.016174 | 0.01528 | 0 | 0 | 0 | 0 | 0 | 0 | 75.598 | 74.2404 | 73.1343 | 72.4481 | 71.9015 | 71.1146 | 70.8248 | 70.8264 | 72.8622 | 77.9497 | 83.2001 | 87.7236 | 90.9113 | 93.0727 | 94.4275 | 95.0755 | 95.2004 | 94.2525 | 92.1465 | 88.6294 | 84.2284 | 81.2703 | 79.3739 | 77.7446 | 0.0079264 | 0.0094711 | 0.0045434 | 0.0059074 | 0.006567 | 0.012406 | 0.0083763 | 0.0049306 | 0.0056322 | 0.0072311 | 0.0089152 | 0.0098851 | 0.0098552 | 0.0099559 | 0.0098085 | 0.0095923 | 0.0090309 | 0.0077325 | 0.0061882 | 0.0062818 | 0.007148 | 0.0060312 | 0.006674 | 0.0069561
Portfolio Adjusted1-in-2Size: Under 20 kWOrange County2021September Monthly Peak | Portfolio Adjusted | 1-in-2 | Size: Under 20 kW | Orange County | 2021 | September Monthly Peak | 9 | 1.0609 | 1.0154 | 0.98314 | 0.98342 | 0.98693 | 1.0183 | 1.0011 | 0.98705 | 1.3375 | 1.7434 | 2.0928 | 2.2904 | 2.3952 | 2.4625 | 2.5132 | 2.5147 | 2.4246 | 2.0229 | 1.6268 | 1.6081 | 1.4761 | 1.3086 | 1.1827 | 1.1017 | 0 | 0 | 0 | 0 | 0 | 0 | 0 | 0 | 0 | 0 | 0 | 0 | 0 | 0 | 0.0043504 | 0.012661 | 0.015588 | 0.014578 | 0 | 0 | 0 | 0 | 0 | 0 | 73.8306 | 72.891 | 72.0743 | 71.4958 | 70.9465 | 70.2349 | 70.1959 | 70.2474 | 72.0423 | 76.3424 | 81.3272 | 86.0163 | 89.9838 | 92.5105 | 94.0009 | 94.6444 | 94.6386 | 93.7042 | 92.0147 | 88.572 | 84.7384 | 81.7747 | 79.8148 | 78.5734 | 0.0077799 | 0.0092279 | 0.0044538 | 0.0057804 | 0.0064421 | 0.012245 | 0.0090097 | 0.004909 | 0.0055027 | 0.0069648 | 0.0085968 | 0.0095287 | 0.0095384 | 0.009701 | 0.0094057 | 0.0092341 | 0.008704 | 0.0073774 | 0.0059859 | 0.0066584 | 0.0069176 | 0.0058344 | 0.0064993 | 0.0067905
Portfolio Adjusted1-in-2Size: Under 20 kWOrange County2021October Monthly Peak | Portfolio Adjusted | 1-in-2 | Size: Under 20 kW | Orange County | 2021 | October Monthly Peak | 10 | 0.99757 | 0.96767 | 0.93882 | 0.9412 | 0.93949 | 0.95753 | 1.0016 | 0.9081 | 1.1017 | 1.361 | 1.6204 | 1.7672 | 1.8501 | 1.9201 | 1.9992 | 2.0165 | 1.9464 | 1.6522 | 1.5376 | 1.4579 | 1.3292 | 1.2026 | 1.0967 | 1.0386 | 0 | 0 | 0 | 0 | 0 | 0 | 0 | 0 | 0 | 0 | 0 | 0 | 0 | 0 | 0.0034606 | 0.010153 | 0.012513 | 0.011906 | 0 | 0 | 0 | 0 | 0 | 0 | 65.7793 | 64.7168 | 63.8293 | 62.9658 | 62.2218 | 61.6701 | 61.4217 | 61.4793 | 62.7329 | 66.4462 | 72.2308 | 78.1757 | 83.7698 | 86.8744 | 87.7248 | 88.3522 | 88.6553 | 87.7696 | 85.1368 | 80.3154 | 76.7845 | 74.0352 | 71.8154 | 70.272 | 0.0073155 | 0.0087938 | 0.004253 | 0.0055322 | 0.0061324 | 0.011514 | 0.0090142 | 0.0045164 | 0.0045325 | 0.005437 | 0.006656 | 0.0073519 | 0.0073678 | 0.0075644 | 0.007482 | 0.0074048 | 0.006987 | 0.0060253 | 0.0056579 | 0.0060365 | 0.0062292 | 0.0053617 | 0.0060268 | 0.0064012
Portfolio Adjusted1-in-2Size: Under 20 kWOrange County2021November Monthly Peak | Portfolio Adjusted | 1-in-2 | Size: Under 20 kW | Orange County | 2021 | November Monthly Peak | 11 | 0.95659 | 0.92809 | 0.92082 | 0.91309 | 0.91277 | 0.93398 | 0.83807 | 0.80694 | 1.0172 | 1.2025 | 1.3697 | 1.4381 | 1.4702 | 1.5085 | 1.5353 | 1.5551 | 1.5558 | 1.6299 | 1.4569 | 1.325 | 1.2146 | 1.1095 | 1.0334 | 0.98078 | 0 | 0 | 0 | 0 | 0 | 0 | 0 | 0 | 0 | 0 | 0 | 0 | 0 | 0 | 0.0026576 | 0.0078296 | 0.010002 | 0.011745 | 0 | 0 | 0 | 0 | 0 | 0 | 58.5953 | 57.7269 | 57.4925 | 57.0086 | 55.9748 | 54.9236 | 55.2436 | 55.0158 | 58.4897 | 62.2809 | 66.9684 | 71.5806 | 74.3628 | 75.9817 | 76.9917 | 76.8253 | 74.8701 | 71.6924 | 68.4692 | 65.9107 | 64.0458 | 63.2094 | 62.3275 | 61.7489 | 0.0070149 | 0.008434 | 0.0041714 | 0.0053669 | 0.005958 | 0.011231 | 0.0075424 | 0.0040133 | 0.0041851 | 0.0048037 | 0.0056263 | 0.0059828 | 0.0058549 | 0.005943 | 0.0057459 | 0.0057103 | 0.0055848 | 0.005944 | 0.0053609 | 0.0054861 | 0.0056922 | 0.0049464 | 0.0056789 | 0.0060451
Portfolio Adjusted1-in-2Size: Under 20 kWOrange County2021December Monthly Peak | Portfolio Adjusted | 1-in-2 | Size: Under 20 kW | Orange County | 2021 | December Monthly Peak | 12 | 0.98882 | 0.96098 | 0.95181 | 0.94732 | 0.95123 | 0.99008 | 0.99732 | 0.92519 | 1.172 | 1.4011 | 1.5135 | 1.4882 | 1.4294 | 1.37 | 1.3498 | 1.336 | 1.4155 | 1.5888 | 1.4989 | 1.3717 | 1.2424 | 1.1513 | 1.0745 | 1.0182 | 0 | 0 | 0 | 0 | 0 | 0 | 0 | 0 | 0 | 0 | 0 | 0 | 0 | 0 | 0.0023366 | 0.0067265 | 0.0091004 | 0.011449 | 0 | 0 | 0 | 0 | 0 | 0 | 49.3387 | 48.6607 | 47.917 | 47.4532 | 46.9685 | 46.3529 | 46.0645 | 45.9119 | 46.6735 | 49.8847 | 53.4564 | 56.4381 | 58.7664 | 60.0087 | 60.6223 | 60.9305 | 60.5289 | 58.4898 | 55.8076 | 53.5424 | 51.7676 | 50.0071 | 48.5453 | 47.2994 | 0.0072513 | 0.008733 | 0.0043118 | 0.0055682 | 0.006209 | 0.011905 | 0.0089756 | 0.0046014 | 0.0048219 | 0.0055973 | 0.006217 | 0.0061912 | 0.0056923 | 0.0053972 | 0.0050518 | 0.0049058 | 0.0050814 | 0.0057941 | 0.0055154 | 0.0056795 | 0.0058222 | 0.0051329 | 0.005905 | 0.0062758
Portfolio Adjusted1-in-2Size: Under 20 kWOrange County2021Typical Event Day | Portfolio Adjusted | 1-in-2 | Size: Under 20 kW | Orange County | 2021 | Typical Event Day | 8 | 1.0671 | 1.0294 | 0.99265 | 0.99444 | 0.99573 | 1.0199 | 0.92 | 0.96636 | 1.3161 | 1.7247 | 2.06 | 2.2544 | 2.3473 | 2.4073 | 2.51 | 2.5124 | 2.4227 | 2.0432 | 1.6249 | 1.4728 | 1.4918 | 1.3255 | 1.1919 | 1.1104 | 0 | 0 | 0 | 0 | 0 | 0 | 0 | 0 | 0 | 0 | 0 | 0 | 0 | 0 | 0.0043449 | 0.01265 | 0.015575 | 0.014724 | 0 | 0 | 0 | 0 | 0 | 0 | 73.3074 | 72.2722 | 71.3376 | 70.544 | 69.8923 | 69.1323 | 68.7783 | 69.2066 | 71.5685 | 76.0906 | 80.9615 | 85.344 | 88.5623 | 90.5874 | 92.0242 | 92.662 | 92.6788 | 91.6873 | 90.0841 | 87.146 | 83.3643 | 80.0862 | 77.9471 | 76.379 | 0.0078255 | 0.0093544 | 0.0044968 | 0.0058451 | 0.0064995 | 0.012264 | 0.0082797 | 0.0048061 | 0.0054146 | 0.0068899 | 0.008462 | 0.0093788 | 0.0093477 | 0.0094838 | 0.0093939 | 0.0092257 | 0.0086968 | 0.0074514 | 0.0059789 | 0.0060981 | 0.0069909 | 0.0059098 | 0.0065501 | 0.0068438
Portfolio Adjusted1-in-2Size: Under 20 kWOrange County2022January Monthly Peak | Portfolio Adjusted | 1-in-2 | Size: Under 20 kW | Orange County | 2022 | January Monthly Peak | 1 | 1.0231 | 0.99669 | 0.9832 | 0.99065 | 0.99312 | 1.023 | 1.0516 | 1.0004 | 1.2702 | 1.5283 | 1.6416 | 1.589 | 1.4897 | 1.3682 | 1.2756 | 1.2265 | 1.2851 | 1.5201 | 1.5746 | 1.4343 | 1.2821 | 1.1943 | 1.1329 | 1.0774 | 0 | 0 | 0 | 0 | 0 | 0 | 0 | 0 | 0 | 0 | 0 | 0 | 0 | 0 | 0.0022082 | 0.0061753 | 0.008262 | 0.010954 | 0 | 0 | 0 | 0 | 0 | 0 | 45.7777 | 44.8228 | 44.2074 | 43.9504 | 43.4766 | 43.3222 | 42.8303 | 42.5295 | 42.6926 | 44.3604 | 47.4084 | 49.9367 | 51.6811 | 53.0922 | 53.9849 | 54.3473 | 54.1053 | 52.7011 | 51.0322 | 49.6468 | 48.6627 | 47.7918 | 47.0693 | 46.3341 | 0.0075026 | 0.0090574 | 0.004454 | 0.0058229 | 0.0064825 | 0.012302 | 0.0094637 | 0.0049754 | 0.0052258 | 0.0061054 | 0.0067434 | 0.0066108 | 0.0059324 | 0.0053902 | 0.0047741 | 0.0045038 | 0.0046132 | 0.0055436 | 0.0057937 | 0.0059389 | 0.0060084 | 0.0053248 | 0.0062257 | 0.0066408
Portfolio Adjusted1-in-2Size: Under 20 kWOrange County2022February Monthly Peak | Portfolio Adjusted | 1-in-2 | Size: Under 20 kW | Orange County | 2022 | February Monthly Peak | 2 | 1.0169 | 0.99287 | 0.98076 | 0.98872 | 0.99299 | 1.0179 | 0.989 | 0.93637 | 1.1853 | 1.4153 | 1.5374 | 1.5269 | 1.4738 | 1.3943 | 1.3403 | 1.3112 | 1.343 | 1.4231 | 1.576 | 1.4411 | 1.2928 | 1.198 | 1.1321 | 1.0745 | 0 | 0 | 0 | 0 | 0 | 0 | 0 | 0 | 0 | 0 | 0 | 0 | 0 | 0 | 0.0023201 | 0.0066017 | 0.0086343 | 0.010256 | 0 | 0 | 0 | 0 | 0 | 0 | 47.9693 | 47.7759 | 47.4036 | 47.0701 | 46.418 | 45.9976 | 45.9018 | 45.922 | 46.4488 | 48.0269 | 49.9424 | 51.7184 | 52.5082 | 52.8246 | 52.9884 | 52.5506 | 52.3085 | 51.7002 | 50.5386 | 49.1503 | 47.8381 | 47.4387 | 46.5623 | 45.4625 | 0.0074575 | 0.0090227 | 0.004443 | 0.0058115 | 0.0064817 | 0.01224 | 0.0089008 | 0.0046569 | 0.0048766 | 0.0056541 | 0.0063154 | 0.0063522 | 0.005869 | 0.005493 | 0.005016 | 0.0048148 | 0.0048211 | 0.00519 | 0.0057991 | 0.0059668 | 0.0060586 | 0.0053411 | 0.0062213 | 0.0066227
Portfolio Adjusted1-in-2Size: Under 20 kWOrange County2022March Monthly Peak | Portfolio Adjusted | 1-in-2 | Size: Under 20 kW | Orange County | 2022 | March Monthly Peak | 3 | 1.025 | 0.99544 | 0.97601 | 0.9766 | 0.98105 | 1.0113 | 1.0194 | 0.9508 | 1.1528 | 1.3841 | 1.5343 | 1.5356 | 1.4645 | 1.4069 | 1.3845 | 1.3776 | 1.3954 | 1.3193 | 1.3519 | 1.4229 | 1.3024 | 1.2177 | 1.1457 | 1.0876 | 0 | 0 | 0 | 0 | 0 | 0 | 0 | 0 | 0 | 0 | 0 | 0 | 0 | 0 | 0.0023966 | 0.0069361 | 0.0089713 | 0.0095075 | 0 | 0 | 0 | 0 | 0 | 0 | 48.0171 | 46.9265 | 45.9497 | 45.4119 | 45.1473 | 44.6497 | 44.2406 | 44.3208 | 46.2925 | 48.6483 | 50.9801 | 52.8511 | 53.9794 | 54.8577 | 55.3001 | 55.6422 | 55.452 | 54.9114 | 53.5411 | 51.5947 | 50.2594 | 49.0697 | 48.0789 | 47.2183 | 0.0075163 | 0.0090461 | 0.0044215 | 0.0057402 | 0.0064037 | 0.012161 | 0.0091745 | 0.0047287 | 0.0047429 | 0.0055292 | 0.0063025 | 0.0063885 | 0.0058323 | 0.0055425 | 0.0051815 | 0.0050587 | 0.0050093 | 0.0048114 | 0.0049746 | 0.0058914 | 0.0061036 | 0.0054291 | 0.0062961 | 0.0067032
Portfolio Adjusted1-in-2Size: Under 20 kWOrange County2022April Monthly Peak | Portfolio Adjusted | 1-in-2 | Size: Under 20 kW | Orange County | 2022 | April Monthly Peak | 4 | 0.99665 | 0.95645 | 0.935 | 0.9343 | 0.93379 | 0.9407 | 0.87024 | 0.80115 | 0.97493 | 1.191 | 1.3936 | 1.5039 | 1.5711 | 1.638 | 1.7182 | 1.7583 | 1.7137 | 1.4623 | 1.2298 | 1.2782 | 1.294 | 1.1851 | 1.0997 | 1.0453 | 0 | 0 | 0 | 0 | 0 | 0 | 0 | 0 | 0 | 0 | 0 | 0 | 0 | 0 | 0.0029743 | 0.0088527 | 0.011017 | 0.010538 | 0 | 0 | 0 | 0 | 0 | 0 | 62.7102 | 61.6962 | 60.3308 | 59.2797 | 58.3102 | 57.5567 | 57.2674 | 56.9386 | 59.3751 | 63.5538 | 68.1458 | 72.5145 | 75.8741 | 78.4319 | 80.0813 | 80.8458 | 81.0413 | 80.0127 | 78.0592 | 75.1625 | 71.1488 | 68.1538 | 65.8537 | 63.5854 | 0.0073087 | 0.0086918 | 0.0042357 | 0.0054916 | 0.0060952 | 0.011312 | 0.007832 | 0.0039845 | 0.0040111 | 0.004758 | 0.0057244 | 0.0062565 | 0.0062566 | 0.0064528 | 0.0064305 | 0.0064565 | 0.0061517 | 0.0053327 | 0.0045251 | 0.0052922 | 0.0060642 | 0.0052839 | 0.006043 | 0.0064426
Portfolio Adjusted1-in-2Size: Under 20 kWOrange County2022May Monthly Peak | Portfolio Adjusted | 1-in-2 | Size: Under 20 kW | Orange County | 2022 | May Monthly Peak | 5 | 1.0037 | 0.96263 | 0.93717 | 0.93062 | 0.93373 | 0.92964 | 0.79766 | 0.80937 | 1.0013 | 1.2265 | 1.4322 | 1.5464 | 1.6093 | 1.678 | 1.7564 | 1.7908 | 1.7481 | 1.4689 | 1.2175 | 1.1941 | 1.2981 | 1.1951 | 1.1041 | 1.0506 | 0 | 0 | 0 | 0 | 0 | 0 | 0 | 0 | 0 | 0 | 0 | 0 | 0 | 0 | 0.0030404 | 0.0090162 | 0.011238 | 0.010585 | 0 | 0 | 0 | 0 | 0 | 0 | 62.9439 | 62.251 | 61.3776 | 60.4213 | 59.5325 | 59.0385 | 58.8501 | 59.2603 | 60.9697 | 64.9615 | 69.5631 | 73.8463 | 77.9137 | 80.8757 | 82.3029 | 83.1362 | 83.1179 | 81.3504 | 78.9595 | 75.9186 | 71.8141 | 68.2571 | 66.3107 | 64.7923 | 0.0073606 | 0.008748 | 0.0042455 | 0.00547 | 0.0060949 | 0.011179 | 0.0071788 | 0.0040254 | 0.0041195 | 0.0048997 | 0.0058832 | 0.0064334 | 0.0064089 | 0.0066106 | 0.0065735 | 0.0065758 | 0.0062752 | 0.0053568 | 0.00448 | 0.0049441 | 0.0060834 | 0.0053282 | 0.0060673 | 0.0064752
Portfolio Adjusted1-in-2Size: Under 20 kWOrange County2022June Monthly Peak | Portfolio Adjusted | 1-in-2 | Size: Under 20 kW | Orange County | 2022 | June Monthly Peak | 6 | 1.0355 | 0.99153 | 0.96334 | 0.95497 | 0.96072 | 0.93321 | 0.79529 | 0.89374 | 1.1525 | 1.4615 | 1.7657 | 1.9374 | 2.0237 | 2.0964 | 2.1725 | 2.1829 | 2.1097 | 1.791 | 1.4539 | 1.2886 | 1.3636 | 1.2715 | 1.1631 | 1.0906 | 0 | 0 | 0 | 0 | 0 | 0 | 0 | 0 | 0 | 0 | 0 | 0 | 0 | 0 | 0.0037607 | 0.010991 | 0.013563 | 0.012906 | 0 | 0 | 0 | 0 | 0 | 0 | 68.2542 | 67.3225 | 66.3207 | 65.2056 | 64.4301 | 63.6045 | 62.8848 | 63.6582 | 66.629 | 71.574 | 76.6295 | 81.0726 | 84.1116 | 85.8597 | 87.423 | 88.1737 | 88.676 | 87.8534 | 86.4956 | 83.5207 | 79.417 | 75.2736 | 72.9229 | 71.1288 | 0.0075933 | 0.0090106 | 0.004364 | 0.0056131 | 0.006271 | 0.011222 | 0.0071574 | 0.004445 | 0.0047418 | 0.0058383 | 0.0072528 | 0.0080599 | 0.008059 | 0.0082589 | 0.0081308 | 0.0080159 | 0.0075732 | 0.0065315 | 0.0053498 | 0.0053354 | 0.0063902 | 0.0056689 | 0.0063915 | 0.0067222
Portfolio Adjusted1-in-2Size: Under 20 kWOrange County2022July Monthly Peak | Portfolio Adjusted | 1-in-2 | Size: Under 20 kW | Orange County | 2022 | July Monthly Peak | 7 | 1.0596 | 1.0186 | 0.98263 | 0.9851 | 0.98653 | 0.99242 | 0.84781 | 0.96914 | 1.3302 | 1.7494 | 2.1372 | 2.3323 | 2.4338 | 2.4855 | 2.5653 | 2.573 | 2.462 | 2.0662 | 1.6364 | 1.4145 | 1.4709 | 1.3431 | 1.2089 | 1.1283 | 0 | 0 | 0 | 0 | 0 | 0 | 0 | 0 | 0 | 0 | 0 | 0 | 0 | 0 | 0.0044406 | 0.012955 | 0.015829 | 0.014889 | 0 | 0 | 0 | 0 | 0 | 0 | 75.5467 | 74.6348 | 73.8211 | 73.0263 | 72.2912 | 71.5751 | 71.2077 | 72.0943 | 74.7404 | 78.4964 | 82.6894 | 86.5635 | 89.2425 | 90.9068 | 92.2452 | 92.7543 | 92.2001 | 90.9393 | 89.6796 | 87.862 | 85.0734 | 82.0263 | 79.6767 | 78.0691 | 0.0077702 | 0.0092568 | 0.0044514 | 0.0057902 | 0.0064395 | 0.011934 | 0.0076301 | 0.0048199 | 0.0054726 | 0.0069887 | 0.0087789 | 0.0097029 | 0.0096923 | 0.0097916 | 0.0096007 | 0.0094483 | 0.0088382 | 0.0075351 | 0.0060213 | 0.0058567 | 0.0068931 | 0.0059879 | 0.0066435 | 0.0069546
Portfolio Adjusted1-in-2Size: Under 20 kWOrange County2022August Monthly Peak | Portfolio Adjusted | 1-in-2 | Size: Under 20 kW | Orange County | 2022 | August Monthly Peak | 8 | 1.0809 | 1.0422 | 1.0029 | 1.005 | 1.0061 | 1.0317 | 0.93072 | 0.99139 | 1.369 | 1.8101 | 2.1704 | 2.3761 | 2.4747 | 2.5272 | 2.6208 | 2.6122 | 2.5157 | 2.1203 | 1.6818 | 1.5171 | 1.5253 | 1.3528 | 1.2145 | 1.1286 | 0 | 0 | 0 | 0 | 0 | 0 | 0 | 0 | 0 | 0 | 0 | 0 | 0 | 0 | 0.0045367 | 0.013152 | 0.016174 | 0.01528 | 0 | 0 | 0 | 0 | 0 | 0 | 75.598 | 74.2404 | 73.1343 | 72.4481 | 71.9015 | 71.1146 | 70.8248 | 70.8264 | 72.8622 | 77.9497 | 83.2001 | 87.7236 | 90.9113 | 93.0727 | 94.4275 | 95.0755 | 95.2004 | 94.2525 | 92.1465 | 88.6294 | 84.2284 | 81.2703 | 79.3739 | 77.7446 | 0.0079264 | 0.0094711 | 0.0045434 | 0.0059074 | 0.006567 | 0.012406 | 0.0083763 | 0.0049306 | 0.0056322 | 0.0072311 | 0.0089152 | 0.0098851 | 0.0098552 | 0.0099559 | 0.0098085 | 0.0095923 | 0.0090309 | 0.0077325 | 0.0061882 | 0.0062818 | 0.007148 | 0.0060312 | 0.006674 | 0.0069561
Portfolio Adjusted1-in-2Size: Under 20 kWOrange County2022September Monthly Peak | Portfolio Adjusted | 1-in-2 | Size: Under 20 kW | Orange County | 2022 | September Monthly Peak | 9 | 1.0609 | 1.0154 | 0.98314 | 0.98342 | 0.98693 | 1.0183 | 1.0011 | 0.98705 | 1.3375 | 1.7434 | 2.0928 | 2.2904 | 2.3952 | 2.4625 | 2.5132 | 2.5147 | 2.4246 | 2.0229 | 1.6268 | 1.6081 | 1.4761 | 1.3086 | 1.1827 | 1.1017 | 0 | 0 | 0 | 0 | 0 | 0 | 0 | 0 | 0 | 0 | 0 | 0 | 0 | 0 | 0.0043504 | 0.012661 | 0.015588 | 0.014578 | 0 | 0 | 0 | 0 | 0 | 0 | 73.8306 | 72.891 | 72.0743 | 71.4958 | 70.9465 | 70.2349 | 70.1959 | 70.2474 | 72.0423 | 76.3424 | 81.3272 | 86.0163 | 89.9838 | 92.5105 | 94.0009 | 94.6444 | 94.6386 | 93.7042 | 92.0147 | 88.572 | 84.7384 | 81.7747 | 79.8148 | 78.5734 | 0.0077799 | 0.0092279 | 0.0044538 | 0.0057804 | 0.0064421 | 0.012245 | 0.0090097 | 0.004909 | 0.0055027 | 0.0069648 | 0.0085968 | 0.0095287 | 0.0095384 | 0.009701 | 0.0094057 | 0.0092341 | 0.008704 | 0.0073774 | 0.0059859 | 0.0066584 | 0.0069176 | 0.0058344 | 0.0064993 | 0.0067905
Portfolio Adjusted1-in-2Size: Under 20 kWOrange County2022October Monthly Peak | Portfolio Adjusted | 1-in-2 | Size: Under 20 kW | Orange County | 2022 | October Monthly Peak | 10 | 0.99757 | 0.96767 | 0.93882 | 0.9412 | 0.93949 | 0.95753 | 1.0016 | 0.9081 | 1.1017 | 1.361 | 1.6204 | 1.7672 | 1.8501 | 1.9201 | 1.9992 | 2.0165 | 1.9464 | 1.6522 | 1.5376 | 1.4579 | 1.3292 | 1.2026 | 1.0967 | 1.0386 | 0 | 0 | 0 | 0 | 0 | 0 | 0 | 0 | 0 | 0 | 0 | 0 | 0 | 0 | 0.0034606 | 0.010153 | 0.012513 | 0.011906 | 0 | 0 | 0 | 0 | 0 | 0 | 65.7793 | 64.7168 | 63.8293 | 62.9658 | 62.2218 | 61.6701 | 61.4217 | 61.4793 | 62.7329 | 66.4462 | 72.2308 | 78.1757 | 83.7698 | 86.8744 | 87.7248 | 88.3522 | 88.6553 | 87.7696 | 85.1368 | 80.3154 | 76.7845 | 74.0352 | 71.8154 | 70.272 | 0.0073155 | 0.0087938 | 0.004253 | 0.0055322 | 0.0061324 | 0.011514 | 0.0090142 | 0.0045164 | 0.0045325 | 0.005437 | 0.006656 | 0.0073519 | 0.0073678 | 0.0075644 | 0.007482 | 0.0074048 | 0.006987 | 0.0060253 | 0.0056579 | 0.0060365 | 0.0062292 | 0.0053617 | 0.0060268 | 0.0064012
Portfolio Adjusted1-in-2Size: Under 20 kWOrange County2022November Monthly Peak | Portfolio Adjusted | 1-in-2 | Size: Under 20 kW | Orange County | 2022 | November Monthly Peak | 11 | 0.95659 | 0.92809 | 0.92082 | 0.91309 | 0.91277 | 0.93398 | 0.83807 | 0.80694 | 1.0172 | 1.2025 | 1.3697 | 1.4381 | 1.4702 | 1.5085 | 1.5353 | 1.5551 | 1.5558 | 1.6299 | 1.4569 | 1.325 | 1.2146 | 1.1095 | 1.0334 | 0.98078 | 0 | 0 | 0 | 0 | 0 | 0 | 0 | 0 | 0 | 0 | 0 | 0 | 0 | 0 | 0.0026576 | 0.0078296 | 0.010002 | 0.011745 | 0 | 0 | 0 | 0 | 0 | 0 | 58.5953 | 57.7269 | 57.4925 | 57.0086 | 55.9748 | 54.9236 | 55.2436 | 55.0158 | 58.4897 | 62.2809 | 66.9684 | 71.5806 | 74.3628 | 75.9817 | 76.9917 | 76.8253 | 74.8701 | 71.6924 | 68.4692 | 65.9107 | 64.0458 | 63.2094 | 62.3275 | 61.7489 | 0.0070149 | 0.008434 | 0.0041714 | 0.0053669 | 0.005958 | 0.011231 | 0.0075424 | 0.0040133 | 0.0041851 | 0.0048037 | 0.0056263 | 0.0059828 | 0.0058549 | 0.005943 | 0.0057459 | 0.0057103 | 0.0055848 | 0.005944 | 0.0053609 | 0.0054861 | 0.0056922 | 0.0049464 | 0.0056789 | 0.0060451
Portfolio Adjusted1-in-2Size: Under 20 kWOrange County2022December Monthly Peak | Portfolio Adjusted | 1-in-2 | Size: Under 20 kW | Orange County | 2022 | December Monthly Peak | 12 | 0.98882 | 0.96098 | 0.95181 | 0.94732 | 0.95123 | 0.99008 | 0.99732 | 0.92519 | 1.172 | 1.4011 | 1.5135 | 1.4882 | 1.4294 | 1.37 | 1.3498 | 1.336 | 1.4155 | 1.5888 | 1.4989 | 1.3717 | 1.2424 | 1.1513 | 1.0745 | 1.0182 | 0 | 0 | 0 | 0 | 0 | 0 | 0 | 0 | 0 | 0 | 0 | 0 | 0 | 0 | 0.0023366 | 0.0067265 | 0.0091004 | 0.011449 | 0 | 0 | 0 | 0 | 0 | 0 | 49.3387 | 48.6607 | 47.917 | 47.4532 | 46.9685 | 46.3529 | 46.0645 | 45.9119 | 46.6735 | 49.8847 | 53.4564 | 56.4381 | 58.7664 | 60.0087 | 60.6223 | 60.9305 | 60.5289 | 58.4898 | 55.8076 | 53.5424 | 51.7676 | 50.0071 | 48.5453 | 47.2994 | 0.0072513 | 0.008733 | 0.0043118 | 0.0055682 | 0.006209 | 0.011905 | 0.0089756 | 0.0046014 | 0.0048219 | 0.0055973 | 0.006217 | 0.0061912 | 0.0056923 | 0.0053972 | 0.0050518 | 0.0049058 | 0.0050814 | 0.0057941 | 0.0055154 | 0.0056795 | 0.0058222 | 0.0051329 | 0.005905 | 0.0062758
Portfolio Adjusted1-in-2Size: Under 20 kWOrange County2022Typical Event Day | Portfolio Adjusted | 1-in-2 | Size: Under 20 kW | Orange County | 2022 | Typical Event Day | 8 | 1.0671 | 1.0294 | 0.99265 | 0.99444 | 0.99573 | 1.0199 | 0.92 | 0.96636 | 1.3161 | 1.7247 | 2.06 | 2.2544 | 2.3473 | 2.4073 | 2.51 | 2.5124 | 2.4227 | 2.0432 | 1.6249 | 1.4728 | 1.4918 | 1.3255 | 1.1919 | 1.1104 | 0 | 0 | 0 | 0 | 0 | 0 | 0 | 0 | 0 | 0 | 0 | 0 | 0 | 0 | 0.0043449 | 0.01265 | 0.015575 | 0.014724 | 0 | 0 | 0 | 0 | 0 | 0 | 73.3074 | 72.2722 | 71.3376 | 70.544 | 69.8923 | 69.1323 | 68.7783 | 69.2066 | 71.5685 | 76.0906 | 80.9615 | 85.344 | 88.5623 | 90.5874 | 92.0242 | 92.662 | 92.6788 | 91.6873 | 90.0841 | 87.146 | 83.3643 | 80.0862 | 77.9471 | 76.379 | 0.0078255 | 0.0093544 | 0.0044968 | 0.0058451 | 0.0064995 | 0.012264 | 0.0082797 | 0.0048061 | 0.0054146 | 0.0068899 | 0.008462 | 0.0093788 | 0.0093477 | 0.0094838 | 0.0093939 | 0.0092257 | 0.0086968 | 0.0074514 | 0.0059789 | 0.0060981 | 0.0069909 | 0.0059098 | 0.0065501 | 0.0068438
Portfolio Adjusted1-in-2Size: Under 20 kWOrange County2023January Monthly Peak | Portfolio Adjusted | 1-in-2 | Size: Under 20 kW | Orange County | 2023 | January Monthly Peak | 1 | 1.0231 | 0.99669 | 0.9832 | 0.99065 | 0.99312 | 1.023 | 1.0516 | 1.0004 | 1.2702 | 1.5283 | 1.6416 | 1.589 | 1.4897 | 1.3682 | 1.2756 | 1.2265 | 1.2851 | 1.5201 | 1.5746 | 1.4343 | 1.2821 | 1.1943 | 1.1329 | 1.0774 | 0 | 0 | 0 | 0 | 0 | 0 | 0 | 0 | 0 | 0 | 0 | 0 | 0 | 0 | 0.0022082 | 0.0061753 | 0.008262 | 0.010954 | 0 | 0 | 0 | 0 | 0 | 0 | 45.7777 | 44.8228 | 44.2074 | 43.9504 | 43.4766 | 43.3222 | 42.8303 | 42.5295 | 42.6926 | 44.3604 | 47.4084 | 49.9367 | 51.6811 | 53.0922 | 53.9849 | 54.3473 | 54.1053 | 52.7011 | 51.0322 | 49.6468 | 48.6627 | 47.7918 | 47.0693 | 46.3341 | 0.0075026 | 0.0090574 | 0.004454 | 0.0058229 | 0.0064825 | 0.012302 | 0.0094637 | 0.0049754 | 0.0052258 | 0.0061054 | 0.0067434 | 0.0066108 | 0.0059324 | 0.0053902 | 0.0047741 | 0.0045038 | 0.0046132 | 0.0055436 | 0.0057937 | 0.0059389 | 0.0060084 | 0.0053248 | 0.0062257 | 0.0066408
Portfolio Adjusted1-in-2Size: Under 20 kWOrange County2023February Monthly Peak | Portfolio Adjusted | 1-in-2 | Size: Under 20 kW | Orange County | 2023 | February Monthly Peak | 2 | 1.0169 | 0.99287 | 0.98076 | 0.98872 | 0.99299 | 1.0179 | 0.989 | 0.93637 | 1.1853 | 1.4153 | 1.5374 | 1.5269 | 1.4738 | 1.3943 | 1.3403 | 1.3112 | 1.343 | 1.4231 | 1.576 | 1.4411 | 1.2928 | 1.198 | 1.1321 | 1.0745 | 0 | 0 | 0 | 0 | 0 | 0 | 0 | 0 | 0 | 0 | 0 | 0 | 0 | 0 | 0.0023201 | 0.0066017 | 0.0086343 | 0.010256 | 0 | 0 | 0 | 0 | 0 | 0 | 47.9693 | 47.7759 | 47.4036 | 47.0701 | 46.418 | 45.9976 | 45.9018 | 45.922 | 46.4488 | 48.0269 | 49.9424 | 51.7184 | 52.5082 | 52.8246 | 52.9884 | 52.5506 | 52.3085 | 51.7002 | 50.5386 | 49.1503 | 47.8381 | 47.4387 | 46.5623 | 45.4625 | 0.0074575 | 0.0090227 | 0.004443 | 0.0058115 | 0.0064817 | 0.01224 | 0.0089008 | 0.0046569 | 0.0048766 | 0.0056541 | 0.0063154 | 0.0063522 | 0.005869 | 0.005493 | 0.005016 | 0.0048148 | 0.0048211 | 0.00519 | 0.0057991 | 0.0059668 | 0.0060586 | 0.0053411 | 0.0062213 | 0.0066227
Portfolio Adjusted1-in-2Size: Under 20 kWOrange County2023March Monthly Peak | Portfolio Adjusted | 1-in-2 | Size: Under 20 kW | Orange County | 2023 | March Monthly Peak | 3 | 1.025 | 0.99544 | 0.97601 | 0.9766 | 0.98105 | 1.0113 | 1.0194 | 0.9508 | 1.1528 | 1.3841 | 1.5343 | 1.5356 | 1.4645 | 1.4069 | 1.3845 | 1.3776 | 1.3954 | 1.3193 | 1.3519 | 1.4229 | 1.3024 | 1.2177 | 1.1457 | 1.0876 | 0 | 0 | 0 | 0 | 0 | 0 | 0 | 0 | 0 | 0 | 0 | 0 | 0 | 0 | 0.0023966 | 0.0069361 | 0.0089713 | 0.0095075 | 0 | 0 | 0 | 0 | 0 | 0 | 48.0171 | 46.9265 | 45.9497 | 45.4119 | 45.1473 | 44.6497 | 44.2406 | 44.3208 | 46.2925 | 48.6483 | 50.9801 | 52.8511 | 53.9794 | 54.8577 | 55.3001 | 55.6422 | 55.452 | 54.9114 | 53.5411 | 51.5947 | 50.2594 | 49.0697 | 48.0789 | 47.2183 | 0.0075163 | 0.0090461 | 0.0044215 | 0.0057402 | 0.0064037 | 0.012161 | 0.0091745 | 0.0047287 | 0.0047429 | 0.0055292 | 0.0063025 | 0.0063885 | 0.0058323 | 0.0055425 | 0.0051815 | 0.0050587 | 0.0050093 | 0.0048114 | 0.0049746 | 0.0058914 | 0.0061036 | 0.0054291 | 0.0062961 | 0.0067032
Portfolio Adjusted1-in-2Size: Under 20 kWOrange County2023April Monthly Peak | Portfolio Adjusted | 1-in-2 | Size: Under 20 kW | Orange County | 2023 | April Monthly Peak | 4 | 0.99665 | 0.95645 | 0.935 | 0.9343 | 0.93379 | 0.9407 | 0.87024 | 0.80115 | 0.97493 | 1.191 | 1.3936 | 1.5039 | 1.5711 | 1.638 | 1.7182 | 1.7583 | 1.7137 | 1.4623 | 1.2298 | 1.2782 | 1.294 | 1.1851 | 1.0997 | 1.0453 | 0 | 0 | 0 | 0 | 0 | 0 | 0 | 0 | 0 | 0 | 0 | 0 | 0 | 0 | 0.0029743 | 0.0088527 | 0.011017 | 0.010538 | 0 | 0 | 0 | 0 | 0 | 0 | 62.7102 | 61.6962 | 60.3308 | 59.2797 | 58.3102 | 57.5567 | 57.2674 | 56.9386 | 59.3751 | 63.5538 | 68.1458 | 72.5145 | 75.8741 | 78.4319 | 80.0813 | 80.8458 | 81.0413 | 80.0127 | 78.0592 | 75.1625 | 71.1488 | 68.1538 | 65.8537 | 63.5854 | 0.0073087 | 0.0086918 | 0.0042357 | 0.0054916 | 0.0060952 | 0.011312 | 0.007832 | 0.0039845 | 0.0040111 | 0.004758 | 0.0057244 | 0.0062565 | 0.0062566 | 0.0064528 | 0.0064305 | 0.0064565 | 0.0061517 | 0.0053327 | 0.0045251 | 0.0052922 | 0.0060642 | 0.0052839 | 0.006043 | 0.0064426
Portfolio Adjusted1-in-2Size: Under 20 kWOrange County2023May Monthly Peak | Portfolio Adjusted | 1-in-2 | Size: Under 20 kW | Orange County | 2023 | May Monthly Peak | 5 | 1.0037 | 0.96263 | 0.93717 | 0.93062 | 0.93373 | 0.92964 | 0.79766 | 0.80937 | 1.0013 | 1.2265 | 1.4322 | 1.5464 | 1.6093 | 1.678 | 1.7564 | 1.7908 | 1.7481 | 1.4689 | 1.2175 | 1.1941 | 1.2981 | 1.1951 | 1.1041 | 1.0506 | 0 | 0 | 0 | 0 | 0 | 0 | 0 | 0 | 0 | 0 | 0 | 0 | 0 | 0 | 0.0030404 | 0.0090162 | 0.011238 | 0.010585 | 0 | 0 | 0 | 0 | 0 | 0 | 62.9439 | 62.251 | 61.3776 | 60.4213 | 59.5325 | 59.0385 | 58.8501 | 59.2603 | 60.9697 | 64.9615 | 69.5631 | 73.8463 | 77.9137 | 80.8757 | 82.3029 | 83.1362 | 83.1179 | 81.3504 | 78.9595 | 75.9186 | 71.8141 | 68.2571 | 66.3107 | 64.7923 | 0.0073606 | 0.008748 | 0.0042455 | 0.00547 | 0.0060949 | 0.011179 | 0.0071788 | 0.0040254 | 0.0041195 | 0.0048997 | 0.0058832 | 0.0064334 | 0.0064089 | 0.0066106 | 0.0065735 | 0.0065758 | 0.0062752 | 0.0053568 | 0.00448 | 0.0049441 | 0.0060834 | 0.0053282 | 0.0060673 | 0.0064752
Portfolio Adjusted1-in-2Size: Under 20 kWOrange County2023June Monthly Peak | Portfolio Adjusted | 1-in-2 | Size: Under 20 kW | Orange County | 2023 | June Monthly Peak | 6 | 1.0355 | 0.99153 | 0.96334 | 0.95497 | 0.96072 | 0.93321 | 0.79529 | 0.89374 | 1.1525 | 1.4615 | 1.7657 | 1.9374 | 2.0237 | 2.0964 | 2.1725 | 2.1829 | 2.1097 | 1.791 | 1.4539 | 1.2886 | 1.3636 | 1.2715 | 1.1631 | 1.0906 | 0 | 0 | 0 | 0 | 0 | 0 | 0 | 0 | 0 | 0 | 0 | 0 | 0 | 0 | 0.0037607 | 0.010991 | 0.013563 | 0.012906 | 0 | 0 | 0 | 0 | 0 | 0 | 68.2542 | 67.3225 | 66.3207 | 65.2056 | 64.4301 | 63.6045 | 62.8848 | 63.6582 | 66.629 | 71.574 | 76.6295 | 81.0726 | 84.1116 | 85.8597 | 87.423 | 88.1737 | 88.676 | 87.8534 | 86.4956 | 83.5207 | 79.417 | 75.2736 | 72.9229 | 71.1288 | 0.0075933 | 0.0090106 | 0.004364 | 0.0056131 | 0.006271 | 0.011222 | 0.0071574 | 0.004445 | 0.0047418 | 0.0058383 | 0.0072528 | 0.0080599 | 0.008059 | 0.0082589 | 0.0081308 | 0.0080159 | 0.0075732 | 0.0065315 | 0.0053498 | 0.0053354 | 0.0063902 | 0.0056689 | 0.0063915 | 0.0067222
Portfolio Adjusted1-in-2Size: Under 20 kWOrange County2023July Monthly Peak | Portfolio Adjusted | 1-in-2 | Size: Under 20 kW | Orange County | 2023 | July Monthly Peak | 7 | 1.0596 | 1.0186 | 0.98263 | 0.9851 | 0.98653 | 0.99242 | 0.84781 | 0.96914 | 1.3302 | 1.7494 | 2.1372 | 2.3323 | 2.4338 | 2.4855 | 2.5653 | 2.573 | 2.462 | 2.0662 | 1.6364 | 1.4145 | 1.4709 | 1.3431 | 1.2089 | 1.1283 | 0 | 0 | 0 | 0 | 0 | 0 | 0 | 0 | 0 | 0 | 0 | 0 | 0 | 0 | 0.0044406 | 0.012955 | 0.015829 | 0.014889 | 0 | 0 | 0 | 0 | 0 | 0 | 75.5467 | 74.6348 | 73.8211 | 73.0263 | 72.2912 | 71.5751 | 71.2077 | 72.0943 | 74.7404 | 78.4964 | 82.6894 | 86.5635 | 89.2425 | 90.9068 | 92.2452 | 92.7543 | 92.2001 | 90.9393 | 89.6796 | 87.862 | 85.0734 | 82.0263 | 79.6767 | 78.0691 | 0.0077702 | 0.0092568 | 0.0044514 | 0.0057902 | 0.0064395 | 0.011934 | 0.0076301 | 0.0048199 | 0.0054726 | 0.0069887 | 0.0087789 | 0.0097029 | 0.0096923 | 0.0097916 | 0.0096007 | 0.0094483 | 0.0088382 | 0.0075351 | 0.0060213 | 0.0058567 | 0.0068931 | 0.0059879 | 0.0066435 | 0.0069546
Portfolio Adjusted1-in-2Size: Under 20 kWOrange County2023August Monthly Peak | Portfolio Adjusted | 1-in-2 | Size: Under 20 kW | Orange County | 2023 | August Monthly Peak | 8 | 1.0809 | 1.0422 | 1.0029 | 1.005 | 1.0061 | 1.0317 | 0.93072 | 0.99139 | 1.369 | 1.8101 | 2.1704 | 2.3761 | 2.4747 | 2.5272 | 2.6208 | 2.6122 | 2.5157 | 2.1203 | 1.6818 | 1.5171 | 1.5253 | 1.3528 | 1.2145 | 1.1286 | 0 | 0 | 0 | 0 | 0 | 0 | 0 | 0 | 0 | 0 | 0 | 0 | 0 | 0 | 0.0045367 | 0.013152 | 0.016174 | 0.01528 | 0 | 0 | 0 | 0 | 0 | 0 | 75.598 | 74.2404 | 73.1343 | 72.4481 | 71.9015 | 71.1146 | 70.8248 | 70.8264 | 72.8622 | 77.9497 | 83.2001 | 87.7236 | 90.9113 | 93.0727 | 94.4275 | 95.0755 | 95.2004 | 94.2525 | 92.1465 | 88.6294 | 84.2284 | 81.2703 | 79.3739 | 77.7446 | 0.0079264 | 0.0094711 | 0.0045434 | 0.0059074 | 0.006567 | 0.012406 | 0.0083763 | 0.0049306 | 0.0056322 | 0.0072311 | 0.0089152 | 0.0098851 | 0.0098552 | 0.0099559 | 0.0098085 | 0.0095923 | 0.0090309 | 0.0077325 | 0.0061882 | 0.0062818 | 0.007148 | 0.0060312 | 0.006674 | 0.0069561
Portfolio Adjusted1-in-2Size: Under 20 kWOrange County2023September Monthly Peak | Portfolio Adjusted | 1-in-2 | Size: Under 20 kW | Orange County | 2023 | September Monthly Peak | 9 | 1.0609 | 1.0154 | 0.98314 | 0.98342 | 0.98693 | 1.0183 | 1.0011 | 0.98705 | 1.3375 | 1.7434 | 2.0928 | 2.2904 | 2.3952 | 2.4625 | 2.5132 | 2.5147 | 2.4246 | 2.0229 | 1.6268 | 1.6081 | 1.4761 | 1.3086 | 1.1827 | 1.1017 | 0 | 0 | 0 | 0 | 0 | 0 | 0 | 0 | 0 | 0 | 0 | 0 | 0 | 0 | 0.0043504 | 0.012661 | 0.015588 | 0.014578 | 0 | 0 | 0 | 0 | 0 | 0 | 73.8306 | 72.891 | 72.0743 | 71.4958 | 70.9465 | 70.2349 | 70.1959 | 70.2474 | 72.0423 | 76.3424 | 81.3272 | 86.0163 | 89.9838 | 92.5105 | 94.0009 | 94.6444 | 94.6386 | 93.7042 | 92.0147 | 88.572 | 84.7384 | 81.7747 | 79.8148 | 78.5734 | 0.0077799 | 0.0092279 | 0.0044538 | 0.0057804 | 0.0064421 | 0.012245 | 0.0090097 | 0.004909 | 0.0055027 | 0.0069648 | 0.0085968 | 0.0095287 | 0.0095384 | 0.009701 | 0.0094057 | 0.0092341 | 0.008704 | 0.0073774 | 0.0059859 | 0.0066584 | 0.0069176 | 0.0058344 | 0.0064993 | 0.0067905
Portfolio Adjusted1-in-2Size: Under 20 kWOrange County2023October Monthly Peak | Portfolio Adjusted | 1-in-2 | Size: Under 20 kW | Orange County | 2023 | October Monthly Peak | 10 | 0.99757 | 0.96767 | 0.93882 | 0.9412 | 0.93949 | 0.95753 | 1.0016 | 0.9081 | 1.1017 | 1.361 | 1.6204 | 1.7672 | 1.8501 | 1.9201 | 1.9992 | 2.0165 | 1.9464 | 1.6522 | 1.5376 | 1.4579 | 1.3292 | 1.2026 | 1.0967 | 1.0386 | 0 | 0 | 0 | 0 | 0 | 0 | 0 | 0 | 0 | 0 | 0 | 0 | 0 | 0 | 0.0034606 | 0.010153 | 0.012513 | 0.011906 | 0 | 0 | 0 | 0 | 0 | 0 | 65.7793 | 64.7168 | 63.8293 | 62.9658 | 62.2218 | 61.6701 | 61.4217 | 61.4793 | 62.7329 | 66.4462 | 72.2308 | 78.1757 | 83.7698 | 86.8744 | 87.7248 | 88.3522 | 88.6553 | 87.7696 | 85.1368 | 80.3154 | 76.7845 | 74.0352 | 71.8154 | 70.272 | 0.0073155 | 0.0087938 | 0.004253 | 0.0055322 | 0.0061324 | 0.011514 | 0.0090142 | 0.0045164 | 0.0045325 | 0.005437 | 0.006656 | 0.0073519 | 0.0073678 | 0.0075644 | 0.007482 | 0.0074048 | 0.006987 | 0.0060253 | 0.0056579 | 0.0060365 | 0.0062292 | 0.0053617 | 0.0060268 | 0.0064012
Portfolio Adjusted1-in-2Size: Under 20 kWOrange County2023November Monthly Peak | Portfolio Adjusted | 1-in-2 | Size: Under 20 kW | Orange County | 2023 | November Monthly Peak | 11 | 0.95659 | 0.92809 | 0.92082 | 0.91309 | 0.91277 | 0.93398 | 0.83807 | 0.80694 | 1.0172 | 1.2025 | 1.3697 | 1.4381 | 1.4702 | 1.5085 | 1.5353 | 1.5551 | 1.5558 | 1.6299 | 1.4569 | 1.325 | 1.2146 | 1.1095 | 1.0334 | 0.98078 | 0 | 0 | 0 | 0 | 0 | 0 | 0 | 0 | 0 | 0 | 0 | 0 | 0 | 0 | 0.0026576 | 0.0078296 | 0.010002 | 0.011745 | 0 | 0 | 0 | 0 | 0 | 0 | 58.5953 | 57.7269 | 57.4925 | 57.0086 | 55.9748 | 54.9236 | 55.2436 | 55.0158 | 58.4897 | 62.2809 | 66.9684 | 71.5806 | 74.3628 | 75.9817 | 76.9917 | 76.8253 | 74.8701 | 71.6924 | 68.4692 | 65.9107 | 64.0458 | 63.2094 | 62.3275 | 61.7489 | 0.0070149 | 0.008434 | 0.0041714 | 0.0053669 | 0.005958 | 0.011231 | 0.0075424 | 0.0040133 | 0.0041851 | 0.0048037 | 0.0056263 | 0.0059828 | 0.0058549 | 0.005943 | 0.0057459 | 0.0057103 | 0.0055848 | 0.005944 | 0.0053609 | 0.0054861 | 0.0056922 | 0.0049464 | 0.0056789 | 0.0060451
Portfolio Adjusted1-in-2Size: Under 20 kWOrange County2023December Monthly Peak | Portfolio Adjusted | 1-in-2 | Size: Under 20 kW | Orange County | 2023 | December Monthly Peak | 12 | 0.98882 | 0.96098 | 0.95181 | 0.94732 | 0.95123 | 0.99008 | 0.99732 | 0.92519 | 1.172 | 1.4011 | 1.5135 | 1.4882 | 1.4294 | 1.37 | 1.3498 | 1.336 | 1.4155 | 1.5888 | 1.4989 | 1.3717 | 1.2424 | 1.1513 | 1.0745 | 1.0182 | 0 | 0 | 0 | 0 | 0 | 0 | 0 | 0 | 0 | 0 | 0 | 0 | 0 | 0 | 0.0023366 | 0.0067265 | 0.0091004 | 0.011449 | 0 | 0 | 0 | 0 | 0 | 0 | 49.3387 | 48.6607 | 47.917 | 47.4532 | 46.9685 | 46.3529 | 46.0645 | 45.9119 | 46.6735 | 49.8847 | 53.4564 | 56.4381 | 58.7664 | 60.0087 | 60.6223 | 60.9305 | 60.5289 | 58.4898 | 55.8076 | 53.5424 | 51.7676 | 50.0071 | 48.5453 | 47.2994 | 0.0072513 | 0.008733 | 0.0043118 | 0.0055682 | 0.006209 | 0.011905 | 0.0089756 | 0.0046014 | 0.0048219 | 0.0055973 | 0.006217 | 0.0061912 | 0.0056923 | 0.0053972 | 0.0050518 | 0.0049058 | 0.0050814 | 0.0057941 | 0.0055154 | 0.0056795 | 0.0058222 | 0.0051329 | 0.005905 | 0.0062758
Portfolio Adjusted1-in-2Size: Under 20 kWOrange County2023Typical Event Day | Portfolio Adjusted | 1-in-2 | Size: Under 20 kW | Orange County | 2023 | Typical Event Day | 8 | 1.0671 | 1.0294 | 0.99265 | 0.99444 | 0.99573 | 1.0199 | 0.92 | 0.96636 | 1.3161 | 1.7247 | 2.06 | 2.2544 | 2.3473 | 2.4073 | 2.51 | 2.5124 | 2.4227 | 2.0432 | 1.6249 | 1.4728 | 1.4918 | 1.3255 | 1.1919 | 1.1104 | 0 | 0 | 0 | 0 | 0 | 0 | 0 | 0 | 0 | 0 | 0 | 0 | 0 | 0 | 0.0043449 | 0.01265 | 0.015575 | 0.014724 | 0 | 0 | 0 | 0 | 0 | 0 | 73.3074 | 72.2722 | 71.3376 | 70.544 | 69.8923 | 69.1323 | 68.7783 | 69.2066 | 71.5685 | 76.0906 | 80.9615 | 85.344 | 88.5623 | 90.5874 | 92.0242 | 92.662 | 92.6788 | 91.6873 | 90.0841 | 87.146 | 83.3643 | 80.0862 | 77.9471 | 76.379 | 0.0078255 | 0.0093544 | 0.0044968 | 0.0058451 | 0.0064995 | 0.012264 | 0.0082797 | 0.0048061 | 0.0054146 | 0.0068899 | 0.008462 | 0.0093788 | 0.0093477 | 0.0094838 | 0.0093939 | 0.0092257 | 0.0086968 | 0.0074514 | 0.0059789 | 0.0060981 | 0.0069909 | 0.0059098 | 0.0065501 | 0.0068438
Portfolio Adjusted1-in-2Size: Under 20 kWOrange County2024January Monthly Peak | Portfolio Adjusted | 1-in-2 | Size: Under 20 kW | Orange County | 2024 | January Monthly Peak | 1 | 1.0231 | 0.99669 | 0.9832 | 0.99065 | 0.99312 | 1.023 | 1.0516 | 1.0004 | 1.2702 | 1.5283 | 1.6416 | 1.589 | 1.4897 | 1.3682 | 1.2756 | 1.2265 | 1.2851 | 1.5201 | 1.5746 | 1.4343 | 1.2821 | 1.1943 | 1.1329 | 1.0774 | 0 | 0 | 0 | 0 | 0 | 0 | 0 | 0 | 0 | 0 | 0 | 0 | 0 | 0 | 0.0022082 | 0.0061753 | 0.008262 | 0.010954 | 0 | 0 | 0 | 0 | 0 | 0 | 45.7777 | 44.8228 | 44.2074 | 43.9504 | 43.4766 | 43.3222 | 42.8303 | 42.5295 | 42.6926 | 44.3604 | 47.4084 | 49.9367 | 51.6811 | 53.0922 | 53.9849 | 54.3473 | 54.1053 | 52.7011 | 51.0322 | 49.6468 | 48.6627 | 47.7918 | 47.0693 | 46.3341 | 0.0075026 | 0.0090574 | 0.004454 | 0.0058229 | 0.0064825 | 0.012302 | 0.0094637 | 0.0049754 | 0.0052258 | 0.0061054 | 0.0067434 | 0.0066108 | 0.0059324 | 0.0053902 | 0.0047741 | 0.0045038 | 0.0046132 | 0.0055436 | 0.0057937 | 0.0059389 | 0.0060084 | 0.0053248 | 0.0062257 | 0.0066408
Portfolio Adjusted1-in-2Size: Under 20 kWOrange County2024February Monthly Peak | Portfolio Adjusted | 1-in-2 | Size: Under 20 kW | Orange County | 2024 | February Monthly Peak | 2 | 1.0169 | 0.99287 | 0.98076 | 0.98872 | 0.99299 | 1.0179 | 0.989 | 0.93637 | 1.1853 | 1.4153 | 1.5374 | 1.5269 | 1.4738 | 1.3943 | 1.3403 | 1.3112 | 1.343 | 1.4231 | 1.576 | 1.4411 | 1.2928 | 1.198 | 1.1321 | 1.0745 | 0 | 0 | 0 | 0 | 0 | 0 | 0 | 0 | 0 | 0 | 0 | 0 | 0 | 0 | 0.0023201 | 0.0066017 | 0.0086343 | 0.010256 | 0 | 0 | 0 | 0 | 0 | 0 | 47.9693 | 47.7759 | 47.4036 | 47.0701 | 46.418 | 45.9976 | 45.9018 | 45.922 | 46.4488 | 48.0269 | 49.9424 | 51.7184 | 52.5082 | 52.8246 | 52.9884 | 52.5506 | 52.3085 | 51.7002 | 50.5386 | 49.1503 | 47.8381 | 47.4387 | 46.5623 | 45.4625 | 0.0074575 | 0.0090227 | 0.004443 | 0.0058115 | 0.0064817 | 0.01224 | 0.0089008 | 0.0046569 | 0.0048766 | 0.0056541 | 0.0063154 | 0.0063522 | 0.005869 | 0.005493 | 0.005016 | 0.0048148 | 0.0048211 | 0.00519 | 0.0057991 | 0.0059668 | 0.0060586 | 0.0053411 | 0.0062213 | 0.0066227
Portfolio Adjusted1-in-2Size: Under 20 kWOrange County2024March Monthly Peak | Portfolio Adjusted | 1-in-2 | Size: Under 20 kW | Orange County | 2024 | March Monthly Peak | 3 | 1.025 | 0.99544 | 0.97601 | 0.9766 | 0.98105 | 1.0113 | 1.0194 | 0.9508 | 1.1528 | 1.3841 | 1.5343 | 1.5356 | 1.4645 | 1.4069 | 1.3845 | 1.3776 | 1.3954 | 1.3193 | 1.3519 | 1.4229 | 1.3024 | 1.2177 | 1.1457 | 1.0876 | 0 | 0 | 0 | 0 | 0 | 0 | 0 | 0 | 0 | 0 | 0 | 0 | 0 | 0 | 0.0023966 | 0.0069361 | 0.0089713 | 0.0095075 | 0 | 0 | 0 | 0 | 0 | 0 | 48.0171 | 46.9265 | 45.9497 | 45.4119 | 45.1473 | 44.6497 | 44.2406 | 44.3208 | 46.2925 | 48.6483 | 50.9801 | 52.8511 | 53.9794 | 54.8577 | 55.3001 | 55.6422 | 55.452 | 54.9114 | 53.5411 | 51.5947 | 50.2594 | 49.0697 | 48.0789 | 47.2183 | 0.0075163 | 0.0090461 | 0.0044215 | 0.0057402 | 0.0064037 | 0.012161 | 0.0091745 | 0.0047287 | 0.0047429 | 0.0055292 | 0.0063025 | 0.0063885 | 0.0058323 | 0.0055425 | 0.0051815 | 0.0050587 | 0.0050093 | 0.0048114 | 0.0049746 | 0.0058914 | 0.0061036 | 0.0054291 | 0.0062961 | 0.0067032
Portfolio Adjusted1-in-2Size: Under 20 kWOrange County2024April Monthly Peak | Portfolio Adjusted | 1-in-2 | Size: Under 20 kW | Orange County | 2024 | April Monthly Peak | 4 | 0.99665 | 0.95645 | 0.935 | 0.9343 | 0.93379 | 0.9407 | 0.87024 | 0.80115 | 0.97493 | 1.191 | 1.3936 | 1.5039 | 1.5711 | 1.638 | 1.7182 | 1.7583 | 1.7137 | 1.4623 | 1.2298 | 1.2782 | 1.294 | 1.1851 | 1.0997 | 1.0453 | 0 | 0 | 0 | 0 | 0 | 0 | 0 | 0 | 0 | 0 | 0 | 0 | 0 | 0 | 0.0029743 | 0.0088527 | 0.011017 | 0.010538 | 0 | 0 | 0 | 0 | 0 | 0 | 62.7102 | 61.6962 | 60.3308 | 59.2797 | 58.3102 | 57.5567 | 57.2674 | 56.9386 | 59.3751 | 63.5538 | 68.1458 | 72.5145 | 75.8741 | 78.4319 | 80.0813 | 80.8458 | 81.0413 | 80.0127 | 78.0592 | 75.1625 | 71.1488 | 68.1538 | 65.8537 | 63.5854 | 0.0073087 | 0.0086918 | 0.0042357 | 0.0054916 | 0.0060952 | 0.011312 | 0.007832 | 0.0039845 | 0.0040111 | 0.004758 | 0.0057244 | 0.0062565 | 0.0062566 | 0.0064528 | 0.0064305 | 0.0064565 | 0.0061517 | 0.0053327 | 0.0045251 | 0.0052922 | 0.0060642 | 0.0052839 | 0.006043 | 0.0064426
Portfolio Adjusted1-in-2Size: Under 20 kWOrange County2024May Monthly Peak | Portfolio Adjusted | 1-in-2 | Size: Under 20 kW | Orange County | 2024 | May Monthly Peak | 5 | 1.0037 | 0.96263 | 0.93717 | 0.93062 | 0.93373 | 0.92964 | 0.79766 | 0.80937 | 1.0013 | 1.2265 | 1.4322 | 1.5464 | 1.6093 | 1.678 | 1.7564 | 1.7908 | 1.7481 | 1.4689 | 1.2175 | 1.1941 | 1.2981 | 1.1951 | 1.1041 | 1.0506 | 0 | 0 | 0 | 0 | 0 | 0 | 0 | 0 | 0 | 0 | 0 | 0 | 0 | 0 | 0.0030404 | 0.0090162 | 0.011238 | 0.010585 | 0 | 0 | 0 | 0 | 0 | 0 | 62.9439 | 62.251 | 61.3776 | 60.4213 | 59.5325 | 59.0385 | 58.8501 | 59.2603 | 60.9697 | 64.9615 | 69.5631 | 73.8463 | 77.9137 | 80.8757 | 82.3029 | 83.1362 | 83.1179 | 81.3504 | 78.9595 | 75.9186 | 71.8141 | 68.2571 | 66.3107 | 64.7923 | 0.0073606 | 0.008748 | 0.0042455 | 0.00547 | 0.0060949 | 0.011179 | 0.0071788 | 0.0040254 | 0.0041195 | 0.0048997 | 0.0058832 | 0.0064334 | 0.0064089 | 0.0066106 | 0.0065735 | 0.0065758 | 0.0062752 | 0.0053568 | 0.00448 | 0.0049441 | 0.0060834 | 0.0053282 | 0.0060673 | 0.0064752
Portfolio Adjusted1-in-2Size: Under 20 kWOrange County2024June Monthly Peak | Portfolio Adjusted | 1-in-2 | Size: Under 20 kW | Orange County | 2024 | June Monthly Peak | 6 | 1.0355 | 0.99153 | 0.96334 | 0.95497 | 0.96072 | 0.93321 | 0.79529 | 0.89374 | 1.1525 | 1.4615 | 1.7657 | 1.9374 | 2.0237 | 2.0964 | 2.1725 | 2.1829 | 2.1097 | 1.791 | 1.4539 | 1.2886 | 1.3636 | 1.2715 | 1.1631 | 1.0906 | 0 | 0 | 0 | 0 | 0 | 0 | 0 | 0 | 0 | 0 | 0 | 0 | 0 | 0 | 0.0037607 | 0.010991 | 0.013563 | 0.012906 | 0 | 0 | 0 | 0 | 0 | 0 | 68.2542 | 67.3225 | 66.3207 | 65.2056 | 64.4301 | 63.6045 | 62.8848 | 63.6582 | 66.629 | 71.574 | 76.6295 | 81.0726 | 84.1116 | 85.8597 | 87.423 | 88.1737 | 88.676 | 87.8534 | 86.4956 | 83.5207 | 79.417 | 75.2736 | 72.9229 | 71.1288 | 0.0075933 | 0.0090106 | 0.004364 | 0.0056131 | 0.006271 | 0.011222 | 0.0071574 | 0.004445 | 0.0047418 | 0.0058383 | 0.0072528 | 0.0080599 | 0.008059 | 0.0082589 | 0.0081308 | 0.0080159 | 0.0075732 | 0.0065315 | 0.0053498 | 0.0053354 | 0.0063902 | 0.0056689 | 0.0063915 | 0.0067222
Portfolio Adjusted1-in-2Size: Under 20 kWOrange County2024July Monthly Peak | Portfolio Adjusted | 1-in-2 | Size: Under 20 kW | Orange County | 2024 | July Monthly Peak | 7 | 1.0596 | 1.0186 | 0.98263 | 0.9851 | 0.98653 | 0.99242 | 0.84781 | 0.96914 | 1.3302 | 1.7494 | 2.1372 | 2.3323 | 2.4338 | 2.4855 | 2.5653 | 2.573 | 2.462 | 2.0662 | 1.6364 | 1.4145 | 1.4709 | 1.3431 | 1.2089 | 1.1283 | 0 | 0 | 0 | 0 | 0 | 0 | 0 | 0 | 0 | 0 | 0 | 0 | 0 | 0 | 0.0044406 | 0.012955 | 0.015829 | 0.014889 | 0 | 0 | 0 | 0 | 0 | 0 | 75.5467 | 74.6348 | 73.8211 | 73.0263 | 72.2912 | 71.5751 | 71.2077 | 72.0943 | 74.7404 | 78.4964 | 82.6894 | 86.5635 | 89.2425 | 90.9068 | 92.2452 | 92.7543 | 92.2001 | 90.9393 | 89.6796 | 87.862 | 85.0734 | 82.0263 | 79.6767 | 78.0691 | 0.0077702 | 0.0092568 | 0.0044514 | 0.0057902 | 0.0064395 | 0.011934 | 0.0076301 | 0.0048199 | 0.0054726 | 0.0069887 | 0.0087789 | 0.0097029 | 0.0096923 | 0.0097916 | 0.0096007 | 0.0094483 | 0.0088382 | 0.0075351 | 0.0060213 | 0.0058567 | 0.0068931 | 0.0059879 | 0.0066435 | 0.0069546
Portfolio Adjusted1-in-2Size: Under 20 kWOrange County2024August Monthly Peak | Portfolio Adjusted | 1-in-2 | Size: Under 20 kW | Orange County | 2024 | August Monthly Peak | 8 | 1.0809 | 1.0422 | 1.0029 | 1.005 | 1.0061 | 1.0317 | 0.93072 | 0.99139 | 1.369 | 1.8101 | 2.1704 | 2.3761 | 2.4747 | 2.5272 | 2.6208 | 2.6122 | 2.5157 | 2.1203 | 1.6818 | 1.5171 | 1.5253 | 1.3528 | 1.2145 | 1.1286 | 0 | 0 | 0 | 0 | 0 | 0 | 0 | 0 | 0 | 0 | 0 | 0 | 0 | 0 | 0.0045367 | 0.013152 | 0.016174 | 0.01528 | 0 | 0 | 0 | 0 | 0 | 0 | 75.598 | 74.2404 | 73.1343 | 72.4481 | 71.9015 | 71.1146 | 70.8248 | 70.8264 | 72.8622 | 77.9497 | 83.2001 | 87.7236 | 90.9113 | 93.0727 | 94.4275 | 95.0755 | 95.2004 | 94.2525 | 92.1465 | 88.6294 | 84.2284 | 81.2703 | 79.3739 | 77.7446 | 0.0079264 | 0.0094711 | 0.0045434 | 0.0059074 | 0.006567 | 0.012406 | 0.0083763 | 0.0049306 | 0.0056322 | 0.0072311 | 0.0089152 | 0.0098851 | 0.0098552 | 0.0099559 | 0.0098085 | 0.0095923 | 0.0090309 | 0.0077325 | 0.0061882 | 0.0062818 | 0.007148 | 0.0060312 | 0.006674 | 0.0069561
Portfolio Adjusted1-in-2Size: Under 20 kWOrange County2024September Monthly Peak | Portfolio Adjusted | 1-in-2 | Size: Under 20 kW | Orange County | 2024 | September Monthly Peak | 9 | 1.0609 | 1.0154 | 0.98314 | 0.98342 | 0.98693 | 1.0183 | 1.0011 | 0.98705 | 1.3375 | 1.7434 | 2.0928 | 2.2904 | 2.3952 | 2.4625 | 2.5132 | 2.5147 | 2.4246 | 2.0229 | 1.6268 | 1.6081 | 1.4761 | 1.3086 | 1.1827 | 1.1017 | 0 | 0 | 0 | 0 | 0 | 0 | 0 | 0 | 0 | 0 | 0 | 0 | 0 | 0 | 0.0043504 | 0.012661 | 0.015588 | 0.014578 | 0 | 0 | 0 | 0 | 0 | 0 | 73.8306 | 72.891 | 72.0743 | 71.4958 | 70.9465 | 70.2349 | 70.1959 | 70.2474 | 72.0423 | 76.3424 | 81.3272 | 86.0163 | 89.9838 | 92.5105 | 94.0009 | 94.6444 | 94.6386 | 93.7042 | 92.0147 | 88.572 | 84.7384 | 81.7747 | 79.8148 | 78.5734 | 0.0077799 | 0.0092279 | 0.0044538 | 0.0057804 | 0.0064421 | 0.012245 | 0.0090097 | 0.004909 | 0.0055027 | 0.0069648 | 0.0085968 | 0.0095287 | 0.0095384 | 0.009701 | 0.0094057 | 0.0092341 | 0.008704 | 0.0073774 | 0.0059859 | 0.0066584 | 0.0069176 | 0.0058344 | 0.0064993 | 0.0067905
Portfolio Adjusted1-in-2Size: Under 20 kWOrange County2024October Monthly Peak | Portfolio Adjusted | 1-in-2 | Size: Under 20 kW | Orange County | 2024 | October Monthly Peak | 10 | 0.99757 | 0.96767 | 0.93882 | 0.9412 | 0.93949 | 0.95753 | 1.0016 | 0.9081 | 1.1017 | 1.361 | 1.6204 | 1.7672 | 1.8501 | 1.9201 | 1.9992 | 2.0165 | 1.9464 | 1.6522 | 1.5376 | 1.4579 | 1.3292 | 1.2026 | 1.0967 | 1.0386 | 0 | 0 | 0 | 0 | 0 | 0 | 0 | 0 | 0 | 0 | 0 | 0 | 0 | 0 | 0.0034606 | 0.010153 | 0.012513 | 0.011906 | 0 | 0 | 0 | 0 | 0 | 0 | 65.7793 | 64.7168 | 63.8293 | 62.9658 | 62.2218 | 61.6701 | 61.4217 | 61.4793 | 62.7329 | 66.4462 | 72.2308 | 78.1757 | 83.7698 | 86.8744 | 87.7248 | 88.3522 | 88.6553 | 87.7696 | 85.1368 | 80.3154 | 76.7845 | 74.0352 | 71.8154 | 70.272 | 0.0073155 | 0.0087938 | 0.004253 | 0.0055322 | 0.0061324 | 0.011514 | 0.0090142 | 0.0045164 | 0.0045325 | 0.005437 | 0.006656 | 0.0073519 | 0.0073678 | 0.0075644 | 0.007482 | 0.0074048 | 0.006987 | 0.0060253 | 0.0056579 | 0.0060365 | 0.0062292 | 0.0053617 | 0.0060268 | 0.0064012
Portfolio Adjusted1-in-2Size: Under 20 kWOrange County2024November Monthly Peak | Portfolio Adjusted | 1-in-2 | Size: Under 20 kW | Orange County | 2024 | November Monthly Peak | 11 | 0.95659 | 0.92809 | 0.92082 | 0.91309 | 0.91277 | 0.93398 | 0.83807 | 0.80694 | 1.0172 | 1.2025 | 1.3697 | 1.4381 | 1.4702 | 1.5085 | 1.5353 | 1.5551 | 1.5558 | 1.6299 | 1.4569 | 1.325 | 1.2146 | 1.1095 | 1.0334 | 0.98078 | 0 | 0 | 0 | 0 | 0 | 0 | 0 | 0 | 0 | 0 | 0 | 0 | 0 | 0 | 0.0026576 | 0.0078296 | 0.010002 | 0.011745 | 0 | 0 | 0 | 0 | 0 | 0 | 58.5953 | 57.7269 | 57.4925 | 57.0086 | 55.9748 | 54.9236 | 55.2436 | 55.0158 | 58.4897 | 62.2809 | 66.9684 | 71.5806 | 74.3628 | 75.9817 | 76.9917 | 76.8253 | 74.8701 | 71.6924 | 68.4692 | 65.9107 | 64.0458 | 63.2094 | 62.3275 | 61.7489 | 0.0070149 | 0.008434 | 0.0041714 | 0.0053669 | 0.005958 | 0.011231 | 0.0075424 | 0.0040133 | 0.0041851 | 0.0048037 | 0.0056263 | 0.0059828 | 0.0058549 | 0.005943 | 0.0057459 | 0.0057103 | 0.0055848 | 0.005944 | 0.0053609 | 0.0054861 | 0.0056922 | 0.0049464 | 0.0056789 | 0.0060451
Portfolio Adjusted1-in-2Size: Under 20 kWOrange County2024December Monthly Peak | Portfolio Adjusted | 1-in-2 | Size: Under 20 kW | Orange County | 2024 | December Monthly Peak | 12 | 0.98882 | 0.96098 | 0.95181 | 0.94732 | 0.95123 | 0.99008 | 0.99732 | 0.92519 | 1.172 | 1.4011 | 1.5135 | 1.4882 | 1.4294 | 1.37 | 1.3498 | 1.336 | 1.4155 | 1.5888 | 1.4989 | 1.3717 | 1.2424 | 1.1513 | 1.0745 | 1.0182 | 0 | 0 | 0 | 0 | 0 | 0 | 0 | 0 | 0 | 0 | 0 | 0 | 0 | 0 | 0.0023366 | 0.0067265 | 0.0091004 | 0.011449 | 0 | 0 | 0 | 0 | 0 | 0 | 49.3387 | 48.6607 | 47.917 | 47.4532 | 46.9685 | 46.3529 | 46.0645 | 45.9119 | 46.6735 | 49.8847 | 53.4564 | 56.4381 | 58.7664 | 60.0087 | 60.6223 | 60.9305 | 60.5289 | 58.4898 | 55.8076 | 53.5424 | 51.7676 | 50.0071 | 48.5453 | 47.2994 | 0.0072513 | 0.008733 | 0.0043118 | 0.0055682 | 0.006209 | 0.011905 | 0.0089756 | 0.0046014 | 0.0048219 | 0.0055973 | 0.006217 | 0.0061912 | 0.0056923 | 0.0053972 | 0.0050518 | 0.0049058 | 0.0050814 | 0.0057941 | 0.0055154 | 0.0056795 | 0.0058222 | 0.0051329 | 0.005905 | 0.0062758
Portfolio Adjusted1-in-2Size: Under 20 kWOrange County2024Typical Event Day | Portfolio Adjusted | 1-in-2 | Size: Under 20 kW | Orange County | 2024 | Typical Event Day | 8 | 1.0671 | 1.0294 | 0.99265 | 0.99444 | 0.99573 | 1.0199 | 0.92 | 0.96636 | 1.3161 | 1.7247 | 2.06 | 2.2544 | 2.3473 | 2.4073 | 2.51 | 2.5124 | 2.4227 | 2.0432 | 1.6249 | 1.4728 | 1.4918 | 1.3255 | 1.1919 | 1.1104 | 0 | 0 | 0 | 0 | 0 | 0 | 0 | 0 | 0 | 0 | 0 | 0 | 0 | 0 | 0.0043449 | 0.01265 | 0.015575 | 0.014724 | 0 | 0 | 0 | 0 | 0 | 0 | 73.3074 | 72.2722 | 71.3376 | 70.544 | 69.8923 | 69.1323 | 68.7783 | 69.2066 | 71.5685 | 76.0906 | 80.9615 | 85.344 | 88.5623 | 90.5874 | 92.0242 | 92.662 | 92.6788 | 91.6873 | 90.0841 | 87.146 | 83.3643 | 80.0862 | 77.9471 | 76.379 | 0.0078255 | 0.0093544 | 0.0044968 | 0.0058451 | 0.0064995 | 0.012264 | 0.0082797 | 0.0048061 | 0.0054146 | 0.0068899 | 0.008462 | 0.0093788 | 0.0093477 | 0.0094838 | 0.0093939 | 0.0092257 | 0.0086968 | 0.0074514 | 0.0059789 | 0.0060981 | 0.0069909 | 0.0059098 | 0.0065501 | 0.0068438
Portfolio Adjusted1-in-2Size: Under 20 kWOrange County2025January Monthly Peak | Portfolio Adjusted | 1-in-2 | Size: Under 20 kW | Orange County | 2025 | January Monthly Peak | 1 | 1.0231 | 0.99669 | 0.9832 | 0.99065 | 0.99312 | 1.023 | 1.0516 | 1.0004 | 1.2702 | 1.5283 | 1.6416 | 1.589 | 1.4897 | 1.3682 | 1.2756 | 1.2265 | 1.2851 | 1.5201 | 1.5746 | 1.4343 | 1.2821 | 1.1943 | 1.1329 | 1.0774 | 0 | 0 | 0 | 0 | 0 | 0 | 0 | 0 | 0 | 0 | 0 | 0 | 0 | 0 | 0.0022082 | 0.0061753 | 0.008262 | 0.010954 | 0 | 0 | 0 | 0 | 0 | 0 | 45.7777 | 44.8228 | 44.2074 | 43.9504 | 43.4766 | 43.3222 | 42.8303 | 42.5295 | 42.6926 | 44.3604 | 47.4084 | 49.9367 | 51.6811 | 53.0922 | 53.9849 | 54.3473 | 54.1053 | 52.7011 | 51.0322 | 49.6468 | 48.6627 | 47.7918 | 47.0693 | 46.3341 | 0.0075026 | 0.0090574 | 0.004454 | 0.0058229 | 0.0064825 | 0.012302 | 0.0094637 | 0.0049754 | 0.0052258 | 0.0061054 | 0.0067434 | 0.0066108 | 0.0059324 | 0.0053902 | 0.0047741 | 0.0045038 | 0.0046132 | 0.0055436 | 0.0057937 | 0.0059389 | 0.0060084 | 0.0053248 | 0.0062257 | 0.0066408
Portfolio Adjusted1-in-2Size: Under 20 kWOrange County2025February Monthly Peak | Portfolio Adjusted | 1-in-2 | Size: Under 20 kW | Orange County | 2025 | February Monthly Peak | 2 | 1.0169 | 0.99287 | 0.98076 | 0.98872 | 0.99299 | 1.0179 | 0.989 | 0.93637 | 1.1853 | 1.4153 | 1.5374 | 1.5269 | 1.4738 | 1.3943 | 1.3403 | 1.3112 | 1.343 | 1.4231 | 1.576 | 1.4411 | 1.2928 | 1.198 | 1.1321 | 1.0745 | 0 | 0 | 0 | 0 | 0 | 0 | 0 | 0 | 0 | 0 | 0 | 0 | 0 | 0 | 0.0023201 | 0.0066017 | 0.0086343 | 0.010256 | 0 | 0 | 0 | 0 | 0 | 0 | 47.9693 | 47.7759 | 47.4036 | 47.0701 | 46.418 | 45.9976 | 45.9018 | 45.922 | 46.4488 | 48.0269 | 49.9424 | 51.7184 | 52.5082 | 52.8246 | 52.9884 | 52.5506 | 52.3085 | 51.7002 | 50.5386 | 49.1503 | 47.8381 | 47.4387 | 46.5623 | 45.4625 | 0.0074575 | 0.0090227 | 0.004443 | 0.0058115 | 0.0064817 | 0.01224 | 0.0089008 | 0.0046569 | 0.0048766 | 0.0056541 | 0.0063154 | 0.0063522 | 0.005869 | 0.005493 | 0.005016 | 0.0048148 | 0.0048211 | 0.00519 | 0.0057991 | 0.0059668 | 0.0060586 | 0.0053411 | 0.0062213 | 0.0066227
Portfolio Adjusted1-in-2Size: Under 20 kWOrange County2025March Monthly Peak | Portfolio Adjusted | 1-in-2 | Size: Under 20 kW | Orange County | 2025 | March Monthly Peak | 3 | 1.025 | 0.99544 | 0.97601 | 0.9766 | 0.98105 | 1.0113 | 1.0194 | 0.9508 | 1.1528 | 1.3841 | 1.5343 | 1.5356 | 1.4645 | 1.4069 | 1.3845 | 1.3776 | 1.3954 | 1.3193 | 1.3519 | 1.4229 | 1.3024 | 1.2177 | 1.1457 | 1.0876 | 0 | 0 | 0 | 0 | 0 | 0 | 0 | 0 | 0 | 0 | 0 | 0 | 0 | 0 | 0.0023966 | 0.0069361 | 0.0089713 | 0.0095075 | 0 | 0 | 0 | 0 | 0 | 0 | 48.0171 | 46.9265 | 45.9497 | 45.4119 | 45.1473 | 44.6497 | 44.2406 | 44.3208 | 46.2925 | 48.6483 | 50.9801 | 52.8511 | 53.9794 | 54.8577 | 55.3001 | 55.6422 | 55.452 | 54.9114 | 53.5411 | 51.5947 | 50.2594 | 49.0697 | 48.0789 | 47.2183 | 0.0075163 | 0.0090461 | 0.0044215 | 0.0057402 | 0.0064037 | 0.012161 | 0.0091745 | 0.0047287 | 0.0047429 | 0.0055292 | 0.0063025 | 0.0063885 | 0.0058323 | 0.0055425 | 0.0051815 | 0.0050587 | 0.0050093 | 0.0048114 | 0.0049746 | 0.0058914 | 0.0061036 | 0.0054291 | 0.0062961 | 0.0067032
Portfolio Adjusted1-in-2Size: Under 20 kWOrange County2025April Monthly Peak | Portfolio Adjusted | 1-in-2 | Size: Under 20 kW | Orange County | 2025 | April Monthly Peak | 4 | 0.99665 | 0.95645 | 0.935 | 0.9343 | 0.93379 | 0.9407 | 0.87024 | 0.80115 | 0.97493 | 1.191 | 1.3936 | 1.5039 | 1.5711 | 1.638 | 1.7182 | 1.7583 | 1.7137 | 1.4623 | 1.2298 | 1.2782 | 1.294 | 1.1851 | 1.0997 | 1.0453 | 0 | 0 | 0 | 0 | 0 | 0 | 0 | 0 | 0 | 0 | 0 | 0 | 0 | 0 | 0.0029743 | 0.0088527 | 0.011017 | 0.010538 | 0 | 0 | 0 | 0 | 0 | 0 | 62.7102 | 61.6962 | 60.3308 | 59.2797 | 58.3102 | 57.5567 | 57.2674 | 56.9386 | 59.3751 | 63.5538 | 68.1458 | 72.5145 | 75.8741 | 78.4319 | 80.0813 | 80.8458 | 81.0413 | 80.0127 | 78.0592 | 75.1625 | 71.1488 | 68.1538 | 65.8537 | 63.5854 | 0.0073087 | 0.0086918 | 0.0042357 | 0.0054916 | 0.0060952 | 0.011312 | 0.007832 | 0.0039845 | 0.0040111 | 0.004758 | 0.0057244 | 0.0062565 | 0.0062566 | 0.0064528 | 0.0064305 | 0.0064565 | 0.0061517 | 0.0053327 | 0.0045251 | 0.0052922 | 0.0060642 | 0.0052839 | 0.006043 | 0.0064426
Portfolio Adjusted1-in-2Size: Under 20 kWOrange County2025May Monthly Peak | Portfolio Adjusted | 1-in-2 | Size: Under 20 kW | Orange County | 2025 | May Monthly Peak | 5 | 1.0037 | 0.96263 | 0.93717 | 0.93062 | 0.93373 | 0.92964 | 0.79766 | 0.80937 | 1.0013 | 1.2265 | 1.4322 | 1.5464 | 1.6093 | 1.678 | 1.7564 | 1.7908 | 1.7481 | 1.4689 | 1.2175 | 1.1941 | 1.2981 | 1.1951 | 1.1041 | 1.0506 | 0 | 0 | 0 | 0 | 0 | 0 | 0 | 0 | 0 | 0 | 0 | 0 | 0 | 0 | 0.0030404 | 0.0090162 | 0.011238 | 0.010585 | 0 | 0 | 0 | 0 | 0 | 0 | 62.9439 | 62.251 | 61.3776 | 60.4213 | 59.5325 | 59.0385 | 58.8501 | 59.2603 | 60.9697 | 64.9615 | 69.5631 | 73.8463 | 77.9137 | 80.8757 | 82.3029 | 83.1362 | 83.1179 | 81.3504 | 78.9595 | 75.9186 | 71.8141 | 68.2571 | 66.3107 | 64.7923 | 0.0073606 | 0.008748 | 0.0042455 | 0.00547 | 0.0060949 | 0.011179 | 0.0071788 | 0.0040254 | 0.0041195 | 0.0048997 | 0.0058832 | 0.0064334 | 0.0064089 | 0.0066106 | 0.0065735 | 0.0065758 | 0.0062752 | 0.0053568 | 0.00448 | 0.0049441 | 0.0060834 | 0.0053282 | 0.0060673 | 0.0064752
Portfolio Adjusted1-in-2Size: Under 20 kWOrange County2025June Monthly Peak | Portfolio Adjusted | 1-in-2 | Size: Under 20 kW | Orange County | 2025 | June Monthly Peak | 6 | 1.0355 | 0.99153 | 0.96334 | 0.95497 | 0.96072 | 0.93321 | 0.79529 | 0.89374 | 1.1525 | 1.4615 | 1.7657 | 1.9374 | 2.0237 | 2.0964 | 2.1725 | 2.1829 | 2.1097 | 1.791 | 1.4539 | 1.2886 | 1.3636 | 1.2715 | 1.1631 | 1.0906 | 0 | 0 | 0 | 0 | 0 | 0 | 0 | 0 | 0 | 0 | 0 | 0 | 0 | 0 | 0.0037607 | 0.010991 | 0.013563 | 0.012906 | 0 | 0 | 0 | 0 | 0 | 0 | 68.2542 | 67.3225 | 66.3207 | 65.2056 | 64.4301 | 63.6045 | 62.8848 | 63.6582 | 66.629 | 71.574 | 76.6295 | 81.0726 | 84.1116 | 85.8597 | 87.423 | 88.1737 | 88.676 | 87.8534 | 86.4956 | 83.5207 | 79.417 | 75.2736 | 72.9229 | 71.1288 | 0.0075933 | 0.0090106 | 0.004364 | 0.0056131 | 0.006271 | 0.011222 | 0.0071574 | 0.004445 | 0.0047418 | 0.0058383 | 0.0072528 | 0.0080599 | 0.008059 | 0.0082589 | 0.0081308 | 0.0080159 | 0.0075732 | 0.0065315 | 0.0053498 | 0.0053354 | 0.0063902 | 0.0056689 | 0.0063915 | 0.0067222
Portfolio Adjusted1-in-2Size: Under 20 kWOrange County2025July Monthly Peak | Portfolio Adjusted | 1-in-2 | Size: Under 20 kW | Orange County | 2025 | July Monthly Peak | 7 | 1.0596 | 1.0186 | 0.98263 | 0.9851 | 0.98653 | 0.99242 | 0.84781 | 0.96914 | 1.3302 | 1.7494 | 2.1372 | 2.3323 | 2.4338 | 2.4855 | 2.5653 | 2.573 | 2.462 | 2.0662 | 1.6364 | 1.4145 | 1.4709 | 1.3431 | 1.2089 | 1.1283 | 0 | 0 | 0 | 0 | 0 | 0 | 0 | 0 | 0 | 0 | 0 | 0 | 0 | 0 | 0.0044406 | 0.012955 | 0.015829 | 0.014889 | 0 | 0 | 0 | 0 | 0 | 0 | 75.5467 | 74.6348 | 73.8211 | 73.0263 | 72.2912 | 71.5751 | 71.2077 | 72.0943 | 74.7404 | 78.4964 | 82.6894 | 86.5635 | 89.2425 | 90.9068 | 92.2452 | 92.7543 | 92.2001 | 90.9393 | 89.6796 | 87.862 | 85.0734 | 82.0263 | 79.6767 | 78.0691 | 0.0077702 | 0.0092568 | 0.0044514 | 0.0057902 | 0.0064395 | 0.011934 | 0.0076301 | 0.0048199 | 0.0054726 | 0.0069887 | 0.0087789 | 0.0097029 | 0.0096923 | 0.0097916 | 0.0096007 | 0.0094483 | 0.0088382 | 0.0075351 | 0.0060213 | 0.0058567 | 0.0068931 | 0.0059879 | 0.0066435 | 0.0069546
Portfolio Adjusted1-in-2Size: Under 20 kWOrange County2025August Monthly Peak | Portfolio Adjusted | 1-in-2 | Size: Under 20 kW | Orange County | 2025 | August Monthly Peak | 8 | 1.0809 | 1.0422 | 1.0029 | 1.005 | 1.0061 | 1.0317 | 0.93072 | 0.99139 | 1.369 | 1.8101 | 2.1704 | 2.3761 | 2.4747 | 2.5272 | 2.6208 | 2.6122 | 2.5157 | 2.1203 | 1.6818 | 1.5171 | 1.5253 | 1.3528 | 1.2145 | 1.1286 | 0 | 0 | 0 | 0 | 0 | 0 | 0 | 0 | 0 | 0 | 0 | 0 | 0 | 0 | 0.0045367 | 0.013152 | 0.016174 | 0.01528 | 0 | 0 | 0 | 0 | 0 | 0 | 75.598 | 74.2404 | 73.1343 | 72.4481 | 71.9015 | 71.1146 | 70.8248 | 70.8264 | 72.8622 | 77.9497 | 83.2001 | 87.7236 | 90.9113 | 93.0727 | 94.4275 | 95.0755 | 95.2004 | 94.2525 | 92.1465 | 88.6294 | 84.2284 | 81.2703 | 79.3739 | 77.7446 | 0.0079264 | 0.0094711 | 0.0045434 | 0.0059074 | 0.006567 | 0.012406 | 0.0083763 | 0.0049306 | 0.0056322 | 0.0072311 | 0.0089152 | 0.0098851 | 0.0098552 | 0.0099559 | 0.0098085 | 0.0095923 | 0.0090309 | 0.0077325 | 0.0061882 | 0.0062818 | 0.007148 | 0.0060312 | 0.006674 | 0.0069561
Portfolio Adjusted1-in-2Size: Under 20 kWOrange County2025September Monthly Peak | Portfolio Adjusted | 1-in-2 | Size: Under 20 kW | Orange County | 2025 | September Monthly Peak | 9 | 1.0609 | 1.0154 | 0.98314 | 0.98342 | 0.98693 | 1.0183 | 1.0011 | 0.98705 | 1.3375 | 1.7434 | 2.0928 | 2.2904 | 2.3952 | 2.4625 | 2.5132 | 2.5147 | 2.4246 | 2.0229 | 1.6268 | 1.6081 | 1.4761 | 1.3086 | 1.1827 | 1.1017 | 0 | 0 | 0 | 0 | 0 | 0 | 0 | 0 | 0 | 0 | 0 | 0 | 0 | 0 | 0.0043504 | 0.012661 | 0.015588 | 0.014578 | 0 | 0 | 0 | 0 | 0 | 0 | 73.8306 | 72.891 | 72.0743 | 71.4958 | 70.9465 | 70.2349 | 70.1959 | 70.2474 | 72.0423 | 76.3424 | 81.3272 | 86.0163 | 89.9838 | 92.5105 | 94.0009 | 94.6444 | 94.6386 | 93.7042 | 92.0147 | 88.572 | 84.7384 | 81.7747 | 79.8148 | 78.5734 | 0.0077799 | 0.0092279 | 0.0044538 | 0.0057804 | 0.0064421 | 0.012245 | 0.0090097 | 0.004909 | 0.0055027 | 0.0069648 | 0.0085968 | 0.0095287 | 0.0095384 | 0.009701 | 0.0094057 | 0.0092341 | 0.008704 | 0.0073774 | 0.0059859 | 0.0066584 | 0.0069176 | 0.0058344 | 0.0064993 | 0.0067905
Portfolio Adjusted1-in-2Size: Under 20 kWOrange County2025October Monthly Peak | Portfolio Adjusted | 1-in-2 | Size: Under 20 kW | Orange County | 2025 | October Monthly Peak | 10 | 0.99757 | 0.96767 | 0.93882 | 0.9412 | 0.93949 | 0.95753 | 1.0016 | 0.9081 | 1.1017 | 1.361 | 1.6204 | 1.7672 | 1.8501 | 1.9201 | 1.9992 | 2.0165 | 1.9464 | 1.6522 | 1.5376 | 1.4579 | 1.3292 | 1.2026 | 1.0967 | 1.0386 | 0 | 0 | 0 | 0 | 0 | 0 | 0 | 0 | 0 | 0 | 0 | 0 | 0 | 0 | 0.0034606 | 0.010153 | 0.012513 | 0.011906 | 0 | 0 | 0 | 0 | 0 | 0 | 65.7793 | 64.7168 | 63.8293 | 62.9658 | 62.2218 | 61.6701 | 61.4217 | 61.4793 | 62.7329 | 66.4462 | 72.2308 | 78.1757 | 83.7698 | 86.8744 | 87.7248 | 88.3522 | 88.6553 | 87.7696 | 85.1368 | 80.3154 | 76.7845 | 74.0352 | 71.8154 | 70.272 | 0.0073155 | 0.0087938 | 0.004253 | 0.0055322 | 0.0061324 | 0.011514 | 0.0090142 | 0.0045164 | 0.0045325 | 0.005437 | 0.006656 | 0.0073519 | 0.0073678 | 0.0075644 | 0.007482 | 0.0074048 | 0.006987 | 0.0060253 | 0.0056579 | 0.0060365 | 0.0062292 | 0.0053617 | 0.0060268 | 0.0064012
Portfolio Adjusted1-in-2Size: Under 20 kWOrange County2025November Monthly Peak | Portfolio Adjusted | 1-in-2 | Size: Under 20 kW | Orange County | 2025 | November Monthly Peak | 11 | 0.95659 | 0.92809 | 0.92082 | 0.91309 | 0.91277 | 0.93398 | 0.83807 | 0.80694 | 1.0172 | 1.2025 | 1.3697 | 1.4381 | 1.4702 | 1.5085 | 1.5353 | 1.5551 | 1.5558 | 1.6299 | 1.4569 | 1.325 | 1.2146 | 1.1095 | 1.0334 | 0.98078 | 0 | 0 | 0 | 0 | 0 | 0 | 0 | 0 | 0 | 0 | 0 | 0 | 0 | 0 | 0.0026576 | 0.0078296 | 0.010002 | 0.011745 | 0 | 0 | 0 | 0 | 0 | 0 | 58.5953 | 57.7269 | 57.4925 | 57.0086 | 55.9748 | 54.9236 | 55.2436 | 55.0158 | 58.4897 | 62.2809 | 66.9684 | 71.5806 | 74.3628 | 75.9817 | 76.9917 | 76.8253 | 74.8701 | 71.6924 | 68.4692 | 65.9107 | 64.0458 | 63.2094 | 62.3275 | 61.7489 | 0.0070149 | 0.008434 | 0.0041714 | 0.0053669 | 0.005958 | 0.011231 | 0.0075424 | 0.0040133 | 0.0041851 | 0.0048037 | 0.0056263 | 0.0059828 | 0.0058549 | 0.005943 | 0.0057459 | 0.0057103 | 0.0055848 | 0.005944 | 0.0053609 | 0.0054861 | 0.0056922 | 0.0049464 | 0.0056789 | 0.0060451
Portfolio Adjusted1-in-2Size: Under 20 kWOrange County2025December Monthly Peak | Portfolio Adjusted | 1-in-2 | Size: Under 20 kW | Orange County | 2025 | December Monthly Peak | 12 | 0.98882 | 0.96098 | 0.95181 | 0.94732 | 0.95123 | 0.99008 | 0.99732 | 0.92519 | 1.172 | 1.4011 | 1.5135 | 1.4882 | 1.4294 | 1.37 | 1.3498 | 1.336 | 1.4155 | 1.5888 | 1.4989 | 1.3717 | 1.2424 | 1.1513 | 1.0745 | 1.0182 | 0 | 0 | 0 | 0 | 0 | 0 | 0 | 0 | 0 | 0 | 0 | 0 | 0 | 0 | 0.0023366 | 0.0067265 | 0.0091004 | 0.011449 | 0 | 0 | 0 | 0 | 0 | 0 | 49.3387 | 48.6607 | 47.917 | 47.4532 | 46.9685 | 46.3529 | 46.0645 | 45.9119 | 46.6735 | 49.8847 | 53.4564 | 56.4381 | 58.7664 | 60.0087 | 60.6223 | 60.9305 | 60.5289 | 58.4898 | 55.8076 | 53.5424 | 51.7676 | 50.0071 | 48.5453 | 47.2994 | 0.0072513 | 0.008733 | 0.0043118 | 0.0055682 | 0.006209 | 0.011905 | 0.0089756 | 0.0046014 | 0.0048219 | 0.0055973 | 0.006217 | 0.0061912 | 0.0056923 | 0.0053972 | 0.0050518 | 0.0049058 | 0.0050814 | 0.0057941 | 0.0055154 | 0.0056795 | 0.0058222 | 0.0051329 | 0.005905 | 0.0062758
Portfolio Adjusted1-in-2Size: Under 20 kWOrange County2025Typical Event Day | Portfolio Adjusted | 1-in-2 | Size: Under 20 kW | Orange County | 2025 | Typical Event Day | 8 | 1.0671 | 1.0294 | 0.99265 | 0.99444 | 0.99573 | 1.0199 | 0.92 | 0.96636 | 1.3161 | 1.7247 | 2.06 | 2.2544 | 2.3473 | 2.4073 | 2.51 | 2.5124 | 2.4227 | 2.0432 | 1.6249 | 1.4728 | 1.4918 | 1.3255 | 1.1919 | 1.1104 | 0 | 0 | 0 | 0 | 0 | 0 | 0 | 0 | 0 | 0 | 0 | 0 | 0 | 0 | 0.0043449 | 0.01265 | 0.015575 | 0.014724 | 0 | 0 | 0 | 0 | 0 | 0 | 73.3074 | 72.2722 | 71.3376 | 70.544 | 69.8923 | 69.1323 | 68.7783 | 69.2066 | 71.5685 | 76.0906 | 80.9615 | 85.344 | 88.5623 | 90.5874 | 92.0242 | 92.662 | 92.6788 | 91.6873 | 90.0841 | 87.146 | 83.3643 | 80.0862 | 77.9471 | 76.379 | 0.0078255 | 0.0093544 | 0.0044968 | 0.0058451 | 0.0064995 | 0.012264 | 0.0082797 | 0.0048061 | 0.0054146 | 0.0068899 | 0.008462 | 0.0093788 | 0.0093477 | 0.0094838 | 0.0093939 | 0.0092257 | 0.0086968 | 0.0074514 | 0.0059789 | 0.0060981 | 0.0069909 | 0.0059098 | 0.0065501 | 0.0068438
Portfolio Adjusted1-in-2Size: Under 20 kWOrange County2026January Monthly Peak | Portfolio Adjusted | 1-in-2 | Size: Under 20 kW | Orange County | 2026 | January Monthly Peak | 1 | 1.0231 | 0.99669 | 0.9832 | 0.99065 | 0.99312 | 1.023 | 1.0516 | 1.0004 | 1.2702 | 1.5283 | 1.6416 | 1.589 | 1.4897 | 1.3682 | 1.2756 | 1.2265 | 1.2851 | 1.5201 | 1.5746 | 1.4343 | 1.2821 | 1.1943 | 1.1329 | 1.0774 | 0 | 0 | 0 | 0 | 0 | 0 | 0 | 0 | 0 | 0 | 0 | 0 | 0 | 0 | 0.0022082 | 0.0061753 | 0.008262 | 0.010954 | 0 | 0 | 0 | 0 | 0 | 0 | 45.7777 | 44.8228 | 44.2074 | 43.9504 | 43.4766 | 43.3222 | 42.8303 | 42.5295 | 42.6926 | 44.3604 | 47.4084 | 49.9367 | 51.6811 | 53.0922 | 53.9849 | 54.3473 | 54.1053 | 52.7011 | 51.0322 | 49.6468 | 48.6627 | 47.7918 | 47.0693 | 46.3341 | 0.0075026 | 0.0090574 | 0.004454 | 0.0058229 | 0.0064825 | 0.012302 | 0.0094637 | 0.0049754 | 0.0052258 | 0.0061054 | 0.0067434 | 0.0066108 | 0.0059324 | 0.0053902 | 0.0047741 | 0.0045038 | 0.0046132 | 0.0055436 | 0.0057937 | 0.0059389 | 0.0060084 | 0.0053248 | 0.0062257 | 0.0066408
Portfolio Adjusted1-in-2Size: Under 20 kWOrange County2026February Monthly Peak | Portfolio Adjusted | 1-in-2 | Size: Under 20 kW | Orange County | 2026 | February Monthly Peak | 2 | 1.0169 | 0.99287 | 0.98076 | 0.98872 | 0.99299 | 1.0179 | 0.989 | 0.93637 | 1.1853 | 1.4153 | 1.5374 | 1.5269 | 1.4738 | 1.3943 | 1.3403 | 1.3112 | 1.343 | 1.4231 | 1.576 | 1.4411 | 1.2928 | 1.198 | 1.1321 | 1.0745 | 0 | 0 | 0 | 0 | 0 | 0 | 0 | 0 | 0 | 0 | 0 | 0 | 0 | 0 | 0.0023201 | 0.0066017 | 0.0086343 | 0.010256 | 0 | 0 | 0 | 0 | 0 | 0 | 47.9693 | 47.7759 | 47.4036 | 47.0701 | 46.418 | 45.9976 | 45.9018 | 45.922 | 46.4488 | 48.0269 | 49.9424 | 51.7184 | 52.5082 | 52.8246 | 52.9884 | 52.5506 | 52.3085 | 51.7002 | 50.5386 | 49.1503 | 47.8381 | 47.4387 | 46.5623 | 45.4625 | 0.0074575 | 0.0090227 | 0.004443 | 0.0058115 | 0.0064817 | 0.01224 | 0.0089008 | 0.0046569 | 0.0048766 | 0.0056541 | 0.0063154 | 0.0063522 | 0.005869 | 0.005493 | 0.005016 | 0.0048148 | 0.0048211 | 0.00519 | 0.0057991 | 0.0059668 | 0.0060586 | 0.0053411 | 0.0062213 | 0.0066227
Portfolio Adjusted1-in-2Size: Under 20 kWOrange County2026March Monthly Peak | Portfolio Adjusted | 1-in-2 | Size: Under 20 kW | Orange County | 2026 | March Monthly Peak | 3 | 1.025 | 0.99544 | 0.97601 | 0.9766 | 0.98105 | 1.0113 | 1.0194 | 0.9508 | 1.1528 | 1.3841 | 1.5343 | 1.5356 | 1.4645 | 1.4069 | 1.3845 | 1.3776 | 1.3954 | 1.3193 | 1.3519 | 1.4229 | 1.3024 | 1.2177 | 1.1457 | 1.0876 | 0 | 0 | 0 | 0 | 0 | 0 | 0 | 0 | 0 | 0 | 0 | 0 | 0 | 0 | 0.0023966 | 0.0069361 | 0.0089713 | 0.0095075 | 0 | 0 | 0 | 0 | 0 | 0 | 48.0171 | 46.9265 | 45.9497 | 45.4119 | 45.1473 | 44.6497 | 44.2406 | 44.3208 | 46.2925 | 48.6483 | 50.9801 | 52.8511 | 53.9794 | 54.8577 | 55.3001 | 55.6422 | 55.452 | 54.9114 | 53.5411 | 51.5947 | 50.2594 | 49.0697 | 48.0789 | 47.2183 | 0.0075163 | 0.0090461 | 0.0044215 | 0.0057402 | 0.0064037 | 0.012161 | 0.0091745 | 0.0047287 | 0.0047429 | 0.0055292 | 0.0063025 | 0.0063885 | 0.0058323 | 0.0055425 | 0.0051815 | 0.0050587 | 0.0050093 | 0.0048114 | 0.0049746 | 0.0058914 | 0.0061036 | 0.0054291 | 0.0062961 | 0.0067032
Portfolio Adjusted1-in-2Size: Under 20 kWOrange County2026April Monthly Peak | Portfolio Adjusted | 1-in-2 | Size: Under 20 kW | Orange County | 2026 | April Monthly Peak | 4 | 0.99665 | 0.95645 | 0.935 | 0.9343 | 0.93379 | 0.9407 | 0.87024 | 0.80115 | 0.97493 | 1.191 | 1.3936 | 1.5039 | 1.5711 | 1.638 | 1.7182 | 1.7583 | 1.7137 | 1.4623 | 1.2298 | 1.2782 | 1.294 | 1.1851 | 1.0997 | 1.0453 | 0 | 0 | 0 | 0 | 0 | 0 | 0 | 0 | 0 | 0 | 0 | 0 | 0 | 0 | 0.0029743 | 0.0088527 | 0.011017 | 0.010538 | 0 | 0 | 0 | 0 | 0 | 0 | 62.7102 | 61.6962 | 60.3308 | 59.2797 | 58.3102 | 57.5567 | 57.2674 | 56.9386 | 59.3751 | 63.5538 | 68.1458 | 72.5145 | 75.8741 | 78.4319 | 80.0813 | 80.8458 | 81.0413 | 80.0127 | 78.0592 | 75.1625 | 71.1488 | 68.1538 | 65.8537 | 63.5854 | 0.0073087 | 0.0086918 | 0.0042357 | 0.0054916 | 0.0060952 | 0.011312 | 0.007832 | 0.0039845 | 0.0040111 | 0.004758 | 0.0057244 | 0.0062565 | 0.0062566 | 0.0064528 | 0.0064305 | 0.0064565 | 0.0061517 | 0.0053327 | 0.0045251 | 0.0052922 | 0.0060642 | 0.0052839 | 0.006043 | 0.0064426
Portfolio Adjusted1-in-2Size: Under 20 kWOrange County2026May Monthly Peak | Portfolio Adjusted | 1-in-2 | Size: Under 20 kW | Orange County | 2026 | May Monthly Peak | 5 | 1.0037 | 0.96263 | 0.93717 | 0.93062 | 0.93373 | 0.92964 | 0.79766 | 0.80937 | 1.0013 | 1.2265 | 1.4322 | 1.5464 | 1.6093 | 1.678 | 1.7564 | 1.7908 | 1.7481 | 1.4689 | 1.2175 | 1.1941 | 1.2981 | 1.1951 | 1.1041 | 1.0506 | 0 | 0 | 0 | 0 | 0 | 0 | 0 | 0 | 0 | 0 | 0 | 0 | 0 | 0 | 0.0030404 | 0.0090162 | 0.011238 | 0.010585 | 0 | 0 | 0 | 0 | 0 | 0 | 62.9439 | 62.251 | 61.3776 | 60.4213 | 59.5325 | 59.0385 | 58.8501 | 59.2603 | 60.9697 | 64.9615 | 69.5631 | 73.8463 | 77.9137 | 80.8757 | 82.3029 | 83.1362 | 83.1179 | 81.3504 | 78.9595 | 75.9186 | 71.8141 | 68.2571 | 66.3107 | 64.7923 | 0.0073606 | 0.008748 | 0.0042455 | 0.00547 | 0.0060949 | 0.011179 | 0.0071788 | 0.0040254 | 0.0041195 | 0.0048997 | 0.0058832 | 0.0064334 | 0.0064089 | 0.0066106 | 0.0065735 | 0.0065758 | 0.0062752 | 0.0053568 | 0.00448 | 0.0049441 | 0.0060834 | 0.0053282 | 0.0060673 | 0.0064752
Portfolio Adjusted1-in-2Size: Under 20 kWOrange County2026June Monthly Peak | Portfolio Adjusted | 1-in-2 | Size: Under 20 kW | Orange County | 2026 | June Monthly Peak | 6 | 1.0355 | 0.99153 | 0.96334 | 0.95497 | 0.96072 | 0.93321 | 0.79529 | 0.89374 | 1.1525 | 1.4615 | 1.7657 | 1.9374 | 2.0237 | 2.0964 | 2.1725 | 2.1829 | 2.1097 | 1.791 | 1.4539 | 1.2886 | 1.3636 | 1.2715 | 1.1631 | 1.0906 | 0 | 0 | 0 | 0 | 0 | 0 | 0 | 0 | 0 | 0 | 0 | 0 | 0 | 0 | 0.0037607 | 0.010991 | 0.013563 | 0.012906 | 0 | 0 | 0 | 0 | 0 | 0 | 68.2542 | 67.3225 | 66.3207 | 65.2056 | 64.4301 | 63.6045 | 62.8848 | 63.6582 | 66.629 | 71.574 | 76.6295 | 81.0726 | 84.1116 | 85.8597 | 87.423 | 88.1737 | 88.676 | 87.8534 | 86.4956 | 83.5207 | 79.417 | 75.2736 | 72.9229 | 71.1288 | 0.0075933 | 0.0090106 | 0.004364 | 0.0056131 | 0.006271 | 0.011222 | 0.0071574 | 0.004445 | 0.0047418 | 0.0058383 | 0.0072528 | 0.0080599 | 0.008059 | 0.0082589 | 0.0081308 | 0.0080159 | 0.0075732 | 0.0065315 | 0.0053498 | 0.0053354 | 0.0063902 | 0.0056689 | 0.0063915 | 0.0067222
Portfolio Adjusted1-in-2Size: Under 20 kWOrange County2026July Monthly Peak | Portfolio Adjusted | 1-in-2 | Size: Under 20 kW | Orange County | 2026 | July Monthly Peak | 7 | 1.0596 | 1.0186 | 0.98263 | 0.9851 | 0.98653 | 0.99242 | 0.84781 | 0.96914 | 1.3302 | 1.7494 | 2.1372 | 2.3323 | 2.4338 | 2.4855 | 2.5653 | 2.573 | 2.462 | 2.0662 | 1.6364 | 1.4145 | 1.4709 | 1.3431 | 1.2089 | 1.1283 | 0 | 0 | 0 | 0 | 0 | 0 | 0 | 0 | 0 | 0 | 0 | 0 | 0 | 0 | 0.0044406 | 0.012955 | 0.015829 | 0.014889 | 0 | 0 | 0 | 0 | 0 | 0 | 75.5467 | 74.6348 | 73.8211 | 73.0263 | 72.2912 | 71.5751 | 71.2077 | 72.0943 | 74.7404 | 78.4964 | 82.6894 | 86.5635 | 89.2425 | 90.9068 | 92.2452 | 92.7543 | 92.2001 | 90.9393 | 89.6796 | 87.862 | 85.0734 | 82.0263 | 79.6767 | 78.0691 | 0.0077702 | 0.0092568 | 0.0044514 | 0.0057902 | 0.0064395 | 0.011934 | 0.0076301 | 0.0048199 | 0.0054726 | 0.0069887 | 0.0087789 | 0.0097029 | 0.0096923 | 0.0097916 | 0.0096007 | 0.0094483 | 0.0088382 | 0.0075351 | 0.0060213 | 0.0058567 | 0.0068931 | 0.0059879 | 0.0066435 | 0.0069546
Portfolio Adjusted1-in-2Size: Under 20 kWOrange County2026August Monthly Peak | Portfolio Adjusted | 1-in-2 | Size: Under 20 kW | Orange County | 2026 | August Monthly Peak | 8 | 1.0809 | 1.0422 | 1.0029 | 1.005 | 1.0061 | 1.0317 | 0.93072 | 0.99139 | 1.369 | 1.8101 | 2.1704 | 2.3761 | 2.4747 | 2.5272 | 2.6208 | 2.6122 | 2.5157 | 2.1203 | 1.6818 | 1.5171 | 1.5253 | 1.3528 | 1.2145 | 1.1286 | 0 | 0 | 0 | 0 | 0 | 0 | 0 | 0 | 0 | 0 | 0 | 0 | 0 | 0 | 0.0045367 | 0.013152 | 0.016174 | 0.01528 | 0 | 0 | 0 | 0 | 0 | 0 | 75.598 | 74.2404 | 73.1343 | 72.4481 | 71.9015 | 71.1146 | 70.8248 | 70.8264 | 72.8622 | 77.9497 | 83.2001 | 87.7236 | 90.9113 | 93.0727 | 94.4275 | 95.0755 | 95.2004 | 94.2525 | 92.1465 | 88.6294 | 84.2284 | 81.2703 | 79.3739 | 77.7446 | 0.0079264 | 0.0094711 | 0.0045434 | 0.0059074 | 0.006567 | 0.012406 | 0.0083763 | 0.0049306 | 0.0056322 | 0.0072311 | 0.0089152 | 0.0098851 | 0.0098552 | 0.0099559 | 0.0098085 | 0.0095923 | 0.0090309 | 0.0077325 | 0.0061882 | 0.0062818 | 0.007148 | 0.0060312 | 0.006674 | 0.0069561
Portfolio Adjusted1-in-2Size: Under 20 kWOrange County2026September Monthly Peak | Portfolio Adjusted | 1-in-2 | Size: Under 20 kW | Orange County | 2026 | September Monthly Peak | 9 | 1.0609 | 1.0154 | 0.98314 | 0.98342 | 0.98693 | 1.0183 | 1.0011 | 0.98705 | 1.3375 | 1.7434 | 2.0928 | 2.2904 | 2.3952 | 2.4625 | 2.5132 | 2.5147 | 2.4246 | 2.0229 | 1.6268 | 1.6081 | 1.4761 | 1.3086 | 1.1827 | 1.1017 | 0 | 0 | 0 | 0 | 0 | 0 | 0 | 0 | 0 | 0 | 0 | 0 | 0 | 0 | 0.0043504 | 0.012661 | 0.015588 | 0.014578 | 0 | 0 | 0 | 0 | 0 | 0 | 73.8306 | 72.891 | 72.0743 | 71.4958 | 70.9465 | 70.2349 | 70.1959 | 70.2474 | 72.0423 | 76.3424 | 81.3272 | 86.0163 | 89.9838 | 92.5105 | 94.0009 | 94.6444 | 94.6386 | 93.7042 | 92.0147 | 88.572 | 84.7384 | 81.7747 | 79.8148 | 78.5734 | 0.0077799 | 0.0092279 | 0.0044538 | 0.0057804 | 0.0064421 | 0.012245 | 0.0090097 | 0.004909 | 0.0055027 | 0.0069648 | 0.0085968 | 0.0095287 | 0.0095384 | 0.009701 | 0.0094057 | 0.0092341 | 0.008704 | 0.0073774 | 0.0059859 | 0.0066584 | 0.0069176 | 0.0058344 | 0.0064993 | 0.0067905
Portfolio Adjusted1-in-2Size: Under 20 kWOrange County2026October Monthly Peak | Portfolio Adjusted | 1-in-2 | Size: Under 20 kW | Orange County | 2026 | October Monthly Peak | 10 | 0.99757 | 0.96767 | 0.93882 | 0.9412 | 0.93949 | 0.95753 | 1.0016 | 0.9081 | 1.1017 | 1.361 | 1.6204 | 1.7672 | 1.8501 | 1.9201 | 1.9992 | 2.0165 | 1.9464 | 1.6522 | 1.5376 | 1.4579 | 1.3292 | 1.2026 | 1.0967 | 1.0386 | 0 | 0 | 0 | 0 | 0 | 0 | 0 | 0 | 0 | 0 | 0 | 0 | 0 | 0 | 0.0034606 | 0.010153 | 0.012513 | 0.011906 | 0 | 0 | 0 | 0 | 0 | 0 | 65.7793 | 64.7168 | 63.8293 | 62.9658 | 62.2218 | 61.6701 | 61.4217 | 61.4793 | 62.7329 | 66.4462 | 72.2308 | 78.1757 | 83.7698 | 86.8744 | 87.7248 | 88.3522 | 88.6553 | 87.7696 | 85.1368 | 80.3154 | 76.7845 | 74.0352 | 71.8154 | 70.272 | 0.0073155 | 0.0087938 | 0.004253 | 0.0055322 | 0.0061324 | 0.011514 | 0.0090142 | 0.0045164 | 0.0045325 | 0.005437 | 0.006656 | 0.0073519 | 0.0073678 | 0.0075644 | 0.007482 | 0.0074048 | 0.006987 | 0.0060253 | 0.0056579 | 0.0060365 | 0.0062292 | 0.0053617 | 0.0060268 | 0.0064012
Portfolio Adjusted1-in-2Size: Under 20 kWOrange County2026November Monthly Peak | Portfolio Adjusted | 1-in-2 | Size: Under 20 kW | Orange County | 2026 | November Monthly Peak | 11 | 0.95659 | 0.92809 | 0.92082 | 0.91309 | 0.91277 | 0.93398 | 0.83807 | 0.80694 | 1.0172 | 1.2025 | 1.3697 | 1.4381 | 1.4702 | 1.5085 | 1.5353 | 1.5551 | 1.5558 | 1.6299 | 1.4569 | 1.325 | 1.2146 | 1.1095 | 1.0334 | 0.98078 | 0 | 0 | 0 | 0 | 0 | 0 | 0 | 0 | 0 | 0 | 0 | 0 | 0 | 0 | 0.0026576 | 0.0078296 | 0.010002 | 0.011745 | 0 | 0 | 0 | 0 | 0 | 0 | 58.5953 | 57.7269 | 57.4925 | 57.0086 | 55.9748 | 54.9236 | 55.2436 | 55.0158 | 58.4897 | 62.2809 | 66.9684 | 71.5806 | 74.3628 | 75.9817 | 76.9917 | 76.8253 | 74.8701 | 71.6924 | 68.4692 | 65.9107 | 64.0458 | 63.2094 | 62.3275 | 61.7489 | 0.0070149 | 0.008434 | 0.0041714 | 0.0053669 | 0.005958 | 0.011231 | 0.0075424 | 0.0040133 | 0.0041851 | 0.0048037 | 0.0056263 | 0.0059828 | 0.0058549 | 0.005943 | 0.0057459 | 0.0057103 | 0.0055848 | 0.005944 | 0.0053609 | 0.0054861 | 0.0056922 | 0.0049464 | 0.0056789 | 0.0060451
Portfolio Adjusted1-in-2Size: Under 20 kWOrange County2026December Monthly Peak | Portfolio Adjusted | 1-in-2 | Size: Under 20 kW | Orange County | 2026 | December Monthly Peak | 12 | 0.98882 | 0.96098 | 0.95181 | 0.94732 | 0.95123 | 0.99008 | 0.99732 | 0.92519 | 1.172 | 1.4011 | 1.5135 | 1.4882 | 1.4294 | 1.37 | 1.3498 | 1.336 | 1.4155 | 1.5888 | 1.4989 | 1.3717 | 1.2424 | 1.1513 | 1.0745 | 1.0182 | 0 | 0 | 0 | 0 | 0 | 0 | 0 | 0 | 0 | 0 | 0 | 0 | 0 | 0 | 0.0023366 | 0.0067265 | 0.0091004 | 0.011449 | 0 | 0 | 0 | 0 | 0 | 0 | 49.3387 | 48.6607 | 47.917 | 47.4532 | 46.9685 | 46.3529 | 46.0645 | 45.9119 | 46.6735 | 49.8847 | 53.4564 | 56.4381 | 58.7664 | 60.0087 | 60.6223 | 60.9305 | 60.5289 | 58.4898 | 55.8076 | 53.5424 | 51.7676 | 50.0071 | 48.5453 | 47.2994 | 0.0072513 | 0.008733 | 0.0043118 | 0.0055682 | 0.006209 | 0.011905 | 0.0089756 | 0.0046014 | 0.0048219 | 0.0055973 | 0.006217 | 0.0061912 | 0.0056923 | 0.0053972 | 0.0050518 | 0.0049058 | 0.0050814 | 0.0057941 | 0.0055154 | 0.0056795 | 0.0058222 | 0.0051329 | 0.005905 | 0.0062758
Portfolio Adjusted1-in-2Size: Under 20 kWOrange County2026Typical Event Day | Portfolio Adjusted | 1-in-2 | Size: Under 20 kW | Orange County | 2026 | Typical Event Day | 8 | 1.0671 | 1.0294 | 0.99265 | 0.99444 | 0.99573 | 1.0199 | 0.92 | 0.96636 | 1.3161 | 1.7247 | 2.06 | 2.2544 | 2.3473 | 2.4073 | 2.51 | 2.5124 | 2.4227 | 2.0432 | 1.6249 | 1.4728 | 1.4918 | 1.3255 | 1.1919 | 1.1104 | 0 | 0 | 0 | 0 | 0 | 0 | 0 | 0 | 0 | 0 | 0 | 0 | 0 | 0 | 0.0043449 | 0.01265 | 0.015575 | 0.014724 | 0 | 0 | 0 | 0 | 0 | 0 | 73.3074 | 72.2722 | 71.3376 | 70.544 | 69.8923 | 69.1323 | 68.7783 | 69.2066 | 71.5685 | 76.0906 | 80.9615 | 85.344 | 88.5623 | 90.5874 | 92.0242 | 92.662 | 92.6788 | 91.6873 | 90.0841 | 87.146 | 83.3643 | 80.0862 | 77.9471 | 76.379 | 0.0078255 | 0.0093544 | 0.0044968 | 0.0058451 | 0.0064995 | 0.012264 | 0.0082797 | 0.0048061 | 0.0054146 | 0.0068899 | 0.008462 | 0.0093788 | 0.0093477 | 0.0094838 | 0.0093939 | 0.0092257 | 0.0086968 | 0.0074514 | 0.0059789 | 0.0060981 | 0.0069909 | 0.0059098 | 0.0065501 | 0.0068438
Portfolio Adjusted1-in-10Size: Under 20 kWSouth of Lugo2015January Monthly Peak | Portfolio Adjusted | 1-in-10 | Size: Under 20 kW | South of Lugo | 2015 | January Monthly Peak | 1
Portfolio Adjusted1-in-10Size: Under 20 kWSouth of Lugo2015February Monthly Peak | Portfolio Adjusted | 1-in-10 | Size: Under 20 kW | South of Lugo | 2015 | February Monthly Peak | 2
Portfolio Adjusted1-in-10Size: Under 20 kWSouth of Lugo2015March Monthly Peak | Portfolio Adjusted | 1-in-10 | Size: Under 20 kW | South of Lugo | 2015 | March Monthly Peak | 3
Portfolio Adjusted1-in-10Size: Under 20 kWSouth of Lugo2015April Monthly Peak | Portfolio Adjusted | 1-in-10 | Size: Under 20 kW | South of Lugo | 2015 | April Monthly Peak | 4
Portfolio Adjusted1-in-10Size: Under 20 kWSouth of Lugo2015May Monthly Peak | Portfolio Adjusted | 1-in-10 | Size: Under 20 kW | South of Lugo | 2015 | May Monthly Peak | 5
Portfolio Adjusted1-in-10Size: Under 20 kWSouth of Lugo2015June Monthly Peak | Portfolio Adjusted | 1-in-10 | Size: Under 20 kW | South of Lugo | 2015 | June Monthly Peak | 6
Portfolio Adjusted1-in-10Size: Under 20 kWSouth of Lugo2015July Monthly Peak | Portfolio Adjusted | 1-in-10 | Size: Under 20 kW | South of Lugo | 2015 | July Monthly Peak | 7
Portfolio Adjusted1-in-10Size: Under 20 kWSouth of Lugo2015August Monthly Peak | Portfolio Adjusted | 1-in-10 | Size: Under 20 kW | South of Lugo | 2015 | August Monthly Peak | 8
Portfolio Adjusted1-in-10Size: Under 20 kWSouth of Lugo2015September Monthly Peak | Portfolio Adjusted | 1-in-10 | Size: Under 20 kW | South of Lugo | 2015 | September Monthly Peak | 9
Portfolio Adjusted1-in-10Size: Under 20 kWSouth of Lugo2015October Monthly Peak | Portfolio Adjusted | 1-in-10 | Size: Under 20 kW | South of Lugo | 2015 | October Monthly Peak | 10
Portfolio Adjusted1-in-10Size: Under 20 kWSouth of Lugo2015November Monthly Peak | Portfolio Adjusted | 1-in-10 | Size: Under 20 kW | South of Lugo | 2015 | November Monthly Peak | 11
Portfolio Adjusted1-in-10Size: Under 20 kWSouth of Lugo2015December Monthly Peak | Portfolio Adjusted | 1-in-10 | Size: Under 20 kW | South of Lugo | 2015 | December Monthly Peak | 12
Portfolio Adjusted1-in-10Size: Under 20 kWSouth of Lugo2015Typical Event Day | Portfolio Adjusted | 1-in-10 | Size: Under 20 kW | South of Lugo | 2015 | Typical Event Day | 8
Portfolio Adjusted1-in-10Size: Under 20 kWSouth of Lugo2016January Monthly Peak | Portfolio Adjusted | 1-in-10 | Size: Under 20 kW | South of Lugo | 2016 | January Monthly Peak | 1
Portfolio Adjusted1-in-10Size: Under 20 kWSouth of Lugo2016February Monthly Peak | Portfolio Adjusted | 1-in-10 | Size: Under 20 kW | South of Lugo | 2016 | February Monthly Peak | 2
Portfolio Adjusted1-in-10Size: Under 20 kWSouth of Lugo2016March Monthly Peak | Portfolio Adjusted | 1-in-10 | Size: Under 20 kW | South of Lugo | 2016 | March Monthly Peak | 3
Portfolio Adjusted1-in-10Size: Under 20 kWSouth of Lugo2016April Monthly Peak | Portfolio Adjusted | 1-in-10 | Size: Under 20 kW | South of Lugo | 2016 | April Monthly Peak | 4
Portfolio Adjusted1-in-10Size: Under 20 kWSouth of Lugo2016May Monthly Peak | Portfolio Adjusted | 1-in-10 | Size: Under 20 kW | South of Lugo | 2016 | May Monthly Peak | 5
Portfolio Adjusted1-in-10Size: Under 20 kWSouth of Lugo2016June Monthly Peak | Portfolio Adjusted | 1-in-10 | Size: Under 20 kW | South of Lugo | 2016 | June Monthly Peak | 6
Portfolio Adjusted1-in-10Size: Under 20 kWSouth of Lugo2016July Monthly Peak | Portfolio Adjusted | 1-in-10 | Size: Under 20 kW | South of Lugo | 2016 | July Monthly Peak | 7
Portfolio Adjusted1-in-10Size: Under 20 kWSouth of Lugo2016August Monthly Peak | Portfolio Adjusted | 1-in-10 | Size: Under 20 kW | South of Lugo | 2016 | August Monthly Peak | 8
Portfolio Adjusted1-in-10Size: Under 20 kWSouth of Lugo2016September Monthly Peak | Portfolio Adjusted | 1-in-10 | Size: Under 20 kW | South of Lugo | 2016 | September Monthly Peak | 9
Portfolio Adjusted1-in-10Size: Under 20 kWSouth of Lugo2016October Monthly Peak | Portfolio Adjusted | 1-in-10 | Size: Under 20 kW | South of Lugo | 2016 | October Monthly Peak | 10
Portfolio Adjusted1-in-10Size: Under 20 kWSouth of Lugo2016November Monthly Peak | Portfolio Adjusted | 1-in-10 | Size: Under 20 kW | South of Lugo | 2016 | November Monthly Peak | 11
Portfolio Adjusted1-in-10Size: Under 20 kWSouth of Lugo2016December Monthly Peak | Portfolio Adjusted | 1-in-10 | Size: Under 20 kW | South of Lugo | 2016 | December Monthly Peak | 12
Portfolio Adjusted1-in-10Size: Under 20 kWSouth of Lugo2016Typical Event Day | Portfolio Adjusted | 1-in-10 | Size: Under 20 kW | South of Lugo | 2016 | Typical Event Day | 8
Portfolio Adjusted1-in-10Size: Under 20 kWSouth of Lugo2017January Monthly Peak | Portfolio Adjusted | 1-in-10 | Size: Under 20 kW | South of Lugo | 2017 | January Monthly Peak | 1
Portfolio Adjusted1-in-10Size: Under 20 kWSouth of Lugo2017February Monthly Peak | Portfolio Adjusted | 1-in-10 | Size: Under 20 kW | South of Lugo | 2017 | February Monthly Peak | 2
Portfolio Adjusted1-in-10Size: Under 20 kWSouth of Lugo2017March Monthly Peak | Portfolio Adjusted | 1-in-10 | Size: Under 20 kW | South of Lugo | 2017 | March Monthly Peak | 3
Portfolio Adjusted1-in-10Size: Under 20 kWSouth of Lugo2017April Monthly Peak | Portfolio Adjusted | 1-in-10 | Size: Under 20 kW | South of Lugo | 2017 | April Monthly Peak | 4
Portfolio Adjusted1-in-10Size: Under 20 kWSouth of Lugo2017May Monthly Peak | Portfolio Adjusted | 1-in-10 | Size: Under 20 kW | South of Lugo | 2017 | May Monthly Peak | 5
Portfolio Adjusted1-in-10Size: Under 20 kWSouth of Lugo2017June Monthly Peak | Portfolio Adjusted | 1-in-10 | Size: Under 20 kW | South of Lugo | 2017 | June Monthly Peak | 6
Portfolio Adjusted1-in-10Size: Under 20 kWSouth of Lugo2017July Monthly Peak | Portfolio Adjusted | 1-in-10 | Size: Under 20 kW | South of Lugo | 2017 | July Monthly Peak | 7
Portfolio Adjusted1-in-10Size: Under 20 kWSouth of Lugo2017August Monthly Peak | Portfolio Adjusted | 1-in-10 | Size: Under 20 kW | South of Lugo | 2017 | August Monthly Peak | 8
Portfolio Adjusted1-in-10Size: Under 20 kWSouth of Lugo2017September Monthly Peak | Portfolio Adjusted | 1-in-10 | Size: Under 20 kW | South of Lugo | 2017 | September Monthly Peak | 9
Portfolio Adjusted1-in-10Size: Under 20 kWSouth of Lugo2017October Monthly Peak | Portfolio Adjusted | 1-in-10 | Size: Under 20 kW | South of Lugo | 2017 | October Monthly Peak | 10
Portfolio Adjusted1-in-10Size: Under 20 kWSouth of Lugo2017November Monthly Peak | Portfolio Adjusted | 1-in-10 | Size: Under 20 kW | South of Lugo | 2017 | November Monthly Peak | 11
Portfolio Adjusted1-in-10Size: Under 20 kWSouth of Lugo2017December Monthly Peak | Portfolio Adjusted | 1-in-10 | Size: Under 20 kW | South of Lugo | 2017 | December Monthly Peak | 12
Portfolio Adjusted1-in-10Size: Under 20 kWSouth of Lugo2017Typical Event Day | Portfolio Adjusted | 1-in-10 | Size: Under 20 kW | South of Lugo | 2017 | Typical Event Day | 8
Portfolio Adjusted1-in-10Size: Under 20 kWSouth of Lugo2018January Monthly Peak | Portfolio Adjusted | 1-in-10 | Size: Under 20 kW | South of Lugo | 2018 | January Monthly Peak | 1
Portfolio Adjusted1-in-10Size: Under 20 kWSouth of Lugo2018February Monthly Peak | Portfolio Adjusted | 1-in-10 | Size: Under 20 kW | South of Lugo | 2018 | February Monthly Peak | 2
Portfolio Adjusted1-in-10Size: Under 20 kWSouth of Lugo2018March Monthly Peak | Portfolio Adjusted | 1-in-10 | Size: Under 20 kW | South of Lugo | 2018 | March Monthly Peak | 3
Portfolio Adjusted1-in-10Size: Under 20 kWSouth of Lugo2018April Monthly Peak | Portfolio Adjusted | 1-in-10 | Size: Under 20 kW | South of Lugo | 2018 | April Monthly Peak | 4 | 0.82472 | 0.80381 | 0.78012 | 0.76991 | 0.75971 | 0.79004 | 0.77801 | 0.85801 | 1.092 | 1.4101 | 1.6874 | 1.8447 | 1.9285 | 1.9771 | 2.0016 | 1.982 | 1.8871 | 1.6077 | 1.3662 | 1.3364 | 1.2926 | 1.1351 | 0.96493 | 0.87638 | 0 | 0 | 0 | 0 | 0 | 0 | 0 | 0 | 0 | 0 | 0 | 0 | 0 | 0 | 0.0034648 | 0.0099789 | 0.012132 | 0.011586 | 0 | 0 | 0 | 0 | 0 | 0 | 70.0339 | 69.0958 | 67.525 | 65.9666 | 64.6253 | 63.7732 | 63.4127 | 63.4885 | 66.2105 | 71.8364 | 77.2507 | 82.3236 | 85.1894 | 85.7573 | 84.8714 | 84.8756 | 84.7852 | 84.9411 | 83.6056 | 79.6215 | 74.926 | 70.1803 | 67.895 | 66.9835 | 0.0060479 | 0.0073047 | 0.003534 | 0.0045254 | 0.0049589 | 0.0095001 | 0.0070019 | 0.0042673 | 0.0044928 | 0.0056333 | 0.0069314 | 0.0076744 | 0.00768 | 0.0077891 | 0.0074911 | 0.0072779 | 0.0067741 | 0.0058632 | 0.0050272 | 0.0055336 | 0.0060576 | 0.0050606 | 0.0053026 | 0.0054017
Portfolio Adjusted1-in-10Size: Under 20 kWSouth of Lugo2018May Monthly Peak | Portfolio Adjusted | 1-in-10 | Size: Under 20 kW | South of Lugo | 2018 | May Monthly Peak | 5 | 0.83156 | 0.80764 | 0.78134 | 0.76727 | 0.76272 | 0.78705 | 0.73007 | 0.84059 | 1.0806 | 1.3788 | 1.6589 | 1.8127 | 1.887 | 1.9298 | 1.954 | 1.943 | 1.8313 | 1.5696 | 1.3473 | 1.2607 | 1.2872 | 1.121 | 0.9649 | 0.88565 | 0 | 0 | 0 | 0 | 0 | 0 | 0 | 0 | 0 | 0 | 0 | 0 | 0 | 0 | 0.0033826 | 0.0097827 | 0.011774 | 0.011311 | 0 | 0 | 0 | 0 | 0 | 0 | 67.2352 | 66.7241 | 65.423 | 64.7571 | 64.2482 | 63.6514 | 63.917 | 63.99 | 66.8575 | 72.3116 | 77.427 | 81.0346 | 82.8325 | 83.4647 | 85.7794 | 87.0189 | 87.6498 | 86.4063 | 84.7509 | 82.6303 | 79.4843 | 75.5124 | 72.3417 | 70.0102 | 0.006098 | 0.0073394 | 0.0035396 | 0.0045098 | 0.0049786 | 0.0094641 | 0.0065704 | 0.0041806 | 0.0044459 | 0.0055081 | 0.0068144 | 0.0075414 | 0.0075145 | 0.0076024 | 0.0073132 | 0.0071348 | 0.0065741 | 0.0057241 | 0.0049576 | 0.0052201 | 0.0060322 | 0.004998 | 0.0053025 | 0.0054588
Portfolio Adjusted1-in-10Size: Under 20 kWSouth of Lugo2018June Monthly Peak | Portfolio Adjusted | 1-in-10 | Size: Under 20 kW | South of Lugo | 2018 | June Monthly Peak | 6 | 0.83506 | 0.81015 | 0.79619 | 0.78579 | 0.7864 | 0.79695 | 0.73914 | 0.86799 | 1.1129 | 1.425 | 1.7373 | 1.9122 | 1.9909 | 2.0543 | 2.0747 | 2.0532 | 1.929 | 1.635 | 1.3998 | 1.2541 | 1.2479 | 1.1197 | 0.97067 | 0.88238 | 0 | 0 | 0 | 0 | 0 | 0 | 0 | 0 | 0 | 0 | 0 | 0 | 0 | 0 | 0.0035915 | 0.010338 | 0.012401 | 0.011783 | 0 | 0 | 0 | 0 | 0 | 0 | 66.0758 | 65.6896 | 65.5235 | 65.6099 | 64.5954 | 63.8384 | 63.7771 | 64.5966 | 67.1317 | 71.2725 | 76.2196 | 79.6839 | 81.2016 | 81.0783 | 82.2954 | 82.5214 | 83.8485 | 83.6909 | 83.7318 | 81.9149 | 77.5259 | 73.58 | 71.1731 | 69.7791 | 0.0061237 | 0.0073623 | 0.0036068 | 0.0046187 | 0.0051332 | 0.0095831 | 0.0066521 | 0.0043169 | 0.0045786 | 0.0056926 | 0.0071364 | 0.0079554 | 0.0079286 | 0.0080931 | 0.0077648 | 0.0075395 | 0.0069246 | 0.0059628 | 0.0051507 | 0.0051927 | 0.0058484 | 0.0049921 | 0.0053342 | 0.0054386
Portfolio Adjusted1-in-10Size: Under 20 kWSouth of Lugo2018July Monthly Peak | Portfolio Adjusted | 1-in-10 | Size: Under 20 kW | South of Lugo | 2018 | July Monthly Peak | 7 | 0.85452 | 0.82924 | 0.80886 | 0.80579 | 0.80409 | 0.82862 | 0.79498 | 0.94648 | 1.2302 | 1.5732 | 1.8829 | 2.0705 | 2.1773 | 2.2334 | 2.2571 | 2.21 | 2.0884 | 1.7845 | 1.5143 | 1.3332 | 1.2947 | 1.1556 | 0.9999 | 0.91523 | 0 | 0 | 0 | 0 | 0 | 0 | 0 | 0 | 0 | 0 | 0 | 0 | 0 | 0 | 0.0039071 | 0.011127 | 0.013427 | 0.01286 | 0 | 0 | 0 | 0 | 0 | 0 | 69.5646 | 68.836 | 68.6106 | 68.4568 | 68.0836 | 67.8625 | 67.4396 | 67.5929 | 70.319 | 74.4124 | 77.9343 | 78.972 | 79.9994 | 81.4161 | 83.7706 | 84.7451 | 87.0734 | 85.5551 | 83.6608 | 80.7925 | 77.607 | 75.1487 | 73.4793 | 72.3898 | 0.0062664 | 0.0075357 | 0.0036642 | 0.0047363 | 0.0052486 | 0.0099639 | 0.0071547 | 0.0047072 | 0.0050615 | 0.0062847 | 0.0077345 | 0.008614 | 0.0086706 | 0.0087985 | 0.0084473 | 0.0081152 | 0.007497 | 0.0065079 | 0.005572 | 0.0055202 | 0.0060673 | 0.005152 | 0.0054948 | 0.005641
Portfolio Adjusted1-in-10Size: Under 20 kWSouth of Lugo2018August Monthly Peak | Portfolio Adjusted | 1-in-10 | Size: Under 20 kW | South of Lugo | 2018 | August Monthly Peak | 8 | 0.87161 | 0.8434 | 0.82564 | 0.81599 | 0.81283 | 0.83489 | 0.83422 | 0.97505 | 1.2943 | 1.6938 | 2.0172 | 2.255 | 2.3547 | 2.4069 | 2.428 | 2.4104 | 2.2851 | 1.9309 | 1.6105 | 1.4522 | 1.3755 | 1.1858 | 1.0128 | 0.92918 | 0 | 0 | 0 | 0 | 0 | 0 | 0 | 0 | 0 | 0 | 0 | 0 | 0 | 0 | 0.004203 | 0.012136 | 0.014691 | 0.013915 | 0 | 0 | 0 | 0 | 0 | 0 | 70.2935 | 69.9147 | 69.8433 | 69.5551 | 69.1269 | 68.9717 | 68.8678 | 69.141 | 71.4586 | 75.2241 | 78.5224 | 81.7889 | 84.2306 | 85.5078 | 85.9473 | 87.1537 | 87.5999 | 88.043 | 87.1778 | 83.3464 | 78.3159 | 74.9976 | 73.0228 | 71.7888 | 0.0063918 | 0.0076644 | 0.0037403 | 0.0047962 | 0.0053057 | 0.010039 | 0.0075078 | 0.0048493 | 0.0053249 | 0.0067667 | 0.0082861 | 0.0093812 | 0.009377 | 0.009482 | 0.0090869 | 0.0088513 | 0.0082029 | 0.0070418 | 0.0059261 | 0.0060129 | 0.0064463 | 0.0052868 | 0.0055654 | 0.0057271
Portfolio Adjusted1-in-10Size: Under 20 kWSouth of Lugo2018September Monthly Peak | Portfolio Adjusted | 1-in-10 | Size: Under 20 kW | South of Lugo | 2018 | September Monthly Peak | 9 | 0.86527 | 0.85499 | 0.83295 | 0.82443 | 0.82424 | 0.86077 | 0.91693 | 1.0307 | 1.4169 | 1.9102 | 2.2496 | 2.4812 | 2.5857 | 2.5935 | 2.5975 | 2.557 | 2.3902 | 1.9869 | 1.6441 | 1.5968 | 1.3938 | 1.1963 | 1.0085 | 0.92386 | 0 | 0 | 0 | 0 | 0 | 0 | 0 | 0 | 0 | 0 | 0 | 0 | 0 | 0 | 0.0044964 | 0.012874 | 0.015367 | 0.014318 | 0 | 0 | 0 | 0 | 0 | 0 | 73.5347 | 72.7206 | 72.2478 | 71.9517 | 71.3445 | 70.8523 | 70.7241 | 70.961 | 73.0539 | 77.181 | 81.9383 | 87.3203 | 91.3237 | 94.5073 | 94.3933 | 94.3894 | 93.928 | 92.8587 | 91.5444 | 88.9923 | 85.2287 | 80.0827 | 76.808 | 74.8849 | 0.0063453 | 0.0077698 | 0.0037734 | 0.0048458 | 0.0053801 | 0.010351 | 0.0082521 | 0.0051262 | 0.0058293 | 0.0076309 | 0.0092407 | 0.010323 | 0.010297 | 0.010217 | 0.0097213 | 0.0093896 | 0.0085803 | 0.007246 | 0.0060496 | 0.0066115 | 0.0065319 | 0.0053337 | 0.0055423 | 0.0056942
Portfolio Adjusted1-in-10Size: Under 20 kWSouth of Lugo2018October Monthly Peak | Portfolio Adjusted | 1-in-10 | Size: Under 20 kW | South of Lugo | 2018 | October Monthly Peak | 10 | 0.81287 | 0.79491 | 0.77441 | 0.77081 | 0.76684 | 0.78609 | 0.87183 | 0.905 | 1.1544 | 1.5555 | 1.8588 | 2.0407 | 2.1335 | 2.1679 | 2.2019 | 2.1799 | 2.0457 | 1.6772 | 1.5129 | 1.4468 | 1.2824 | 1.1015 | 0.9297 | 0.85658 | 0 | 0 | 0 | 0 | 0 | 0 | 0 | 0 | 0 | 0 | 0 | 0 | 0 | 0 | 0.0038116 | 0.010976 | 0.013152 | 0.012086 | 0 | 0 | 0 | 0 | 0 | 0 | 71.5427 | 71.0959 | 70.1818 | 69.2397 | 68.2375 | 68.0548 | 68.1726 | 68.3121 | 69.4567 | 72.249 | 76.6512 | 81.6124 | 84.2332 | 85.4516 | 85.9133 | 86.4192 | 85.4951 | 82.7711 | 79.1389 | 77.017 | 75.0383 | 73.6158 | 72.4192 | 71.2612 | 0.005961 | 0.0072238 | 0.0035082 | 0.0045307 | 0.0050055 | 0.0094526 | 0.0078463 | 0.0045009 | 0.0047495 | 0.0062142 | 0.0076354 | 0.00849 | 0.0084964 | 0.0085405 | 0.0082407 | 0.0080049 | 0.0073435 | 0.0061165 | 0.005567 | 0.0059903 | 0.0060097 | 0.0049108 | 0.005109 | 0.0052796
Portfolio Adjusted1-in-10Size: Under 20 kWSouth of Lugo2018November Monthly Peak | Portfolio Adjusted | 1-in-10 | Size: Under 20 kW | South of Lugo | 2018 | November Monthly Peak | 11 | 0.78038 | 0.76648 | 0.76724 | 0.76149 | 0.75383 | 0.78191 | 0.79383 | 0.82396 | 1.0205 | 1.2738 | 1.5002 | 1.6208 | 1.6694 | 1.7077 | 1.7073 | 1.6828 | 1.6027 | 1.5648 | 1.3698 | 1.2372 | 1.118 | 0.96884 | 0.87293 | 0.81128 | 0 | 0 | 0 | 0 | 0 | 0 | 0 | 0 | 0 | 0 | 0 | 0 | 0 | 0 | 0.0029554 | 0.0084726 | 0.010304 | 0.011276 | 0 | 0 | 0 | 0 | 0 | 0 | 64.1132 | 62.3913 | 61.5483 | 60.026 | 59.0968 | 58.3572 | 57.6301 | 58.6302 | 61.4305 | 66.7788 | 72.377 | 76.604 | 78.6248 | 80.0998 | 80.7848 | 80.1963 | 78.8041 | 76.748 | 74.7733 | 72.028 | 70.3534 | 68.9653 | 67.1302 | 65.9158 | 0.0057228 | 0.0069654 | 0.0034757 | 0.0044759 | 0.0049206 | 0.0094023 | 0.0071443 | 0.0040979 | 0.0041985 | 0.0050885 | 0.0061626 | 0.0067431 | 0.006648 | 0.0067275 | 0.0063898 | 0.0061793 | 0.0057533 | 0.0057066 | 0.0050402 | 0.0051226 | 0.0052394 | 0.0043195 | 0.0047971 | 0.0050004
Portfolio Adjusted1-in-10Size: Under 20 kWSouth of Lugo2018December Monthly Peak | Portfolio Adjusted | 1-in-10 | Size: Under 20 kW | South of Lugo | 2018 | December Monthly Peak | 12 | 0.78571 | 0.78856 | 0.78881 | 0.78117 | 0.77991 | 0.845 | 0.97916 | 1.0412 | 1.2691 | 1.5104 | 1.6189 | 1.603 | 1.5096 | 1.3947 | 1.3305 | 1.2819 | 1.2873 | 1.3462 | 1.3105 | 1.2021 | 1.0878 | 0.96589 | 0.87109 | 0.81682 | 0 | 0 | 0 | 0 | 0 | 0 | 0 | 0 | 0 | 0 | 0 | 0 | 0 | 0 | 0.0023032 | 0.0064543 | 0.0082763 | 0.0097014 | 0 | 0 | 0 | 0 | 0 | 0 | 47.0607 | 46.4618 | 45.5664 | 44.8756 | 44.3193 | 43.2573 | 43.9097 | 44.3447 | 45.6894 | 47.8076 | 50.3759 | 52.1678 | 53.2235 | 52.9319 | 52.9317 | 52.8567 | 52.5312 | 51.3051 | 50.1239 | 49.3555 | 48.356 | 47.735 | 46.9571 | 46.687 | 0.0057618 | 0.0071661 | 0.0035734 | 0.0045916 | 0.0050908 | 0.010161 | 0.0088121 | 0.0051781 | 0.0052213 | 0.0060339 | 0.0066501 | 0.0066689 | 0.0060116 | 0.0054944 | 0.0049796 | 0.0047073 | 0.0046212 | 0.0049096 | 0.0048221 | 0.0049773 | 0.0050978 | 0.0043063 | 0.004787 | 0.0050345
Portfolio Adjusted1-in-10Size: Under 20 kWSouth of Lugo2018Typical Event Day | Portfolio Adjusted | 1-in-10 | Size: Under 20 kW | South of Lugo | 2018 | Typical Event Day | 8 | 0.8693 | 0.84119 | 0.82359 | 0.81385 | 0.81092 | 0.8325 | 0.83096 | 0.96961 | 1.2831 | 1.6774 | 1.998 | 2.2324 | 2.3323 | 2.3859 | 2.4082 | 2.391 | 2.2675 | 1.9179 | 1.6001 | 1.4435 | 1.3696 | 1.1812 | 1.0092 | 0.92636 | 0 | 0 | 0 | 0 | 0 | 0 | 0 | 0 | 0 | 0 | 0 | 0 | 0 | 0 | 0.0041687 | 0.012039 | 0.014578 | 0.013821 | 0 | 0 | 0 | 0 | 0 | 0 | 69.8672 | 69.2902 | 69.0563 | 68.8934 | 68.2876 | 67.8812 | 67.7021 | 68.0729 | 70.4908 | 74.5225 | 78.6536 | 81.9413 | 84.1888 | 85.6274 | 86.6017 | 87.2024 | 88.1125 | 87.5369 | 86.5287 | 83.7615 | 79.6694 | 75.9522 | 73.6208 | 72.2106 | 0.0063748 | 0.0076444 | 0.003731 | 0.0047836 | 0.0052932 | 0.010011 | 0.0074784 | 0.0048223 | 0.0052789 | 0.0067012 | 0.0082074 | 0.0092875 | 0.0092879 | 0.0093993 | 0.0090128 | 0.0087801 | 0.00814 | 0.0069943 | 0.0058878 | 0.005977 | 0.0064183 | 0.0052662 | 0.0055461 | 0.0057097
Portfolio Adjusted1-in-10Size: Under 20 kWSouth of Lugo2019January Monthly Peak | Portfolio Adjusted | 1-in-10 | Size: Under 20 kW | South of Lugo | 2019 | January Monthly Peak | 1 | 0.76873 | 0.7769 | 0.76205 | 0.77199 | 0.77177 | 0.8296 | 0.98102 | 1.0237 | 1.2503 | 1.5291 | 1.6223 | 1.5879 | 1.4802 | 1.3453 | 1.2842 | 1.2404 | 1.2091 | 1.2995 | 1.3193 | 1.2048 | 1.1041 | 0.97204 | 0.86729 | 0.7963 | 0 | 0 | 0 | 0 | 0 | 0 | 0 | 0 | 0 | 0 | 0 | 0 | 0 | 0 | 0.0022229 | 0.0062454 | 0.0077736 | 0.0093644 | 0 | 0 | 0 | 0 | 0 | 0 | 46.3036 | 46.2065 | 45.6045 | 44.8749 | 44.5766 | 44.2041 | 43.0954 | 42.8225 | 43.8173 | 46.4738 | 48.5234 | 50.6014 | 52.6958 | 53.711 | 54.6643 | 54.8857 | 54.4622 | 53.4606 | 51.8908 | 50.8413 | 50.0564 | 49.6911 | 49.4624 | 48.346 | 0.0056373 | 0.0070601 | 0.0034522 | 0.0045376 | 0.0050376 | 0.0099758 | 0.0088289 | 0.0050914 | 0.0051439 | 0.0061087 | 0.0066638 | 0.0066061 | 0.0058946 | 0.0052999 | 0.0048061 | 0.0045549 | 0.0043405 | 0.004739 | 0.0048544 | 0.0049885 | 0.0051742 | 0.0043337 | 0.0047661 | 0.004908
Portfolio Adjusted1-in-10Size: Under 20 kWSouth of Lugo2019February Monthly Peak | Portfolio Adjusted | 1-in-10 | Size: Under 20 kW | South of Lugo | 2019 | February Monthly Peak | 2 | 0.75394 | 0.7582 | 0.74559 | 0.74796 | 0.7427 | 0.78373 | 0.85724 | 0.86388 | 1.0182 | 1.2726 | 1.4182 | 1.4348 | 1.4237 | 1.4046 | 1.386 | 1.3589 | 1.2854 | 1.238 | 1.2973 | 1.1908 | 1.1063 | 0.96838 | 0.85995 | 0.78588 | 0 | 0 | 0 | 0 | 0 | 0 | 0 | 0 | 0 | 0 | 0 | 0 | 0 | 0 | 0.0023993 | 0.0068418 | 0.0082638 | 0.0089217 | 0 | 0 | 0 | 0 | 0 | 0 | 51.8044 | 51.1166 | 50.367 | 49.3708 | 48.614 | 48.3799 | 47.6092 | 47.3239 | 48.7283 | 52.3711 | 56.2549 | 60.0781 | 62.012 | 63.3931 | 63.7957 | 63.6583 | 63.1195 | 62.2832 | 60.0397 | 58.0077 | 56.4366 | 55.2499 | 54.2709 | 53.0074 | 0.0055288 | 0.0068902 | 0.0033776 | 0.0043963 | 0.0048479 | 0.0094242 | 0.007715 | 0.0042965 | 0.0041892 | 0.005084 | 0.0058258 | 0.005969 | 0.0056697 | 0.0055336 | 0.0051873 | 0.0049899 | 0.0046142 | 0.004515 | 0.0047734 | 0.0049306 | 0.0051845 | 0.0043174 | 0.0047257 | 0.0048438
Portfolio Adjusted1-in-10Size: Under 20 kWSouth of Lugo2019March Monthly Peak | Portfolio Adjusted | 1-in-10 | Size: Under 20 kW | South of Lugo | 2019 | March Monthly Peak | 3 | 0.77511 | 0.76289 | 0.75506 | 0.74607 | 0.73881 | 0.76768 | 0.84308 | 0.83894 | 0.96627 | 1.2 | 1.4335 | 1.531 | 1.6051 | 1.6571 | 1.6879 | 1.6883 | 1.6076 | 1.404 | 1.2486 | 1.2616 | 1.1741 | 1.0308 | 0.88719 | 0.81871 | 0 | 0 | 0 | 0 | 0 | 0 | 0 | 0 | 0 | 0 | 0 | 0 | 0 | 0 | 0.0029218 | 0.0085003 | 0.010335 | 0.010117 | 0 | 0 | 0 | 0 | 0 | 0 | 60.9509 | 59.3122 | 58.6397 | 58.0035 | 57.1199 | 55.4046 | 54.8671 | 55.5163 | 58.8706 | 64.1188 | 69.4921 | 73.9057 | 76.6141 | 77.5624 | 78.1413 | 78.1632 | 77.1645 | 76.2182 | 74.7074 | 72.225 | 69.6465 | 66.1964 | 63.1631 | 60.9891 | 0.0056841 | 0.0069328 | 0.0034205 | 0.0043853 | 0.0048225 | 0.0092312 | 0.0075875 | 0.0041724 | 0.0039755 | 0.004794 | 0.0058883 | 0.0063692 | 0.0063922 | 0.0065284 | 0.0063171 | 0.0061995 | 0.0057708 | 0.00512 | 0.0045942 | 0.0052237 | 0.0055023 | 0.0045958 | 0.0048754 | 0.0050461
Portfolio Adjusted1-in-10Size: Under 20 kWSouth of Lugo2019April Monthly Peak | Portfolio Adjusted | 1-in-10 | Size: Under 20 kW | South of Lugo | 2019 | April Monthly Peak | 4 | 0.82472 | 0.80381 | 0.78012 | 0.76991 | 0.75971 | 0.79004 | 0.77801 | 0.85801 | 1.092 | 1.4101 | 1.6874 | 1.8447 | 1.9285 | 1.9771 | 2.0016 | 1.982 | 1.8871 | 1.6077 | 1.3662 | 1.3364 | 1.2926 | 1.1351 | 0.96493 | 0.87638 | 0 | 0 | 0 | 0 | 0 | 0 | 0 | 0 | 0 | 0 | 0 | 0 | 0 | 0 | 0.0034648 | 0.0099789 | 0.012132 | 0.011586 | 0 | 0 | 0 | 0 | 0 | 0 | 70.0339 | 69.0958 | 67.525 | 65.9666 | 64.6253 | 63.7732 | 63.4127 | 63.4885 | 66.2105 | 71.8364 | 77.2507 | 82.3236 | 85.1894 | 85.7573 | 84.8714 | 84.8756 | 84.7852 | 84.9411 | 83.6056 | 79.6215 | 74.926 | 70.1803 | 67.895 | 66.9835 | 0.0060479 | 0.0073047 | 0.003534 | 0.0045254 | 0.0049589 | 0.0095001 | 0.0070019 | 0.0042673 | 0.0044928 | 0.0056333 | 0.0069314 | 0.0076744 | 0.00768 | 0.0077891 | 0.0074911 | 0.0072779 | 0.0067741 | 0.0058632 | 0.0050272 | 0.0055336 | 0.0060576 | 0.0050606 | 0.0053026 | 0.0054017
Portfolio Adjusted1-in-10Size: Under 20 kWSouth of Lugo2019May Monthly Peak | Portfolio Adjusted | 1-in-10 | Size: Under 20 kW | South of Lugo | 2019 | May Monthly Peak | 5 | 0.83156 | 0.80764 | 0.78134 | 0.76727 | 0.76272 | 0.78705 | 0.73007 | 0.84059 | 1.0806 | 1.3788 | 1.6589 | 1.8127 | 1.887 | 1.9298 | 1.954 | 1.943 | 1.8313 | 1.5696 | 1.3473 | 1.2607 | 1.2872 | 1.121 | 0.9649 | 0.88565 | 0 | 0 | 0 | 0 | 0 | 0 | 0 | 0 | 0 | 0 | 0 | 0 | 0 | 0 | 0.0033826 | 0.0097827 | 0.011774 | 0.011311 | 0 | 0 | 0 | 0 | 0 | 0 | 67.2352 | 66.7241 | 65.423 | 64.7571 | 64.2482 | 63.6514 | 63.917 | 63.99 | 66.8575 | 72.3116 | 77.427 | 81.0346 | 82.8325 | 83.4647 | 85.7794 | 87.0189 | 87.6498 | 86.4063 | 84.7509 | 82.6303 | 79.4843 | 75.5124 | 72.3417 | 70.0102 | 0.006098 | 0.0073394 | 0.0035396 | 0.0045098 | 0.0049786 | 0.0094641 | 0.0065704 | 0.0041806 | 0.0044459 | 0.0055081 | 0.0068144 | 0.0075414 | 0.0075145 | 0.0076024 | 0.0073132 | 0.0071348 | 0.0065741 | 0.0057241 | 0.0049576 | 0.0052201 | 0.0060322 | 0.004998 | 0.0053025 | 0.0054588
Portfolio Adjusted1-in-10Size: Under 20 kWSouth of Lugo2019June Monthly Peak | Portfolio Adjusted | 1-in-10 | Size: Under 20 kW | South of Lugo | 2019 | June Monthly Peak | 6 | 0.83506 | 0.81015 | 0.79619 | 0.78579 | 0.7864 | 0.79695 | 0.73914 | 0.86799 | 1.1129 | 1.425 | 1.7373 | 1.9122 | 1.9909 | 2.0543 | 2.0747 | 2.0532 | 1.929 | 1.635 | 1.3998 | 1.2541 | 1.2479 | 1.1197 | 0.97067 | 0.88238 | 0 | 0 | 0 | 0 | 0 | 0 | 0 | 0 | 0 | 0 | 0 | 0 | 0 | 0 | 0.0035915 | 0.010338 | 0.012401 | 0.011783 | 0 | 0 | 0 | 0 | 0 | 0 | 66.0758 | 65.6896 | 65.5235 | 65.6099 | 64.5954 | 63.8384 | 63.7771 | 64.5966 | 67.1317 | 71.2725 | 76.2196 | 79.6839 | 81.2016 | 81.0783 | 82.2954 | 82.5214 | 83.8485 | 83.6909 | 83.7318 | 81.9149 | 77.5259 | 73.58 | 71.1731 | 69.7791 | 0.0061237 | 0.0073623 | 0.0036068 | 0.0046187 | 0.0051332 | 0.0095831 | 0.0066521 | 0.0043169 | 0.0045786 | 0.0056926 | 0.0071364 | 0.0079554 | 0.0079286 | 0.0080931 | 0.0077648 | 0.0075395 | 0.0069246 | 0.0059628 | 0.0051507 | 0.0051927 | 0.0058484 | 0.0049921 | 0.0053342 | 0.0054386
Portfolio Adjusted1-in-10Size: Under 20 kWSouth of Lugo2019July Monthly Peak | Portfolio Adjusted | 1-in-10 | Size: Under 20 kW | South of Lugo | 2019 | July Monthly Peak | 7 | 0.85452 | 0.82924 | 0.80886 | 0.80579 | 0.80409 | 0.82862 | 0.79498 | 0.94648 | 1.2302 | 1.5732 | 1.8829 | 2.0705 | 2.1773 | 2.2334 | 2.2571 | 2.21 | 2.0884 | 1.7845 | 1.5143 | 1.3332 | 1.2947 | 1.1556 | 0.9999 | 0.91523 | 0 | 0 | 0 | 0 | 0 | 0 | 0 | 0 | 0 | 0 | 0 | 0 | 0 | 0 | 0.0039071 | 0.011127 | 0.013427 | 0.01286 | 0 | 0 | 0 | 0 | 0 | 0 | 69.5646 | 68.836 | 68.6106 | 68.4568 | 68.0836 | 67.8625 | 67.4396 | 67.5929 | 70.319 | 74.4124 | 77.9343 | 78.972 | 79.9994 | 81.4161 | 83.7706 | 84.7451 | 87.0734 | 85.5551 | 83.6608 | 80.7925 | 77.607 | 75.1487 | 73.4793 | 72.3898 | 0.0062664 | 0.0075357 | 0.0036642 | 0.0047363 | 0.0052486 | 0.0099639 | 0.0071547 | 0.0047072 | 0.0050615 | 0.0062847 | 0.0077345 | 0.008614 | 0.0086706 | 0.0087985 | 0.0084473 | 0.0081152 | 0.007497 | 0.0065079 | 0.005572 | 0.0055202 | 0.0060673 | 0.005152 | 0.0054948 | 0.005641
Portfolio Adjusted1-in-10Size: Under 20 kWSouth of Lugo2019August Monthly Peak | Portfolio Adjusted | 1-in-10 | Size: Under 20 kW | South of Lugo | 2019 | August Monthly Peak | 8 | 0.87161 | 0.8434 | 0.82564 | 0.81599 | 0.81283 | 0.83489 | 0.83422 | 0.97505 | 1.2943 | 1.6938 | 2.0172 | 2.255 | 2.3547 | 2.4069 | 2.428 | 2.4104 | 2.2851 | 1.9309 | 1.6105 | 1.4522 | 1.3755 | 1.1858 | 1.0128 | 0.92918 | 0 | 0 | 0 | 0 | 0 | 0 | 0 | 0 | 0 | 0 | 0 | 0 | 0 | 0 | 0.004203 | 0.012136 | 0.014691 | 0.013915 | 0 | 0 | 0 | 0 | 0 | 0 | 70.2935 | 69.9147 | 69.8433 | 69.5551 | 69.1269 | 68.9717 | 68.8678 | 69.141 | 71.4586 | 75.2241 | 78.5224 | 81.7889 | 84.2306 | 85.5078 | 85.9473 | 87.1537 | 87.5999 | 88.043 | 87.1778 | 83.3464 | 78.3159 | 74.9976 | 73.0228 | 71.7888 | 0.0063918 | 0.0076644 | 0.0037403 | 0.0047962 | 0.0053057 | 0.010039 | 0.0075078 | 0.0048493 | 0.0053249 | 0.0067667 | 0.0082861 | 0.0093812 | 0.009377 | 0.009482 | 0.0090869 | 0.0088513 | 0.0082029 | 0.0070418 | 0.0059261 | 0.0060129 | 0.0064463 | 0.0052868 | 0.0055654 | 0.0057271
Portfolio Adjusted1-in-10Size: Under 20 kWSouth of Lugo2019September Monthly Peak | Portfolio Adjusted | 1-in-10 | Size: Under 20 kW | South of Lugo | 2019 | September Monthly Peak | 9 | 0.86527 | 0.85499 | 0.83295 | 0.82443 | 0.82424 | 0.86077 | 0.91693 | 1.0307 | 1.4169 | 1.9102 | 2.2496 | 2.4812 | 2.5857 | 2.5935 | 2.5975 | 2.557 | 2.3902 | 1.9869 | 1.6441 | 1.5968 | 1.3938 | 1.1963 | 1.0085 | 0.92386 | 0 | 0 | 0 | 0 | 0 | 0 | 0 | 0 | 0 | 0 | 0 | 0 | 0 | 0 | 0.0044964 | 0.012874 | 0.015367 | 0.014318 | 0 | 0 | 0 | 0 | 0 | 0 | 73.5347 | 72.7206 | 72.2478 | 71.9517 | 71.3445 | 70.8523 | 70.7241 | 70.961 | 73.0539 | 77.181 | 81.9383 | 87.3203 | 91.3237 | 94.5073 | 94.3933 | 94.3894 | 93.928 | 92.8587 | 91.5444 | 88.9923 | 85.2287 | 80.0827 | 76.808 | 74.8849 | 0.0063453 | 0.0077698 | 0.0037734 | 0.0048458 | 0.0053801 | 0.010351 | 0.0082521 | 0.0051262 | 0.0058293 | 0.0076309 | 0.0092407 | 0.010323 | 0.010297 | 0.010217 | 0.0097213 | 0.0093896 | 0.0085803 | 0.007246 | 0.0060496 | 0.0066115 | 0.0065319 | 0.0053337 | 0.0055423 | 0.0056942
Portfolio Adjusted1-in-10Size: Under 20 kWSouth of Lugo2019October Monthly Peak | Portfolio Adjusted | 1-in-10 | Size: Under 20 kW | South of Lugo | 2019 | October Monthly Peak | 10 | 0.81287 | 0.79491 | 0.77441 | 0.77081 | 0.76684 | 0.78609 | 0.87183 | 0.905 | 1.1544 | 1.5555 | 1.8588 | 2.0407 | 2.1335 | 2.1679 | 2.2019 | 2.1799 | 2.0457 | 1.6772 | 1.5129 | 1.4468 | 1.2824 | 1.1015 | 0.9297 | 0.85658 | 0 | 0 | 0 | 0 | 0 | 0 | 0 | 0 | 0 | 0 | 0 | 0 | 0 | 0 | 0.0038116 | 0.010976 | 0.013152 | 0.012086 | 0 | 0 | 0 | 0 | 0 | 0 | 71.5427 | 71.0959 | 70.1818 | 69.2397 | 68.2375 | 68.0548 | 68.1726 | 68.3121 | 69.4567 | 72.249 | 76.6512 | 81.6124 | 84.2332 | 85.4516 | 85.9133 | 86.4192 | 85.4951 | 82.7711 | 79.1389 | 77.017 | 75.0382 | 73.6158 | 72.4192 | 71.2612 | 0.005961 | 0.0072238 | 0.0035082 | 0.0045307 | 0.0050055 | 0.0094526 | 0.0078463 | 0.0045009 | 0.0047495 | 0.0062142 | 0.0076354 | 0.00849 | 0.0084964 | 0.0085405 | 0.0082407 | 0.0080049 | 0.0073435 | 0.0061165 | 0.005567 | 0.0059903 | 0.0060097 | 0.0049108 | 0.005109 | 0.0052796
Portfolio Adjusted1-in-10Size: Under 20 kWSouth of Lugo2019November Monthly Peak | Portfolio Adjusted | 1-in-10 | Size: Under 20 kW | South of Lugo | 2019 | November Monthly Peak | 11 | 0.78038 | 0.76648 | 0.76724 | 0.76149 | 0.75383 | 0.78191 | 0.79383 | 0.82396 | 1.0205 | 1.2738 | 1.5002 | 1.6208 | 1.6694 | 1.7077 | 1.7073 | 1.6828 | 1.6027 | 1.5648 | 1.3698 | 1.2372 | 1.118 | 0.96884 | 0.87293 | 0.81128 | 0 | 0 | 0 | 0 | 0 | 0 | 0 | 0 | 0 | 0 | 0 | 0 | 0 | 0 | 0.0029554 | 0.0084726 | 0.010304 | 0.011276 | 0 | 0 | 0 | 0 | 0 | 0 | 64.1132 | 62.3913 | 61.5483 | 60.026 | 59.0968 | 58.3572 | 57.6301 | 58.6302 | 61.4305 | 66.7788 | 72.377 | 76.604 | 78.6248 | 80.0998 | 80.7848 | 80.1963 | 78.8041 | 76.748 | 74.7733 | 72.028 | 70.3534 | 68.9653 | 67.1302 | 65.9158 | 0.0057228 | 0.0069654 | 0.0034757 | 0.0044759 | 0.0049206 | 0.0094023 | 0.0071443 | 0.0040979 | 0.0041985 | 0.0050885 | 0.0061626 | 0.0067431 | 0.006648 | 0.0067275 | 0.0063898 | 0.0061793 | 0.0057533 | 0.0057066 | 0.0050402 | 0.0051226 | 0.0052394 | 0.0043195 | 0.0047971 | 0.0050004
Portfolio Adjusted1-in-10Size: Under 20 kWSouth of Lugo2019December Monthly Peak | Portfolio Adjusted | 1-in-10 | Size: Under 20 kW | South of Lugo | 2019 | December Monthly Peak | 12 | 0.78571 | 0.78856 | 0.78881 | 0.78117 | 0.77991 | 0.845 | 0.97916 | 1.0412 | 1.2691 | 1.5104 | 1.6189 | 1.603 | 1.5096 | 1.3947 | 1.3305 | 1.2819 | 1.2873 | 1.3462 | 1.3105 | 1.2021 | 1.0878 | 0.96589 | 0.87109 | 0.81682 | 0 | 0 | 0 | 0 | 0 | 0 | 0 | 0 | 0 | 0 | 0 | 0 | 0 | 0 | 0.0023032 | 0.0064543 | 0.0082763 | 0.0097014 | 0 | 0 | 0 | 0 | 0 | 0 | 47.0607 | 46.4618 | 45.5664 | 44.8756 | 44.3193 | 43.2573 | 43.9097 | 44.3447 | 45.6894 | 47.8076 | 50.3759 | 52.1678 | 53.2235 | 52.9319 | 52.9317 | 52.8567 | 52.5312 | 51.3051 | 50.1239 | 49.3555 | 48.356 | 47.735 | 46.9571 | 46.687 | 0.0057618 | 0.0071661 | 0.0035734 | 0.0045916 | 0.0050908 | 0.010161 | 0.0088121 | 0.0051781 | 0.0052213 | 0.0060339 | 0.0066501 | 0.0066689 | 0.0060116 | 0.0054944 | 0.0049796 | 0.0047073 | 0.0046212 | 0.0049096 | 0.0048221 | 0.0049773 | 0.0050978 | 0.0043063 | 0.004787 | 0.0050345
Portfolio Adjusted1-in-10Size: Under 20 kWSouth of Lugo2019Typical Event Day | Portfolio Adjusted | 1-in-10 | Size: Under 20 kW | South of Lugo | 2019 | Typical Event Day | 8 | 0.8693 | 0.84119 | 0.82359 | 0.81385 | 0.81092 | 0.8325 | 0.83096 | 0.96961 | 1.2831 | 1.6774 | 1.998 | 2.2324 | 2.3323 | 2.3859 | 2.4082 | 2.391 | 2.2675 | 1.9179 | 1.6001 | 1.4435 | 1.3696 | 1.1812 | 1.0092 | 0.92636 | 0 | 0 | 0 | 0 | 0 | 0 | 0 | 0 | 0 | 0 | 0 | 0 | 0 | 0 | 0.0041687 | 0.012039 | 0.014578 | 0.013821 | 0 | 0 | 0 | 0 | 0 | 0 | 69.8672 | 69.2902 | 69.0563 | 68.8934 | 68.2876 | 67.8812 | 67.7021 | 68.0729 | 70.4908 | 74.5225 | 78.6536 | 81.9413 | 84.1888 | 85.6274 | 86.6017 | 87.2024 | 88.1125 | 87.5369 | 86.5287 | 83.7615 | 79.6694 | 75.9522 | 73.6208 | 72.2106 | 0.0063748 | 0.0076444 | 0.003731 | 0.0047836 | 0.0052932 | 0.010011 | 0.0074784 | 0.0048223 | 0.0052789 | 0.0067012 | 0.0082074 | 0.0092875 | 0.0092879 | 0.0093993 | 0.0090128 | 0.0087801 | 0.00814 | 0.0069943 | 0.0058878 | 0.005977 | 0.0064183 | 0.0052662 | 0.0055461 | 0.0057097
Portfolio Adjusted1-in-10Size: Under 20 kWSouth of Lugo2020January Monthly Peak | Portfolio Adjusted | 1-in-10 | Size: Under 20 kW | South of Lugo | 2020 | January Monthly Peak | 1 | 0.76873 | 0.7769 | 0.76205 | 0.77199 | 0.77177 | 0.8296 | 0.98102 | 1.0237 | 1.2503 | 1.5291 | 1.6223 | 1.5879 | 1.4802 | 1.3453 | 1.2842 | 1.2404 | 1.2091 | 1.2995 | 1.3193 | 1.2048 | 1.1041 | 0.97204 | 0.86729 | 0.7963 | 0 | 0 | 0 | 0 | 0 | 0 | 0 | 0 | 0 | 0 | 0 | 0 | 0 | 0 | 0.0022229 | 0.0062454 | 0.0077736 | 0.0093644 | 0 | 0 | 0 | 0 | 0 | 0 | 46.3036 | 46.2065 | 45.6046 | 44.8749 | 44.5766 | 44.2041 | 43.0954 | 42.8225 | 43.8173 | 46.4738 | 48.5234 | 50.6014 | 52.6958 | 53.711 | 54.6643 | 54.8857 | 54.4622 | 53.4606 | 51.8908 | 50.8413 | 50.0564 | 49.6911 | 49.4624 | 48.346 | 0.0056373 | 0.0070601 | 0.0034522 | 0.0045376 | 0.0050376 | 0.0099758 | 0.0088289 | 0.0050914 | 0.0051439 | 0.0061087 | 0.0066638 | 0.0066061 | 0.0058946 | 0.0052999 | 0.0048061 | 0.0045549 | 0.0043405 | 0.004739 | 0.0048544 | 0.0049885 | 0.0051742 | 0.0043337 | 0.0047661 | 0.004908
Portfolio Adjusted1-in-10Size: Under 20 kWSouth of Lugo2020February Monthly Peak | Portfolio Adjusted | 1-in-10 | Size: Under 20 kW | South of Lugo | 2020 | February Monthly Peak | 2 | 0.75394 | 0.7582 | 0.74559 | 0.74796 | 0.7427 | 0.78373 | 0.85724 | 0.86388 | 1.0182 | 1.2726 | 1.4182 | 1.4348 | 1.4237 | 1.4046 | 1.386 | 1.3589 | 1.2854 | 1.238 | 1.2973 | 1.1908 | 1.1063 | 0.96838 | 0.85995 | 0.78588 | 0 | 0 | 0 | 0 | 0 | 0 | 0 | 0 | 0 | 0 | 0 | 0 | 0 | 0 | 0.0023993 | 0.0068418 | 0.0082638 | 0.0089217 | 0 | 0 | 0 | 0 | 0 | 0 | 51.8044 | 51.1166 | 50.367 | 49.3708 | 48.614 | 48.3799 | 47.6092 | 47.3239 | 48.7283 | 52.3711 | 56.2549 | 60.0781 | 62.012 | 63.3931 | 63.7957 | 63.6583 | 63.1195 | 62.2832 | 60.0397 | 58.0077 | 56.4366 | 55.2499 | 54.2709 | 53.0074 | 0.0055288 | 0.0068902 | 0.0033776 | 0.0043963 | 0.0048479 | 0.0094242 | 0.007715 | 0.0042965 | 0.0041892 | 0.005084 | 0.0058258 | 0.005969 | 0.0056697 | 0.0055336 | 0.0051873 | 0.0049899 | 0.0046142 | 0.004515 | 0.0047734 | 0.0049306 | 0.0051845 | 0.0043174 | 0.0047257 | 0.0048438
Portfolio Adjusted1-in-10Size: Under 20 kWSouth of Lugo2020March Monthly Peak | Portfolio Adjusted | 1-in-10 | Size: Under 20 kW | South of Lugo | 2020 | March Monthly Peak | 3 | 0.77511 | 0.76289 | 0.75506 | 0.74607 | 0.73881 | 0.76768 | 0.84308 | 0.83894 | 0.96627 | 1.2 | 1.4335 | 1.531 | 1.6051 | 1.6571 | 1.6879 | 1.6883 | 1.6076 | 1.404 | 1.2486 | 1.2616 | 1.1741 | 1.0308 | 0.88719 | 0.81871 | 0 | 0 | 0 | 0 | 0 | 0 | 0 | 0 | 0 | 0 | 0 | 0 | 0 | 0 | 0.0029218 | 0.0085003 | 0.010335 | 0.010117 | 0 | 0 | 0 | 0 | 0 | 0 | 60.9509 | 59.3122 | 58.6397 | 58.0035 | 57.1199 | 55.4046 | 54.8671 | 55.5163 | 58.8706 | 64.1189 | 69.4921 | 73.9057 | 76.6141 | 77.5624 | 78.1413 | 78.1632 | 77.1645 | 76.2182 | 74.7074 | 72.225 | 69.6465 | 66.1964 | 63.1631 | 60.9891 | 0.0056841 | 0.0069328 | 0.0034205 | 0.0043853 | 0.0048225 | 0.0092312 | 0.0075875 | 0.0041724 | 0.0039755 | 0.004794 | 0.0058883 | 0.0063692 | 0.0063922 | 0.0065284 | 0.0063171 | 0.0061995 | 0.0057708 | 0.00512 | 0.0045942 | 0.0052237 | 0.0055023 | 0.0045958 | 0.0048754 | 0.0050461
Portfolio Adjusted1-in-10Size: Under 20 kWSouth of Lugo2020April Monthly Peak | Portfolio Adjusted | 1-in-10 | Size: Under 20 kW | South of Lugo | 2020 | April Monthly Peak | 4 | 0.82472 | 0.80381 | 0.78012 | 0.76991 | 0.75971 | 0.79004 | 0.77801 | 0.85801 | 1.092 | 1.4101 | 1.6874 | 1.8447 | 1.9285 | 1.9771 | 2.0016 | 1.982 | 1.8871 | 1.6077 | 1.3662 | 1.3364 | 1.2926 | 1.1351 | 0.96493 | 0.87638 | 0 | 0 | 0 | 0 | 0 | 0 | 0 | 0 | 0 | 0 | 0 | 0 | 0 | 0 | 0.0034648 | 0.0099789 | 0.012132 | 0.011586 | 0 | 0 | 0 | 0 | 0 | 0 | 70.0339 | 69.0958 | 67.525 | 65.9666 | 64.6253 | 63.7732 | 63.4127 | 63.4885 | 66.2105 | 71.8364 | 77.2507 | 82.3236 | 85.1894 | 85.7573 | 84.8714 | 84.8756 | 84.7852 | 84.9411 | 83.6056 | 79.6215 | 74.926 | 70.1803 | 67.895 | 66.9835 | 0.0060479 | 0.0073047 | 0.003534 | 0.0045254 | 0.0049589 | 0.0095001 | 0.0070019 | 0.0042673 | 0.0044928 | 0.0056333 | 0.0069314 | 0.0076744 | 0.00768 | 0.0077891 | 0.0074911 | 0.0072779 | 0.0067741 | 0.0058632 | 0.0050272 | 0.0055336 | 0.0060576 | 0.0050606 | 0.0053026 | 0.0054017
Portfolio Adjusted1-in-10Size: Under 20 kWSouth of Lugo2020May Monthly Peak | Portfolio Adjusted | 1-in-10 | Size: Under 20 kW | South of Lugo | 2020 | May Monthly Peak | 5 | 0.83156 | 0.80764 | 0.78134 | 0.76727 | 0.76272 | 0.78705 | 0.73007 | 0.84059 | 1.0806 | 1.3788 | 1.6589 | 1.8127 | 1.887 | 1.9298 | 1.954 | 1.943 | 1.8313 | 1.5696 | 1.3473 | 1.2607 | 1.2872 | 1.121 | 0.9649 | 0.88565 | 0 | 0 | 0 | 0 | 0 | 0 | 0 | 0 | 0 | 0 | 0 | 0 | 0 | 0 | 0.0033826 | 0.0097827 | 0.011774 | 0.011311 | 0 | 0 | 0 | 0 | 0 | 0 | 67.2352 | 66.7241 | 65.423 | 64.7571 | 64.2482 | 63.6514 | 63.917 | 63.99 | 66.8575 | 72.3116 | 77.427 | 81.0346 | 82.8325 | 83.4647 | 85.7794 | 87.0189 | 87.6498 | 86.4063 | 84.7509 | 82.6303 | 79.4843 | 75.5124 | 72.3417 | 70.0102 | 0.006098 | 0.0073394 | 0.0035396 | 0.0045098 | 0.0049786 | 0.0094641 | 0.0065704 | 0.0041806 | 0.0044459 | 0.0055081 | 0.0068144 | 0.0075414 | 0.0075145 | 0.0076024 | 0.0073132 | 0.0071348 | 0.0065741 | 0.0057241 | 0.0049576 | 0.0052201 | 0.0060322 | 0.004998 | 0.0053025 | 0.0054588
Portfolio Adjusted1-in-10Size: Under 20 kWSouth of Lugo2020June Monthly Peak | Portfolio Adjusted | 1-in-10 | Size: Under 20 kW | South of Lugo | 2020 | June Monthly Peak | 6 | 0.83506 | 0.81015 | 0.79619 | 0.78579 | 0.7864 | 0.79695 | 0.73914 | 0.86799 | 1.1129 | 1.425 | 1.7373 | 1.9122 | 1.9909 | 2.0543 | 2.0747 | 2.0532 | 1.929 | 1.635 | 1.3998 | 1.2541 | 1.2479 | 1.1197 | 0.97067 | 0.88238 | 0 | 0 | 0 | 0 | 0 | 0 | 0 | 0 | 0 | 0 | 0 | 0 | 0 | 0 | 0.0035915 | 0.010338 | 0.012401 | 0.011783 | 0 | 0 | 0 | 0 | 0 | 0 | 66.0758 | 65.6896 | 65.5235 | 65.6099 | 64.5954 | 63.8384 | 63.7771 | 64.5966 | 67.1317 | 71.2725 | 76.2196 | 79.6839 | 81.2016 | 81.0783 | 82.2954 | 82.5214 | 83.8485 | 83.6909 | 83.7318 | 81.9149 | 77.5259 | 73.58 | 71.1731 | 69.7791 | 0.0061237 | 0.0073623 | 0.0036068 | 0.0046187 | 0.0051332 | 0.0095831 | 0.0066521 | 0.0043169 | 0.0045786 | 0.0056926 | 0.0071364 | 0.0079554 | 0.0079286 | 0.0080931 | 0.0077648 | 0.0075395 | 0.0069246 | 0.0059628 | 0.0051507 | 0.0051927 | 0.0058484 | 0.0049921 | 0.0053342 | 0.0054386
Portfolio Adjusted1-in-10Size: Under 20 kWSouth of Lugo2020July Monthly Peak | Portfolio Adjusted | 1-in-10 | Size: Under 20 kW | South of Lugo | 2020 | July Monthly Peak | 7 | 0.85452 | 0.82924 | 0.80886 | 0.80579 | 0.80409 | 0.82862 | 0.79498 | 0.94648 | 1.2302 | 1.5732 | 1.8829 | 2.0705 | 2.1773 | 2.2334 | 2.2571 | 2.21 | 2.0884 | 1.7845 | 1.5143 | 1.3332 | 1.2947 | 1.1556 | 0.9999 | 0.91523 | 0 | 0 | 0 | 0 | 0 | 0 | 0 | 0 | 0 | 0 | 0 | 0 | 0 | 0 | 0.0039071 | 0.011127 | 0.013427 | 0.01286 | 0 | 0 | 0 | 0 | 0 | 0 | 69.5646 | 68.836 | 68.6106 | 68.4568 | 68.0836 | 67.8625 | 67.4396 | 67.5929 | 70.319 | 74.4124 | 77.9343 | 78.972 | 79.9994 | 81.4161 | 83.7706 | 84.7451 | 87.0734 | 85.5551 | 83.6608 | 80.7925 | 77.607 | 75.1487 | 73.4793 | 72.3898 | 0.0062664 | 0.0075357 | 0.0036642 | 0.0047363 | 0.0052486 | 0.0099639 | 0.0071547 | 0.0047072 | 0.0050615 | 0.0062847 | 0.0077345 | 0.008614 | 0.0086706 | 0.0087985 | 0.0084473 | 0.0081152 | 0.007497 | 0.0065079 | 0.005572 | 0.0055202 | 0.0060673 | 0.005152 | 0.0054948 | 0.005641
Portfolio Adjusted1-in-10Size: Under 20 kWSouth of Lugo2020August Monthly Peak | Portfolio Adjusted | 1-in-10 | Size: Under 20 kW | South of Lugo | 2020 | August Monthly Peak | 8 | 0.87161 | 0.8434 | 0.82564 | 0.81599 | 0.81283 | 0.83489 | 0.83422 | 0.97505 | 1.2943 | 1.6938 | 2.0172 | 2.255 | 2.3547 | 2.4069 | 2.428 | 2.4104 | 2.2851 | 1.9309 | 1.6105 | 1.4522 | 1.3755 | 1.1858 | 1.0128 | 0.92918 | 0 | 0 | 0 | 0 | 0 | 0 | 0 | 0 | 0 | 0 | 0 | 0 | 0 | 0 | 0.004203 | 0.012136 | 0.014691 | 0.013915 | 0 | 0 | 0 | 0 | 0 | 0 | 70.2935 | 69.9147 | 69.8433 | 69.5551 | 69.1269 | 68.9717 | 68.8678 | 69.141 | 71.4586 | 75.2241 | 78.5224 | 81.7889 | 84.2306 | 85.5078 | 85.9473 | 87.1537 | 87.5999 | 88.043 | 87.1778 | 83.3464 | 78.3159 | 74.9976 | 73.0228 | 71.7888 | 0.0063918 | 0.0076644 | 0.0037403 | 0.0047962 | 0.0053057 | 0.010039 | 0.0075078 | 0.0048493 | 0.0053249 | 0.0067667 | 0.0082861 | 0.0093812 | 0.009377 | 0.009482 | 0.0090869 | 0.0088513 | 0.0082029 | 0.0070418 | 0.0059261 | 0.0060129 | 0.0064463 | 0.0052868 | 0.0055654 | 0.0057271
Portfolio Adjusted1-in-10Size: Under 20 kWSouth of Lugo2020September Monthly Peak | Portfolio Adjusted | 1-in-10 | Size: Under 20 kW | South of Lugo | 2020 | September Monthly Peak | 9 | 0.86527 | 0.85499 | 0.83295 | 0.82443 | 0.82424 | 0.86077 | 0.91693 | 1.0307 | 1.4169 | 1.9102 | 2.2496 | 2.4812 | 2.5857 | 2.5935 | 2.5975 | 2.557 | 2.3902 | 1.9869 | 1.6441 | 1.5968 | 1.3938 | 1.1963 | 1.0085 | 0.92386 | 0 | 0 | 0 | 0 | 0 | 0 | 0 | 0 | 0 | 0 | 0 | 0 | 0 | 0 | 0.0044964 | 0.012874 | 0.015367 | 0.014318 | 0 | 0 | 0 | 0 | 0 | 0 | 73.5347 | 72.7206 | 72.2478 | 71.9517 | 71.3445 | 70.8523 | 70.7241 | 70.961 | 73.0539 | 77.181 | 81.9383 | 87.3203 | 91.3237 | 94.5073 | 94.3933 | 94.3894 | 93.928 | 92.8587 | 91.5444 | 88.9923 | 85.2287 | 80.0827 | 76.808 | 74.8849 | 0.0063453 | 0.0077698 | 0.0037734 | 0.0048458 | 0.0053801 | 0.010351 | 0.0082521 | 0.0051262 | 0.0058293 | 0.0076309 | 0.0092407 | 0.010323 | 0.010297 | 0.010217 | 0.0097213 | 0.0093896 | 0.0085803 | 0.007246 | 0.0060496 | 0.0066115 | 0.0065319 | 0.0053337 | 0.0055423 | 0.0056942
Portfolio Adjusted1-in-10Size: Under 20 kWSouth of Lugo2020October Monthly Peak | Portfolio Adjusted | 1-in-10 | Size: Under 20 kW | South of Lugo | 2020 | October Monthly Peak | 10 | 0.81287 | 0.79491 | 0.77441 | 0.77081 | 0.76684 | 0.78609 | 0.87183 | 0.905 | 1.1544 | 1.5555 | 1.8588 | 2.0407 | 2.1335 | 2.1679 | 2.2019 | 2.1799 | 2.0457 | 1.6772 | 1.5129 | 1.4468 | 1.2824 | 1.1015 | 0.9297 | 0.85658 | 0 | 0 | 0 | 0 | 0 | 0 | 0 | 0 | 0 | 0 | 0 | 0 | 0 | 0 | 0.0038116 | 0.010976 | 0.013152 | 0.012086 | 0 | 0 | 0 | 0 | 0 | 0 | 71.5427 | 71.0959 | 70.1818 | 69.2397 | 68.2375 | 68.0548 | 68.1726 | 68.3121 | 69.4567 | 72.249 | 76.6512 | 81.6124 | 84.2332 | 85.4516 | 85.9133 | 86.4192 | 85.4951 | 82.7711 | 79.1389 | 77.017 | 75.0382 | 73.6158 | 72.4192 | 71.2612 | 0.005961 | 0.0072238 | 0.0035082 | 0.0045307 | 0.0050055 | 0.0094526 | 0.0078463 | 0.0045009 | 0.0047495 | 0.0062142 | 0.0076354 | 0.00849 | 0.0084964 | 0.0085405 | 0.0082407 | 0.0080049 | 0.0073435 | 0.0061165 | 0.005567 | 0.0059903 | 0.0060097 | 0.0049108 | 0.005109 | 0.0052796
Portfolio Adjusted1-in-10Size: Under 20 kWSouth of Lugo2020November Monthly Peak | Portfolio Adjusted | 1-in-10 | Size: Under 20 kW | South of Lugo | 2020 | November Monthly Peak | 11 | 0.78038 | 0.76648 | 0.76724 | 0.76149 | 0.75383 | 0.78191 | 0.79383 | 0.82396 | 1.0205 | 1.2738 | 1.5002 | 1.6208 | 1.6694 | 1.7077 | 1.7073 | 1.6828 | 1.6027 | 1.5648 | 1.3698 | 1.2372 | 1.118 | 0.96884 | 0.87293 | 0.81128 | 0 | 0 | 0 | 0 | 0 | 0 | 0 | 0 | 0 | 0 | 0 | 0 | 0 | 0 | 0.0029554 | 0.0084726 | 0.010304 | 0.011276 | 0 | 0 | 0 | 0 | 0 | 0 | 64.1132 | 62.3913 | 61.5483 | 60.026 | 59.0968 | 58.3572 | 57.6301 | 58.6302 | 61.4305 | 66.7788 | 72.377 | 76.604 | 78.6248 | 80.0998 | 80.7848 | 80.1963 | 78.8041 | 76.748 | 74.7733 | 72.028 | 70.3534 | 68.9653 | 67.1302 | 65.9158 | 0.0057228 | 0.0069654 | 0.0034757 | 0.0044759 | 0.0049206 | 0.0094023 | 0.0071443 | 0.0040979 | 0.0041985 | 0.0050885 | 0.0061626 | 0.0067431 | 0.006648 | 0.0067275 | 0.0063898 | 0.0061793 | 0.0057533 | 0.0057066 | 0.0050402 | 0.0051226 | 0.0052394 | 0.0043195 | 0.0047971 | 0.0050004
Portfolio Adjusted1-in-10Size: Under 20 kWSouth of Lugo2020December Monthly Peak | Portfolio Adjusted | 1-in-10 | Size: Under 20 kW | South of Lugo | 2020 | December Monthly Peak | 12 | 0.78571 | 0.78856 | 0.78881 | 0.78117 | 0.77991 | 0.845 | 0.97916 | 1.0412 | 1.2691 | 1.5104 | 1.6189 | 1.603 | 1.5096 | 1.3947 | 1.3305 | 1.2819 | 1.2873 | 1.3462 | 1.3105 | 1.2021 | 1.0878 | 0.96589 | 0.87109 | 0.81682 | 0 | 0 | 0 | 0 | 0 | 0 | 0 | 0 | 0 | 0 | 0 | 0 | 0 | 0 | 0.0023032 | 0.0064543 | 0.0082763 | 0.0097014 | 0 | 0 | 0 | 0 | 0 | 0 | 47.0607 | 46.4618 | 45.5664 | 44.8756 | 44.3193 | 43.2573 | 43.9097 | 44.3447 | 45.6894 | 47.8076 | 50.3759 | 52.1678 | 53.2235 | 52.9319 | 52.9317 | 52.8567 | 52.5312 | 51.3051 | 50.1239 | 49.3555 | 48.356 | 47.735 | 46.9571 | 46.687 | 0.0057618 | 0.0071661 | 0.0035734 | 0.0045916 | 0.0050908 | 0.010161 | 0.0088121 | 0.0051781 | 0.0052213 | 0.0060339 | 0.0066501 | 0.0066689 | 0.0060116 | 0.0054944 | 0.0049796 | 0.0047073 | 0.0046212 | 0.0049096 | 0.0048221 | 0.0049773 | 0.0050978 | 0.0043063 | 0.004787 | 0.0050345
Portfolio Adjusted1-in-10Size: Under 20 kWSouth of Lugo2020Typical Event Day | Portfolio Adjusted | 1-in-10 | Size: Under 20 kW | South of Lugo | 2020 | Typical Event Day | 8 | 0.8693 | 0.84119 | 0.82359 | 0.81385 | 0.81092 | 0.8325 | 0.83096 | 0.96961 | 1.2831 | 1.6774 | 1.998 | 2.2324 | 2.3323 | 2.3859 | 2.4082 | 2.391 | 2.2675 | 1.9179 | 1.6001 | 1.4435 | 1.3696 | 1.1812 | 1.0092 | 0.92636 | 0 | 0 | 0 | 0 | 0 | 0 | 0 | 0 | 0 | 0 | 0 | 0 | 0 | 0 | 0.0041687 | 0.012039 | 0.014578 | 0.013821 | 0 | 0 | 0 | 0 | 0 | 0 | 69.8672 | 69.2902 | 69.0563 | 68.8934 | 68.2876 | 67.8812 | 67.7021 | 68.0729 | 70.4908 | 74.5225 | 78.6536 | 81.9413 | 84.1888 | 85.6274 | 86.6017 | 87.2024 | 88.1125 | 87.5369 | 86.5287 | 83.7615 | 79.6694 | 75.9522 | 73.6208 | 72.2106 | 0.0063748 | 0.0076444 | 0.003731 | 0.0047836 | 0.0052932 | 0.010011 | 0.0074784 | 0.0048223 | 0.0052789 | 0.0067012 | 0.0082074 | 0.0092875 | 0.0092879 | 0.0093993 | 0.0090128 | 0.0087801 | 0.00814 | 0.0069943 | 0.0058878 | 0.005977 | 0.0064183 | 0.0052662 | 0.0055461 | 0.0057097
Portfolio Adjusted1-in-10Size: Under 20 kWSouth of Lugo2021January Monthly Peak | Portfolio Adjusted | 1-in-10 | Size: Under 20 kW | South of Lugo | 2021 | January Monthly Peak | 1 | 0.76873 | 0.7769 | 0.76205 | 0.77199 | 0.77177 | 0.8296 | 0.98102 | 1.0237 | 1.2503 | 1.5291 | 1.6223 | 1.5879 | 1.4802 | 1.3453 | 1.2842 | 1.2404 | 1.2091 | 1.2995 | 1.3193 | 1.2048 | 1.1041 | 0.97204 | 0.86729 | 0.7963 | 0 | 0 | 0 | 0 | 0 | 0 | 0 | 0 | 0 | 0 | 0 | 0 | 0 | 0 | 0.0022229 | 0.0062454 | 0.0077736 | 0.0093644 | 0 | 0 | 0 | 0 | 0 | 0 | 46.3036 | 46.2065 | 45.6046 | 44.8749 | 44.5766 | 44.2041 | 43.0954 | 42.8225 | 43.8173 | 46.4738 | 48.5234 | 50.6014 | 52.6958 | 53.711 | 54.6643 | 54.8857 | 54.4622 | 53.4606 | 51.8908 | 50.8413 | 50.0564 | 49.6911 | 49.4624 | 48.346 | 0.0056373 | 0.0070601 | 0.0034522 | 0.0045376 | 0.0050376 | 0.0099758 | 0.0088289 | 0.0050914 | 0.0051439 | 0.0061087 | 0.0066638 | 0.0066061 | 0.0058946 | 0.0052999 | 0.0048061 | 0.0045549 | 0.0043405 | 0.004739 | 0.0048544 | 0.0049885 | 0.0051742 | 0.0043337 | 0.0047661 | 0.004908
Portfolio Adjusted1-in-10Size: Under 20 kWSouth of Lugo2021February Monthly Peak | Portfolio Adjusted | 1-in-10 | Size: Under 20 kW | South of Lugo | 2021 | February Monthly Peak | 2 | 0.75394 | 0.7582 | 0.74559 | 0.74796 | 0.7427 | 0.78373 | 0.85724 | 0.86388 | 1.0182 | 1.2726 | 1.4182 | 1.4348 | 1.4237 | 1.4046 | 1.386 | 1.3589 | 1.2854 | 1.238 | 1.2973 | 1.1908 | 1.1063 | 0.96838 | 0.85995 | 0.78588 | 0 | 0 | 0 | 0 | 0 | 0 | 0 | 0 | 0 | 0 | 0 | 0 | 0 | 0 | 0.0023993 | 0.0068418 | 0.0082638 | 0.0089217 | 0 | 0 | 0 | 0 | 0 | 0 | 51.8044 | 51.1166 | 50.367 | 49.3708 | 48.614 | 48.3799 | 47.6092 | 47.3239 | 48.7283 | 52.3711 | 56.2549 | 60.0781 | 62.012 | 63.3931 | 63.7957 | 63.6583 | 63.1195 | 62.2832 | 60.0397 | 58.0077 | 56.4366 | 55.2499 | 54.2709 | 53.0074 | 0.0055288 | 0.0068902 | 0.0033776 | 0.0043963 | 0.0048479 | 0.0094242 | 0.007715 | 0.0042965 | 0.0041892 | 0.005084 | 0.0058258 | 0.005969 | 0.0056697 | 0.0055336 | 0.0051873 | 0.0049899 | 0.0046142 | 0.004515 | 0.0047734 | 0.0049306 | 0.0051845 | 0.0043174 | 0.0047257 | 0.0048438
Portfolio Adjusted1-in-10Size: Under 20 kWSouth of Lugo2021March Monthly Peak | Portfolio Adjusted | 1-in-10 | Size: Under 20 kW | South of Lugo | 2021 | March Monthly Peak | 3 | 0.77511 | 0.76289 | 0.75506 | 0.74607 | 0.73881 | 0.76768 | 0.84308 | 0.83894 | 0.96627 | 1.2 | 1.4335 | 1.531 | 1.6051 | 1.6571 | 1.6879 | 1.6883 | 1.6076 | 1.404 | 1.2486 | 1.2616 | 1.1741 | 1.0308 | 0.88719 | 0.81871 | 0 | 0 | 0 | 0 | 0 | 0 | 0 | 0 | 0 | 0 | 0 | 0 | 0 | 0 | 0.0029218 | 0.0085003 | 0.010335 | 0.010117 | 0 | 0 | 0 | 0 | 0 | 0 | 60.9509 | 59.3122 | 58.6397 | 58.0035 | 57.1199 | 55.4046 | 54.8671 | 55.5163 | 58.8706 | 64.1189 | 69.4921 | 73.9057 | 76.6141 | 77.5624 | 78.1413 | 78.1632 | 77.1645 | 76.2182 | 74.7074 | 72.225 | 69.6465 | 66.1964 | 63.1631 | 60.9891 | 0.0056841 | 0.0069328 | 0.0034205 | 0.0043853 | 0.0048225 | 0.0092312 | 0.0075875 | 0.0041724 | 0.0039755 | 0.004794 | 0.0058883 | 0.0063692 | 0.0063922 | 0.0065284 | 0.0063171 | 0.0061995 | 0.0057708 | 0.00512 | 0.0045942 | 0.0052237 | 0.0055023 | 0.0045958 | 0.0048754 | 0.0050461
Portfolio Adjusted1-in-10Size: Under 20 kWSouth of Lugo2021April Monthly Peak | Portfolio Adjusted | 1-in-10 | Size: Under 20 kW | South of Lugo | 2021 | April Monthly Peak | 4 | 0.82472 | 0.80381 | 0.78012 | 0.76991 | 0.75971 | 0.79004 | 0.77801 | 0.85801 | 1.092 | 1.4101 | 1.6874 | 1.8447 | 1.9285 | 1.9771 | 2.0016 | 1.982 | 1.8871 | 1.6077 | 1.3662 | 1.3364 | 1.2926 | 1.1351 | 0.96493 | 0.87638 | 0 | 0 | 0 | 0 | 0 | 0 | 0 | 0 | 0 | 0 | 0 | 0 | 0 | 0 | 0.0034648 | 0.0099789 | 0.012132 | 0.011586 | 0 | 0 | 0 | 0 | 0 | 0 | 70.0339 | 69.0958 | 67.525 | 65.9666 | 64.6253 | 63.7732 | 63.4127 | 63.4885 | 66.2105 | 71.8364 | 77.2507 | 82.3236 | 85.1894 | 85.7573 | 84.8714 | 84.8756 | 84.7852 | 84.9411 | 83.6056 | 79.6215 | 74.926 | 70.1803 | 67.895 | 66.9835 | 0.0060479 | 0.0073047 | 0.003534 | 0.0045254 | 0.0049589 | 0.0095001 | 0.0070019 | 0.0042673 | 0.0044928 | 0.0056333 | 0.0069314 | 0.0076744 | 0.00768 | 0.0077891 | 0.0074911 | 0.0072779 | 0.0067741 | 0.0058632 | 0.0050272 | 0.0055336 | 0.0060576 | 0.0050606 | 0.0053026 | 0.0054017
Portfolio Adjusted1-in-10Size: Under 20 kWSouth of Lugo2021May Monthly Peak | Portfolio Adjusted | 1-in-10 | Size: Under 20 kW | South of Lugo | 2021 | May Monthly Peak | 5 | 0.83156 | 0.80764 | 0.78134 | 0.76727 | 0.76272 | 0.78705 | 0.73007 | 0.84059 | 1.0806 | 1.3788 | 1.6589 | 1.8127 | 1.887 | 1.9298 | 1.954 | 1.943 | 1.8313 | 1.5696 | 1.3473 | 1.2607 | 1.2872 | 1.121 | 0.9649 | 0.88565 | 0 | 0 | 0 | 0 | 0 | 0 | 0 | 0 | 0 | 0 | 0 | 0 | 0 | 0 | 0.0033826 | 0.0097827 | 0.011774 | 0.011311 | 0 | 0 | 0 | 0 | 0 | 0 | 67.2352 | 66.7241 | 65.423 | 64.7571 | 64.2482 | 63.6514 | 63.917 | 63.99 | 66.8575 | 72.3116 | 77.427 | 81.0346 | 82.8325 | 83.4647 | 85.7794 | 87.0189 | 87.6498 | 86.4063 | 84.7509 | 82.6303 | 79.4843 | 75.5124 | 72.3417 | 70.0102 | 0.006098 | 0.0073394 | 0.0035396 | 0.0045098 | 0.0049786 | 0.0094641 | 0.0065704 | 0.0041806 | 0.0044459 | 0.0055081 | 0.0068144 | 0.0075414 | 0.0075145 | 0.0076024 | 0.0073132 | 0.0071348 | 0.0065741 | 0.0057241 | 0.0049576 | 0.0052201 | 0.0060322 | 0.004998 | 0.0053025 | 0.0054588
Portfolio Adjusted1-in-10Size: Under 20 kWSouth of Lugo2021June Monthly Peak | Portfolio Adjusted | 1-in-10 | Size: Under 20 kW | South of Lugo | 2021 | June Monthly Peak | 6 | 0.83506 | 0.81015 | 0.79619 | 0.78579 | 0.7864 | 0.79695 | 0.73914 | 0.86799 | 1.1129 | 1.425 | 1.7373 | 1.9122 | 1.9909 | 2.0543 | 2.0747 | 2.0532 | 1.929 | 1.635 | 1.3998 | 1.2541 | 1.2479 | 1.1197 | 0.97067 | 0.88238 | 0 | 0 | 0 | 0 | 0 | 0 | 0 | 0 | 0 | 0 | 0 | 0 | 0 | 0 | 0.0035915 | 0.010338 | 0.012401 | 0.011783 | 0 | 0 | 0 | 0 | 0 | 0 | 66.0758 | 65.6896 | 65.5235 | 65.6099 | 64.5954 | 63.8384 | 63.7771 | 64.5966 | 67.1317 | 71.2725 | 76.2196 | 79.6839 | 81.2016 | 81.0783 | 82.2954 | 82.5214 | 83.8485 | 83.6909 | 83.7318 | 81.9149 | 77.5259 | 73.58 | 71.1731 | 69.7791 | 0.0061237 | 0.0073623 | 0.0036068 | 0.0046187 | 0.0051332 | 0.0095831 | 0.0066521 | 0.0043169 | 0.0045786 | 0.0056926 | 0.0071364 | 0.0079554 | 0.0079286 | 0.0080931 | 0.0077648 | 0.0075395 | 0.0069246 | 0.0059628 | 0.0051507 | 0.0051927 | 0.0058484 | 0.0049921 | 0.0053342 | 0.0054386
Portfolio Adjusted1-in-10Size: Under 20 kWSouth of Lugo2021July Monthly Peak | Portfolio Adjusted | 1-in-10 | Size: Under 20 kW | South of Lugo | 2021 | July Monthly Peak | 7 | 0.85452 | 0.82924 | 0.80886 | 0.80579 | 0.80409 | 0.82862 | 0.79498 | 0.94648 | 1.2302 | 1.5732 | 1.8829 | 2.0705 | 2.1773 | 2.2334 | 2.2571 | 2.21 | 2.0884 | 1.7845 | 1.5143 | 1.3332 | 1.2947 | 1.1556 | 0.9999 | 0.91523 | 0 | 0 | 0 | 0 | 0 | 0 | 0 | 0 | 0 | 0 | 0 | 0 | 0 | 0 | 0.0039071 | 0.011127 | 0.013427 | 0.01286 | 0 | 0 | 0 | 0 | 0 | 0 | 69.5646 | 68.836 | 68.6106 | 68.4568 | 68.0836 | 67.8625 | 67.4396 | 67.5929 | 70.319 | 74.4124 | 77.9343 | 78.972 | 79.9994 | 81.4161 | 83.7706 | 84.7451 | 87.0734 | 85.5551 | 83.6608 | 80.7925 | 77.607 | 75.1487 | 73.4793 | 72.3898 | 0.0062664 | 0.0075357 | 0.0036642 | 0.0047363 | 0.0052486 | 0.0099639 | 0.0071547 | 0.0047072 | 0.0050615 | 0.0062847 | 0.0077345 | 0.008614 | 0.0086706 | 0.0087985 | 0.0084473 | 0.0081152 | 0.007497 | 0.0065079 | 0.005572 | 0.0055202 | 0.0060673 | 0.005152 | 0.0054948 | 0.005641
Portfolio Adjusted1-in-10Size: Under 20 kWSouth of Lugo2021August Monthly Peak | Portfolio Adjusted | 1-in-10 | Size: Under 20 kW | South of Lugo | 2021 | August Monthly Peak | 8 | 0.87161 | 0.8434 | 0.82564 | 0.81599 | 0.81283 | 0.83489 | 0.83422 | 0.97505 | 1.2943 | 1.6938 | 2.0172 | 2.255 | 2.3547 | 2.4069 | 2.428 | 2.4104 | 2.2851 | 1.9309 | 1.6105 | 1.4522 | 1.3755 | 1.1858 | 1.0128 | 0.92918 | 0 | 0 | 0 | 0 | 0 | 0 | 0 | 0 | 0 | 0 | 0 | 0 | 0 | 0 | 0.004203 | 0.012136 | 0.014691 | 0.013915 | 0 | 0 | 0 | 0 | 0 | 0 | 70.2935 | 69.9147 | 69.8433 | 69.5551 | 69.1269 | 68.9717 | 68.8678 | 69.141 | 71.4586 | 75.2241 | 78.5224 | 81.7889 | 84.2306 | 85.5078 | 85.9473 | 87.1537 | 87.5999 | 88.043 | 87.1778 | 83.3464 | 78.3159 | 74.9976 | 73.0228 | 71.7888 | 0.0063918 | 0.0076644 | 0.0037403 | 0.0047962 | 0.0053057 | 0.010039 | 0.0075078 | 0.0048493 | 0.0053249 | 0.0067667 | 0.0082861 | 0.0093812 | 0.009377 | 0.009482 | 0.0090869 | 0.0088513 | 0.0082029 | 0.0070418 | 0.0059261 | 0.0060129 | 0.0064463 | 0.0052868 | 0.0055654 | 0.0057271
Portfolio Adjusted1-in-10Size: Under 20 kWSouth of Lugo2021September Monthly Peak | Portfolio Adjusted | 1-in-10 | Size: Under 20 kW | South of Lugo | 2021 | September Monthly Peak | 9 | 0.86527 | 0.85499 | 0.83295 | 0.82443 | 0.82424 | 0.86077 | 0.91693 | 1.0307 | 1.4169 | 1.9102 | 2.2496 | 2.4812 | 2.5857 | 2.5935 | 2.5975 | 2.557 | 2.3902 | 1.9869 | 1.6441 | 1.5968 | 1.3938 | 1.1963 | 1.0085 | 0.92386 | 0 | 0 | 0 | 0 | 0 | 0 | 0 | 0 | 0 | 0 | 0 | 0 | 0 | 0 | 0.0044964 | 0.012874 | 0.015367 | 0.014318 | 0 | 0 | 0 | 0 | 0 | 0 | 73.5347 | 72.7206 | 72.2478 | 71.9517 | 71.3445 | 70.8523 | 70.7241 | 70.961 | 73.0539 | 77.181 | 81.9383 | 87.3203 | 91.3237 | 94.5073 | 94.3933 | 94.3894 | 93.928 | 92.8587 | 91.5444 | 88.9923 | 85.2287 | 80.0827 | 76.808 | 74.8849 | 0.0063453 | 0.0077698 | 0.0037734 | 0.0048458 | 0.0053801 | 0.010351 | 0.0082521 | 0.0051262 | 0.0058293 | 0.0076309 | 0.0092407 | 0.010323 | 0.010297 | 0.010217 | 0.0097213 | 0.0093896 | 0.0085803 | 0.007246 | 0.0060496 | 0.0066115 | 0.0065319 | 0.0053337 | 0.0055423 | 0.0056942
Portfolio Adjusted1-in-10Size: Under 20 kWSouth of Lugo2021October Monthly Peak | Portfolio Adjusted | 1-in-10 | Size: Under 20 kW | South of Lugo | 2021 | October Monthly Peak | 10 | 0.81287 | 0.79491 | 0.77441 | 0.77081 | 0.76684 | 0.78609 | 0.87183 | 0.905 | 1.1544 | 1.5555 | 1.8588 | 2.0407 | 2.1335 | 2.1679 | 2.2019 | 2.1799 | 2.0457 | 1.6772 | 1.5129 | 1.4468 | 1.2824 | 1.1015 | 0.9297 | 0.85658 | 0 | 0 | 0 | 0 | 0 | 0 | 0 | 0 | 0 | 0 | 0 | 0 | 0 | 0 | 0.0038116 | 0.010976 | 0.013152 | 0.012086 | 0 | 0 | 0 | 0 | 0 | 0 | 71.5427 | 71.0959 | 70.1818 | 69.2397 | 68.2375 | 68.0548 | 68.1726 | 68.3121 | 69.4567 | 72.249 | 76.6512 | 81.6124 | 84.2332 | 85.4516 | 85.9133 | 86.4192 | 85.4951 | 82.7711 | 79.1389 | 77.017 | 75.0382 | 73.6158 | 72.4192 | 71.2612 | 0.005961 | 0.0072238 | 0.0035082 | 0.0045307 | 0.0050055 | 0.0094526 | 0.0078463 | 0.0045009 | 0.0047495 | 0.0062142 | 0.0076354 | 0.00849 | 0.0084964 | 0.0085405 | 0.0082407 | 0.0080049 | 0.0073435 | 0.0061165 | 0.005567 | 0.0059903 | 0.0060097 | 0.0049108 | 0.005109 | 0.0052796
Portfolio Adjusted1-in-10Size: Under 20 kWSouth of Lugo2021November Monthly Peak | Portfolio Adjusted | 1-in-10 | Size: Under 20 kW | South of Lugo | 2021 | November Monthly Peak | 11 | 0.78038 | 0.76648 | 0.76724 | 0.76149 | 0.75383 | 0.78191 | 0.79383 | 0.82396 | 1.0205 | 1.2738 | 1.5002 | 1.6208 | 1.6694 | 1.7077 | 1.7073 | 1.6828 | 1.6027 | 1.5648 | 1.3698 | 1.2372 | 1.118 | 0.96884 | 0.87293 | 0.81128 | 0 | 0 | 0 | 0 | 0 | 0 | 0 | 0 | 0 | 0 | 0 | 0 | 0 | 0 | 0.0029554 | 0.0084726 | 0.010304 | 0.011276 | 0 | 0 | 0 | 0 | 0 | 0 | 64.1132 | 62.3913 | 61.5483 | 60.026 | 59.0968 | 58.3572 | 57.6301 | 58.6302 | 61.4305 | 66.7788 | 72.377 | 76.604 | 78.6248 | 80.0998 | 80.7848 | 80.1963 | 78.8041 | 76.748 | 74.7733 | 72.028 | 70.3534 | 68.9653 | 67.1302 | 65.9158 | 0.0057228 | 0.0069654 | 0.0034757 | 0.0044759 | 0.0049206 | 0.0094023 | 0.0071443 | 0.0040979 | 0.0041985 | 0.0050885 | 0.0061626 | 0.0067431 | 0.006648 | 0.0067275 | 0.0063898 | 0.0061793 | 0.0057533 | 0.0057066 | 0.0050402 | 0.0051226 | 0.0052394 | 0.0043195 | 0.0047971 | 0.0050004
Portfolio Adjusted1-in-10Size: Under 20 kWSouth of Lugo2021December Monthly Peak | Portfolio Adjusted | 1-in-10 | Size: Under 20 kW | South of Lugo | 2021 | December Monthly Peak | 12 | 0.78571 | 0.78856 | 0.78881 | 0.78117 | 0.77991 | 0.845 | 0.97916 | 1.0412 | 1.2691 | 1.5104 | 1.6189 | 1.603 | 1.5096 | 1.3947 | 1.3305 | 1.2819 | 1.2873 | 1.3462 | 1.3105 | 1.2021 | 1.0878 | 0.96589 | 0.87109 | 0.81682 | 0 | 0 | 0 | 0 | 0 | 0 | 0 | 0 | 0 | 0 | 0 | 0 | 0 | 0 | 0.0023032 | 0.0064543 | 0.0082763 | 0.0097014 | 0 | 0 | 0 | 0 | 0 | 0 | 47.0607 | 46.4618 | 45.5664 | 44.8756 | 44.3193 | 43.2573 | 43.9097 | 44.3447 | 45.6894 | 47.8076 | 50.3759 | 52.1678 | 53.2235 | 52.9319 | 52.9317 | 52.8567 | 52.5312 | 51.3051 | 50.1239 | 49.3555 | 48.356 | 47.735 | 46.9571 | 46.687 | 0.0057618 | 0.0071661 | 0.0035734 | 0.0045916 | 0.0050908 | 0.010161 | 0.0088121 | 0.0051781 | 0.0052213 | 0.0060339 | 0.0066501 | 0.0066689 | 0.0060116 | 0.0054944 | 0.0049796 | 0.0047073 | 0.0046212 | 0.0049096 | 0.0048221 | 0.0049773 | 0.0050978 | 0.0043063 | 0.004787 | 0.0050345
Portfolio Adjusted1-in-10Size: Under 20 kWSouth of Lugo2021Typical Event Day | Portfolio Adjusted | 1-in-10 | Size: Under 20 kW | South of Lugo | 2021 | Typical Event Day | 8 | 0.8693 | 0.84119 | 0.82359 | 0.81385 | 0.81092 | 0.8325 | 0.83096 | 0.96961 | 1.2831 | 1.6774 | 1.998 | 2.2324 | 2.3323 | 2.3859 | 2.4082 | 2.391 | 2.2675 | 1.9179 | 1.6001 | 1.4435 | 1.3696 | 1.1812 | 1.0092 | 0.92636 | 0 | 0 | 0 | 0 | 0 | 0 | 0 | 0 | 0 | 0 | 0 | 0 | 0 | 0 | 0.0041687 | 0.012039 | 0.014578 | 0.013821 | 0 | 0 | 0 | 0 | 0 | 0 | 69.8672 | 69.2902 | 69.0563 | 68.8934 | 68.2876 | 67.8812 | 67.7021 | 68.0729 | 70.4908 | 74.5225 | 78.6536 | 81.9413 | 84.1888 | 85.6274 | 86.6017 | 87.2024 | 88.1125 | 87.5369 | 86.5287 | 83.7615 | 79.6694 | 75.9522 | 73.6208 | 72.2106 | 0.0063748 | 0.0076444 | 0.003731 | 0.0047836 | 0.0052932 | 0.010011 | 0.0074784 | 0.0048223 | 0.0052789 | 0.0067012 | 0.0082074 | 0.0092875 | 0.0092879 | 0.0093993 | 0.0090128 | 0.0087801 | 0.00814 | 0.0069943 | 0.0058878 | 0.005977 | 0.0064183 | 0.0052662 | 0.0055461 | 0.0057097
Portfolio Adjusted1-in-10Size: Under 20 kWSouth of Lugo2022January Monthly Peak | Portfolio Adjusted | 1-in-10 | Size: Under 20 kW | South of Lugo | 2022 | January Monthly Peak | 1 | 0.76873 | 0.7769 | 0.76205 | 0.77199 | 0.77177 | 0.8296 | 0.98102 | 1.0237 | 1.2503 | 1.5291 | 1.6223 | 1.5879 | 1.4802 | 1.3453 | 1.2842 | 1.2404 | 1.2091 | 1.2995 | 1.3193 | 1.2048 | 1.1041 | 0.97204 | 0.86729 | 0.7963 | 0 | 0 | 0 | 0 | 0 | 0 | 0 | 0 | 0 | 0 | 0 | 0 | 0 | 0 | 0.0022229 | 0.0062454 | 0.0077736 | 0.0093644 | 0 | 0 | 0 | 0 | 0 | 0 | 46.3036 | 46.2065 | 45.6046 | 44.8749 | 44.5766 | 44.2041 | 43.0954 | 42.8225 | 43.8173 | 46.4738 | 48.5234 | 50.6014 | 52.6958 | 53.711 | 54.6643 | 54.8857 | 54.4622 | 53.4606 | 51.8908 | 50.8413 | 50.0564 | 49.6911 | 49.4624 | 48.346 | 0.0056373 | 0.0070601 | 0.0034522 | 0.0045376 | 0.0050376 | 0.0099758 | 0.0088289 | 0.0050914 | 0.0051439 | 0.0061087 | 0.0066638 | 0.0066061 | 0.0058946 | 0.0052999 | 0.0048061 | 0.0045549 | 0.0043405 | 0.004739 | 0.0048544 | 0.0049885 | 0.0051742 | 0.0043337 | 0.0047661 | 0.004908
Portfolio Adjusted1-in-10Size: Under 20 kWSouth of Lugo2022February Monthly Peak | Portfolio Adjusted | 1-in-10 | Size: Under 20 kW | South of Lugo | 2022 | February Monthly Peak | 2 | 0.75394 | 0.7582 | 0.74559 | 0.74796 | 0.7427 | 0.78373 | 0.85724 | 0.86388 | 1.0182 | 1.2726 | 1.4182 | 1.4348 | 1.4237 | 1.4046 | 1.386 | 1.3589 | 1.2854 | 1.238 | 1.2973 | 1.1908 | 1.1063 | 0.96838 | 0.85995 | 0.78588 | 0 | 0 | 0 | 0 | 0 | 0 | 0 | 0 | 0 | 0 | 0 | 0 | 0 | 0 | 0.0023993 | 0.0068418 | 0.0082638 | 0.0089217 | 0 | 0 | 0 | 0 | 0 | 0 | 51.8044 | 51.1166 | 50.367 | 49.3708 | 48.614 | 48.3799 | 47.6092 | 47.3239 | 48.7283 | 52.3711 | 56.2549 | 60.0781 | 62.012 | 63.3931 | 63.7957 | 63.6583 | 63.1195 | 62.2832 | 60.0397 | 58.0077 | 56.4366 | 55.2499 | 54.2709 | 53.0074 | 0.0055288 | 0.0068902 | 0.0033776 | 0.0043963 | 0.0048479 | 0.0094242 | 0.007715 | 0.0042965 | 0.0041892 | 0.005084 | 0.0058258 | 0.005969 | 0.0056697 | 0.0055336 | 0.0051873 | 0.0049899 | 0.0046142 | 0.004515 | 0.0047734 | 0.0049306 | 0.0051845 | 0.0043174 | 0.0047257 | 0.0048438
Portfolio Adjusted1-in-10Size: Under 20 kWSouth of Lugo2022March Monthly Peak | Portfolio Adjusted | 1-in-10 | Size: Under 20 kW | South of Lugo | 2022 | March Monthly Peak | 3 | 0.77511 | 0.76289 | 0.75506 | 0.74607 | 0.73881 | 0.76768 | 0.84308 | 0.83894 | 0.96627 | 1.2 | 1.4335 | 1.531 | 1.6051 | 1.6571 | 1.6879 | 1.6883 | 1.6076 | 1.404 | 1.2486 | 1.2616 | 1.1741 | 1.0308 | 0.88719 | 0.81871 | 0 | 0 | 0 | 0 | 0 | 0 | 0 | 0 | 0 | 0 | 0 | 0 | 0 | 0 | 0.0029218 | 0.0085003 | 0.010335 | 0.010117 | 0 | 0 | 0 | 0 | 0 | 0 | 60.9509 | 59.3122 | 58.6397 | 58.0035 | 57.1199 | 55.4046 | 54.8671 | 55.5163 | 58.8706 | 64.1189 | 69.4921 | 73.9057 | 76.6141 | 77.5624 | 78.1413 | 78.1632 | 77.1645 | 76.2182 | 74.7074 | 72.225 | 69.6465 | 66.1964 | 63.1631 | 60.9891 | 0.0056841 | 0.0069328 | 0.0034205 | 0.0043853 | 0.0048225 | 0.0092312 | 0.0075875 | 0.0041724 | 0.0039755 | 0.004794 | 0.0058883 | 0.0063692 | 0.0063922 | 0.0065284 | 0.0063171 | 0.0061995 | 0.0057708 | 0.00512 | 0.0045942 | 0.0052237 | 0.0055023 | 0.0045958 | 0.0048754 | 0.0050461
Portfolio Adjusted1-in-10Size: Under 20 kWSouth of Lugo2022April Monthly Peak | Portfolio Adjusted | 1-in-10 | Size: Under 20 kW | South of Lugo | 2022 | April Monthly Peak | 4 | 0.82472 | 0.80381 | 0.78012 | 0.76991 | 0.75971 | 0.79004 | 0.77801 | 0.85801 | 1.092 | 1.4101 | 1.6874 | 1.8447 | 1.9285 | 1.9771 | 2.0016 | 1.982 | 1.8871 | 1.6077 | 1.3662 | 1.3364 | 1.2926 | 1.1351 | 0.96493 | 0.87638 | 0 | 0 | 0 | 0 | 0 | 0 | 0 | 0 | 0 | 0 | 0 | 0 | 0 | 0 | 0.0034648 | 0.0099789 | 0.012132 | 0.011586 | 0 | 0 | 0 | 0 | 0 | 0 | 70.0339 | 69.0958 | 67.525 | 65.9666 | 64.6253 | 63.7732 | 63.4127 | 63.4885 | 66.2105 | 71.8364 | 77.2507 | 82.3236 | 85.1894 | 85.7573 | 84.8714 | 84.8756 | 84.7852 | 84.9411 | 83.6056 | 79.6215 | 74.926 | 70.1803 | 67.895 | 66.9835 | 0.0060479 | 0.0073047 | 0.003534 | 0.0045254 | 0.0049589 | 0.0095001 | 0.0070019 | 0.0042673 | 0.0044928 | 0.0056333 | 0.0069314 | 0.0076744 | 0.00768 | 0.0077891 | 0.0074911 | 0.0072779 | 0.0067741 | 0.0058632 | 0.0050272 | 0.0055336 | 0.0060576 | 0.0050606 | 0.0053026 | 0.0054017
Portfolio Adjusted1-in-10Size: Under 20 kWSouth of Lugo2022May Monthly Peak | Portfolio Adjusted | 1-in-10 | Size: Under 20 kW | South of Lugo | 2022 | May Monthly Peak | 5 | 0.83156 | 0.80764 | 0.78134 | 0.76727 | 0.76272 | 0.78705 | 0.73007 | 0.84059 | 1.0806 | 1.3788 | 1.6589 | 1.8127 | 1.887 | 1.9298 | 1.954 | 1.943 | 1.8313 | 1.5696 | 1.3473 | 1.2607 | 1.2872 | 1.121 | 0.9649 | 0.88565 | 0 | 0 | 0 | 0 | 0 | 0 | 0 | 0 | 0 | 0 | 0 | 0 | 0 | 0 | 0.0033826 | 0.0097827 | 0.011774 | 0.011311 | 0 | 0 | 0 | 0 | 0 | 0 | 67.2352 | 66.7241 | 65.423 | 64.7571 | 64.2482 | 63.6514 | 63.917 | 63.99 | 66.8575 | 72.3116 | 77.427 | 81.0346 | 82.8325 | 83.4647 | 85.7794 | 87.0189 | 87.6498 | 86.4063 | 84.7509 | 82.6303 | 79.4843 | 75.5124 | 72.3417 | 70.0102 | 0.006098 | 0.0073394 | 0.0035396 | 0.0045098 | 0.0049786 | 0.0094641 | 0.0065704 | 0.0041806 | 0.0044459 | 0.0055081 | 0.0068144 | 0.0075414 | 0.0075145 | 0.0076024 | 0.0073132 | 0.0071348 | 0.0065741 | 0.0057241 | 0.0049576 | 0.0052201 | 0.0060322 | 0.004998 | 0.0053025 | 0.0054588
Portfolio Adjusted1-in-10Size: Under 20 kWSouth of Lugo2022June Monthly Peak | Portfolio Adjusted | 1-in-10 | Size: Under 20 kW | South of Lugo | 2022 | June Monthly Peak | 6 | 0.83506 | 0.81015 | 0.79619 | 0.78579 | 0.7864 | 0.79695 | 0.73914 | 0.86799 | 1.1129 | 1.425 | 1.7373 | 1.9122 | 1.9909 | 2.0543 | 2.0747 | 2.0532 | 1.929 | 1.635 | 1.3998 | 1.2541 | 1.2479 | 1.1197 | 0.97067 | 0.88238 | 0 | 0 | 0 | 0 | 0 | 0 | 0 | 0 | 0 | 0 | 0 | 0 | 0 | 0 | 0.0035915 | 0.010338 | 0.012401 | 0.011783 | 0 | 0 | 0 | 0 | 0 | 0 | 66.0758 | 65.6896 | 65.5235 | 65.6099 | 64.5954 | 63.8384 | 63.7771 | 64.5966 | 67.1317 | 71.2725 | 76.2196 | 79.6839 | 81.2016 | 81.0783 | 82.2954 | 82.5214 | 83.8485 | 83.6909 | 83.7318 | 81.9149 | 77.5259 | 73.58 | 71.1731 | 69.7791 | 0.0061237 | 0.0073623 | 0.0036068 | 0.0046187 | 0.0051332 | 0.0095831 | 0.0066521 | 0.0043169 | 0.0045786 | 0.0056926 | 0.0071364 | 0.0079554 | 0.0079286 | 0.0080931 | 0.0077648 | 0.0075395 | 0.0069246 | 0.0059628 | 0.0051507 | 0.0051927 | 0.0058484 | 0.0049921 | 0.0053342 | 0.0054386
Portfolio Adjusted1-in-10Size: Under 20 kWSouth of Lugo2022July Monthly Peak | Portfolio Adjusted | 1-in-10 | Size: Under 20 kW | South of Lugo | 2022 | July Monthly Peak | 7 | 0.85452 | 0.82924 | 0.80886 | 0.80579 | 0.80409 | 0.82862 | 0.79498 | 0.94648 | 1.2302 | 1.5732 | 1.8829 | 2.0705 | 2.1773 | 2.2334 | 2.2571 | 2.21 | 2.0884 | 1.7845 | 1.5143 | 1.3332 | 1.2947 | 1.1556 | 0.9999 | 0.91523 | 0 | 0 | 0 | 0 | 0 | 0 | 0 | 0 | 0 | 0 | 0 | 0 | 0 | 0 | 0.0039071 | 0.011127 | 0.013427 | 0.01286 | 0 | 0 | 0 | 0 | 0 | 0 | 69.5646 | 68.836 | 68.6106 | 68.4568 | 68.0836 | 67.8625 | 67.4396 | 67.5929 | 70.319 | 74.4124 | 77.9343 | 78.972 | 79.9994 | 81.4161 | 83.7706 | 84.7451 | 87.0734 | 85.5551 | 83.6608 | 80.7925 | 77.607 | 75.1487 | 73.4793 | 72.3898 | 0.0062664 | 0.0075357 | 0.0036642 | 0.0047363 | 0.0052486 | 0.0099639 | 0.0071547 | 0.0047072 | 0.0050615 | 0.0062847 | 0.0077345 | 0.008614 | 0.0086706 | 0.0087985 | 0.0084473 | 0.0081152 | 0.007497 | 0.0065079 | 0.005572 | 0.0055202 | 0.0060673 | 0.005152 | 0.0054948 | 0.005641
Portfolio Adjusted1-in-10Size: Under 20 kWSouth of Lugo2022August Monthly Peak | Portfolio Adjusted | 1-in-10 | Size: Under 20 kW | South of Lugo | 2022 | August Monthly Peak | 8 | 0.87161 | 0.8434 | 0.82564 | 0.81599 | 0.81283 | 0.83489 | 0.83422 | 0.97505 | 1.2943 | 1.6938 | 2.0172 | 2.255 | 2.3547 | 2.4069 | 2.428 | 2.4104 | 2.2851 | 1.9309 | 1.6105 | 1.4522 | 1.3755 | 1.1858 | 1.0128 | 0.92918 | 0 | 0 | 0 | 0 | 0 | 0 | 0 | 0 | 0 | 0 | 0 | 0 | 0 | 0 | 0.004203 | 0.012136 | 0.014691 | 0.013915 | 0 | 0 | 0 | 0 | 0 | 0 | 70.2935 | 69.9147 | 69.8433 | 69.5551 | 69.1269 | 68.9717 | 68.8678 | 69.141 | 71.4586 | 75.2241 | 78.5224 | 81.7889 | 84.2306 | 85.5078 | 85.9473 | 87.1537 | 87.5999 | 88.043 | 87.1778 | 83.3464 | 78.3159 | 74.9976 | 73.0228 | 71.7888 | 0.0063918 | 0.0076644 | 0.0037403 | 0.0047962 | 0.0053057 | 0.010039 | 0.0075078 | 0.0048493 | 0.0053249 | 0.0067667 | 0.0082861 | 0.0093812 | 0.009377 | 0.009482 | 0.0090869 | 0.0088513 | 0.0082029 | 0.0070418 | 0.0059261 | 0.0060129 | 0.0064463 | 0.0052868 | 0.0055654 | 0.0057271
Portfolio Adjusted1-in-10Size: Under 20 kWSouth of Lugo2022September Monthly Peak | Portfolio Adjusted | 1-in-10 | Size: Under 20 kW | South of Lugo | 2022 | September Monthly Peak | 9 | 0.86527 | 0.85499 | 0.83295 | 0.82443 | 0.82424 | 0.86077 | 0.91693 | 1.0307 | 1.4169 | 1.9102 | 2.2496 | 2.4812 | 2.5857 | 2.5935 | 2.5975 | 2.557 | 2.3902 | 1.9869 | 1.6441 | 1.5968 | 1.3938 | 1.1963 | 1.0085 | 0.92386 | 0 | 0 | 0 | 0 | 0 | 0 | 0 | 0 | 0 | 0 | 0 | 0 | 0 | 0 | 0.0044964 | 0.012874 | 0.015367 | 0.014318 | 0 | 0 | 0 | 0 | 0 | 0 | 73.5347 | 72.7206 | 72.2478 | 71.9517 | 71.3445 | 70.8523 | 70.7241 | 70.961 | 73.0539 | 77.181 | 81.9383 | 87.3203 | 91.3237 | 94.5073 | 94.3933 | 94.3894 | 93.928 | 92.8587 | 91.5444 | 88.9923 | 85.2287 | 80.0827 | 76.808 | 74.8849 | 0.0063453 | 0.0077698 | 0.0037734 | 0.0048458 | 0.0053801 | 0.010351 | 0.0082521 | 0.0051262 | 0.0058293 | 0.0076309 | 0.0092407 | 0.010323 | 0.010297 | 0.010217 | 0.0097213 | 0.0093896 | 0.0085803 | 0.007246 | 0.0060496 | 0.0066115 | 0.0065319 | 0.0053337 | 0.0055423 | 0.0056942
Portfolio Adjusted1-in-10Size: Under 20 kWSouth of Lugo2022October Monthly Peak | Portfolio Adjusted | 1-in-10 | Size: Under 20 kW | South of Lugo | 2022 | October Monthly Peak | 10 | 0.81287 | 0.79491 | 0.77441 | 0.77081 | 0.76684 | 0.78609 | 0.87183 | 0.905 | 1.1544 | 1.5555 | 1.8588 | 2.0407 | 2.1335 | 2.1679 | 2.2019 | 2.1799 | 2.0457 | 1.6772 | 1.5129 | 1.4468 | 1.2824 | 1.1015 | 0.9297 | 0.85658 | 0 | 0 | 0 | 0 | 0 | 0 | 0 | 0 | 0 | 0 | 0 | 0 | 0 | 0 | 0.0038116 | 0.010976 | 0.013152 | 0.012086 | 0 | 0 | 0 | 0 | 0 | 0 | 71.5427 | 71.0959 | 70.1818 | 69.2397 | 68.2375 | 68.0548 | 68.1726 | 68.3121 | 69.4567 | 72.249 | 76.6512 | 81.6124 | 84.2332 | 85.4516 | 85.9133 | 86.4192 | 85.4951 | 82.7711 | 79.1389 | 77.017 | 75.0382 | 73.6158 | 72.4192 | 71.2612 | 0.005961 | 0.0072238 | 0.0035082 | 0.0045307 | 0.0050055 | 0.0094526 | 0.0078463 | 0.0045009 | 0.0047495 | 0.0062142 | 0.0076354 | 0.00849 | 0.0084964 | 0.0085405 | 0.0082407 | 0.0080049 | 0.0073435 | 0.0061165 | 0.005567 | 0.0059903 | 0.0060097 | 0.0049108 | 0.005109 | 0.0052796
Portfolio Adjusted1-in-10Size: Under 20 kWSouth of Lugo2022November Monthly Peak | Portfolio Adjusted | 1-in-10 | Size: Under 20 kW | South of Lugo | 2022 | November Monthly Peak | 11 | 0.78038 | 0.76648 | 0.76724 | 0.76149 | 0.75383 | 0.78191 | 0.79383 | 0.82396 | 1.0205 | 1.2738 | 1.5002 | 1.6208 | 1.6694 | 1.7077 | 1.7073 | 1.6828 | 1.6027 | 1.5648 | 1.3698 | 1.2372 | 1.118 | 0.96884 | 0.87293 | 0.81128 | 0 | 0 | 0 | 0 | 0 | 0 | 0 | 0 | 0 | 0 | 0 | 0 | 0 | 0 | 0.0029554 | 0.0084726 | 0.010304 | 0.011276 | 0 | 0 | 0 | 0 | 0 | 0 | 64.1132 | 62.3913 | 61.5483 | 60.026 | 59.0968 | 58.3572 | 57.6301 | 58.6302 | 61.4305 | 66.7788 | 72.377 | 76.604 | 78.6248 | 80.0998 | 80.7848 | 80.1963 | 78.8041 | 76.748 | 74.7733 | 72.028 | 70.3534 | 68.9653 | 67.1302 | 65.9158 | 0.0057228 | 0.0069654 | 0.0034757 | 0.0044759 | 0.0049206 | 0.0094023 | 0.0071443 | 0.0040979 | 0.0041985 | 0.0050885 | 0.0061626 | 0.0067431 | 0.006648 | 0.0067275 | 0.0063898 | 0.0061793 | 0.0057533 | 0.0057066 | 0.0050402 | 0.0051226 | 0.0052394 | 0.0043195 | 0.0047971 | 0.0050004
Portfolio Adjusted1-in-10Size: Under 20 kWSouth of Lugo2022December Monthly Peak | Portfolio Adjusted | 1-in-10 | Size: Under 20 kW | South of Lugo | 2022 | December Monthly Peak | 12 | 0.78571 | 0.78856 | 0.78881 | 0.78117 | 0.77991 | 0.845 | 0.97916 | 1.0412 | 1.2691 | 1.5104 | 1.6189 | 1.603 | 1.5096 | 1.3947 | 1.3305 | 1.2819 | 1.2873 | 1.3462 | 1.3105 | 1.2021 | 1.0878 | 0.96589 | 0.87109 | 0.81682 | 0 | 0 | 0 | 0 | 0 | 0 | 0 | 0 | 0 | 0 | 0 | 0 | 0 | 0 | 0.0023032 | 0.0064543 | 0.0082763 | 0.0097014 | 0 | 0 | 0 | 0 | 0 | 0 | 47.0607 | 46.4618 | 45.5664 | 44.8756 | 44.3193 | 43.2573 | 43.9097 | 44.3447 | 45.6894 | 47.8076 | 50.3759 | 52.1678 | 53.2235 | 52.9319 | 52.9317 | 52.8567 | 52.5312 | 51.3051 | 50.1239 | 49.3555 | 48.356 | 47.735 | 46.9571 | 46.687 | 0.0057618 | 0.0071661 | 0.0035734 | 0.0045916 | 0.0050908 | 0.010161 | 0.0088121 | 0.0051781 | 0.0052213 | 0.0060339 | 0.0066501 | 0.0066689 | 0.0060116 | 0.0054944 | 0.0049796 | 0.0047073 | 0.0046212 | 0.0049096 | 0.0048221 | 0.0049773 | 0.0050978 | 0.0043063 | 0.004787 | 0.0050345
Portfolio Adjusted1-in-10Size: Under 20 kWSouth of Lugo2022Typical Event Day | Portfolio Adjusted | 1-in-10 | Size: Under 20 kW | South of Lugo | 2022 | Typical Event Day | 8 | 0.8693 | 0.84119 | 0.82359 | 0.81385 | 0.81092 | 0.8325 | 0.83096 | 0.96961 | 1.2831 | 1.6774 | 1.998 | 2.2324 | 2.3323 | 2.3859 | 2.4082 | 2.391 | 2.2675 | 1.9179 | 1.6001 | 1.4435 | 1.3696 | 1.1812 | 1.0092 | 0.92636 | 0 | 0 | 0 | 0 | 0 | 0 | 0 | 0 | 0 | 0 | 0 | 0 | 0 | 0 | 0.0041687 | 0.012039 | 0.014578 | 0.013821 | 0 | 0 | 0 | 0 | 0 | 0 | 69.8672 | 69.2902 | 69.0563 | 68.8934 | 68.2876 | 67.8812 | 67.7021 | 68.0729 | 70.4908 | 74.5225 | 78.6536 | 81.9413 | 84.1888 | 85.6274 | 86.6017 | 87.2024 | 88.1125 | 87.5369 | 86.5287 | 83.7615 | 79.6694 | 75.9522 | 73.6208 | 72.2106 | 0.0063748 | 0.0076444 | 0.003731 | 0.0047836 | 0.0052932 | 0.010011 | 0.0074784 | 0.0048223 | 0.0052789 | 0.0067012 | 0.0082074 | 0.0092875 | 0.0092879 | 0.0093993 | 0.0090128 | 0.0087801 | 0.00814 | 0.0069943 | 0.0058878 | 0.005977 | 0.0064183 | 0.0052662 | 0.0055461 | 0.0057097
Portfolio Adjusted1-in-10Size: Under 20 kWSouth of Lugo2023January Monthly Peak | Portfolio Adjusted | 1-in-10 | Size: Under 20 kW | South of Lugo | 2023 | January Monthly Peak | 1 | 0.76873 | 0.7769 | 0.76205 | 0.77199 | 0.77177 | 0.8296 | 0.98102 | 1.0237 | 1.2503 | 1.5291 | 1.6223 | 1.5879 | 1.4802 | 1.3453 | 1.2842 | 1.2404 | 1.2091 | 1.2995 | 1.3193 | 1.2048 | 1.1041 | 0.97204 | 0.86729 | 0.7963 | 0 | 0 | 0 | 0 | 0 | 0 | 0 | 0 | 0 | 0 | 0 | 0 | 0 | 0 | 0.0022229 | 0.0062454 | 0.0077736 | 0.0093644 | 0 | 0 | 0 | 0 | 0 | 0 | 46.3036 | 46.2065 | 45.6046 | 44.8749 | 44.5766 | 44.2041 | 43.0954 | 42.8225 | 43.8173 | 46.4738 | 48.5234 | 50.6014 | 52.6958 | 53.711 | 54.6643 | 54.8857 | 54.4622 | 53.4606 | 51.8908 | 50.8413 | 50.0564 | 49.6911 | 49.4624 | 48.346 | 0.0056373 | 0.0070601 | 0.0034522 | 0.0045376 | 0.0050376 | 0.0099758 | 0.0088289 | 0.0050914 | 0.0051439 | 0.0061087 | 0.0066638 | 0.0066061 | 0.0058946 | 0.0052999 | 0.0048061 | 0.0045549 | 0.0043405 | 0.004739 | 0.0048544 | 0.0049885 | 0.0051742 | 0.0043337 | 0.0047661 | 0.004908
Portfolio Adjusted1-in-10Size: Under 20 kWSouth of Lugo2023February Monthly Peak | Portfolio Adjusted | 1-in-10 | Size: Under 20 kW | South of Lugo | 2023 | February Monthly Peak | 2 | 0.75394 | 0.7582 | 0.74559 | 0.74796 | 0.7427 | 0.78373 | 0.85724 | 0.86388 | 1.0182 | 1.2726 | 1.4182 | 1.4348 | 1.4237 | 1.4046 | 1.386 | 1.3589 | 1.2854 | 1.238 | 1.2973 | 1.1908 | 1.1063 | 0.96838 | 0.85995 | 0.78588 | 0 | 0 | 0 | 0 | 0 | 0 | 0 | 0 | 0 | 0 | 0 | 0 | 0 | 0 | 0.0023993 | 0.0068418 | 0.0082638 | 0.0089217 | 0 | 0 | 0 | 0 | 0 | 0 | 51.8044 | 51.1166 | 50.367 | 49.3708 | 48.614 | 48.3799 | 47.6092 | 47.3239 | 48.7283 | 52.3711 | 56.2549 | 60.0781 | 62.012 | 63.3931 | 63.7957 | 63.6583 | 63.1195 | 62.2832 | 60.0397 | 58.0077 | 56.4366 | 55.2499 | 54.2709 | 53.0074 | 0.0055288 | 0.0068902 | 0.0033776 | 0.0043963 | 0.0048479 | 0.0094242 | 0.007715 | 0.0042965 | 0.0041892 | 0.005084 | 0.0058258 | 0.005969 | 0.0056697 | 0.0055336 | 0.0051873 | 0.0049899 | 0.0046142 | 0.004515 | 0.0047734 | 0.0049306 | 0.0051845 | 0.0043174 | 0.0047257 | 0.0048438
Portfolio Adjusted1-in-10Size: Under 20 kWSouth of Lugo2023March Monthly Peak | Portfolio Adjusted | 1-in-10 | Size: Under 20 kW | South of Lugo | 2023 | March Monthly Peak | 3 | 0.77511 | 0.76289 | 0.75506 | 0.74607 | 0.73881 | 0.76768 | 0.84308 | 0.83894 | 0.96627 | 1.2 | 1.4335 | 1.531 | 1.6051 | 1.6571 | 1.6879 | 1.6883 | 1.6076 | 1.404 | 1.2486 | 1.2616 | 1.1741 | 1.0308 | 0.88719 | 0.81871 | 0 | 0 | 0 | 0 | 0 | 0 | 0 | 0 | 0 | 0 | 0 | 0 | 0 | 0 | 0.0029218 | 0.0085003 | 0.010335 | 0.010117 | 0 | 0 | 0 | 0 | 0 | 0 | 60.9509 | 59.3122 | 58.6397 | 58.0035 | 57.1199 | 55.4046 | 54.8671 | 55.5163 | 58.8706 | 64.1189 | 69.4921 | 73.9057 | 76.6141 | 77.5624 | 78.1413 | 78.1632 | 77.1645 | 76.2182 | 74.7074 | 72.225 | 69.6465 | 66.1964 | 63.1631 | 60.9891 | 0.0056841 | 0.0069328 | 0.0034205 | 0.0043853 | 0.0048225 | 0.0092312 | 0.0075875 | 0.0041724 | 0.0039755 | 0.004794 | 0.0058883 | 0.0063692 | 0.0063922 | 0.0065284 | 0.0063171 | 0.0061995 | 0.0057708 | 0.00512 | 0.0045942 | 0.0052237 | 0.0055023 | 0.0045958 | 0.0048754 | 0.0050461
Portfolio Adjusted1-in-10Size: Under 20 kWSouth of Lugo2023April Monthly Peak | Portfolio Adjusted | 1-in-10 | Size: Under 20 kW | South of Lugo | 2023 | April Monthly Peak | 4 | 0.82472 | 0.80381 | 0.78012 | 0.76991 | 0.75971 | 0.79004 | 0.77801 | 0.85801 | 1.092 | 1.4101 | 1.6874 | 1.8447 | 1.9285 | 1.9771 | 2.0016 | 1.982 | 1.8871 | 1.6077 | 1.3662 | 1.3364 | 1.2926 | 1.1351 | 0.96493 | 0.87638 | 0 | 0 | 0 | 0 | 0 | 0 | 0 | 0 | 0 | 0 | 0 | 0 | 0 | 0 | 0.0034648 | 0.0099789 | 0.012132 | 0.011586 | 0 | 0 | 0 | 0 | 0 | 0 | 70.0339 | 69.0958 | 67.525 | 65.9666 | 64.6253 | 63.7732 | 63.4127 | 63.4885 | 66.2105 | 71.8364 | 77.2507 | 82.3236 | 85.1894 | 85.7573 | 84.8714 | 84.8756 | 84.7852 | 84.9411 | 83.6056 | 79.6215 | 74.926 | 70.1803 | 67.895 | 66.9835 | 0.0060479 | 0.0073047 | 0.003534 | 0.0045254 | 0.0049589 | 0.0095001 | 0.0070019 | 0.0042673 | 0.0044928 | 0.0056333 | 0.0069314 | 0.0076744 | 0.00768 | 0.0077891 | 0.0074911 | 0.0072779 | 0.0067741 | 0.0058632 | 0.0050272 | 0.0055336 | 0.0060576 | 0.0050606 | 0.0053026 | 0.0054017
Portfolio Adjusted1-in-10Size: Under 20 kWSouth of Lugo2023May Monthly Peak | Portfolio Adjusted | 1-in-10 | Size: Under 20 kW | South of Lugo | 2023 | May Monthly Peak | 5 | 0.83156 | 0.80764 | 0.78134 | 0.76727 | 0.76272 | 0.78705 | 0.73007 | 0.84059 | 1.0806 | 1.3788 | 1.6589 | 1.8127 | 1.887 | 1.9298 | 1.954 | 1.943 | 1.8313 | 1.5696 | 1.3473 | 1.2607 | 1.2872 | 1.121 | 0.9649 | 0.88565 | 0 | 0 | 0 | 0 | 0 | 0 | 0 | 0 | 0 | 0 | 0 | 0 | 0 | 0 | 0.0033826 | 0.0097827 | 0.011774 | 0.011311 | 0 | 0 | 0 | 0 | 0 | 0 | 67.2352 | 66.7241 | 65.423 | 64.7571 | 64.2482 | 63.6514 | 63.917 | 63.99 | 66.8575 | 72.3116 | 77.427 | 81.0346 | 82.8325 | 83.4647 | 85.7794 | 87.0189 | 87.6498 | 86.4063 | 84.7509 | 82.6303 | 79.4843 | 75.5124 | 72.3417 | 70.0102 | 0.006098 | 0.0073394 | 0.0035396 | 0.0045098 | 0.0049786 | 0.0094641 | 0.0065704 | 0.0041806 | 0.0044459 | 0.0055081 | 0.0068144 | 0.0075414 | 0.0075145 | 0.0076024 | 0.0073132 | 0.0071348 | 0.0065741 | 0.0057241 | 0.0049576 | 0.0052201 | 0.0060322 | 0.004998 | 0.0053025 | 0.0054588
Portfolio Adjusted1-in-10Size: Under 20 kWSouth of Lugo2023June Monthly Peak | Portfolio Adjusted | 1-in-10 | Size: Under 20 kW | South of Lugo | 2023 | June Monthly Peak | 6 | 0.83506 | 0.81015 | 0.79619 | 0.78579 | 0.7864 | 0.79695 | 0.73914 | 0.86799 | 1.1129 | 1.425 | 1.7373 | 1.9122 | 1.9909 | 2.0543 | 2.0747 | 2.0532 | 1.929 | 1.635 | 1.3998 | 1.2541 | 1.2479 | 1.1197 | 0.97067 | 0.88238 | 0 | 0 | 0 | 0 | 0 | 0 | 0 | 0 | 0 | 0 | 0 | 0 | 0 | 0 | 0.0035915 | 0.010338 | 0.012401 | 0.011783 | 0 | 0 | 0 | 0 | 0 | 0 | 66.0758 | 65.6896 | 65.5235 | 65.6099 | 64.5954 | 63.8384 | 63.7771 | 64.5966 | 67.1317 | 71.2725 | 76.2196 | 79.6839 | 81.2016 | 81.0783 | 82.2954 | 82.5214 | 83.8485 | 83.6909 | 83.7318 | 81.9149 | 77.5259 | 73.58 | 71.1731 | 69.7791 | 0.0061237 | 0.0073623 | 0.0036068 | 0.0046187 | 0.0051332 | 0.0095831 | 0.0066521 | 0.0043169 | 0.0045786 | 0.0056926 | 0.0071364 | 0.0079554 | 0.0079286 | 0.0080931 | 0.0077648 | 0.0075395 | 0.0069246 | 0.0059628 | 0.0051507 | 0.0051927 | 0.0058484 | 0.0049921 | 0.0053342 | 0.0054386
Portfolio Adjusted1-in-10Size: Under 20 kWSouth of Lugo2023July Monthly Peak | Portfolio Adjusted | 1-in-10 | Size: Under 20 kW | South of Lugo | 2023 | July Monthly Peak | 7 | 0.85452 | 0.82924 | 0.80886 | 0.80579 | 0.80409 | 0.82862 | 0.79498 | 0.94648 | 1.2302 | 1.5732 | 1.8829 | 2.0705 | 2.1773 | 2.2334 | 2.2571 | 2.21 | 2.0884 | 1.7845 | 1.5143 | 1.3332 | 1.2947 | 1.1556 | 0.9999 | 0.91523 | 0 | 0 | 0 | 0 | 0 | 0 | 0 | 0 | 0 | 0 | 0 | 0 | 0 | 0 | 0.0039071 | 0.011127 | 0.013427 | 0.01286 | 0 | 0 | 0 | 0 | 0 | 0 | 69.5646 | 68.836 | 68.6106 | 68.4568 | 68.0836 | 67.8625 | 67.4396 | 67.5929 | 70.319 | 74.4124 | 77.9343 | 78.972 | 79.9994 | 81.4161 | 83.7706 | 84.7451 | 87.0734 | 85.5551 | 83.6608 | 80.7925 | 77.607 | 75.1487 | 73.4793 | 72.3898 | 0.0062664 | 0.0075357 | 0.0036642 | 0.0047363 | 0.0052486 | 0.0099639 | 0.0071547 | 0.0047072 | 0.0050615 | 0.0062847 | 0.0077345 | 0.008614 | 0.0086706 | 0.0087985 | 0.0084473 | 0.0081152 | 0.007497 | 0.0065079 | 0.005572 | 0.0055202 | 0.0060673 | 0.005152 | 0.0054948 | 0.005641
Portfolio Adjusted1-in-10Size: Under 20 kWSouth of Lugo2023August Monthly Peak | Portfolio Adjusted | 1-in-10 | Size: Under 20 kW | South of Lugo | 2023 | August Monthly Peak | 8 | 0.87161 | 0.8434 | 0.82564 | 0.81599 | 0.81283 | 0.83489 | 0.83422 | 0.97505 | 1.2943 | 1.6938 | 2.0172 | 2.255 | 2.3547 | 2.4069 | 2.428 | 2.4104 | 2.2851 | 1.9309 | 1.6105 | 1.4522 | 1.3755 | 1.1858 | 1.0128 | 0.92918 | 0 | 0 | 0 | 0 | 0 | 0 | 0 | 0 | 0 | 0 | 0 | 0 | 0 | 0 | 0.004203 | 0.012136 | 0.014691 | 0.013915 | 0 | 0 | 0 | 0 | 0 | 0 | 70.2935 | 69.9147 | 69.8433 | 69.5551 | 69.1269 | 68.9717 | 68.8678 | 69.141 | 71.4586 | 75.2241 | 78.5224 | 81.7889 | 84.2306 | 85.5078 | 85.9473 | 87.1537 | 87.5999 | 88.043 | 87.1778 | 83.3464 | 78.3159 | 74.9976 | 73.0228 | 71.7888 | 0.0063918 | 0.0076644 | 0.0037403 | 0.0047962 | 0.0053057 | 0.010039 | 0.0075078 | 0.0048493 | 0.0053249 | 0.0067667 | 0.0082861 | 0.0093812 | 0.009377 | 0.009482 | 0.0090869 | 0.0088513 | 0.0082029 | 0.0070418 | 0.0059261 | 0.0060129 | 0.0064463 | 0.0052868 | 0.0055654 | 0.0057271
Portfolio Adjusted1-in-10Size: Under 20 kWSouth of Lugo2023September Monthly Peak | Portfolio Adjusted | 1-in-10 | Size: Under 20 kW | South of Lugo | 2023 | September Monthly Peak | 9 | 0.86527 | 0.85499 | 0.83295 | 0.82443 | 0.82424 | 0.86077 | 0.91693 | 1.0307 | 1.4169 | 1.9102 | 2.2496 | 2.4812 | 2.5857 | 2.5935 | 2.5975 | 2.557 | 2.3902 | 1.9869 | 1.6441 | 1.5968 | 1.3938 | 1.1963 | 1.0085 | 0.92386 | 0 | 0 | 0 | 0 | 0 | 0 | 0 | 0 | 0 | 0 | 0 | 0 | 0 | 0 | 0.0044964 | 0.012874 | 0.015367 | 0.014318 | 0 | 0 | 0 | 0 | 0 | 0 | 73.5347 | 72.7206 | 72.2478 | 71.9517 | 71.3445 | 70.8523 | 70.7241 | 70.961 | 73.0539 | 77.181 | 81.9383 | 87.3203 | 91.3237 | 94.5073 | 94.3933 | 94.3894 | 93.928 | 92.8587 | 91.5444 | 88.9923 | 85.2287 | 80.0827 | 76.808 | 74.8849 | 0.0063453 | 0.0077698 | 0.0037734 | 0.0048458 | 0.0053801 | 0.010351 | 0.0082521 | 0.0051262 | 0.0058293 | 0.0076309 | 0.0092407 | 0.010323 | 0.010297 | 0.010217 | 0.0097213 | 0.0093896 | 0.0085803 | 0.007246 | 0.0060496 | 0.0066115 | 0.0065319 | 0.0053337 | 0.0055423 | 0.0056942
Portfolio Adjusted1-in-10Size: Under 20 kWSouth of Lugo2023October Monthly Peak | Portfolio Adjusted | 1-in-10 | Size: Under 20 kW | South of Lugo | 2023 | October Monthly Peak | 10 | 0.81287 | 0.79491 | 0.77441 | 0.77081 | 0.76684 | 0.78609 | 0.87183 | 0.905 | 1.1544 | 1.5555 | 1.8588 | 2.0407 | 2.1335 | 2.1679 | 2.2019 | 2.1799 | 2.0457 | 1.6772 | 1.5129 | 1.4468 | 1.2824 | 1.1015 | 0.9297 | 0.85658 | 0 | 0 | 0 | 0 | 0 | 0 | 0 | 0 | 0 | 0 | 0 | 0 | 0 | 0 | 0.0038116 | 0.010976 | 0.013152 | 0.012086 | 0 | 0 | 0 | 0 | 0 | 0 | 71.5427 | 71.0959 | 70.1818 | 69.2397 | 68.2375 | 68.0548 | 68.1726 | 68.3121 | 69.4567 | 72.249 | 76.6512 | 81.6124 | 84.2332 | 85.4516 | 85.9133 | 86.4192 | 85.4951 | 82.7711 | 79.1389 | 77.017 | 75.0382 | 73.6158 | 72.4192 | 71.2612 | 0.005961 | 0.0072238 | 0.0035082 | 0.0045307 | 0.0050055 | 0.0094526 | 0.0078463 | 0.0045009 | 0.0047495 | 0.0062142 | 0.0076354 | 0.00849 | 0.0084964 | 0.0085405 | 0.0082407 | 0.0080049 | 0.0073435 | 0.0061165 | 0.005567 | 0.0059903 | 0.0060097 | 0.0049108 | 0.005109 | 0.0052796
Portfolio Adjusted1-in-10Size: Under 20 kWSouth of Lugo2023November Monthly Peak | Portfolio Adjusted | 1-in-10 | Size: Under 20 kW | South of Lugo | 2023 | November Monthly Peak | 11 | 0.78038 | 0.76648 | 0.76724 | 0.76149 | 0.75383 | 0.78191 | 0.79383 | 0.82396 | 1.0205 | 1.2738 | 1.5002 | 1.6208 | 1.6694 | 1.7077 | 1.7073 | 1.6828 | 1.6027 | 1.5648 | 1.3698 | 1.2372 | 1.118 | 0.96884 | 0.87293 | 0.81128 | 0 | 0 | 0 | 0 | 0 | 0 | 0 | 0 | 0 | 0 | 0 | 0 | 0 | 0 | 0.0029554 | 0.0084726 | 0.010304 | 0.011276 | 0 | 0 | 0 | 0 | 0 | 0 | 64.1132 | 62.3913 | 61.5483 | 60.026 | 59.0968 | 58.3572 | 57.6301 | 58.6302 | 61.4305 | 66.7788 | 72.377 | 76.604 | 78.6248 | 80.0998 | 80.7848 | 80.1963 | 78.8041 | 76.748 | 74.7733 | 72.028 | 70.3534 | 68.9653 | 67.1302 | 65.9158 | 0.0057228 | 0.0069654 | 0.0034757 | 0.0044759 | 0.0049206 | 0.0094023 | 0.0071443 | 0.0040979 | 0.0041985 | 0.0050885 | 0.0061626 | 0.0067431 | 0.006648 | 0.0067275 | 0.0063898 | 0.0061793 | 0.0057533 | 0.0057066 | 0.0050402 | 0.0051226 | 0.0052394 | 0.0043195 | 0.0047971 | 0.0050004
Portfolio Adjusted1-in-10Size: Under 20 kWSouth of Lugo2023December Monthly Peak | Portfolio Adjusted | 1-in-10 | Size: Under 20 kW | South of Lugo | 2023 | December Monthly Peak | 12 | 0.78571 | 0.78856 | 0.78881 | 0.78117 | 0.77991 | 0.845 | 0.97916 | 1.0412 | 1.2691 | 1.5104 | 1.6189 | 1.603 | 1.5096 | 1.3947 | 1.3305 | 1.2819 | 1.2873 | 1.3462 | 1.3105 | 1.2021 | 1.0878 | 0.96589 | 0.87109 | 0.81682 | 0 | 0 | 0 | 0 | 0 | 0 | 0 | 0 | 0 | 0 | 0 | 0 | 0 | 0 | 0.0023032 | 0.0064543 | 0.0082763 | 0.0097014 | 0 | 0 | 0 | 0 | 0 | 0 | 47.0607 | 46.4618 | 45.5664 | 44.8756 | 44.3193 | 43.2573 | 43.9097 | 44.3447 | 45.6894 | 47.8076 | 50.3759 | 52.1678 | 53.2235 | 52.9319 | 52.9317 | 52.8567 | 52.5312 | 51.3051 | 50.1239 | 49.3555 | 48.356 | 47.735 | 46.9571 | 46.687 | 0.0057618 | 0.0071661 | 0.0035734 | 0.0045916 | 0.0050908 | 0.010161 | 0.0088121 | 0.0051781 | 0.0052213 | 0.0060339 | 0.0066501 | 0.0066689 | 0.0060116 | 0.0054944 | 0.0049796 | 0.0047073 | 0.0046212 | 0.0049096 | 0.0048221 | 0.0049773 | 0.0050978 | 0.0043063 | 0.004787 | 0.0050345
Portfolio Adjusted1-in-10Size: Under 20 kWSouth of Lugo2023Typical Event Day | Portfolio Adjusted | 1-in-10 | Size: Under 20 kW | South of Lugo | 2023 | Typical Event Day | 8 | 0.8693 | 0.84119 | 0.82359 | 0.81385 | 0.81092 | 0.8325 | 0.83096 | 0.96961 | 1.2831 | 1.6774 | 1.998 | 2.2324 | 2.3323 | 2.3859 | 2.4082 | 2.391 | 2.2675 | 1.9179 | 1.6001 | 1.4435 | 1.3696 | 1.1812 | 1.0092 | 0.92636 | 0 | 0 | 0 | 0 | 0 | 0 | 0 | 0 | 0 | 0 | 0 | 0 | 0 | 0 | 0.0041687 | 0.012039 | 0.014578 | 0.013821 | 0 | 0 | 0 | 0 | 0 | 0 | 69.8672 | 69.2902 | 69.0563 | 68.8934 | 68.2876 | 67.8812 | 67.7021 | 68.0729 | 70.4908 | 74.5225 | 78.6536 | 81.9413 | 84.1888 | 85.6274 | 86.6017 | 87.2024 | 88.1125 | 87.5369 | 86.5287 | 83.7615 | 79.6694 | 75.9522 | 73.6208 | 72.2106 | 0.0063748 | 0.0076444 | 0.003731 | 0.0047836 | 0.0052932 | 0.010011 | 0.0074784 | 0.0048223 | 0.0052789 | 0.0067012 | 0.0082074 | 0.0092875 | 0.0092879 | 0.0093993 | 0.0090128 | 0.0087801 | 0.00814 | 0.0069943 | 0.0058878 | 0.005977 | 0.0064183 | 0.0052662 | 0.0055461 | 0.0057097
Portfolio Adjusted1-in-10Size: Under 20 kWSouth of Lugo2024January Monthly Peak | Portfolio Adjusted | 1-in-10 | Size: Under 20 kW | South of Lugo | 2024 | January Monthly Peak | 1 | 0.76873 | 0.7769 | 0.76205 | 0.77199 | 0.77177 | 0.8296 | 0.98102 | 1.0237 | 1.2503 | 1.5291 | 1.6223 | 1.5879 | 1.4802 | 1.3453 | 1.2842 | 1.2404 | 1.2091 | 1.2995 | 1.3193 | 1.2048 | 1.1041 | 0.97204 | 0.86729 | 0.7963 | 0 | 0 | 0 | 0 | 0 | 0 | 0 | 0 | 0 | 0 | 0 | 0 | 0 | 0 | 0.0022229 | 0.0062454 | 0.0077736 | 0.0093644 | 0 | 0 | 0 | 0 | 0 | 0 | 46.3036 | 46.2065 | 45.6046 | 44.8749 | 44.5766 | 44.2041 | 43.0954 | 42.8225 | 43.8173 | 46.4738 | 48.5234 | 50.6014 | 52.6958 | 53.711 | 54.6643 | 54.8857 | 54.4622 | 53.4606 | 51.8908 | 50.8413 | 50.0564 | 49.6911 | 49.4624 | 48.346 | 0.0056373 | 0.0070601 | 0.0034522 | 0.0045376 | 0.0050376 | 0.0099758 | 0.0088289 | 0.0050914 | 0.0051439 | 0.0061087 | 0.0066638 | 0.0066061 | 0.0058946 | 0.0052999 | 0.0048061 | 0.0045549 | 0.0043405 | 0.004739 | 0.0048544 | 0.0049885 | 0.0051742 | 0.0043337 | 0.0047661 | 0.004908
Portfolio Adjusted1-in-10Size: Under 20 kWSouth of Lugo2024February Monthly Peak | Portfolio Adjusted | 1-in-10 | Size: Under 20 kW | South of Lugo | 2024 | February Monthly Peak | 2 | 0.75394 | 0.7582 | 0.74559 | 0.74796 | 0.7427 | 0.78373 | 0.85724 | 0.86388 | 1.0182 | 1.2726 | 1.4182 | 1.4348 | 1.4237 | 1.4046 | 1.386 | 1.3589 | 1.2854 | 1.238 | 1.2973 | 1.1908 | 1.1063 | 0.96838 | 0.85995 | 0.78588 | 0 | 0 | 0 | 0 | 0 | 0 | 0 | 0 | 0 | 0 | 0 | 0 | 0 | 0 | 0.0023993 | 0.0068418 | 0.0082638 | 0.0089217 | 0 | 0 | 0 | 0 | 0 | 0 | 51.8044 | 51.1166 | 50.367 | 49.3708 | 48.614 | 48.3799 | 47.6092 | 47.3239 | 48.7283 | 52.3711 | 56.2549 | 60.0781 | 62.012 | 63.3931 | 63.7957 | 63.6583 | 63.1195 | 62.2832 | 60.0397 | 58.0077 | 56.4366 | 55.2499 | 54.2709 | 53.0074 | 0.0055288 | 0.0068902 | 0.0033776 | 0.0043963 | 0.0048479 | 0.0094242 | 0.007715 | 0.0042965 | 0.0041892 | 0.005084 | 0.0058258 | 0.005969 | 0.0056697 | 0.0055336 | 0.0051873 | 0.0049899 | 0.0046142 | 0.004515 | 0.0047734 | 0.0049306 | 0.0051845 | 0.0043174 | 0.0047257 | 0.0048438
Portfolio Adjusted1-in-10Size: Under 20 kWSouth of Lugo2024March Monthly Peak | Portfolio Adjusted | 1-in-10 | Size: Under 20 kW | South of Lugo | 2024 | March Monthly Peak | 3 | 0.77511 | 0.76289 | 0.75506 | 0.74607 | 0.73881 | 0.76768 | 0.84308 | 0.83894 | 0.96627 | 1.2 | 1.4335 | 1.531 | 1.6051 | 1.6571 | 1.6879 | 1.6883 | 1.6076 | 1.404 | 1.2486 | 1.2616 | 1.1741 | 1.0308 | 0.88719 | 0.81871 | 0 | 0 | 0 | 0 | 0 | 0 | 0 | 0 | 0 | 0 | 0 | 0 | 0 | 0 | 0.0029218 | 0.0085003 | 0.010335 | 0.010117 | 0 | 0 | 0 | 0 | 0 | 0 | 60.9509 | 59.3122 | 58.6397 | 58.0035 | 57.1199 | 55.4046 | 54.8671 | 55.5163 | 58.8706 | 64.1189 | 69.4921 | 73.9057 | 76.6141 | 77.5624 | 78.1413 | 78.1632 | 77.1645 | 76.2182 | 74.7074 | 72.225 | 69.6465 | 66.1964 | 63.1631 | 60.9891 | 0.0056841 | 0.0069328 | 0.0034205 | 0.0043853 | 0.0048225 | 0.0092312 | 0.0075875 | 0.0041724 | 0.0039755 | 0.004794 | 0.0058883 | 0.0063692 | 0.0063922 | 0.0065284 | 0.0063171 | 0.0061995 | 0.0057708 | 0.00512 | 0.0045942 | 0.0052237 | 0.0055023 | 0.0045958 | 0.0048754 | 0.0050461
Portfolio Adjusted1-in-10Size: Under 20 kWSouth of Lugo2024April Monthly Peak | Portfolio Adjusted | 1-in-10 | Size: Under 20 kW | South of Lugo | 2024 | April Monthly Peak | 4 | 0.82472 | 0.80381 | 0.78012 | 0.76991 | 0.75971 | 0.79004 | 0.77801 | 0.85801 | 1.092 | 1.4101 | 1.6874 | 1.8447 | 1.9285 | 1.9771 | 2.0016 | 1.982 | 1.8871 | 1.6077 | 1.3662 | 1.3364 | 1.2926 | 1.1351 | 0.96493 | 0.87638 | 0 | 0 | 0 | 0 | 0 | 0 | 0 | 0 | 0 | 0 | 0 | 0 | 0 | 0 | 0.0034648 | 0.0099789 | 0.012132 | 0.011586 | 0 | 0 | 0 | 0 | 0 | 0 | 70.0339 | 69.0958 | 67.525 | 65.9666 | 64.6253 | 63.7732 | 63.4127 | 63.4885 | 66.2105 | 71.8364 | 77.2507 | 82.3236 | 85.1894 | 85.7573 | 84.8714 | 84.8756 | 84.7852 | 84.9411 | 83.6056 | 79.6215 | 74.926 | 70.1803 | 67.895 | 66.9835 | 0.0060479 | 0.0073047 | 0.003534 | 0.0045254 | 0.0049589 | 0.0095001 | 0.0070019 | 0.0042673 | 0.0044928 | 0.0056333 | 0.0069314 | 0.0076744 | 0.00768 | 0.0077891 | 0.0074911 | 0.0072779 | 0.0067741 | 0.0058632 | 0.0050272 | 0.0055336 | 0.0060576 | 0.0050606 | 0.0053026 | 0.0054017
Portfolio Adjusted1-in-10Size: Under 20 kWSouth of Lugo2024May Monthly Peak | Portfolio Adjusted | 1-in-10 | Size: Under 20 kW | South of Lugo | 2024 | May Monthly Peak | 5 | 0.83156 | 0.80764 | 0.78134 | 0.76727 | 0.76272 | 0.78705 | 0.73007 | 0.84059 | 1.0806 | 1.3788 | 1.6589 | 1.8127 | 1.887 | 1.9298 | 1.954 | 1.943 | 1.8313 | 1.5696 | 1.3473 | 1.2607 | 1.2872 | 1.121 | 0.9649 | 0.88565 | 0 | 0 | 0 | 0 | 0 | 0 | 0 | 0 | 0 | 0 | 0 | 0 | 0 | 0 | 0.0033826 | 0.0097827 | 0.011774 | 0.011311 | 0 | 0 | 0 | 0 | 0 | 0 | 67.2352 | 66.7241 | 65.423 | 64.7571 | 64.2482 | 63.6514 | 63.917 | 63.99 | 66.8575 | 72.3116 | 77.427 | 81.0346 | 82.8325 | 83.4647 | 85.7794 | 87.0189 | 87.6498 | 86.4063 | 84.7509 | 82.6303 | 79.4843 | 75.5124 | 72.3417 | 70.0102 | 0.006098 | 0.0073394 | 0.0035396 | 0.0045098 | 0.0049786 | 0.0094641 | 0.0065704 | 0.0041806 | 0.0044459 | 0.0055081 | 0.0068144 | 0.0075414 | 0.0075145 | 0.0076024 | 0.0073132 | 0.0071348 | 0.0065741 | 0.0057241 | 0.0049576 | 0.0052201 | 0.0060322 | 0.004998 | 0.0053025 | 0.0054588
Portfolio Adjusted1-in-10Size: Under 20 kWSouth of Lugo2024June Monthly Peak | Portfolio Adjusted | 1-in-10 | Size: Under 20 kW | South of Lugo | 2024 | June Monthly Peak | 6 | 0.83506 | 0.81015 | 0.79619 | 0.78579 | 0.7864 | 0.79695 | 0.73914 | 0.86799 | 1.1129 | 1.425 | 1.7373 | 1.9122 | 1.9909 | 2.0543 | 2.0747 | 2.0532 | 1.929 | 1.635 | 1.3998 | 1.2541 | 1.2479 | 1.1197 | 0.97067 | 0.88238 | 0 | 0 | 0 | 0 | 0 | 0 | 0 | 0 | 0 | 0 | 0 | 0 | 0 | 0 | 0.0035915 | 0.010338 | 0.012401 | 0.011783 | 0 | 0 | 0 | 0 | 0 | 0 | 66.0758 | 65.6896 | 65.5235 | 65.6099 | 64.5954 | 63.8384 | 63.7771 | 64.5966 | 67.1317 | 71.2725 | 76.2196 | 79.6839 | 81.2016 | 81.0783 | 82.2954 | 82.5214 | 83.8485 | 83.6909 | 83.7318 | 81.9149 | 77.5259 | 73.58 | 71.1731 | 69.7791 | 0.0061237 | 0.0073623 | 0.0036068 | 0.0046187 | 0.0051332 | 0.0095831 | 0.0066521 | 0.0043169 | 0.0045786 | 0.0056926 | 0.0071364 | 0.0079554 | 0.0079286 | 0.0080931 | 0.0077648 | 0.0075395 | 0.0069246 | 0.0059628 | 0.0051507 | 0.0051927 | 0.0058484 | 0.0049921 | 0.0053342 | 0.0054386
Portfolio Adjusted1-in-10Size: Under 20 kWSouth of Lugo2024July Monthly Peak | Portfolio Adjusted | 1-in-10 | Size: Under 20 kW | South of Lugo | 2024 | July Monthly Peak | 7 | 0.85452 | 0.82924 | 0.80886 | 0.80579 | 0.80409 | 0.82862 | 0.79498 | 0.94648 | 1.2302 | 1.5732 | 1.8829 | 2.0705 | 2.1773 | 2.2334 | 2.2571 | 2.21 | 2.0884 | 1.7845 | 1.5143 | 1.3332 | 1.2947 | 1.1556 | 0.9999 | 0.91523 | 0 | 0 | 0 | 0 | 0 | 0 | 0 | 0 | 0 | 0 | 0 | 0 | 0 | 0 | 0.0039071 | 0.011127 | 0.013427 | 0.01286 | 0 | 0 | 0 | 0 | 0 | 0 | 69.5646 | 68.836 | 68.6106 | 68.4568 | 68.0836 | 67.8625 | 67.4396 | 67.5929 | 70.319 | 74.4124 | 77.9343 | 78.972 | 79.9994 | 81.4161 | 83.7706 | 84.7451 | 87.0734 | 85.5551 | 83.6608 | 80.7925 | 77.607 | 75.1487 | 73.4793 | 72.3898 | 0.0062664 | 0.0075357 | 0.0036642 | 0.0047363 | 0.0052486 | 0.0099639 | 0.0071547 | 0.0047072 | 0.0050615 | 0.0062847 | 0.0077345 | 0.008614 | 0.0086706 | 0.0087985 | 0.0084473 | 0.0081152 | 0.007497 | 0.0065079 | 0.005572 | 0.0055202 | 0.0060673 | 0.005152 | 0.0054948 | 0.005641
Portfolio Adjusted1-in-10Size: Under 20 kWSouth of Lugo2024August Monthly Peak | Portfolio Adjusted | 1-in-10 | Size: Under 20 kW | South of Lugo | 2024 | August Monthly Peak | 8 | 0.87161 | 0.8434 | 0.82564 | 0.81599 | 0.81283 | 0.83489 | 0.83422 | 0.97505 | 1.2943 | 1.6938 | 2.0172 | 2.255 | 2.3547 | 2.4069 | 2.428 | 2.4104 | 2.2851 | 1.9309 | 1.6105 | 1.4522 | 1.3755 | 1.1858 | 1.0128 | 0.92918 | 0 | 0 | 0 | 0 | 0 | 0 | 0 | 0 | 0 | 0 | 0 | 0 | 0 | 0 | 0.004203 | 0.012136 | 0.014691 | 0.013915 | 0 | 0 | 0 | 0 | 0 | 0 | 70.2935 | 69.9147 | 69.8433 | 69.5551 | 69.1269 | 68.9717 | 68.8678 | 69.141 | 71.4586 | 75.2241 | 78.5224 | 81.7889 | 84.2306 | 85.5078 | 85.9473 | 87.1537 | 87.5999 | 88.043 | 87.1778 | 83.3464 | 78.3159 | 74.9976 | 73.0228 | 71.7888 | 0.0063918 | 0.0076644 | 0.0037403 | 0.0047962 | 0.0053057 | 0.010039 | 0.0075078 | 0.0048493 | 0.0053249 | 0.0067667 | 0.0082861 | 0.0093812 | 0.009377 | 0.009482 | 0.0090869 | 0.0088513 | 0.0082029 | 0.0070418 | 0.0059261 | 0.0060129 | 0.0064463 | 0.0052868 | 0.0055654 | 0.0057271
Portfolio Adjusted1-in-10Size: Under 20 kWSouth of Lugo2024September Monthly Peak | Portfolio Adjusted | 1-in-10 | Size: Under 20 kW | South of Lugo | 2024 | September Monthly Peak | 9 | 0.86527 | 0.85499 | 0.83295 | 0.82443 | 0.82424 | 0.86077 | 0.91693 | 1.0307 | 1.4169 | 1.9102 | 2.2496 | 2.4812 | 2.5857 | 2.5935 | 2.5975 | 2.557 | 2.3902 | 1.9869 | 1.6441 | 1.5968 | 1.3938 | 1.1963 | 1.0085 | 0.92386 | 0 | 0 | 0 | 0 | 0 | 0 | 0 | 0 | 0 | 0 | 0 | 0 | 0 | 0 | 0.0044964 | 0.012874 | 0.015367 | 0.014318 | 0 | 0 | 0 | 0 | 0 | 0 | 73.5347 | 72.7206 | 72.2478 | 71.9517 | 71.3445 | 70.8523 | 70.7241 | 70.961 | 73.0539 | 77.181 | 81.9383 | 87.3203 | 91.3237 | 94.5073 | 94.3933 | 94.3894 | 93.928 | 92.8587 | 91.5444 | 88.9923 | 85.2287 | 80.0827 | 76.808 | 74.8849 | 0.0063453 | 0.0077698 | 0.0037734 | 0.0048458 | 0.0053801 | 0.010351 | 0.0082521 | 0.0051262 | 0.0058293 | 0.0076309 | 0.0092407 | 0.010323 | 0.010297 | 0.010217 | 0.0097213 | 0.0093896 | 0.0085803 | 0.007246 | 0.0060496 | 0.0066115 | 0.0065319 | 0.0053337 | 0.0055423 | 0.0056942
Portfolio Adjusted1-in-10Size: Under 20 kWSouth of Lugo2024October Monthly Peak | Portfolio Adjusted | 1-in-10 | Size: Under 20 kW | South of Lugo | 2024 | October Monthly Peak | 10 | 0.81287 | 0.79491 | 0.77441 | 0.77081 | 0.76684 | 0.78609 | 0.87183 | 0.905 | 1.1544 | 1.5555 | 1.8588 | 2.0407 | 2.1335 | 2.1679 | 2.2019 | 2.1799 | 2.0457 | 1.6772 | 1.5129 | 1.4468 | 1.2824 | 1.1015 | 0.9297 | 0.85658 | 0 | 0 | 0 | 0 | 0 | 0 | 0 | 0 | 0 | 0 | 0 | 0 | 0 | 0 | 0.0038116 | 0.010976 | 0.013152 | 0.012086 | 0 | 0 | 0 | 0 | 0 | 0 | 71.5427 | 71.0959 | 70.1818 | 69.2397 | 68.2375 | 68.0548 | 68.1726 | 68.3121 | 69.4567 | 72.249 | 76.6512 | 81.6124 | 84.2332 | 85.4516 | 85.9133 | 86.4192 | 85.4951 | 82.7711 | 79.1389 | 77.017 | 75.0382 | 73.6158 | 72.4192 | 71.2612 | 0.005961 | 0.0072238 | 0.0035082 | 0.0045307 | 0.0050055 | 0.0094526 | 0.0078463 | 0.0045009 | 0.0047495 | 0.0062142 | 0.0076354 | 0.00849 | 0.0084964 | 0.0085405 | 0.0082407 | 0.0080049 | 0.0073435 | 0.0061165 | 0.005567 | 0.0059903 | 0.0060097 | 0.0049108 | 0.005109 | 0.0052796
Portfolio Adjusted1-in-10Size: Under 20 kWSouth of Lugo2024November Monthly Peak | Portfolio Adjusted | 1-in-10 | Size: Under 20 kW | South of Lugo | 2024 | November Monthly Peak | 11 | 0.78038 | 0.76648 | 0.76724 | 0.76149 | 0.75383 | 0.78191 | 0.79383 | 0.82396 | 1.0205 | 1.2738 | 1.5002 | 1.6208 | 1.6694 | 1.7077 | 1.7073 | 1.6828 | 1.6027 | 1.5648 | 1.3698 | 1.2372 | 1.118 | 0.96884 | 0.87293 | 0.81128 | 0 | 0 | 0 | 0 | 0 | 0 | 0 | 0 | 0 | 0 | 0 | 0 | 0 | 0 | 0.0029554 | 0.0084726 | 0.010304 | 0.011276 | 0 | 0 | 0 | 0 | 0 | 0 | 64.1132 | 62.3913 | 61.5483 | 60.026 | 59.0968 | 58.3572 | 57.6301 | 58.6302 | 61.4305 | 66.7788 | 72.377 | 76.604 | 78.6248 | 80.0998 | 80.7848 | 80.1963 | 78.8041 | 76.748 | 74.7733 | 72.028 | 70.3534 | 68.9653 | 67.1302 | 65.9158 | 0.0057228 | 0.0069654 | 0.0034757 | 0.0044759 | 0.0049206 | 0.0094023 | 0.0071443 | 0.0040979 | 0.0041985 | 0.0050885 | 0.0061626 | 0.0067431 | 0.006648 | 0.0067275 | 0.0063898 | 0.0061793 | 0.0057533 | 0.0057066 | 0.0050402 | 0.0051226 | 0.0052394 | 0.0043195 | 0.0047971 | 0.0050004
Portfolio Adjusted1-in-10Size: Under 20 kWSouth of Lugo2024December Monthly Peak | Portfolio Adjusted | 1-in-10 | Size: Under 20 kW | South of Lugo | 2024 | December Monthly Peak | 12 | 0.78571 | 0.78856 | 0.78881 | 0.78117 | 0.77991 | 0.845 | 0.97916 | 1.0412 | 1.2691 | 1.5104 | 1.6189 | 1.603 | 1.5096 | 1.3947 | 1.3305 | 1.2819 | 1.2873 | 1.3462 | 1.3105 | 1.2021 | 1.0878 | 0.96589 | 0.87109 | 0.81682 | 0 | 0 | 0 | 0 | 0 | 0 | 0 | 0 | 0 | 0 | 0 | 0 | 0 | 0 | 0.0023032 | 0.0064543 | 0.0082763 | 0.0097014 | 0 | 0 | 0 | 0 | 0 | 0 | 47.0607 | 46.4618 | 45.5664 | 44.8756 | 44.3193 | 43.2573 | 43.9097 | 44.3447 | 45.6894 | 47.8076 | 50.3759 | 52.1678 | 53.2235 | 52.9319 | 52.9317 | 52.8567 | 52.5312 | 51.3051 | 50.1239 | 49.3555 | 48.356 | 47.735 | 46.9571 | 46.687 | 0.0057618 | 0.0071661 | 0.0035734 | 0.0045916 | 0.0050908 | 0.010161 | 0.0088121 | 0.0051781 | 0.0052213 | 0.0060339 | 0.0066501 | 0.0066689 | 0.0060116 | 0.0054944 | 0.0049796 | 0.0047073 | 0.0046212 | 0.0049096 | 0.0048221 | 0.0049773 | 0.0050978 | 0.0043063 | 0.004787 | 0.0050345
Portfolio Adjusted1-in-10Size: Under 20 kWSouth of Lugo2024Typical Event Day | Portfolio Adjusted | 1-in-10 | Size: Under 20 kW | South of Lugo | 2024 | Typical Event Day | 8 | 0.8693 | 0.84119 | 0.82359 | 0.81385 | 0.81092 | 0.8325 | 0.83096 | 0.96961 | 1.2831 | 1.6774 | 1.998 | 2.2324 | 2.3323 | 2.3859 | 2.4082 | 2.391 | 2.2675 | 1.9179 | 1.6001 | 1.4435 | 1.3696 | 1.1812 | 1.0092 | 0.92636 | 0 | 0 | 0 | 0 | 0 | 0 | 0 | 0 | 0 | 0 | 0 | 0 | 0 | 0 | 0.0041687 | 0.012039 | 0.014578 | 0.013821 | 0 | 0 | 0 | 0 | 0 | 0 | 69.8672 | 69.2902 | 69.0563 | 68.8934 | 68.2876 | 67.8812 | 67.7021 | 68.0729 | 70.4908 | 74.5225 | 78.6536 | 81.9413 | 84.1888 | 85.6274 | 86.6017 | 87.2024 | 88.1125 | 87.5369 | 86.5287 | 83.7615 | 79.6694 | 75.9522 | 73.6208 | 72.2106 | 0.0063748 | 0.0076444 | 0.003731 | 0.0047836 | 0.0052932 | 0.010011 | 0.0074784 | 0.0048223 | 0.0052789 | 0.0067012 | 0.0082074 | 0.0092875 | 0.0092879 | 0.0093993 | 0.0090128 | 0.0087801 | 0.00814 | 0.0069943 | 0.0058878 | 0.005977 | 0.0064183 | 0.0052662 | 0.0055461 | 0.0057097
Portfolio Adjusted1-in-10Size: Under 20 kWSouth of Lugo2025January Monthly Peak | Portfolio Adjusted | 1-in-10 | Size: Under 20 kW | South of Lugo | 2025 | January Monthly Peak | 1 | 0.76873 | 0.7769 | 0.76205 | 0.77199 | 0.77177 | 0.8296 | 0.98102 | 1.0237 | 1.2503 | 1.5291 | 1.6223 | 1.5879 | 1.4802 | 1.3453 | 1.2842 | 1.2404 | 1.2091 | 1.2995 | 1.3193 | 1.2048 | 1.1041 | 0.97204 | 0.86729 | 0.7963 | 0 | 0 | 0 | 0 | 0 | 0 | 0 | 0 | 0 | 0 | 0 | 0 | 0 | 0 | 0.0022229 | 0.0062454 | 0.0077736 | 0.0093644 | 0 | 0 | 0 | 0 | 0 | 0 | 46.3036 | 46.2065 | 45.6046 | 44.8749 | 44.5766 | 44.2041 | 43.0954 | 42.8225 | 43.8173 | 46.4738 | 48.5234 | 50.6014 | 52.6958 | 53.711 | 54.6643 | 54.8857 | 54.4622 | 53.4606 | 51.8908 | 50.8413 | 50.0564 | 49.6911 | 49.4624 | 48.346 | 0.0056373 | 0.0070601 | 0.0034522 | 0.0045376 | 0.0050376 | 0.0099758 | 0.0088289 | 0.0050914 | 0.0051439 | 0.0061087 | 0.0066638 | 0.0066061 | 0.0058946 | 0.0052999 | 0.0048061 | 0.0045549 | 0.0043405 | 0.004739 | 0.0048544 | 0.0049885 | 0.0051742 | 0.0043337 | 0.0047661 | 0.004908
Portfolio Adjusted1-in-10Size: Under 20 kWSouth of Lugo2025February Monthly Peak | Portfolio Adjusted | 1-in-10 | Size: Under 20 kW | South of Lugo | 2025 | February Monthly Peak | 2 | 0.75394 | 0.7582 | 0.74559 | 0.74796 | 0.7427 | 0.78373 | 0.85724 | 0.86388 | 1.0182 | 1.2726 | 1.4182 | 1.4348 | 1.4237 | 1.4046 | 1.386 | 1.3589 | 1.2854 | 1.238 | 1.2973 | 1.1908 | 1.1063 | 0.96838 | 0.85995 | 0.78588 | 0 | 0 | 0 | 0 | 0 | 0 | 0 | 0 | 0 | 0 | 0 | 0 | 0 | 0 | 0.0023993 | 0.0068418 | 0.0082638 | 0.0089217 | 0 | 0 | 0 | 0 | 0 | 0 | 51.8044 | 51.1166 | 50.367 | 49.3708 | 48.614 | 48.3799 | 47.6092 | 47.3239 | 48.7283 | 52.3711 | 56.2549 | 60.0781 | 62.012 | 63.3931 | 63.7957 | 63.6583 | 63.1195 | 62.2832 | 60.0397 | 58.0077 | 56.4366 | 55.2499 | 54.2709 | 53.0074 | 0.0055288 | 0.0068902 | 0.0033776 | 0.0043963 | 0.0048479 | 0.0094242 | 0.007715 | 0.0042965 | 0.0041892 | 0.005084 | 0.0058258 | 0.005969 | 0.0056697 | 0.0055336 | 0.0051873 | 0.0049899 | 0.0046142 | 0.004515 | 0.0047734 | 0.0049306 | 0.0051845 | 0.0043174 | 0.0047257 | 0.0048438
Portfolio Adjusted1-in-10Size: Under 20 kWSouth of Lugo2025March Monthly Peak | Portfolio Adjusted | 1-in-10 | Size: Under 20 kW | South of Lugo | 2025 | March Monthly Peak | 3 | 0.77511 | 0.76289 | 0.75506 | 0.74607 | 0.73881 | 0.76768 | 0.84308 | 0.83894 | 0.96627 | 1.2 | 1.4335 | 1.531 | 1.6051 | 1.6571 | 1.6879 | 1.6883 | 1.6076 | 1.404 | 1.2486 | 1.2616 | 1.1741 | 1.0308 | 0.88719 | 0.81871 | 0 | 0 | 0 | 0 | 0 | 0 | 0 | 0 | 0 | 0 | 0 | 0 | 0 | 0 | 0.0029218 | 0.0085003 | 0.010335 | 0.010117 | 0 | 0 | 0 | 0 | 0 | 0 | 60.9509 | 59.3122 | 58.6397 | 58.0035 | 57.1199 | 55.4046 | 54.8671 | 55.5163 | 58.8706 | 64.1189 | 69.4921 | 73.9057 | 76.6141 | 77.5624 | 78.1413 | 78.1632 | 77.1645 | 76.2182 | 74.7074 | 72.225 | 69.6465 | 66.1964 | 63.1631 | 60.9891 | 0.0056841 | 0.0069328 | 0.0034205 | 0.0043853 | 0.0048225 | 0.0092312 | 0.0075875 | 0.0041724 | 0.0039755 | 0.004794 | 0.0058883 | 0.0063692 | 0.0063922 | 0.0065284 | 0.0063171 | 0.0061995 | 0.0057708 | 0.00512 | 0.0045942 | 0.0052237 | 0.0055023 | 0.0045958 | 0.0048754 | 0.0050461
Portfolio Adjusted1-in-10Size: Under 20 kWSouth of Lugo2025April Monthly Peak | Portfolio Adjusted | 1-in-10 | Size: Under 20 kW | South of Lugo | 2025 | April Monthly Peak | 4 | 0.82472 | 0.80381 | 0.78012 | 0.76991 | 0.75971 | 0.79004 | 0.77801 | 0.85801 | 1.092 | 1.4101 | 1.6874 | 1.8447 | 1.9285 | 1.9771 | 2.0016 | 1.982 | 1.8871 | 1.6077 | 1.3662 | 1.3364 | 1.2926 | 1.1351 | 0.96493 | 0.87638 | 0 | 0 | 0 | 0 | 0 | 0 | 0 | 0 | 0 | 0 | 0 | 0 | 0 | 0 | 0.0034648 | 0.0099789 | 0.012132 | 0.011586 | 0 | 0 | 0 | 0 | 0 | 0 | 70.0339 | 69.0958 | 67.525 | 65.9666 | 64.6253 | 63.7732 | 63.4127 | 63.4885 | 66.2105 | 71.8364 | 77.2507 | 82.3236 | 85.1894 | 85.7573 | 84.8714 | 84.8756 | 84.7852 | 84.9411 | 83.6056 | 79.6215 | 74.926 | 70.1803 | 67.895 | 66.9835 | 0.0060479 | 0.0073047 | 0.003534 | 0.0045254 | 0.0049589 | 0.0095001 | 0.0070019 | 0.0042673 | 0.0044928 | 0.0056333 | 0.0069314 | 0.0076744 | 0.00768 | 0.0077891 | 0.0074911 | 0.0072779 | 0.0067741 | 0.0058632 | 0.0050272 | 0.0055336 | 0.0060576 | 0.0050606 | 0.0053026 | 0.0054017
Portfolio Adjusted1-in-10Size: Under 20 kWSouth of Lugo2025May Monthly Peak | Portfolio Adjusted | 1-in-10 | Size: Under 20 kW | South of Lugo | 2025 | May Monthly Peak | 5 | 0.83156 | 0.80764 | 0.78134 | 0.76727 | 0.76272 | 0.78705 | 0.73007 | 0.84059 | 1.0806 | 1.3788 | 1.6589 | 1.8127 | 1.887 | 1.9298 | 1.954 | 1.943 | 1.8313 | 1.5696 | 1.3473 | 1.2607 | 1.2872 | 1.121 | 0.9649 | 0.88565 | 0 | 0 | 0 | 0 | 0 | 0 | 0 | 0 | 0 | 0 | 0 | 0 | 0 | 0 | 0.0033826 | 0.0097827 | 0.011774 | 0.011311 | 0 | 0 | 0 | 0 | 0 | 0 | 67.2352 | 66.7241 | 65.423 | 64.7571 | 64.2482 | 63.6514 | 63.917 | 63.99 | 66.8575 | 72.3116 | 77.427 | 81.0346 | 82.8325 | 83.4647 | 85.7794 | 87.0189 | 87.6498 | 86.4063 | 84.7509 | 82.6303 | 79.4843 | 75.5124 | 72.3417 | 70.0102 | 0.006098 | 0.0073394 | 0.0035396 | 0.0045098 | 0.0049786 | 0.0094641 | 0.0065704 | 0.0041806 | 0.0044459 | 0.0055081 | 0.0068144 | 0.0075414 | 0.0075145 | 0.0076024 | 0.0073132 | 0.0071348 | 0.0065741 | 0.0057241 | 0.0049576 | 0.0052201 | 0.0060322 | 0.004998 | 0.0053025 | 0.0054588
Portfolio Adjusted1-in-10Size: Under 20 kWSouth of Lugo2025June Monthly Peak | Portfolio Adjusted | 1-in-10 | Size: Under 20 kW | South of Lugo | 2025 | June Monthly Peak | 6 | 0.83506 | 0.81015 | 0.79619 | 0.78579 | 0.7864 | 0.79695 | 0.73914 | 0.86799 | 1.1129 | 1.425 | 1.7373 | 1.9122 | 1.9909 | 2.0543 | 2.0747 | 2.0532 | 1.929 | 1.635 | 1.3998 | 1.2541 | 1.2479 | 1.1197 | 0.97067 | 0.88238 | 0 | 0 | 0 | 0 | 0 | 0 | 0 | 0 | 0 | 0 | 0 | 0 | 0 | 0 | 0.0035915 | 0.010338 | 0.012401 | 0.011783 | 0 | 0 | 0 | 0 | 0 | 0 | 66.0758 | 65.6896 | 65.5235 | 65.6099 | 64.5954 | 63.8384 | 63.7771 | 64.5966 | 67.1317 | 71.2725 | 76.2196 | 79.6839 | 81.2016 | 81.0783 | 82.2954 | 82.5214 | 83.8485 | 83.6909 | 83.7318 | 81.9149 | 77.5259 | 73.58 | 71.1731 | 69.7791 | 0.0061237 | 0.0073623 | 0.0036068 | 0.0046187 | 0.0051332 | 0.0095831 | 0.0066521 | 0.0043169 | 0.0045786 | 0.0056926 | 0.0071364 | 0.0079554 | 0.0079286 | 0.0080931 | 0.0077648 | 0.0075395 | 0.0069246 | 0.0059628 | 0.0051507 | 0.0051927 | 0.0058484 | 0.0049921 | 0.0053342 | 0.0054386
Portfolio Adjusted1-in-10Size: Under 20 kWSouth of Lugo2025July Monthly Peak | Portfolio Adjusted | 1-in-10 | Size: Under 20 kW | South of Lugo | 2025 | July Monthly Peak | 7 | 0.85452 | 0.82924 | 0.80886 | 0.80579 | 0.80409 | 0.82862 | 0.79498 | 0.94648 | 1.2302 | 1.5732 | 1.8829 | 2.0705 | 2.1773 | 2.2334 | 2.2571 | 2.21 | 2.0884 | 1.7845 | 1.5143 | 1.3332 | 1.2947 | 1.1556 | 0.9999 | 0.91523 | 0 | 0 | 0 | 0 | 0 | 0 | 0 | 0 | 0 | 0 | 0 | 0 | 0 | 0 | 0.0039071 | 0.011127 | 0.013427 | 0.01286 | 0 | 0 | 0 | 0 | 0 | 0 | 69.5646 | 68.836 | 68.6106 | 68.4568 | 68.0836 | 67.8625 | 67.4396 | 67.5929 | 70.319 | 74.4124 | 77.9343 | 78.972 | 79.9994 | 81.4161 | 83.7706 | 84.7451 | 87.0734 | 85.5551 | 83.6608 | 80.7925 | 77.607 | 75.1487 | 73.4793 | 72.3898 | 0.0062664 | 0.0075357 | 0.0036642 | 0.0047363 | 0.0052486 | 0.0099639 | 0.0071547 | 0.0047072 | 0.0050615 | 0.0062847 | 0.0077345 | 0.008614 | 0.0086706 | 0.0087985 | 0.0084473 | 0.0081152 | 0.007497 | 0.0065079 | 0.005572 | 0.0055202 | 0.0060673 | 0.005152 | 0.0054948 | 0.005641
Portfolio Adjusted1-in-10Size: Under 20 kWSouth of Lugo2025August Monthly Peak | Portfolio Adjusted | 1-in-10 | Size: Under 20 kW | South of Lugo | 2025 | August Monthly Peak | 8 | 0.87161 | 0.8434 | 0.82564 | 0.81599 | 0.81283 | 0.83489 | 0.83422 | 0.97505 | 1.2943 | 1.6938 | 2.0172 | 2.255 | 2.3547 | 2.4069 | 2.428 | 2.4104 | 2.2851 | 1.9309 | 1.6105 | 1.4522 | 1.3755 | 1.1858 | 1.0128 | 0.92918 | 0 | 0 | 0 | 0 | 0 | 0 | 0 | 0 | 0 | 0 | 0 | 0 | 0 | 0 | 0.004203 | 0.012136 | 0.014691 | 0.013915 | 0 | 0 | 0 | 0 | 0 | 0 | 70.2935 | 69.9147 | 69.8433 | 69.5551 | 69.1269 | 68.9717 | 68.8678 | 69.141 | 71.4586 | 75.2241 | 78.5224 | 81.7889 | 84.2306 | 85.5078 | 85.9473 | 87.1537 | 87.5999 | 88.043 | 87.1778 | 83.3464 | 78.3159 | 74.9976 | 73.0228 | 71.7888 | 0.0063918 | 0.0076644 | 0.0037403 | 0.0047962 | 0.0053057 | 0.010039 | 0.0075078 | 0.0048493 | 0.0053249 | 0.0067667 | 0.0082861 | 0.0093812 | 0.009377 | 0.009482 | 0.0090869 | 0.0088513 | 0.0082029 | 0.0070418 | 0.0059261 | 0.0060129 | 0.0064463 | 0.0052868 | 0.0055654 | 0.0057271
Portfolio Adjusted1-in-10Size: Under 20 kWSouth of Lugo2025September Monthly Peak | Portfolio Adjusted | 1-in-10 | Size: Under 20 kW | South of Lugo | 2025 | September Monthly Peak | 9 | 0.86527 | 0.85499 | 0.83295 | 0.82443 | 0.82424 | 0.86077 | 0.91693 | 1.0307 | 1.4169 | 1.9102 | 2.2496 | 2.4812 | 2.5857 | 2.5935 | 2.5975 | 2.557 | 2.3902 | 1.9869 | 1.6441 | 1.5968 | 1.3938 | 1.1963 | 1.0085 | 0.92386 | 0 | 0 | 0 | 0 | 0 | 0 | 0 | 0 | 0 | 0 | 0 | 0 | 0 | 0 | 0.0044964 | 0.012874 | 0.015367 | 0.014318 | 0 | 0 | 0 | 0 | 0 | 0 | 73.5347 | 72.7206 | 72.2478 | 71.9517 | 71.3445 | 70.8523 | 70.7241 | 70.961 | 73.0539 | 77.181 | 81.9383 | 87.3203 | 91.3237 | 94.5073 | 94.3933 | 94.3894 | 93.928 | 92.8587 | 91.5444 | 88.9923 | 85.2287 | 80.0827 | 76.808 | 74.8849 | 0.0063453 | 0.0077698 | 0.0037734 | 0.0048458 | 0.0053801 | 0.010351 | 0.0082521 | 0.0051262 | 0.0058293 | 0.0076309 | 0.0092407 | 0.010323 | 0.010297 | 0.010217 | 0.0097213 | 0.0093896 | 0.0085803 | 0.007246 | 0.0060496 | 0.0066115 | 0.0065319 | 0.0053337 | 0.0055423 | 0.0056942
Portfolio Adjusted1-in-10Size: Under 20 kWSouth of Lugo2025October Monthly Peak | Portfolio Adjusted | 1-in-10 | Size: Under 20 kW | South of Lugo | 2025 | October Monthly Peak | 10 | 0.81287 | 0.79491 | 0.77441 | 0.77081 | 0.76684 | 0.78609 | 0.87183 | 0.905 | 1.1544 | 1.5555 | 1.8588 | 2.0407 | 2.1335 | 2.1679 | 2.2019 | 2.1799 | 2.0457 | 1.6772 | 1.5129 | 1.4468 | 1.2824 | 1.1015 | 0.9297 | 0.85658 | 0 | 0 | 0 | 0 | 0 | 0 | 0 | 0 | 0 | 0 | 0 | 0 | 0 | 0 | 0.0038116 | 0.010976 | 0.013152 | 0.012086 | 0 | 0 | 0 | 0 | 0 | 0 | 71.5427 | 71.0959 | 70.1818 | 69.2397 | 68.2375 | 68.0548 | 68.1726 | 68.3121 | 69.4567 | 72.249 | 76.6512 | 81.6124 | 84.2332 | 85.4516 | 85.9133 | 86.4192 | 85.4951 | 82.7711 | 79.1389 | 77.017 | 75.0382 | 73.6158 | 72.4192 | 71.2612 | 0.005961 | 0.0072238 | 0.0035082 | 0.0045307 | 0.0050055 | 0.0094526 | 0.0078463 | 0.0045009 | 0.0047495 | 0.0062142 | 0.0076354 | 0.00849 | 0.0084964 | 0.0085405 | 0.0082407 | 0.0080049 | 0.0073435 | 0.0061165 | 0.005567 | 0.0059903 | 0.0060097 | 0.0049108 | 0.005109 | 0.0052796
Portfolio Adjusted1-in-10Size: Under 20 kWSouth of Lugo2025November Monthly Peak | Portfolio Adjusted | 1-in-10 | Size: Under 20 kW | South of Lugo | 2025 | November Monthly Peak | 11 | 0.78038 | 0.76648 | 0.76724 | 0.76149 | 0.75383 | 0.78191 | 0.79383 | 0.82396 | 1.0205 | 1.2738 | 1.5002 | 1.6208 | 1.6694 | 1.7077 | 1.7073 | 1.6828 | 1.6027 | 1.5648 | 1.3698 | 1.2372 | 1.118 | 0.96884 | 0.87293 | 0.81128 | 0 | 0 | 0 | 0 | 0 | 0 | 0 | 0 | 0 | 0 | 0 | 0 | 0 | 0 | 0.0029554 | 0.0084726 | 0.010304 | 0.011276 | 0 | 0 | 0 | 0 | 0 | 0 | 64.1132 | 62.3913 | 61.5483 | 60.026 | 59.0968 | 58.3572 | 57.6301 | 58.6302 | 61.4305 | 66.7788 | 72.377 | 76.604 | 78.6248 | 80.0998 | 80.7848 | 80.1963 | 78.8041 | 76.748 | 74.7733 | 72.028 | 70.3534 | 68.9653 | 67.1302 | 65.9158 | 0.0057228 | 0.0069654 | 0.0034757 | 0.0044759 | 0.0049206 | 0.0094023 | 0.0071443 | 0.0040979 | 0.0041985 | 0.0050885 | 0.0061626 | 0.0067431 | 0.006648 | 0.0067275 | 0.0063898 | 0.0061793 | 0.0057533 | 0.0057066 | 0.0050402 | 0.0051226 | 0.0052394 | 0.0043195 | 0.0047971 | 0.0050004
Portfolio Adjusted1-in-10Size: Under 20 kWSouth of Lugo2025December Monthly Peak | Portfolio Adjusted | 1-in-10 | Size: Under 20 kW | South of Lugo | 2025 | December Monthly Peak | 12 | 0.78571 | 0.78856 | 0.78881 | 0.78117 | 0.77991 | 0.845 | 0.97916 | 1.0412 | 1.2691 | 1.5104 | 1.6189 | 1.603 | 1.5096 | 1.3947 | 1.3305 | 1.2819 | 1.2873 | 1.3462 | 1.3105 | 1.2021 | 1.0878 | 0.96589 | 0.87109 | 0.81682 | 0 | 0 | 0 | 0 | 0 | 0 | 0 | 0 | 0 | 0 | 0 | 0 | 0 | 0 | 0.0023032 | 0.0064543 | 0.0082763 | 0.0097014 | 0 | 0 | 0 | 0 | 0 | 0 | 47.0607 | 46.4618 | 45.5664 | 44.8756 | 44.3193 | 43.2573 | 43.9097 | 44.3447 | 45.6894 | 47.8076 | 50.3759 | 52.1678 | 53.2235 | 52.9319 | 52.9317 | 52.8567 | 52.5312 | 51.3051 | 50.1239 | 49.3555 | 48.356 | 47.735 | 46.9571 | 46.687 | 0.0057618 | 0.0071661 | 0.0035734 | 0.0045916 | 0.0050908 | 0.010161 | 0.0088121 | 0.0051781 | 0.0052213 | 0.0060339 | 0.0066501 | 0.0066689 | 0.0060116 | 0.0054944 | 0.0049796 | 0.0047073 | 0.0046212 | 0.0049096 | 0.0048221 | 0.0049773 | 0.0050978 | 0.0043063 | 0.004787 | 0.0050345
Portfolio Adjusted1-in-10Size: Under 20 kWSouth of Lugo2025Typical Event Day | Portfolio Adjusted | 1-in-10 | Size: Under 20 kW | South of Lugo | 2025 | Typical Event Day | 8 | 0.8693 | 0.84119 | 0.82359 | 0.81385 | 0.81092 | 0.8325 | 0.83096 | 0.96961 | 1.2831 | 1.6774 | 1.998 | 2.2324 | 2.3323 | 2.3859 | 2.4082 | 2.391 | 2.2675 | 1.9179 | 1.6001 | 1.4435 | 1.3696 | 1.1812 | 1.0092 | 0.92636 | 0 | 0 | 0 | 0 | 0 | 0 | 0 | 0 | 0 | 0 | 0 | 0 | 0 | 0 | 0.0041687 | 0.012039 | 0.014578 | 0.013821 | 0 | 0 | 0 | 0 | 0 | 0 | 69.8672 | 69.2902 | 69.0563 | 68.8934 | 68.2876 | 67.8812 | 67.7021 | 68.0729 | 70.4908 | 74.5225 | 78.6536 | 81.9413 | 84.1888 | 85.6274 | 86.6017 | 87.2024 | 88.1125 | 87.5369 | 86.5287 | 83.7615 | 79.6694 | 75.9522 | 73.6208 | 72.2106 | 0.0063748 | 0.0076444 | 0.003731 | 0.0047836 | 0.0052932 | 0.010011 | 0.0074784 | 0.0048223 | 0.0052789 | 0.0067012 | 0.0082074 | 0.0092875 | 0.0092879 | 0.0093993 | 0.0090128 | 0.0087801 | 0.00814 | 0.0069943 | 0.0058878 | 0.005977 | 0.0064183 | 0.0052662 | 0.0055461 | 0.0057097
Portfolio Adjusted1-in-10Size: Under 20 kWSouth of Lugo2026January Monthly Peak | Portfolio Adjusted | 1-in-10 | Size: Under 20 kW | South of Lugo | 2026 | January Monthly Peak | 1 | 0.76873 | 0.7769 | 0.76205 | 0.77199 | 0.77177 | 0.8296 | 0.98102 | 1.0237 | 1.2503 | 1.5291 | 1.6223 | 1.5879 | 1.4802 | 1.3453 | 1.2842 | 1.2404 | 1.2091 | 1.2995 | 1.3193 | 1.2048 | 1.1041 | 0.97204 | 0.86729 | 0.7963 | 0 | 0 | 0 | 0 | 0 | 0 | 0 | 0 | 0 | 0 | 0 | 0 | 0 | 0 | 0.0022229 | 0.0062454 | 0.0077736 | 0.0093644 | 0 | 0 | 0 | 0 | 0 | 0 | 46.3036 | 46.2065 | 45.6046 | 44.8749 | 44.5766 | 44.2041 | 43.0954 | 42.8225 | 43.8173 | 46.4738 | 48.5234 | 50.6014 | 52.6958 | 53.711 | 54.6643 | 54.8857 | 54.4622 | 53.4606 | 51.8908 | 50.8413 | 50.0564 | 49.6911 | 49.4624 | 48.346 | 0.0056373 | 0.0070601 | 0.0034522 | 0.0045376 | 0.0050376 | 0.0099758 | 0.0088289 | 0.0050914 | 0.0051439 | 0.0061087 | 0.0066638 | 0.0066061 | 0.0058946 | 0.0052999 | 0.0048061 | 0.0045549 | 0.0043405 | 0.004739 | 0.0048544 | 0.0049885 | 0.0051742 | 0.0043337 | 0.0047661 | 0.004908
Portfolio Adjusted1-in-10Size: Under 20 kWSouth of Lugo2026February Monthly Peak | Portfolio Adjusted | 1-in-10 | Size: Under 20 kW | South of Lugo | 2026 | February Monthly Peak | 2 | 0.75394 | 0.7582 | 0.74559 | 0.74796 | 0.7427 | 0.78373 | 0.85724 | 0.86388 | 1.0182 | 1.2726 | 1.4182 | 1.4348 | 1.4237 | 1.4046 | 1.386 | 1.3589 | 1.2854 | 1.238 | 1.2973 | 1.1908 | 1.1063 | 0.96838 | 0.85995 | 0.78588 | 0 | 0 | 0 | 0 | 0 | 0 | 0 | 0 | 0 | 0 | 0 | 0 | 0 | 0 | 0.0023993 | 0.0068418 | 0.0082638 | 0.0089217 | 0 | 0 | 0 | 0 | 0 | 0 | 51.8044 | 51.1166 | 50.367 | 49.3708 | 48.614 | 48.3799 | 47.6092 | 47.3239 | 48.7283 | 52.3711 | 56.2549 | 60.0781 | 62.012 | 63.3931 | 63.7957 | 63.6583 | 63.1195 | 62.2832 | 60.0397 | 58.0077 | 56.4366 | 55.2499 | 54.2709 | 53.0074 | 0.0055288 | 0.0068902 | 0.0033776 | 0.0043963 | 0.0048479 | 0.0094242 | 0.007715 | 0.0042965 | 0.0041892 | 0.005084 | 0.0058258 | 0.005969 | 0.0056697 | 0.0055336 | 0.0051873 | 0.0049899 | 0.0046142 | 0.004515 | 0.0047734 | 0.0049306 | 0.0051845 | 0.0043174 | 0.0047257 | 0.0048438
Portfolio Adjusted1-in-10Size: Under 20 kWSouth of Lugo2026March Monthly Peak | Portfolio Adjusted | 1-in-10 | Size: Under 20 kW | South of Lugo | 2026 | March Monthly Peak | 3 | 0.77511 | 0.76289 | 0.75506 | 0.74607 | 0.73881 | 0.76768 | 0.84308 | 0.83894 | 0.96627 | 1.2 | 1.4335 | 1.531 | 1.6051 | 1.6571 | 1.6879 | 1.6883 | 1.6076 | 1.404 | 1.2486 | 1.2616 | 1.1741 | 1.0308 | 0.88719 | 0.81871 | 0 | 0 | 0 | 0 | 0 | 0 | 0 | 0 | 0 | 0 | 0 | 0 | 0 | 0 | 0.0029218 | 0.0085003 | 0.010335 | 0.010117 | 0 | 0 | 0 | 0 | 0 | 0 | 60.9509 | 59.3122 | 58.6397 | 58.0035 | 57.1199 | 55.4046 | 54.8671 | 55.5163 | 58.8706 | 64.1189 | 69.4921 | 73.9057 | 76.6141 | 77.5624 | 78.1413 | 78.1632 | 77.1645 | 76.2182 | 74.7074 | 72.225 | 69.6465 | 66.1964 | 63.1631 | 60.9891 | 0.0056841 | 0.0069328 | 0.0034205 | 0.0043853 | 0.0048225 | 0.0092312 | 0.0075875 | 0.0041724 | 0.0039755 | 0.004794 | 0.0058883 | 0.0063692 | 0.0063922 | 0.0065284 | 0.0063171 | 0.0061995 | 0.0057708 | 0.00512 | 0.0045942 | 0.0052237 | 0.0055023 | 0.0045958 | 0.0048754 | 0.0050461
Portfolio Adjusted1-in-10Size: Under 20 kWSouth of Lugo2026April Monthly Peak | Portfolio Adjusted | 1-in-10 | Size: Under 20 kW | South of Lugo | 2026 | April Monthly Peak | 4 | 0.82472 | 0.80381 | 0.78012 | 0.76991 | 0.75971 | 0.79004 | 0.77801 | 0.85801 | 1.092 | 1.4101 | 1.6874 | 1.8447 | 1.9285 | 1.9771 | 2.0016 | 1.982 | 1.8871 | 1.6077 | 1.3662 | 1.3364 | 1.2926 | 1.1351 | 0.96493 | 0.87638 | 0 | 0 | 0 | 0 | 0 | 0 | 0 | 0 | 0 | 0 | 0 | 0 | 0 | 0 | 0.0034648 | 0.0099789 | 0.012132 | 0.011586 | 0 | 0 | 0 | 0 | 0 | 0 | 70.0339 | 69.0958 | 67.525 | 65.9666 | 64.6253 | 63.7732 | 63.4127 | 63.4885 | 66.2105 | 71.8364 | 77.2507 | 82.3236 | 85.1894 | 85.7573 | 84.8714 | 84.8756 | 84.7852 | 84.9411 | 83.6056 | 79.6215 | 74.926 | 70.1803 | 67.895 | 66.9835 | 0.0060479 | 0.0073047 | 0.003534 | 0.0045254 | 0.0049589 | 0.0095001 | 0.0070019 | 0.0042673 | 0.0044928 | 0.0056333 | 0.0069314 | 0.0076744 | 0.00768 | 0.0077891 | 0.0074911 | 0.0072779 | 0.0067741 | 0.0058632 | 0.0050272 | 0.0055336 | 0.0060576 | 0.0050606 | 0.0053026 | 0.0054017
Portfolio Adjusted1-in-10Size: Under 20 kWSouth of Lugo2026May Monthly Peak | Portfolio Adjusted | 1-in-10 | Size: Under 20 kW | South of Lugo | 2026 | May Monthly Peak | 5 | 0.83156 | 0.80764 | 0.78134 | 0.76727 | 0.76272 | 0.78705 | 0.73007 | 0.84059 | 1.0806 | 1.3788 | 1.6589 | 1.8127 | 1.887 | 1.9298 | 1.954 | 1.943 | 1.8313 | 1.5696 | 1.3473 | 1.2607 | 1.2872 | 1.121 | 0.9649 | 0.88565 | 0 | 0 | 0 | 0 | 0 | 0 | 0 | 0 | 0 | 0 | 0 | 0 | 0 | 0 | 0.0033826 | 0.0097827 | 0.011774 | 0.011311 | 0 | 0 | 0 | 0 | 0 | 0 | 67.2352 | 66.7241 | 65.423 | 64.7571 | 64.2482 | 63.6514 | 63.917 | 63.99 | 66.8575 | 72.3116 | 77.427 | 81.0346 | 82.8325 | 83.4647 | 85.7794 | 87.0189 | 87.6498 | 86.4063 | 84.7509 | 82.6303 | 79.4843 | 75.5124 | 72.3417 | 70.0102 | 0.006098 | 0.0073394 | 0.0035396 | 0.0045098 | 0.0049786 | 0.0094641 | 0.0065704 | 0.0041806 | 0.0044459 | 0.0055081 | 0.0068144 | 0.0075414 | 0.0075145 | 0.0076024 | 0.0073132 | 0.0071348 | 0.0065741 | 0.0057241 | 0.0049576 | 0.0052201 | 0.0060322 | 0.004998 | 0.0053025 | 0.0054588
Portfolio Adjusted1-in-10Size: Under 20 kWSouth of Lugo2026June Monthly Peak | Portfolio Adjusted | 1-in-10 | Size: Under 20 kW | South of Lugo | 2026 | June Monthly Peak | 6 | 0.83506 | 0.81015 | 0.79619 | 0.78579 | 0.7864 | 0.79695 | 0.73914 | 0.86799 | 1.1129 | 1.425 | 1.7373 | 1.9122 | 1.9909 | 2.0543 | 2.0747 | 2.0532 | 1.929 | 1.635 | 1.3998 | 1.2541 | 1.2479 | 1.1197 | 0.97067 | 0.88238 | 0 | 0 | 0 | 0 | 0 | 0 | 0 | 0 | 0 | 0 | 0 | 0 | 0 | 0 | 0.0035915 | 0.010338 | 0.012401 | 0.011783 | 0 | 0 | 0 | 0 | 0 | 0 | 66.0758 | 65.6896 | 65.5235 | 65.6099 | 64.5954 | 63.8384 | 63.7771 | 64.5966 | 67.1317 | 71.2725 | 76.2196 | 79.6839 | 81.2016 | 81.0783 | 82.2954 | 82.5214 | 83.8485 | 83.6909 | 83.7318 | 81.9149 | 77.5259 | 73.58 | 71.1731 | 69.7791 | 0.0061237 | 0.0073623 | 0.0036068 | 0.0046187 | 0.0051332 | 0.0095831 | 0.0066521 | 0.0043169 | 0.0045786 | 0.0056926 | 0.0071364 | 0.0079554 | 0.0079286 | 0.0080931 | 0.0077648 | 0.0075395 | 0.0069246 | 0.0059628 | 0.0051507 | 0.0051927 | 0.0058484 | 0.0049921 | 0.0053342 | 0.0054386
Portfolio Adjusted1-in-10Size: Under 20 kWSouth of Lugo2026July Monthly Peak | Portfolio Adjusted | 1-in-10 | Size: Under 20 kW | South of Lugo | 2026 | July Monthly Peak | 7 | 0.85452 | 0.82924 | 0.80886 | 0.80579 | 0.80409 | 0.82862 | 0.79498 | 0.94648 | 1.2302 | 1.5732 | 1.8829 | 2.0705 | 2.1773 | 2.2334 | 2.2571 | 2.21 | 2.0884 | 1.7845 | 1.5143 | 1.3332 | 1.2947 | 1.1556 | 0.9999 | 0.91523 | 0 | 0 | 0 | 0 | 0 | 0 | 0 | 0 | 0 | 0 | 0 | 0 | 0 | 0 | 0.0039071 | 0.011127 | 0.013427 | 0.01286 | 0 | 0 | 0 | 0 | 0 | 0 | 69.5646 | 68.836 | 68.6106 | 68.4568 | 68.0836 | 67.8625 | 67.4396 | 67.5929 | 70.319 | 74.4124 | 77.9343 | 78.972 | 79.9994 | 81.4161 | 83.7706 | 84.7451 | 87.0734 | 85.5551 | 83.6608 | 80.7925 | 77.607 | 75.1487 | 73.4793 | 72.3898 | 0.0062664 | 0.0075357 | 0.0036642 | 0.0047363 | 0.0052486 | 0.0099639 | 0.0071547 | 0.0047072 | 0.0050615 | 0.0062847 | 0.0077345 | 0.008614 | 0.0086706 | 0.0087985 | 0.0084473 | 0.0081152 | 0.007497 | 0.0065079 | 0.005572 | 0.0055202 | 0.0060673 | 0.005152 | 0.0054948 | 0.005641
Portfolio Adjusted1-in-10Size: Under 20 kWSouth of Lugo2026August Monthly Peak | Portfolio Adjusted | 1-in-10 | Size: Under 20 kW | South of Lugo | 2026 | August Monthly Peak | 8 | 0.87161 | 0.8434 | 0.82564 | 0.81599 | 0.81283 | 0.83489 | 0.83422 | 0.97505 | 1.2943 | 1.6938 | 2.0172 | 2.255 | 2.3547 | 2.4069 | 2.428 | 2.4104 | 2.2851 | 1.9309 | 1.6105 | 1.4522 | 1.3755 | 1.1858 | 1.0128 | 0.92918 | 0 | 0 | 0 | 0 | 0 | 0 | 0 | 0 | 0 | 0 | 0 | 0 | 0 | 0 | 0.004203 | 0.012136 | 0.014691 | 0.013915 | 0 | 0 | 0 | 0 | 0 | 0 | 70.2935 | 69.9147 | 69.8433 | 69.5551 | 69.1269 | 68.9717 | 68.8678 | 69.141 | 71.4586 | 75.2241 | 78.5224 | 81.7889 | 84.2306 | 85.5078 | 85.9473 | 87.1537 | 87.5999 | 88.043 | 87.1778 | 83.3464 | 78.3159 | 74.9976 | 73.0228 | 71.7888 | 0.0063918 | 0.0076644 | 0.0037403 | 0.0047962 | 0.0053057 | 0.010039 | 0.0075078 | 0.0048493 | 0.0053249 | 0.0067667 | 0.0082861 | 0.0093812 | 0.009377 | 0.009482 | 0.0090869 | 0.0088513 | 0.0082029 | 0.0070418 | 0.0059261 | 0.0060129 | 0.0064463 | 0.0052868 | 0.0055654 | 0.0057271
Portfolio Adjusted1-in-10Size: Under 20 kWSouth of Lugo2026September Monthly Peak | Portfolio Adjusted | 1-in-10 | Size: Under 20 kW | South of Lugo | 2026 | September Monthly Peak | 9 | 0.86527 | 0.85499 | 0.83295 | 0.82443 | 0.82424 | 0.86077 | 0.91693 | 1.0307 | 1.4169 | 1.9102 | 2.2496 | 2.4812 | 2.5857 | 2.5935 | 2.5975 | 2.557 | 2.3902 | 1.9869 | 1.6441 | 1.5968 | 1.3938 | 1.1963 | 1.0085 | 0.92386 | 0 | 0 | 0 | 0 | 0 | 0 | 0 | 0 | 0 | 0 | 0 | 0 | 0 | 0 | 0.0044964 | 0.012874 | 0.015367 | 0.014318 | 0 | 0 | 0 | 0 | 0 | 0 | 73.5347 | 72.7206 | 72.2478 | 71.9517 | 71.3445 | 70.8523 | 70.7241 | 70.961 | 73.0539 | 77.181 | 81.9383 | 87.3203 | 91.3237 | 94.5073 | 94.3933 | 94.3894 | 93.928 | 92.8587 | 91.5444 | 88.9923 | 85.2287 | 80.0827 | 76.808 | 74.8849 | 0.0063453 | 0.0077698 | 0.0037734 | 0.0048458 | 0.0053801 | 0.010351 | 0.0082521 | 0.0051262 | 0.0058293 | 0.0076309 | 0.0092407 | 0.010323 | 0.010297 | 0.010217 | 0.0097213 | 0.0093896 | 0.0085803 | 0.007246 | 0.0060496 | 0.0066115 | 0.0065319 | 0.0053337 | 0.0055423 | 0.0056942
Portfolio Adjusted1-in-10Size: Under 20 kWSouth of Lugo2026October Monthly Peak | Portfolio Adjusted | 1-in-10 | Size: Under 20 kW | South of Lugo | 2026 | October Monthly Peak | 10 | 0.81287 | 0.79491 | 0.77441 | 0.77081 | 0.76684 | 0.78609 | 0.87183 | 0.905 | 1.1544 | 1.5555 | 1.8588 | 2.0407 | 2.1335 | 2.1679 | 2.2019 | 2.1799 | 2.0457 | 1.6772 | 1.5129 | 1.4468 | 1.2824 | 1.1015 | 0.9297 | 0.85658 | 0 | 0 | 0 | 0 | 0 | 0 | 0 | 0 | 0 | 0 | 0 | 0 | 0 | 0 | 0.0038116 | 0.010976 | 0.013152 | 0.012086 | 0 | 0 | 0 | 0 | 0 | 0 | 71.5427 | 71.0959 | 70.1818 | 69.2397 | 68.2375 | 68.0548 | 68.1726 | 68.3121 | 69.4567 | 72.249 | 76.6512 | 81.6124 | 84.2332 | 85.4516 | 85.9133 | 86.4192 | 85.4951 | 82.7711 | 79.1389 | 77.017 | 75.0382 | 73.6158 | 72.4192 | 71.2612 | 0.005961 | 0.0072238 | 0.0035082 | 0.0045307 | 0.0050055 | 0.0094526 | 0.0078463 | 0.0045009 | 0.0047495 | 0.0062142 | 0.0076354 | 0.00849 | 0.0084964 | 0.0085405 | 0.0082407 | 0.0080049 | 0.0073435 | 0.0061165 | 0.005567 | 0.0059903 | 0.0060097 | 0.0049108 | 0.005109 | 0.0052796
Portfolio Adjusted1-in-10Size: Under 20 kWSouth of Lugo2026November Monthly Peak | Portfolio Adjusted | 1-in-10 | Size: Under 20 kW | South of Lugo | 2026 | November Monthly Peak | 11 | 0.78038 | 0.76648 | 0.76724 | 0.76149 | 0.75383 | 0.78191 | 0.79383 | 0.82396 | 1.0205 | 1.2738 | 1.5002 | 1.6208 | 1.6694 | 1.7077 | 1.7073 | 1.6828 | 1.6027 | 1.5648 | 1.3698 | 1.2372 | 1.118 | 0.96884 | 0.87293 | 0.81128 | 0 | 0 | 0 | 0 | 0 | 0 | 0 | 0 | 0 | 0 | 0 | 0 | 0 | 0 | 0.0029554 | 0.0084726 | 0.010304 | 0.011276 | 0 | 0 | 0 | 0 | 0 | 0 | 64.1132 | 62.3913 | 61.5483 | 60.026 | 59.0968 | 58.3572 | 57.6301 | 58.6302 | 61.4305 | 66.7788 | 72.377 | 76.604 | 78.6248 | 80.0998 | 80.7848 | 80.1963 | 78.8041 | 76.748 | 74.7733 | 72.028 | 70.3534 | 68.9653 | 67.1302 | 65.9158 | 0.0057228 | 0.0069654 | 0.0034757 | 0.0044759 | 0.0049206 | 0.0094023 | 0.0071443 | 0.0040979 | 0.0041985 | 0.0050885 | 0.0061626 | 0.0067431 | 0.006648 | 0.0067275 | 0.0063898 | 0.0061793 | 0.0057533 | 0.0057066 | 0.0050402 | 0.0051226 | 0.0052394 | 0.0043195 | 0.0047971 | 0.0050004
Portfolio Adjusted1-in-10Size: Under 20 kWSouth of Lugo2026December Monthly Peak | Portfolio Adjusted | 1-in-10 | Size: Under 20 kW | South of Lugo | 2026 | December Monthly Peak | 12 | 0.78571 | 0.78856 | 0.78881 | 0.78117 | 0.77991 | 0.845 | 0.97916 | 1.0412 | 1.2691 | 1.5104 | 1.6189 | 1.603 | 1.5096 | 1.3947 | 1.3305 | 1.2819 | 1.2873 | 1.3462 | 1.3105 | 1.2021 | 1.0878 | 0.96589 | 0.87109 | 0.81682 | 0 | 0 | 0 | 0 | 0 | 0 | 0 | 0 | 0 | 0 | 0 | 0 | 0 | 0 | 0.0023032 | 0.0064543 | 0.0082763 | 0.0097014 | 0 | 0 | 0 | 0 | 0 | 0 | 47.0607 | 46.4618 | 45.5664 | 44.8756 | 44.3193 | 43.2573 | 43.9097 | 44.3447 | 45.6894 | 47.8076 | 50.3759 | 52.1678 | 53.2235 | 52.9319 | 52.9317 | 52.8567 | 52.5312 | 51.3051 | 50.1239 | 49.3555 | 48.356 | 47.735 | 46.9571 | 46.687 | 0.0057618 | 0.0071661 | 0.0035734 | 0.0045916 | 0.0050908 | 0.010161 | 0.0088121 | 0.0051781 | 0.0052213 | 0.0060339 | 0.0066501 | 0.0066689 | 0.0060116 | 0.0054944 | 0.0049796 | 0.0047073 | 0.0046212 | 0.0049096 | 0.0048221 | 0.0049773 | 0.0050978 | 0.0043063 | 0.004787 | 0.0050345
Portfolio Adjusted1-in-10Size: Under 20 kWSouth of Lugo2026Typical Event Day | Portfolio Adjusted | 1-in-10 | Size: Under 20 kW | South of Lugo | 2026 | Typical Event Day | 8 | 0.8693 | 0.84119 | 0.82359 | 0.81385 | 0.81092 | 0.8325 | 0.83096 | 0.96961 | 1.2831 | 1.6774 | 1.998 | 2.2324 | 2.3323 | 2.3859 | 2.4082 | 2.391 | 2.2675 | 1.9179 | 1.6001 | 1.4435 | 1.3696 | 1.1812 | 1.0092 | 0.92636 | 0 | 0 | 0 | 0 | 0 | 0 | 0 | 0 | 0 | 0 | 0 | 0 | 0 | 0 | 0.0041687 | 0.012039 | 0.014578 | 0.013821 | 0 | 0 | 0 | 0 | 0 | 0 | 69.8672 | 69.2902 | 69.0563 | 68.8934 | 68.2876 | 67.8812 | 67.7021 | 68.0729 | 70.4908 | 74.5225 | 78.6536 | 81.9413 | 84.1888 | 85.6274 | 86.6017 | 87.2024 | 88.1125 | 87.5369 | 86.5287 | 83.7615 | 79.6694 | 75.9522 | 73.6208 | 72.2106 | 0.0063748 | 0.0076444 | 0.003731 | 0.0047836 | 0.0052932 | 0.010011 | 0.0074784 | 0.0048223 | 0.0052789 | 0.0067012 | 0.0082074 | 0.0092875 | 0.0092879 | 0.0093993 | 0.0090128 | 0.0087801 | 0.00814 | 0.0069943 | 0.0058878 | 0.005977 | 0.0064183 | 0.0052662 | 0.0055461 | 0.0057097
Portfolio Adjusted1-in-2Size: Under 20 kWSouth of Lugo2015January Monthly Peak | Portfolio Adjusted | 1-in-2 | Size: Under 20 kW | South of Lugo | 2015 | January Monthly Peak | 1
Portfolio Adjusted1-in-2Size: Under 20 kWSouth of Lugo2015February Monthly Peak | Portfolio Adjusted | 1-in-2 | Size: Under 20 kW | South of Lugo | 2015 | February Monthly Peak | 2
Portfolio Adjusted1-in-2Size: Under 20 kWSouth of Lugo2015March Monthly Peak | Portfolio Adjusted | 1-in-2 | Size: Under 20 kW | South of Lugo | 2015 | March Monthly Peak | 3
Portfolio Adjusted1-in-2Size: Under 20 kWSouth of Lugo2015April Monthly Peak | Portfolio Adjusted | 1-in-2 | Size: Under 20 kW | South of Lugo | 2015 | April Monthly Peak | 4
Portfolio Adjusted1-in-2Size: Under 20 kWSouth of Lugo2015May Monthly Peak | Portfolio Adjusted | 1-in-2 | Size: Under 20 kW | South of Lugo | 2015 | May Monthly Peak | 5
Portfolio Adjusted1-in-2Size: Under 20 kWSouth of Lugo2015June Monthly Peak | Portfolio Adjusted | 1-in-2 | Size: Under 20 kW | South of Lugo | 2015 | June Monthly Peak | 6
Portfolio Adjusted1-in-2Size: Under 20 kWSouth of Lugo2015July Monthly Peak | Portfolio Adjusted | 1-in-2 | Size: Under 20 kW | South of Lugo | 2015 | July Monthly Peak | 7
Portfolio Adjusted1-in-2Size: Under 20 kWSouth of Lugo2015August Monthly Peak | Portfolio Adjusted | 1-in-2 | Size: Under 20 kW | South of Lugo | 2015 | August Monthly Peak | 8
Portfolio Adjusted1-in-2Size: Under 20 kWSouth of Lugo2015September Monthly Peak | Portfolio Adjusted | 1-in-2 | Size: Under 20 kW | South of Lugo | 2015 | September Monthly Peak | 9
Portfolio Adjusted1-in-2Size: Under 20 kWSouth of Lugo2015October Monthly Peak | Portfolio Adjusted | 1-in-2 | Size: Under 20 kW | South of Lugo | 2015 | October Monthly Peak | 10
Portfolio Adjusted1-in-2Size: Under 20 kWSouth of Lugo2015November Monthly Peak | Portfolio Adjusted | 1-in-2 | Size: Under 20 kW | South of Lugo | 2015 | November Monthly Peak | 11
Portfolio Adjusted1-in-2Size: Under 20 kWSouth of Lugo2015December Monthly Peak | Portfolio Adjusted | 1-in-2 | Size: Under 20 kW | South of Lugo | 2015 | December Monthly Peak | 12
Portfolio Adjusted1-in-2Size: Under 20 kWSouth of Lugo2015Typical Event Day | Portfolio Adjusted | 1-in-2 | Size: Under 20 kW | South of Lugo | 2015 | Typical Event Day | 8
Portfolio Adjusted1-in-2Size: Under 20 kWSouth of Lugo2016January Monthly Peak | Portfolio Adjusted | 1-in-2 | Size: Under 20 kW | South of Lugo | 2016 | January Monthly Peak | 1
Portfolio Adjusted1-in-2Size: Under 20 kWSouth of Lugo2016February Monthly Peak | Portfolio Adjusted | 1-in-2 | Size: Under 20 kW | South of Lugo | 2016 | February Monthly Peak | 2
Portfolio Adjusted1-in-2Size: Under 20 kWSouth of Lugo2016March Monthly Peak | Portfolio Adjusted | 1-in-2 | Size: Under 20 kW | South of Lugo | 2016 | March Monthly Peak | 3
Portfolio Adjusted1-in-2Size: Under 20 kWSouth of Lugo2016April Monthly Peak | Portfolio Adjusted | 1-in-2 | Size: Under 20 kW | South of Lugo | 2016 | April Monthly Peak | 4
Portfolio Adjusted1-in-2Size: Under 20 kWSouth of Lugo2016May Monthly Peak | Portfolio Adjusted | 1-in-2 | Size: Under 20 kW | South of Lugo | 2016 | May Monthly Peak | 5
Portfolio Adjusted1-in-2Size: Under 20 kWSouth of Lugo2016June Monthly Peak | Portfolio Adjusted | 1-in-2 | Size: Under 20 kW | South of Lugo | 2016 | June Monthly Peak | 6
Portfolio Adjusted1-in-2Size: Under 20 kWSouth of Lugo2016July Monthly Peak | Portfolio Adjusted | 1-in-2 | Size: Under 20 kW | South of Lugo | 2016 | July Monthly Peak | 7
Portfolio Adjusted1-in-2Size: Under 20 kWSouth of Lugo2016August Monthly Peak | Portfolio Adjusted | 1-in-2 | Size: Under 20 kW | South of Lugo | 2016 | August Monthly Peak | 8
Portfolio Adjusted1-in-2Size: Under 20 kWSouth of Lugo2016September Monthly Peak | Portfolio Adjusted | 1-in-2 | Size: Under 20 kW | South of Lugo | 2016 | September Monthly Peak | 9
Portfolio Adjusted1-in-2Size: Under 20 kWSouth of Lugo2016October Monthly Peak | Portfolio Adjusted | 1-in-2 | Size: Under 20 kW | South of Lugo | 2016 | October Monthly Peak | 10
Portfolio Adjusted1-in-2Size: Under 20 kWSouth of Lugo2016November Monthly Peak | Portfolio Adjusted | 1-in-2 | Size: Under 20 kW | South of Lugo | 2016 | November Monthly Peak | 11
Portfolio Adjusted1-in-2Size: Under 20 kWSouth of Lugo2016December Monthly Peak | Portfolio Adjusted | 1-in-2 | Size: Under 20 kW | South of Lugo | 2016 | December Monthly Peak | 12
Portfolio Adjusted1-in-2Size: Under 20 kWSouth of Lugo2016Typical Event Day | Portfolio Adjusted | 1-in-2 | Size: Under 20 kW | South of Lugo | 2016 | Typical Event Day | 8
Portfolio Adjusted1-in-2Size: Under 20 kWSouth of Lugo2017January Monthly Peak | Portfolio Adjusted | 1-in-2 | Size: Under 20 kW | South of Lugo | 2017 | January Monthly Peak | 1
Portfolio Adjusted1-in-2Size: Under 20 kWSouth of Lugo2017February Monthly Peak | Portfolio Adjusted | 1-in-2 | Size: Under 20 kW | South of Lugo | 2017 | February Monthly Peak | 2
Portfolio Adjusted1-in-2Size: Under 20 kWSouth of Lugo2017March Monthly Peak | Portfolio Adjusted | 1-in-2 | Size: Under 20 kW | South of Lugo | 2017 | March Monthly Peak | 3
Portfolio Adjusted1-in-2Size: Under 20 kWSouth of Lugo2017April Monthly Peak | Portfolio Adjusted | 1-in-2 | Size: Under 20 kW | South of Lugo | 2017 | April Monthly Peak | 4
Portfolio Adjusted1-in-2Size: Under 20 kWSouth of Lugo2017May Monthly Peak | Portfolio Adjusted | 1-in-2 | Size: Under 20 kW | South of Lugo | 2017 | May Monthly Peak | 5
Portfolio Adjusted1-in-2Size: Under 20 kWSouth of Lugo2017June Monthly Peak | Portfolio Adjusted | 1-in-2 | Size: Under 20 kW | South of Lugo | 2017 | June Monthly Peak | 6
Portfolio Adjusted1-in-2Size: Under 20 kWSouth of Lugo2017July Monthly Peak | Portfolio Adjusted | 1-in-2 | Size: Under 20 kW | South of Lugo | 2017 | July Monthly Peak | 7
Portfolio Adjusted1-in-2Size: Under 20 kWSouth of Lugo2017August Monthly Peak | Portfolio Adjusted | 1-in-2 | Size: Under 20 kW | South of Lugo | 2017 | August Monthly Peak | 8
Portfolio Adjusted1-in-2Size: Under 20 kWSouth of Lugo2017September Monthly Peak | Portfolio Adjusted | 1-in-2 | Size: Under 20 kW | South of Lugo | 2017 | September Monthly Peak | 9
Portfolio Adjusted1-in-2Size: Under 20 kWSouth of Lugo2017October Monthly Peak | Portfolio Adjusted | 1-in-2 | Size: Under 20 kW | South of Lugo | 2017 | October Monthly Peak | 10
Portfolio Adjusted1-in-2Size: Under 20 kWSouth of Lugo2017November Monthly Peak | Portfolio Adjusted | 1-in-2 | Size: Under 20 kW | South of Lugo | 2017 | November Monthly Peak | 11
Portfolio Adjusted1-in-2Size: Under 20 kWSouth of Lugo2017December Monthly Peak | Portfolio Adjusted | 1-in-2 | Size: Under 20 kW | South of Lugo | 2017 | December Monthly Peak | 12
Portfolio Adjusted1-in-2Size: Under 20 kWSouth of Lugo2017Typical Event Day | Portfolio Adjusted | 1-in-2 | Size: Under 20 kW | South of Lugo | 2017 | Typical Event Day | 8
Portfolio Adjusted1-in-2Size: Under 20 kWSouth of Lugo2018January Monthly Peak | Portfolio Adjusted | 1-in-2 | Size: Under 20 kW | South of Lugo | 2018 | January Monthly Peak | 1
Portfolio Adjusted1-in-2Size: Under 20 kWSouth of Lugo2018February Monthly Peak | Portfolio Adjusted | 1-in-2 | Size: Under 20 kW | South of Lugo | 2018 | February Monthly Peak | 2
Portfolio Adjusted1-in-2Size: Under 20 kWSouth of Lugo2018March Monthly Peak | Portfolio Adjusted | 1-in-2 | Size: Under 20 kW | South of Lugo | 2018 | March Monthly Peak | 3
Portfolio Adjusted1-in-2Size: Under 20 kWSouth of Lugo2018April Monthly Peak | Portfolio Adjusted | 1-in-2 | Size: Under 20 kW | South of Lugo | 2018 | April Monthly Peak | 4 | 0.79106 | 0.77393 | 0.75289 | 0.74279 | 0.73579 | 0.76542 | 0.74823 | 0.80978 | 0.9734 | 1.2173 | 1.4343 | 1.5256 | 1.583 | 1.6227 | 1.653 | 1.6364 | 1.575 | 1.3779 | 1.2053 | 1.2037 | 1.1993 | 1.065 | 0.91417 | 0.83473 | 0 | 0 | 0 | 0 | 0 | 0 | 0 | 0 | 0 | 0 | 0 | 0 | 0 | 0 | 0.0028614 | 0.0082388 | 0.010126 | 0.0099296 | 0 | 0 | 0 | 0 | 0 | 0 | 61.8579 | 61.4208 | 60.6725 | 59.6546 | 58.9037 | 58.1061 | 57.6403 | 57.83 | 59.5638 | 62.7813 | 65.7992 | 68.8373 | 71.1168 | 72.7339 | 73.3379 | 73.5581 | 73.7889 | 72.9791 | 72.2043 | 70.399 | 67.1355 | 65.8749 | 64.3671 | 61.7596 | 0.0058011 | 0.0070331 | 0.0034107 | 0.0043659 | 0.0048028 | 0.009204 | 0.0067339 | 0.0040274 | 0.0040048 | 0.0048629 | 0.0058917 | 0.0063468 | 0.0063039 | 0.0063926 | 0.0061865 | 0.0060088 | 0.005654 | 0.005025 | 0.0044349 | 0.0049841 | 0.0056204 | 0.0047484 | 0.0050237 | 0.0051449
Portfolio Adjusted1-in-2Size: Under 20 kWSouth of Lugo2018May Monthly Peak | Portfolio Adjusted | 1-in-2 | Size: Under 20 kW | South of Lugo | 2018 | May Monthly Peak | 5 | 0.79741 | 0.77774 | 0.75421 | 0.74053 | 0.73919 | 0.76401 | 0.70324 | 0.79762 | 0.96876 | 1.1919 | 1.4069 | 1.4905 | 1.5325 | 1.5605 | 1.5886 | 1.58 | 1.5036 | 1.3285 | 1.1821 | 1.1248 | 1.1912 | 1.0494 | 0.91345 | 0.84326 | 0 | 0 | 0 | 0 | 0 | 0 | 0 | 0 | 0 | 0 | 0 | 0 | 0 | 0 | 0.0027499 | 0.0079551 | 0.009667 | 0.0095736 | 0 | 0 | 0 | 0 | 0 | 0 | 59.61 | 59.6491 | 59.6566 | 59.1503 | 58.6766 | 58.6891 | 58.9349 | 59.4759 | 60.1795 | 61.6619 | 64.3139 | 67.1398 | 69.3087 | 69.9892 | 69.8238 | 70.8275 | 70.8821 | 69.8516 | 67.9269 | 65.3892 | 62.8751 | 60.8886 | 60.3977 | 60.1079 | 0.0058476 | 0.0070677 | 0.0034167 | 0.0043527 | 0.004825 | 0.009187 | 0.006329 | 0.0039669 | 0.0039857 | 0.0047614 | 0.0057793 | 0.0062007 | 0.0061027 | 0.0061479 | 0.0059454 | 0.0058019 | 0.0053978 | 0.0048449 | 0.0043496 | 0.0046572 | 0.0055827 | 0.0046788 | 0.0050197 | 0.0051975
Portfolio Adjusted1-in-2Size: Under 20 kWSouth of Lugo2018June Monthly Peak | Portfolio Adjusted | 1-in-2 | Size: Under 20 kW | South of Lugo | 2018 | June Monthly Peak | 6 | 0.81839 | 0.79514 | 0.78246 | 0.77197 | 0.7742 | 0.7838 | 0.72271 | 0.84116 | 1.05 | 1.3251 | 1.6096 | 1.7534 | 1.8217 | 1.8835 | 1.9079 | 1.8881 | 1.7799 | 1.5251 | 1.321 | 1.189 | 1.2024 | 1.0853 | 0.9455 | 0.86181 | 0 | 0 | 0 | 0 | 0 | 0 | 0 | 0 | 0 | 0 | 0 | 0 | 0 | 0 | 0.0033027 | 0.0095065 | 0.011443 | 0.01099 | 0 | 0 | 0 | 0 | 0 | 0 | 63.1461 | 63.0254 | 62.5153 | 61.9885 | 61.8191 | 61.4042 | 61.0282 | 61.5235 | 63.3623 | 67.3033 | 71.6047 | 75.0459 | 75.0875 | 74.8515 | 76.0767 | 76.576 | 77.8999 | 78.3313 | 78.4103 | 74.6194 | 70.4933 | 67.0793 | 65.7154 | 64.5527 | 0.0060015 | 0.0072259 | 0.0035446 | 0.0045375 | 0.0050535 | 0.0094251 | 0.0065042 | 0.0041834 | 0.0043197 | 0.0052938 | 0.0066117 | 0.0072947 | 0.0072548 | 0.0074201 | 0.0071406 | 0.0069334 | 0.0063894 | 0.0055619 | 0.0048608 | 0.0049233 | 0.0056348 | 0.0048387 | 0.0051959 | 0.0053118
Portfolio Adjusted1-in-2Size: Under 20 kWSouth of Lugo2018July Monthly Peak | Portfolio Adjusted | 1-in-2 | Size: Under 20 kW | South of Lugo | 2018 | July Monthly Peak | 7 | 0.84952 | 0.82454 | 0.80451 | 0.80128 | 0.80009 | 0.82378 | 0.78848 | 0.93566 | 1.2074 | 1.5392 | 1.8424 | 2.0222 | 2.1283 | 2.1866 | 2.2125 | 2.1662 | 2.0489 | 1.7552 | 1.4915 | 1.3143 | 1.2816 | 1.1455 | 0.99233 | 0.90912 | 0 | 0 | 0 | 0 | 0 | 0 | 0 | 0 | 0 | 0 | 0 | 0 | 0 | 0 | 0.00383 | 0.010906 | 0.013172 | 0.012648 | 0 | 0 | 0 | 0 | 0 | 0 | 69.4699 | 68.7821 | 68.4861 | 68.3405 | 67.9448 | 67.1855 | 67.1144 | 67.9866 | 70.5308 | 73.1358 | 75.4929 | 78.7996 | 80.172 | 80.3409 | 81.217 | 81.6722 | 82.1801 | 82.5963 | 83.3151 | 81.5346 | 78.2327 | 74.0365 | 72.034 | 71.2243 | 0.0062298 | 0.007493 | 0.0036445 | 0.0047098 | 0.0052225 | 0.0099057 | 0.0070961 | 0.0046534 | 0.0049677 | 0.0061488 | 0.0075679 | 0.0084129 | 0.0084757 | 0.0086141 | 0.0082806 | 0.0079544 | 0.0073549 | 0.006401 | 0.0054883 | 0.0054419 | 0.006006 | 0.0051072 | 0.0054532 | 0.0056034
Portfolio Adjusted1-in-2Size: Under 20 kWSouth of Lugo2018August Monthly Peak | Portfolio Adjusted | 1-in-2 | Size: Under 20 kW | South of Lugo | 2018 | August Monthly Peak | 8 | 0.8639 | 0.83607 | 0.81884 | 0.80889 | 0.80652 | 0.82706 | 0.82355 | 0.95725 | 1.2575 | 1.6397 | 1.9537 | 2.1801 | 2.2799 | 2.3364 | 2.3614 | 2.3451 | 2.2261 | 1.8871 | 1.5758 | 1.4233 | 1.3556 | 1.1704 | 1.0011 | 0.91977 | 0 | 0 | 0 | 0 | 0 | 0 | 0 | 0 | 0 | 0 | 0 | 0 | 0 | 0 | 0.0040877 | 0.011808 | 0.014312 | 0.013599 | 0 | 0 | 0 | 0 | 0 | 0 | 69.6038 | 68.4218 | 67.984 | 68.327 | 68.2438 | 67.4919 | 67.1736 | 67.203 | 69.1555 | 73.2688 | 77.8086 | 82.181 | 83.9175 | 84.108 | 84.4599 | 84.6256 | 86.0887 | 87.4932 | 86.8089 | 81.4137 | 76.1308 | 73.5662 | 72.2383 | 71.047 | 0.0063352 | 0.0075978 | 0.0037094 | 0.0047545 | 0.0052645 | 0.0099452 | 0.0074117 | 0.0047608 | 0.0051736 | 0.0065506 | 0.0080252 | 0.0090696 | 0.0090792 | 0.0092044 | 0.0088377 | 0.0086115 | 0.0079911 | 0.0068821 | 0.0057982 | 0.005893 | 0.0063528 | 0.0052181 | 0.0055012 | 0.0056691
Portfolio Adjusted1-in-2Size: Under 20 kWSouth of Lugo2018September Monthly Peak | Portfolio Adjusted | 1-in-2 | Size: Under 20 kW | South of Lugo | 2018 | September Monthly Peak | 9 | 0.83431 | 0.82518 | 0.80516 | 0.79515 | 0.79822 | 0.82748 | 0.87081 | 0.95348 | 1.261 | 1.6846 | 1.9901 | 2.1792 | 2.2895 | 2.3201 | 2.3419 | 2.3071 | 2.1643 | 1.8189 | 1.5065 | 1.4819 | 1.315 | 1.135 | 0.96159 | 0.88625 | 0 | 0 | 0 | 0 | 0 | 0 | 0 | 0 | 0 | 0 | 0 | 0 | 0 | 0 | 0.0040539 | 0.011616 | 0.013914 | 0.013108 | 0 | 0 | 0 | 0 | 0 | 0 | 69.774 | 69.1222 | 68.6072 | 68.249 | 67.7095 | 67.3876 | 67.1181 | 66.989 | 68.9564 | 72.9719 | 77.0855 | 81.77 | 84.8406 | 86.1681 | 87.1618 | 88.0325 | 88.2663 | 87.1323 | 86.5089 | 84.567 | 80.7155 | 77.4229 | 75.6122 | 74.6263 | 0.0061182 | 0.0074988 | 0.0036475 | 0.0046738 | 0.0052103 | 0.0099503 | 0.0078371 | 0.004742 | 0.0051882 | 0.0067299 | 0.0081749 | 0.0090662 | 0.0091174 | 0.0091402 | 0.0087647 | 0.0084719 | 0.0077692 | 0.0066335 | 0.0055434 | 0.0061358 | 0.0061626 | 0.0050604 | 0.0052842 | 0.0054624
Portfolio Adjusted1-in-2Size: Under 20 kWSouth of Lugo2018October Monthly Peak | Portfolio Adjusted | 1-in-2 | Size: Under 20 kW | South of Lugo | 2018 | October Monthly Peak | 10 | 0.78296 | 0.76723 | 0.74888 | 0.74462 | 0.74365 | 0.75908 | 0.83632 | 0.84626 | 1.0265 | 1.3609 | 1.621 | 1.7531 | 1.8369 | 1.8783 | 1.9235 | 1.9057 | 1.7979 | 1.4939 | 1.375 | 1.3323 | 1.2028 | 1.0408 | 0.88446 | 0.8199 | 0 | 0 | 0 | 0 | 0 | 0 | 0 | 0 | 0 | 0 | 0 | 0 | 0 | 0 | 0.0033297 | 0.0095947 | 0.011559 | 0.010766 | 0 | 0 | 0 | 0 | 0 | 0 | 64.133 | 63.6708 | 63.3665 | 62.4288 | 61.9029 | 61.2564 | 60.7566 | 60.6325 | 61.4581 | 64.5597 | 68.5961 | 74.1497 | 80.2467 | 82.8599 | 81.5949 | 81.2487 | 81.5989 | 80.3047 | 77.5662 | 73.8851 | 71.7585 | 70.1749 | 68.4592 | 66.7951 | 0.0057416 | 0.0069723 | 0.0033925 | 0.0043767 | 0.0048541 | 0.0091277 | 0.0075267 | 0.0042088 | 0.0042231 | 0.0054367 | 0.0066586 | 0.0072932 | 0.0073151 | 0.0073997 | 0.0071989 | 0.0069977 | 0.006454 | 0.0054481 | 0.0050593 | 0.0055164 | 0.005637 | 0.0046401 | 0.0048604 | 0.0050535
Portfolio Adjusted1-in-2Size: Under 20 kWSouth of Lugo2018November Monthly Peak | Portfolio Adjusted | 1-in-2 | Size: Under 20 kW | South of Lugo | 2018 | November Monthly Peak | 11 | 0.76638 | 0.75516 | 0.75723 | 0.75228 | 0.74581 | 0.77678 | 0.79042 | 0.81966 | 0.99353 | 1.2166 | 1.4077 | 1.4921 | 1.5152 | 1.5349 | 1.5311 | 1.5064 | 1.4436 | 1.4483 | 1.2977 | 1.1785 | 1.0758 | 0.93822 | 0.85194 | 0.79361 | 0 | 0 | 0 | 0 | 0 | 0 | 0 | 0 | 0 | 0 | 0 | 0 | 0 | 0 | 0.0026504 | 0.0075844 | 0.0092808 | 0.010437 | 0 | 0 | 0 | 0 | 0 | 0 | 59.1853 | 58.1783 | 57.388 | 56.5636 | 55.385 | 54.657 | 54.1972 | 54.5136 | 56.669 | 59.8488 | 64.468 | 68.6307 | 71.6732 | 73.4118 | 74.6117 | 74.0496 | 71.9533 | 69.3014 | 66.8369 | 65.7941 | 64.6394 | 64.4684 | 63.8974 | 64.7484 | 0.0056201 | 0.0068626 | 0.0034304 | 0.0044217 | 0.0048682 | 0.0093406 | 0.0071136 | 0.0040765 | 0.0040876 | 0.0048602 | 0.0057825 | 0.0062076 | 0.0060342 | 0.0060469 | 0.0057302 | 0.0055315 | 0.0051821 | 0.0052818 | 0.0047752 | 0.0048797 | 0.0050417 | 0.004183 | 0.0046817 | 0.0048914
Portfolio Adjusted1-in-2Size: Under 20 kWSouth of Lugo2018December Monthly Peak | Portfolio Adjusted | 1-in-2 | Size: Under 20 kW | South of Lugo | 2018 | December Monthly Peak | 12 | 0.77465 | 0.77247 | 0.77245 | 0.7606 | 0.76119 | 0.80817 | 0.91884 | 0.93654 | 1.104 | 1.3171 | 1.4639 | 1.4754 | 1.4545 | 1.4205 | 1.3917 | 1.3521 | 1.3499 | 1.3881 | 1.286 | 1.178 | 1.0761 | 0.95126 | 0.8537 | 0.80506 | 0 | 0 | 0 | 0 | 0 | 0 | 0 | 0 | 0 | 0 | 0 | 0 | 0 | 0 | 0.0024091 | 0.0068075 | 0.0086784 | 0.010003 | 0 | 0 | 0 | 0 | 0 | 0 | 52.4621 | 51.1897 | 50.1971 | 49.4441 | 48.9707 | 47.9448 | 48.1633 | 48.2989 | 48.8219 | 52.4742 | 57.0138 | 60.0027 | 61.7426 | 62.8294 | 63.2109 | 63.62 | 62.762 | 60.6628 | 58.5823 | 57.0281 | 55.2209 | 53.2585 | 51.4105 | 49.9463 | 0.0056807 | 0.0070198 | 0.0034993 | 0.0044707 | 0.0049686 | 0.0097181 | 0.0082693 | 0.0046578 | 0.0045423 | 0.0052615 | 0.0060134 | 0.0061382 | 0.0057924 | 0.0055963 | 0.0052086 | 0.0049649 | 0.0048457 | 0.0050623 | 0.004732 | 0.0048773 | 0.005043 | 0.0042411 | 0.0046914 | 0.004962
Portfolio Adjusted1-in-2Size: Under 20 kWSouth of Lugo2018Typical Event Day | Portfolio Adjusted | 1-in-2 | Size: Under 20 kW | South of Lugo | 2018 | Typical Event Day | 8 | 0.85422 | 0.82699 | 0.81044 | 0.80019 | 0.7988 | 0.81775 | 0.81106 | 0.93649 | 1.2136 | 1.5742 | 1.8754 | 2.0866 | 2.1851 | 2.2456 | 2.2749 | 2.2601 | 2.1492 | 1.8302 | 1.5317 | 1.3866 | 1.3302 | 1.1509 | 0.98642 | 0.90795 | 0 | 0 | 0 | 0 | 0 | 0 | 0 | 0 | 0 | 0 | 0 | 0 | 0 | 0 | 0.0039379 | 0.011379 | 0.013817 | 0.013189 | 0 | 0 | 0 | 0 | 0 | 0 | 67.9984 | 67.3379 | 66.8982 | 66.7263 | 66.4293 | 65.8673 | 65.6086 | 65.9255 | 68.0013 | 71.67 | 75.4979 | 79.4491 | 81.0044 | 81.3671 | 82.2289 | 82.7266 | 83.6088 | 83.8883 | 83.7608 | 80.5337 | 76.3931 | 73.0263 | 71.4 | 70.3626 | 0.0062643 | 0.0075153 | 0.0036714 | 0.0047033 | 0.0052141 | 0.0098332 | 0.0072994 | 0.0046575 | 0.0049931 | 0.0062888 | 0.0077035 | 0.0086807 | 0.0087018 | 0.0088466 | 0.0085139 | 0.0082992 | 0.0077152 | 0.0066745 | 0.0056361 | 0.0057414 | 0.006234 | 0.0051313 | 0.0054207 | 0.0055962
Portfolio Adjusted1-in-2Size: Under 20 kWSouth of Lugo2019January Monthly Peak | Portfolio Adjusted | 1-in-2 | Size: Under 20 kW | South of Lugo | 2019 | January Monthly Peak | 1 | 0.7621 | 0.76791 | 0.75303 | 0.7609 | 0.7617 | 0.81057 | 0.95021 | 0.97041 | 1.1647 | 1.427 | 1.537 | 1.5138 | 1.441 | 1.3457 | 1.3022 | 1.263 | 1.2292 | 1.3122 | 1.3016 | 1.1883 | 1.0951 | 0.96239 | 0.85694 | 0.78904 | 0 | 0 | 0 | 0 | 0 | 0 | 0 | 0 | 0 | 0 | 0 | 0 | 0 | 0 | 0.0022543 | 0.0063593 | 0.0079023 | 0.0094558 | 0 | 0 | 0 | 0 | 0 | 0 | 48.3507 | 47.3239 | 46.2863 | 45.9789 | 45.9393 | 46.2117 | 45.7972 | 45.7489 | 46.5718 | 48.7344 | 52.467 | 55.3699 | 56.9748 | 58.2678 | 58.5887 | 58.6988 | 58.602 | 56.9941 | 55.5723 | 54.1675 | 53.2917 | 52.0426 | 50.9959 | 49.6477 | 0.0055887 | 0.0069785 | 0.0034113 | 0.0044724 | 0.0049719 | 0.0097469 | 0.0085516 | 0.0048262 | 0.0047918 | 0.0057007 | 0.0063134 | 0.006298 | 0.0057385 | 0.0053016 | 0.0048738 | 0.004638 | 0.0044124 | 0.0047853 | 0.0047893 | 0.00492 | 0.0051319 | 0.0042907 | 0.0047092 | 0.0048633
Portfolio Adjusted1-in-2Size: Under 20 kWSouth of Lugo2019February Monthly Peak | Portfolio Adjusted | 1-in-2 | Size: Under 20 kW | South of Lugo | 2019 | February Monthly Peak | 2 | 0.75567 | 0.76119 | 0.7487 | 0.75204 | 0.74644 | 0.79163 | 0.87044 | 0.88685 | 1.0534 | 1.3125 | 1.4478 | 1.4564 | 1.428 | 1.39 | 1.3634 | 1.3343 | 1.2633 | 1.2228 | 1.299 | 1.1931 | 1.1067 | 0.97005 | 0.86273 | 0.78758 | 0 | 0 | 0 | 0 | 0 | 0 | 0 | 0 | 0 | 0 | 0 | 0 | 0 | 0 | 0.0023601 | 0.0067178 | 0.0081221 | 0.0088116 | 0 | 0 | 0 | 0 | 0 | 0 | 51.7242 | 51.3959 | 51.0903 | 50.7883 | 50.4671 | 49.9949 | 49.7271 | 49.6115 | 50.3487 | 52.5811 | 54.3895 | 56.0326 | 56.588 | 56.6831 | 56.6013 | 55.5712 | 55.5427 | 55.2588 | 53.9097 | 52.9294 | 52.1554 | 51.8831 | 50.5323 | 49.2458 | 0.0055415 | 0.0069173 | 0.0033917 | 0.0044203 | 0.0048723 | 0.0095191 | 0.0078337 | 0.0044107 | 0.004334 | 0.0052435 | 0.0059473 | 0.0060591 | 0.0056868 | 0.005476 | 0.0051026 | 0.0048995 | 0.0045351 | 0.0044593 | 0.0047798 | 0.0049402 | 0.0051865 | 0.0043249 | 0.004741 | 0.0048543
Portfolio Adjusted1-in-2Size: Under 20 kWSouth of Lugo2019March Monthly Peak | Portfolio Adjusted | 1-in-2 | Size: Under 20 kW | South of Lugo | 2019 | March Monthly Peak | 3 | 0.7662 | 0.76161 | 0.75569 | 0.75122 | 0.74396 | 0.79156 | 0.88864 | 0.92006 | 1.0682 | 1.2864 | 1.4424 | 1.4705 | 1.4518 | 1.4128 | 1.4098 | 1.4025 | 1.3504 | 1.219 | 1.1759 | 1.2059 | 1.1294 | 1.0034 | 0.87451 | 0.80564 | 0 | 0 | 0 | 0 | 0 | 0 | 0 | 0 | 0 | 0 | 0 | 0 | 0 | 0 | 0.0024405 | 0.0070616 | 0.0086819 | 0.0087842 | 0 | 0 | 0 | 0 | 0 | 0 | 51.8183 | 50.6739 | 49.4574 | 48.896 | 48.613 | 48.1836 | 48.042 | 48.3979 | 50.7407 | 53.0203 | 55.1947 | 57.0609 | 58.0643 | 59.0242 | 59.0618 | 59.4727 | 59.1147 | 58.0074 | 56.4407 | 54.8605 | 54.2455 | 53.3717 | 52.4264 | 51.3608 | 0.0056188 | 0.0069212 | 0.0034234 | 0.0044155 | 0.0048561 | 0.0095183 | 0.0079975 | 0.0045758 | 0.0043949 | 0.0051392 | 0.0059251 | 0.0061177 | 0.0057817 | 0.0055658 | 0.0052764 | 0.0051502 | 0.0048477 | 0.0044454 | 0.0043269 | 0.004993 | 0.0052926 | 0.0044737 | 0.0048057 | 0.0049656
Portfolio Adjusted1-in-2Size: Under 20 kWSouth of Lugo2019April Monthly Peak | Portfolio Adjusted | 1-in-2 | Size: Under 20 kW | South of Lugo | 2019 | April Monthly Peak | 4 | 0.79106 | 0.77393 | 0.75289 | 0.74279 | 0.73579 | 0.76542 | 0.74823 | 0.80978 | 0.9734 | 1.2173 | 1.4343 | 1.5256 | 1.583 | 1.6227 | 1.653 | 1.6364 | 1.575 | 1.3779 | 1.2053 | 1.2037 | 1.1993 | 1.065 | 0.91417 | 0.83473 | 0 | 0 | 0 | 0 | 0 | 0 | 0 | 0 | 0 | 0 | 0 | 0 | 0 | 0 | 0.0028614 | 0.0082388 | 0.010126 | 0.0099296 | 0 | 0 | 0 | 0 | 0 | 0 | 61.8579 | 61.4208 | 60.6725 | 59.6546 | 58.9037 | 58.1061 | 57.6403 | 57.83 | 59.5638 | 62.7813 | 65.7992 | 68.8373 | 71.1168 | 72.7339 | 73.3379 | 73.5581 | 73.7888 | 72.9791 | 72.2043 | 70.399 | 67.1355 | 65.8749 | 64.3671 | 61.7596 | 0.0058011 | 0.0070331 | 0.0034107 | 0.0043659 | 0.0048028 | 0.009204 | 0.0067339 | 0.0040274 | 0.0040048 | 0.0048629 | 0.0058917 | 0.0063468 | 0.0063039 | 0.0063926 | 0.0061865 | 0.0060088 | 0.005654 | 0.005025 | 0.0044349 | 0.0049841 | 0.0056204 | 0.0047484 | 0.0050237 | 0.0051449
Portfolio Adjusted1-in-2Size: Under 20 kWSouth of Lugo2019May Monthly Peak | Portfolio Adjusted | 1-in-2 | Size: Under 20 kW | South of Lugo | 2019 | May Monthly Peak | 5 | 0.79741 | 0.77774 | 0.75421 | 0.74053 | 0.73919 | 0.76401 | 0.70324 | 0.79762 | 0.96876 | 1.1919 | 1.4069 | 1.4905 | 1.5325 | 1.5605 | 1.5886 | 1.58 | 1.5036 | 1.3285 | 1.1821 | 1.1248 | 1.1912 | 1.0494 | 0.91345 | 0.84326 | 0 | 0 | 0 | 0 | 0 | 0 | 0 | 0 | 0 | 0 | 0 | 0 | 0 | 0 | 0.0027499 | 0.0079551 | 0.009667 | 0.0095736 | 0 | 0 | 0 | 0 | 0 | 0 | 59.61 | 59.6491 | 59.6566 | 59.1503 | 58.6766 | 58.6891 | 58.9349 | 59.4759 | 60.1795 | 61.6619 | 64.3139 | 67.1398 | 69.3087 | 69.9892 | 69.8238 | 70.8275 | 70.8821 | 69.8516 | 67.9269 | 65.3892 | 62.8751 | 60.8886 | 60.3977 | 60.1079 | 0.0058476 | 0.0070677 | 0.0034167 | 0.0043527 | 0.004825 | 0.009187 | 0.006329 | 0.0039669 | 0.0039857 | 0.0047614 | 0.0057793 | 0.0062007 | 0.0061027 | 0.0061479 | 0.0059454 | 0.0058019 | 0.0053978 | 0.0048449 | 0.0043496 | 0.0046572 | 0.0055827 | 0.0046788 | 0.0050197 | 0.0051975
Portfolio Adjusted1-in-2Size: Under 20 kWSouth of Lugo2019June Monthly Peak | Portfolio Adjusted | 1-in-2 | Size: Under 20 kW | South of Lugo | 2019 | June Monthly Peak | 6 | 0.81839 | 0.79514 | 0.78246 | 0.77197 | 0.7742 | 0.7838 | 0.72271 | 0.84116 | 1.05 | 1.3251 | 1.6096 | 1.7534 | 1.8217 | 1.8835 | 1.9079 | 1.8881 | 1.7799 | 1.5251 | 1.321 | 1.189 | 1.2024 | 1.0853 | 0.9455 | 0.86181 | 0 | 0 | 0 | 0 | 0 | 0 | 0 | 0 | 0 | 0 | 0 | 0 | 0 | 0 | 0.0033027 | 0.0095065 | 0.011443 | 0.01099 | 0 | 0 | 0 | 0 | 0 | 0 | 63.1461 | 63.0254 | 62.5153 | 61.9885 | 61.8191 | 61.4042 | 61.0282 | 61.5235 | 63.3623 | 67.3033 | 71.6048 | 75.0459 | 75.0875 | 74.8515 | 76.0767 | 76.576 | 77.8999 | 78.3313 | 78.4103 | 74.6194 | 70.4933 | 67.0793 | 65.7154 | 64.5527 | 0.0060015 | 0.0072259 | 0.0035446 | 0.0045375 | 0.0050535 | 0.0094251 | 0.0065042 | 0.0041834 | 0.0043197 | 0.0052938 | 0.0066117 | 0.0072947 | 0.0072548 | 0.0074201 | 0.0071406 | 0.0069334 | 0.0063894 | 0.0055619 | 0.0048608 | 0.0049233 | 0.0056348 | 0.0048387 | 0.0051959 | 0.0053118
Portfolio Adjusted1-in-2Size: Under 20 kWSouth of Lugo2019July Monthly Peak | Portfolio Adjusted | 1-in-2 | Size: Under 20 kW | South of Lugo | 2019 | July Monthly Peak | 7 | 0.84952 | 0.82454 | 0.80451 | 0.80128 | 0.80009 | 0.82378 | 0.78848 | 0.93566 | 1.2074 | 1.5392 | 1.8424 | 2.0222 | 2.1283 | 2.1866 | 2.2125 | 2.1662 | 2.0489 | 1.7552 | 1.4915 | 1.3143 | 1.2816 | 1.1455 | 0.99233 | 0.90912 | 0 | 0 | 0 | 0 | 0 | 0 | 0 | 0 | 0 | 0 | 0 | 0 | 0 | 0 | 0.00383 | 0.010906 | 0.013172 | 0.012648 | 0 | 0 | 0 | 0 | 0 | 0 | 69.4699 | 68.7821 | 68.4861 | 68.3405 | 67.9448 | 67.1855 | 67.1144 | 67.9866 | 70.5308 | 73.1358 | 75.4929 | 78.7996 | 80.172 | 80.3408 | 81.217 | 81.6722 | 82.1801 | 82.5963 | 83.3151 | 81.5346 | 78.2327 | 74.0365 | 72.034 | 71.2243 | 0.0062298 | 0.007493 | 0.0036445 | 0.0047098 | 0.0052225 | 0.0099057 | 0.0070961 | 0.0046534 | 0.0049677 | 0.0061488 | 0.0075679 | 0.0084129 | 0.0084757 | 0.0086141 | 0.0082806 | 0.0079544 | 0.0073549 | 0.006401 | 0.0054883 | 0.0054419 | 0.006006 | 0.0051072 | 0.0054532 | 0.0056034
Portfolio Adjusted1-in-2Size: Under 20 kWSouth of Lugo2019August Monthly Peak | Portfolio Adjusted | 1-in-2 | Size: Under 20 kW | South of Lugo | 2019 | August Monthly Peak | 8 | 0.8639 | 0.83607 | 0.81884 | 0.80889 | 0.80652 | 0.82706 | 0.82355 | 0.95725 | 1.2575 | 1.6397 | 1.9537 | 2.1801 | 2.2799 | 2.3364 | 2.3614 | 2.3451 | 2.2261 | 1.8871 | 1.5758 | 1.4233 | 1.3556 | 1.1704 | 1.0011 | 0.91977 | 0 | 0 | 0 | 0 | 0 | 0 | 0 | 0 | 0 | 0 | 0 | 0 | 0 | 0 | 0.0040877 | 0.011808 | 0.014312 | 0.013599 | 0 | 0 | 0 | 0 | 0 | 0 | 69.6038 | 68.4218 | 67.984 | 68.327 | 68.2438 | 67.4919 | 67.1736 | 67.203 | 69.1555 | 73.2688 | 77.8086 | 82.181 | 83.9175 | 84.108 | 84.4599 | 84.6256 | 86.0887 | 87.4932 | 86.8089 | 81.4137 | 76.1308 | 73.5662 | 72.2383 | 71.047 | 0.0063352 | 0.0075978 | 0.0037094 | 0.0047545 | 0.0052645 | 0.0099452 | 0.0074117 | 0.0047608 | 0.0051736 | 0.0065506 | 0.0080252 | 0.0090696 | 0.0090792 | 0.0092044 | 0.0088377 | 0.0086115 | 0.0079911 | 0.0068821 | 0.0057982 | 0.005893 | 0.0063528 | 0.0052181 | 0.0055012 | 0.0056691
Portfolio Adjusted1-in-2Size: Under 20 kWSouth of Lugo2019September Monthly Peak | Portfolio Adjusted | 1-in-2 | Size: Under 20 kW | South of Lugo | 2019 | September Monthly Peak | 9 | 0.83431 | 0.82518 | 0.80516 | 0.79515 | 0.79822 | 0.82748 | 0.87081 | 0.95348 | 1.261 | 1.6846 | 1.9901 | 2.1792 | 2.2895 | 2.3201 | 2.3419 | 2.3071 | 2.1643 | 1.8189 | 1.5065 | 1.4819 | 1.315 | 1.135 | 0.96159 | 0.88625 | 0 | 0 | 0 | 0 | 0 | 0 | 0 | 0 | 0 | 0 | 0 | 0 | 0 | 0 | 0.0040539 | 0.011616 | 0.013914 | 0.013108 | 0 | 0 | 0 | 0 | 0 | 0 | 69.774 | 69.1222 | 68.6072 | 68.249 | 67.7095 | 67.3876 | 67.1181 | 66.989 | 68.9564 | 72.9719 | 77.0855 | 81.77 | 84.8406 | 86.1681 | 87.1618 | 88.0325 | 88.2663 | 87.1323 | 86.5089 | 84.567 | 80.7155 | 77.4229 | 75.6122 | 74.6263 | 0.0061182 | 0.0074988 | 0.0036475 | 0.0046738 | 0.0052103 | 0.0099503 | 0.0078371 | 0.004742 | 0.0051882 | 0.0067299 | 0.0081749 | 0.0090662 | 0.0091174 | 0.0091402 | 0.0087647 | 0.0084719 | 0.0077692 | 0.0066335 | 0.0055434 | 0.0061358 | 0.0061626 | 0.0050604 | 0.0052842 | 0.0054624
Portfolio Adjusted1-in-2Size: Under 20 kWSouth of Lugo2019October Monthly Peak | Portfolio Adjusted | 1-in-2 | Size: Under 20 kW | South of Lugo | 2019 | October Monthly Peak | 10 | 0.78296 | 0.76723 | 0.74888 | 0.74462 | 0.74365 | 0.75908 | 0.83632 | 0.84626 | 1.0265 | 1.3609 | 1.621 | 1.7531 | 1.8369 | 1.8783 | 1.9235 | 1.9057 | 1.7979 | 1.4939 | 1.375 | 1.3323 | 1.2028 | 1.0408 | 0.88446 | 0.8199 | 0 | 0 | 0 | 0 | 0 | 0 | 0 | 0 | 0 | 0 | 0 | 0 | 0 | 0 | 0.0033297 | 0.0095947 | 0.011559 | 0.010766 | 0 | 0 | 0 | 0 | 0 | 0 | 64.133 | 63.6707 | 63.3665 | 62.4288 | 61.9029 | 61.2564 | 60.7566 | 60.6325 | 61.4581 | 64.5597 | 68.5961 | 74.1497 | 80.2467 | 82.8599 | 81.5949 | 81.2487 | 81.5989 | 80.3047 | 77.5662 | 73.8851 | 71.7585 | 70.1749 | 68.4592 | 66.7951 | 0.0057416 | 0.0069723 | 0.0033925 | 0.0043767 | 0.0048541 | 0.0091277 | 0.0075267 | 0.0042088 | 0.0042231 | 0.0054367 | 0.0066586 | 0.0072932 | 0.0073151 | 0.0073997 | 0.0071989 | 0.0069977 | 0.006454 | 0.0054481 | 0.0050593 | 0.0055164 | 0.005637 | 0.0046401 | 0.0048604 | 0.0050535
Portfolio Adjusted1-in-2Size: Under 20 kWSouth of Lugo2019November Monthly Peak | Portfolio Adjusted | 1-in-2 | Size: Under 20 kW | South of Lugo | 2019 | November Monthly Peak | 11 | 0.76638 | 0.75516 | 0.75723 | 0.75228 | 0.74581 | 0.77678 | 0.79042 | 0.81966 | 0.99353 | 1.2166 | 1.4077 | 1.4921 | 1.5152 | 1.5349 | 1.5311 | 1.5064 | 1.4436 | 1.4483 | 1.2977 | 1.1785 | 1.0758 | 0.93822 | 0.85194 | 0.79361 | 0 | 0 | 0 | 0 | 0 | 0 | 0 | 0 | 0 | 0 | 0 | 0 | 0 | 0 | 0.0026504 | 0.0075844 | 0.0092808 | 0.010437 | 0 | 0 | 0 | 0 | 0 | 0 | 59.1853 | 58.1783 | 57.388 | 56.5636 | 55.385 | 54.657 | 54.1972 | 54.5136 | 56.669 | 59.8488 | 64.468 | 68.6307 | 71.6732 | 73.4118 | 74.6117 | 74.0496 | 71.9533 | 69.3014 | 66.8369 | 65.7941 | 64.6394 | 64.4684 | 63.8974 | 64.7484 | 0.0056201 | 0.0068626 | 0.0034304 | 0.0044217 | 0.0048682 | 0.0093406 | 0.0071136 | 0.0040765 | 0.0040876 | 0.0048602 | 0.0057825 | 0.0062076 | 0.0060342 | 0.0060469 | 0.0057302 | 0.0055315 | 0.0051821 | 0.0052818 | 0.0047752 | 0.0048797 | 0.0050417 | 0.004183 | 0.0046817 | 0.0048914
Portfolio Adjusted1-in-2Size: Under 20 kWSouth of Lugo2019December Monthly Peak | Portfolio Adjusted | 1-in-2 | Size: Under 20 kW | South of Lugo | 2019 | December Monthly Peak | 12 | 0.77465 | 0.77247 | 0.77245 | 0.7606 | 0.76119 | 0.80817 | 0.91884 | 0.93654 | 1.104 | 1.3171 | 1.4639 | 1.4754 | 1.4545 | 1.4205 | 1.3917 | 1.3521 | 1.3499 | 1.3881 | 1.286 | 1.178 | 1.0761 | 0.95126 | 0.8537 | 0.80506 | 0 | 0 | 0 | 0 | 0 | 0 | 0 | 0 | 0 | 0 | 0 | 0 | 0 | 0 | 0.0024091 | 0.0068075 | 0.0086784 | 0.010003 | 0 | 0 | 0 | 0 | 0 | 0 | 52.4621 | 51.1897 | 50.1971 | 49.4441 | 48.9707 | 47.9448 | 48.1633 | 48.2989 | 48.8219 | 52.4742 | 57.0138 | 60.0027 | 61.7426 | 62.8294 | 63.2109 | 63.62 | 62.762 | 60.6628 | 58.5823 | 57.0281 | 55.2209 | 53.2585 | 51.4105 | 49.9463 | 0.0056807 | 0.0070198 | 0.0034993 | 0.0044707 | 0.0049686 | 0.0097181 | 0.0082693 | 0.0046578 | 0.0045423 | 0.0052615 | 0.0060134 | 0.0061382 | 0.0057924 | 0.0055963 | 0.0052086 | 0.0049649 | 0.0048457 | 0.0050623 | 0.004732 | 0.0048773 | 0.005043 | 0.0042411 | 0.0046914 | 0.004962
Portfolio Adjusted1-in-2Size: Under 20 kWSouth of Lugo2019Typical Event Day | Portfolio Adjusted | 1-in-2 | Size: Under 20 kW | South of Lugo | 2019 | Typical Event Day | 8 | 0.85422 | 0.82699 | 0.81044 | 0.80019 | 0.7988 | 0.81775 | 0.81106 | 0.93649 | 1.2136 | 1.5742 | 1.8754 | 2.0866 | 2.1851 | 2.2456 | 2.2749 | 2.2601 | 2.1492 | 1.8302 | 1.5317 | 1.3866 | 1.3302 | 1.1509 | 0.98642 | 0.90795 | 0 | 0 | 0 | 0 | 0 | 0 | 0 | 0 | 0 | 0 | 0 | 0 | 0 | 0 | 0.0039379 | 0.011379 | 0.013817 | 0.013189 | 0 | 0 | 0 | 0 | 0 | 0 | 67.9984 | 67.3379 | 66.8982 | 66.7263 | 66.4293 | 65.8673 | 65.6086 | 65.9255 | 68.0013 | 71.67 | 75.4979 | 79.4491 | 81.0044 | 81.3671 | 82.2289 | 82.7266 | 83.6088 | 83.8883 | 83.7608 | 80.5337 | 76.3931 | 73.0263 | 71.4 | 70.3626 | 0.0062643 | 0.0075153 | 0.0036714 | 0.0047033 | 0.0052141 | 0.0098332 | 0.0072994 | 0.0046575 | 0.0049931 | 0.0062888 | 0.0077035 | 0.0086807 | 0.0087018 | 0.0088466 | 0.0085139 | 0.0082992 | 0.0077152 | 0.0066745 | 0.0056361 | 0.0057414 | 0.006234 | 0.0051313 | 0.0054207 | 0.0055962
Portfolio Adjusted1-in-2Size: Under 20 kWSouth of Lugo2020January Monthly Peak | Portfolio Adjusted | 1-in-2 | Size: Under 20 kW | South of Lugo | 2020 | January Monthly Peak | 1 | 0.7621 | 0.76791 | 0.75303 | 0.7609 | 0.7617 | 0.81057 | 0.95021 | 0.97041 | 1.1647 | 1.427 | 1.537 | 1.5138 | 1.441 | 1.3457 | 1.3022 | 1.263 | 1.2292 | 1.3122 | 1.3016 | 1.1883 | 1.0951 | 0.96239 | 0.85694 | 0.78904 | 0 | 0 | 0 | 0 | 0 | 0 | 0 | 0 | 0 | 0 | 0 | 0 | 0 | 0 | 0.0022543 | 0.0063593 | 0.0079023 | 0.0094558 | 0 | 0 | 0 | 0 | 0 | 0 | 48.3507 | 47.3239 | 46.2863 | 45.9789 | 45.9393 | 46.2117 | 45.7972 | 45.7489 | 46.5718 | 48.7344 | 52.467 | 55.3699 | 56.9748 | 58.2678 | 58.5887 | 58.6988 | 58.602 | 56.9941 | 55.5723 | 54.1675 | 53.2917 | 52.0426 | 50.9959 | 49.6477 | 0.0055887 | 0.0069785 | 0.0034113 | 0.0044724 | 0.0049719 | 0.0097469 | 0.0085516 | 0.0048262 | 0.0047918 | 0.0057007 | 0.0063134 | 0.006298 | 0.0057385 | 0.0053016 | 0.0048738 | 0.004638 | 0.0044124 | 0.0047853 | 0.0047893 | 0.00492 | 0.0051319 | 0.0042907 | 0.0047092 | 0.0048633
Portfolio Adjusted1-in-2Size: Under 20 kWSouth of Lugo2020February Monthly Peak | Portfolio Adjusted | 1-in-2 | Size: Under 20 kW | South of Lugo | 2020 | February Monthly Peak | 2 | 0.75567 | 0.76119 | 0.7487 | 0.75204 | 0.74644 | 0.79163 | 0.87044 | 0.88685 | 1.0534 | 1.3125 | 1.4478 | 1.4564 | 1.428 | 1.39 | 1.3634 | 1.3343 | 1.2633 | 1.2228 | 1.299 | 1.1931 | 1.1067 | 0.97005 | 0.86273 | 0.78758 | 0 | 0 | 0 | 0 | 0 | 0 | 0 | 0 | 0 | 0 | 0 | 0 | 0 | 0 | 0.0023601 | 0.0067178 | 0.0081221 | 0.0088116 | 0 | 0 | 0 | 0 | 0 | 0 | 51.7242 | 51.3959 | 51.0903 | 50.7883 | 50.4671 | 49.9949 | 49.7271 | 49.6115 | 50.3487 | 52.5811 | 54.3895 | 56.0326 | 56.588 | 56.6831 | 56.6013 | 55.5712 | 55.5427 | 55.2588 | 53.9097 | 52.9294 | 52.1554 | 51.8831 | 50.5323 | 49.2458 | 0.0055415 | 0.0069173 | 0.0033917 | 0.0044203 | 0.0048723 | 0.0095191 | 0.0078337 | 0.0044107 | 0.004334 | 0.0052435 | 0.0059473 | 0.0060591 | 0.0056868 | 0.005476 | 0.0051026 | 0.0048995 | 0.0045351 | 0.0044593 | 0.0047798 | 0.0049402 | 0.0051865 | 0.0043249 | 0.004741 | 0.0048543
Portfolio Adjusted1-in-2Size: Under 20 kWSouth of Lugo2020March Monthly Peak | Portfolio Adjusted | 1-in-2 | Size: Under 20 kW | South of Lugo | 2020 | March Monthly Peak | 3 | 0.7662 | 0.76161 | 0.75569 | 0.75122 | 0.74396 | 0.79156 | 0.88864 | 0.92006 | 1.0682 | 1.2864 | 1.4424 | 1.4705 | 1.4518 | 1.4128 | 1.4098 | 1.4025 | 1.3504 | 1.219 | 1.1759 | 1.2059 | 1.1294 | 1.0034 | 0.87451 | 0.80564 | 0 | 0 | 0 | 0 | 0 | 0 | 0 | 0 | 0 | 0 | 0 | 0 | 0 | 0 | 0.0024405 | 0.0070616 | 0.0086819 | 0.0087842 | 0 | 0 | 0 | 0 | 0 | 0 | 51.8183 | 50.6739 | 49.4574 | 48.896 | 48.613 | 48.1836 | 48.042 | 48.3979 | 50.7407 | 53.0203 | 55.1947 | 57.0609 | 58.0643 | 59.0242 | 59.0618 | 59.4727 | 59.1147 | 58.0074 | 56.4407 | 54.8605 | 54.2455 | 53.3717 | 52.4264 | 51.3608 | 0.0056188 | 0.0069212 | 0.0034234 | 0.0044155 | 0.0048561 | 0.0095183 | 0.0079975 | 0.0045758 | 0.0043949 | 0.0051392 | 0.0059251 | 0.0061177 | 0.0057817 | 0.0055658 | 0.0052764 | 0.0051502 | 0.0048477 | 0.0044454 | 0.0043269 | 0.004993 | 0.0052926 | 0.0044737 | 0.0048057 | 0.0049656
Portfolio Adjusted1-in-2Size: Under 20 kWSouth of Lugo2020April Monthly Peak | Portfolio Adjusted | 1-in-2 | Size: Under 20 kW | South of Lugo | 2020 | April Monthly Peak | 4 | 0.79106 | 0.77393 | 0.75289 | 0.74279 | 0.73579 | 0.76542 | 0.74823 | 0.80978 | 0.9734 | 1.2173 | 1.4343 | 1.5256 | 1.583 | 1.6227 | 1.653 | 1.6364 | 1.575 | 1.3779 | 1.2053 | 1.2037 | 1.1993 | 1.065 | 0.91417 | 0.83473 | 0 | 0 | 0 | 0 | 0 | 0 | 0 | 0 | 0 | 0 | 0 | 0 | 0 | 0 | 0.0028614 | 0.0082388 | 0.010126 | 0.0099296 | 0 | 0 | 0 | 0 | 0 | 0 | 61.8579 | 61.4208 | 60.6725 | 59.6546 | 58.9037 | 58.1061 | 57.6403 | 57.83 | 59.5638 | 62.7813 | 65.7992 | 68.8373 | 71.1168 | 72.7339 | 73.3379 | 73.5581 | 73.7888 | 72.9791 | 72.2043 | 70.399 | 67.1355 | 65.8749 | 64.3671 | 61.7596 | 0.0058011 | 0.0070331 | 0.0034107 | 0.0043659 | 0.0048028 | 0.009204 | 0.0067339 | 0.0040274 | 0.0040048 | 0.0048629 | 0.0058917 | 0.0063468 | 0.0063039 | 0.0063926 | 0.0061865 | 0.0060088 | 0.005654 | 0.005025 | 0.0044349 | 0.0049841 | 0.0056204 | 0.0047484 | 0.0050237 | 0.0051449
Portfolio Adjusted1-in-2Size: Under 20 kWSouth of Lugo2020May Monthly Peak | Portfolio Adjusted | 1-in-2 | Size: Under 20 kW | South of Lugo | 2020 | May Monthly Peak | 5 | 0.79741 | 0.77774 | 0.75421 | 0.74053 | 0.73919 | 0.76401 | 0.70324 | 0.79762 | 0.96876 | 1.1919 | 1.4069 | 1.4905 | 1.5325 | 1.5605 | 1.5886 | 1.58 | 1.5036 | 1.3285 | 1.1821 | 1.1248 | 1.1912 | 1.0494 | 0.91345 | 0.84326 | 0 | 0 | 0 | 0 | 0 | 0 | 0 | 0 | 0 | 0 | 0 | 0 | 0 | 0 | 0.0027499 | 0.0079551 | 0.009667 | 0.0095736 | 0 | 0 | 0 | 0 | 0 | 0 | 59.61 | 59.6491 | 59.6566 | 59.1503 | 58.6766 | 58.6891 | 58.9349 | 59.4759 | 60.1795 | 61.6619 | 64.3139 | 67.1398 | 69.3087 | 69.9892 | 69.8238 | 70.8275 | 70.8821 | 69.8516 | 67.9269 | 65.3892 | 62.8751 | 60.8886 | 60.3977 | 60.1079 | 0.0058476 | 0.0070677 | 0.0034167 | 0.0043527 | 0.004825 | 0.009187 | 0.006329 | 0.0039669 | 0.0039857 | 0.0047614 | 0.0057793 | 0.0062007 | 0.0061027 | 0.0061479 | 0.0059454 | 0.0058019 | 0.0053978 | 0.0048449 | 0.0043496 | 0.0046572 | 0.0055827 | 0.0046788 | 0.0050197 | 0.0051975
Portfolio Adjusted1-in-2Size: Under 20 kWSouth of Lugo2020June Monthly Peak | Portfolio Adjusted | 1-in-2 | Size: Under 20 kW | South of Lugo | 2020 | June Monthly Peak | 6 | 0.81839 | 0.79514 | 0.78246 | 0.77197 | 0.7742 | 0.7838 | 0.72271 | 0.84116 | 1.05 | 1.3251 | 1.6096 | 1.7534 | 1.8217 | 1.8835 | 1.9079 | 1.8881 | 1.7799 | 1.5251 | 1.321 | 1.189 | 1.2024 | 1.0853 | 0.9455 | 0.86181 | 0 | 0 | 0 | 0 | 0 | 0 | 0 | 0 | 0 | 0 | 0 | 0 | 0 | 0 | 0.0033027 | 0.0095065 | 0.011443 | 0.01099 | 0 | 0 | 0 | 0 | 0 | 0 | 63.1461 | 63.0254 | 62.5153 | 61.9885 | 61.8191 | 61.4042 | 61.0282 | 61.5235 | 63.3623 | 67.3033 | 71.6048 | 75.0459 | 75.0875 | 74.8515 | 76.0767 | 76.576 | 77.8999 | 78.3313 | 78.4103 | 74.6194 | 70.4933 | 67.0793 | 65.7154 | 64.5527 | 0.0060015 | 0.0072259 | 0.0035446 | 0.0045375 | 0.0050535 | 0.0094251 | 0.0065042 | 0.0041834 | 0.0043197 | 0.0052938 | 0.0066117 | 0.0072947 | 0.0072548 | 0.0074201 | 0.0071406 | 0.0069334 | 0.0063894 | 0.0055619 | 0.0048608 | 0.0049233 | 0.0056348 | 0.0048387 | 0.0051959 | 0.0053118
Portfolio Adjusted1-in-2Size: Under 20 kWSouth of Lugo2020July Monthly Peak | Portfolio Adjusted | 1-in-2 | Size: Under 20 kW | South of Lugo | 2020 | July Monthly Peak | 7 | 0.84952 | 0.82454 | 0.80451 | 0.80128 | 0.80009 | 0.82378 | 0.78848 | 0.93566 | 1.2074 | 1.5392 | 1.8424 | 2.0222 | 2.1283 | 2.1866 | 2.2125 | 2.1662 | 2.0489 | 1.7552 | 1.4915 | 1.3143 | 1.2816 | 1.1455 | 0.99233 | 0.90912 | 0 | 0 | 0 | 0 | 0 | 0 | 0 | 0 | 0 | 0 | 0 | 0 | 0 | 0 | 0.00383 | 0.010906 | 0.013172 | 0.012648 | 0 | 0 | 0 | 0 | 0 | 0 | 69.4699 | 68.7821 | 68.4861 | 68.3405 | 67.9448 | 67.1855 | 67.1144 | 67.9866 | 70.5308 | 73.1358 | 75.4929 | 78.7996 | 80.172 | 80.3408 | 81.217 | 81.6722 | 82.1801 | 82.5963 | 83.3151 | 81.5346 | 78.2327 | 74.0365 | 72.034 | 71.2243 | 0.0062298 | 0.007493 | 0.0036445 | 0.0047098 | 0.0052225 | 0.0099057 | 0.0070961 | 0.0046534 | 0.0049677 | 0.0061488 | 0.0075679 | 0.0084129 | 0.0084757 | 0.0086141 | 0.0082806 | 0.0079544 | 0.0073549 | 0.006401 | 0.0054883 | 0.0054419 | 0.006006 | 0.0051072 | 0.0054532 | 0.0056034
Portfolio Adjusted1-in-2Size: Under 20 kWSouth of Lugo2020August Monthly Peak | Portfolio Adjusted | 1-in-2 | Size: Under 20 kW | South of Lugo | 2020 | August Monthly Peak | 8 | 0.8639 | 0.83607 | 0.81884 | 0.80889 | 0.80652 | 0.82706 | 0.82355 | 0.95725 | 1.2575 | 1.6397 | 1.9537 | 2.1801 | 2.2799 | 2.3364 | 2.3614 | 2.3451 | 2.2261 | 1.8871 | 1.5758 | 1.4233 | 1.3556 | 1.1704 | 1.0011 | 0.91977 | 0 | 0 | 0 | 0 | 0 | 0 | 0 | 0 | 0 | 0 | 0 | 0 | 0 | 0 | 0.0040877 | 0.011808 | 0.014312 | 0.013599 | 0 | 0 | 0 | 0 | 0 | 0 | 69.6038 | 68.4218 | 67.984 | 68.327 | 68.2438 | 67.4919 | 67.1736 | 67.203 | 69.1555 | 73.2688 | 77.8086 | 82.181 | 83.9175 | 84.108 | 84.4599 | 84.6256 | 86.0887 | 87.4932 | 86.8089 | 81.4137 | 76.1308 | 73.5662 | 72.2383 | 71.047 | 0.0063352 | 0.0075978 | 0.0037094 | 0.0047545 | 0.0052645 | 0.0099452 | 0.0074117 | 0.0047608 | 0.0051736 | 0.0065506 | 0.0080252 | 0.0090696 | 0.0090792 | 0.0092044 | 0.0088377 | 0.0086115 | 0.0079911 | 0.0068821 | 0.0057982 | 0.005893 | 0.0063528 | 0.0052181 | 0.0055012 | 0.0056691
Portfolio Adjusted1-in-2Size: Under 20 kWSouth of Lugo2020September Monthly Peak | Portfolio Adjusted | 1-in-2 | Size: Under 20 kW | South of Lugo | 2020 | September Monthly Peak | 9 | 0.83431 | 0.82518 | 0.80516 | 0.79515 | 0.79822 | 0.82748 | 0.87081 | 0.95348 | 1.261 | 1.6846 | 1.9901 | 2.1792 | 2.2895 | 2.3201 | 2.3419 | 2.3071 | 2.1643 | 1.8189 | 1.5065 | 1.4819 | 1.315 | 1.135 | 0.96159 | 0.88625 | 0 | 0 | 0 | 0 | 0 | 0 | 0 | 0 | 0 | 0 | 0 | 0 | 0 | 0 | 0.0040539 | 0.011616 | 0.013914 | 0.013108 | 0 | 0 | 0 | 0 | 0 | 0 | 69.774 | 69.1222 | 68.6072 | 68.249 | 67.7095 | 67.3876 | 67.1181 | 66.989 | 68.9564 | 72.9719 | 77.0855 | 81.77 | 84.8406 | 86.1681 | 87.1618 | 88.0325 | 88.2663 | 87.1323 | 86.5089 | 84.567 | 80.7155 | 77.4229 | 75.6122 | 74.6263 | 0.0061182 | 0.0074988 | 0.0036475 | 0.0046738 | 0.0052103 | 0.0099503 | 0.0078371 | 0.004742 | 0.0051882 | 0.0067299 | 0.0081749 | 0.0090662 | 0.0091174 | 0.0091402 | 0.0087647 | 0.0084719 | 0.0077692 | 0.0066335 | 0.0055434 | 0.0061358 | 0.0061626 | 0.0050604 | 0.0052842 | 0.0054624
Portfolio Adjusted1-in-2Size: Under 20 kWSouth of Lugo2020October Monthly Peak | Portfolio Adjusted | 1-in-2 | Size: Under 20 kW | South of Lugo | 2020 | October Monthly Peak | 10 | 0.78296 | 0.76723 | 0.74888 | 0.74462 | 0.74365 | 0.75908 | 0.83632 | 0.84626 | 1.0265 | 1.3609 | 1.621 | 1.7531 | 1.8369 | 1.8783 | 1.9235 | 1.9057 | 1.7979 | 1.4939 | 1.375 | 1.3323 | 1.2028 | 1.0408 | 0.88446 | 0.8199 | 0 | 0 | 0 | 0 | 0 | 0 | 0 | 0 | 0 | 0 | 0 | 0 | 0 | 0 | 0.0033297 | 0.0095947 | 0.011559 | 0.010766 | 0 | 0 | 0 | 0 | 0 | 0 | 64.133 | 63.6707 | 63.3665 | 62.4288 | 61.9029 | 61.2564 | 60.7566 | 60.6325 | 61.4581 | 64.5597 | 68.5961 | 74.1497 | 80.2467 | 82.8599 | 81.5949 | 81.2487 | 81.5989 | 80.3047 | 77.5662 | 73.8851 | 71.7585 | 70.1749 | 68.4592 | 66.7951 | 0.0057416 | 0.0069723 | 0.0033925 | 0.0043767 | 0.0048541 | 0.0091277 | 0.0075267 | 0.0042088 | 0.0042231 | 0.0054367 | 0.0066586 | 0.0072932 | 0.0073151 | 0.0073997 | 0.0071989 | 0.0069977 | 0.006454 | 0.0054481 | 0.0050593 | 0.0055164 | 0.005637 | 0.0046401 | 0.0048604 | 0.0050535
Portfolio Adjusted1-in-2Size: Under 20 kWSouth of Lugo2020November Monthly Peak | Portfolio Adjusted | 1-in-2 | Size: Under 20 kW | South of Lugo | 2020 | November Monthly Peak | 11 | 0.76638 | 0.75516 | 0.75723 | 0.75228 | 0.74581 | 0.77678 | 0.79042 | 0.81966 | 0.99353 | 1.2166 | 1.4077 | 1.4921 | 1.5152 | 1.5349 | 1.5311 | 1.5064 | 1.4436 | 1.4483 | 1.2977 | 1.1785 | 1.0758 | 0.93822 | 0.85194 | 0.79361 | 0 | 0 | 0 | 0 | 0 | 0 | 0 | 0 | 0 | 0 | 0 | 0 | 0 | 0 | 0.0026504 | 0.0075844 | 0.0092808 | 0.010437 | 0 | 0 | 0 | 0 | 0 | 0 | 59.1853 | 58.1783 | 57.388 | 56.5636 | 55.385 | 54.657 | 54.1972 | 54.5136 | 56.669 | 59.8488 | 64.468 | 68.6307 | 71.6732 | 73.4118 | 74.6117 | 74.0496 | 71.9533 | 69.3014 | 66.8369 | 65.7941 | 64.6394 | 64.4684 | 63.8974 | 64.7484 | 0.0056201 | 0.0068626 | 0.0034304 | 0.0044217 | 0.0048682 | 0.0093406 | 0.0071136 | 0.0040765 | 0.0040876 | 0.0048602 | 0.0057825 | 0.0062076 | 0.0060342 | 0.0060469 | 0.0057302 | 0.0055315 | 0.0051821 | 0.0052818 | 0.0047752 | 0.0048797 | 0.0050417 | 0.004183 | 0.0046817 | 0.0048914
Portfolio Adjusted1-in-2Size: Under 20 kWSouth of Lugo2020December Monthly Peak | Portfolio Adjusted | 1-in-2 | Size: Under 20 kW | South of Lugo | 2020 | December Monthly Peak | 12 | 0.77465 | 0.77247 | 0.77245 | 0.7606 | 0.76119 | 0.80817 | 0.91884 | 0.93654 | 1.104 | 1.3171 | 1.4639 | 1.4754 | 1.4545 | 1.4205 | 1.3917 | 1.3521 | 1.3499 | 1.3881 | 1.286 | 1.178 | 1.0761 | 0.95126 | 0.8537 | 0.80506 | 0 | 0 | 0 | 0 | 0 | 0 | 0 | 0 | 0 | 0 | 0 | 0 | 0 | 0 | 0.0024091 | 0.0068075 | 0.0086784 | 0.010003 | 0 | 0 | 0 | 0 | 0 | 0 | 52.4621 | 51.1897 | 50.1971 | 49.4441 | 48.9707 | 47.9448 | 48.1633 | 48.2989 | 48.8219 | 52.4742 | 57.0138 | 60.0027 | 61.7426 | 62.8294 | 63.2109 | 63.62 | 62.762 | 60.6628 | 58.5823 | 57.0281 | 55.2209 | 53.2585 | 51.4105 | 49.9463 | 0.0056807 | 0.0070198 | 0.0034993 | 0.0044707 | 0.0049686 | 0.0097181 | 0.0082693 | 0.0046578 | 0.0045423 | 0.0052615 | 0.0060134 | 0.0061382 | 0.0057924 | 0.0055963 | 0.0052086 | 0.0049649 | 0.0048457 | 0.0050623 | 0.004732 | 0.0048773 | 0.005043 | 0.0042411 | 0.0046914 | 0.004962
Portfolio Adjusted1-in-2Size: Under 20 kWSouth of Lugo2020Typical Event Day | Portfolio Adjusted | 1-in-2 | Size: Under 20 kW | South of Lugo | 2020 | Typical Event Day | 8 | 0.85422 | 0.82699 | 0.81044 | 0.80019 | 0.7988 | 0.81775 | 0.81106 | 0.93649 | 1.2136 | 1.5742 | 1.8754 | 2.0866 | 2.1851 | 2.2456 | 2.2749 | 2.2601 | 2.1492 | 1.8302 | 1.5317 | 1.3866 | 1.3302 | 1.1509 | 0.98642 | 0.90795 | 0 | 0 | 0 | 0 | 0 | 0 | 0 | 0 | 0 | 0 | 0 | 0 | 0 | 0 | 0.0039379 | 0.011379 | 0.013817 | 0.013189 | 0 | 0 | 0 | 0 | 0 | 0 | 67.9984 | 67.3379 | 66.8982 | 66.7263 | 66.4293 | 65.8673 | 65.6086 | 65.9255 | 68.0013 | 71.67 | 75.4979 | 79.4491 | 81.0044 | 81.3671 | 82.2289 | 82.7266 | 83.6088 | 83.8883 | 83.7608 | 80.5337 | 76.3931 | 73.0263 | 71.4 | 70.3626 | 0.0062643 | 0.0075153 | 0.0036714 | 0.0047033 | 0.0052141 | 0.0098332 | 0.0072994 | 0.0046575 | 0.0049931 | 0.0062888 | 0.0077035 | 0.0086807 | 0.0087018 | 0.0088466 | 0.0085139 | 0.0082992 | 0.0077152 | 0.0066745 | 0.0056361 | 0.0057414 | 0.006234 | 0.0051313 | 0.0054207 | 0.0055962
Portfolio Adjusted1-in-2Size: Under 20 kWSouth of Lugo2021January Monthly Peak | Portfolio Adjusted | 1-in-2 | Size: Under 20 kW | South of Lugo | 2021 | January Monthly Peak | 1 | 0.7621 | 0.76791 | 0.75303 | 0.7609 | 0.7617 | 0.81057 | 0.95021 | 0.97041 | 1.1647 | 1.427 | 1.537 | 1.5138 | 1.441 | 1.3457 | 1.3022 | 1.263 | 1.2292 | 1.3122 | 1.3016 | 1.1883 | 1.0951 | 0.96239 | 0.85694 | 0.78904 | 0 | 0 | 0 | 0 | 0 | 0 | 0 | 0 | 0 | 0 | 0 | 0 | 0 | 0 | 0.0022543 | 0.0063593 | 0.0079023 | 0.0094558 | 0 | 0 | 0 | 0 | 0 | 0 | 48.3507 | 47.3239 | 46.2863 | 45.9789 | 45.9393 | 46.2117 | 45.7972 | 45.7489 | 46.5718 | 48.7344 | 52.467 | 55.3699 | 56.9748 | 58.2678 | 58.5887 | 58.6988 | 58.602 | 56.9941 | 55.5723 | 54.1675 | 53.2917 | 52.0426 | 50.9959 | 49.6477 | 0.0055887 | 0.0069785 | 0.0034113 | 0.0044724 | 0.0049719 | 0.0097469 | 0.0085516 | 0.0048262 | 0.0047918 | 0.0057007 | 0.0063134 | 0.006298 | 0.0057385 | 0.0053016 | 0.0048738 | 0.004638 | 0.0044124 | 0.0047853 | 0.0047893 | 0.00492 | 0.0051319 | 0.0042907 | 0.0047092 | 0.0048633
Portfolio Adjusted1-in-2Size: Under 20 kWSouth of Lugo2021February Monthly Peak | Portfolio Adjusted | 1-in-2 | Size: Under 20 kW | South of Lugo | 2021 | February Monthly Peak | 2 | 0.75567 | 0.76119 | 0.7487 | 0.75204 | 0.74644 | 0.79163 | 0.87044 | 0.88685 | 1.0534 | 1.3125 | 1.4478 | 1.4564 | 1.428 | 1.39 | 1.3634 | 1.3343 | 1.2633 | 1.2228 | 1.299 | 1.1931 | 1.1067 | 0.97005 | 0.86273 | 0.78758 | 0 | 0 | 0 | 0 | 0 | 0 | 0 | 0 | 0 | 0 | 0 | 0 | 0 | 0 | 0.0023601 | 0.0067178 | 0.0081221 | 0.0088116 | 0 | 0 | 0 | 0 | 0 | 0 | 51.7242 | 51.3959 | 51.0903 | 50.7883 | 50.4671 | 49.9949 | 49.7271 | 49.6115 | 50.3487 | 52.5811 | 54.3895 | 56.0326 | 56.588 | 56.6831 | 56.6013 | 55.5712 | 55.5427 | 55.2588 | 53.9097 | 52.9294 | 52.1554 | 51.8831 | 50.5323 | 49.2458 | 0.0055415 | 0.0069173 | 0.0033917 | 0.0044203 | 0.0048723 | 0.0095191 | 0.0078337 | 0.0044107 | 0.004334 | 0.0052435 | 0.0059473 | 0.0060591 | 0.0056868 | 0.005476 | 0.0051026 | 0.0048995 | 0.0045351 | 0.0044593 | 0.0047798 | 0.0049402 | 0.0051865 | 0.0043249 | 0.004741 | 0.0048543
Portfolio Adjusted1-in-2Size: Under 20 kWSouth of Lugo2021March Monthly Peak | Portfolio Adjusted | 1-in-2 | Size: Under 20 kW | South of Lugo | 2021 | March Monthly Peak | 3 | 0.7662 | 0.76161 | 0.75569 | 0.75122 | 0.74396 | 0.79156 | 0.88864 | 0.92006 | 1.0682 | 1.2864 | 1.4424 | 1.4705 | 1.4518 | 1.4128 | 1.4098 | 1.4025 | 1.3504 | 1.219 | 1.1759 | 1.2059 | 1.1294 | 1.0034 | 0.87451 | 0.80564 | 0 | 0 | 0 | 0 | 0 | 0 | 0 | 0 | 0 | 0 | 0 | 0 | 0 | 0 | 0.0024405 | 0.0070616 | 0.0086819 | 0.0087842 | 0 | 0 | 0 | 0 | 0 | 0 | 51.8183 | 50.6739 | 49.4574 | 48.896 | 48.613 | 48.1836 | 48.042 | 48.3979 | 50.7407 | 53.0203 | 55.1947 | 57.0609 | 58.0643 | 59.0242 | 59.0618 | 59.4727 | 59.1147 | 58.0074 | 56.4407 | 54.8605 | 54.2455 | 53.3717 | 52.4264 | 51.3608 | 0.0056188 | 0.0069212 | 0.0034234 | 0.0044155 | 0.0048561 | 0.0095183 | 0.0079975 | 0.0045758 | 0.0043949 | 0.0051392 | 0.0059251 | 0.0061177 | 0.0057817 | 0.0055658 | 0.0052764 | 0.0051502 | 0.0048477 | 0.0044454 | 0.0043269 | 0.004993 | 0.0052926 | 0.0044737 | 0.0048057 | 0.0049656
Portfolio Adjusted1-in-2Size: Under 20 kWSouth of Lugo2021April Monthly Peak | Portfolio Adjusted | 1-in-2 | Size: Under 20 kW | South of Lugo | 2021 | April Monthly Peak | 4 | 0.79106 | 0.77393 | 0.75289 | 0.74279 | 0.73579 | 0.76542 | 0.74823 | 0.80978 | 0.9734 | 1.2173 | 1.4343 | 1.5256 | 1.583 | 1.6227 | 1.653 | 1.6364 | 1.575 | 1.3779 | 1.2053 | 1.2037 | 1.1993 | 1.065 | 0.91417 | 0.83473 | 0 | 0 | 0 | 0 | 0 | 0 | 0 | 0 | 0 | 0 | 0 | 0 | 0 | 0 | 0.0028614 | 0.0082388 | 0.010126 | 0.0099296 | 0 | 0 | 0 | 0 | 0 | 0 | 61.8579 | 61.4208 | 60.6725 | 59.6546 | 58.9037 | 58.1061 | 57.6403 | 57.83 | 59.5638 | 62.7813 | 65.7992 | 68.8373 | 71.1168 | 72.7339 | 73.3379 | 73.5581 | 73.7888 | 72.9791 | 72.2043 | 70.399 | 67.1355 | 65.8749 | 64.3671 | 61.7596 | 0.0058011 | 0.0070331 | 0.0034107 | 0.0043659 | 0.0048028 | 0.009204 | 0.0067339 | 0.0040274 | 0.0040048 | 0.0048629 | 0.0058917 | 0.0063468 | 0.0063039 | 0.0063926 | 0.0061865 | 0.0060088 | 0.005654 | 0.005025 | 0.0044349 | 0.0049841 | 0.0056204 | 0.0047484 | 0.0050237 | 0.0051449
Portfolio Adjusted1-in-2Size: Under 20 kWSouth of Lugo2021May Monthly Peak | Portfolio Adjusted | 1-in-2 | Size: Under 20 kW | South of Lugo | 2021 | May Monthly Peak | 5 | 0.79741 | 0.77774 | 0.75421 | 0.74053 | 0.73919 | 0.76401 | 0.70324 | 0.79762 | 0.96876 | 1.1919 | 1.4069 | 1.4905 | 1.5325 | 1.5605 | 1.5886 | 1.58 | 1.5036 | 1.3285 | 1.1821 | 1.1248 | 1.1912 | 1.0494 | 0.91345 | 0.84326 | 0 | 0 | 0 | 0 | 0 | 0 | 0 | 0 | 0 | 0 | 0 | 0 | 0 | 0 | 0.0027499 | 0.0079551 | 0.009667 | 0.0095736 | 0 | 0 | 0 | 0 | 0 | 0 | 59.61 | 59.6491 | 59.6566 | 59.1503 | 58.6766 | 58.6891 | 58.9349 | 59.4759 | 60.1795 | 61.6619 | 64.3139 | 67.1398 | 69.3087 | 69.9892 | 69.8238 | 70.8275 | 70.8821 | 69.8516 | 67.9269 | 65.3892 | 62.8751 | 60.8886 | 60.3977 | 60.1079 | 0.0058476 | 0.0070677 | 0.0034167 | 0.0043527 | 0.004825 | 0.009187 | 0.006329 | 0.0039669 | 0.0039857 | 0.0047614 | 0.0057793 | 0.0062007 | 0.0061027 | 0.0061479 | 0.0059454 | 0.0058019 | 0.0053978 | 0.0048449 | 0.0043496 | 0.0046572 | 0.0055827 | 0.0046788 | 0.0050197 | 0.0051975
Portfolio Adjusted1-in-2Size: Under 20 kWSouth of Lugo2021June Monthly Peak | Portfolio Adjusted | 1-in-2 | Size: Under 20 kW | South of Lugo | 2021 | June Monthly Peak | 6 | 0.81839 | 0.79514 | 0.78246 | 0.77197 | 0.7742 | 0.7838 | 0.72271 | 0.84116 | 1.05 | 1.3251 | 1.6096 | 1.7534 | 1.8217 | 1.8835 | 1.9079 | 1.8881 | 1.7799 | 1.5251 | 1.321 | 1.189 | 1.2024 | 1.0853 | 0.9455 | 0.86181 | 0 | 0 | 0 | 0 | 0 | 0 | 0 | 0 | 0 | 0 | 0 | 0 | 0 | 0 | 0.0033027 | 0.0095065 | 0.011443 | 0.01099 | 0 | 0 | 0 | 0 | 0 | 0 | 63.1461 | 63.0254 | 62.5153 | 61.9885 | 61.8191 | 61.4042 | 61.0282 | 61.5235 | 63.3623 | 67.3033 | 71.6048 | 75.0459 | 75.0875 | 74.8515 | 76.0767 | 76.576 | 77.8999 | 78.3313 | 78.4103 | 74.6194 | 70.4933 | 67.0793 | 65.7154 | 64.5527 | 0.0060015 | 0.0072259 | 0.0035446 | 0.0045375 | 0.0050535 | 0.0094251 | 0.0065042 | 0.0041834 | 0.0043197 | 0.0052938 | 0.0066117 | 0.0072947 | 0.0072548 | 0.0074201 | 0.0071406 | 0.0069334 | 0.0063894 | 0.0055619 | 0.0048608 | 0.0049233 | 0.0056348 | 0.0048387 | 0.0051959 | 0.0053118
Portfolio Adjusted1-in-2Size: Under 20 kWSouth of Lugo2021July Monthly Peak | Portfolio Adjusted | 1-in-2 | Size: Under 20 kW | South of Lugo | 2021 | July Monthly Peak | 7 | 0.84952 | 0.82454 | 0.80451 | 0.80128 | 0.80009 | 0.82378 | 0.78848 | 0.93566 | 1.2074 | 1.5392 | 1.8424 | 2.0222 | 2.1283 | 2.1866 | 2.2125 | 2.1662 | 2.0489 | 1.7552 | 1.4915 | 1.3143 | 1.2816 | 1.1455 | 0.99233 | 0.90912 | 0 | 0 | 0 | 0 | 0 | 0 | 0 | 0 | 0 | 0 | 0 | 0 | 0 | 0 | 0.00383 | 0.010906 | 0.013172 | 0.012648 | 0 | 0 | 0 | 0 | 0 | 0 | 69.4699 | 68.7821 | 68.4861 | 68.3405 | 67.9448 | 67.1855 | 67.1144 | 67.9866 | 70.5308 | 73.1358 | 75.4929 | 78.7996 | 80.172 | 80.3408 | 81.217 | 81.6722 | 82.1801 | 82.5963 | 83.3151 | 81.5346 | 78.2327 | 74.0365 | 72.034 | 71.2243 | 0.0062298 | 0.007493 | 0.0036445 | 0.0047098 | 0.0052225 | 0.0099057 | 0.0070961 | 0.0046534 | 0.0049677 | 0.0061488 | 0.0075679 | 0.0084129 | 0.0084757 | 0.0086141 | 0.0082806 | 0.0079544 | 0.0073549 | 0.006401 | 0.0054883 | 0.0054419 | 0.006006 | 0.0051072 | 0.0054532 | 0.0056034
Portfolio Adjusted1-in-2Size: Under 20 kWSouth of Lugo2021August Monthly Peak | Portfolio Adjusted | 1-in-2 | Size: Under 20 kW | South of Lugo | 2021 | August Monthly Peak | 8 | 0.8639 | 0.83607 | 0.81884 | 0.80889 | 0.80652 | 0.82706 | 0.82355 | 0.95725 | 1.2575 | 1.6397 | 1.9537 | 2.1801 | 2.2799 | 2.3364 | 2.3614 | 2.3451 | 2.2261 | 1.8871 | 1.5758 | 1.4233 | 1.3556 | 1.1704 | 1.0011 | 0.91977 | 0 | 0 | 0 | 0 | 0 | 0 | 0 | 0 | 0 | 0 | 0 | 0 | 0 | 0 | 0.0040877 | 0.011808 | 0.014312 | 0.013599 | 0 | 0 | 0 | 0 | 0 | 0 | 69.6038 | 68.4218 | 67.984 | 68.327 | 68.2438 | 67.4919 | 67.1736 | 67.203 | 69.1555 | 73.2688 | 77.8086 | 82.181 | 83.9175 | 84.108 | 84.4599 | 84.6256 | 86.0887 | 87.4932 | 86.8089 | 81.4137 | 76.1308 | 73.5662 | 72.2383 | 71.047 | 0.0063352 | 0.0075978 | 0.0037094 | 0.0047545 | 0.0052645 | 0.0099452 | 0.0074117 | 0.0047608 | 0.0051736 | 0.0065506 | 0.0080252 | 0.0090696 | 0.0090792 | 0.0092044 | 0.0088377 | 0.0086115 | 0.0079911 | 0.0068821 | 0.0057982 | 0.005893 | 0.0063528 | 0.0052181 | 0.0055012 | 0.0056691
Portfolio Adjusted1-in-2Size: Under 20 kWSouth of Lugo2021September Monthly Peak | Portfolio Adjusted | 1-in-2 | Size: Under 20 kW | South of Lugo | 2021 | September Monthly Peak | 9 | 0.83431 | 0.82518 | 0.80516 | 0.79515 | 0.79822 | 0.82748 | 0.87081 | 0.95348 | 1.261 | 1.6846 | 1.9901 | 2.1792 | 2.2895 | 2.3201 | 2.3419 | 2.3071 | 2.1643 | 1.8189 | 1.5065 | 1.4819 | 1.315 | 1.135 | 0.96159 | 0.88625 | 0 | 0 | 0 | 0 | 0 | 0 | 0 | 0 | 0 | 0 | 0 | 0 | 0 | 0 | 0.0040539 | 0.011616 | 0.013914 | 0.013108 | 0 | 0 | 0 | 0 | 0 | 0 | 69.774 | 69.1222 | 68.6072 | 68.249 | 67.7095 | 67.3876 | 67.1181 | 66.989 | 68.9564 | 72.9719 | 77.0855 | 81.77 | 84.8406 | 86.1681 | 87.1618 | 88.0325 | 88.2663 | 87.1323 | 86.5089 | 84.567 | 80.7155 | 77.4229 | 75.6122 | 74.6263 | 0.0061182 | 0.0074988 | 0.0036475 | 0.0046738 | 0.0052103 | 0.0099503 | 0.0078371 | 0.004742 | 0.0051882 | 0.0067299 | 0.0081749 | 0.0090662 | 0.0091174 | 0.0091402 | 0.0087647 | 0.0084719 | 0.0077692 | 0.0066335 | 0.0055434 | 0.0061358 | 0.0061626 | 0.0050604 | 0.0052842 | 0.0054624
Portfolio Adjusted1-in-2Size: Under 20 kWSouth of Lugo2021October Monthly Peak | Portfolio Adjusted | 1-in-2 | Size: Under 20 kW | South of Lugo | 2021 | October Monthly Peak | 10 | 0.78296 | 0.76723 | 0.74888 | 0.74462 | 0.74365 | 0.75908 | 0.83632 | 0.84626 | 1.0265 | 1.3609 | 1.621 | 1.7531 | 1.8369 | 1.8783 | 1.9235 | 1.9057 | 1.7979 | 1.4939 | 1.375 | 1.3323 | 1.2028 | 1.0408 | 0.88446 | 0.8199 | 0 | 0 | 0 | 0 | 0 | 0 | 0 | 0 | 0 | 0 | 0 | 0 | 0 | 0 | 0.0033297 | 0.0095947 | 0.011559 | 0.010766 | 0 | 0 | 0 | 0 | 0 | 0 | 64.133 | 63.6707 | 63.3665 | 62.4288 | 61.9029 | 61.2564 | 60.7566 | 60.6325 | 61.4581 | 64.5597 | 68.5961 | 74.1497 | 80.2467 | 82.8599 | 81.5949 | 81.2487 | 81.5989 | 80.3047 | 77.5662 | 73.8851 | 71.7585 | 70.1749 | 68.4592 | 66.7951 | 0.0057416 | 0.0069723 | 0.0033925 | 0.0043767 | 0.0048541 | 0.0091277 | 0.0075267 | 0.0042088 | 0.0042231 | 0.0054367 | 0.0066586 | 0.0072932 | 0.0073151 | 0.0073997 | 0.0071989 | 0.0069977 | 0.006454 | 0.0054481 | 0.0050593 | 0.0055164 | 0.005637 | 0.0046401 | 0.0048604 | 0.0050535
Portfolio Adjusted1-in-2Size: Under 20 kWSouth of Lugo2021November Monthly Peak | Portfolio Adjusted | 1-in-2 | Size: Under 20 kW | South of Lugo | 2021 | November Monthly Peak | 11 | 0.76638 | 0.75516 | 0.75723 | 0.75228 | 0.74581 | 0.77678 | 0.79042 | 0.81966 | 0.99353 | 1.2166 | 1.4077 | 1.4921 | 1.5152 | 1.5349 | 1.5311 | 1.5064 | 1.4436 | 1.4483 | 1.2977 | 1.1785 | 1.0758 | 0.93822 | 0.85194 | 0.79361 | 0 | 0 | 0 | 0 | 0 | 0 | 0 | 0 | 0 | 0 | 0 | 0 | 0 | 0 | 0.0026504 | 0.0075844 | 0.0092808 | 0.010437 | 0 | 0 | 0 | 0 | 0 | 0 | 59.1853 | 58.1783 | 57.388 | 56.5636 | 55.385 | 54.657 | 54.1972 | 54.5136 | 56.669 | 59.8488 | 64.468 | 68.6307 | 71.6732 | 73.4118 | 74.6117 | 74.0496 | 71.9533 | 69.3014 | 66.8369 | 65.7941 | 64.6394 | 64.4684 | 63.8974 | 64.7484 | 0.0056201 | 0.0068626 | 0.0034304 | 0.0044217 | 0.0048682 | 0.0093406 | 0.0071136 | 0.0040765 | 0.0040876 | 0.0048602 | 0.0057825 | 0.0062076 | 0.0060342 | 0.0060469 | 0.0057302 | 0.0055315 | 0.0051821 | 0.0052818 | 0.0047752 | 0.0048797 | 0.0050417 | 0.004183 | 0.0046817 | 0.0048914
Portfolio Adjusted1-in-2Size: Under 20 kWSouth of Lugo2021December Monthly Peak | Portfolio Adjusted | 1-in-2 | Size: Under 20 kW | South of Lugo | 2021 | December Monthly Peak | 12 | 0.77465 | 0.77247 | 0.77245 | 0.7606 | 0.76119 | 0.80817 | 0.91884 | 0.93654 | 1.104 | 1.3171 | 1.4639 | 1.4754 | 1.4545 | 1.4205 | 1.3917 | 1.3521 | 1.3499 | 1.3881 | 1.286 | 1.178 | 1.0761 | 0.95126 | 0.8537 | 0.80506 | 0 | 0 | 0 | 0 | 0 | 0 | 0 | 0 | 0 | 0 | 0 | 0 | 0 | 0 | 0.0024091 | 0.0068075 | 0.0086784 | 0.010003 | 0 | 0 | 0 | 0 | 0 | 0 | 52.4621 | 51.1897 | 50.1971 | 49.4441 | 48.9707 | 47.9448 | 48.1633 | 48.2989 | 48.8219 | 52.4742 | 57.0138 | 60.0027 | 61.7426 | 62.8294 | 63.2109 | 63.62 | 62.762 | 60.6628 | 58.5823 | 57.0281 | 55.2209 | 53.2585 | 51.4105 | 49.9463 | 0.0056807 | 0.0070198 | 0.0034993 | 0.0044707 | 0.0049686 | 0.0097181 | 0.0082693 | 0.0046578 | 0.0045423 | 0.0052615 | 0.0060134 | 0.0061382 | 0.0057924 | 0.0055963 | 0.0052086 | 0.0049649 | 0.0048457 | 0.0050623 | 0.004732 | 0.0048773 | 0.005043 | 0.0042411 | 0.0046914 | 0.004962
Portfolio Adjusted1-in-2Size: Under 20 kWSouth of Lugo2021Typical Event Day | Portfolio Adjusted | 1-in-2 | Size: Under 20 kW | South of Lugo | 2021 | Typical Event Day | 8 | 0.85422 | 0.82699 | 0.81044 | 0.80019 | 0.7988 | 0.81775 | 0.81106 | 0.93649 | 1.2136 | 1.5742 | 1.8754 | 2.0866 | 2.1851 | 2.2456 | 2.2749 | 2.2601 | 2.1492 | 1.8302 | 1.5317 | 1.3866 | 1.3302 | 1.1509 | 0.98642 | 0.90795 | 0 | 0 | 0 | 0 | 0 | 0 | 0 | 0 | 0 | 0 | 0 | 0 | 0 | 0 | 0.0039379 | 0.011379 | 0.013817 | 0.013189 | 0 | 0 | 0 | 0 | 0 | 0 | 67.9984 | 67.3379 | 66.8982 | 66.7263 | 66.4293 | 65.8673 | 65.6086 | 65.9255 | 68.0013 | 71.67 | 75.4979 | 79.4491 | 81.0044 | 81.3671 | 82.2289 | 82.7266 | 83.6088 | 83.8883 | 83.7608 | 80.5337 | 76.3931 | 73.0263 | 71.4 | 70.3626 | 0.0062643 | 0.0075153 | 0.0036714 | 0.0047033 | 0.0052141 | 0.0098332 | 0.0072994 | 0.0046575 | 0.0049931 | 0.0062888 | 0.0077035 | 0.0086807 | 0.0087018 | 0.0088466 | 0.0085139 | 0.0082992 | 0.0077152 | 0.0066745 | 0.0056361 | 0.0057414 | 0.006234 | 0.0051313 | 0.0054207 | 0.0055962
Portfolio Adjusted1-in-2Size: Under 20 kWSouth of Lugo2022January Monthly Peak | Portfolio Adjusted | 1-in-2 | Size: Under 20 kW | South of Lugo | 2022 | January Monthly Peak | 1 | 0.7621 | 0.76791 | 0.75303 | 0.7609 | 0.7617 | 0.81057 | 0.95021 | 0.97041 | 1.1647 | 1.427 | 1.537 | 1.5138 | 1.441 | 1.3457 | 1.3022 | 1.263 | 1.2292 | 1.3122 | 1.3016 | 1.1883 | 1.0951 | 0.96239 | 0.85694 | 0.78904 | 0 | 0 | 0 | 0 | 0 | 0 | 0 | 0 | 0 | 0 | 0 | 0 | 0 | 0 | 0.0022543 | 0.0063593 | 0.0079023 | 0.0094558 | 0 | 0 | 0 | 0 | 0 | 0 | 48.3507 | 47.3239 | 46.2863 | 45.9789 | 45.9393 | 46.2117 | 45.7972 | 45.7489 | 46.5718 | 48.7344 | 52.467 | 55.3699 | 56.9748 | 58.2678 | 58.5887 | 58.6988 | 58.602 | 56.9941 | 55.5723 | 54.1675 | 53.2917 | 52.0426 | 50.9959 | 49.6477 | 0.0055887 | 0.0069785 | 0.0034113 | 0.0044724 | 0.0049719 | 0.0097469 | 0.0085516 | 0.0048262 | 0.0047918 | 0.0057007 | 0.0063134 | 0.006298 | 0.0057385 | 0.0053016 | 0.0048738 | 0.004638 | 0.0044124 | 0.0047853 | 0.0047893 | 0.00492 | 0.0051319 | 0.0042907 | 0.0047092 | 0.0048633
Portfolio Adjusted1-in-2Size: Under 20 kWSouth of Lugo2022February Monthly Peak | Portfolio Adjusted | 1-in-2 | Size: Under 20 kW | South of Lugo | 2022 | February Monthly Peak | 2 | 0.75567 | 0.76119 | 0.7487 | 0.75204 | 0.74644 | 0.79163 | 0.87044 | 0.88685 | 1.0534 | 1.3125 | 1.4478 | 1.4564 | 1.428 | 1.39 | 1.3634 | 1.3343 | 1.2633 | 1.2228 | 1.299 | 1.1931 | 1.1067 | 0.97005 | 0.86273 | 0.78758 | 0 | 0 | 0 | 0 | 0 | 0 | 0 | 0 | 0 | 0 | 0 | 0 | 0 | 0 | 0.0023601 | 0.0067178 | 0.0081221 | 0.0088116 | 0 | 0 | 0 | 0 | 0 | 0 | 51.7242 | 51.3959 | 51.0903 | 50.7883 | 50.4671 | 49.9949 | 49.7271 | 49.6115 | 50.3487 | 52.5811 | 54.3895 | 56.0326 | 56.588 | 56.6831 | 56.6013 | 55.5712 | 55.5427 | 55.2588 | 53.9097 | 52.9294 | 52.1554 | 51.8831 | 50.5323 | 49.2458 | 0.0055415 | 0.0069173 | 0.0033917 | 0.0044203 | 0.0048723 | 0.0095191 | 0.0078337 | 0.0044107 | 0.004334 | 0.0052435 | 0.0059473 | 0.0060591 | 0.0056868 | 0.005476 | 0.0051026 | 0.0048995 | 0.0045351 | 0.0044593 | 0.0047798 | 0.0049402 | 0.0051865 | 0.0043249 | 0.004741 | 0.0048543
Portfolio Adjusted1-in-2Size: Under 20 kWSouth of Lugo2022March Monthly Peak | Portfolio Adjusted | 1-in-2 | Size: Under 20 kW | South of Lugo | 2022 | March Monthly Peak | 3 | 0.7662 | 0.76161 | 0.75569 | 0.75122 | 0.74396 | 0.79156 | 0.88864 | 0.92006 | 1.0682 | 1.2864 | 1.4424 | 1.4705 | 1.4518 | 1.4128 | 1.4098 | 1.4025 | 1.3504 | 1.219 | 1.1759 | 1.2059 | 1.1294 | 1.0034 | 0.87451 | 0.80564 | 0 | 0 | 0 | 0 | 0 | 0 | 0 | 0 | 0 | 0 | 0 | 0 | 0 | 0 | 0.0024405 | 0.0070616 | 0.0086819 | 0.0087842 | 0 | 0 | 0 | 0 | 0 | 0 | 51.8183 | 50.6739 | 49.4574 | 48.896 | 48.613 | 48.1836 | 48.042 | 48.3979 | 50.7407 | 53.0203 | 55.1947 | 57.0609 | 58.0643 | 59.0242 | 59.0618 | 59.4727 | 59.1147 | 58.0074 | 56.4407 | 54.8605 | 54.2455 | 53.3717 | 52.4264 | 51.3608 | 0.0056188 | 0.0069212 | 0.0034234 | 0.0044155 | 0.0048561 | 0.0095183 | 0.0079975 | 0.0045758 | 0.0043949 | 0.0051392 | 0.0059251 | 0.0061177 | 0.0057817 | 0.0055658 | 0.0052764 | 0.0051502 | 0.0048477 | 0.0044454 | 0.0043269 | 0.004993 | 0.0052926 | 0.0044737 | 0.0048057 | 0.0049656
Portfolio Adjusted1-in-2Size: Under 20 kWSouth of Lugo2022April Monthly Peak | Portfolio Adjusted | 1-in-2 | Size: Under 20 kW | South of Lugo | 2022 | April Monthly Peak | 4 | 0.79106 | 0.77393 | 0.75289 | 0.74279 | 0.73579 | 0.76542 | 0.74823 | 0.80978 | 0.9734 | 1.2173 | 1.4343 | 1.5256 | 1.583 | 1.6227 | 1.653 | 1.6364 | 1.575 | 1.3779 | 1.2053 | 1.2037 | 1.1993 | 1.065 | 0.91417 | 0.83473 | 0 | 0 | 0 | 0 | 0 | 0 | 0 | 0 | 0 | 0 | 0 | 0 | 0 | 0 | 0.0028614 | 0.0082388 | 0.010126 | 0.0099296 | 0 | 0 | 0 | 0 | 0 | 0 | 61.8579 | 61.4208 | 60.6725 | 59.6546 | 58.9037 | 58.1061 | 57.6403 | 57.83 | 59.5638 | 62.7813 | 65.7992 | 68.8373 | 71.1168 | 72.7339 | 73.3379 | 73.5581 | 73.7888 | 72.9791 | 72.2043 | 70.399 | 67.1355 | 65.8749 | 64.3671 | 61.7596 | 0.0058011 | 0.0070331 | 0.0034107 | 0.0043659 | 0.0048028 | 0.009204 | 0.0067339 | 0.0040274 | 0.0040048 | 0.0048629 | 0.0058917 | 0.0063468 | 0.0063039 | 0.0063926 | 0.0061865 | 0.0060088 | 0.005654 | 0.005025 | 0.0044349 | 0.0049841 | 0.0056204 | 0.0047484 | 0.0050237 | 0.0051449
Portfolio Adjusted1-in-2Size: Under 20 kWSouth of Lugo2022May Monthly Peak | Portfolio Adjusted | 1-in-2 | Size: Under 20 kW | South of Lugo | 2022 | May Monthly Peak | 5 | 0.79741 | 0.77774 | 0.75421 | 0.74053 | 0.73919 | 0.76401 | 0.70324 | 0.79762 | 0.96876 | 1.1919 | 1.4069 | 1.4905 | 1.5325 | 1.5605 | 1.5886 | 1.58 | 1.5036 | 1.3285 | 1.1821 | 1.1248 | 1.1912 | 1.0494 | 0.91345 | 0.84326 | 0 | 0 | 0 | 0 | 0 | 0 | 0 | 0 | 0 | 0 | 0 | 0 | 0 | 0 | 0.0027499 | 0.0079551 | 0.009667 | 0.0095736 | 0 | 0 | 0 | 0 | 0 | 0 | 59.61 | 59.6491 | 59.6566 | 59.1503 | 58.6766 | 58.6891 | 58.9349 | 59.4759 | 60.1795 | 61.6619 | 64.3139 | 67.1398 | 69.3087 | 69.9892 | 69.8238 | 70.8275 | 70.8821 | 69.8516 | 67.9269 | 65.3892 | 62.8751 | 60.8886 | 60.3977 | 60.1079 | 0.0058476 | 0.0070677 | 0.0034167 | 0.0043527 | 0.004825 | 0.009187 | 0.006329 | 0.0039669 | 0.0039857 | 0.0047614 | 0.0057793 | 0.0062007 | 0.0061027 | 0.0061479 | 0.0059454 | 0.0058019 | 0.0053978 | 0.0048449 | 0.0043496 | 0.0046572 | 0.0055827 | 0.0046788 | 0.0050197 | 0.0051975
Portfolio Adjusted1-in-2Size: Under 20 kWSouth of Lugo2022June Monthly Peak | Portfolio Adjusted | 1-in-2 | Size: Under 20 kW | South of Lugo | 2022 | June Monthly Peak | 6 | 0.81839 | 0.79514 | 0.78246 | 0.77197 | 0.7742 | 0.7838 | 0.72271 | 0.84116 | 1.05 | 1.3251 | 1.6096 | 1.7534 | 1.8217 | 1.8835 | 1.9079 | 1.8881 | 1.7799 | 1.5251 | 1.321 | 1.189 | 1.2024 | 1.0853 | 0.9455 | 0.86181 | 0 | 0 | 0 | 0 | 0 | 0 | 0 | 0 | 0 | 0 | 0 | 0 | 0 | 0 | 0.0033027 | 0.0095065 | 0.011443 | 0.01099 | 0 | 0 | 0 | 0 | 0 | 0 | 63.1461 | 63.0254 | 62.5153 | 61.9885 | 61.8191 | 61.4042 | 61.0282 | 61.5235 | 63.3623 | 67.3033 | 71.6048 | 75.0459 | 75.0875 | 74.8515 | 76.0767 | 76.576 | 77.8999 | 78.3313 | 78.4103 | 74.6194 | 70.4933 | 67.0793 | 65.7154 | 64.5527 | 0.0060015 | 0.0072259 | 0.0035446 | 0.0045375 | 0.0050535 | 0.0094251 | 0.0065042 | 0.0041834 | 0.0043197 | 0.0052938 | 0.0066117 | 0.0072947 | 0.0072548 | 0.0074201 | 0.0071406 | 0.0069334 | 0.0063894 | 0.0055619 | 0.0048608 | 0.0049233 | 0.0056348 | 0.0048387 | 0.0051959 | 0.0053118
Portfolio Adjusted1-in-2Size: Under 20 kWSouth of Lugo2022July Monthly Peak | Portfolio Adjusted | 1-in-2 | Size: Under 20 kW | South of Lugo | 2022 | July Monthly Peak | 7 | 0.84952 | 0.82454 | 0.80451 | 0.80128 | 0.80009 | 0.82378 | 0.78848 | 0.93566 | 1.2074 | 1.5392 | 1.8424 | 2.0222 | 2.1283 | 2.1866 | 2.2125 | 2.1662 | 2.0489 | 1.7552 | 1.4915 | 1.3143 | 1.2816 | 1.1455 | 0.99233 | 0.90912 | 0 | 0 | 0 | 0 | 0 | 0 | 0 | 0 | 0 | 0 | 0 | 0 | 0 | 0 | 0.00383 | 0.010906 | 0.013172 | 0.012648 | 0 | 0 | 0 | 0 | 0 | 0 | 69.4699 | 68.7821 | 68.4861 | 68.3405 | 67.9448 | 67.1855 | 67.1144 | 67.9866 | 70.5308 | 73.1358 | 75.4929 | 78.7996 | 80.172 | 80.3408 | 81.217 | 81.6722 | 82.1801 | 82.5963 | 83.3151 | 81.5346 | 78.2327 | 74.0365 | 72.034 | 71.2243 | 0.0062298 | 0.007493 | 0.0036445 | 0.0047098 | 0.0052225 | 0.0099057 | 0.0070961 | 0.0046534 | 0.0049677 | 0.0061488 | 0.0075679 | 0.0084129 | 0.0084757 | 0.0086141 | 0.0082806 | 0.0079544 | 0.0073549 | 0.006401 | 0.0054883 | 0.0054419 | 0.006006 | 0.0051072 | 0.0054532 | 0.0056034
Portfolio Adjusted1-in-2Size: Under 20 kWSouth of Lugo2022August Monthly Peak | Portfolio Adjusted | 1-in-2 | Size: Under 20 kW | South of Lugo | 2022 | August Monthly Peak | 8 | 0.8639 | 0.83607 | 0.81884 | 0.80889 | 0.80652 | 0.82706 | 0.82355 | 0.95725 | 1.2575 | 1.6397 | 1.9537 | 2.1801 | 2.2799 | 2.3364 | 2.3614 | 2.3451 | 2.2261 | 1.8871 | 1.5758 | 1.4233 | 1.3556 | 1.1704 | 1.0011 | 0.91977 | 0 | 0 | 0 | 0 | 0 | 0 | 0 | 0 | 0 | 0 | 0 | 0 | 0 | 0 | 0.0040877 | 0.011808 | 0.014312 | 0.013599 | 0 | 0 | 0 | 0 | 0 | 0 | 69.6038 | 68.4218 | 67.984 | 68.327 | 68.2438 | 67.4919 | 67.1736 | 67.203 | 69.1555 | 73.2688 | 77.8086 | 82.181 | 83.9175 | 84.108 | 84.4599 | 84.6256 | 86.0887 | 87.4932 | 86.8089 | 81.4137 | 76.1308 | 73.5662 | 72.2383 | 71.047 | 0.0063352 | 0.0075978 | 0.0037094 | 0.0047545 | 0.0052645 | 0.0099452 | 0.0074117 | 0.0047608 | 0.0051736 | 0.0065506 | 0.0080252 | 0.0090696 | 0.0090792 | 0.0092044 | 0.0088377 | 0.0086115 | 0.0079911 | 0.0068821 | 0.0057982 | 0.005893 | 0.0063528 | 0.0052181 | 0.0055012 | 0.0056691
Portfolio Adjusted1-in-2Size: Under 20 kWSouth of Lugo2022September Monthly Peak | Portfolio Adjusted | 1-in-2 | Size: Under 20 kW | South of Lugo | 2022 | September Monthly Peak | 9 | 0.83431 | 0.82518 | 0.80516 | 0.79515 | 0.79822 | 0.82748 | 0.87081 | 0.95348 | 1.261 | 1.6846 | 1.9901 | 2.1792 | 2.2895 | 2.3201 | 2.3419 | 2.3071 | 2.1643 | 1.8189 | 1.5065 | 1.4819 | 1.315 | 1.135 | 0.96159 | 0.88625 | 0 | 0 | 0 | 0 | 0 | 0 | 0 | 0 | 0 | 0 | 0 | 0 | 0 | 0 | 0.0040539 | 0.011616 | 0.013914 | 0.013108 | 0 | 0 | 0 | 0 | 0 | 0 | 69.774 | 69.1222 | 68.6072 | 68.249 | 67.7095 | 67.3876 | 67.1181 | 66.989 | 68.9564 | 72.9719 | 77.0855 | 81.77 | 84.8406 | 86.1681 | 87.1618 | 88.0325 | 88.2663 | 87.1323 | 86.5089 | 84.567 | 80.7155 | 77.4229 | 75.6122 | 74.6263 | 0.0061182 | 0.0074988 | 0.0036475 | 0.0046738 | 0.0052103 | 0.0099503 | 0.0078371 | 0.004742 | 0.0051882 | 0.0067299 | 0.0081749 | 0.0090662 | 0.0091174 | 0.0091402 | 0.0087647 | 0.0084719 | 0.0077692 | 0.0066335 | 0.0055434 | 0.0061358 | 0.0061626 | 0.0050604 | 0.0052842 | 0.0054624
Portfolio Adjusted1-in-2Size: Under 20 kWSouth of Lugo2022October Monthly Peak | Portfolio Adjusted | 1-in-2 | Size: Under 20 kW | South of Lugo | 2022 | October Monthly Peak | 10 | 0.78296 | 0.76723 | 0.74888 | 0.74462 | 0.74365 | 0.75908 | 0.83632 | 0.84626 | 1.0265 | 1.3609 | 1.621 | 1.7531 | 1.8369 | 1.8783 | 1.9235 | 1.9057 | 1.7979 | 1.4939 | 1.375 | 1.3323 | 1.2028 | 1.0408 | 0.88446 | 0.8199 | 0 | 0 | 0 | 0 | 0 | 0 | 0 | 0 | 0 | 0 | 0 | 0 | 0 | 0 | 0.0033297 | 0.0095947 | 0.011559 | 0.010766 | 0 | 0 | 0 | 0 | 0 | 0 | 64.133 | 63.6707 | 63.3665 | 62.4288 | 61.9029 | 61.2564 | 60.7566 | 60.6325 | 61.4581 | 64.5597 | 68.5961 | 74.1497 | 80.2467 | 82.8599 | 81.5949 | 81.2487 | 81.5989 | 80.3047 | 77.5662 | 73.8851 | 71.7585 | 70.1749 | 68.4592 | 66.7951 | 0.0057416 | 0.0069723 | 0.0033925 | 0.0043767 | 0.0048541 | 0.0091277 | 0.0075267 | 0.0042088 | 0.0042231 | 0.0054367 | 0.0066586 | 0.0072932 | 0.0073151 | 0.0073997 | 0.0071989 | 0.0069977 | 0.006454 | 0.0054481 | 0.0050593 | 0.0055164 | 0.005637 | 0.0046401 | 0.0048604 | 0.0050535
Portfolio Adjusted1-in-2Size: Under 20 kWSouth of Lugo2022November Monthly Peak | Portfolio Adjusted | 1-in-2 | Size: Under 20 kW | South of Lugo | 2022 | November Monthly Peak | 11 | 0.76638 | 0.75516 | 0.75723 | 0.75228 | 0.74581 | 0.77678 | 0.79042 | 0.81966 | 0.99353 | 1.2166 | 1.4077 | 1.4921 | 1.5152 | 1.5349 | 1.5311 | 1.5064 | 1.4436 | 1.4483 | 1.2977 | 1.1785 | 1.0758 | 0.93822 | 0.85194 | 0.79361 | 0 | 0 | 0 | 0 | 0 | 0 | 0 | 0 | 0 | 0 | 0 | 0 | 0 | 0 | 0.0026504 | 0.0075844 | 0.0092808 | 0.010437 | 0 | 0 | 0 | 0 | 0 | 0 | 59.1853 | 58.1783 | 57.388 | 56.5636 | 55.385 | 54.657 | 54.1972 | 54.5136 | 56.669 | 59.8488 | 64.468 | 68.6307 | 71.6732 | 73.4118 | 74.6117 | 74.0496 | 71.9533 | 69.3014 | 66.8369 | 65.7941 | 64.6394 | 64.4684 | 63.8974 | 64.7484 | 0.0056201 | 0.0068626 | 0.0034304 | 0.0044217 | 0.0048682 | 0.0093406 | 0.0071136 | 0.0040765 | 0.0040876 | 0.0048602 | 0.0057825 | 0.0062076 | 0.0060342 | 0.0060469 | 0.0057302 | 0.0055315 | 0.0051821 | 0.0052818 | 0.0047752 | 0.0048797 | 0.0050417 | 0.004183 | 0.0046817 | 0.0048914
Portfolio Adjusted1-in-2Size: Under 20 kWSouth of Lugo2022December Monthly Peak | Portfolio Adjusted | 1-in-2 | Size: Under 20 kW | South of Lugo | 2022 | December Monthly Peak | 12 | 0.77465 | 0.77247 | 0.77245 | 0.7606 | 0.76119 | 0.80817 | 0.91884 | 0.93654 | 1.104 | 1.3171 | 1.4639 | 1.4754 | 1.4545 | 1.4205 | 1.3917 | 1.3521 | 1.3499 | 1.3881 | 1.286 | 1.178 | 1.0761 | 0.95126 | 0.8537 | 0.80506 | 0 | 0 | 0 | 0 | 0 | 0 | 0 | 0 | 0 | 0 | 0 | 0 | 0 | 0 | 0.0024091 | 0.0068075 | 0.0086784 | 0.010003 | 0 | 0 | 0 | 0 | 0 | 0 | 52.4621 | 51.1897 | 50.1971 | 49.4441 | 48.9707 | 47.9448 | 48.1633 | 48.2989 | 48.8219 | 52.4742 | 57.0138 | 60.0027 | 61.7426 | 62.8294 | 63.2109 | 63.62 | 62.762 | 60.6628 | 58.5823 | 57.0281 | 55.2209 | 53.2585 | 51.4105 | 49.9463 | 0.0056807 | 0.0070198 | 0.0034993 | 0.0044707 | 0.0049686 | 0.0097181 | 0.0082693 | 0.0046578 | 0.0045423 | 0.0052615 | 0.0060134 | 0.0061382 | 0.0057924 | 0.0055963 | 0.0052086 | 0.0049649 | 0.0048457 | 0.0050623 | 0.004732 | 0.0048773 | 0.005043 | 0.0042411 | 0.0046914 | 0.004962
Portfolio Adjusted1-in-2Size: Under 20 kWSouth of Lugo2022Typical Event Day | Portfolio Adjusted | 1-in-2 | Size: Under 20 kW | South of Lugo | 2022 | Typical Event Day | 8 | 0.85422 | 0.82699 | 0.81044 | 0.80019 | 0.7988 | 0.81775 | 0.81106 | 0.93649 | 1.2136 | 1.5742 | 1.8754 | 2.0866 | 2.1851 | 2.2456 | 2.2749 | 2.2601 | 2.1492 | 1.8302 | 1.5317 | 1.3866 | 1.3302 | 1.1509 | 0.98642 | 0.90795 | 0 | 0 | 0 | 0 | 0 | 0 | 0 | 0 | 0 | 0 | 0 | 0 | 0 | 0 | 0.0039379 | 0.011379 | 0.013817 | 0.013189 | 0 | 0 | 0 | 0 | 0 | 0 | 67.9984 | 67.3379 | 66.8982 | 66.7263 | 66.4293 | 65.8673 | 65.6086 | 65.9255 | 68.0013 | 71.67 | 75.4979 | 79.4491 | 81.0044 | 81.3671 | 82.2289 | 82.7266 | 83.6088 | 83.8883 | 83.7608 | 80.5337 | 76.3931 | 73.0263 | 71.4 | 70.3626 | 0.0062643 | 0.0075153 | 0.0036714 | 0.0047033 | 0.0052141 | 0.0098332 | 0.0072994 | 0.0046575 | 0.0049931 | 0.0062888 | 0.0077035 | 0.0086807 | 0.0087018 | 0.0088466 | 0.0085139 | 0.0082992 | 0.0077152 | 0.0066745 | 0.0056361 | 0.0057414 | 0.006234 | 0.0051313 | 0.0054207 | 0.0055962
Portfolio Adjusted1-in-2Size: Under 20 kWSouth of Lugo2023January Monthly Peak | Portfolio Adjusted | 1-in-2 | Size: Under 20 kW | South of Lugo | 2023 | January Monthly Peak | 1 | 0.7621 | 0.76791 | 0.75303 | 0.7609 | 0.7617 | 0.81057 | 0.95021 | 0.97041 | 1.1647 | 1.427 | 1.537 | 1.5138 | 1.441 | 1.3457 | 1.3022 | 1.263 | 1.2292 | 1.3122 | 1.3016 | 1.1883 | 1.0951 | 0.96239 | 0.85694 | 0.78904 | 0 | 0 | 0 | 0 | 0 | 0 | 0 | 0 | 0 | 0 | 0 | 0 | 0 | 0 | 0.0022543 | 0.0063593 | 0.0079023 | 0.0094558 | 0 | 0 | 0 | 0 | 0 | 0 | 48.3507 | 47.3239 | 46.2863 | 45.9789 | 45.9393 | 46.2117 | 45.7972 | 45.7489 | 46.5718 | 48.7344 | 52.467 | 55.3699 | 56.9748 | 58.2678 | 58.5887 | 58.6988 | 58.602 | 56.9941 | 55.5723 | 54.1675 | 53.2917 | 52.0426 | 50.9959 | 49.6477 | 0.0055887 | 0.0069785 | 0.0034113 | 0.0044724 | 0.0049719 | 0.0097469 | 0.0085516 | 0.0048262 | 0.0047918 | 0.0057007 | 0.0063134 | 0.006298 | 0.0057385 | 0.0053016 | 0.0048738 | 0.004638 | 0.0044124 | 0.0047853 | 0.0047893 | 0.00492 | 0.0051319 | 0.0042907 | 0.0047092 | 0.0048633
Portfolio Adjusted1-in-2Size: Under 20 kWSouth of Lugo2023February Monthly Peak | Portfolio Adjusted | 1-in-2 | Size: Under 20 kW | South of Lugo | 2023 | February Monthly Peak | 2 | 0.75567 | 0.76119 | 0.7487 | 0.75204 | 0.74644 | 0.79163 | 0.87044 | 0.88685 | 1.0534 | 1.3125 | 1.4478 | 1.4564 | 1.428 | 1.39 | 1.3634 | 1.3343 | 1.2633 | 1.2228 | 1.299 | 1.1931 | 1.1067 | 0.97005 | 0.86273 | 0.78758 | 0 | 0 | 0 | 0 | 0 | 0 | 0 | 0 | 0 | 0 | 0 | 0 | 0 | 0 | 0.0023601 | 0.0067178 | 0.0081221 | 0.0088116 | 0 | 0 | 0 | 0 | 0 | 0 | 51.7242 | 51.3959 | 51.0903 | 50.7883 | 50.4671 | 49.9949 | 49.7271 | 49.6115 | 50.3487 | 52.5811 | 54.3895 | 56.0326 | 56.588 | 56.6831 | 56.6013 | 55.5712 | 55.5427 | 55.2588 | 53.9097 | 52.9294 | 52.1554 | 51.8831 | 50.5323 | 49.2458 | 0.0055415 | 0.0069173 | 0.0033917 | 0.0044203 | 0.0048723 | 0.0095191 | 0.0078337 | 0.0044107 | 0.004334 | 0.0052435 | 0.0059473 | 0.0060591 | 0.0056868 | 0.005476 | 0.0051026 | 0.0048995 | 0.0045351 | 0.0044593 | 0.0047798 | 0.0049402 | 0.0051865 | 0.0043249 | 0.004741 | 0.0048543
Portfolio Adjusted1-in-2Size: Under 20 kWSouth of Lugo2023March Monthly Peak | Portfolio Adjusted | 1-in-2 | Size: Under 20 kW | South of Lugo | 2023 | March Monthly Peak | 3 | 0.7662 | 0.76161 | 0.75569 | 0.75122 | 0.74396 | 0.79156 | 0.88864 | 0.92006 | 1.0682 | 1.2864 | 1.4424 | 1.4705 | 1.4518 | 1.4128 | 1.4098 | 1.4025 | 1.3504 | 1.219 | 1.1759 | 1.2059 | 1.1294 | 1.0034 | 0.87451 | 0.80564 | 0 | 0 | 0 | 0 | 0 | 0 | 0 | 0 | 0 | 0 | 0 | 0 | 0 | 0 | 0.0024405 | 0.0070616 | 0.0086819 | 0.0087842 | 0 | 0 | 0 | 0 | 0 | 0 | 51.8183 | 50.6739 | 49.4574 | 48.896 | 48.613 | 48.1836 | 48.042 | 48.3979 | 50.7407 | 53.0203 | 55.1947 | 57.0609 | 58.0643 | 59.0242 | 59.0618 | 59.4727 | 59.1147 | 58.0074 | 56.4407 | 54.8605 | 54.2455 | 53.3717 | 52.4264 | 51.3608 | 0.0056188 | 0.0069212 | 0.0034234 | 0.0044155 | 0.0048561 | 0.0095183 | 0.0079975 | 0.0045758 | 0.0043949 | 0.0051392 | 0.0059251 | 0.0061177 | 0.0057817 | 0.0055658 | 0.0052764 | 0.0051502 | 0.0048477 | 0.0044454 | 0.0043269 | 0.004993 | 0.0052926 | 0.0044737 | 0.0048057 | 0.0049656
Portfolio Adjusted1-in-2Size: Under 20 kWSouth of Lugo2023April Monthly Peak | Portfolio Adjusted | 1-in-2 | Size: Under 20 kW | South of Lugo | 2023 | April Monthly Peak | 4 | 0.79106 | 0.77393 | 0.75289 | 0.74279 | 0.73579 | 0.76542 | 0.74823 | 0.80978 | 0.9734 | 1.2173 | 1.4343 | 1.5256 | 1.583 | 1.6227 | 1.653 | 1.6364 | 1.575 | 1.3779 | 1.2053 | 1.2037 | 1.1993 | 1.065 | 0.91417 | 0.83473 | 0 | 0 | 0 | 0 | 0 | 0 | 0 | 0 | 0 | 0 | 0 | 0 | 0 | 0 | 0.0028614 | 0.0082388 | 0.010126 | 0.0099296 | 0 | 0 | 0 | 0 | 0 | 0 | 61.8579 | 61.4208 | 60.6725 | 59.6546 | 58.9037 | 58.1061 | 57.6403 | 57.83 | 59.5638 | 62.7813 | 65.7992 | 68.8373 | 71.1168 | 72.7339 | 73.3379 | 73.5581 | 73.7888 | 72.9791 | 72.2043 | 70.399 | 67.1355 | 65.8749 | 64.3671 | 61.7596 | 0.0058011 | 0.0070331 | 0.0034107 | 0.0043659 | 0.0048028 | 0.009204 | 0.0067339 | 0.0040274 | 0.0040048 | 0.0048629 | 0.0058917 | 0.0063468 | 0.0063039 | 0.0063926 | 0.0061865 | 0.0060088 | 0.005654 | 0.005025 | 0.0044349 | 0.0049841 | 0.0056204 | 0.0047484 | 0.0050237 | 0.0051449
Portfolio Adjusted1-in-2Size: Under 20 kWSouth of Lugo2023May Monthly Peak | Portfolio Adjusted | 1-in-2 | Size: Under 20 kW | South of Lugo | 2023 | May Monthly Peak | 5 | 0.79741 | 0.77774 | 0.75421 | 0.74053 | 0.73919 | 0.76401 | 0.70324 | 0.79762 | 0.96876 | 1.1919 | 1.4069 | 1.4905 | 1.5325 | 1.5605 | 1.5886 | 1.58 | 1.5036 | 1.3285 | 1.1821 | 1.1248 | 1.1912 | 1.0494 | 0.91345 | 0.84326 | 0 | 0 | 0 | 0 | 0 | 0 | 0 | 0 | 0 | 0 | 0 | 0 | 0 | 0 | 0.0027499 | 0.0079551 | 0.009667 | 0.0095736 | 0 | 0 | 0 | 0 | 0 | 0 | 59.61 | 59.6491 | 59.6566 | 59.1503 | 58.6766 | 58.6891 | 58.9349 | 59.4759 | 60.1795 | 61.6619 | 64.3139 | 67.1398 | 69.3087 | 69.9892 | 69.8238 | 70.8275 | 70.8821 | 69.8516 | 67.9269 | 65.3892 | 62.8751 | 60.8886 | 60.3977 | 60.1079 | 0.0058476 | 0.0070677 | 0.0034167 | 0.0043527 | 0.004825 | 0.009187 | 0.006329 | 0.0039669 | 0.0039857 | 0.0047614 | 0.0057793 | 0.0062007 | 0.0061027 | 0.0061479 | 0.0059454 | 0.0058019 | 0.0053978 | 0.0048449 | 0.0043496 | 0.0046572 | 0.0055827 | 0.0046788 | 0.0050197 | 0.0051975
Portfolio Adjusted1-in-2Size: Under 20 kWSouth of Lugo2023June Monthly Peak | Portfolio Adjusted | 1-in-2 | Size: Under 20 kW | South of Lugo | 2023 | June Monthly Peak | 6 | 0.81839 | 0.79514 | 0.78246 | 0.77197 | 0.7742 | 0.7838 | 0.72271 | 0.84116 | 1.05 | 1.3251 | 1.6096 | 1.7534 | 1.8217 | 1.8835 | 1.9079 | 1.8881 | 1.7799 | 1.5251 | 1.321 | 1.189 | 1.2024 | 1.0853 | 0.9455 | 0.86181 | 0 | 0 | 0 | 0 | 0 | 0 | 0 | 0 | 0 | 0 | 0 | 0 | 0 | 0 | 0.0033027 | 0.0095065 | 0.011443 | 0.01099 | 0 | 0 | 0 | 0 | 0 | 0 | 63.1461 | 63.0254 | 62.5153 | 61.9885 | 61.8191 | 61.4042 | 61.0282 | 61.5235 | 63.3623 | 67.3033 | 71.6048 | 75.0459 | 75.0875 | 74.8515 | 76.0767 | 76.576 | 77.8999 | 78.3313 | 78.4103 | 74.6194 | 70.4933 | 67.0793 | 65.7154 | 64.5527 | 0.0060015 | 0.0072259 | 0.0035446 | 0.0045375 | 0.0050535 | 0.0094251 | 0.0065042 | 0.0041834 | 0.0043197 | 0.0052938 | 0.0066117 | 0.0072947 | 0.0072548 | 0.0074201 | 0.0071406 | 0.0069334 | 0.0063894 | 0.0055619 | 0.0048608 | 0.0049233 | 0.0056348 | 0.0048387 | 0.0051959 | 0.0053118
Portfolio Adjusted1-in-2Size: Under 20 kWSouth of Lugo2023July Monthly Peak | Portfolio Adjusted | 1-in-2 | Size: Under 20 kW | South of Lugo | 2023 | July Monthly Peak | 7 | 0.84952 | 0.82454 | 0.80451 | 0.80128 | 0.80009 | 0.82378 | 0.78848 | 0.93566 | 1.2074 | 1.5392 | 1.8424 | 2.0222 | 2.1283 | 2.1866 | 2.2125 | 2.1662 | 2.0489 | 1.7552 | 1.4915 | 1.3143 | 1.2816 | 1.1455 | 0.99233 | 0.90912 | 0 | 0 | 0 | 0 | 0 | 0 | 0 | 0 | 0 | 0 | 0 | 0 | 0 | 0 | 0.00383 | 0.010906 | 0.013172 | 0.012648 | 0 | 0 | 0 | 0 | 0 | 0 | 69.4699 | 68.7821 | 68.4861 | 68.3405 | 67.9448 | 67.1855 | 67.1144 | 67.9866 | 70.5308 | 73.1358 | 75.4929 | 78.7996 | 80.172 | 80.3408 | 81.217 | 81.6722 | 82.1801 | 82.5963 | 83.3151 | 81.5346 | 78.2327 | 74.0365 | 72.034 | 71.2243 | 0.0062298 | 0.007493 | 0.0036445 | 0.0047098 | 0.0052225 | 0.0099057 | 0.0070961 | 0.0046534 | 0.0049677 | 0.0061488 | 0.0075679 | 0.0084129 | 0.0084757 | 0.0086141 | 0.0082806 | 0.0079544 | 0.0073549 | 0.006401 | 0.0054883 | 0.0054419 | 0.006006 | 0.0051072 | 0.0054532 | 0.0056034
Portfolio Adjusted1-in-2Size: Under 20 kWSouth of Lugo2023August Monthly Peak | Portfolio Adjusted | 1-in-2 | Size: Under 20 kW | South of Lugo | 2023 | August Monthly Peak | 8 | 0.8639 | 0.83607 | 0.81884 | 0.80889 | 0.80652 | 0.82706 | 0.82355 | 0.95725 | 1.2575 | 1.6397 | 1.9537 | 2.1801 | 2.2799 | 2.3364 | 2.3614 | 2.3451 | 2.2261 | 1.8871 | 1.5758 | 1.4233 | 1.3556 | 1.1704 | 1.0011 | 0.91977 | 0 | 0 | 0 | 0 | 0 | 0 | 0 | 0 | 0 | 0 | 0 | 0 | 0 | 0 | 0.0040877 | 0.011808 | 0.014312 | 0.013599 | 0 | 0 | 0 | 0 | 0 | 0 | 69.6038 | 68.4218 | 67.984 | 68.327 | 68.2438 | 67.4919 | 67.1736 | 67.203 | 69.1555 | 73.2688 | 77.8086 | 82.181 | 83.9175 | 84.108 | 84.4599 | 84.6256 | 86.0887 | 87.4932 | 86.8089 | 81.4137 | 76.1308 | 73.5662 | 72.2383 | 71.047 | 0.0063352 | 0.0075978 | 0.0037094 | 0.0047545 | 0.0052645 | 0.0099452 | 0.0074117 | 0.0047608 | 0.0051736 | 0.0065506 | 0.0080252 | 0.0090696 | 0.0090792 | 0.0092044 | 0.0088377 | 0.0086115 | 0.0079911 | 0.0068821 | 0.0057982 | 0.005893 | 0.0063528 | 0.0052181 | 0.0055012 | 0.0056691
Portfolio Adjusted1-in-2Size: Under 20 kWSouth of Lugo2023September Monthly Peak | Portfolio Adjusted | 1-in-2 | Size: Under 20 kW | South of Lugo | 2023 | September Monthly Peak | 9 | 0.83431 | 0.82518 | 0.80516 | 0.79515 | 0.79822 | 0.82748 | 0.87081 | 0.95348 | 1.261 | 1.6846 | 1.9901 | 2.1792 | 2.2895 | 2.3201 | 2.3419 | 2.3071 | 2.1643 | 1.8189 | 1.5065 | 1.4819 | 1.315 | 1.135 | 0.96159 | 0.88625 | 0 | 0 | 0 | 0 | 0 | 0 | 0 | 0 | 0 | 0 | 0 | 0 | 0 | 0 | 0.0040539 | 0.011616 | 0.013914 | 0.013108 | 0 | 0 | 0 | 0 | 0 | 0 | 69.774 | 69.1222 | 68.6072 | 68.249 | 67.7095 | 67.3876 | 67.1181 | 66.989 | 68.9564 | 72.9719 | 77.0855 | 81.77 | 84.8406 | 86.1681 | 87.1618 | 88.0325 | 88.2663 | 87.1323 | 86.5089 | 84.567 | 80.7155 | 77.4229 | 75.6122 | 74.6263 | 0.0061182 | 0.0074988 | 0.0036475 | 0.0046738 | 0.0052103 | 0.0099503 | 0.0078371 | 0.004742 | 0.0051882 | 0.0067299 | 0.0081749 | 0.0090662 | 0.0091174 | 0.0091402 | 0.0087647 | 0.0084719 | 0.0077692 | 0.0066335 | 0.0055434 | 0.0061358 | 0.0061626 | 0.0050604 | 0.0052842 | 0.0054624
Portfolio Adjusted1-in-2Size: Under 20 kWSouth of Lugo2023October Monthly Peak | Portfolio Adjusted | 1-in-2 | Size: Under 20 kW | South of Lugo | 2023 | October Monthly Peak | 10 | 0.78296 | 0.76723 | 0.74888 | 0.74462 | 0.74365 | 0.75908 | 0.83632 | 0.84626 | 1.0265 | 1.3609 | 1.621 | 1.7531 | 1.8369 | 1.8783 | 1.9235 | 1.9057 | 1.7979 | 1.4939 | 1.375 | 1.3323 | 1.2028 | 1.0408 | 0.88446 | 0.8199 | 0 | 0 | 0 | 0 | 0 | 0 | 0 | 0 | 0 | 0 | 0 | 0 | 0 | 0 | 0.0033297 | 0.0095947 | 0.011559 | 0.010766 | 0 | 0 | 0 | 0 | 0 | 0 | 64.133 | 63.6707 | 63.3665 | 62.4288 | 61.9029 | 61.2564 | 60.7566 | 60.6325 | 61.4581 | 64.5597 | 68.5961 | 74.1497 | 80.2467 | 82.8599 | 81.5949 | 81.2487 | 81.5989 | 80.3047 | 77.5662 | 73.8851 | 71.7585 | 70.1749 | 68.4592 | 66.7951 | 0.0057416 | 0.0069723 | 0.0033925 | 0.0043767 | 0.0048541 | 0.0091277 | 0.0075267 | 0.0042088 | 0.0042231 | 0.0054367 | 0.0066586 | 0.0072932 | 0.0073151 | 0.0073997 | 0.0071989 | 0.0069977 | 0.006454 | 0.0054481 | 0.0050593 | 0.0055164 | 0.005637 | 0.0046401 | 0.0048604 | 0.0050535
Portfolio Adjusted1-in-2Size: Under 20 kWSouth of Lugo2023November Monthly Peak | Portfolio Adjusted | 1-in-2 | Size: Under 20 kW | South of Lugo | 2023 | November Monthly Peak | 11 | 0.76638 | 0.75516 | 0.75723 | 0.75228 | 0.74581 | 0.77678 | 0.79042 | 0.81966 | 0.99353 | 1.2166 | 1.4077 | 1.4921 | 1.5152 | 1.5349 | 1.5311 | 1.5064 | 1.4436 | 1.4483 | 1.2977 | 1.1785 | 1.0758 | 0.93822 | 0.85194 | 0.79361 | 0 | 0 | 0 | 0 | 0 | 0 | 0 | 0 | 0 | 0 | 0 | 0 | 0 | 0 | 0.0026504 | 0.0075844 | 0.0092808 | 0.010437 | 0 | 0 | 0 | 0 | 0 | 0 | 59.1853 | 58.1783 | 57.388 | 56.5636 | 55.385 | 54.657 | 54.1972 | 54.5136 | 56.669 | 59.8488 | 64.468 | 68.6307 | 71.6732 | 73.4118 | 74.6117 | 74.0496 | 71.9533 | 69.3014 | 66.8369 | 65.7941 | 64.6394 | 64.4684 | 63.8974 | 64.7484 | 0.0056201 | 0.0068626 | 0.0034304 | 0.0044217 | 0.0048682 | 0.0093406 | 0.0071136 | 0.0040765 | 0.0040876 | 0.0048602 | 0.0057825 | 0.0062076 | 0.0060342 | 0.0060469 | 0.0057302 | 0.0055315 | 0.0051821 | 0.0052818 | 0.0047752 | 0.0048797 | 0.0050417 | 0.004183 | 0.0046817 | 0.0048914
Portfolio Adjusted1-in-2Size: Under 20 kWSouth of Lugo2023December Monthly Peak | Portfolio Adjusted | 1-in-2 | Size: Under 20 kW | South of Lugo | 2023 | December Monthly Peak | 12 | 0.77465 | 0.77247 | 0.77245 | 0.7606 | 0.76119 | 0.80817 | 0.91884 | 0.93654 | 1.104 | 1.3171 | 1.4639 | 1.4754 | 1.4545 | 1.4205 | 1.3917 | 1.3521 | 1.3499 | 1.3881 | 1.286 | 1.178 | 1.0761 | 0.95126 | 0.8537 | 0.80506 | 0 | 0 | 0 | 0 | 0 | 0 | 0 | 0 | 0 | 0 | 0 | 0 | 0 | 0 | 0.0024091 | 0.0068075 | 0.0086784 | 0.010003 | 0 | 0 | 0 | 0 | 0 | 0 | 52.4621 | 51.1897 | 50.1971 | 49.4441 | 48.9707 | 47.9448 | 48.1633 | 48.2989 | 48.8219 | 52.4742 | 57.0138 | 60.0027 | 61.7426 | 62.8294 | 63.2109 | 63.62 | 62.762 | 60.6628 | 58.5823 | 57.0281 | 55.2209 | 53.2585 | 51.4105 | 49.9463 | 0.0056807 | 0.0070198 | 0.0034993 | 0.0044707 | 0.0049686 | 0.0097181 | 0.0082693 | 0.0046578 | 0.0045423 | 0.0052615 | 0.0060134 | 0.0061382 | 0.0057924 | 0.0055963 | 0.0052086 | 0.0049649 | 0.0048457 | 0.0050623 | 0.004732 | 0.0048773 | 0.005043 | 0.0042411 | 0.0046914 | 0.004962
Portfolio Adjusted1-in-2Size: Under 20 kWSouth of Lugo2023Typical Event Day | Portfolio Adjusted | 1-in-2 | Size: Under 20 kW | South of Lugo | 2023 | Typical Event Day | 8 | 0.85422 | 0.82699 | 0.81044 | 0.80019 | 0.7988 | 0.81775 | 0.81106 | 0.93649 | 1.2136 | 1.5742 | 1.8754 | 2.0866 | 2.1851 | 2.2456 | 2.2749 | 2.2601 | 2.1492 | 1.8302 | 1.5317 | 1.3866 | 1.3302 | 1.1509 | 0.98642 | 0.90795 | 0 | 0 | 0 | 0 | 0 | 0 | 0 | 0 | 0 | 0 | 0 | 0 | 0 | 0 | 0.0039379 | 0.011379 | 0.013817 | 0.013189 | 0 | 0 | 0 | 0 | 0 | 0 | 67.9984 | 67.3379 | 66.8982 | 66.7263 | 66.4293 | 65.8673 | 65.6086 | 65.9255 | 68.0013 | 71.67 | 75.4979 | 79.4491 | 81.0044 | 81.3671 | 82.2289 | 82.7266 | 83.6088 | 83.8883 | 83.7608 | 80.5337 | 76.3931 | 73.0263 | 71.4 | 70.3626 | 0.0062643 | 0.0075153 | 0.0036714 | 0.0047033 | 0.0052141 | 0.0098332 | 0.0072994 | 0.0046575 | 0.0049931 | 0.0062888 | 0.0077035 | 0.0086807 | 0.0087018 | 0.0088466 | 0.0085139 | 0.0082992 | 0.0077152 | 0.0066745 | 0.0056361 | 0.0057414 | 0.006234 | 0.0051313 | 0.0054207 | 0.0055962
Portfolio Adjusted1-in-2Size: Under 20 kWSouth of Lugo2024January Monthly Peak | Portfolio Adjusted | 1-in-2 | Size: Under 20 kW | South of Lugo | 2024 | January Monthly Peak | 1 | 0.7621 | 0.76791 | 0.75303 | 0.7609 | 0.7617 | 0.81057 | 0.95021 | 0.97041 | 1.1647 | 1.427 | 1.537 | 1.5138 | 1.441 | 1.3457 | 1.3022 | 1.263 | 1.2292 | 1.3122 | 1.3016 | 1.1883 | 1.0951 | 0.96239 | 0.85694 | 0.78904 | 0 | 0 | 0 | 0 | 0 | 0 | 0 | 0 | 0 | 0 | 0 | 0 | 0 | 0 | 0.0022543 | 0.0063593 | 0.0079023 | 0.0094558 | 0 | 0 | 0 | 0 | 0 | 0 | 48.3507 | 47.3239 | 46.2863 | 45.9789 | 45.9393 | 46.2117 | 45.7972 | 45.7489 | 46.5718 | 48.7344 | 52.467 | 55.3699 | 56.9748 | 58.2678 | 58.5887 | 58.6988 | 58.602 | 56.9941 | 55.5723 | 54.1675 | 53.2917 | 52.0426 | 50.9959 | 49.6477 | 0.0055887 | 0.0069785 | 0.0034113 | 0.0044724 | 0.0049719 | 0.0097469 | 0.0085516 | 0.0048262 | 0.0047918 | 0.0057007 | 0.0063134 | 0.006298 | 0.0057385 | 0.0053016 | 0.0048738 | 0.004638 | 0.0044124 | 0.0047853 | 0.0047893 | 0.00492 | 0.0051319 | 0.0042907 | 0.0047092 | 0.0048633
Portfolio Adjusted1-in-2Size: Under 20 kWSouth of Lugo2024February Monthly Peak | Portfolio Adjusted | 1-in-2 | Size: Under 20 kW | South of Lugo | 2024 | February Monthly Peak | 2 | 0.75567 | 0.76119 | 0.7487 | 0.75204 | 0.74644 | 0.79163 | 0.87044 | 0.88685 | 1.0534 | 1.3125 | 1.4478 | 1.4564 | 1.428 | 1.39 | 1.3634 | 1.3343 | 1.2633 | 1.2228 | 1.299 | 1.1931 | 1.1067 | 0.97005 | 0.86273 | 0.78758 | 0 | 0 | 0 | 0 | 0 | 0 | 0 | 0 | 0 | 0 | 0 | 0 | 0 | 0 | 0.0023601 | 0.0067178 | 0.0081221 | 0.0088116 | 0 | 0 | 0 | 0 | 0 | 0 | 51.7242 | 51.3959 | 51.0903 | 50.7883 | 50.4671 | 49.9949 | 49.7271 | 49.6115 | 50.3487 | 52.5811 | 54.3895 | 56.0326 | 56.588 | 56.6831 | 56.6013 | 55.5712 | 55.5427 | 55.2588 | 53.9097 | 52.9294 | 52.1554 | 51.8831 | 50.5323 | 49.2458 | 0.0055415 | 0.0069173 | 0.0033917 | 0.0044203 | 0.0048723 | 0.0095191 | 0.0078337 | 0.0044107 | 0.004334 | 0.0052435 | 0.0059473 | 0.0060591 | 0.0056868 | 0.005476 | 0.0051026 | 0.0048995 | 0.0045351 | 0.0044593 | 0.0047798 | 0.0049402 | 0.0051865 | 0.0043249 | 0.004741 | 0.0048543
Portfolio Adjusted1-in-2Size: Under 20 kWSouth of Lugo2024March Monthly Peak | Portfolio Adjusted | 1-in-2 | Size: Under 20 kW | South of Lugo | 2024 | March Monthly Peak | 3 | 0.7662 | 0.76161 | 0.75569 | 0.75122 | 0.74396 | 0.79156 | 0.88864 | 0.92006 | 1.0682 | 1.2864 | 1.4424 | 1.4705 | 1.4518 | 1.4128 | 1.4098 | 1.4025 | 1.3504 | 1.219 | 1.1759 | 1.2059 | 1.1294 | 1.0034 | 0.87451 | 0.80564 | 0 | 0 | 0 | 0 | 0 | 0 | 0 | 0 | 0 | 0 | 0 | 0 | 0 | 0 | 0.0024405 | 0.0070616 | 0.0086819 | 0.0087842 | 0 | 0 | 0 | 0 | 0 | 0 | 51.8183 | 50.6739 | 49.4574 | 48.896 | 48.613 | 48.1836 | 48.042 | 48.3979 | 50.7407 | 53.0203 | 55.1947 | 57.0609 | 58.0643 | 59.0242 | 59.0618 | 59.4727 | 59.1147 | 58.0074 | 56.4407 | 54.8605 | 54.2455 | 53.3717 | 52.4264 | 51.3608 | 0.0056188 | 0.0069212 | 0.0034234 | 0.0044155 | 0.0048561 | 0.0095183 | 0.0079975 | 0.0045758 | 0.0043949 | 0.0051392 | 0.0059251 | 0.0061177 | 0.0057817 | 0.0055658 | 0.0052764 | 0.0051502 | 0.0048477 | 0.0044454 | 0.0043269 | 0.004993 | 0.0052926 | 0.0044737 | 0.0048057 | 0.0049656
Portfolio Adjusted1-in-2Size: Under 20 kWSouth of Lugo2024April Monthly Peak | Portfolio Adjusted | 1-in-2 | Size: Under 20 kW | South of Lugo | 2024 | April Monthly Peak | 4 | 0.79106 | 0.77393 | 0.75289 | 0.74279 | 0.73579 | 0.76542 | 0.74823 | 0.80978 | 0.9734 | 1.2173 | 1.4343 | 1.5256 | 1.583 | 1.6227 | 1.653 | 1.6364 | 1.575 | 1.3779 | 1.2053 | 1.2037 | 1.1993 | 1.065 | 0.91417 | 0.83473 | 0 | 0 | 0 | 0 | 0 | 0 | 0 | 0 | 0 | 0 | 0 | 0 | 0 | 0 | 0.0028614 | 0.0082388 | 0.010126 | 0.0099296 | 0 | 0 | 0 | 0 | 0 | 0 | 61.8579 | 61.4208 | 60.6725 | 59.6546 | 58.9037 | 58.1061 | 57.6403 | 57.83 | 59.5638 | 62.7813 | 65.7992 | 68.8373 | 71.1168 | 72.7339 | 73.3379 | 73.5581 | 73.7888 | 72.9791 | 72.2043 | 70.399 | 67.1355 | 65.8749 | 64.3671 | 61.7596 | 0.0058011 | 0.0070331 | 0.0034107 | 0.0043659 | 0.0048028 | 0.009204 | 0.0067339 | 0.0040274 | 0.0040048 | 0.0048629 | 0.0058917 | 0.0063468 | 0.0063039 | 0.0063926 | 0.0061865 | 0.0060088 | 0.005654 | 0.005025 | 0.0044349 | 0.0049841 | 0.0056204 | 0.0047484 | 0.0050237 | 0.0051449
Portfolio Adjusted1-in-2Size: Under 20 kWSouth of Lugo2024May Monthly Peak | Portfolio Adjusted | 1-in-2 | Size: Under 20 kW | South of Lugo | 2024 | May Monthly Peak | 5 | 0.79741 | 0.77774 | 0.75421 | 0.74053 | 0.73919 | 0.76401 | 0.70324 | 0.79762 | 0.96876 | 1.1919 | 1.4069 | 1.4905 | 1.5325 | 1.5605 | 1.5886 | 1.58 | 1.5036 | 1.3285 | 1.1821 | 1.1248 | 1.1912 | 1.0494 | 0.91345 | 0.84326 | 0 | 0 | 0 | 0 | 0 | 0 | 0 | 0 | 0 | 0 | 0 | 0 | 0 | 0 | 0.0027499 | 0.0079551 | 0.009667 | 0.0095736 | 0 | 0 | 0 | 0 | 0 | 0 | 59.61 | 59.6491 | 59.6566 | 59.1503 | 58.6766 | 58.6891 | 58.9349 | 59.4759 | 60.1795 | 61.6619 | 64.3139 | 67.1398 | 69.3087 | 69.9892 | 69.8238 | 70.8275 | 70.8821 | 69.8516 | 67.9269 | 65.3892 | 62.8751 | 60.8886 | 60.3977 | 60.1079 | 0.0058476 | 0.0070677 | 0.0034167 | 0.0043527 | 0.004825 | 0.009187 | 0.006329 | 0.0039669 | 0.0039857 | 0.0047614 | 0.0057793 | 0.0062007 | 0.0061027 | 0.0061479 | 0.0059454 | 0.0058019 | 0.0053978 | 0.0048449 | 0.0043496 | 0.0046572 | 0.0055827 | 0.0046788 | 0.0050197 | 0.0051975
Portfolio Adjusted1-in-2Size: Under 20 kWSouth of Lugo2024June Monthly Peak | Portfolio Adjusted | 1-in-2 | Size: Under 20 kW | South of Lugo | 2024 | June Monthly Peak | 6 | 0.81839 | 0.79514 | 0.78246 | 0.77197 | 0.7742 | 0.7838 | 0.72271 | 0.84116 | 1.05 | 1.3251 | 1.6096 | 1.7534 | 1.8217 | 1.8835 | 1.9079 | 1.8881 | 1.7799 | 1.5251 | 1.321 | 1.189 | 1.2024 | 1.0853 | 0.9455 | 0.86181 | 0 | 0 | 0 | 0 | 0 | 0 | 0 | 0 | 0 | 0 | 0 | 0 | 0 | 0 | 0.0033027 | 0.0095065 | 0.011443 | 0.01099 | 0 | 0 | 0 | 0 | 0 | 0 | 63.1461 | 63.0254 | 62.5153 | 61.9885 | 61.8191 | 61.4042 | 61.0282 | 61.5235 | 63.3623 | 67.3033 | 71.6048 | 75.0459 | 75.0875 | 74.8515 | 76.0767 | 76.576 | 77.8999 | 78.3313 | 78.4103 | 74.6194 | 70.4933 | 67.0793 | 65.7154 | 64.5527 | 0.0060015 | 0.0072259 | 0.0035446 | 0.0045375 | 0.0050535 | 0.0094251 | 0.0065042 | 0.0041834 | 0.0043197 | 0.0052938 | 0.0066117 | 0.0072947 | 0.0072548 | 0.0074201 | 0.0071406 | 0.0069334 | 0.0063894 | 0.0055619 | 0.0048608 | 0.0049233 | 0.0056348 | 0.0048387 | 0.0051959 | 0.0053118
Portfolio Adjusted1-in-2Size: Under 20 kWSouth of Lugo2024July Monthly Peak | Portfolio Adjusted | 1-in-2 | Size: Under 20 kW | South of Lugo | 2024 | July Monthly Peak | 7 | 0.84952 | 0.82454 | 0.80451 | 0.80128 | 0.80009 | 0.82378 | 0.78848 | 0.93566 | 1.2074 | 1.5392 | 1.8424 | 2.0222 | 2.1283 | 2.1866 | 2.2125 | 2.1662 | 2.0489 | 1.7552 | 1.4915 | 1.3143 | 1.2816 | 1.1455 | 0.99233 | 0.90912 | 0 | 0 | 0 | 0 | 0 | 0 | 0 | 0 | 0 | 0 | 0 | 0 | 0 | 0 | 0.00383 | 0.010906 | 0.013172 | 0.012648 | 0 | 0 | 0 | 0 | 0 | 0 | 69.4699 | 68.7821 | 68.4861 | 68.3405 | 67.9448 | 67.1855 | 67.1144 | 67.9866 | 70.5308 | 73.1358 | 75.4929 | 78.7996 | 80.172 | 80.3408 | 81.217 | 81.6722 | 82.1801 | 82.5963 | 83.3151 | 81.5346 | 78.2327 | 74.0365 | 72.034 | 71.2243 | 0.0062298 | 0.007493 | 0.0036445 | 0.0047098 | 0.0052225 | 0.0099057 | 0.0070961 | 0.0046534 | 0.0049677 | 0.0061488 | 0.0075679 | 0.0084129 | 0.0084757 | 0.0086141 | 0.0082806 | 0.0079544 | 0.0073549 | 0.006401 | 0.0054883 | 0.0054419 | 0.006006 | 0.0051072 | 0.0054532 | 0.0056034
Portfolio Adjusted1-in-2Size: Under 20 kWSouth of Lugo2024August Monthly Peak | Portfolio Adjusted | 1-in-2 | Size: Under 20 kW | South of Lugo | 2024 | August Monthly Peak | 8 | 0.8639 | 0.83607 | 0.81884 | 0.80889 | 0.80652 | 0.82706 | 0.82355 | 0.95725 | 1.2575 | 1.6397 | 1.9537 | 2.1801 | 2.2799 | 2.3364 | 2.3614 | 2.3451 | 2.2261 | 1.8871 | 1.5758 | 1.4233 | 1.3556 | 1.1704 | 1.0011 | 0.91977 | 0 | 0 | 0 | 0 | 0 | 0 | 0 | 0 | 0 | 0 | 0 | 0 | 0 | 0 | 0.0040877 | 0.011808 | 0.014312 | 0.013599 | 0 | 0 | 0 | 0 | 0 | 0 | 69.6038 | 68.4218 | 67.984 | 68.327 | 68.2438 | 67.4919 | 67.1736 | 67.203 | 69.1555 | 73.2688 | 77.8086 | 82.181 | 83.9175 | 84.108 | 84.4599 | 84.6256 | 86.0887 | 87.4932 | 86.8089 | 81.4137 | 76.1308 | 73.5662 | 72.2383 | 71.047 | 0.0063352 | 0.0075978 | 0.0037094 | 0.0047545 | 0.0052645 | 0.0099452 | 0.0074117 | 0.0047608 | 0.0051736 | 0.0065506 | 0.0080252 | 0.0090696 | 0.0090792 | 0.0092044 | 0.0088377 | 0.0086115 | 0.0079911 | 0.0068821 | 0.0057982 | 0.005893 | 0.0063528 | 0.0052181 | 0.0055012 | 0.0056691
Portfolio Adjusted1-in-2Size: Under 20 kWSouth of Lugo2024September Monthly Peak | Portfolio Adjusted | 1-in-2 | Size: Under 20 kW | South of Lugo | 2024 | September Monthly Peak | 9 | 0.83431 | 0.82518 | 0.80516 | 0.79515 | 0.79822 | 0.82748 | 0.87081 | 0.95348 | 1.261 | 1.6846 | 1.9901 | 2.1792 | 2.2895 | 2.3201 | 2.3419 | 2.3071 | 2.1643 | 1.8189 | 1.5065 | 1.4819 | 1.315 | 1.135 | 0.96159 | 0.88625 | 0 | 0 | 0 | 0 | 0 | 0 | 0 | 0 | 0 | 0 | 0 | 0 | 0 | 0 | 0.0040539 | 0.011616 | 0.013914 | 0.013108 | 0 | 0 | 0 | 0 | 0 | 0 | 69.774 | 69.1222 | 68.6072 | 68.249 | 67.7095 | 67.3876 | 67.1181 | 66.989 | 68.9564 | 72.9719 | 77.0855 | 81.77 | 84.8406 | 86.1681 | 87.1618 | 88.0325 | 88.2663 | 87.1323 | 86.5089 | 84.567 | 80.7155 | 77.4229 | 75.6122 | 74.6263 | 0.0061182 | 0.0074988 | 0.0036475 | 0.0046738 | 0.0052103 | 0.0099503 | 0.0078371 | 0.004742 | 0.0051882 | 0.0067299 | 0.0081749 | 0.0090662 | 0.0091174 | 0.0091402 | 0.0087647 | 0.0084719 | 0.0077692 | 0.0066335 | 0.0055434 | 0.0061358 | 0.0061626 | 0.0050604 | 0.0052842 | 0.0054624
Portfolio Adjusted1-in-2Size: Under 20 kWSouth of Lugo2024October Monthly Peak | Portfolio Adjusted | 1-in-2 | Size: Under 20 kW | South of Lugo | 2024 | October Monthly Peak | 10 | 0.78296 | 0.76723 | 0.74888 | 0.74462 | 0.74365 | 0.75908 | 0.83632 | 0.84626 | 1.0265 | 1.3609 | 1.621 | 1.7531 | 1.8369 | 1.8783 | 1.9235 | 1.9057 | 1.7979 | 1.4939 | 1.375 | 1.3323 | 1.2028 | 1.0408 | 0.88446 | 0.8199 | 0 | 0 | 0 | 0 | 0 | 0 | 0 | 0 | 0 | 0 | 0 | 0 | 0 | 0 | 0.0033297 | 0.0095947 | 0.011559 | 0.010766 | 0 | 0 | 0 | 0 | 0 | 0 | 64.133 | 63.6707 | 63.3665 | 62.4288 | 61.9029 | 61.2564 | 60.7566 | 60.6325 | 61.4581 | 64.5597 | 68.5961 | 74.1497 | 80.2467 | 82.8599 | 81.5949 | 81.2487 | 81.5989 | 80.3047 | 77.5662 | 73.8851 | 71.7585 | 70.1749 | 68.4592 | 66.7951 | 0.0057416 | 0.0069723 | 0.0033925 | 0.0043767 | 0.0048541 | 0.0091277 | 0.0075267 | 0.0042088 | 0.0042231 | 0.0054367 | 0.0066586 | 0.0072932 | 0.0073151 | 0.0073997 | 0.0071989 | 0.0069977 | 0.006454 | 0.0054481 | 0.0050593 | 0.0055164 | 0.005637 | 0.0046401 | 0.0048604 | 0.0050535
Portfolio Adjusted1-in-2Size: Under 20 kWSouth of Lugo2024November Monthly Peak | Portfolio Adjusted | 1-in-2 | Size: Under 20 kW | South of Lugo | 2024 | November Monthly Peak | 11 | 0.76638 | 0.75516 | 0.75723 | 0.75228 | 0.74581 | 0.77678 | 0.79042 | 0.81966 | 0.99353 | 1.2166 | 1.4077 | 1.4921 | 1.5152 | 1.5349 | 1.5311 | 1.5064 | 1.4436 | 1.4483 | 1.2977 | 1.1785 | 1.0758 | 0.93822 | 0.85194 | 0.79361 | 0 | 0 | 0 | 0 | 0 | 0 | 0 | 0 | 0 | 0 | 0 | 0 | 0 | 0 | 0.0026504 | 0.0075844 | 0.0092808 | 0.010437 | 0 | 0 | 0 | 0 | 0 | 0 | 59.1853 | 58.1783 | 57.388 | 56.5636 | 55.385 | 54.657 | 54.1972 | 54.5136 | 56.669 | 59.8488 | 64.468 | 68.6307 | 71.6732 | 73.4118 | 74.6117 | 74.0496 | 71.9533 | 69.3014 | 66.8369 | 65.7941 | 64.6394 | 64.4684 | 63.8974 | 64.7484 | 0.0056201 | 0.0068626 | 0.0034304 | 0.0044217 | 0.0048682 | 0.0093406 | 0.0071136 | 0.0040765 | 0.0040876 | 0.0048602 | 0.0057825 | 0.0062076 | 0.0060342 | 0.0060469 | 0.0057302 | 0.0055315 | 0.0051821 | 0.0052818 | 0.0047752 | 0.0048797 | 0.0050417 | 0.004183 | 0.0046817 | 0.0048914
Portfolio Adjusted1-in-2Size: Under 20 kWSouth of Lugo2024December Monthly Peak | Portfolio Adjusted | 1-in-2 | Size: Under 20 kW | South of Lugo | 2024 | December Monthly Peak | 12 | 0.77465 | 0.77247 | 0.77245 | 0.7606 | 0.76119 | 0.80817 | 0.91884 | 0.93654 | 1.104 | 1.3171 | 1.4639 | 1.4754 | 1.4545 | 1.4205 | 1.3917 | 1.3521 | 1.3499 | 1.3881 | 1.286 | 1.178 | 1.0761 | 0.95126 | 0.8537 | 0.80506 | 0 | 0 | 0 | 0 | 0 | 0 | 0 | 0 | 0 | 0 | 0 | 0 | 0 | 0 | 0.0024091 | 0.0068075 | 0.0086784 | 0.010003 | 0 | 0 | 0 | 0 | 0 | 0 | 52.4621 | 51.1897 | 50.1971 | 49.4441 | 48.9707 | 47.9448 | 48.1633 | 48.2989 | 48.8219 | 52.4742 | 57.0138 | 60.0027 | 61.7426 | 62.8294 | 63.2109 | 63.62 | 62.762 | 60.6628 | 58.5823 | 57.0281 | 55.2209 | 53.2585 | 51.4105 | 49.9463 | 0.0056807 | 0.0070198 | 0.0034993 | 0.0044707 | 0.0049686 | 0.0097181 | 0.0082693 | 0.0046578 | 0.0045423 | 0.0052615 | 0.0060134 | 0.0061382 | 0.0057924 | 0.0055963 | 0.0052086 | 0.0049649 | 0.0048457 | 0.0050623 | 0.004732 | 0.0048773 | 0.005043 | 0.0042411 | 0.0046914 | 0.004962
Portfolio Adjusted1-in-2Size: Under 20 kWSouth of Lugo2024Typical Event Day | Portfolio Adjusted | 1-in-2 | Size: Under 20 kW | South of Lugo | 2024 | Typical Event Day | 8 | 0.85422 | 0.82699 | 0.81044 | 0.80019 | 0.7988 | 0.81775 | 0.81106 | 0.93649 | 1.2136 | 1.5742 | 1.8754 | 2.0866 | 2.1851 | 2.2456 | 2.2749 | 2.2601 | 2.1492 | 1.8302 | 1.5317 | 1.3866 | 1.3302 | 1.1509 | 0.98642 | 0.90795 | 0 | 0 | 0 | 0 | 0 | 0 | 0 | 0 | 0 | 0 | 0 | 0 | 0 | 0 | 0.0039379 | 0.011379 | 0.013817 | 0.013189 | 0 | 0 | 0 | 0 | 0 | 0 | 67.9984 | 67.3379 | 66.8982 | 66.7263 | 66.4293 | 65.8673 | 65.6086 | 65.9255 | 68.0013 | 71.67 | 75.4979 | 79.4491 | 81.0044 | 81.3671 | 82.2289 | 82.7266 | 83.6088 | 83.8883 | 83.7608 | 80.5337 | 76.3931 | 73.0263 | 71.4 | 70.3626 | 0.0062643 | 0.0075153 | 0.0036714 | 0.0047033 | 0.0052141 | 0.0098332 | 0.0072994 | 0.0046575 | 0.0049931 | 0.0062888 | 0.0077035 | 0.0086807 | 0.0087018 | 0.0088466 | 0.0085139 | 0.0082992 | 0.0077152 | 0.0066745 | 0.0056361 | 0.0057414 | 0.006234 | 0.0051313 | 0.0054207 | 0.0055962
Portfolio Adjusted1-in-2Size: Under 20 kWSouth of Lugo2025January Monthly Peak | Portfolio Adjusted | 1-in-2 | Size: Under 20 kW | South of Lugo | 2025 | January Monthly Peak | 1 | 0.7621 | 0.76791 | 0.75303 | 0.7609 | 0.7617 | 0.81057 | 0.95021 | 0.97041 | 1.1647 | 1.427 | 1.537 | 1.5138 | 1.441 | 1.3457 | 1.3022 | 1.263 | 1.2292 | 1.3122 | 1.3016 | 1.1883 | 1.0951 | 0.96239 | 0.85694 | 0.78904 | 0 | 0 | 0 | 0 | 0 | 0 | 0 | 0 | 0 | 0 | 0 | 0 | 0 | 0 | 0.0022543 | 0.0063593 | 0.0079023 | 0.0094558 | 0 | 0 | 0 | 0 | 0 | 0 | 48.3507 | 47.3239 | 46.2863 | 45.9789 | 45.9393 | 46.2117 | 45.7972 | 45.7489 | 46.5718 | 48.7344 | 52.467 | 55.3699 | 56.9748 | 58.2678 | 58.5887 | 58.6988 | 58.602 | 56.9941 | 55.5723 | 54.1675 | 53.2917 | 52.0426 | 50.9959 | 49.6477 | 0.0055887 | 0.0069785 | 0.0034113 | 0.0044724 | 0.0049719 | 0.0097469 | 0.0085516 | 0.0048262 | 0.0047918 | 0.0057007 | 0.0063134 | 0.006298 | 0.0057385 | 0.0053016 | 0.0048738 | 0.004638 | 0.0044124 | 0.0047853 | 0.0047893 | 0.00492 | 0.0051319 | 0.0042907 | 0.0047092 | 0.0048633
Portfolio Adjusted1-in-2Size: Under 20 kWSouth of Lugo2025February Monthly Peak | Portfolio Adjusted | 1-in-2 | Size: Under 20 kW | South of Lugo | 2025 | February Monthly Peak | 2 | 0.75567 | 0.76119 | 0.7487 | 0.75204 | 0.74644 | 0.79163 | 0.87044 | 0.88685 | 1.0534 | 1.3125 | 1.4478 | 1.4564 | 1.428 | 1.39 | 1.3634 | 1.3343 | 1.2633 | 1.2228 | 1.299 | 1.1931 | 1.1067 | 0.97005 | 0.86273 | 0.78758 | 0 | 0 | 0 | 0 | 0 | 0 | 0 | 0 | 0 | 0 | 0 | 0 | 0 | 0 | 0.0023601 | 0.0067178 | 0.0081221 | 0.0088116 | 0 | 0 | 0 | 0 | 0 | 0 | 51.7242 | 51.3959 | 51.0903 | 50.7883 | 50.4671 | 49.9949 | 49.7271 | 49.6115 | 50.3487 | 52.5811 | 54.3895 | 56.0326 | 56.588 | 56.6831 | 56.6013 | 55.5712 | 55.5427 | 55.2588 | 53.9097 | 52.9294 | 52.1554 | 51.8831 | 50.5323 | 49.2458 | 0.0055415 | 0.0069173 | 0.0033917 | 0.0044203 | 0.0048723 | 0.0095191 | 0.0078337 | 0.0044107 | 0.004334 | 0.0052435 | 0.0059473 | 0.0060591 | 0.0056868 | 0.005476 | 0.0051026 | 0.0048995 | 0.0045351 | 0.0044593 | 0.0047798 | 0.0049402 | 0.0051865 | 0.0043249 | 0.004741 | 0.0048543
Portfolio Adjusted1-in-2Size: Under 20 kWSouth of Lugo2025March Monthly Peak | Portfolio Adjusted | 1-in-2 | Size: Under 20 kW | South of Lugo | 2025 | March Monthly Peak | 3 | 0.7662 | 0.76161 | 0.75569 | 0.75122 | 0.74396 | 0.79156 | 0.88864 | 0.92006 | 1.0682 | 1.2864 | 1.4424 | 1.4705 | 1.4518 | 1.4128 | 1.4098 | 1.4025 | 1.3504 | 1.219 | 1.1759 | 1.2059 | 1.1294 | 1.0034 | 0.87451 | 0.80564 | 0 | 0 | 0 | 0 | 0 | 0 | 0 | 0 | 0 | 0 | 0 | 0 | 0 | 0 | 0.0024405 | 0.0070616 | 0.0086819 | 0.0087842 | 0 | 0 | 0 | 0 | 0 | 0 | 51.8183 | 50.6739 | 49.4574 | 48.896 | 48.613 | 48.1836 | 48.042 | 48.3979 | 50.7407 | 53.0203 | 55.1947 | 57.0609 | 58.0643 | 59.0242 | 59.0618 | 59.4727 | 59.1147 | 58.0074 | 56.4407 | 54.8605 | 54.2455 | 53.3717 | 52.4264 | 51.3608 | 0.0056188 | 0.0069212 | 0.0034234 | 0.0044155 | 0.0048561 | 0.0095183 | 0.0079975 | 0.0045758 | 0.0043949 | 0.0051392 | 0.0059251 | 0.0061177 | 0.0057817 | 0.0055658 | 0.0052764 | 0.0051502 | 0.0048477 | 0.0044454 | 0.0043269 | 0.004993 | 0.0052926 | 0.0044737 | 0.0048057 | 0.0049656
Portfolio Adjusted1-in-2Size: Under 20 kWSouth of Lugo2025April Monthly Peak | Portfolio Adjusted | 1-in-2 | Size: Under 20 kW | South of Lugo | 2025 | April Monthly Peak | 4 | 0.79106 | 0.77393 | 0.75289 | 0.74279 | 0.73579 | 0.76542 | 0.74823 | 0.80978 | 0.9734 | 1.2173 | 1.4343 | 1.5256 | 1.583 | 1.6227 | 1.653 | 1.6364 | 1.575 | 1.3779 | 1.2053 | 1.2037 | 1.1993 | 1.065 | 0.91417 | 0.83473 | 0 | 0 | 0 | 0 | 0 | 0 | 0 | 0 | 0 | 0 | 0 | 0 | 0 | 0 | 0.0028614 | 0.0082388 | 0.010126 | 0.0099296 | 0 | 0 | 0 | 0 | 0 | 0 | 61.8579 | 61.4208 | 60.6725 | 59.6546 | 58.9037 | 58.1061 | 57.6403 | 57.83 | 59.5638 | 62.7813 | 65.7992 | 68.8373 | 71.1168 | 72.7339 | 73.3379 | 73.5581 | 73.7888 | 72.9791 | 72.2043 | 70.399 | 67.1355 | 65.8749 | 64.3671 | 61.7596 | 0.0058011 | 0.0070331 | 0.0034107 | 0.0043659 | 0.0048028 | 0.009204 | 0.0067339 | 0.0040274 | 0.0040048 | 0.0048629 | 0.0058917 | 0.0063468 | 0.0063039 | 0.0063926 | 0.0061865 | 0.0060088 | 0.005654 | 0.005025 | 0.0044349 | 0.0049841 | 0.0056204 | 0.0047484 | 0.0050237 | 0.0051449
Portfolio Adjusted1-in-2Size: Under 20 kWSouth of Lugo2025May Monthly Peak | Portfolio Adjusted | 1-in-2 | Size: Under 20 kW | South of Lugo | 2025 | May Monthly Peak | 5 | 0.79741 | 0.77774 | 0.75421 | 0.74053 | 0.73919 | 0.76401 | 0.70324 | 0.79762 | 0.96876 | 1.1919 | 1.4069 | 1.4905 | 1.5325 | 1.5605 | 1.5886 | 1.58 | 1.5036 | 1.3285 | 1.1821 | 1.1248 | 1.1912 | 1.0494 | 0.91345 | 0.84326 | 0 | 0 | 0 | 0 | 0 | 0 | 0 | 0 | 0 | 0 | 0 | 0 | 0 | 0 | 0.0027499 | 0.0079551 | 0.009667 | 0.0095736 | 0 | 0 | 0 | 0 | 0 | 0 | 59.61 | 59.6491 | 59.6566 | 59.1503 | 58.6766 | 58.6891 | 58.9349 | 59.4759 | 60.1795 | 61.6619 | 64.3139 | 67.1398 | 69.3087 | 69.9892 | 69.8238 | 70.8275 | 70.8821 | 69.8516 | 67.9269 | 65.3892 | 62.8751 | 60.8886 | 60.3977 | 60.1079 | 0.0058476 | 0.0070677 | 0.0034167 | 0.0043527 | 0.004825 | 0.009187 | 0.006329 | 0.0039669 | 0.0039857 | 0.0047614 | 0.0057793 | 0.0062007 | 0.0061027 | 0.0061479 | 0.0059454 | 0.0058019 | 0.0053978 | 0.0048449 | 0.0043496 | 0.0046572 | 0.0055827 | 0.0046788 | 0.0050197 | 0.0051975
Portfolio Adjusted1-in-2Size: Under 20 kWSouth of Lugo2025June Monthly Peak | Portfolio Adjusted | 1-in-2 | Size: Under 20 kW | South of Lugo | 2025 | June Monthly Peak | 6 | 0.81839 | 0.79514 | 0.78246 | 0.77197 | 0.7742 | 0.7838 | 0.72271 | 0.84116 | 1.05 | 1.3251 | 1.6096 | 1.7534 | 1.8217 | 1.8835 | 1.9079 | 1.8881 | 1.7799 | 1.5251 | 1.321 | 1.189 | 1.2024 | 1.0853 | 0.9455 | 0.86181 | 0 | 0 | 0 | 0 | 0 | 0 | 0 | 0 | 0 | 0 | 0 | 0 | 0 | 0 | 0.0033027 | 0.0095065 | 0.011443 | 0.01099 | 0 | 0 | 0 | 0 | 0 | 0 | 63.1461 | 63.0254 | 62.5153 | 61.9885 | 61.8191 | 61.4042 | 61.0282 | 61.5235 | 63.3623 | 67.3033 | 71.6048 | 75.0459 | 75.0875 | 74.8515 | 76.0767 | 76.576 | 77.8999 | 78.3313 | 78.4103 | 74.6194 | 70.4933 | 67.0793 | 65.7154 | 64.5527 | 0.0060015 | 0.0072259 | 0.0035446 | 0.0045375 | 0.0050535 | 0.0094251 | 0.0065042 | 0.0041834 | 0.0043197 | 0.0052938 | 0.0066117 | 0.0072947 | 0.0072548 | 0.0074201 | 0.0071406 | 0.0069334 | 0.0063894 | 0.0055619 | 0.0048608 | 0.0049233 | 0.0056348 | 0.0048387 | 0.0051959 | 0.0053118
Portfolio Adjusted1-in-2Size: Under 20 kWSouth of Lugo2025July Monthly Peak | Portfolio Adjusted | 1-in-2 | Size: Under 20 kW | South of Lugo | 2025 | July Monthly Peak | 7 | 0.84952 | 0.82454 | 0.80451 | 0.80128 | 0.80009 | 0.82378 | 0.78848 | 0.93566 | 1.2074 | 1.5392 | 1.8424 | 2.0222 | 2.1283 | 2.1866 | 2.2125 | 2.1662 | 2.0489 | 1.7552 | 1.4915 | 1.3143 | 1.2816 | 1.1455 | 0.99233 | 0.90912 | 0 | 0 | 0 | 0 | 0 | 0 | 0 | 0 | 0 | 0 | 0 | 0 | 0 | 0 | 0.00383 | 0.010906 | 0.013172 | 0.012648 | 0 | 0 | 0 | 0 | 0 | 0 | 69.4699 | 68.7821 | 68.4861 | 68.3405 | 67.9448 | 67.1855 | 67.1144 | 67.9866 | 70.5308 | 73.1358 | 75.4929 | 78.7996 | 80.172 | 80.3408 | 81.217 | 81.6722 | 82.1801 | 82.5963 | 83.3151 | 81.5346 | 78.2327 | 74.0365 | 72.034 | 71.2243 | 0.0062298 | 0.007493 | 0.0036445 | 0.0047098 | 0.0052225 | 0.0099057 | 0.0070961 | 0.0046534 | 0.0049677 | 0.0061488 | 0.0075679 | 0.0084129 | 0.0084757 | 0.0086141 | 0.0082806 | 0.0079544 | 0.0073549 | 0.006401 | 0.0054883 | 0.0054419 | 0.006006 | 0.0051072 | 0.0054532 | 0.0056034
Portfolio Adjusted1-in-2Size: Under 20 kWSouth of Lugo2025August Monthly Peak | Portfolio Adjusted | 1-in-2 | Size: Under 20 kW | South of Lugo | 2025 | August Monthly Peak | 8 | 0.8639 | 0.83607 | 0.81884 | 0.80889 | 0.80652 | 0.82706 | 0.82355 | 0.95725 | 1.2575 | 1.6397 | 1.9537 | 2.1801 | 2.2799 | 2.3364 | 2.3614 | 2.3451 | 2.2261 | 1.8871 | 1.5758 | 1.4233 | 1.3556 | 1.1704 | 1.0011 | 0.91977 | 0 | 0 | 0 | 0 | 0 | 0 | 0 | 0 | 0 | 0 | 0 | 0 | 0 | 0 | 0.0040877 | 0.011808 | 0.014312 | 0.013599 | 0 | 0 | 0 | 0 | 0 | 0 | 69.6038 | 68.4218 | 67.984 | 68.327 | 68.2438 | 67.4919 | 67.1736 | 67.203 | 69.1555 | 73.2688 | 77.8086 | 82.181 | 83.9175 | 84.108 | 84.4599 | 84.6256 | 86.0887 | 87.4932 | 86.8089 | 81.4137 | 76.1308 | 73.5662 | 72.2383 | 71.047 | 0.0063352 | 0.0075978 | 0.0037094 | 0.0047545 | 0.0052645 | 0.0099452 | 0.0074117 | 0.0047608 | 0.0051736 | 0.0065506 | 0.0080252 | 0.0090696 | 0.0090792 | 0.0092044 | 0.0088377 | 0.0086115 | 0.0079911 | 0.0068821 | 0.0057982 | 0.005893 | 0.0063528 | 0.0052181 | 0.0055012 | 0.0056691
Portfolio Adjusted1-in-2Size: Under 20 kWSouth of Lugo2025September Monthly Peak | Portfolio Adjusted | 1-in-2 | Size: Under 20 kW | South of Lugo | 2025 | September Monthly Peak | 9 | 0.83431 | 0.82518 | 0.80516 | 0.79515 | 0.79822 | 0.82748 | 0.87081 | 0.95348 | 1.261 | 1.6846 | 1.9901 | 2.1792 | 2.2895 | 2.3201 | 2.3419 | 2.3071 | 2.1643 | 1.8189 | 1.5065 | 1.4819 | 1.315 | 1.135 | 0.96159 | 0.88625 | 0 | 0 | 0 | 0 | 0 | 0 | 0 | 0 | 0 | 0 | 0 | 0 | 0 | 0 | 0.0040539 | 0.011616 | 0.013914 | 0.013108 | 0 | 0 | 0 | 0 | 0 | 0 | 69.774 | 69.1222 | 68.6072 | 68.249 | 67.7095 | 67.3876 | 67.1181 | 66.989 | 68.9564 | 72.9719 | 77.0855 | 81.77 | 84.8406 | 86.1681 | 87.1618 | 88.0325 | 88.2663 | 87.1323 | 86.5089 | 84.567 | 80.7155 | 77.4229 | 75.6122 | 74.6263 | 0.0061182 | 0.0074988 | 0.0036475 | 0.0046738 | 0.0052103 | 0.0099503 | 0.0078371 | 0.004742 | 0.0051882 | 0.0067299 | 0.0081749 | 0.0090662 | 0.0091174 | 0.0091402 | 0.0087647 | 0.0084719 | 0.0077692 | 0.0066335 | 0.0055434 | 0.0061358 | 0.0061626 | 0.0050604 | 0.0052842 | 0.0054624
Portfolio Adjusted1-in-2Size: Under 20 kWSouth of Lugo2025October Monthly Peak | Portfolio Adjusted | 1-in-2 | Size: Under 20 kW | South of Lugo | 2025 | October Monthly Peak | 10 | 0.78296 | 0.76723 | 0.74888 | 0.74462 | 0.74365 | 0.75908 | 0.83632 | 0.84626 | 1.0265 | 1.3609 | 1.621 | 1.7531 | 1.8369 | 1.8783 | 1.9235 | 1.9057 | 1.7979 | 1.4939 | 1.375 | 1.3323 | 1.2028 | 1.0408 | 0.88446 | 0.8199 | 0 | 0 | 0 | 0 | 0 | 0 | 0 | 0 | 0 | 0 | 0 | 0 | 0 | 0 | 0.0033297 | 0.0095947 | 0.011559 | 0.010766 | 0 | 0 | 0 | 0 | 0 | 0 | 64.133 | 63.6707 | 63.3665 | 62.4288 | 61.9029 | 61.2564 | 60.7566 | 60.6325 | 61.4581 | 64.5597 | 68.5961 | 74.1497 | 80.2467 | 82.8599 | 81.5949 | 81.2487 | 81.5989 | 80.3047 | 77.5662 | 73.8851 | 71.7585 | 70.1749 | 68.4592 | 66.7951 | 0.0057416 | 0.0069723 | 0.0033925 | 0.0043767 | 0.0048541 | 0.0091277 | 0.0075267 | 0.0042088 | 0.0042231 | 0.0054367 | 0.0066586 | 0.0072932 | 0.0073151 | 0.0073997 | 0.0071989 | 0.0069977 | 0.006454 | 0.0054481 | 0.0050593 | 0.0055164 | 0.005637 | 0.0046401 | 0.0048604 | 0.0050535
Portfolio Adjusted1-in-2Size: Under 20 kWSouth of Lugo2025November Monthly Peak | Portfolio Adjusted | 1-in-2 | Size: Under 20 kW | South of Lugo | 2025 | November Monthly Peak | 11 | 0.76638 | 0.75516 | 0.75723 | 0.75228 | 0.74581 | 0.77678 | 0.79042 | 0.81966 | 0.99353 | 1.2166 | 1.4077 | 1.4921 | 1.5152 | 1.5349 | 1.5311 | 1.5064 | 1.4436 | 1.4483 | 1.2977 | 1.1785 | 1.0758 | 0.93822 | 0.85194 | 0.79361 | 0 | 0 | 0 | 0 | 0 | 0 | 0 | 0 | 0 | 0 | 0 | 0 | 0 | 0 | 0.0026504 | 0.0075844 | 0.0092808 | 0.010437 | 0 | 0 | 0 | 0 | 0 | 0 | 59.1853 | 58.1783 | 57.388 | 56.5636 | 55.385 | 54.657 | 54.1972 | 54.5136 | 56.669 | 59.8488 | 64.468 | 68.6307 | 71.6732 | 73.4118 | 74.6117 | 74.0496 | 71.9533 | 69.3014 | 66.8369 | 65.7941 | 64.6394 | 64.4684 | 63.8974 | 64.7484 | 0.0056201 | 0.0068626 | 0.0034304 | 0.0044217 | 0.0048682 | 0.0093406 | 0.0071136 | 0.0040765 | 0.0040876 | 0.0048602 | 0.0057825 | 0.0062076 | 0.0060342 | 0.0060469 | 0.0057302 | 0.0055315 | 0.0051821 | 0.0052818 | 0.0047752 | 0.0048797 | 0.0050417 | 0.004183 | 0.0046817 | 0.0048914
Portfolio Adjusted1-in-2Size: Under 20 kWSouth of Lugo2025December Monthly Peak | Portfolio Adjusted | 1-in-2 | Size: Under 20 kW | South of Lugo | 2025 | December Monthly Peak | 12 | 0.77465 | 0.77247 | 0.77245 | 0.7606 | 0.76119 | 0.80817 | 0.91884 | 0.93654 | 1.104 | 1.3171 | 1.4639 | 1.4754 | 1.4545 | 1.4205 | 1.3917 | 1.3521 | 1.3499 | 1.3881 | 1.286 | 1.178 | 1.0761 | 0.95126 | 0.8537 | 0.80506 | 0 | 0 | 0 | 0 | 0 | 0 | 0 | 0 | 0 | 0 | 0 | 0 | 0 | 0 | 0.0024091 | 0.0068075 | 0.0086784 | 0.010003 | 0 | 0 | 0 | 0 | 0 | 0 | 52.4621 | 51.1897 | 50.1971 | 49.4441 | 48.9707 | 47.9448 | 48.1633 | 48.2989 | 48.8219 | 52.4742 | 57.0138 | 60.0027 | 61.7426 | 62.8294 | 63.2109 | 63.62 | 62.762 | 60.6628 | 58.5823 | 57.0281 | 55.2209 | 53.2585 | 51.4105 | 49.9463 | 0.0056807 | 0.0070198 | 0.0034993 | 0.0044707 | 0.0049686 | 0.0097181 | 0.0082693 | 0.0046578 | 0.0045423 | 0.0052615 | 0.0060134 | 0.0061382 | 0.0057924 | 0.0055963 | 0.0052086 | 0.0049649 | 0.0048457 | 0.0050623 | 0.004732 | 0.0048773 | 0.005043 | 0.0042411 | 0.0046914 | 0.004962
Portfolio Adjusted1-in-2Size: Under 20 kWSouth of Lugo2025Typical Event Day | Portfolio Adjusted | 1-in-2 | Size: Under 20 kW | South of Lugo | 2025 | Typical Event Day | 8 | 0.85422 | 0.82699 | 0.81044 | 0.80019 | 0.7988 | 0.81775 | 0.81106 | 0.93649 | 1.2136 | 1.5742 | 1.8754 | 2.0866 | 2.1851 | 2.2456 | 2.2749 | 2.2601 | 2.1492 | 1.8302 | 1.5317 | 1.3866 | 1.3302 | 1.1509 | 0.98642 | 0.90795 | 0 | 0 | 0 | 0 | 0 | 0 | 0 | 0 | 0 | 0 | 0 | 0 | 0 | 0 | 0.0039379 | 0.011379 | 0.013817 | 0.013189 | 0 | 0 | 0 | 0 | 0 | 0 | 67.9984 | 67.3379 | 66.8982 | 66.7263 | 66.4293 | 65.8673 | 65.6086 | 65.9255 | 68.0013 | 71.67 | 75.4979 | 79.4491 | 81.0044 | 81.3671 | 82.2289 | 82.7266 | 83.6088 | 83.8883 | 83.7608 | 80.5337 | 76.3931 | 73.0263 | 71.4 | 70.3626 | 0.0062643 | 0.0075153 | 0.0036714 | 0.0047033 | 0.0052141 | 0.0098332 | 0.0072994 | 0.0046575 | 0.0049931 | 0.0062888 | 0.0077035 | 0.0086807 | 0.0087018 | 0.0088466 | 0.0085139 | 0.0082992 | 0.0077152 | 0.0066745 | 0.0056361 | 0.0057414 | 0.006234 | 0.0051313 | 0.0054207 | 0.0055962
Portfolio Adjusted1-in-2Size: Under 20 kWSouth of Lugo2026January Monthly Peak | Portfolio Adjusted | 1-in-2 | Size: Under 20 kW | South of Lugo | 2026 | January Monthly Peak | 1 | 0.7621 | 0.76791 | 0.75303 | 0.7609 | 0.7617 | 0.81057 | 0.95021 | 0.97041 | 1.1647 | 1.427 | 1.537 | 1.5138 | 1.441 | 1.3457 | 1.3022 | 1.263 | 1.2292 | 1.3122 | 1.3016 | 1.1883 | 1.0951 | 0.96239 | 0.85694 | 0.78904 | 0 | 0 | 0 | 0 | 0 | 0 | 0 | 0 | 0 | 0 | 0 | 0 | 0 | 0 | 0.0022543 | 0.0063593 | 0.0079023 | 0.0094558 | 0 | 0 | 0 | 0 | 0 | 0 | 48.3507 | 47.3239 | 46.2863 | 45.9789 | 45.9393 | 46.2117 | 45.7972 | 45.7489 | 46.5718 | 48.7344 | 52.467 | 55.3699 | 56.9748 | 58.2678 | 58.5887 | 58.6988 | 58.602 | 56.9941 | 55.5723 | 54.1675 | 53.2917 | 52.0426 | 50.9959 | 49.6477 | 0.0055887 | 0.0069785 | 0.0034113 | 0.0044724 | 0.0049719 | 0.0097469 | 0.0085516 | 0.0048262 | 0.0047918 | 0.0057007 | 0.0063134 | 0.006298 | 0.0057385 | 0.0053016 | 0.0048738 | 0.004638 | 0.0044124 | 0.0047853 | 0.0047893 | 0.00492 | 0.0051319 | 0.0042907 | 0.0047092 | 0.0048633
Portfolio Adjusted1-in-2Size: Under 20 kWSouth of Lugo2026February Monthly Peak | Portfolio Adjusted | 1-in-2 | Size: Under 20 kW | South of Lugo | 2026 | February Monthly Peak | 2 | 0.75567 | 0.76119 | 0.7487 | 0.75204 | 0.74644 | 0.79163 | 0.87044 | 0.88685 | 1.0534 | 1.3125 | 1.4478 | 1.4564 | 1.428 | 1.39 | 1.3634 | 1.3343 | 1.2633 | 1.2228 | 1.299 | 1.1931 | 1.1067 | 0.97005 | 0.86273 | 0.78758 | 0 | 0 | 0 | 0 | 0 | 0 | 0 | 0 | 0 | 0 | 0 | 0 | 0 | 0 | 0.0023601 | 0.0067178 | 0.0081221 | 0.0088116 | 0 | 0 | 0 | 0 | 0 | 0 | 51.7242 | 51.3959 | 51.0903 | 50.7883 | 50.4671 | 49.9949 | 49.7271 | 49.6115 | 50.3487 | 52.5811 | 54.3895 | 56.0326 | 56.588 | 56.6831 | 56.6013 | 55.5712 | 55.5427 | 55.2588 | 53.9097 | 52.9294 | 52.1554 | 51.8831 | 50.5323 | 49.2458 | 0.0055415 | 0.0069173 | 0.0033917 | 0.0044203 | 0.0048723 | 0.0095191 | 0.0078337 | 0.0044107 | 0.004334 | 0.0052435 | 0.0059473 | 0.0060591 | 0.0056868 | 0.005476 | 0.0051026 | 0.0048995 | 0.0045351 | 0.0044593 | 0.0047798 | 0.0049402 | 0.0051865 | 0.0043249 | 0.004741 | 0.0048543
Portfolio Adjusted1-in-2Size: Under 20 kWSouth of Lugo2026March Monthly Peak | Portfolio Adjusted | 1-in-2 | Size: Under 20 kW | South of Lugo | 2026 | March Monthly Peak | 3 | 0.7662 | 0.76161 | 0.75569 | 0.75122 | 0.74396 | 0.79156 | 0.88864 | 0.92006 | 1.0682 | 1.2864 | 1.4424 | 1.4705 | 1.4518 | 1.4128 | 1.4098 | 1.4025 | 1.3504 | 1.219 | 1.1759 | 1.2059 | 1.1294 | 1.0034 | 0.87451 | 0.80564 | 0 | 0 | 0 | 0 | 0 | 0 | 0 | 0 | 0 | 0 | 0 | 0 | 0 | 0 | 0.0024405 | 0.0070616 | 0.0086819 | 0.0087842 | 0 | 0 | 0 | 0 | 0 | 0 | 51.8183 | 50.6739 | 49.4574 | 48.896 | 48.613 | 48.1836 | 48.042 | 48.3979 | 50.7407 | 53.0203 | 55.1947 | 57.0609 | 58.0643 | 59.0242 | 59.0618 | 59.4727 | 59.1147 | 58.0074 | 56.4407 | 54.8605 | 54.2455 | 53.3717 | 52.4264 | 51.3608 | 0.0056188 | 0.0069212 | 0.0034234 | 0.0044155 | 0.0048561 | 0.0095183 | 0.0079975 | 0.0045758 | 0.0043949 | 0.0051392 | 0.0059251 | 0.0061177 | 0.0057817 | 0.0055658 | 0.0052764 | 0.0051502 | 0.0048477 | 0.0044454 | 0.0043269 | 0.004993 | 0.0052926 | 0.0044737 | 0.0048057 | 0.0049656
Portfolio Adjusted1-in-2Size: Under 20 kWSouth of Lugo2026April Monthly Peak | Portfolio Adjusted | 1-in-2 | Size: Under 20 kW | South of Lugo | 2026 | April Monthly Peak | 4 | 0.79106 | 0.77393 | 0.75289 | 0.74279 | 0.73579 | 0.76542 | 0.74823 | 0.80978 | 0.9734 | 1.2173 | 1.4343 | 1.5256 | 1.583 | 1.6227 | 1.653 | 1.6364 | 1.575 | 1.3779 | 1.2053 | 1.2037 | 1.1993 | 1.065 | 0.91417 | 0.83473 | 0 | 0 | 0 | 0 | 0 | 0 | 0 | 0 | 0 | 0 | 0 | 0 | 0 | 0 | 0.0028614 | 0.0082388 | 0.010126 | 0.0099296 | 0 | 0 | 0 | 0 | 0 | 0 | 61.8579 | 61.4208 | 60.6725 | 59.6546 | 58.9037 | 58.1061 | 57.6403 | 57.83 | 59.5638 | 62.7813 | 65.7992 | 68.8373 | 71.1168 | 72.7339 | 73.3379 | 73.5581 | 73.7888 | 72.9791 | 72.2043 | 70.399 | 67.1355 | 65.8749 | 64.3671 | 61.7596 | 0.0058011 | 0.0070331 | 0.0034107 | 0.0043659 | 0.0048028 | 0.009204 | 0.0067339 | 0.0040274 | 0.0040048 | 0.0048629 | 0.0058917 | 0.0063468 | 0.0063039 | 0.0063926 | 0.0061865 | 0.0060088 | 0.005654 | 0.005025 | 0.0044349 | 0.0049841 | 0.0056204 | 0.0047484 | 0.0050237 | 0.0051449
Portfolio Adjusted1-in-2Size: Under 20 kWSouth of Lugo2026May Monthly Peak | Portfolio Adjusted | 1-in-2 | Size: Under 20 kW | South of Lugo | 2026 | May Monthly Peak | 5 | 0.79741 | 0.77774 | 0.75421 | 0.74053 | 0.73919 | 0.76401 | 0.70324 | 0.79762 | 0.96876 | 1.1919 | 1.4069 | 1.4905 | 1.5325 | 1.5605 | 1.5886 | 1.58 | 1.5036 | 1.3285 | 1.1821 | 1.1248 | 1.1912 | 1.0494 | 0.91345 | 0.84326 | 0 | 0 | 0 | 0 | 0 | 0 | 0 | 0 | 0 | 0 | 0 | 0 | 0 | 0 | 0.0027499 | 0.0079551 | 0.009667 | 0.0095736 | 0 | 0 | 0 | 0 | 0 | 0 | 59.61 | 59.6491 | 59.6566 | 59.1503 | 58.6766 | 58.6891 | 58.9349 | 59.4759 | 60.1795 | 61.6619 | 64.3139 | 67.1398 | 69.3087 | 69.9892 | 69.8238 | 70.8275 | 70.8821 | 69.8516 | 67.9269 | 65.3892 | 62.8751 | 60.8886 | 60.3977 | 60.1079 | 0.0058476 | 0.0070677 | 0.0034167 | 0.0043527 | 0.004825 | 0.009187 | 0.006329 | 0.0039669 | 0.0039857 | 0.0047614 | 0.0057793 | 0.0062007 | 0.0061027 | 0.0061479 | 0.0059454 | 0.0058019 | 0.0053978 | 0.0048449 | 0.0043496 | 0.0046572 | 0.0055827 | 0.0046788 | 0.0050197 | 0.0051975
Portfolio Adjusted1-in-2Size: Under 20 kWSouth of Lugo2026June Monthly Peak | Portfolio Adjusted | 1-in-2 | Size: Under 20 kW | South of Lugo | 2026 | June Monthly Peak | 6 | 0.81839 | 0.79514 | 0.78246 | 0.77197 | 0.7742 | 0.7838 | 0.72271 | 0.84116 | 1.05 | 1.3251 | 1.6096 | 1.7534 | 1.8217 | 1.8835 | 1.9079 | 1.8881 | 1.7799 | 1.5251 | 1.321 | 1.189 | 1.2024 | 1.0853 | 0.9455 | 0.86181 | 0 | 0 | 0 | 0 | 0 | 0 | 0 | 0 | 0 | 0 | 0 | 0 | 0 | 0 | 0.0033027 | 0.0095065 | 0.011443 | 0.01099 | 0 | 0 | 0 | 0 | 0 | 0 | 63.1461 | 63.0254 | 62.5153 | 61.9885 | 61.8191 | 61.4042 | 61.0282 | 61.5235 | 63.3623 | 67.3033 | 71.6048 | 75.0459 | 75.0875 | 74.8515 | 76.0767 | 76.576 | 77.8999 | 78.3313 | 78.4103 | 74.6194 | 70.4933 | 67.0793 | 65.7154 | 64.5527 | 0.0060015 | 0.0072259 | 0.0035446 | 0.0045375 | 0.0050535 | 0.0094251 | 0.0065042 | 0.0041834 | 0.0043197 | 0.0052938 | 0.0066117 | 0.0072947 | 0.0072548 | 0.0074201 | 0.0071406 | 0.0069334 | 0.0063894 | 0.0055619 | 0.0048608 | 0.0049233 | 0.0056348 | 0.0048387 | 0.0051959 | 0.0053118
Portfolio Adjusted1-in-2Size: Under 20 kWSouth of Lugo2026July Monthly Peak | Portfolio Adjusted | 1-in-2 | Size: Under 20 kW | South of Lugo | 2026 | July Monthly Peak | 7 | 0.84952 | 0.82454 | 0.80451 | 0.80128 | 0.80009 | 0.82378 | 0.78848 | 0.93566 | 1.2074 | 1.5392 | 1.8424 | 2.0222 | 2.1283 | 2.1866 | 2.2125 | 2.1662 | 2.0489 | 1.7552 | 1.4915 | 1.3143 | 1.2816 | 1.1455 | 0.99233 | 0.90912 | 0 | 0 | 0 | 0 | 0 | 0 | 0 | 0 | 0 | 0 | 0 | 0 | 0 | 0 | 0.00383 | 0.010906 | 0.013172 | 0.012648 | 0 | 0 | 0 | 0 | 0 | 0 | 69.4699 | 68.7821 | 68.4861 | 68.3405 | 67.9448 | 67.1855 | 67.1144 | 67.9866 | 70.5308 | 73.1358 | 75.4929 | 78.7996 | 80.172 | 80.3408 | 81.217 | 81.6722 | 82.1801 | 82.5963 | 83.3151 | 81.5346 | 78.2327 | 74.0365 | 72.034 | 71.2243 | 0.0062298 | 0.007493 | 0.0036445 | 0.0047098 | 0.0052225 | 0.0099057 | 0.0070961 | 0.0046534 | 0.0049677 | 0.0061488 | 0.0075679 | 0.0084129 | 0.0084757 | 0.0086141 | 0.0082806 | 0.0079544 | 0.0073549 | 0.006401 | 0.0054883 | 0.0054419 | 0.006006 | 0.0051072 | 0.0054532 | 0.0056034
Portfolio Adjusted1-in-2Size: Under 20 kWSouth of Lugo2026August Monthly Peak | Portfolio Adjusted | 1-in-2 | Size: Under 20 kW | South of Lugo | 2026 | August Monthly Peak | 8 | 0.8639 | 0.83607 | 0.81884 | 0.80889 | 0.80652 | 0.82706 | 0.82355 | 0.95725 | 1.2575 | 1.6397 | 1.9537 | 2.1801 | 2.2799 | 2.3364 | 2.3614 | 2.3451 | 2.2261 | 1.8871 | 1.5758 | 1.4233 | 1.3556 | 1.1704 | 1.0011 | 0.91977 | 0 | 0 | 0 | 0 | 0 | 0 | 0 | 0 | 0 | 0 | 0 | 0 | 0 | 0 | 0.0040877 | 0.011808 | 0.014312 | 0.013599 | 0 | 0 | 0 | 0 | 0 | 0 | 69.6038 | 68.4218 | 67.984 | 68.327 | 68.2438 | 67.4919 | 67.1736 | 67.203 | 69.1555 | 73.2688 | 77.8086 | 82.181 | 83.9175 | 84.108 | 84.4599 | 84.6256 | 86.0887 | 87.4932 | 86.8089 | 81.4137 | 76.1308 | 73.5662 | 72.2383 | 71.047 | 0.0063352 | 0.0075978 | 0.0037094 | 0.0047545 | 0.0052645 | 0.0099452 | 0.0074117 | 0.0047608 | 0.0051736 | 0.0065506 | 0.0080252 | 0.0090696 | 0.0090792 | 0.0092044 | 0.0088377 | 0.0086115 | 0.0079911 | 0.0068821 | 0.0057982 | 0.005893 | 0.0063528 | 0.0052181 | 0.0055012 | 0.0056691
Portfolio Adjusted1-in-2Size: Under 20 kWSouth of Lugo2026September Monthly Peak | Portfolio Adjusted | 1-in-2 | Size: Under 20 kW | South of Lugo | 2026 | September Monthly Peak | 9 | 0.83431 | 0.82518 | 0.80516 | 0.79515 | 0.79822 | 0.82748 | 0.87081 | 0.95348 | 1.261 | 1.6846 | 1.9901 | 2.1792 | 2.2895 | 2.3201 | 2.3419 | 2.3071 | 2.1643 | 1.8189 | 1.5065 | 1.4819 | 1.315 | 1.135 | 0.96159 | 0.88625 | 0 | 0 | 0 | 0 | 0 | 0 | 0 | 0 | 0 | 0 | 0 | 0 | 0 | 0 | 0.0040539 | 0.011616 | 0.013914 | 0.013108 | 0 | 0 | 0 | 0 | 0 | 0 | 69.774 | 69.1222 | 68.6072 | 68.249 | 67.7095 | 67.3876 | 67.1181 | 66.989 | 68.9564 | 72.9719 | 77.0855 | 81.77 | 84.8406 | 86.1681 | 87.1618 | 88.0325 | 88.2663 | 87.1323 | 86.5089 | 84.567 | 80.7155 | 77.4229 | 75.6122 | 74.6263 | 0.0061182 | 0.0074988 | 0.0036475 | 0.0046738 | 0.0052103 | 0.0099503 | 0.0078371 | 0.004742 | 0.0051882 | 0.0067299 | 0.0081749 | 0.0090662 | 0.0091174 | 0.0091402 | 0.0087647 | 0.0084719 | 0.0077692 | 0.0066335 | 0.0055434 | 0.0061358 | 0.0061626 | 0.0050604 | 0.0052842 | 0.0054624
Portfolio Adjusted1-in-2Size: Under 20 kWSouth of Lugo2026October Monthly Peak | Portfolio Adjusted | 1-in-2 | Size: Under 20 kW | South of Lugo | 2026 | October Monthly Peak | 10 | 0.78296 | 0.76723 | 0.74888 | 0.74462 | 0.74365 | 0.75908 | 0.83632 | 0.84626 | 1.0265 | 1.3609 | 1.621 | 1.7531 | 1.8369 | 1.8783 | 1.9235 | 1.9057 | 1.7979 | 1.4939 | 1.375 | 1.3323 | 1.2028 | 1.0408 | 0.88446 | 0.8199 | 0 | 0 | 0 | 0 | 0 | 0 | 0 | 0 | 0 | 0 | 0 | 0 | 0 | 0 | 0.0033297 | 0.0095947 | 0.011559 | 0.010766 | 0 | 0 | 0 | 0 | 0 | 0 | 64.133 | 63.6707 | 63.3665 | 62.4288 | 61.9029 | 61.2564 | 60.7566 | 60.6325 | 61.4581 | 64.5597 | 68.5961 | 74.1497 | 80.2467 | 82.8599 | 81.5949 | 81.2487 | 81.5989 | 80.3047 | 77.5662 | 73.8851 | 71.7585 | 70.1749 | 68.4592 | 66.7951 | 0.0057416 | 0.0069723 | 0.0033925 | 0.0043767 | 0.0048541 | 0.0091277 | 0.0075267 | 0.0042088 | 0.0042231 | 0.0054367 | 0.0066586 | 0.0072932 | 0.0073151 | 0.0073997 | 0.0071989 | 0.0069977 | 0.006454 | 0.0054481 | 0.0050593 | 0.0055164 | 0.005637 | 0.0046401 | 0.0048604 | 0.0050535
Portfolio Adjusted1-in-2Size: Under 20 kWSouth of Lugo2026November Monthly Peak | Portfolio Adjusted | 1-in-2 | Size: Under 20 kW | South of Lugo | 2026 | November Monthly Peak | 11 | 0.76638 | 0.75516 | 0.75723 | 0.75228 | 0.74581 | 0.77678 | 0.79042 | 0.81966 | 0.99353 | 1.2166 | 1.4077 | 1.4921 | 1.5152 | 1.5349 | 1.5311 | 1.5064 | 1.4436 | 1.4483 | 1.2977 | 1.1785 | 1.0758 | 0.93822 | 0.85194 | 0.79361 | 0 | 0 | 0 | 0 | 0 | 0 | 0 | 0 | 0 | 0 | 0 | 0 | 0 | 0 | 0.0026504 | 0.0075844 | 0.0092808 | 0.010437 | 0 | 0 | 0 | 0 | 0 | 0 | 59.1853 | 58.1783 | 57.388 | 56.5636 | 55.385 | 54.657 | 54.1972 | 54.5136 | 56.669 | 59.8488 | 64.468 | 68.6307 | 71.6732 | 73.4118 | 74.6117 | 74.0496 | 71.9533 | 69.3014 | 66.8369 | 65.7941 | 64.6394 | 64.4684 | 63.8974 | 64.7484 | 0.0056201 | 0.0068626 | 0.0034304 | 0.0044217 | 0.0048682 | 0.0093406 | 0.0071136 | 0.0040765 | 0.0040876 | 0.0048602 | 0.0057825 | 0.0062076 | 0.0060342 | 0.0060469 | 0.0057302 | 0.0055315 | 0.0051821 | 0.0052818 | 0.0047752 | 0.0048797 | 0.0050417 | 0.004183 | 0.0046817 | 0.0048914
Portfolio Adjusted1-in-2Size: Under 20 kWSouth of Lugo2026December Monthly Peak | Portfolio Adjusted | 1-in-2 | Size: Under 20 kW | South of Lugo | 2026 | December Monthly Peak | 12 | 0.77465 | 0.77247 | 0.77245 | 0.7606 | 0.76119 | 0.80817 | 0.91884 | 0.93654 | 1.104 | 1.3171 | 1.4639 | 1.4754 | 1.4545 | 1.4205 | 1.3917 | 1.3521 | 1.3499 | 1.3881 | 1.286 | 1.178 | 1.0761 | 0.95126 | 0.8537 | 0.80506 | 0 | 0 | 0 | 0 | 0 | 0 | 0 | 0 | 0 | 0 | 0 | 0 | 0 | 0 | 0.0024091 | 0.0068075 | 0.0086784 | 0.010003 | 0 | 0 | 0 | 0 | 0 | 0 | 52.4621 | 51.1897 | 50.1971 | 49.4441 | 48.9707 | 47.9448 | 48.1633 | 48.2989 | 48.8219 | 52.4742 | 57.0138 | 60.0027 | 61.7426 | 62.8294 | 63.2109 | 63.62 | 62.762 | 60.6628 | 58.5823 | 57.0281 | 55.2209 | 53.2585 | 51.4105 | 49.9463 | 0.0056807 | 0.0070198 | 0.0034993 | 0.0044707 | 0.0049686 | 0.0097181 | 0.0082693 | 0.0046578 | 0.0045423 | 0.0052615 | 0.0060134 | 0.0061382 | 0.0057924 | 0.0055963 | 0.0052086 | 0.0049649 | 0.0048457 | 0.0050623 | 0.004732 | 0.0048773 | 0.005043 | 0.0042411 | 0.0046914 | 0.004962
Portfolio Adjusted1-in-2Size: Under 20 kWSouth of Lugo2026Typical Event Day | Portfolio Adjusted | 1-in-2 | Size: Under 20 kW | South of Lugo | 2026 | Typical Event Day | 8 | 0.85422 | 0.82699 | 0.81044 | 0.80019 | 0.7988 | 0.81775 | 0.81106 | 0.93649 | 1.2136 | 1.5742 | 1.8754 | 2.0866 | 2.1851 | 2.2456 | 2.2749 | 2.2601 | 2.1492 | 1.8302 | 1.5317 | 1.3866 | 1.3302 | 1.1509 | 0.98642 | 0.90795 | 0 | 0 | 0 | 0 | 0 | 0 | 0 | 0 | 0 | 0 | 0 | 0 | 0 | 0 | 0.0039379 | 0.011379 | 0.013817 | 0.013189 | 0 | 0 | 0 | 0 | 0 | 0 | 67.9984 | 67.3379 | 66.8982 | 66.7263 | 66.4293 | 65.8673 | 65.6086 | 65.9255 | 68.0013 | 71.67 | 75.4979 | 79.4491 | 81.0044 | 81.3671 | 82.2289 | 82.7266 | 83.6088 | 83.8883 | 83.7608 | 80.5337 | 76.3931 | 73.0263 | 71.4 | 70.3626 | 0.0062643 | 0.0075153 | 0.0036714 | 0.0047033 | 0.0052141 | 0.0098332 | 0.0072994 | 0.0046575 | 0.0049931 | 0.0062888 | 0.0077035 | 0.0086807 | 0.0087018 | 0.0088466 | 0.0085139 | 0.0082992 | 0.0077152 | 0.0066745 | 0.0056361 | 0.0057414 | 0.006234 | 0.0051313 | 0.0054207 | 0.0055962
Portfolio Adjusted1-in-10Size: Under 20 kWOther2015January Monthly Peak | Portfolio Adjusted | 1-in-10 | Size: Under 20 kW | Other | 2015 | January Monthly Peak | 1
Portfolio Adjusted1-in-10Size: Under 20 kWOther2015February Monthly Peak | Portfolio Adjusted | 1-in-10 | Size: Under 20 kW | Other | 2015 | February Monthly Peak | 2
Portfolio Adjusted1-in-10Size: Under 20 kWOther2015March Monthly Peak | Portfolio Adjusted | 1-in-10 | Size: Under 20 kW | Other | 2015 | March Monthly Peak | 3
Portfolio Adjusted1-in-10Size: Under 20 kWOther2015April Monthly Peak | Portfolio Adjusted | 1-in-10 | Size: Under 20 kW | Other | 2015 | April Monthly Peak | 4
Portfolio Adjusted1-in-10Size: Under 20 kWOther2015May Monthly Peak | Portfolio Adjusted | 1-in-10 | Size: Under 20 kW | Other | 2015 | May Monthly Peak | 5
Portfolio Adjusted1-in-10Size: Under 20 kWOther2015June Monthly Peak | Portfolio Adjusted | 1-in-10 | Size: Under 20 kW | Other | 2015 | June Monthly Peak | 6
Portfolio Adjusted1-in-10Size: Under 20 kWOther2015July Monthly Peak | Portfolio Adjusted | 1-in-10 | Size: Under 20 kW | Other | 2015 | July Monthly Peak | 7
Portfolio Adjusted1-in-10Size: Under 20 kWOther2015August Monthly Peak | Portfolio Adjusted | 1-in-10 | Size: Under 20 kW | Other | 2015 | August Monthly Peak | 8
Portfolio Adjusted1-in-10Size: Under 20 kWOther2015September Monthly Peak | Portfolio Adjusted | 1-in-10 | Size: Under 20 kW | Other | 2015 | September Monthly Peak | 9
Portfolio Adjusted1-in-10Size: Under 20 kWOther2015October Monthly Peak | Portfolio Adjusted | 1-in-10 | Size: Under 20 kW | Other | 2015 | October Monthly Peak | 10
Portfolio Adjusted1-in-10Size: Under 20 kWOther2015November Monthly Peak | Portfolio Adjusted | 1-in-10 | Size: Under 20 kW | Other | 2015 | November Monthly Peak | 11
Portfolio Adjusted1-in-10Size: Under 20 kWOther2015December Monthly Peak | Portfolio Adjusted | 1-in-10 | Size: Under 20 kW | Other | 2015 | December Monthly Peak | 12
Portfolio Adjusted1-in-10Size: Under 20 kWOther2015Typical Event Day | Portfolio Adjusted | 1-in-10 | Size: Under 20 kW | Other | 2015 | Typical Event Day | 8
Portfolio Adjusted1-in-10Size: Under 20 kWOther2016January Monthly Peak | Portfolio Adjusted | 1-in-10 | Size: Under 20 kW | Other | 2016 | January Monthly Peak | 1
Portfolio Adjusted1-in-10Size: Under 20 kWOther2016February Monthly Peak | Portfolio Adjusted | 1-in-10 | Size: Under 20 kW | Other | 2016 | February Monthly Peak | 2
Portfolio Adjusted1-in-10Size: Under 20 kWOther2016March Monthly Peak | Portfolio Adjusted | 1-in-10 | Size: Under 20 kW | Other | 2016 | March Monthly Peak | 3
Portfolio Adjusted1-in-10Size: Under 20 kWOther2016April Monthly Peak | Portfolio Adjusted | 1-in-10 | Size: Under 20 kW | Other | 2016 | April Monthly Peak | 4
Portfolio Adjusted1-in-10Size: Under 20 kWOther2016May Monthly Peak | Portfolio Adjusted | 1-in-10 | Size: Under 20 kW | Other | 2016 | May Monthly Peak | 5
Portfolio Adjusted1-in-10Size: Under 20 kWOther2016June Monthly Peak | Portfolio Adjusted | 1-in-10 | Size: Under 20 kW | Other | 2016 | June Monthly Peak | 6
Portfolio Adjusted1-in-10Size: Under 20 kWOther2016July Monthly Peak | Portfolio Adjusted | 1-in-10 | Size: Under 20 kW | Other | 2016 | July Monthly Peak | 7
Portfolio Adjusted1-in-10Size: Under 20 kWOther2016August Monthly Peak | Portfolio Adjusted | 1-in-10 | Size: Under 20 kW | Other | 2016 | August Monthly Peak | 8
Portfolio Adjusted1-in-10Size: Under 20 kWOther2016September Monthly Peak | Portfolio Adjusted | 1-in-10 | Size: Under 20 kW | Other | 2016 | September Monthly Peak | 9
Portfolio Adjusted1-in-10Size: Under 20 kWOther2016October Monthly Peak | Portfolio Adjusted | 1-in-10 | Size: Under 20 kW | Other | 2016 | October Monthly Peak | 10
Portfolio Adjusted1-in-10Size: Under 20 kWOther2016November Monthly Peak | Portfolio Adjusted | 1-in-10 | Size: Under 20 kW | Other | 2016 | November Monthly Peak | 11
Portfolio Adjusted1-in-10Size: Under 20 kWOther2016December Monthly Peak | Portfolio Adjusted | 1-in-10 | Size: Under 20 kW | Other | 2016 | December Monthly Peak | 12
Portfolio Adjusted1-in-10Size: Under 20 kWOther2016Typical Event Day | Portfolio Adjusted | 1-in-10 | Size: Under 20 kW | Other | 2016 | Typical Event Day | 8
Portfolio Adjusted1-in-10Size: Under 20 kWOther2017January Monthly Peak | Portfolio Adjusted | 1-in-10 | Size: Under 20 kW | Other | 2017 | January Monthly Peak | 1
Portfolio Adjusted1-in-10Size: Under 20 kWOther2017February Monthly Peak | Portfolio Adjusted | 1-in-10 | Size: Under 20 kW | Other | 2017 | February Monthly Peak | 2
Portfolio Adjusted1-in-10Size: Under 20 kWOther2017March Monthly Peak | Portfolio Adjusted | 1-in-10 | Size: Under 20 kW | Other | 2017 | March Monthly Peak | 3
Portfolio Adjusted1-in-10Size: Under 20 kWOther2017April Monthly Peak | Portfolio Adjusted | 1-in-10 | Size: Under 20 kW | Other | 2017 | April Monthly Peak | 4
Portfolio Adjusted1-in-10Size: Under 20 kWOther2017May Monthly Peak | Portfolio Adjusted | 1-in-10 | Size: Under 20 kW | Other | 2017 | May Monthly Peak | 5
Portfolio Adjusted1-in-10Size: Under 20 kWOther2017June Monthly Peak | Portfolio Adjusted | 1-in-10 | Size: Under 20 kW | Other | 2017 | June Monthly Peak | 6
Portfolio Adjusted1-in-10Size: Under 20 kWOther2017July Monthly Peak | Portfolio Adjusted | 1-in-10 | Size: Under 20 kW | Other | 2017 | July Monthly Peak | 7
Portfolio Adjusted1-in-10Size: Under 20 kWOther2017August Monthly Peak | Portfolio Adjusted | 1-in-10 | Size: Under 20 kW | Other | 2017 | August Monthly Peak | 8
Portfolio Adjusted1-in-10Size: Under 20 kWOther2017September Monthly Peak | Portfolio Adjusted | 1-in-10 | Size: Under 20 kW | Other | 2017 | September Monthly Peak | 9
Portfolio Adjusted1-in-10Size: Under 20 kWOther2017October Monthly Peak | Portfolio Adjusted | 1-in-10 | Size: Under 20 kW | Other | 2017 | October Monthly Peak | 10
Portfolio Adjusted1-in-10Size: Under 20 kWOther2017November Monthly Peak | Portfolio Adjusted | 1-in-10 | Size: Under 20 kW | Other | 2017 | November Monthly Peak | 11
Portfolio Adjusted1-in-10Size: Under 20 kWOther2017December Monthly Peak | Portfolio Adjusted | 1-in-10 | Size: Under 20 kW | Other | 2017 | December Monthly Peak | 12
Portfolio Adjusted1-in-10Size: Under 20 kWOther2017Typical Event Day | Portfolio Adjusted | 1-in-10 | Size: Under 20 kW | Other | 2017 | Typical Event Day | 8
Portfolio Adjusted1-in-10Size: Under 20 kWOther2018January Monthly Peak | Portfolio Adjusted | 1-in-10 | Size: Under 20 kW | Other | 2018 | January Monthly Peak | 1
Portfolio Adjusted1-in-10Size: Under 20 kWOther2018February Monthly Peak | Portfolio Adjusted | 1-in-10 | Size: Under 20 kW | Other | 2018 | February Monthly Peak | 2
Portfolio Adjusted1-in-10Size: Under 20 kWOther2018March Monthly Peak | Portfolio Adjusted | 1-in-10 | Size: Under 20 kW | Other | 2018 | March Monthly Peak | 3
Portfolio Adjusted1-in-10Size: Under 20 kWOther2018April Monthly Peak | Portfolio Adjusted | 1-in-10 | Size: Under 20 kW | Other | 2018 | April Monthly Peak | 4 | 0.8653 | 0.84011 | 0.82358 | 0.8187 | 0.82172 | 0.85446 | 0.8405 | 0.91173 | 1.1864 | 1.4255 | 1.6227 | 1.7403 | 1.7927 | 1.8425 | 1.8799 | 1.8508 | 1.7388 | 1.4953 | 1.2592 | 1.2438 | 1.2152 | 1.0843 | 0.98039 | 0.92642 | 0 | 0 | 0 | 0 | 0 | 0 | 0 | 0 | 0 | 0 | 0 | 0 | 0 | 0 | 0.0032541 | 0.0093185 | 0.011179 | 0.010776 | 0 | 0 | 0 | 0 | 0 | 0 | 66.79 | 65.3765 | 63.6852 | 62.5222 | 61.3576 | 60.257 | 59.6712 | 59.6501 | 63.0868 | 69.4048 | 75.7393 | 81.0269 | 84.156 | 86.2035 | 87.4509 | 88.1136 | 87.9386 | 87.2343 | 85.1552 | 82.0313 | 77.8869 | 74.1754 | 71.4174 | 69.7599 | 0.0063455 | 0.0076345 | 0.0037309 | 0.0048122 | 0.0053637 | 0.010275 | 0.0075643 | 0.0045344 | 0.0048813 | 0.0056945 | 0.0066656 | 0.00724 | 0.0071393 | 0.0072588 | 0.0070355 | 0.0067962 | 0.0062419 | 0.0054533 | 0.0046335 | 0.0051501 | 0.0056947 | 0.0048344 | 0.0053876 | 0.00571
Portfolio Adjusted1-in-10Size: Under 20 kWOther2018May Monthly Peak | Portfolio Adjusted | 1-in-10 | Size: Under 20 kW | Other | 2018 | May Monthly Peak | 5 | 0.8923 | 0.86675 | 0.84323 | 0.83667 | 0.84192 | 0.85916 | 0.81597 | 0.95952 | 1.2828 | 1.5683 | 1.7955 | 1.9369 | 1.978 | 2.016 | 2.0373 | 2.0104 | 1.8825 | 1.6096 | 1.3384 | 1.2619 | 1.2777 | 1.1398 | 1.0257 | 0.96191 | 0 | 0 | 0 | 0 | 0 | 0 | 0 | 0 | 0 | 0 | 0 | 0 | 0 | 0 | 0.0035266 | 0.010122 | 0.012103 | 0.011599 | 0 | 0 | 0 | 0 | 0 | 0 | 71.1473 | 69.47 | 68.1473 | 66.7708 | 65.4668 | 64.5352 | 63.9736 | 64.4003 | 67.8303 | 73.3743 | 79.3047 | 83.5284 | 86.9949 | 89.3255 | 90.7544 | 91.3277 | 91.0062 | 90.3341 | 88.6013 | 86.1144 | 82.3092 | 78.2136 | 75.2607 | 72.4327 | 0.0065435 | 0.0078767 | 0.0038199 | 0.0049177 | 0.0054955 | 0.010331 | 0.0073435 | 0.0047721 | 0.0052777 | 0.0062654 | 0.0073752 | 0.0080579 | 0.0078769 | 0.007942 | 0.0076246 | 0.0073823 | 0.0067578 | 0.00587 | 0.004925 | 0.005225 | 0.0059877 | 0.0050816 | 0.0056369 | 0.0059288
Portfolio Adjusted1-in-10Size: Under 20 kWOther2018June Monthly Peak | Portfolio Adjusted | 1-in-10 | Size: Under 20 kW | Other | 2018 | June Monthly Peak | 6 | 0.9217 | 0.89153 | 0.86671 | 0.85794 | 0.85968 | 0.86228 | 0.83032 | 1.0211 | 1.3936 | 1.7194 | 1.9788 | 2.133 | 2.1897 | 2.2328 | 2.2592 | 2.2306 | 2.1085 | 1.8306 | 1.5314 | 1.3759 | 1.369 | 1.256 | 1.11 | 0.9962 | 0 | 0 | 0 | 0 | 0 | 0 | 0 | 0 | 0 | 0 | 0 | 0 | 0 | 0 | 0.0039108 | 0.011231 | 0.013556 | 0.013192 | 0 | 0 | 0 | 0 | 0 | 0 | 73.775 | 72.2466 | 71.1374 | 69.7593 | 68.9299 | 67.4281 | 66.5508 | 67.3546 | 71.4847 | 76.9529 | 82.0401 | 85.6429 | 88.1748 | 90.0333 | 91.3828 | 92.1254 | 92.4964 | 91.9412 | 90.6617 | 88.5831 | 85.4519 | 81.6431 | 79.056 | 77.1575 | 0.0067591 | 0.0081018 | 0.0039263 | 0.0050428 | 0.0056115 | 0.010369 | 0.0074727 | 0.0050782 | 0.0057336 | 0.0068687 | 0.0081284 | 0.008874 | 0.00872 | 0.0087963 | 0.0084553 | 0.0081908 | 0.007569 | 0.0066758 | 0.0056348 | 0.0056968 | 0.0064157 | 0.0055997 | 0.0060999 | 0.0061401
Portfolio Adjusted1-in-10Size: Under 20 kWOther2018July Monthly Peak | Portfolio Adjusted | 1-in-10 | Size: Under 20 kW | Other | 2018 | July Monthly Peak | 7 | 0.95634 | 0.92593 | 0.90006 | 0.88965 | 0.89325 | 0.91053 | 0.88055 | 1.084 | 1.4876 | 1.8441 | 2.1265 | 2.2821 | 2.3456 | 2.3981 | 2.417 | 2.385 | 2.2691 | 1.957 | 1.6262 | 1.4548 | 1.4324 | 1.3097 | 1.16 | 1.0331 | 0 | 0 | 0 | 0 | 0 | 0 | 0 | 0 | 0 | 0 | 0 | 0 | 0 | 0 | 0.004184 | 0.012008 | 0.014588 | 0.014103 | 0 | 0 | 0 | 0 | 0 | 0 | 75.4725 | 74.3726 | 73.2749 | 72.2634 | 71.4297 | 70.5055 | 69.8327 | 70.1482 | 73.4942 | 78.5548 | 83.4891 | 87.3557 | 90.0182 | 91.8057 | 92.6507 | 92.8773 | 92.6625 | 92.0608 | 90.5581 | 88.2952 | 85.4973 | 82.4262 | 80.2045 | 78.7169 | 0.0070131 | 0.0084144 | 0.0040774 | 0.0052292 | 0.0058306 | 0.010949 | 0.0079248 | 0.0053913 | 0.0061201 | 0.007367 | 0.0087351 | 0.0094943 | 0.0093411 | 0.0094475 | 0.0090459 | 0.0087578 | 0.0081457 | 0.0071371 | 0.0059838 | 0.0060238 | 0.0067129 | 0.0058394 | 0.0063744 | 0.0063674
Portfolio Adjusted1-in-10Size: Under 20 kWOther2018August Monthly Peak | Portfolio Adjusted | 1-in-10 | Size: Under 20 kW | Other | 2018 | August Monthly Peak | 8 | 0.96588 | 0.93329 | 0.90723 | 0.89535 | 0.90265 | 0.9338 | 0.91426 | 1.091 | 1.5066 | 1.8629 | 2.1626 | 2.3254 | 2.3817 | 2.4309 | 2.46 | 2.4245 | 2.2989 | 1.9755 | 1.6522 | 1.5068 | 1.4667 | 1.312 | 1.1657 | 1.0416 | 0 | 0 | 0 | 0 | 0 | 0 | 0 | 0 | 0 | 0 | 0 | 0 | 0 | 0 | 0.0042584 | 0.012207 | 0.01478 | 0.014236 | 0 | 0 | 0 | 0 | 0 | 0 | 76.1117 | 75.034 | 73.6896 | 72.7005 | 71.7739 | 71.0349 | 70.3602 | 70.204 | 72.9409 | 78.0897 | 82.7963 | 87.0851 | 90.3186 | 92.4589 | 93.7607 | 94.1191 | 93.6673 | 92.7901 | 91.5663 | 89.3537 | 85.8249 | 82.9 | 81.0516 | 79.2229 | 0.0070831 | 0.0084813 | 0.0041099 | 0.0052627 | 0.0058919 | 0.011229 | 0.0082281 | 0.0054258 | 0.0061985 | 0.007442 | 0.0088832 | 0.0096743 | 0.0094846 | 0.0095766 | 0.0092067 | 0.0089029 | 0.0082524 | 0.0072045 | 0.0060794 | 0.006239 | 0.0068734 | 0.0058495 | 0.0064061 | 0.0064198
Portfolio Adjusted1-in-10Size: Under 20 kWOther2018September Monthly Peak | Portfolio Adjusted | 1-in-10 | Size: Under 20 kW | Other | 2018 | September Monthly Peak | 9 | 0.95113 | 0.92003 | 0.89528 | 0.88706 | 0.89224 | 0.93162 | 0.9599 | 1.0808 | 1.4959 | 1.8686 | 2.1787 | 2.3628 | 2.4211 | 2.4678 | 2.4877 | 2.4406 | 2.2987 | 1.9706 | 1.6401 | 1.5749 | 1.4413 | 1.2838 | 1.142 | 1.0193 | 0 | 0 | 0 | 0 | 0 | 0 | 0 | 0 | 0 | 0 | 0 | 0 | 0 | 0 | 0.0043064 | 0.012288 | 0.014779 | 0.0142 | 0 | 0 | 0 | 0 | 0 | 0 | 76.6123 | 75.382 | 73.9812 | 73.0509 | 71.9712 | 70.8663 | 70.1149 | 69.9161 | 72.1895 | 77.3312 | 82.9828 | 87.9358 | 91.7983 | 94.2266 | 94.9231 | 95.5916 | 95.5715 | 94.6627 | 92.9103 | 89.8609 | 85.5169 | 82.4169 | 80.2775 | 78.4904 | 0.0069749 | 0.0083608 | 0.0040558 | 0.005214 | 0.005824 | 0.011202 | 0.0086389 | 0.0053754 | 0.0061544 | 0.0074649 | 0.0089496 | 0.00983 | 0.0096416 | 0.0097219 | 0.0093105 | 0.0089621 | 0.0082519 | 0.0071863 | 0.0060349 | 0.0065211 | 0.0067545 | 0.0057235 | 0.0062757 | 0.0062825
Portfolio Adjusted1-in-10Size: Under 20 kWOther2018October Monthly Peak | Portfolio Adjusted | 1-in-10 | Size: Under 20 kW | Other | 2018 | October Monthly Peak | 10 | 0.87618 | 0.85672 | 0.84215 | 0.83342 | 0.83649 | 0.869 | 0.92699 | 0.97281 | 1.2779 | 1.5675 | 1.798 | 1.9423 | 1.9901 | 2.0518 | 2.086 | 2.049 | 1.9209 | 1.6356 | 1.471 | 1.384 | 1.2619 | 1.1339 | 1.0242 | 0.9394 | 0 | 0 | 0 | 0 | 0 | 0 | 0 | 0 | 0 | 0 | 0 | 0 | 0 | 0 | 0.0036109 | 0.010316 | 0.012349 | 0.011787 | 0 | 0 | 0 | 0 | 0 | 0 | 72.2447 | 71.053 | 69.8575 | 68.4797 | 67.4554 | 66.3732 | 65.9401 | 65.5112 | 66.2948 | 71.1502 | 76.8694 | 81.7153 | 85.1317 | 87.5799 | 88.754 | 89.0584 | 88.4365 | 86.9266 | 84.372 | 81.1538 | 77.975 | 75.6214 | 73.7543 | 72.2368 | 0.0064253 | 0.0077855 | 0.0038151 | 0.0048987 | 0.0054601 | 0.01045 | 0.0083427 | 0.0048382 | 0.0052576 | 0.0062618 | 0.0073857 | 0.0080804 | 0.0079251 | 0.0080831 | 0.0078069 | 0.0075239 | 0.0068956 | 0.0059649 | 0.0054125 | 0.0057306 | 0.0059137 | 0.0050552 | 0.0056285 | 0.0057901
Portfolio Adjusted1-in-10Size: Under 20 kWOther2018November Monthly Peak | Portfolio Adjusted | 1-in-10 | Size: Under 20 kW | Other | 2018 | November Monthly Peak | 11 | 0.82786 | 0.81121 | 0.8048 | 0.79955 | 0.80475 | 0.83472 | 0.81095 | 0.89645 | 1.1324 | 1.314 | 1.4334 | 1.4967 | 1.499 | 1.5163 | 1.5264 | 1.4924 | 1.4158 | 1.4067 | 1.2572 | 1.1405 | 1.061 | 0.96513 | 0.88619 | 0.86105 | 0 | 0 | 0 | 0 | 0 | 0 | 0 | 0 | 0 | 0 | 0 | 0 | 0 | 0 | 0.0026424 | 0.007514 | 0.0091021 | 0.010137 | 0 | 0 | 0 | 0 | 0 | 0 | 59.2885 | 57.9025 | 56.7207 | 55.4428 | 54.6759 | 54.1868 | 53.5643 | 53.1874 | 55.4913 | 60.0078 | 65.4711 | 69.7459 | 72.6009 | 74.3009 | 75.4303 | 75.7577 | 74.8515 | 72.5586 | 69.7167 | 66.4591 | 64.1235 | 62.5661 | 61.0279 | 59.8888 | 0.0060709 | 0.0073719 | 0.0036458 | 0.0046996 | 0.005253 | 0.010037 | 0.0072983 | 0.0044584 | 0.004659 | 0.0052494 | 0.0058879 | 0.0062265 | 0.0059695 | 0.0059736 | 0.0057129 | 0.0054802 | 0.0050823 | 0.00513 | 0.004626 | 0.0047224 | 0.0049721 | 0.0043029 | 0.0048699 | 0.0053071
Portfolio Adjusted1-in-10Size: Under 20 kWOther2018December Monthly Peak | Portfolio Adjusted | 1-in-10 | Size: Under 20 kW | Other | 2018 | December Monthly Peak | 12 | 0.80686 | 0.80145 | 0.79852 | 0.80233 | 0.80812 | 0.84922 | 0.87861 | 0.96019 | 1.2726 | 1.4785 | 1.5612 | 1.5218 | 1.4311 | 1.355 | 1.2777 | 1.2375 | 1.3217 | 1.5113 | 1.4422 | 1.356 | 1.2667 | 1.1862 | 1.0484 | 0.83685 | 0 | 0 | 0 | 0 | 0 | 0 | 0 | 0 | 0 | 0 | 0 | 0 | 0 | 0 | 0.0022118 | 0.0062304 | 0.0084971 | 0.010891 | 0 | 0 | 0 | 0 | 0 | 0 | 40.7235 | 40.0308 | 39.768 | 39.2793 | 38.8346 | 38.2402 | 38.0485 | 37.8458 | 38.4252 | 41.2545 | 44.0366 | 46.6073 | 48.2987 | 49.1618 | 49.5719 | 49.5363 | 48.7966 | 47.1889 | 45.4312 | 44.1503 | 43.1734 | 42.1373 | 41.7408 | 41.2931 | 0.0059169 | 0.0072833 | 0.0036174 | 0.0047159 | 0.0052749 | 0.010212 | 0.0079072 | 0.0047754 | 0.0052356 | 0.0059065 | 0.0064132 | 0.0063313 | 0.0056992 | 0.0053381 | 0.0047819 | 0.004544 | 0.0047445 | 0.0055115 | 0.0053068 | 0.0056145 | 0.0059362 | 0.0052885 | 0.0057613 | 0.005158
Portfolio Adjusted1-in-10Size: Under 20 kWOther2018Typical Event Day | Portfolio Adjusted | 1-in-10 | Size: Under 20 kW | Other | 2018 | Typical Event Day | 8 | 0.96314 | 0.93081 | 0.90502 | 0.89329 | 0.9007 | 0.9318 | 0.91197 | 1.0848 | 1.494 | 1.8435 | 2.1375 | 2.2977 | 2.3536 | 2.4033 | 2.4343 | 2.4001 | 2.2747 | 1.953 | 1.6346 | 1.4908 | 1.4532 | 1.3004 | 1.1567 | 1.0373 | 0 | 0 | 0 | 0 | 0 | 0 | 0 | 0 | 0 | 0 | 0 | 0 | 0 | 0 | 0.0042139 | 0.012084 | 0.014624 | 0.014074 | 0 | 0 | 0 | 0 | 0 | 0 | 75.4929 | 74.2588 | 73.0208 | 71.9435 | 71.0262 | 69.9587 | 69.2146 | 69.4057 | 72.5273 | 77.7321 | 82.8271 | 87.0049 | 90.0775 | 92.1311 | 93.1794 | 93.6784 | 93.5994 | 92.8637 | 91.4241 | 89.0232 | 85.5728 | 82.3465 | 80.1474 | 78.3969 | 0.007063 | 0.0084588 | 0.0040999 | 0.0052506 | 0.0058792 | 0.011205 | 0.0082075 | 0.0053954 | 0.0061466 | 0.0073647 | 0.0087801 | 0.0095589 | 0.0093729 | 0.0094681 | 0.0091105 | 0.0088132 | 0.0081657 | 0.0071224 | 0.0060147 | 0.0061726 | 0.0068101 | 0.0057977 | 0.0063562 | 0.0063937
Portfolio Adjusted1-in-10Size: Under 20 kWOther2019January Monthly Peak | Portfolio Adjusted | 1-in-10 | Size: Under 20 kW | Other | 2019 | January Monthly Peak | 1 | 0.70828 | 0.70608 | 0.70884 | 0.70565 | 0.71821 | 0.75577 | 0.79606 | 0.88062 | 1.1958 | 1.4294 | 1.526 | 1.4732 | 1.3514 | 1.2535 | 1.1534 | 1.1103 | 1.2671 | 1.5699 | 1.5687 | 1.5012 | 1.3889 | 1.3036 | 1.1109 | 0.74616 | 0 | 0 | 0 | 0 | 0 | 0 | 0 | 0 | 0 | 0 | 0 | 0 | 0 | 0 | 0.0019966 | 0.0055901 | 0.008146 | 0.011313 | 0 | 0 | 0 | 0 | 0 | 0 | 37.3714 | 36.6065 | 36.0745 | 35.2502 | 34.7401 | 34.2463 | 33.7704 | 33.4729 | 34.0517 | 37.135 | 40.493 | 43.0084 | 44.6851 | 45.9551 | 46.953 | 47.1202 | 46.9111 | 45.9413 | 44.086 | 42.7242 | 41.5902 | 40.9204 | 40.1292 | 39.475 | 0.005194 | 0.0064165 | 0.0032111 | 0.0041477 | 0.004688 | 0.009088 | 0.0071643 | 0.0043797 | 0.0049198 | 0.0057103 | 0.0062685 | 0.0061288 | 0.0053817 | 0.0049384 | 0.0043167 | 0.004077 | 0.0045484 | 0.0057253 | 0.0057723 | 0.0062156 | 0.0065088 | 0.0058119 | 0.0061048 | 0.004599
Portfolio Adjusted1-in-10Size: Under 20 kWOther2019February Monthly Peak | Portfolio Adjusted | 1-in-10 | Size: Under 20 kW | Other | 2019 | February Monthly Peak | 2 | 0.76096 | 0.74919 | 0.74784 | 0.74863 | 0.76233 | 0.80199 | 0.80629 | 0.85463 | 1.1105 | 1.2845 | 1.3682 | 1.3706 | 1.3297 | 1.311 | 1.2923 | 1.2656 | 1.2682 | 1.3202 | 1.358 | 1.2617 | 1.1645 | 1.0652 | 0.949 | 0.80045 | 0 | 0 | 0 | 0 | 0 | 0 | 0 | 0 | 0 | 0 | 0 | 0 | 0 | 0 | 0.002237 | 0.0063722 | 0.0081535 | 0.0095138 | 0 | 0 | 0 | 0 | 0 | 0 | 45.5818 | 45.2144 | 44.9946 | 44.6428 | 44.5704 | 43.8386 | 43.3381 | 43.4615 | 44.6811 | 48.0573 | 51.1993 | 53.5877 | 55.2435 | 56.2082 | 56.8731 | 57.1696 | 56.7402 | 55.7283 | 53.5749 | 51.3471 | 49.7147 | 48.332 | 47.2071 | 46.0118 | 0.0055803 | 0.0068083 | 0.0033878 | 0.0044003 | 0.0049761 | 0.0096437 | 0.0072564 | 0.0042504 | 0.004569 | 0.0051312 | 0.0056203 | 0.0057019 | 0.0052951 | 0.0051646 | 0.0048365 | 0.0046474 | 0.0045526 | 0.0048146 | 0.0049971 | 0.0052239 | 0.0054573 | 0.004749 | 0.0052151 | 0.0049336
Portfolio Adjusted1-in-10Size: Under 20 kWOther2019March Monthly Peak | Portfolio Adjusted | 1-in-10 | Size: Under 20 kW | Other | 2019 | March Monthly Peak | 3 | 0.81882 | 0.79649 | 0.78416 | 0.78263 | 0.79141 | 0.82881 | 0.8629 | 0.88751 | 1.0888 | 1.2628 | 1.3903 | 1.4629 | 1.4838 | 1.5275 | 1.5667 | 1.5554 | 1.4823 | 1.3197 | 1.2088 | 1.2068 | 1.1285 | 1.0189 | 0.92194 | 0.86649 | 0 | 0 | 0 | 0 | 0 | 0 | 0 | 0 | 0 | 0 | 0 | 0 | 0 | 0 | 0.0027121 | 0.0078312 | 0.0095297 | 0.00951 | 0 | 0 | 0 | 0 | 0 | 0 | 56.1123 | 54.9486 | 54.1364 | 53.1751 | 52.4385 | 51.6329 | 51.0247 | 51.4946 | 55.162 | 60.5994 | 65.8913 | 70.2147 | 73.0665 | 74.6623 | 75.4788 | 75.8637 | 75.5056 | 74.0887 | 71.4092 | 67.5542 | 64.1304 | 61.3099 | 59.1566 | 57.5383 | 0.0060046 | 0.0072381 | 0.0035524 | 0.0046001 | 0.0051659 | 0.0099663 | 0.0077658 | 0.004414 | 0.0044795 | 0.0050449 | 0.0057109 | 0.006086 | 0.005909 | 0.0060178 | 0.0058636 | 0.0057115 | 0.0053211 | 0.0048127 | 0.0044478 | 0.0049968 | 0.0052884 | 0.0045426 | 0.0050664 | 0.0053407
Portfolio Adjusted1-in-10Size: Under 20 kWOther2019April Monthly Peak | Portfolio Adjusted | 1-in-10 | Size: Under 20 kW | Other | 2019 | April Monthly Peak | 4 | 0.8653 | 0.84011 | 0.82358 | 0.8187 | 0.82172 | 0.85446 | 0.8405 | 0.91173 | 1.1864 | 1.4255 | 1.6227 | 1.7403 | 1.7927 | 1.8425 | 1.8799 | 1.8508 | 1.7388 | 1.4953 | 1.2592 | 1.2438 | 1.2152 | 1.0843 | 0.98039 | 0.92642 | 0 | 0 | 0 | 0 | 0 | 0 | 0 | 0 | 0 | 0 | 0 | 0 | 0 | 0 | 0.0032541 | 0.0093185 | 0.011179 | 0.010776 | 0 | 0 | 0 | 0 | 0 | 0 | 66.79 | 65.3765 | 63.6852 | 62.5222 | 61.3576 | 60.257 | 59.6712 | 59.6501 | 63.0868 | 69.4048 | 75.7393 | 81.0269 | 84.1559 | 86.2035 | 87.4509 | 88.1135 | 87.9386 | 87.2343 | 85.1552 | 82.0313 | 77.8869 | 74.1754 | 71.4173 | 69.7599 | 0.0063455 | 0.0076345 | 0.0037309 | 0.0048122 | 0.0053637 | 0.010275 | 0.0075643 | 0.0045344 | 0.0048813 | 0.0056945 | 0.0066656 | 0.00724 | 0.0071393 | 0.0072588 | 0.0070355 | 0.0067962 | 0.0062419 | 0.0054533 | 0.0046335 | 0.0051501 | 0.0056947 | 0.0048344 | 0.0053876 | 0.00571
Portfolio Adjusted1-in-10Size: Under 20 kWOther2019May Monthly Peak | Portfolio Adjusted | 1-in-10 | Size: Under 20 kW | Other | 2019 | May Monthly Peak | 5 | 0.8923 | 0.86675 | 0.84323 | 0.83667 | 0.84192 | 0.85916 | 0.81597 | 0.95952 | 1.2828 | 1.5683 | 1.7955 | 1.9369 | 1.978 | 2.016 | 2.0373 | 2.0104 | 1.8825 | 1.6096 | 1.3384 | 1.2619 | 1.2777 | 1.1398 | 1.0257 | 0.96191 | 0 | 0 | 0 | 0 | 0 | 0 | 0 | 0 | 0 | 0 | 0 | 0 | 0 | 0 | 0.0035266 | 0.010122 | 0.012103 | 0.011599 | 0 | 0 | 0 | 0 | 0 | 0 | 71.1473 | 69.47 | 68.1473 | 66.7708 | 65.4668 | 64.5352 | 63.9736 | 64.4003 | 67.8303 | 73.3743 | 79.3047 | 83.5284 | 86.9949 | 89.3255 | 90.7544 | 91.3277 | 91.0062 | 90.3341 | 88.6013 | 86.1144 | 82.3092 | 78.2136 | 75.2607 | 72.4327 | 0.0065435 | 0.0078767 | 0.0038199 | 0.0049177 | 0.0054955 | 0.010331 | 0.0073435 | 0.0047721 | 0.0052777 | 0.0062654 | 0.0073752 | 0.0080579 | 0.0078769 | 0.007942 | 0.0076246 | 0.0073823 | 0.0067578 | 0.00587 | 0.004925 | 0.005225 | 0.0059877 | 0.0050816 | 0.0056369 | 0.0059288
Portfolio Adjusted1-in-10Size: Under 20 kWOther2019June Monthly Peak | Portfolio Adjusted | 1-in-10 | Size: Under 20 kW | Other | 2019 | June Monthly Peak | 6 | 0.9217 | 0.89153 | 0.86671 | 0.85794 | 0.85968 | 0.86228 | 0.83032 | 1.0211 | 1.3936 | 1.7194 | 1.9788 | 2.133 | 2.1897 | 2.2328 | 2.2592 | 2.2306 | 2.1085 | 1.8306 | 1.5314 | 1.3759 | 1.369 | 1.256 | 1.11 | 0.9962 | 0 | 0 | 0 | 0 | 0 | 0 | 0 | 0 | 0 | 0 | 0 | 0 | 0 | 0 | 0.0039108 | 0.011231 | 0.013556 | 0.013192 | 0 | 0 | 0 | 0 | 0 | 0 | 73.775 | 72.2466 | 71.1374 | 69.7593 | 68.9299 | 67.4281 | 66.5508 | 67.3546 | 71.4847 | 76.9529 | 82.0401 | 85.6429 | 88.1748 | 90.0333 | 91.3828 | 92.1254 | 92.4964 | 91.9412 | 90.6617 | 88.5831 | 85.4519 | 81.6431 | 79.056 | 77.1575 | 0.0067591 | 0.0081018 | 0.0039263 | 0.0050428 | 0.0056115 | 0.010369 | 0.0074727 | 0.0050782 | 0.0057336 | 0.0068687 | 0.0081284 | 0.008874 | 0.00872 | 0.0087963 | 0.0084553 | 0.0081908 | 0.007569 | 0.0066758 | 0.0056348 | 0.0056968 | 0.0064157 | 0.0055997 | 0.0060999 | 0.0061401
Portfolio Adjusted1-in-10Size: Under 20 kWOther2019July Monthly Peak | Portfolio Adjusted | 1-in-10 | Size: Under 20 kW | Other | 2019 | July Monthly Peak | 7 | 0.95634 | 0.92593 | 0.90006 | 0.88965 | 0.89325 | 0.91053 | 0.88055 | 1.084 | 1.4876 | 1.8441 | 2.1265 | 2.2821 | 2.3456 | 2.3981 | 2.417 | 2.385 | 2.2691 | 1.957 | 1.6262 | 1.4548 | 1.4324 | 1.3097 | 1.16 | 1.0331 | 0 | 0 | 0 | 0 | 0 | 0 | 0 | 0 | 0 | 0 | 0 | 0 | 0 | 0 | 0.004184 | 0.012008 | 0.014588 | 0.014103 | 0 | 0 | 0 | 0 | 0 | 0 | 75.4725 | 74.3726 | 73.2749 | 72.2634 | 71.4296 | 70.5055 | 69.8327 | 70.1482 | 73.4942 | 78.5548 | 83.4891 | 87.3557 | 90.0182 | 91.8057 | 92.6507 | 92.8773 | 92.6624 | 92.0608 | 90.5581 | 88.2952 | 85.4973 | 82.4261 | 80.2045 | 78.7169 | 0.0070131 | 0.0084144 | 0.0040774 | 0.0052292 | 0.0058306 | 0.010949 | 0.0079248 | 0.0053913 | 0.0061201 | 0.007367 | 0.0087351 | 0.0094943 | 0.0093411 | 0.0094475 | 0.009046 | 0.0087578 | 0.0081457 | 0.0071371 | 0.0059838 | 0.0060238 | 0.0067129 | 0.0058394 | 0.0063744 | 0.0063674
Portfolio Adjusted1-in-10Size: Under 20 kWOther2019August Monthly Peak | Portfolio Adjusted | 1-in-10 | Size: Under 20 kW | Other | 2019 | August Monthly Peak | 8 | 0.96588 | 0.93329 | 0.90723 | 0.89535 | 0.90265 | 0.9338 | 0.91426 | 1.091 | 1.5066 | 1.8629 | 2.1626 | 2.3254 | 2.3817 | 2.4309 | 2.46 | 2.4245 | 2.2989 | 1.9755 | 1.6522 | 1.5068 | 1.4667 | 1.312 | 1.1657 | 1.0416 | 0 | 0 | 0 | 0 | 0 | 0 | 0 | 0 | 0 | 0 | 0 | 0 | 0 | 0 | 0.0042584 | 0.012207 | 0.01478 | 0.014236 | 0 | 0 | 0 | 0 | 0 | 0 | 76.1117 | 75.034 | 73.6896 | 72.7005 | 71.7739 | 71.0349 | 70.3602 | 70.204 | 72.941 | 78.0897 | 82.7963 | 87.0851 | 90.3186 | 92.4589 | 93.7607 | 94.1191 | 93.6673 | 92.7901 | 91.5663 | 89.3537 | 85.8249 | 82.9 | 81.0516 | 79.2229 | 0.0070831 | 0.0084813 | 0.0041099 | 0.0052627 | 0.0058919 | 0.011229 | 0.0082281 | 0.0054258 | 0.0061985 | 0.007442 | 0.0088832 | 0.0096743 | 0.0094846 | 0.0095766 | 0.0092067 | 0.0089029 | 0.0082524 | 0.0072045 | 0.0060794 | 0.006239 | 0.0068734 | 0.0058495 | 0.0064061 | 0.0064198
Portfolio Adjusted1-in-10Size: Under 20 kWOther2019September Monthly Peak | Portfolio Adjusted | 1-in-10 | Size: Under 20 kW | Other | 2019 | September Monthly Peak | 9 | 0.95113 | 0.92003 | 0.89528 | 0.88706 | 0.89224 | 0.93162 | 0.9599 | 1.0808 | 1.4959 | 1.8686 | 2.1787 | 2.3628 | 2.4211 | 2.4678 | 2.4877 | 2.4406 | 2.2987 | 1.9706 | 1.6401 | 1.5749 | 1.4413 | 1.2838 | 1.142 | 1.0193 | 0 | 0 | 0 | 0 | 0 | 0 | 0 | 0 | 0 | 0 | 0 | 0 | 0 | 0 | 0.0043064 | 0.012288 | 0.014779 | 0.0142 | 0 | 0 | 0 | 0 | 0 | 0 | 76.6123 | 75.382 | 73.9812 | 73.0509 | 71.9713 | 70.8663 | 70.1149 | 69.9161 | 72.1895 | 77.3312 | 82.9828 | 87.9358 | 91.7983 | 94.2266 | 94.9231 | 95.5916 | 95.5715 | 94.6627 | 92.9103 | 89.8608 | 85.5169 | 82.4169 | 80.2775 | 78.4904 | 0.0069749 | 0.0083608 | 0.0040558 | 0.005214 | 0.005824 | 0.011202 | 0.0086389 | 0.0053754 | 0.0061544 | 0.0074649 | 0.0089496 | 0.00983 | 0.0096416 | 0.0097219 | 0.0093105 | 0.0089621 | 0.0082519 | 0.0071863 | 0.0060349 | 0.0065211 | 0.0067545 | 0.0057235 | 0.0062757 | 0.0062825
Portfolio Adjusted1-in-10Size: Under 20 kWOther2019October Monthly Peak | Portfolio Adjusted | 1-in-10 | Size: Under 20 kW | Other | 2019 | October Monthly Peak | 10 | 0.87618 | 0.85672 | 0.84215 | 0.83342 | 0.83649 | 0.869 | 0.92699 | 0.97281 | 1.2779 | 1.5675 | 1.798 | 1.9423 | 1.9901 | 2.0518 | 2.086 | 2.049 | 1.9209 | 1.6356 | 1.471 | 1.384 | 1.2619 | 1.1339 | 1.0242 | 0.9394 | 0 | 0 | 0 | 0 | 0 | 0 | 0 | 0 | 0 | 0 | 0 | 0 | 0 | 0 | 0.0036109 | 0.010316 | 0.012349 | 0.011787 | 0 | 0 | 0 | 0 | 0 | 0 | 72.2447 | 71.053 | 69.8575 | 68.4797 | 67.4554 | 66.3732 | 65.9401 | 65.5112 | 66.2948 | 71.1502 | 76.8694 | 81.7153 | 85.1317 | 87.5799 | 88.754 | 89.0584 | 88.4365 | 86.9266 | 84.372 | 81.1538 | 77.975 | 75.6214 | 73.7543 | 72.2368 | 0.0064253 | 0.0077855 | 0.0038151 | 0.0048987 | 0.0054601 | 0.01045 | 0.0083427 | 0.0048382 | 0.0052576 | 0.0062618 | 0.0073857 | 0.0080804 | 0.0079251 | 0.0080831 | 0.0078069 | 0.0075239 | 0.0068956 | 0.0059649 | 0.0054125 | 0.0057306 | 0.0059137 | 0.0050552 | 0.0056285 | 0.0057901
Portfolio Adjusted1-in-10Size: Under 20 kWOther2019November Monthly Peak | Portfolio Adjusted | 1-in-10 | Size: Under 20 kW | Other | 2019 | November Monthly Peak | 11 | 0.82786 | 0.81121 | 0.8048 | 0.79955 | 0.80475 | 0.83472 | 0.81095 | 0.89645 | 1.1324 | 1.314 | 1.4334 | 1.4967 | 1.499 | 1.5163 | 1.5264 | 1.4924 | 1.4158 | 1.4067 | 1.2572 | 1.1405 | 1.061 | 0.96513 | 0.88619 | 0.86105 | 0 | 0 | 0 | 0 | 0 | 0 | 0 | 0 | 0 | 0 | 0 | 0 | 0 | 0 | 0.0026424 | 0.007514 | 0.0091021 | 0.010137 | 0 | 0 | 0 | 0 | 0 | 0 | 59.2885 | 57.9025 | 56.7207 | 55.4428 | 54.6759 | 54.1868 | 53.5643 | 53.1874 | 55.4913 | 60.0078 | 65.4711 | 69.7459 | 72.6009 | 74.3009 | 75.4303 | 75.7577 | 74.8515 | 72.5586 | 69.7167 | 66.4591 | 64.1235 | 62.5661 | 61.0279 | 59.8888 | 0.0060709 | 0.0073719 | 0.0036458 | 0.0046996 | 0.005253 | 0.010037 | 0.0072983 | 0.0044584 | 0.004659 | 0.0052494 | 0.0058879 | 0.0062265 | 0.0059695 | 0.0059736 | 0.0057129 | 0.0054802 | 0.0050823 | 0.00513 | 0.004626 | 0.0047224 | 0.0049721 | 0.0043029 | 0.0048699 | 0.0053071
Portfolio Adjusted1-in-10Size: Under 20 kWOther2019December Monthly Peak | Portfolio Adjusted | 1-in-10 | Size: Under 20 kW | Other | 2019 | December Monthly Peak | 12 | 0.80686 | 0.80145 | 0.79852 | 0.80233 | 0.80812 | 0.84922 | 0.87861 | 0.96019 | 1.2726 | 1.4785 | 1.5612 | 1.5218 | 1.4311 | 1.355 | 1.2777 | 1.2375 | 1.3217 | 1.5113 | 1.4422 | 1.356 | 1.2667 | 1.1862 | 1.0484 | 0.83685 | 0 | 0 | 0 | 0 | 0 | 0 | 0 | 0 | 0 | 0 | 0 | 0 | 0 | 0 | 0.0022118 | 0.0062304 | 0.0084971 | 0.010891 | 0 | 0 | 0 | 0 | 0 | 0 | 40.7235 | 40.0308 | 39.768 | 39.2793 | 38.8346 | 38.2402 | 38.0485 | 37.8458 | 38.4252 | 41.2545 | 44.0366 | 46.6073 | 48.2987 | 49.1618 | 49.5719 | 49.5363 | 48.7966 | 47.1889 | 45.4312 | 44.1503 | 43.1734 | 42.1373 | 41.7408 | 41.2931 | 0.0059169 | 0.0072833 | 0.0036174 | 0.0047159 | 0.0052749 | 0.010212 | 0.0079072 | 0.0047754 | 0.0052356 | 0.0059065 | 0.0064132 | 0.0063313 | 0.0056992 | 0.0053381 | 0.0047819 | 0.004544 | 0.0047445 | 0.0055115 | 0.0053068 | 0.0056145 | 0.0059362 | 0.0052885 | 0.0057613 | 0.005158
Portfolio Adjusted1-in-10Size: Under 20 kWOther2019Typical Event Day | Portfolio Adjusted | 1-in-10 | Size: Under 20 kW | Other | 2019 | Typical Event Day | 8 | 0.96314 | 0.93081 | 0.90502 | 0.89329 | 0.9007 | 0.9318 | 0.91197 | 1.0848 | 1.494 | 1.8435 | 2.1375 | 2.2977 | 2.3536 | 2.4033 | 2.4343 | 2.4001 | 2.2747 | 1.953 | 1.6346 | 1.4908 | 1.4532 | 1.3004 | 1.1567 | 1.0373 | 0 | 0 | 0 | 0 | 0 | 0 | 0 | 0 | 0 | 0 | 0 | 0 | 0 | 0 | 0.0042139 | 0.012084 | 0.014624 | 0.014074 | 0 | 0 | 0 | 0 | 0 | 0 | 75.4929 | 74.2588 | 73.0208 | 71.9435 | 71.0262 | 69.9587 | 69.2146 | 69.4057 | 72.5273 | 77.7321 | 82.8271 | 87.0049 | 90.0775 | 92.1311 | 93.1794 | 93.6784 | 93.5994 | 92.8637 | 91.4241 | 89.0232 | 85.5728 | 82.3465 | 80.1474 | 78.3969 | 0.007063 | 0.0084588 | 0.0040999 | 0.0052506 | 0.0058792 | 0.011205 | 0.0082075 | 0.0053954 | 0.0061466 | 0.0073647 | 0.0087801 | 0.0095589 | 0.0093729 | 0.0094681 | 0.0091105 | 0.0088132 | 0.0081657 | 0.0071224 | 0.0060147 | 0.0061726 | 0.0068101 | 0.0057977 | 0.0063562 | 0.0063937
Portfolio Adjusted1-in-10Size: Under 20 kWOther2020January Monthly Peak | Portfolio Adjusted | 1-in-10 | Size: Under 20 kW | Other | 2020 | January Monthly Peak | 1 | 0.70828 | 0.70608 | 0.70884 | 0.70565 | 0.71821 | 0.75577 | 0.79606 | 0.88062 | 1.1958 | 1.4294 | 1.526 | 1.4732 | 1.3514 | 1.2535 | 1.1534 | 1.1103 | 1.2671 | 1.5699 | 1.5687 | 1.5012 | 1.3889 | 1.3036 | 1.1109 | 0.74616 | 0 | 0 | 0 | 0 | 0 | 0 | 0 | 0 | 0 | 0 | 0 | 0 | 0 | 0 | 0.0019966 | 0.0055901 | 0.008146 | 0.011313 | 0 | 0 | 0 | 0 | 0 | 0 | 37.3714 | 36.6065 | 36.0745 | 35.2502 | 34.7401 | 34.2463 | 33.7704 | 33.4729 | 34.0517 | 37.135 | 40.493 | 43.0084 | 44.6851 | 45.9551 | 46.953 | 47.1202 | 46.9111 | 45.9413 | 44.086 | 42.7242 | 41.5902 | 40.9204 | 40.1292 | 39.475 | 0.005194 | 0.0064165 | 0.0032111 | 0.0041477 | 0.004688 | 0.009088 | 0.0071643 | 0.0043797 | 0.0049198 | 0.0057103 | 0.0062685 | 0.0061288 | 0.0053817 | 0.0049384 | 0.0043167 | 0.004077 | 0.0045484 | 0.0057253 | 0.0057723 | 0.0062156 | 0.0065088 | 0.0058119 | 0.0061048 | 0.004599
Portfolio Adjusted1-in-10Size: Under 20 kWOther2020February Monthly Peak | Portfolio Adjusted | 1-in-10 | Size: Under 20 kW | Other | 2020 | February Monthly Peak | 2 | 0.76096 | 0.74919 | 0.74784 | 0.74863 | 0.76233 | 0.80199 | 0.80629 | 0.85463 | 1.1105 | 1.2845 | 1.3682 | 1.3706 | 1.3297 | 1.311 | 1.2923 | 1.2656 | 1.2682 | 1.3202 | 1.358 | 1.2617 | 1.1645 | 1.0652 | 0.949 | 0.80045 | 0 | 0 | 0 | 0 | 0 | 0 | 0 | 0 | 0 | 0 | 0 | 0 | 0 | 0 | 0.002237 | 0.0063722 | 0.0081535 | 0.0095138 | 0 | 0 | 0 | 0 | 0 | 0 | 45.5818 | 45.2144 | 44.9946 | 44.6428 | 44.5704 | 43.8386 | 43.3381 | 43.4615 | 44.6811 | 48.0573 | 51.1993 | 53.5877 | 55.2435 | 56.2082 | 56.8731 | 57.1696 | 56.7402 | 55.7283 | 53.5749 | 51.3471 | 49.7147 | 48.332 | 47.2071 | 46.0118 | 0.0055803 | 0.0068083 | 0.0033878 | 0.0044003 | 0.0049761 | 0.0096437 | 0.0072564 | 0.0042504 | 0.004569 | 0.0051312 | 0.0056203 | 0.0057019 | 0.0052951 | 0.0051646 | 0.0048365 | 0.0046474 | 0.0045526 | 0.0048146 | 0.0049971 | 0.0052239 | 0.0054573 | 0.004749 | 0.0052151 | 0.0049336
Portfolio Adjusted1-in-10Size: Under 20 kWOther2020March Monthly Peak | Portfolio Adjusted | 1-in-10 | Size: Under 20 kW | Other | 2020 | March Monthly Peak | 3 | 0.81882 | 0.79649 | 0.78416 | 0.78263 | 0.79141 | 0.82881 | 0.8629 | 0.88751 | 1.0888 | 1.2628 | 1.3903 | 1.4629 | 1.4838 | 1.5275 | 1.5667 | 1.5554 | 1.4823 | 1.3197 | 1.2088 | 1.2068 | 1.1285 | 1.0189 | 0.92194 | 0.86649 | 0 | 0 | 0 | 0 | 0 | 0 | 0 | 0 | 0 | 0 | 0 | 0 | 0 | 0 | 0.0027121 | 0.0078312 | 0.0095297 | 0.00951 | 0 | 0 | 0 | 0 | 0 | 0 | 56.1123 | 54.9486 | 54.1364 | 53.1751 | 52.4385 | 51.6329 | 51.0247 | 51.4946 | 55.162 | 60.5994 | 65.8913 | 70.2147 | 73.0665 | 74.6623 | 75.4788 | 75.8637 | 75.5056 | 74.0887 | 71.4092 | 67.5541 | 64.1304 | 61.3099 | 59.1566 | 57.5383 | 0.0060046 | 0.0072381 | 0.0035524 | 0.0046001 | 0.0051659 | 0.0099663 | 0.0077658 | 0.004414 | 0.0044795 | 0.0050449 | 0.0057109 | 0.006086 | 0.005909 | 0.0060178 | 0.0058636 | 0.0057115 | 0.0053211 | 0.0048127 | 0.0044478 | 0.0049968 | 0.0052884 | 0.0045426 | 0.0050664 | 0.0053407
Portfolio Adjusted1-in-10Size: Under 20 kWOther2020April Monthly Peak | Portfolio Adjusted | 1-in-10 | Size: Under 20 kW | Other | 2020 | April Monthly Peak | 4 | 0.8653 | 0.84011 | 0.82358 | 0.8187 | 0.82172 | 0.85446 | 0.8405 | 0.91173 | 1.1864 | 1.4255 | 1.6227 | 1.7403 | 1.7927 | 1.8425 | 1.8799 | 1.8508 | 1.7388 | 1.4953 | 1.2592 | 1.2438 | 1.2152 | 1.0843 | 0.98039 | 0.92642 | 0 | 0 | 0 | 0 | 0 | 0 | 0 | 0 | 0 | 0 | 0 | 0 | 0 | 0 | 0.0032541 | 0.0093185 | 0.011179 | 0.010776 | 0 | 0 | 0 | 0 | 0 | 0 | 66.79 | 65.3765 | 63.6852 | 62.5222 | 61.3576 | 60.257 | 59.6712 | 59.6501 | 63.0868 | 69.4048 | 75.7393 | 81.0269 | 84.1559 | 86.2035 | 87.4509 | 88.1135 | 87.9386 | 87.2343 | 85.1552 | 82.0313 | 77.8869 | 74.1754 | 71.4173 | 69.7599 | 0.0063455 | 0.0076345 | 0.0037309 | 0.0048122 | 0.0053637 | 0.010275 | 0.0075643 | 0.0045344 | 0.0048813 | 0.0056945 | 0.0066656 | 0.00724 | 0.0071393 | 0.0072588 | 0.0070355 | 0.0067962 | 0.0062419 | 0.0054533 | 0.0046335 | 0.0051501 | 0.0056947 | 0.0048344 | 0.0053876 | 0.00571
Portfolio Adjusted1-in-10Size: Under 20 kWOther2020May Monthly Peak | Portfolio Adjusted | 1-in-10 | Size: Under 20 kW | Other | 2020 | May Monthly Peak | 5 | 0.8923 | 0.86675 | 0.84323 | 0.83667 | 0.84192 | 0.85916 | 0.81597 | 0.95952 | 1.2828 | 1.5683 | 1.7955 | 1.9369 | 1.978 | 2.016 | 2.0373 | 2.0104 | 1.8825 | 1.6096 | 1.3384 | 1.2619 | 1.2777 | 1.1398 | 1.0257 | 0.96191 | 0 | 0 | 0 | 0 | 0 | 0 | 0 | 0 | 0 | 0 | 0 | 0 | 0 | 0 | 0.0035266 | 0.010122 | 0.012103 | 0.011599 | 0 | 0 | 0 | 0 | 0 | 0 | 71.1473 | 69.47 | 68.1473 | 66.7708 | 65.4668 | 64.5352 | 63.9736 | 64.4003 | 67.8303 | 73.3743 | 79.3047 | 83.5284 | 86.9949 | 89.3255 | 90.7544 | 91.3277 | 91.0062 | 90.3341 | 88.6013 | 86.1144 | 82.3092 | 78.2136 | 75.2607 | 72.4327 | 0.0065435 | 0.0078767 | 0.0038199 | 0.0049177 | 0.0054955 | 0.010331 | 0.0073435 | 0.0047721 | 0.0052777 | 0.0062654 | 0.0073752 | 0.0080579 | 0.0078769 | 0.007942 | 0.0076246 | 0.0073823 | 0.0067578 | 0.00587 | 0.004925 | 0.005225 | 0.0059877 | 0.0050816 | 0.0056369 | 0.0059288
Portfolio Adjusted1-in-10Size: Under 20 kWOther2020June Monthly Peak | Portfolio Adjusted | 1-in-10 | Size: Under 20 kW | Other | 2020 | June Monthly Peak | 6 | 0.9217 | 0.89153 | 0.86671 | 0.85794 | 0.85968 | 0.86228 | 0.83032 | 1.0211 | 1.3936 | 1.7194 | 1.9788 | 2.133 | 2.1897 | 2.2328 | 2.2592 | 2.2306 | 2.1085 | 1.8306 | 1.5314 | 1.3759 | 1.369 | 1.256 | 1.11 | 0.9962 | 0 | 0 | 0 | 0 | 0 | 0 | 0 | 0 | 0 | 0 | 0 | 0 | 0 | 0 | 0.0039108 | 0.011231 | 0.013556 | 0.013192 | 0 | 0 | 0 | 0 | 0 | 0 | 73.775 | 72.2466 | 71.1374 | 69.7593 | 68.9299 | 67.4281 | 66.5508 | 67.3546 | 71.4847 | 76.9529 | 82.0401 | 85.6429 | 88.1748 | 90.0333 | 91.3828 | 92.1254 | 92.4964 | 91.9412 | 90.6617 | 88.5831 | 85.4519 | 81.6431 | 79.056 | 77.1575 | 0.0067591 | 0.0081018 | 0.0039263 | 0.0050428 | 0.0056115 | 0.010369 | 0.0074727 | 0.0050782 | 0.0057336 | 0.0068687 | 0.0081284 | 0.008874 | 0.00872 | 0.0087963 | 0.0084553 | 0.0081908 | 0.007569 | 0.0066758 | 0.0056348 | 0.0056968 | 0.0064157 | 0.0055997 | 0.0060999 | 0.0061401
Portfolio Adjusted1-in-10Size: Under 20 kWOther2020July Monthly Peak | Portfolio Adjusted | 1-in-10 | Size: Under 20 kW | Other | 2020 | July Monthly Peak | 7 | 0.95634 | 0.92593 | 0.90006 | 0.88965 | 0.89325 | 0.91053 | 0.88055 | 1.084 | 1.4876 | 1.8441 | 2.1265 | 2.2821 | 2.3456 | 2.3981 | 2.417 | 2.385 | 2.2691 | 1.957 | 1.6262 | 1.4548 | 1.4324 | 1.3097 | 1.16 | 1.0331 | 0 | 0 | 0 | 0 | 0 | 0 | 0 | 0 | 0 | 0 | 0 | 0 | 0 | 0 | 0.004184 | 0.012008 | 0.014588 | 0.014103 | 0 | 0 | 0 | 0 | 0 | 0 | 75.4725 | 74.3726 | 73.2749 | 72.2634 | 71.4296 | 70.5055 | 69.8327 | 70.1482 | 73.4942 | 78.5548 | 83.4891 | 87.3557 | 90.0182 | 91.8057 | 92.6507 | 92.8773 | 92.6624 | 92.0608 | 90.5581 | 88.2952 | 85.4973 | 82.4261 | 80.2045 | 78.7169 | 0.0070131 | 0.0084144 | 0.0040774 | 0.0052292 | 0.0058306 | 0.010949 | 0.0079248 | 0.0053913 | 0.0061201 | 0.007367 | 0.0087351 | 0.0094943 | 0.0093411 | 0.0094475 | 0.009046 | 0.0087578 | 0.0081457 | 0.0071371 | 0.0059838 | 0.0060238 | 0.0067129 | 0.0058394 | 0.0063744 | 0.0063674
Portfolio Adjusted1-in-10Size: Under 20 kWOther2020August Monthly Peak | Portfolio Adjusted | 1-in-10 | Size: Under 20 kW | Other | 2020 | August Monthly Peak | 8 | 0.96588 | 0.93329 | 0.90723 | 0.89535 | 0.90265 | 0.9338 | 0.91426 | 1.091 | 1.5066 | 1.8629 | 2.1626 | 2.3254 | 2.3817 | 2.4309 | 2.46 | 2.4245 | 2.2989 | 1.9755 | 1.6522 | 1.5068 | 1.4667 | 1.312 | 1.1657 | 1.0416 | 0 | 0 | 0 | 0 | 0 | 0 | 0 | 0 | 0 | 0 | 0 | 0 | 0 | 0 | 0.0042584 | 0.012207 | 0.01478 | 0.014236 | 0 | 0 | 0 | 0 | 0 | 0 | 76.1117 | 75.034 | 73.6896 | 72.7005 | 71.7739 | 71.0349 | 70.3602 | 70.204 | 72.941 | 78.0897 | 82.7963 | 87.0851 | 90.3186 | 92.4589 | 93.7607 | 94.1191 | 93.6673 | 92.7901 | 91.5663 | 89.3537 | 85.8249 | 82.9 | 81.0516 | 79.2229 | 0.0070831 | 0.0084813 | 0.0041099 | 0.0052627 | 0.0058919 | 0.011229 | 0.0082281 | 0.0054258 | 0.0061985 | 0.007442 | 0.0088832 | 0.0096743 | 0.0094846 | 0.0095766 | 0.0092067 | 0.0089029 | 0.0082524 | 0.0072045 | 0.0060794 | 0.006239 | 0.0068734 | 0.0058495 | 0.0064061 | 0.0064198
Portfolio Adjusted1-in-10Size: Under 20 kWOther2020September Monthly Peak | Portfolio Adjusted | 1-in-10 | Size: Under 20 kW | Other | 2020 | September Monthly Peak | 9 | 0.95113 | 0.92003 | 0.89528 | 0.88706 | 0.89224 | 0.93162 | 0.9599 | 1.0808 | 1.4959 | 1.8686 | 2.1787 | 2.3628 | 2.4211 | 2.4678 | 2.4877 | 2.4406 | 2.2987 | 1.9706 | 1.6401 | 1.5749 | 1.4413 | 1.2838 | 1.142 | 1.0193 | 0 | 0 | 0 | 0 | 0 | 0 | 0 | 0 | 0 | 0 | 0 | 0 | 0 | 0 | 0.0043064 | 0.012288 | 0.014779 | 0.0142 | 0 | 0 | 0 | 0 | 0 | 0 | 76.6123 | 75.382 | 73.9812 | 73.0509 | 71.9713 | 70.8663 | 70.1149 | 69.9161 | 72.1895 | 77.3312 | 82.9828 | 87.9358 | 91.7983 | 94.2266 | 94.9231 | 95.5916 | 95.5715 | 94.6627 | 92.9103 | 89.8608 | 85.5169 | 82.4169 | 80.2775 | 78.4904 | 0.0069749 | 0.0083608 | 0.0040558 | 0.005214 | 0.005824 | 0.011202 | 0.0086389 | 0.0053754 | 0.0061544 | 0.0074649 | 0.0089496 | 0.00983 | 0.0096416 | 0.0097219 | 0.0093105 | 0.0089621 | 0.0082519 | 0.0071863 | 0.0060349 | 0.0065211 | 0.0067545 | 0.0057235 | 0.0062757 | 0.0062825
Portfolio Adjusted1-in-10Size: Under 20 kWOther2020October Monthly Peak | Portfolio Adjusted | 1-in-10 | Size: Under 20 kW | Other | 2020 | October Monthly Peak | 10 | 0.87618 | 0.85672 | 0.84215 | 0.83342 | 0.83649 | 0.869 | 0.92699 | 0.97281 | 1.2779 | 1.5675 | 1.798 | 1.9423 | 1.9901 | 2.0518 | 2.086 | 2.049 | 1.9209 | 1.6356 | 1.471 | 1.384 | 1.2619 | 1.1339 | 1.0242 | 0.9394 | 0 | 0 | 0 | 0 | 0 | 0 | 0 | 0 | 0 | 0 | 0 | 0 | 0 | 0 | 0.0036109 | 0.010316 | 0.012349 | 0.011787 | 0 | 0 | 0 | 0 | 0 | 0 | 72.2447 | 71.053 | 69.8575 | 68.4797 | 67.4554 | 66.3732 | 65.9401 | 65.5112 | 66.2948 | 71.1502 | 76.8694 | 81.7153 | 85.1317 | 87.5799 | 88.754 | 89.0584 | 88.4365 | 86.9266 | 84.372 | 81.1538 | 77.975 | 75.6214 | 73.7543 | 72.2368 | 0.0064253 | 0.0077855 | 0.0038151 | 0.0048987 | 0.0054601 | 0.01045 | 0.0083427 | 0.0048382 | 0.0052576 | 0.0062618 | 0.0073857 | 0.0080804 | 0.0079251 | 0.0080831 | 0.0078069 | 0.0075239 | 0.0068956 | 0.0059649 | 0.0054125 | 0.0057306 | 0.0059137 | 0.0050552 | 0.0056285 | 0.0057901
Portfolio Adjusted1-in-10Size: Under 20 kWOther2020November Monthly Peak | Portfolio Adjusted | 1-in-10 | Size: Under 20 kW | Other | 2020 | November Monthly Peak | 11 | 0.82786 | 0.81121 | 0.8048 | 0.79955 | 0.80475 | 0.83472 | 0.81095 | 0.89645 | 1.1324 | 1.314 | 1.4334 | 1.4967 | 1.499 | 1.5163 | 1.5264 | 1.4924 | 1.4158 | 1.4067 | 1.2572 | 1.1405 | 1.061 | 0.96513 | 0.88619 | 0.86105 | 0 | 0 | 0 | 0 | 0 | 0 | 0 | 0 | 0 | 0 | 0 | 0 | 0 | 0 | 0.0026424 | 0.007514 | 0.0091021 | 0.010137 | 0 | 0 | 0 | 0 | 0 | 0 | 59.2885 | 57.9025 | 56.7207 | 55.4428 | 54.6759 | 54.1868 | 53.5643 | 53.1874 | 55.4913 | 60.0078 | 65.4711 | 69.7459 | 72.6009 | 74.3009 | 75.4303 | 75.7577 | 74.8515 | 72.5586 | 69.7167 | 66.4591 | 64.1235 | 62.5661 | 61.0279 | 59.8888 | 0.0060709 | 0.0073719 | 0.0036458 | 0.0046996 | 0.005253 | 0.010037 | 0.0072983 | 0.0044584 | 0.004659 | 0.0052494 | 0.0058879 | 0.0062265 | 0.0059695 | 0.0059736 | 0.0057129 | 0.0054802 | 0.0050823 | 0.00513 | 0.004626 | 0.0047224 | 0.0049721 | 0.0043029 | 0.0048699 | 0.0053071
Portfolio Adjusted1-in-10Size: Under 20 kWOther2020December Monthly Peak | Portfolio Adjusted | 1-in-10 | Size: Under 20 kW | Other | 2020 | December Monthly Peak | 12 | 0.80686 | 0.80145 | 0.79852 | 0.80233 | 0.80812 | 0.84922 | 0.87861 | 0.96019 | 1.2726 | 1.4785 | 1.5612 | 1.5218 | 1.4311 | 1.355 | 1.2777 | 1.2375 | 1.3217 | 1.5113 | 1.4422 | 1.356 | 1.2667 | 1.1862 | 1.0484 | 0.83685 | 0 | 0 | 0 | 0 | 0 | 0 | 0 | 0 | 0 | 0 | 0 | 0 | 0 | 0 | 0.0022118 | 0.0062304 | 0.0084971 | 0.010891 | 0 | 0 | 0 | 0 | 0 | 0 | 40.7235 | 40.0308 | 39.768 | 39.2793 | 38.8346 | 38.2402 | 38.0485 | 37.8458 | 38.4252 | 41.2545 | 44.0366 | 46.6073 | 48.2987 | 49.1618 | 49.5719 | 49.5363 | 48.7966 | 47.1889 | 45.4312 | 44.1503 | 43.1734 | 42.1373 | 41.7408 | 41.2931 | 0.0059169 | 0.0072833 | 0.0036174 | 0.0047159 | 0.0052749 | 0.010212 | 0.0079072 | 0.0047754 | 0.0052356 | 0.0059065 | 0.0064132 | 0.0063313 | 0.0056992 | 0.0053381 | 0.0047819 | 0.004544 | 0.0047445 | 0.0055115 | 0.0053068 | 0.0056145 | 0.0059362 | 0.0052885 | 0.0057613 | 0.005158
Portfolio Adjusted1-in-10Size: Under 20 kWOther2020Typical Event Day | Portfolio Adjusted | 1-in-10 | Size: Under 20 kW | Other | 2020 | Typical Event Day | 8 | 0.96314 | 0.93081 | 0.90502 | 0.89329 | 0.9007 | 0.9318 | 0.91197 | 1.0848 | 1.494 | 1.8435 | 2.1375 | 2.2977 | 2.3536 | 2.4033 | 2.4343 | 2.4001 | 2.2747 | 1.953 | 1.6346 | 1.4908 | 1.4532 | 1.3004 | 1.1567 | 1.0373 | 0 | 0 | 0 | 0 | 0 | 0 | 0 | 0 | 0 | 0 | 0 | 0 | 0 | 0 | 0.0042139 | 0.012084 | 0.014624 | 0.014074 | 0 | 0 | 0 | 0 | 0 | 0 | 75.4929 | 74.2588 | 73.0208 | 71.9435 | 71.0262 | 69.9587 | 69.2146 | 69.4057 | 72.5273 | 77.7321 | 82.8271 | 87.0049 | 90.0775 | 92.1311 | 93.1794 | 93.6784 | 93.5994 | 92.8637 | 91.4241 | 89.0232 | 85.5728 | 82.3465 | 80.1474 | 78.3969 | 0.007063 | 0.0084588 | 0.0040999 | 0.0052506 | 0.0058792 | 0.011205 | 0.0082075 | 0.0053954 | 0.0061466 | 0.0073647 | 0.0087801 | 0.0095589 | 0.0093729 | 0.0094681 | 0.0091105 | 0.0088132 | 0.0081657 | 0.0071224 | 0.0060147 | 0.0061726 | 0.0068101 | 0.0057977 | 0.0063562 | 0.0063937
Portfolio Adjusted1-in-10Size: Under 20 kWOther2021January Monthly Peak | Portfolio Adjusted | 1-in-10 | Size: Under 20 kW | Other | 2021 | January Monthly Peak | 1 | 0.70828 | 0.70608 | 0.70884 | 0.70565 | 0.71821 | 0.75577 | 0.79606 | 0.88062 | 1.1958 | 1.4294 | 1.526 | 1.4732 | 1.3514 | 1.2535 | 1.1534 | 1.1103 | 1.2671 | 1.5699 | 1.5687 | 1.5012 | 1.3889 | 1.3036 | 1.1109 | 0.74616 | 0 | 0 | 0 | 0 | 0 | 0 | 0 | 0 | 0 | 0 | 0 | 0 | 0 | 0 | 0.0019966 | 0.0055901 | 0.008146 | 0.011313 | 0 | 0 | 0 | 0 | 0 | 0 | 37.3714 | 36.6065 | 36.0745 | 35.2502 | 34.7401 | 34.2463 | 33.7704 | 33.4729 | 34.0517 | 37.135 | 40.493 | 43.0084 | 44.6851 | 45.9551 | 46.953 | 47.1202 | 46.9111 | 45.9413 | 44.086 | 42.7242 | 41.5902 | 40.9204 | 40.1292 | 39.475 | 0.005194 | 0.0064165 | 0.0032111 | 0.0041477 | 0.004688 | 0.009088 | 0.0071643 | 0.0043797 | 0.0049198 | 0.0057103 | 0.0062685 | 0.0061288 | 0.0053817 | 0.0049384 | 0.0043167 | 0.004077 | 0.0045484 | 0.0057253 | 0.0057723 | 0.0062156 | 0.0065088 | 0.0058119 | 0.0061048 | 0.004599
Portfolio Adjusted1-in-10Size: Under 20 kWOther2021February Monthly Peak | Portfolio Adjusted | 1-in-10 | Size: Under 20 kW | Other | 2021 | February Monthly Peak | 2 | 0.76096 | 0.74919 | 0.74784 | 0.74863 | 0.76233 | 0.80199 | 0.80629 | 0.85463 | 1.1105 | 1.2845 | 1.3682 | 1.3706 | 1.3297 | 1.311 | 1.2923 | 1.2656 | 1.2682 | 1.3202 | 1.358 | 1.2617 | 1.1645 | 1.0652 | 0.949 | 0.80045 | 0 | 0 | 0 | 0 | 0 | 0 | 0 | 0 | 0 | 0 | 0 | 0 | 0 | 0 | 0.002237 | 0.0063722 | 0.0081535 | 0.0095138 | 0 | 0 | 0 | 0 | 0 | 0 | 45.5818 | 45.2144 | 44.9946 | 44.6428 | 44.5704 | 43.8386 | 43.3381 | 43.4615 | 44.6811 | 48.0573 | 51.1993 | 53.5877 | 55.2435 | 56.2082 | 56.8731 | 57.1696 | 56.7402 | 55.7283 | 53.5749 | 51.3471 | 49.7147 | 48.332 | 47.2071 | 46.0118 | 0.0055803 | 0.0068083 | 0.0033878 | 0.0044003 | 0.0049761 | 0.0096437 | 0.0072564 | 0.0042504 | 0.004569 | 0.0051312 | 0.0056203 | 0.0057019 | 0.0052951 | 0.0051646 | 0.0048365 | 0.0046474 | 0.0045526 | 0.0048146 | 0.0049971 | 0.0052239 | 0.0054573 | 0.004749 | 0.0052151 | 0.0049336
Portfolio Adjusted1-in-10Size: Under 20 kWOther2021March Monthly Peak | Portfolio Adjusted | 1-in-10 | Size: Under 20 kW | Other | 2021 | March Monthly Peak | 3 | 0.81882 | 0.79649 | 0.78416 | 0.78263 | 0.79141 | 0.82881 | 0.8629 | 0.88751 | 1.0888 | 1.2628 | 1.3903 | 1.4629 | 1.4838 | 1.5275 | 1.5667 | 1.5554 | 1.4823 | 1.3197 | 1.2088 | 1.2068 | 1.1285 | 1.0189 | 0.92194 | 0.86649 | 0 | 0 | 0 | 0 | 0 | 0 | 0 | 0 | 0 | 0 | 0 | 0 | 0 | 0 | 0.0027121 | 0.0078312 | 0.0095297 | 0.00951 | 0 | 0 | 0 | 0 | 0 | 0 | 56.1123 | 54.9486 | 54.1364 | 53.1751 | 52.4385 | 51.6329 | 51.0247 | 51.4946 | 55.162 | 60.5994 | 65.8913 | 70.2147 | 73.0665 | 74.6623 | 75.4788 | 75.8637 | 75.5056 | 74.0887 | 71.4092 | 67.5541 | 64.1304 | 61.3099 | 59.1566 | 57.5383 | 0.0060046 | 0.0072381 | 0.0035524 | 0.0046001 | 0.0051659 | 0.0099663 | 0.0077658 | 0.004414 | 0.0044795 | 0.0050449 | 0.0057109 | 0.006086 | 0.005909 | 0.0060178 | 0.0058636 | 0.0057115 | 0.0053211 | 0.0048127 | 0.0044478 | 0.0049968 | 0.0052884 | 0.0045426 | 0.0050664 | 0.0053407
Portfolio Adjusted1-in-10Size: Under 20 kWOther2021April Monthly Peak | Portfolio Adjusted | 1-in-10 | Size: Under 20 kW | Other | 2021 | April Monthly Peak | 4 | 0.8653 | 0.84011 | 0.82358 | 0.8187 | 0.82172 | 0.85446 | 0.8405 | 0.91173 | 1.1864 | 1.4255 | 1.6227 | 1.7403 | 1.7927 | 1.8425 | 1.8799 | 1.8508 | 1.7388 | 1.4953 | 1.2592 | 1.2438 | 1.2152 | 1.0843 | 0.98039 | 0.92642 | 0 | 0 | 0 | 0 | 0 | 0 | 0 | 0 | 0 | 0 | 0 | 0 | 0 | 0 | 0.0032541 | 0.0093185 | 0.011179 | 0.010776 | 0 | 0 | 0 | 0 | 0 | 0 | 66.79 | 65.3765 | 63.6852 | 62.5222 | 61.3576 | 60.257 | 59.6712 | 59.6501 | 63.0868 | 69.4048 | 75.7393 | 81.0269 | 84.1559 | 86.2035 | 87.4509 | 88.1135 | 87.9386 | 87.2343 | 85.1552 | 82.0313 | 77.8869 | 74.1754 | 71.4173 | 69.7599 | 0.0063455 | 0.0076345 | 0.0037309 | 0.0048122 | 0.0053637 | 0.010275 | 0.0075643 | 0.0045344 | 0.0048813 | 0.0056945 | 0.0066656 | 0.00724 | 0.0071393 | 0.0072588 | 0.0070355 | 0.0067962 | 0.0062419 | 0.0054533 | 0.0046335 | 0.0051501 | 0.0056947 | 0.0048344 | 0.0053876 | 0.00571
Portfolio Adjusted1-in-10Size: Under 20 kWOther2021May Monthly Peak | Portfolio Adjusted | 1-in-10 | Size: Under 20 kW | Other | 2021 | May Monthly Peak | 5 | 0.8923 | 0.86675 | 0.84323 | 0.83667 | 0.84192 | 0.85916 | 0.81597 | 0.95952 | 1.2828 | 1.5683 | 1.7955 | 1.9369 | 1.978 | 2.016 | 2.0373 | 2.0104 | 1.8825 | 1.6096 | 1.3384 | 1.2619 | 1.2777 | 1.1398 | 1.0257 | 0.96191 | 0 | 0 | 0 | 0 | 0 | 0 | 0 | 0 | 0 | 0 | 0 | 0 | 0 | 0 | 0.0035266 | 0.010122 | 0.012103 | 0.011599 | 0 | 0 | 0 | 0 | 0 | 0 | 71.1473 | 69.47 | 68.1473 | 66.7708 | 65.4668 | 64.5352 | 63.9736 | 64.4003 | 67.8303 | 73.3743 | 79.3047 | 83.5284 | 86.9949 | 89.3255 | 90.7544 | 91.3277 | 91.0062 | 90.3341 | 88.6013 | 86.1144 | 82.3092 | 78.2136 | 75.2607 | 72.4327 | 0.0065435 | 0.0078767 | 0.0038199 | 0.0049177 | 0.0054955 | 0.010331 | 0.0073435 | 0.0047721 | 0.0052777 | 0.0062654 | 0.0073752 | 0.0080579 | 0.0078769 | 0.007942 | 0.0076246 | 0.0073823 | 0.0067578 | 0.00587 | 0.004925 | 0.005225 | 0.0059877 | 0.0050816 | 0.0056369 | 0.0059288
Portfolio Adjusted1-in-10Size: Under 20 kWOther2021June Monthly Peak | Portfolio Adjusted | 1-in-10 | Size: Under 20 kW | Other | 2021 | June Monthly Peak | 6 | 0.9217 | 0.89153 | 0.86671 | 0.85794 | 0.85968 | 0.86228 | 0.83032 | 1.0211 | 1.3936 | 1.7194 | 1.9788 | 2.133 | 2.1897 | 2.2328 | 2.2592 | 2.2306 | 2.1085 | 1.8306 | 1.5314 | 1.3759 | 1.369 | 1.256 | 1.11 | 0.9962 | 0 | 0 | 0 | 0 | 0 | 0 | 0 | 0 | 0 | 0 | 0 | 0 | 0 | 0 | 0.0039108 | 0.011231 | 0.013556 | 0.013192 | 0 | 0 | 0 | 0 | 0 | 0 | 73.775 | 72.2466 | 71.1374 | 69.7593 | 68.9299 | 67.4281 | 66.5508 | 67.3546 | 71.4847 | 76.9529 | 82.0401 | 85.6429 | 88.1748 | 90.0333 | 91.3828 | 92.1254 | 92.4964 | 91.9412 | 90.6617 | 88.5831 | 85.4519 | 81.6431 | 79.056 | 77.1575 | 0.0067591 | 0.0081018 | 0.0039263 | 0.0050428 | 0.0056115 | 0.010369 | 0.0074727 | 0.0050782 | 0.0057336 | 0.0068687 | 0.0081284 | 0.008874 | 0.00872 | 0.0087963 | 0.0084553 | 0.0081908 | 0.007569 | 0.0066758 | 0.0056348 | 0.0056968 | 0.0064157 | 0.0055997 | 0.0060999 | 0.0061401
Portfolio Adjusted1-in-10Size: Under 20 kWOther2021July Monthly Peak | Portfolio Adjusted | 1-in-10 | Size: Under 20 kW | Other | 2021 | July Monthly Peak | 7 | 0.95634 | 0.92593 | 0.90006 | 0.88965 | 0.89325 | 0.91053 | 0.88055 | 1.084 | 1.4876 | 1.8441 | 2.1265 | 2.2821 | 2.3456 | 2.3981 | 2.417 | 2.385 | 2.2691 | 1.957 | 1.6262 | 1.4548 | 1.4324 | 1.3097 | 1.16 | 1.0331 | 0 | 0 | 0 | 0 | 0 | 0 | 0 | 0 | 0 | 0 | 0 | 0 | 0 | 0 | 0.004184 | 0.012008 | 0.014588 | 0.014103 | 0 | 0 | 0 | 0 | 0 | 0 | 75.4725 | 74.3726 | 73.2749 | 72.2634 | 71.4296 | 70.5055 | 69.8327 | 70.1482 | 73.4942 | 78.5548 | 83.4891 | 87.3557 | 90.0182 | 91.8057 | 92.6507 | 92.8773 | 92.6624 | 92.0608 | 90.5581 | 88.2952 | 85.4973 | 82.4261 | 80.2045 | 78.7169 | 0.0070131 | 0.0084144 | 0.0040774 | 0.0052292 | 0.0058306 | 0.010949 | 0.0079248 | 0.0053913 | 0.0061201 | 0.007367 | 0.0087351 | 0.0094943 | 0.0093411 | 0.0094475 | 0.009046 | 0.0087578 | 0.0081457 | 0.0071371 | 0.0059838 | 0.0060238 | 0.0067129 | 0.0058394 | 0.0063744 | 0.0063674
Portfolio Adjusted1-in-10Size: Under 20 kWOther2021August Monthly Peak | Portfolio Adjusted | 1-in-10 | Size: Under 20 kW | Other | 2021 | August Monthly Peak | 8 | 0.96588 | 0.93329 | 0.90723 | 0.89535 | 0.90265 | 0.9338 | 0.91426 | 1.091 | 1.5066 | 1.8629 | 2.1626 | 2.3254 | 2.3817 | 2.4309 | 2.46 | 2.4245 | 2.2989 | 1.9755 | 1.6522 | 1.5068 | 1.4667 | 1.312 | 1.1657 | 1.0416 | 0 | 0 | 0 | 0 | 0 | 0 | 0 | 0 | 0 | 0 | 0 | 0 | 0 | 0 | 0.0042584 | 0.012207 | 0.01478 | 0.014236 | 0 | 0 | 0 | 0 | 0 | 0 | 76.1117 | 75.034 | 73.6896 | 72.7005 | 71.7739 | 71.0349 | 70.3602 | 70.204 | 72.941 | 78.0897 | 82.7963 | 87.0851 | 90.3186 | 92.4589 | 93.7607 | 94.1191 | 93.6673 | 92.7901 | 91.5663 | 89.3537 | 85.8249 | 82.9 | 81.0516 | 79.2229 | 0.0070831 | 0.0084813 | 0.0041099 | 0.0052627 | 0.0058919 | 0.011229 | 0.0082281 | 0.0054258 | 0.0061985 | 0.007442 | 0.0088832 | 0.0096743 | 0.0094846 | 0.0095766 | 0.0092067 | 0.0089029 | 0.0082524 | 0.0072045 | 0.0060794 | 0.006239 | 0.0068734 | 0.0058495 | 0.0064061 | 0.0064198
Portfolio Adjusted1-in-10Size: Under 20 kWOther2021September Monthly Peak | Portfolio Adjusted | 1-in-10 | Size: Under 20 kW | Other | 2021 | September Monthly Peak | 9 | 0.95113 | 0.92003 | 0.89528 | 0.88706 | 0.89224 | 0.93162 | 0.9599 | 1.0808 | 1.4959 | 1.8686 | 2.1787 | 2.3628 | 2.4211 | 2.4678 | 2.4877 | 2.4406 | 2.2987 | 1.9706 | 1.6401 | 1.5749 | 1.4413 | 1.2838 | 1.142 | 1.0193 | 0 | 0 | 0 | 0 | 0 | 0 | 0 | 0 | 0 | 0 | 0 | 0 | 0 | 0 | 0.0043064 | 0.012288 | 0.014779 | 0.0142 | 0 | 0 | 0 | 0 | 0 | 0 | 76.6123 | 75.382 | 73.9812 | 73.0509 | 71.9713 | 70.8663 | 70.1149 | 69.9161 | 72.1895 | 77.3312 | 82.9828 | 87.9358 | 91.7983 | 94.2266 | 94.9231 | 95.5916 | 95.5715 | 94.6627 | 92.9103 | 89.8608 | 85.5169 | 82.4169 | 80.2775 | 78.4904 | 0.0069749 | 0.0083608 | 0.0040558 | 0.005214 | 0.005824 | 0.011202 | 0.0086389 | 0.0053754 | 0.0061544 | 0.0074649 | 0.0089496 | 0.00983 | 0.0096416 | 0.0097219 | 0.0093105 | 0.0089621 | 0.0082519 | 0.0071863 | 0.0060349 | 0.0065211 | 0.0067545 | 0.0057235 | 0.0062757 | 0.0062825
Portfolio Adjusted1-in-10Size: Under 20 kWOther2021October Monthly Peak | Portfolio Adjusted | 1-in-10 | Size: Under 20 kW | Other | 2021 | October Monthly Peak | 10 | 0.87618 | 0.85672 | 0.84215 | 0.83342 | 0.83649 | 0.869 | 0.92699 | 0.97281 | 1.2779 | 1.5675 | 1.798 | 1.9423 | 1.9901 | 2.0518 | 2.086 | 2.049 | 1.9209 | 1.6356 | 1.471 | 1.384 | 1.2619 | 1.1339 | 1.0242 | 0.9394 | 0 | 0 | 0 | 0 | 0 | 0 | 0 | 0 | 0 | 0 | 0 | 0 | 0 | 0 | 0.0036109 | 0.010316 | 0.012349 | 0.011787 | 0 | 0 | 0 | 0 | 0 | 0 | 72.2447 | 71.053 | 69.8575 | 68.4797 | 67.4554 | 66.3732 | 65.9401 | 65.5112 | 66.2948 | 71.1502 | 76.8694 | 81.7153 | 85.1317 | 87.5799 | 88.754 | 89.0584 | 88.4365 | 86.9266 | 84.372 | 81.1538 | 77.975 | 75.6214 | 73.7543 | 72.2368 | 0.0064253 | 0.0077855 | 0.0038151 | 0.0048987 | 0.0054601 | 0.01045 | 0.0083427 | 0.0048382 | 0.0052576 | 0.0062618 | 0.0073857 | 0.0080804 | 0.0079251 | 0.0080831 | 0.0078069 | 0.0075239 | 0.0068956 | 0.0059649 | 0.0054125 | 0.0057306 | 0.0059137 | 0.0050552 | 0.0056285 | 0.0057901
Portfolio Adjusted1-in-10Size: Under 20 kWOther2021November Monthly Peak | Portfolio Adjusted | 1-in-10 | Size: Under 20 kW | Other | 2021 | November Monthly Peak | 11 | 0.82786 | 0.81121 | 0.8048 | 0.79955 | 0.80475 | 0.83472 | 0.81095 | 0.89645 | 1.1324 | 1.314 | 1.4334 | 1.4967 | 1.499 | 1.5163 | 1.5264 | 1.4924 | 1.4158 | 1.4067 | 1.2572 | 1.1405 | 1.061 | 0.96513 | 0.88619 | 0.86105 | 0 | 0 | 0 | 0 | 0 | 0 | 0 | 0 | 0 | 0 | 0 | 0 | 0 | 0 | 0.0026424 | 0.007514 | 0.0091021 | 0.010137 | 0 | 0 | 0 | 0 | 0 | 0 | 59.2885 | 57.9025 | 56.7207 | 55.4428 | 54.6759 | 54.1868 | 53.5643 | 53.1874 | 55.4913 | 60.0078 | 65.4711 | 69.7459 | 72.6009 | 74.3009 | 75.4303 | 75.7577 | 74.8515 | 72.5586 | 69.7167 | 66.4591 | 64.1235 | 62.5661 | 61.0279 | 59.8888 | 0.0060709 | 0.0073719 | 0.0036458 | 0.0046996 | 0.005253 | 0.010037 | 0.0072983 | 0.0044584 | 0.004659 | 0.0052494 | 0.0058879 | 0.0062265 | 0.0059695 | 0.0059736 | 0.0057129 | 0.0054802 | 0.0050823 | 0.00513 | 0.004626 | 0.0047224 | 0.0049721 | 0.0043029 | 0.0048699 | 0.0053071
Portfolio Adjusted1-in-10Size: Under 20 kWOther2021December Monthly Peak | Portfolio Adjusted | 1-in-10 | Size: Under 20 kW | Other | 2021 | December Monthly Peak | 12 | 0.80686 | 0.80145 | 0.79852 | 0.80233 | 0.80812 | 0.84922 | 0.87861 | 0.96019 | 1.2726 | 1.4785 | 1.5612 | 1.5218 | 1.4311 | 1.355 | 1.2777 | 1.2375 | 1.3217 | 1.5113 | 1.4422 | 1.356 | 1.2667 | 1.1862 | 1.0484 | 0.83685 | 0 | 0 | 0 | 0 | 0 | 0 | 0 | 0 | 0 | 0 | 0 | 0 | 0 | 0 | 0.0022118 | 0.0062304 | 0.0084971 | 0.010891 | 0 | 0 | 0 | 0 | 0 | 0 | 40.7235 | 40.0308 | 39.768 | 39.2793 | 38.8346 | 38.2402 | 38.0485 | 37.8458 | 38.4252 | 41.2545 | 44.0366 | 46.6073 | 48.2987 | 49.1618 | 49.5719 | 49.5363 | 48.7966 | 47.1889 | 45.4312 | 44.1503 | 43.1734 | 42.1373 | 41.7408 | 41.2931 | 0.0059169 | 0.0072833 | 0.0036174 | 0.0047159 | 0.0052749 | 0.010212 | 0.0079072 | 0.0047754 | 0.0052356 | 0.0059065 | 0.0064132 | 0.0063313 | 0.0056992 | 0.0053381 | 0.0047819 | 0.004544 | 0.0047445 | 0.0055115 | 0.0053068 | 0.0056145 | 0.0059362 | 0.0052885 | 0.0057613 | 0.005158
Portfolio Adjusted1-in-10Size: Under 20 kWOther2021Typical Event Day | Portfolio Adjusted | 1-in-10 | Size: Under 20 kW | Other | 2021 | Typical Event Day | 8 | 0.96314 | 0.93081 | 0.90502 | 0.89329 | 0.9007 | 0.9318 | 0.91197 | 1.0848 | 1.494 | 1.8435 | 2.1375 | 2.2977 | 2.3536 | 2.4033 | 2.4343 | 2.4001 | 2.2747 | 1.953 | 1.6346 | 1.4908 | 1.4532 | 1.3004 | 1.1567 | 1.0373 | 0 | 0 | 0 | 0 | 0 | 0 | 0 | 0 | 0 | 0 | 0 | 0 | 0 | 0 | 0.0042139 | 0.012084 | 0.014624 | 0.014074 | 0 | 0 | 0 | 0 | 0 | 0 | 75.4929 | 74.2588 | 73.0208 | 71.9435 | 71.0262 | 69.9587 | 69.2146 | 69.4057 | 72.5273 | 77.7321 | 82.8271 | 87.0049 | 90.0775 | 92.1311 | 93.1794 | 93.6784 | 93.5994 | 92.8637 | 91.4241 | 89.0232 | 85.5728 | 82.3465 | 80.1474 | 78.3969 | 0.007063 | 0.0084588 | 0.0040999 | 0.0052506 | 0.0058792 | 0.011205 | 0.0082075 | 0.0053954 | 0.0061466 | 0.0073647 | 0.0087801 | 0.0095589 | 0.0093729 | 0.0094681 | 0.0091105 | 0.0088132 | 0.0081657 | 0.0071224 | 0.0060147 | 0.0061726 | 0.0068101 | 0.0057977 | 0.0063562 | 0.0063937
Portfolio Adjusted1-in-10Size: Under 20 kWOther2022January Monthly Peak | Portfolio Adjusted | 1-in-10 | Size: Under 20 kW | Other | 2022 | January Monthly Peak | 1 | 0.70828 | 0.70608 | 0.70884 | 0.70565 | 0.71821 | 0.75577 | 0.79606 | 0.88062 | 1.1958 | 1.4294 | 1.526 | 1.4732 | 1.3514 | 1.2535 | 1.1534 | 1.1103 | 1.2671 | 1.5699 | 1.5687 | 1.5012 | 1.3889 | 1.3036 | 1.1109 | 0.74616 | 0 | 0 | 0 | 0 | 0 | 0 | 0 | 0 | 0 | 0 | 0 | 0 | 0 | 0 | 0.0019966 | 0.0055901 | 0.008146 | 0.011313 | 0 | 0 | 0 | 0 | 0 | 0 | 37.3714 | 36.6065 | 36.0745 | 35.2502 | 34.7401 | 34.2463 | 33.7704 | 33.4729 | 34.0517 | 37.135 | 40.493 | 43.0084 | 44.6851 | 45.9551 | 46.953 | 47.1202 | 46.9111 | 45.9413 | 44.086 | 42.7242 | 41.5902 | 40.9204 | 40.1292 | 39.475 | 0.005194 | 0.0064165 | 0.0032111 | 0.0041477 | 0.004688 | 0.009088 | 0.0071643 | 0.0043797 | 0.0049198 | 0.0057103 | 0.0062685 | 0.0061288 | 0.0053817 | 0.0049384 | 0.0043167 | 0.004077 | 0.0045484 | 0.0057253 | 0.0057723 | 0.0062156 | 0.0065088 | 0.0058119 | 0.0061048 | 0.004599
Portfolio Adjusted1-in-10Size: Under 20 kWOther2022February Monthly Peak | Portfolio Adjusted | 1-in-10 | Size: Under 20 kW | Other | 2022 | February Monthly Peak | 2 | 0.76096 | 0.74919 | 0.74784 | 0.74863 | 0.76233 | 0.80199 | 0.80629 | 0.85463 | 1.1105 | 1.2845 | 1.3682 | 1.3706 | 1.3297 | 1.311 | 1.2923 | 1.2656 | 1.2682 | 1.3202 | 1.358 | 1.2617 | 1.1645 | 1.0652 | 0.949 | 0.80045 | 0 | 0 | 0 | 0 | 0 | 0 | 0 | 0 | 0 | 0 | 0 | 0 | 0 | 0 | 0.002237 | 0.0063722 | 0.0081535 | 0.0095138 | 0 | 0 | 0 | 0 | 0 | 0 | 45.5818 | 45.2144 | 44.9946 | 44.6428 | 44.5704 | 43.8386 | 43.3381 | 43.4615 | 44.6811 | 48.0573 | 51.1993 | 53.5877 | 55.2435 | 56.2082 | 56.8731 | 57.1696 | 56.7402 | 55.7283 | 53.5749 | 51.3471 | 49.7147 | 48.332 | 47.2071 | 46.0118 | 0.0055803 | 0.0068083 | 0.0033878 | 0.0044003 | 0.0049761 | 0.0096437 | 0.0072564 | 0.0042504 | 0.004569 | 0.0051312 | 0.0056203 | 0.0057019 | 0.0052951 | 0.0051646 | 0.0048365 | 0.0046474 | 0.0045526 | 0.0048146 | 0.0049971 | 0.0052239 | 0.0054573 | 0.004749 | 0.0052151 | 0.0049336
Portfolio Adjusted1-in-10Size: Under 20 kWOther2022March Monthly Peak | Portfolio Adjusted | 1-in-10 | Size: Under 20 kW | Other | 2022 | March Monthly Peak | 3 | 0.81882 | 0.79649 | 0.78416 | 0.78263 | 0.79141 | 0.82881 | 0.8629 | 0.88751 | 1.0888 | 1.2628 | 1.3903 | 1.4629 | 1.4838 | 1.5275 | 1.5667 | 1.5554 | 1.4823 | 1.3197 | 1.2088 | 1.2068 | 1.1285 | 1.0189 | 0.92194 | 0.86649 | 0 | 0 | 0 | 0 | 0 | 0 | 0 | 0 | 0 | 0 | 0 | 0 | 0 | 0 | 0.0027121 | 0.0078312 | 0.0095297 | 0.00951 | 0 | 0 | 0 | 0 | 0 | 0 | 56.1123 | 54.9486 | 54.1364 | 53.1751 | 52.4385 | 51.6329 | 51.0247 | 51.4946 | 55.162 | 60.5994 | 65.8913 | 70.2147 | 73.0665 | 74.6623 | 75.4788 | 75.8637 | 75.5056 | 74.0887 | 71.4092 | 67.5541 | 64.1304 | 61.3099 | 59.1566 | 57.5383 | 0.0060046 | 0.0072381 | 0.0035524 | 0.0046001 | 0.0051659 | 0.0099663 | 0.0077658 | 0.004414 | 0.0044795 | 0.0050449 | 0.0057109 | 0.006086 | 0.005909 | 0.0060178 | 0.0058636 | 0.0057115 | 0.0053211 | 0.0048127 | 0.0044478 | 0.0049968 | 0.0052884 | 0.0045426 | 0.0050664 | 0.0053407
Portfolio Adjusted1-in-10Size: Under 20 kWOther2022April Monthly Peak | Portfolio Adjusted | 1-in-10 | Size: Under 20 kW | Other | 2022 | April Monthly Peak | 4 | 0.8653 | 0.84011 | 0.82358 | 0.8187 | 0.82172 | 0.85446 | 0.8405 | 0.91173 | 1.1864 | 1.4255 | 1.6227 | 1.7403 | 1.7927 | 1.8425 | 1.8799 | 1.8508 | 1.7388 | 1.4953 | 1.2592 | 1.2438 | 1.2152 | 1.0843 | 0.98039 | 0.92642 | 0 | 0 | 0 | 0 | 0 | 0 | 0 | 0 | 0 | 0 | 0 | 0 | 0 | 0 | 0.0032541 | 0.0093185 | 0.011179 | 0.010776 | 0 | 0 | 0 | 0 | 0 | 0 | 66.79 | 65.3765 | 63.6852 | 62.5222 | 61.3576 | 60.257 | 59.6712 | 59.6501 | 63.0868 | 69.4048 | 75.7393 | 81.0269 | 84.1559 | 86.2035 | 87.4509 | 88.1135 | 87.9386 | 87.2343 | 85.1552 | 82.0313 | 77.8869 | 74.1754 | 71.4173 | 69.7599 | 0.0063455 | 0.0076345 | 0.0037309 | 0.0048122 | 0.0053637 | 0.010275 | 0.0075643 | 0.0045344 | 0.0048813 | 0.0056945 | 0.0066656 | 0.00724 | 0.0071393 | 0.0072588 | 0.0070355 | 0.0067962 | 0.0062419 | 0.0054533 | 0.0046335 | 0.0051501 | 0.0056947 | 0.0048344 | 0.0053876 | 0.00571
Portfolio Adjusted1-in-10Size: Under 20 kWOther2022May Monthly Peak | Portfolio Adjusted | 1-in-10 | Size: Under 20 kW | Other | 2022 | May Monthly Peak | 5 | 0.8923 | 0.86675 | 0.84323 | 0.83667 | 0.84192 | 0.85916 | 0.81597 | 0.95952 | 1.2828 | 1.5683 | 1.7955 | 1.9369 | 1.978 | 2.016 | 2.0373 | 2.0104 | 1.8825 | 1.6096 | 1.3384 | 1.2619 | 1.2777 | 1.1398 | 1.0257 | 0.96191 | 0 | 0 | 0 | 0 | 0 | 0 | 0 | 0 | 0 | 0 | 0 | 0 | 0 | 0 | 0.0035266 | 0.010122 | 0.012103 | 0.011599 | 0 | 0 | 0 | 0 | 0 | 0 | 71.1473 | 69.47 | 68.1473 | 66.7708 | 65.4668 | 64.5352 | 63.9736 | 64.4003 | 67.8303 | 73.3743 | 79.3047 | 83.5284 | 86.9949 | 89.3255 | 90.7544 | 91.3277 | 91.0062 | 90.3341 | 88.6013 | 86.1144 | 82.3092 | 78.2136 | 75.2607 | 72.4327 | 0.0065435 | 0.0078767 | 0.0038199 | 0.0049177 | 0.0054955 | 0.010331 | 0.0073435 | 0.0047721 | 0.0052777 | 0.0062654 | 0.0073752 | 0.0080579 | 0.0078769 | 0.007942 | 0.0076246 | 0.0073823 | 0.0067578 | 0.00587 | 0.004925 | 0.005225 | 0.0059877 | 0.0050816 | 0.0056369 | 0.0059288
Portfolio Adjusted1-in-10Size: Under 20 kWOther2022June Monthly Peak | Portfolio Adjusted | 1-in-10 | Size: Under 20 kW | Other | 2022 | June Monthly Peak | 6 | 0.9217 | 0.89153 | 0.86671 | 0.85794 | 0.85968 | 0.86228 | 0.83032 | 1.0211 | 1.3936 | 1.7194 | 1.9788 | 2.133 | 2.1897 | 2.2328 | 2.2592 | 2.2306 | 2.1085 | 1.8306 | 1.5314 | 1.3759 | 1.369 | 1.256 | 1.11 | 0.9962 | 0 | 0 | 0 | 0 | 0 | 0 | 0 | 0 | 0 | 0 | 0 | 0 | 0 | 0 | 0.0039108 | 0.011231 | 0.013556 | 0.013192 | 0 | 0 | 0 | 0 | 0 | 0 | 73.775 | 72.2466 | 71.1374 | 69.7593 | 68.9299 | 67.4281 | 66.5508 | 67.3546 | 71.4847 | 76.9529 | 82.0401 | 85.6429 | 88.1748 | 90.0333 | 91.3828 | 92.1254 | 92.4964 | 91.9412 | 90.6617 | 88.5831 | 85.4519 | 81.6431 | 79.056 | 77.1575 | 0.0067591 | 0.0081018 | 0.0039263 | 0.0050428 | 0.0056115 | 0.010369 | 0.0074727 | 0.0050782 | 0.0057336 | 0.0068687 | 0.0081284 | 0.008874 | 0.00872 | 0.0087963 | 0.0084553 | 0.0081908 | 0.007569 | 0.0066758 | 0.0056348 | 0.0056968 | 0.0064157 | 0.0055997 | 0.0060999 | 0.0061401
Portfolio Adjusted1-in-10Size: Under 20 kWOther2022July Monthly Peak | Portfolio Adjusted | 1-in-10 | Size: Under 20 kW | Other | 2022 | July Monthly Peak | 7 | 0.95634 | 0.92593 | 0.90006 | 0.88965 | 0.89325 | 0.91053 | 0.88055 | 1.084 | 1.4876 | 1.8441 | 2.1265 | 2.2821 | 2.3456 | 2.3981 | 2.417 | 2.385 | 2.2691 | 1.957 | 1.6262 | 1.4548 | 1.4324 | 1.3097 | 1.16 | 1.0331 | 0 | 0 | 0 | 0 | 0 | 0 | 0 | 0 | 0 | 0 | 0 | 0 | 0 | 0 | 0.004184 | 0.012008 | 0.014588 | 0.014103 | 0 | 0 | 0 | 0 | 0 | 0 | 75.4725 | 74.3726 | 73.2749 | 72.2634 | 71.4296 | 70.5055 | 69.8327 | 70.1482 | 73.4942 | 78.5548 | 83.4891 | 87.3557 | 90.0182 | 91.8057 | 92.6507 | 92.8773 | 92.6624 | 92.0608 | 90.5581 | 88.2952 | 85.4973 | 82.4261 | 80.2045 | 78.7169 | 0.0070131 | 0.0084144 | 0.0040774 | 0.0052292 | 0.0058306 | 0.010949 | 0.0079248 | 0.0053913 | 0.0061201 | 0.007367 | 0.0087351 | 0.0094943 | 0.0093411 | 0.0094475 | 0.009046 | 0.0087578 | 0.0081457 | 0.0071371 | 0.0059838 | 0.0060238 | 0.0067129 | 0.0058394 | 0.0063744 | 0.0063674
Portfolio Adjusted1-in-10Size: Under 20 kWOther2022August Monthly Peak | Portfolio Adjusted | 1-in-10 | Size: Under 20 kW | Other | 2022 | August Monthly Peak | 8 | 0.96588 | 0.93329 | 0.90723 | 0.89535 | 0.90265 | 0.9338 | 0.91426 | 1.091 | 1.5066 | 1.8629 | 2.1626 | 2.3254 | 2.3817 | 2.4309 | 2.46 | 2.4245 | 2.2989 | 1.9755 | 1.6522 | 1.5068 | 1.4667 | 1.312 | 1.1657 | 1.0416 | 0 | 0 | 0 | 0 | 0 | 0 | 0 | 0 | 0 | 0 | 0 | 0 | 0 | 0 | 0.0042584 | 0.012207 | 0.01478 | 0.014236 | 0 | 0 | 0 | 0 | 0 | 0 | 76.1117 | 75.034 | 73.6896 | 72.7005 | 71.7739 | 71.0349 | 70.3602 | 70.204 | 72.941 | 78.0897 | 82.7963 | 87.0851 | 90.3186 | 92.4589 | 93.7607 | 94.1191 | 93.6673 | 92.7901 | 91.5663 | 89.3537 | 85.8249 | 82.9 | 81.0516 | 79.2229 | 0.0070831 | 0.0084813 | 0.0041099 | 0.0052627 | 0.0058919 | 0.011229 | 0.0082281 | 0.0054258 | 0.0061985 | 0.007442 | 0.0088832 | 0.0096743 | 0.0094846 | 0.0095766 | 0.0092067 | 0.0089029 | 0.0082524 | 0.0072045 | 0.0060794 | 0.006239 | 0.0068734 | 0.0058495 | 0.0064061 | 0.0064198
Portfolio Adjusted1-in-10Size: Under 20 kWOther2022September Monthly Peak | Portfolio Adjusted | 1-in-10 | Size: Under 20 kW | Other | 2022 | September Monthly Peak | 9 | 0.95113 | 0.92003 | 0.89528 | 0.88706 | 0.89224 | 0.93162 | 0.9599 | 1.0808 | 1.4959 | 1.8686 | 2.1787 | 2.3628 | 2.4211 | 2.4678 | 2.4877 | 2.4406 | 2.2987 | 1.9706 | 1.6401 | 1.5749 | 1.4413 | 1.2838 | 1.142 | 1.0193 | 0 | 0 | 0 | 0 | 0 | 0 | 0 | 0 | 0 | 0 | 0 | 0 | 0 | 0 | 0.0043064 | 0.012288 | 0.014779 | 0.0142 | 0 | 0 | 0 | 0 | 0 | 0 | 76.6123 | 75.382 | 73.9812 | 73.0509 | 71.9713 | 70.8663 | 70.1149 | 69.9161 | 72.1895 | 77.3312 | 82.9828 | 87.9358 | 91.7983 | 94.2266 | 94.9231 | 95.5916 | 95.5715 | 94.6627 | 92.9103 | 89.8608 | 85.5169 | 82.4169 | 80.2775 | 78.4904 | 0.0069749 | 0.0083608 | 0.0040558 | 0.005214 | 0.005824 | 0.011202 | 0.0086389 | 0.0053754 | 0.0061544 | 0.0074649 | 0.0089496 | 0.00983 | 0.0096416 | 0.0097219 | 0.0093105 | 0.0089621 | 0.0082519 | 0.0071863 | 0.0060349 | 0.0065211 | 0.0067545 | 0.0057235 | 0.0062757 | 0.0062825
Portfolio Adjusted1-in-10Size: Under 20 kWOther2022October Monthly Peak | Portfolio Adjusted | 1-in-10 | Size: Under 20 kW | Other | 2022 | October Monthly Peak | 10 | 0.87618 | 0.85672 | 0.84215 | 0.83342 | 0.83649 | 0.869 | 0.92699 | 0.97281 | 1.2779 | 1.5675 | 1.798 | 1.9423 | 1.9901 | 2.0518 | 2.086 | 2.049 | 1.9209 | 1.6356 | 1.471 | 1.384 | 1.2619 | 1.1339 | 1.0242 | 0.9394 | 0 | 0 | 0 | 0 | 0 | 0 | 0 | 0 | 0 | 0 | 0 | 0 | 0 | 0 | 0.0036109 | 0.010316 | 0.012349 | 0.011787 | 0 | 0 | 0 | 0 | 0 | 0 | 72.2447 | 71.053 | 69.8575 | 68.4797 | 67.4554 | 66.3732 | 65.9401 | 65.5112 | 66.2948 | 71.1502 | 76.8694 | 81.7153 | 85.1317 | 87.5799 | 88.754 | 89.0584 | 88.4365 | 86.9266 | 84.372 | 81.1538 | 77.975 | 75.6214 | 73.7543 | 72.2368 | 0.0064253 | 0.0077855 | 0.0038151 | 0.0048987 | 0.0054601 | 0.01045 | 0.0083427 | 0.0048382 | 0.0052576 | 0.0062618 | 0.0073857 | 0.0080804 | 0.0079251 | 0.0080831 | 0.0078069 | 0.0075239 | 0.0068956 | 0.0059649 | 0.0054125 | 0.0057306 | 0.0059137 | 0.0050552 | 0.0056285 | 0.0057901
Portfolio Adjusted1-in-10Size: Under 20 kWOther2022November Monthly Peak | Portfolio Adjusted | 1-in-10 | Size: Under 20 kW | Other | 2022 | November Monthly Peak | 11 | 0.82786 | 0.81121 | 0.8048 | 0.79955 | 0.80475 | 0.83472 | 0.81095 | 0.89645 | 1.1324 | 1.314 | 1.4334 | 1.4967 | 1.499 | 1.5163 | 1.5264 | 1.4924 | 1.4158 | 1.4067 | 1.2572 | 1.1405 | 1.061 | 0.96513 | 0.88619 | 0.86105 | 0 | 0 | 0 | 0 | 0 | 0 | 0 | 0 | 0 | 0 | 0 | 0 | 0 | 0 | 0.0026424 | 0.007514 | 0.0091021 | 0.010137 | 0 | 0 | 0 | 0 | 0 | 0 | 59.2885 | 57.9025 | 56.7207 | 55.4428 | 54.6759 | 54.1868 | 53.5643 | 53.1874 | 55.4913 | 60.0078 | 65.4711 | 69.7459 | 72.6009 | 74.3009 | 75.4303 | 75.7577 | 74.8515 | 72.5586 | 69.7167 | 66.4591 | 64.1235 | 62.5661 | 61.0279 | 59.8888 | 0.0060709 | 0.0073719 | 0.0036458 | 0.0046996 | 0.005253 | 0.010037 | 0.0072983 | 0.0044584 | 0.004659 | 0.0052494 | 0.0058879 | 0.0062265 | 0.0059695 | 0.0059736 | 0.0057129 | 0.0054802 | 0.0050823 | 0.00513 | 0.004626 | 0.0047224 | 0.0049721 | 0.0043029 | 0.0048699 | 0.0053071
Portfolio Adjusted1-in-10Size: Under 20 kWOther2022December Monthly Peak | Portfolio Adjusted | 1-in-10 | Size: Under 20 kW | Other | 2022 | December Monthly Peak | 12 | 0.80686 | 0.80145 | 0.79852 | 0.80233 | 0.80812 | 0.84922 | 0.87861 | 0.96019 | 1.2726 | 1.4785 | 1.5612 | 1.5218 | 1.4311 | 1.355 | 1.2777 | 1.2375 | 1.3217 | 1.5113 | 1.4422 | 1.356 | 1.2667 | 1.1862 | 1.0484 | 0.83685 | 0 | 0 | 0 | 0 | 0 | 0 | 0 | 0 | 0 | 0 | 0 | 0 | 0 | 0 | 0.0022118 | 0.0062304 | 0.0084971 | 0.010891 | 0 | 0 | 0 | 0 | 0 | 0 | 40.7235 | 40.0308 | 39.768 | 39.2793 | 38.8346 | 38.2402 | 38.0485 | 37.8458 | 38.4252 | 41.2545 | 44.0366 | 46.6073 | 48.2987 | 49.1618 | 49.5719 | 49.5363 | 48.7966 | 47.1889 | 45.4312 | 44.1503 | 43.1734 | 42.1373 | 41.7408 | 41.2931 | 0.0059169 | 0.0072833 | 0.0036174 | 0.0047159 | 0.0052749 | 0.010212 | 0.0079072 | 0.0047754 | 0.0052356 | 0.0059065 | 0.0064132 | 0.0063313 | 0.0056992 | 0.0053381 | 0.0047819 | 0.004544 | 0.0047445 | 0.0055115 | 0.0053068 | 0.0056145 | 0.0059362 | 0.0052885 | 0.0057613 | 0.005158
Portfolio Adjusted1-in-10Size: Under 20 kWOther2022Typical Event Day | Portfolio Adjusted | 1-in-10 | Size: Under 20 kW | Other | 2022 | Typical Event Day | 8 | 0.96314 | 0.93081 | 0.90502 | 0.89329 | 0.9007 | 0.9318 | 0.91197 | 1.0848 | 1.494 | 1.8435 | 2.1375 | 2.2977 | 2.3536 | 2.4033 | 2.4343 | 2.4001 | 2.2747 | 1.953 | 1.6346 | 1.4908 | 1.4532 | 1.3004 | 1.1567 | 1.0373 | 0 | 0 | 0 | 0 | 0 | 0 | 0 | 0 | 0 | 0 | 0 | 0 | 0 | 0 | 0.0042139 | 0.012084 | 0.014624 | 0.014074 | 0 | 0 | 0 | 0 | 0 | 0 | 75.4929 | 74.2588 | 73.0208 | 71.9435 | 71.0262 | 69.9587 | 69.2146 | 69.4057 | 72.5273 | 77.7321 | 82.8271 | 87.0049 | 90.0775 | 92.1311 | 93.1794 | 93.6784 | 93.5994 | 92.8637 | 91.4241 | 89.0232 | 85.5728 | 82.3465 | 80.1474 | 78.3969 | 0.007063 | 0.0084588 | 0.0040999 | 0.0052506 | 0.0058792 | 0.011205 | 0.0082075 | 0.0053954 | 0.0061466 | 0.0073647 | 0.0087801 | 0.0095589 | 0.0093729 | 0.0094681 | 0.0091105 | 0.0088132 | 0.0081657 | 0.0071224 | 0.0060147 | 0.0061726 | 0.0068101 | 0.0057977 | 0.0063562 | 0.0063937
Portfolio Adjusted1-in-10Size: Under 20 kWOther2023January Monthly Peak | Portfolio Adjusted | 1-in-10 | Size: Under 20 kW | Other | 2023 | January Monthly Peak | 1 | 0.70828 | 0.70608 | 0.70884 | 0.70565 | 0.71821 | 0.75577 | 0.79606 | 0.88062 | 1.1958 | 1.4294 | 1.526 | 1.4732 | 1.3514 | 1.2535 | 1.1534 | 1.1103 | 1.2671 | 1.5699 | 1.5687 | 1.5012 | 1.3889 | 1.3036 | 1.1109 | 0.74616 | 0 | 0 | 0 | 0 | 0 | 0 | 0 | 0 | 0 | 0 | 0 | 0 | 0 | 0 | 0.0019966 | 0.0055901 | 0.008146 | 0.011313 | 0 | 0 | 0 | 0 | 0 | 0 | 37.3714 | 36.6065 | 36.0745 | 35.2502 | 34.7401 | 34.2463 | 33.7704 | 33.4729 | 34.0517 | 37.135 | 40.493 | 43.0084 | 44.6851 | 45.9551 | 46.953 | 47.1202 | 46.9111 | 45.9413 | 44.086 | 42.7242 | 41.5902 | 40.9204 | 40.1292 | 39.475 | 0.005194 | 0.0064165 | 0.0032111 | 0.0041477 | 0.004688 | 0.009088 | 0.0071643 | 0.0043797 | 0.0049198 | 0.0057103 | 0.0062685 | 0.0061288 | 0.0053817 | 0.0049384 | 0.0043167 | 0.004077 | 0.0045484 | 0.0057253 | 0.0057723 | 0.0062156 | 0.0065088 | 0.0058119 | 0.0061048 | 0.004599
Portfolio Adjusted1-in-10Size: Under 20 kWOther2023February Monthly Peak | Portfolio Adjusted | 1-in-10 | Size: Under 20 kW | Other | 2023 | February Monthly Peak | 2 | 0.76096 | 0.74919 | 0.74784 | 0.74863 | 0.76233 | 0.80199 | 0.80629 | 0.85463 | 1.1105 | 1.2845 | 1.3682 | 1.3706 | 1.3297 | 1.311 | 1.2923 | 1.2656 | 1.2682 | 1.3202 | 1.358 | 1.2617 | 1.1645 | 1.0652 | 0.949 | 0.80045 | 0 | 0 | 0 | 0 | 0 | 0 | 0 | 0 | 0 | 0 | 0 | 0 | 0 | 0 | 0.002237 | 0.0063722 | 0.0081535 | 0.0095138 | 0 | 0 | 0 | 0 | 0 | 0 | 45.5818 | 45.2144 | 44.9946 | 44.6428 | 44.5704 | 43.8386 | 43.3381 | 43.4615 | 44.6811 | 48.0573 | 51.1993 | 53.5877 | 55.2435 | 56.2082 | 56.8731 | 57.1696 | 56.7402 | 55.7283 | 53.5749 | 51.3471 | 49.7147 | 48.332 | 47.2071 | 46.0118 | 0.0055803 | 0.0068083 | 0.0033878 | 0.0044003 | 0.0049761 | 0.0096437 | 0.0072564 | 0.0042504 | 0.004569 | 0.0051312 | 0.0056203 | 0.0057019 | 0.0052951 | 0.0051646 | 0.0048365 | 0.0046474 | 0.0045526 | 0.0048146 | 0.0049971 | 0.0052239 | 0.0054573 | 0.004749 | 0.0052151 | 0.0049336
Portfolio Adjusted1-in-10Size: Under 20 kWOther2023March Monthly Peak | Portfolio Adjusted | 1-in-10 | Size: Under 20 kW | Other | 2023 | March Monthly Peak | 3 | 0.81882 | 0.79649 | 0.78416 | 0.78263 | 0.79141 | 0.82881 | 0.8629 | 0.88751 | 1.0888 | 1.2628 | 1.3903 | 1.4629 | 1.4838 | 1.5275 | 1.5667 | 1.5554 | 1.4823 | 1.3197 | 1.2088 | 1.2068 | 1.1285 | 1.0189 | 0.92194 | 0.86649 | 0 | 0 | 0 | 0 | 0 | 0 | 0 | 0 | 0 | 0 | 0 | 0 | 0 | 0 | 0.0027121 | 0.0078312 | 0.0095297 | 0.00951 | 0 | 0 | 0 | 0 | 0 | 0 | 56.1123 | 54.9486 | 54.1364 | 53.1751 | 52.4385 | 51.6329 | 51.0247 | 51.4946 | 55.162 | 60.5994 | 65.8913 | 70.2147 | 73.0665 | 74.6623 | 75.4788 | 75.8637 | 75.5056 | 74.0887 | 71.4092 | 67.5541 | 64.1304 | 61.3099 | 59.1566 | 57.5383 | 0.0060046 | 0.0072381 | 0.0035524 | 0.0046001 | 0.0051659 | 0.0099663 | 0.0077658 | 0.004414 | 0.0044795 | 0.0050449 | 0.0057109 | 0.006086 | 0.005909 | 0.0060178 | 0.0058636 | 0.0057115 | 0.0053211 | 0.0048127 | 0.0044478 | 0.0049968 | 0.0052884 | 0.0045426 | 0.0050664 | 0.0053407
Portfolio Adjusted1-in-10Size: Under 20 kWOther2023April Monthly Peak | Portfolio Adjusted | 1-in-10 | Size: Under 20 kW | Other | 2023 | April Monthly Peak | 4 | 0.8653 | 0.84011 | 0.82358 | 0.8187 | 0.82172 | 0.85446 | 0.8405 | 0.91173 | 1.1864 | 1.4255 | 1.6227 | 1.7403 | 1.7927 | 1.8425 | 1.8799 | 1.8508 | 1.7388 | 1.4953 | 1.2592 | 1.2438 | 1.2152 | 1.0843 | 0.98039 | 0.92642 | 0 | 0 | 0 | 0 | 0 | 0 | 0 | 0 | 0 | 0 | 0 | 0 | 0 | 0 | 0.0032541 | 0.0093185 | 0.011179 | 0.010776 | 0 | 0 | 0 | 0 | 0 | 0 | 66.79 | 65.3765 | 63.6852 | 62.5222 | 61.3576 | 60.257 | 59.6712 | 59.6501 | 63.0868 | 69.4048 | 75.7393 | 81.0269 | 84.1559 | 86.2035 | 87.4509 | 88.1135 | 87.9386 | 87.2343 | 85.1552 | 82.0313 | 77.8869 | 74.1754 | 71.4173 | 69.7599 | 0.0063455 | 0.0076345 | 0.0037309 | 0.0048122 | 0.0053637 | 0.010275 | 0.0075643 | 0.0045344 | 0.0048813 | 0.0056945 | 0.0066656 | 0.00724 | 0.0071393 | 0.0072588 | 0.0070355 | 0.0067962 | 0.0062419 | 0.0054533 | 0.0046335 | 0.0051501 | 0.0056947 | 0.0048344 | 0.0053876 | 0.00571
Portfolio Adjusted1-in-10Size: Under 20 kWOther2023May Monthly Peak | Portfolio Adjusted | 1-in-10 | Size: Under 20 kW | Other | 2023 | May Monthly Peak | 5 | 0.8923 | 0.86675 | 0.84323 | 0.83667 | 0.84192 | 0.85916 | 0.81597 | 0.95952 | 1.2828 | 1.5683 | 1.7955 | 1.9369 | 1.978 | 2.016 | 2.0373 | 2.0104 | 1.8825 | 1.6096 | 1.3384 | 1.2619 | 1.2777 | 1.1398 | 1.0257 | 0.96191 | 0 | 0 | 0 | 0 | 0 | 0 | 0 | 0 | 0 | 0 | 0 | 0 | 0 | 0 | 0.0035266 | 0.010122 | 0.012103 | 0.011599 | 0 | 0 | 0 | 0 | 0 | 0 | 71.1473 | 69.47 | 68.1473 | 66.7708 | 65.4668 | 64.5352 | 63.9736 | 64.4003 | 67.8303 | 73.3743 | 79.3047 | 83.5284 | 86.9949 | 89.3255 | 90.7544 | 91.3277 | 91.0062 | 90.3341 | 88.6013 | 86.1144 | 82.3092 | 78.2136 | 75.2607 | 72.4327 | 0.0065435 | 0.0078767 | 0.0038199 | 0.0049177 | 0.0054955 | 0.010331 | 0.0073435 | 0.0047721 | 0.0052777 | 0.0062654 | 0.0073752 | 0.0080579 | 0.0078769 | 0.007942 | 0.0076246 | 0.0073823 | 0.0067578 | 0.00587 | 0.004925 | 0.005225 | 0.0059877 | 0.0050816 | 0.0056369 | 0.0059288
Portfolio Adjusted1-in-10Size: Under 20 kWOther2023June Monthly Peak | Portfolio Adjusted | 1-in-10 | Size: Under 20 kW | Other | 2023 | June Monthly Peak | 6 | 0.9217 | 0.89153 | 0.86671 | 0.85794 | 0.85968 | 0.86228 | 0.83032 | 1.0211 | 1.3936 | 1.7194 | 1.9788 | 2.133 | 2.1897 | 2.2328 | 2.2592 | 2.2306 | 2.1085 | 1.8306 | 1.5314 | 1.3759 | 1.369 | 1.256 | 1.11 | 0.9962 | 0 | 0 | 0 | 0 | 0 | 0 | 0 | 0 | 0 | 0 | 0 | 0 | 0 | 0 | 0.0039108 | 0.011231 | 0.013556 | 0.013192 | 0 | 0 | 0 | 0 | 0 | 0 | 73.775 | 72.2466 | 71.1374 | 69.7593 | 68.9299 | 67.4281 | 66.5508 | 67.3546 | 71.4847 | 76.9529 | 82.0401 | 85.6429 | 88.1748 | 90.0333 | 91.3828 | 92.1254 | 92.4964 | 91.9412 | 90.6617 | 88.5831 | 85.4519 | 81.6431 | 79.056 | 77.1575 | 0.0067591 | 0.0081018 | 0.0039263 | 0.0050428 | 0.0056115 | 0.010369 | 0.0074727 | 0.0050782 | 0.0057336 | 0.0068687 | 0.0081284 | 0.008874 | 0.00872 | 0.0087963 | 0.0084553 | 0.0081908 | 0.007569 | 0.0066758 | 0.0056348 | 0.0056968 | 0.0064157 | 0.0055997 | 0.0060999 | 0.0061401
Portfolio Adjusted1-in-10Size: Under 20 kWOther2023July Monthly Peak | Portfolio Adjusted | 1-in-10 | Size: Under 20 kW | Other | 2023 | July Monthly Peak | 7 | 0.95634 | 0.92593 | 0.90006 | 0.88965 | 0.89325 | 0.91053 | 0.88055 | 1.084 | 1.4876 | 1.8441 | 2.1265 | 2.2821 | 2.3456 | 2.3981 | 2.417 | 2.385 | 2.2691 | 1.957 | 1.6262 | 1.4548 | 1.4324 | 1.3097 | 1.16 | 1.0331 | 0 | 0 | 0 | 0 | 0 | 0 | 0 | 0 | 0 | 0 | 0 | 0 | 0 | 0 | 0.004184 | 0.012008 | 0.014588 | 0.014103 | 0 | 0 | 0 | 0 | 0 | 0 | 75.4725 | 74.3726 | 73.2749 | 72.2634 | 71.4296 | 70.5055 | 69.8327 | 70.1482 | 73.4942 | 78.5548 | 83.4891 | 87.3557 | 90.0182 | 91.8057 | 92.6507 | 92.8773 | 92.6624 | 92.0608 | 90.5581 | 88.2952 | 85.4973 | 82.4261 | 80.2045 | 78.7169 | 0.0070131 | 0.0084144 | 0.0040774 | 0.0052292 | 0.0058306 | 0.010949 | 0.0079248 | 0.0053913 | 0.0061201 | 0.007367 | 0.0087351 | 0.0094943 | 0.0093411 | 0.0094475 | 0.009046 | 0.0087578 | 0.0081457 | 0.0071371 | 0.0059838 | 0.0060238 | 0.0067129 | 0.0058394 | 0.0063744 | 0.0063674
Portfolio Adjusted1-in-10Size: Under 20 kWOther2023August Monthly Peak | Portfolio Adjusted | 1-in-10 | Size: Under 20 kW | Other | 2023 | August Monthly Peak | 8 | 0.96588 | 0.93329 | 0.90723 | 0.89535 | 0.90265 | 0.9338 | 0.91426 | 1.091 | 1.5066 | 1.8629 | 2.1626 | 2.3254 | 2.3817 | 2.4309 | 2.46 | 2.4245 | 2.2989 | 1.9755 | 1.6522 | 1.5068 | 1.4667 | 1.312 | 1.1657 | 1.0416 | 0 | 0 | 0 | 0 | 0 | 0 | 0 | 0 | 0 | 0 | 0 | 0 | 0 | 0 | 0.0042584 | 0.012207 | 0.01478 | 0.014236 | 0 | 0 | 0 | 0 | 0 | 0 | 76.1117 | 75.034 | 73.6896 | 72.7005 | 71.7739 | 71.0349 | 70.3602 | 70.204 | 72.941 | 78.0897 | 82.7963 | 87.0851 | 90.3186 | 92.4589 | 93.7607 | 94.1191 | 93.6673 | 92.7901 | 91.5663 | 89.3537 | 85.8249 | 82.9 | 81.0516 | 79.2229 | 0.0070831 | 0.0084813 | 0.0041099 | 0.0052627 | 0.0058919 | 0.011229 | 0.0082281 | 0.0054258 | 0.0061985 | 0.007442 | 0.0088832 | 0.0096743 | 0.0094846 | 0.0095766 | 0.0092067 | 0.0089029 | 0.0082524 | 0.0072045 | 0.0060794 | 0.006239 | 0.0068734 | 0.0058495 | 0.0064061 | 0.0064198
Portfolio Adjusted1-in-10Size: Under 20 kWOther2023September Monthly Peak | Portfolio Adjusted | 1-in-10 | Size: Under 20 kW | Other | 2023 | September Monthly Peak | 9 | 0.95113 | 0.92003 | 0.89528 | 0.88706 | 0.89224 | 0.93162 | 0.9599 | 1.0808 | 1.4959 | 1.8686 | 2.1787 | 2.3628 | 2.4211 | 2.4678 | 2.4877 | 2.4406 | 2.2987 | 1.9706 | 1.6401 | 1.5749 | 1.4413 | 1.2838 | 1.142 | 1.0193 | 0 | 0 | 0 | 0 | 0 | 0 | 0 | 0 | 0 | 0 | 0 | 0 | 0 | 0 | 0.0043064 | 0.012288 | 0.014779 | 0.0142 | 0 | 0 | 0 | 0 | 0 | 0 | 76.6123 | 75.382 | 73.9812 | 73.0509 | 71.9713 | 70.8663 | 70.1149 | 69.9161 | 72.1895 | 77.3312 | 82.9828 | 87.9358 | 91.7983 | 94.2266 | 94.9231 | 95.5916 | 95.5715 | 94.6627 | 92.9103 | 89.8608 | 85.5169 | 82.4169 | 80.2775 | 78.4904 | 0.0069749 | 0.0083608 | 0.0040558 | 0.005214 | 0.005824 | 0.011202 | 0.0086389 | 0.0053754 | 0.0061544 | 0.0074649 | 0.0089496 | 0.00983 | 0.0096416 | 0.0097219 | 0.0093105 | 0.0089621 | 0.0082519 | 0.0071863 | 0.0060349 | 0.0065211 | 0.0067545 | 0.0057235 | 0.0062757 | 0.0062825
Portfolio Adjusted1-in-10Size: Under 20 kWOther2023October Monthly Peak | Portfolio Adjusted | 1-in-10 | Size: Under 20 kW | Other | 2023 | October Monthly Peak | 10 | 0.87618 | 0.85672 | 0.84215 | 0.83342 | 0.83649 | 0.869 | 0.92699 | 0.97281 | 1.2779 | 1.5675 | 1.798 | 1.9423 | 1.9901 | 2.0518 | 2.086 | 2.049 | 1.9209 | 1.6356 | 1.471 | 1.384 | 1.2619 | 1.1339 | 1.0242 | 0.9394 | 0 | 0 | 0 | 0 | 0 | 0 | 0 | 0 | 0 | 0 | 0 | 0 | 0 | 0 | 0.0036109 | 0.010316 | 0.012349 | 0.011787 | 0 | 0 | 0 | 0 | 0 | 0 | 72.2447 | 71.053 | 69.8575 | 68.4797 | 67.4554 | 66.3732 | 65.9401 | 65.5112 | 66.2948 | 71.1502 | 76.8694 | 81.7153 | 85.1317 | 87.5799 | 88.754 | 89.0584 | 88.4365 | 86.9266 | 84.372 | 81.1538 | 77.975 | 75.6214 | 73.7543 | 72.2368 | 0.0064253 | 0.0077855 | 0.0038151 | 0.0048987 | 0.0054601 | 0.01045 | 0.0083427 | 0.0048382 | 0.0052576 | 0.0062618 | 0.0073857 | 0.0080804 | 0.0079251 | 0.0080831 | 0.0078069 | 0.0075239 | 0.0068956 | 0.0059649 | 0.0054125 | 0.0057306 | 0.0059137 | 0.0050552 | 0.0056285 | 0.0057901
Portfolio Adjusted1-in-10Size: Under 20 kWOther2023November Monthly Peak | Portfolio Adjusted | 1-in-10 | Size: Under 20 kW | Other | 2023 | November Monthly Peak | 11 | 0.82786 | 0.81121 | 0.8048 | 0.79955 | 0.80475 | 0.83472 | 0.81095 | 0.89645 | 1.1324 | 1.314 | 1.4334 | 1.4967 | 1.499 | 1.5163 | 1.5264 | 1.4924 | 1.4158 | 1.4067 | 1.2572 | 1.1405 | 1.061 | 0.96513 | 0.88619 | 0.86105 | 0 | 0 | 0 | 0 | 0 | 0 | 0 | 0 | 0 | 0 | 0 | 0 | 0 | 0 | 0.0026424 | 0.007514 | 0.0091021 | 0.010137 | 0 | 0 | 0 | 0 | 0 | 0 | 59.2885 | 57.9025 | 56.7207 | 55.4428 | 54.6759 | 54.1868 | 53.5643 | 53.1874 | 55.4913 | 60.0078 | 65.4711 | 69.7459 | 72.6009 | 74.3009 | 75.4303 | 75.7577 | 74.8515 | 72.5586 | 69.7167 | 66.4591 | 64.1235 | 62.5661 | 61.0279 | 59.8888 | 0.0060709 | 0.0073719 | 0.0036458 | 0.0046996 | 0.005253 | 0.010037 | 0.0072983 | 0.0044584 | 0.004659 | 0.0052494 | 0.0058879 | 0.0062265 | 0.0059695 | 0.0059736 | 0.0057129 | 0.0054802 | 0.0050823 | 0.00513 | 0.004626 | 0.0047224 | 0.0049721 | 0.0043029 | 0.0048699 | 0.0053071
Portfolio Adjusted1-in-10Size: Under 20 kWOther2023December Monthly Peak | Portfolio Adjusted | 1-in-10 | Size: Under 20 kW | Other | 2023 | December Monthly Peak | 12 | 0.80686 | 0.80145 | 0.79852 | 0.80233 | 0.80812 | 0.84922 | 0.87861 | 0.96019 | 1.2726 | 1.4785 | 1.5612 | 1.5218 | 1.4311 | 1.355 | 1.2777 | 1.2375 | 1.3217 | 1.5113 | 1.4422 | 1.356 | 1.2667 | 1.1862 | 1.0484 | 0.83685 | 0 | 0 | 0 | 0 | 0 | 0 | 0 | 0 | 0 | 0 | 0 | 0 | 0 | 0 | 0.0022118 | 0.0062304 | 0.0084971 | 0.010891 | 0 | 0 | 0 | 0 | 0 | 0 | 40.7235 | 40.0308 | 39.768 | 39.2793 | 38.8346 | 38.2402 | 38.0485 | 37.8458 | 38.4252 | 41.2545 | 44.0366 | 46.6073 | 48.2987 | 49.1618 | 49.5719 | 49.5363 | 48.7966 | 47.1889 | 45.4312 | 44.1503 | 43.1734 | 42.1373 | 41.7408 | 41.2931 | 0.0059169 | 0.0072833 | 0.0036174 | 0.0047159 | 0.0052749 | 0.010212 | 0.0079072 | 0.0047754 | 0.0052356 | 0.0059065 | 0.0064132 | 0.0063313 | 0.0056992 | 0.0053381 | 0.0047819 | 0.004544 | 0.0047445 | 0.0055115 | 0.0053068 | 0.0056145 | 0.0059362 | 0.0052885 | 0.0057613 | 0.005158
Portfolio Adjusted1-in-10Size: Under 20 kWOther2023Typical Event Day | Portfolio Adjusted | 1-in-10 | Size: Under 20 kW | Other | 2023 | Typical Event Day | 8 | 0.96314 | 0.93081 | 0.90502 | 0.89329 | 0.9007 | 0.9318 | 0.91197 | 1.0848 | 1.494 | 1.8435 | 2.1375 | 2.2977 | 2.3536 | 2.4033 | 2.4343 | 2.4001 | 2.2747 | 1.953 | 1.6346 | 1.4908 | 1.4532 | 1.3004 | 1.1567 | 1.0373 | 0 | 0 | 0 | 0 | 0 | 0 | 0 | 0 | 0 | 0 | 0 | 0 | 0 | 0 | 0.0042139 | 0.012084 | 0.014624 | 0.014074 | 0 | 0 | 0 | 0 | 0 | 0 | 75.4929 | 74.2588 | 73.0208 | 71.9435 | 71.0262 | 69.9587 | 69.2146 | 69.4057 | 72.5273 | 77.7321 | 82.8271 | 87.0049 | 90.0775 | 92.1311 | 93.1794 | 93.6784 | 93.5994 | 92.8637 | 91.4241 | 89.0232 | 85.5728 | 82.3465 | 80.1474 | 78.3969 | 0.007063 | 0.0084588 | 0.0040999 | 0.0052506 | 0.0058792 | 0.011205 | 0.0082075 | 0.0053954 | 0.0061466 | 0.0073647 | 0.0087801 | 0.0095589 | 0.0093729 | 0.0094681 | 0.0091105 | 0.0088132 | 0.0081657 | 0.0071224 | 0.0060147 | 0.0061726 | 0.0068101 | 0.0057977 | 0.0063562 | 0.0063937
Portfolio Adjusted1-in-10Size: Under 20 kWOther2024January Monthly Peak | Portfolio Adjusted | 1-in-10 | Size: Under 20 kW | Other | 2024 | January Monthly Peak | 1 | 0.70828 | 0.70608 | 0.70884 | 0.70565 | 0.71821 | 0.75577 | 0.79606 | 0.88062 | 1.1958 | 1.4294 | 1.526 | 1.4732 | 1.3514 | 1.2535 | 1.1534 | 1.1103 | 1.2671 | 1.5699 | 1.5687 | 1.5012 | 1.3889 | 1.3036 | 1.1109 | 0.74616 | 0 | 0 | 0 | 0 | 0 | 0 | 0 | 0 | 0 | 0 | 0 | 0 | 0 | 0 | 0.0019966 | 0.0055901 | 0.008146 | 0.011313 | 0 | 0 | 0 | 0 | 0 | 0 | 37.3714 | 36.6065 | 36.0745 | 35.2502 | 34.7401 | 34.2463 | 33.7704 | 33.4729 | 34.0517 | 37.135 | 40.493 | 43.0084 | 44.6851 | 45.9551 | 46.953 | 47.1202 | 46.9111 | 45.9413 | 44.086 | 42.7242 | 41.5902 | 40.9204 | 40.1292 | 39.475 | 0.005194 | 0.0064165 | 0.0032111 | 0.0041477 | 0.004688 | 0.009088 | 0.0071643 | 0.0043797 | 0.0049198 | 0.0057103 | 0.0062685 | 0.0061288 | 0.0053817 | 0.0049384 | 0.0043167 | 0.004077 | 0.0045484 | 0.0057253 | 0.0057723 | 0.0062156 | 0.0065088 | 0.0058119 | 0.0061048 | 0.004599
Portfolio Adjusted1-in-10Size: Under 20 kWOther2024February Monthly Peak | Portfolio Adjusted | 1-in-10 | Size: Under 20 kW | Other | 2024 | February Monthly Peak | 2 | 0.76096 | 0.74919 | 0.74784 | 0.74863 | 0.76233 | 0.80199 | 0.80629 | 0.85463 | 1.1105 | 1.2845 | 1.3682 | 1.3706 | 1.3297 | 1.311 | 1.2923 | 1.2656 | 1.2682 | 1.3202 | 1.358 | 1.2617 | 1.1645 | 1.0652 | 0.949 | 0.80045 | 0 | 0 | 0 | 0 | 0 | 0 | 0 | 0 | 0 | 0 | 0 | 0 | 0 | 0 | 0.002237 | 0.0063722 | 0.0081535 | 0.0095138 | 0 | 0 | 0 | 0 | 0 | 0 | 45.5818 | 45.2144 | 44.9946 | 44.6428 | 44.5704 | 43.8386 | 43.3381 | 43.4615 | 44.6811 | 48.0573 | 51.1993 | 53.5877 | 55.2435 | 56.2082 | 56.8731 | 57.1696 | 56.7402 | 55.7283 | 53.5749 | 51.3471 | 49.7147 | 48.332 | 47.2071 | 46.0118 | 0.0055803 | 0.0068083 | 0.0033878 | 0.0044003 | 0.0049761 | 0.0096437 | 0.0072564 | 0.0042504 | 0.004569 | 0.0051312 | 0.0056203 | 0.0057019 | 0.0052951 | 0.0051646 | 0.0048365 | 0.0046474 | 0.0045526 | 0.0048146 | 0.0049971 | 0.0052239 | 0.0054573 | 0.004749 | 0.0052151 | 0.0049336
Portfolio Adjusted1-in-10Size: Under 20 kWOther2024March Monthly Peak | Portfolio Adjusted | 1-in-10 | Size: Under 20 kW | Other | 2024 | March Monthly Peak | 3 | 0.81882 | 0.79649 | 0.78416 | 0.78263 | 0.79141 | 0.82881 | 0.8629 | 0.88751 | 1.0888 | 1.2628 | 1.3903 | 1.4629 | 1.4838 | 1.5275 | 1.5667 | 1.5554 | 1.4823 | 1.3197 | 1.2088 | 1.2068 | 1.1285 | 1.0189 | 0.92194 | 0.86649 | 0 | 0 | 0 | 0 | 0 | 0 | 0 | 0 | 0 | 0 | 0 | 0 | 0 | 0 | 0.0027121 | 0.0078312 | 0.0095297 | 0.00951 | 0 | 0 | 0 | 0 | 0 | 0 | 56.1123 | 54.9486 | 54.1364 | 53.1751 | 52.4385 | 51.6329 | 51.0247 | 51.4946 | 55.162 | 60.5994 | 65.8913 | 70.2147 | 73.0665 | 74.6623 | 75.4788 | 75.8637 | 75.5056 | 74.0887 | 71.4092 | 67.5541 | 64.1304 | 61.3099 | 59.1566 | 57.5383 | 0.0060046 | 0.0072381 | 0.0035524 | 0.0046001 | 0.0051659 | 0.0099663 | 0.0077658 | 0.004414 | 0.0044795 | 0.0050449 | 0.0057109 | 0.006086 | 0.005909 | 0.0060178 | 0.0058636 | 0.0057115 | 0.0053211 | 0.0048127 | 0.0044478 | 0.0049968 | 0.0052884 | 0.0045426 | 0.0050664 | 0.0053407
Portfolio Adjusted1-in-10Size: Under 20 kWOther2024April Monthly Peak | Portfolio Adjusted | 1-in-10 | Size: Under 20 kW | Other | 2024 | April Monthly Peak | 4 | 0.8653 | 0.84011 | 0.82358 | 0.8187 | 0.82172 | 0.85446 | 0.8405 | 0.91173 | 1.1864 | 1.4255 | 1.6227 | 1.7403 | 1.7927 | 1.8425 | 1.8799 | 1.8508 | 1.7388 | 1.4953 | 1.2592 | 1.2438 | 1.2152 | 1.0843 | 0.98039 | 0.92642 | 0 | 0 | 0 | 0 | 0 | 0 | 0 | 0 | 0 | 0 | 0 | 0 | 0 | 0 | 0.0032541 | 0.0093185 | 0.011179 | 0.010776 | 0 | 0 | 0 | 0 | 0 | 0 | 66.79 | 65.3765 | 63.6852 | 62.5222 | 61.3576 | 60.257 | 59.6712 | 59.6501 | 63.0868 | 69.4048 | 75.7393 | 81.0269 | 84.1559 | 86.2035 | 87.4509 | 88.1135 | 87.9386 | 87.2343 | 85.1552 | 82.0313 | 77.8869 | 74.1754 | 71.4173 | 69.7599 | 0.0063455 | 0.0076345 | 0.0037309 | 0.0048122 | 0.0053637 | 0.010275 | 0.0075643 | 0.0045344 | 0.0048813 | 0.0056945 | 0.0066656 | 0.00724 | 0.0071393 | 0.0072588 | 0.0070355 | 0.0067962 | 0.0062419 | 0.0054533 | 0.0046335 | 0.0051501 | 0.0056947 | 0.0048344 | 0.0053876 | 0.00571
Portfolio Adjusted1-in-10Size: Under 20 kWOther2024May Monthly Peak | Portfolio Adjusted | 1-in-10 | Size: Under 20 kW | Other | 2024 | May Monthly Peak | 5 | 0.8923 | 0.86675 | 0.84323 | 0.83667 | 0.84192 | 0.85916 | 0.81597 | 0.95952 | 1.2828 | 1.5683 | 1.7955 | 1.9369 | 1.978 | 2.016 | 2.0373 | 2.0104 | 1.8825 | 1.6096 | 1.3384 | 1.2619 | 1.2777 | 1.1398 | 1.0257 | 0.96191 | 0 | 0 | 0 | 0 | 0 | 0 | 0 | 0 | 0 | 0 | 0 | 0 | 0 | 0 | 0.0035266 | 0.010122 | 0.012103 | 0.011599 | 0 | 0 | 0 | 0 | 0 | 0 | 71.1473 | 69.47 | 68.1473 | 66.7708 | 65.4668 | 64.5352 | 63.9736 | 64.4003 | 67.8303 | 73.3743 | 79.3047 | 83.5284 | 86.9949 | 89.3255 | 90.7544 | 91.3277 | 91.0062 | 90.3341 | 88.6013 | 86.1144 | 82.3092 | 78.2136 | 75.2607 | 72.4327 | 0.0065435 | 0.0078767 | 0.0038199 | 0.0049177 | 0.0054955 | 0.010331 | 0.0073435 | 0.0047721 | 0.0052777 | 0.0062654 | 0.0073752 | 0.0080579 | 0.0078769 | 0.007942 | 0.0076246 | 0.0073823 | 0.0067578 | 0.00587 | 0.004925 | 0.005225 | 0.0059877 | 0.0050816 | 0.0056369 | 0.0059288
Portfolio Adjusted1-in-10Size: Under 20 kWOther2024June Monthly Peak | Portfolio Adjusted | 1-in-10 | Size: Under 20 kW | Other | 2024 | June Monthly Peak | 6 | 0.9217 | 0.89153 | 0.86671 | 0.85794 | 0.85968 | 0.86228 | 0.83032 | 1.0211 | 1.3936 | 1.7194 | 1.9788 | 2.133 | 2.1897 | 2.2328 | 2.2592 | 2.2306 | 2.1085 | 1.8306 | 1.5314 | 1.3759 | 1.369 | 1.256 | 1.11 | 0.9962 | 0 | 0 | 0 | 0 | 0 | 0 | 0 | 0 | 0 | 0 | 0 | 0 | 0 | 0 | 0.0039108 | 0.011231 | 0.013556 | 0.013192 | 0 | 0 | 0 | 0 | 0 | 0 | 73.775 | 72.2466 | 71.1374 | 69.7593 | 68.9299 | 67.4281 | 66.5508 | 67.3546 | 71.4847 | 76.9529 | 82.0401 | 85.6429 | 88.1748 | 90.0333 | 91.3828 | 92.1254 | 92.4964 | 91.9412 | 90.6617 | 88.5831 | 85.4519 | 81.6431 | 79.056 | 77.1575 | 0.0067591 | 0.0081018 | 0.0039263 | 0.0050428 | 0.0056115 | 0.010369 | 0.0074727 | 0.0050782 | 0.0057336 | 0.0068687 | 0.0081284 | 0.008874 | 0.00872 | 0.0087963 | 0.0084553 | 0.0081908 | 0.007569 | 0.0066758 | 0.0056348 | 0.0056968 | 0.0064157 | 0.0055997 | 0.0060999 | 0.0061401
Portfolio Adjusted1-in-10Size: Under 20 kWOther2024July Monthly Peak | Portfolio Adjusted | 1-in-10 | Size: Under 20 kW | Other | 2024 | July Monthly Peak | 7 | 0.95634 | 0.92593 | 0.90006 | 0.88965 | 0.89325 | 0.91053 | 0.88055 | 1.084 | 1.4876 | 1.8441 | 2.1265 | 2.2821 | 2.3456 | 2.3981 | 2.417 | 2.385 | 2.2691 | 1.957 | 1.6262 | 1.4548 | 1.4324 | 1.3097 | 1.16 | 1.0331 | 0 | 0 | 0 | 0 | 0 | 0 | 0 | 0 | 0 | 0 | 0 | 0 | 0 | 0 | 0.004184 | 0.012008 | 0.014588 | 0.014103 | 0 | 0 | 0 | 0 | 0 | 0 | 75.4725 | 74.3726 | 73.2749 | 72.2634 | 71.4296 | 70.5055 | 69.8327 | 70.1482 | 73.4942 | 78.5548 | 83.4891 | 87.3557 | 90.0182 | 91.8057 | 92.6507 | 92.8773 | 92.6624 | 92.0608 | 90.5581 | 88.2952 | 85.4973 | 82.4261 | 80.2045 | 78.7169 | 0.0070131 | 0.0084144 | 0.0040774 | 0.0052292 | 0.0058306 | 0.010949 | 0.0079248 | 0.0053913 | 0.0061201 | 0.007367 | 0.0087351 | 0.0094943 | 0.0093411 | 0.0094475 | 0.009046 | 0.0087578 | 0.0081457 | 0.0071371 | 0.0059838 | 0.0060238 | 0.0067129 | 0.0058394 | 0.0063744 | 0.0063674
Portfolio Adjusted1-in-10Size: Under 20 kWOther2024August Monthly Peak | Portfolio Adjusted | 1-in-10 | Size: Under 20 kW | Other | 2024 | August Monthly Peak | 8 | 0.96588 | 0.93329 | 0.90723 | 0.89535 | 0.90265 | 0.9338 | 0.91426 | 1.091 | 1.5066 | 1.8629 | 2.1626 | 2.3254 | 2.3817 | 2.4309 | 2.46 | 2.4245 | 2.2989 | 1.9755 | 1.6522 | 1.5068 | 1.4667 | 1.312 | 1.1657 | 1.0416 | 0 | 0 | 0 | 0 | 0 | 0 | 0 | 0 | 0 | 0 | 0 | 0 | 0 | 0 | 0.0042584 | 0.012207 | 0.01478 | 0.014236 | 0 | 0 | 0 | 0 | 0 | 0 | 76.1117 | 75.034 | 73.6896 | 72.7005 | 71.7739 | 71.0349 | 70.3602 | 70.204 | 72.941 | 78.0897 | 82.7963 | 87.0851 | 90.3186 | 92.4589 | 93.7607 | 94.1191 | 93.6673 | 92.7901 | 91.5663 | 89.3537 | 85.8249 | 82.9 | 81.0516 | 79.2229 | 0.0070831 | 0.0084813 | 0.0041099 | 0.0052627 | 0.0058919 | 0.011229 | 0.0082281 | 0.0054258 | 0.0061985 | 0.007442 | 0.0088832 | 0.0096743 | 0.0094846 | 0.0095766 | 0.0092067 | 0.0089029 | 0.0082524 | 0.0072045 | 0.0060794 | 0.006239 | 0.0068734 | 0.0058495 | 0.0064061 | 0.0064198
Portfolio Adjusted1-in-10Size: Under 20 kWOther2024September Monthly Peak | Portfolio Adjusted | 1-in-10 | Size: Under 20 kW | Other | 2024 | September Monthly Peak | 9 | 0.95113 | 0.92003 | 0.89528 | 0.88706 | 0.89224 | 0.93162 | 0.9599 | 1.0808 | 1.4959 | 1.8686 | 2.1787 | 2.3628 | 2.4211 | 2.4678 | 2.4877 | 2.4406 | 2.2987 | 1.9706 | 1.6401 | 1.5749 | 1.4413 | 1.2838 | 1.142 | 1.0193 | 0 | 0 | 0 | 0 | 0 | 0 | 0 | 0 | 0 | 0 | 0 | 0 | 0 | 0 | 0.0043064 | 0.012288 | 0.014779 | 0.0142 | 0 | 0 | 0 | 0 | 0 | 0 | 76.6123 | 75.382 | 73.9812 | 73.0509 | 71.9713 | 70.8663 | 70.1149 | 69.9161 | 72.1895 | 77.3312 | 82.9828 | 87.9358 | 91.7983 | 94.2266 | 94.9231 | 95.5916 | 95.5715 | 94.6627 | 92.9103 | 89.8608 | 85.5169 | 82.4169 | 80.2775 | 78.4904 | 0.0069749 | 0.0083608 | 0.0040558 | 0.005214 | 0.005824 | 0.011202 | 0.0086389 | 0.0053754 | 0.0061544 | 0.0074649 | 0.0089496 | 0.00983 | 0.0096416 | 0.0097219 | 0.0093105 | 0.0089621 | 0.0082519 | 0.0071863 | 0.0060349 | 0.0065211 | 0.0067545 | 0.0057235 | 0.0062757 | 0.0062825
Portfolio Adjusted1-in-10Size: Under 20 kWOther2024October Monthly Peak | Portfolio Adjusted | 1-in-10 | Size: Under 20 kW | Other | 2024 | October Monthly Peak | 10 | 0.87618 | 0.85672 | 0.84215 | 0.83342 | 0.83649 | 0.869 | 0.92699 | 0.97281 | 1.2779 | 1.5675 | 1.798 | 1.9423 | 1.9901 | 2.0518 | 2.086 | 2.049 | 1.9209 | 1.6356 | 1.471 | 1.384 | 1.2619 | 1.1339 | 1.0242 | 0.9394 | 0 | 0 | 0 | 0 | 0 | 0 | 0 | 0 | 0 | 0 | 0 | 0 | 0 | 0 | 0.0036109 | 0.010316 | 0.012349 | 0.011787 | 0 | 0 | 0 | 0 | 0 | 0 | 72.2447 | 71.053 | 69.8575 | 68.4797 | 67.4554 | 66.3732 | 65.9401 | 65.5112 | 66.2948 | 71.1502 | 76.8694 | 81.7153 | 85.1317 | 87.5799 | 88.754 | 89.0584 | 88.4365 | 86.9266 | 84.372 | 81.1538 | 77.975 | 75.6214 | 73.7543 | 72.2368 | 0.0064253 | 0.0077855 | 0.0038151 | 0.0048987 | 0.0054601 | 0.01045 | 0.0083427 | 0.0048382 | 0.0052576 | 0.0062618 | 0.0073857 | 0.0080804 | 0.0079251 | 0.0080831 | 0.0078069 | 0.0075239 | 0.0068956 | 0.0059649 | 0.0054125 | 0.0057306 | 0.0059137 | 0.0050552 | 0.0056285 | 0.0057901
Portfolio Adjusted1-in-10Size: Under 20 kWOther2024November Monthly Peak | Portfolio Adjusted | 1-in-10 | Size: Under 20 kW | Other | 2024 | November Monthly Peak | 11 | 0.82786 | 0.81121 | 0.8048 | 0.79955 | 0.80475 | 0.83472 | 0.81095 | 0.89645 | 1.1324 | 1.314 | 1.4334 | 1.4967 | 1.499 | 1.5163 | 1.5264 | 1.4924 | 1.4158 | 1.4067 | 1.2572 | 1.1405 | 1.061 | 0.96513 | 0.88619 | 0.86105 | 0 | 0 | 0 | 0 | 0 | 0 | 0 | 0 | 0 | 0 | 0 | 0 | 0 | 0 | 0.0026424 | 0.007514 | 0.0091021 | 0.010137 | 0 | 0 | 0 | 0 | 0 | 0 | 59.2885 | 57.9025 | 56.7207 | 55.4428 | 54.6759 | 54.1868 | 53.5643 | 53.1874 | 55.4913 | 60.0078 | 65.4711 | 69.7459 | 72.6009 | 74.3009 | 75.4303 | 75.7577 | 74.8515 | 72.5586 | 69.7167 | 66.4591 | 64.1235 | 62.5661 | 61.0279 | 59.8888 | 0.0060709 | 0.0073719 | 0.0036458 | 0.0046996 | 0.005253 | 0.010037 | 0.0072983 | 0.0044584 | 0.004659 | 0.0052494 | 0.0058879 | 0.0062265 | 0.0059695 | 0.0059736 | 0.0057129 | 0.0054802 | 0.0050823 | 0.00513 | 0.004626 | 0.0047224 | 0.0049721 | 0.0043029 | 0.0048699 | 0.0053071
Portfolio Adjusted1-in-10Size: Under 20 kWOther2024December Monthly Peak | Portfolio Adjusted | 1-in-10 | Size: Under 20 kW | Other | 2024 | December Monthly Peak | 12 | 0.80686 | 0.80145 | 0.79852 | 0.80233 | 0.80812 | 0.84922 | 0.87861 | 0.96019 | 1.2726 | 1.4785 | 1.5612 | 1.5218 | 1.4311 | 1.355 | 1.2777 | 1.2375 | 1.3217 | 1.5113 | 1.4422 | 1.356 | 1.2667 | 1.1862 | 1.0484 | 0.83685 | 0 | 0 | 0 | 0 | 0 | 0 | 0 | 0 | 0 | 0 | 0 | 0 | 0 | 0 | 0.0022118 | 0.0062304 | 0.0084971 | 0.010891 | 0 | 0 | 0 | 0 | 0 | 0 | 40.7235 | 40.0308 | 39.768 | 39.2793 | 38.8346 | 38.2402 | 38.0485 | 37.8458 | 38.4252 | 41.2545 | 44.0366 | 46.6073 | 48.2987 | 49.1618 | 49.5719 | 49.5363 | 48.7966 | 47.1889 | 45.4312 | 44.1503 | 43.1734 | 42.1373 | 41.7408 | 41.2931 | 0.0059169 | 0.0072833 | 0.0036174 | 0.0047159 | 0.0052749 | 0.010212 | 0.0079072 | 0.0047754 | 0.0052356 | 0.0059065 | 0.0064132 | 0.0063313 | 0.0056992 | 0.0053381 | 0.0047819 | 0.004544 | 0.0047445 | 0.0055115 | 0.0053068 | 0.0056145 | 0.0059362 | 0.0052885 | 0.0057613 | 0.005158
Portfolio Adjusted1-in-10Size: Under 20 kWOther2024Typical Event Day | Portfolio Adjusted | 1-in-10 | Size: Under 20 kW | Other | 2024 | Typical Event Day | 8 | 0.96314 | 0.93081 | 0.90502 | 0.89329 | 0.9007 | 0.9318 | 0.91197 | 1.0848 | 1.494 | 1.8435 | 2.1375 | 2.2977 | 2.3536 | 2.4033 | 2.4343 | 2.4001 | 2.2747 | 1.953 | 1.6346 | 1.4908 | 1.4532 | 1.3004 | 1.1567 | 1.0373 | 0 | 0 | 0 | 0 | 0 | 0 | 0 | 0 | 0 | 0 | 0 | 0 | 0 | 0 | 0.0042139 | 0.012084 | 0.014624 | 0.014074 | 0 | 0 | 0 | 0 | 0 | 0 | 75.4929 | 74.2588 | 73.0208 | 71.9435 | 71.0262 | 69.9587 | 69.2146 | 69.4057 | 72.5273 | 77.7321 | 82.8271 | 87.0049 | 90.0775 | 92.1311 | 93.1794 | 93.6784 | 93.5994 | 92.8637 | 91.4241 | 89.0232 | 85.5728 | 82.3465 | 80.1474 | 78.3969 | 0.007063 | 0.0084588 | 0.0040999 | 0.0052506 | 0.0058792 | 0.011205 | 0.0082075 | 0.0053954 | 0.0061466 | 0.0073647 | 0.0087801 | 0.0095589 | 0.0093729 | 0.0094681 | 0.0091105 | 0.0088132 | 0.0081657 | 0.0071224 | 0.0060147 | 0.0061726 | 0.0068101 | 0.0057977 | 0.0063562 | 0.0063937
Portfolio Adjusted1-in-10Size: Under 20 kWOther2025January Monthly Peak | Portfolio Adjusted | 1-in-10 | Size: Under 20 kW | Other | 2025 | January Monthly Peak | 1 | 0.70828 | 0.70608 | 0.70884 | 0.70565 | 0.71821 | 0.75577 | 0.79606 | 0.88062 | 1.1958 | 1.4294 | 1.526 | 1.4732 | 1.3514 | 1.2535 | 1.1534 | 1.1103 | 1.2671 | 1.5699 | 1.5687 | 1.5012 | 1.3889 | 1.3036 | 1.1109 | 0.74616 | 0 | 0 | 0 | 0 | 0 | 0 | 0 | 0 | 0 | 0 | 0 | 0 | 0 | 0 | 0.0019966 | 0.0055901 | 0.008146 | 0.011313 | 0 | 0 | 0 | 0 | 0 | 0 | 37.3714 | 36.6065 | 36.0745 | 35.2502 | 34.7401 | 34.2463 | 33.7704 | 33.4729 | 34.0517 | 37.135 | 40.493 | 43.0084 | 44.6851 | 45.9551 | 46.953 | 47.1202 | 46.9111 | 45.9413 | 44.086 | 42.7242 | 41.5902 | 40.9204 | 40.1292 | 39.475 | 0.005194 | 0.0064165 | 0.0032111 | 0.0041477 | 0.004688 | 0.009088 | 0.0071643 | 0.0043797 | 0.0049198 | 0.0057103 | 0.0062685 | 0.0061288 | 0.0053817 | 0.0049384 | 0.0043167 | 0.004077 | 0.0045484 | 0.0057253 | 0.0057723 | 0.0062156 | 0.0065088 | 0.0058119 | 0.0061048 | 0.004599
Portfolio Adjusted1-in-10Size: Under 20 kWOther2025February Monthly Peak | Portfolio Adjusted | 1-in-10 | Size: Under 20 kW | Other | 2025 | February Monthly Peak | 2 | 0.76096 | 0.74919 | 0.74784 | 0.74863 | 0.76233 | 0.80199 | 0.80629 | 0.85463 | 1.1105 | 1.2845 | 1.3682 | 1.3706 | 1.3297 | 1.311 | 1.2923 | 1.2656 | 1.2682 | 1.3202 | 1.358 | 1.2617 | 1.1645 | 1.0652 | 0.949 | 0.80045 | 0 | 0 | 0 | 0 | 0 | 0 | 0 | 0 | 0 | 0 | 0 | 0 | 0 | 0 | 0.002237 | 0.0063722 | 0.0081535 | 0.0095138 | 0 | 0 | 0 | 0 | 0 | 0 | 45.5818 | 45.2144 | 44.9946 | 44.6428 | 44.5704 | 43.8386 | 43.3381 | 43.4615 | 44.6811 | 48.0573 | 51.1993 | 53.5877 | 55.2435 | 56.2082 | 56.8731 | 57.1696 | 56.7402 | 55.7283 | 53.5749 | 51.3471 | 49.7147 | 48.332 | 47.2071 | 46.0118 | 0.0055803 | 0.0068083 | 0.0033878 | 0.0044003 | 0.0049761 | 0.0096437 | 0.0072564 | 0.0042504 | 0.004569 | 0.0051312 | 0.0056203 | 0.0057019 | 0.0052951 | 0.0051646 | 0.0048365 | 0.0046474 | 0.0045526 | 0.0048146 | 0.0049971 | 0.0052239 | 0.0054573 | 0.004749 | 0.0052151 | 0.0049336
Portfolio Adjusted1-in-10Size: Under 20 kWOther2025March Monthly Peak | Portfolio Adjusted | 1-in-10 | Size: Under 20 kW | Other | 2025 | March Monthly Peak | 3 | 0.81882 | 0.79649 | 0.78416 | 0.78263 | 0.79141 | 0.82881 | 0.8629 | 0.88751 | 1.0888 | 1.2628 | 1.3903 | 1.4629 | 1.4838 | 1.5275 | 1.5667 | 1.5554 | 1.4823 | 1.3197 | 1.2088 | 1.2068 | 1.1285 | 1.0189 | 0.92194 | 0.86649 | 0 | 0 | 0 | 0 | 0 | 0 | 0 | 0 | 0 | 0 | 0 | 0 | 0 | 0 | 0.0027121 | 0.0078312 | 0.0095297 | 0.00951 | 0 | 0 | 0 | 0 | 0 | 0 | 56.1123 | 54.9486 | 54.1364 | 53.1751 | 52.4385 | 51.6329 | 51.0247 | 51.4946 | 55.162 | 60.5994 | 65.8913 | 70.2147 | 73.0665 | 74.6623 | 75.4788 | 75.8637 | 75.5056 | 74.0887 | 71.4092 | 67.5541 | 64.1304 | 61.3099 | 59.1566 | 57.5383 | 0.0060046 | 0.0072381 | 0.0035524 | 0.0046001 | 0.0051659 | 0.0099663 | 0.0077658 | 0.004414 | 0.0044795 | 0.0050449 | 0.0057109 | 0.006086 | 0.005909 | 0.0060178 | 0.0058636 | 0.0057115 | 0.0053211 | 0.0048127 | 0.0044478 | 0.0049968 | 0.0052884 | 0.0045426 | 0.0050664 | 0.0053407
Portfolio Adjusted1-in-10Size: Under 20 kWOther2025April Monthly Peak | Portfolio Adjusted | 1-in-10 | Size: Under 20 kW | Other | 2025 | April Monthly Peak | 4 | 0.8653 | 0.84011 | 0.82358 | 0.8187 | 0.82172 | 0.85446 | 0.8405 | 0.91173 | 1.1864 | 1.4255 | 1.6227 | 1.7403 | 1.7927 | 1.8425 | 1.8799 | 1.8508 | 1.7388 | 1.4953 | 1.2592 | 1.2438 | 1.2152 | 1.0843 | 0.98039 | 0.92642 | 0 | 0 | 0 | 0 | 0 | 0 | 0 | 0 | 0 | 0 | 0 | 0 | 0 | 0 | 0.0032541 | 0.0093185 | 0.011179 | 0.010776 | 0 | 0 | 0 | 0 | 0 | 0 | 66.79 | 65.3765 | 63.6852 | 62.5222 | 61.3576 | 60.257 | 59.6712 | 59.6501 | 63.0868 | 69.4048 | 75.7393 | 81.0269 | 84.1559 | 86.2035 | 87.4509 | 88.1135 | 87.9386 | 87.2343 | 85.1552 | 82.0313 | 77.8869 | 74.1754 | 71.4173 | 69.7599 | 0.0063455 | 0.0076345 | 0.0037309 | 0.0048122 | 0.0053637 | 0.010275 | 0.0075643 | 0.0045344 | 0.0048813 | 0.0056945 | 0.0066656 | 0.00724 | 0.0071393 | 0.0072588 | 0.0070355 | 0.0067962 | 0.0062419 | 0.0054533 | 0.0046335 | 0.0051501 | 0.0056947 | 0.0048344 | 0.0053876 | 0.00571
Portfolio Adjusted1-in-10Size: Under 20 kWOther2025May Monthly Peak | Portfolio Adjusted | 1-in-10 | Size: Under 20 kW | Other | 2025 | May Monthly Peak | 5 | 0.8923 | 0.86675 | 0.84323 | 0.83667 | 0.84192 | 0.85916 | 0.81597 | 0.95952 | 1.2828 | 1.5683 | 1.7955 | 1.9369 | 1.978 | 2.016 | 2.0373 | 2.0104 | 1.8825 | 1.6096 | 1.3384 | 1.2619 | 1.2777 | 1.1398 | 1.0257 | 0.96191 | 0 | 0 | 0 | 0 | 0 | 0 | 0 | 0 | 0 | 0 | 0 | 0 | 0 | 0 | 0.0035266 | 0.010122 | 0.012103 | 0.011599 | 0 | 0 | 0 | 0 | 0 | 0 | 71.1473 | 69.47 | 68.1473 | 66.7708 | 65.4668 | 64.5352 | 63.9736 | 64.4003 | 67.8303 | 73.3743 | 79.3047 | 83.5284 | 86.9949 | 89.3255 | 90.7544 | 91.3277 | 91.0062 | 90.3341 | 88.6013 | 86.1144 | 82.3092 | 78.2136 | 75.2607 | 72.4327 | 0.0065435 | 0.0078767 | 0.0038199 | 0.0049177 | 0.0054955 | 0.010331 | 0.0073435 | 0.0047721 | 0.0052777 | 0.0062654 | 0.0073752 | 0.0080579 | 0.0078769 | 0.007942 | 0.0076246 | 0.0073823 | 0.0067578 | 0.00587 | 0.004925 | 0.005225 | 0.0059877 | 0.0050816 | 0.0056369 | 0.0059288
Portfolio Adjusted1-in-10Size: Under 20 kWOther2025June Monthly Peak | Portfolio Adjusted | 1-in-10 | Size: Under 20 kW | Other | 2025 | June Monthly Peak | 6 | 0.9217 | 0.89153 | 0.86671 | 0.85794 | 0.85968 | 0.86228 | 0.83032 | 1.0211 | 1.3936 | 1.7194 | 1.9788 | 2.133 | 2.1897 | 2.2328 | 2.2592 | 2.2306 | 2.1085 | 1.8306 | 1.5314 | 1.3759 | 1.369 | 1.256 | 1.11 | 0.9962 | 0 | 0 | 0 | 0 | 0 | 0 | 0 | 0 | 0 | 0 | 0 | 0 | 0 | 0 | 0.0039108 | 0.011231 | 0.013556 | 0.013192 | 0 | 0 | 0 | 0 | 0 | 0 | 73.775 | 72.2466 | 71.1374 | 69.7593 | 68.9299 | 67.4281 | 66.5508 | 67.3546 | 71.4847 | 76.9529 | 82.0401 | 85.6429 | 88.1748 | 90.0333 | 91.3828 | 92.1254 | 92.4964 | 91.9412 | 90.6617 | 88.5831 | 85.4519 | 81.6431 | 79.056 | 77.1575 | 0.0067591 | 0.0081018 | 0.0039263 | 0.0050428 | 0.0056115 | 0.010369 | 0.0074727 | 0.0050782 | 0.0057336 | 0.0068687 | 0.0081284 | 0.008874 | 0.00872 | 0.0087963 | 0.0084553 | 0.0081908 | 0.007569 | 0.0066758 | 0.0056348 | 0.0056968 | 0.0064157 | 0.0055997 | 0.0060999 | 0.0061401
Portfolio Adjusted1-in-10Size: Under 20 kWOther2025July Monthly Peak | Portfolio Adjusted | 1-in-10 | Size: Under 20 kW | Other | 2025 | July Monthly Peak | 7 | 0.95634 | 0.92593 | 0.90006 | 0.88965 | 0.89325 | 0.91053 | 0.88055 | 1.084 | 1.4876 | 1.8441 | 2.1265 | 2.2821 | 2.3456 | 2.3981 | 2.417 | 2.385 | 2.2691 | 1.957 | 1.6262 | 1.4548 | 1.4324 | 1.3097 | 1.16 | 1.0331 | 0 | 0 | 0 | 0 | 0 | 0 | 0 | 0 | 0 | 0 | 0 | 0 | 0 | 0 | 0.004184 | 0.012008 | 0.014588 | 0.014103 | 0 | 0 | 0 | 0 | 0 | 0 | 75.4725 | 74.3726 | 73.2749 | 72.2634 | 71.4296 | 70.5055 | 69.8327 | 70.1482 | 73.4942 | 78.5548 | 83.4891 | 87.3557 | 90.0182 | 91.8057 | 92.6507 | 92.8773 | 92.6624 | 92.0608 | 90.5581 | 88.2952 | 85.4973 | 82.4261 | 80.2045 | 78.7169 | 0.0070131 | 0.0084144 | 0.0040774 | 0.0052292 | 0.0058306 | 0.010949 | 0.0079248 | 0.0053913 | 0.0061201 | 0.007367 | 0.0087351 | 0.0094943 | 0.0093411 | 0.0094475 | 0.009046 | 0.0087578 | 0.0081457 | 0.0071371 | 0.0059838 | 0.0060238 | 0.0067129 | 0.0058394 | 0.0063744 | 0.0063674
Portfolio Adjusted1-in-10Size: Under 20 kWOther2025August Monthly Peak | Portfolio Adjusted | 1-in-10 | Size: Under 20 kW | Other | 2025 | August Monthly Peak | 8 | 0.96588 | 0.93329 | 0.90723 | 0.89535 | 0.90265 | 0.9338 | 0.91426 | 1.091 | 1.5066 | 1.8629 | 2.1626 | 2.3254 | 2.3817 | 2.4309 | 2.46 | 2.4245 | 2.2989 | 1.9755 | 1.6522 | 1.5068 | 1.4667 | 1.312 | 1.1657 | 1.0416 | 0 | 0 | 0 | 0 | 0 | 0 | 0 | 0 | 0 | 0 | 0 | 0 | 0 | 0 | 0.0042584 | 0.012207 | 0.01478 | 0.014236 | 0 | 0 | 0 | 0 | 0 | 0 | 76.1117 | 75.034 | 73.6896 | 72.7005 | 71.7739 | 71.0349 | 70.3602 | 70.204 | 72.941 | 78.0897 | 82.7963 | 87.0851 | 90.3186 | 92.4589 | 93.7607 | 94.1191 | 93.6673 | 92.7901 | 91.5663 | 89.3537 | 85.8249 | 82.9 | 81.0516 | 79.2229 | 0.0070831 | 0.0084813 | 0.0041099 | 0.0052627 | 0.0058919 | 0.011229 | 0.0082281 | 0.0054258 | 0.0061985 | 0.007442 | 0.0088832 | 0.0096743 | 0.0094846 | 0.0095766 | 0.0092067 | 0.0089029 | 0.0082524 | 0.0072045 | 0.0060794 | 0.006239 | 0.0068734 | 0.0058495 | 0.0064061 | 0.0064198
Portfolio Adjusted1-in-10Size: Under 20 kWOther2025September Monthly Peak | Portfolio Adjusted | 1-in-10 | Size: Under 20 kW | Other | 2025 | September Monthly Peak | 9 | 0.95113 | 0.92003 | 0.89528 | 0.88706 | 0.89224 | 0.93162 | 0.9599 | 1.0808 | 1.4959 | 1.8686 | 2.1787 | 2.3628 | 2.4211 | 2.4678 | 2.4877 | 2.4406 | 2.2987 | 1.9706 | 1.6401 | 1.5749 | 1.4413 | 1.2838 | 1.142 | 1.0193 | 0 | 0 | 0 | 0 | 0 | 0 | 0 | 0 | 0 | 0 | 0 | 0 | 0 | 0 | 0.0043064 | 0.012288 | 0.014779 | 0.0142 | 0 | 0 | 0 | 0 | 0 | 0 | 76.6123 | 75.382 | 73.9812 | 73.0509 | 71.9713 | 70.8663 | 70.1149 | 69.9161 | 72.1895 | 77.3312 | 82.9828 | 87.9358 | 91.7983 | 94.2266 | 94.9231 | 95.5916 | 95.5715 | 94.6627 | 92.9103 | 89.8608 | 85.5169 | 82.4169 | 80.2775 | 78.4904 | 0.0069749 | 0.0083608 | 0.0040558 | 0.005214 | 0.005824 | 0.011202 | 0.0086389 | 0.0053754 | 0.0061544 | 0.0074649 | 0.0089496 | 0.00983 | 0.0096416 | 0.0097219 | 0.0093105 | 0.0089621 | 0.0082519 | 0.0071863 | 0.0060349 | 0.0065211 | 0.0067545 | 0.0057235 | 0.0062757 | 0.0062825
Portfolio Adjusted1-in-10Size: Under 20 kWOther2025October Monthly Peak | Portfolio Adjusted | 1-in-10 | Size: Under 20 kW | Other | 2025 | October Monthly Peak | 10 | 0.87618 | 0.85672 | 0.84215 | 0.83342 | 0.83649 | 0.869 | 0.92699 | 0.97281 | 1.2779 | 1.5675 | 1.798 | 1.9423 | 1.9901 | 2.0518 | 2.086 | 2.049 | 1.9209 | 1.6356 | 1.471 | 1.384 | 1.2619 | 1.1339 | 1.0242 | 0.9394 | 0 | 0 | 0 | 0 | 0 | 0 | 0 | 0 | 0 | 0 | 0 | 0 | 0 | 0 | 0.0036109 | 0.010316 | 0.012349 | 0.011787 | 0 | 0 | 0 | 0 | 0 | 0 | 72.2447 | 71.053 | 69.8575 | 68.4797 | 67.4554 | 66.3732 | 65.9401 | 65.5112 | 66.2948 | 71.1502 | 76.8694 | 81.7153 | 85.1317 | 87.5799 | 88.754 | 89.0584 | 88.4365 | 86.9266 | 84.372 | 81.1538 | 77.975 | 75.6214 | 73.7543 | 72.2368 | 0.0064253 | 0.0077855 | 0.0038151 | 0.0048987 | 0.0054601 | 0.01045 | 0.0083427 | 0.0048382 | 0.0052576 | 0.0062618 | 0.0073857 | 0.0080804 | 0.0079251 | 0.0080831 | 0.0078069 | 0.0075239 | 0.0068956 | 0.0059649 | 0.0054125 | 0.0057306 | 0.0059137 | 0.0050552 | 0.0056285 | 0.0057901
Portfolio Adjusted1-in-10Size: Under 20 kWOther2025November Monthly Peak | Portfolio Adjusted | 1-in-10 | Size: Under 20 kW | Other | 2025 | November Monthly Peak | 11 | 0.82786 | 0.81121 | 0.8048 | 0.79955 | 0.80475 | 0.83472 | 0.81095 | 0.89645 | 1.1324 | 1.314 | 1.4334 | 1.4967 | 1.499 | 1.5163 | 1.5264 | 1.4924 | 1.4158 | 1.4067 | 1.2572 | 1.1405 | 1.061 | 0.96513 | 0.88619 | 0.86105 | 0 | 0 | 0 | 0 | 0 | 0 | 0 | 0 | 0 | 0 | 0 | 0 | 0 | 0 | 0.0026424 | 0.007514 | 0.0091021 | 0.010137 | 0 | 0 | 0 | 0 | 0 | 0 | 59.2885 | 57.9025 | 56.7207 | 55.4428 | 54.6759 | 54.1868 | 53.5643 | 53.1874 | 55.4913 | 60.0078 | 65.4711 | 69.7459 | 72.6009 | 74.3009 | 75.4303 | 75.7577 | 74.8515 | 72.5586 | 69.7167 | 66.4591 | 64.1235 | 62.5661 | 61.0279 | 59.8888 | 0.0060709 | 0.0073719 | 0.0036458 | 0.0046996 | 0.005253 | 0.010037 | 0.0072983 | 0.0044584 | 0.004659 | 0.0052494 | 0.0058879 | 0.0062265 | 0.0059695 | 0.0059736 | 0.0057129 | 0.0054802 | 0.0050823 | 0.00513 | 0.004626 | 0.0047224 | 0.0049721 | 0.0043029 | 0.0048699 | 0.0053071
Portfolio Adjusted1-in-10Size: Under 20 kWOther2025December Monthly Peak | Portfolio Adjusted | 1-in-10 | Size: Under 20 kW | Other | 2025 | December Monthly Peak | 12 | 0.80686 | 0.80145 | 0.79852 | 0.80233 | 0.80812 | 0.84922 | 0.87861 | 0.96019 | 1.2726 | 1.4785 | 1.5612 | 1.5218 | 1.4311 | 1.355 | 1.2777 | 1.2375 | 1.3217 | 1.5113 | 1.4422 | 1.356 | 1.2667 | 1.1862 | 1.0484 | 0.83685 | 0 | 0 | 0 | 0 | 0 | 0 | 0 | 0 | 0 | 0 | 0 | 0 | 0 | 0 | 0.0022118 | 0.0062304 | 0.0084971 | 0.010891 | 0 | 0 | 0 | 0 | 0 | 0 | 40.7235 | 40.0308 | 39.768 | 39.2793 | 38.8346 | 38.2402 | 38.0485 | 37.8458 | 38.4252 | 41.2545 | 44.0366 | 46.6073 | 48.2987 | 49.1618 | 49.5719 | 49.5363 | 48.7966 | 47.1889 | 45.4312 | 44.1503 | 43.1734 | 42.1373 | 41.7408 | 41.2931 | 0.0059169 | 0.0072833 | 0.0036174 | 0.0047159 | 0.0052749 | 0.010212 | 0.0079072 | 0.0047754 | 0.0052356 | 0.0059065 | 0.0064132 | 0.0063313 | 0.0056992 | 0.0053381 | 0.0047819 | 0.004544 | 0.0047445 | 0.0055115 | 0.0053068 | 0.0056145 | 0.0059362 | 0.0052885 | 0.0057613 | 0.005158
Portfolio Adjusted1-in-10Size: Under 20 kWOther2025Typical Event Day | Portfolio Adjusted | 1-in-10 | Size: Under 20 kW | Other | 2025 | Typical Event Day | 8 | 0.96314 | 0.93081 | 0.90502 | 0.89329 | 0.9007 | 0.9318 | 0.91197 | 1.0848 | 1.494 | 1.8435 | 2.1375 | 2.2977 | 2.3536 | 2.4033 | 2.4343 | 2.4001 | 2.2747 | 1.953 | 1.6346 | 1.4908 | 1.4532 | 1.3004 | 1.1567 | 1.0373 | 0 | 0 | 0 | 0 | 0 | 0 | 0 | 0 | 0 | 0 | 0 | 0 | 0 | 0 | 0.0042139 | 0.012084 | 0.014624 | 0.014074 | 0 | 0 | 0 | 0 | 0 | 0 | 75.4929 | 74.2588 | 73.0208 | 71.9435 | 71.0262 | 69.9587 | 69.2146 | 69.4057 | 72.5273 | 77.7321 | 82.8271 | 87.0049 | 90.0775 | 92.1311 | 93.1794 | 93.6784 | 93.5994 | 92.8637 | 91.4241 | 89.0232 | 85.5728 | 82.3465 | 80.1474 | 78.3969 | 0.007063 | 0.0084588 | 0.0040999 | 0.0052506 | 0.0058792 | 0.011205 | 0.0082075 | 0.0053954 | 0.0061466 | 0.0073647 | 0.0087801 | 0.0095589 | 0.0093729 | 0.0094681 | 0.0091105 | 0.0088132 | 0.0081657 | 0.0071224 | 0.0060147 | 0.0061726 | 0.0068101 | 0.0057977 | 0.0063562 | 0.0063937
Portfolio Adjusted1-in-10Size: Under 20 kWOther2026January Monthly Peak | Portfolio Adjusted | 1-in-10 | Size: Under 20 kW | Other | 2026 | January Monthly Peak | 1 | 0.70828 | 0.70608 | 0.70884 | 0.70565 | 0.71821 | 0.75577 | 0.79606 | 0.88062 | 1.1958 | 1.4294 | 1.526 | 1.4732 | 1.3514 | 1.2535 | 1.1534 | 1.1103 | 1.2671 | 1.5699 | 1.5687 | 1.5012 | 1.3889 | 1.3036 | 1.1109 | 0.74616 | 0 | 0 | 0 | 0 | 0 | 0 | 0 | 0 | 0 | 0 | 0 | 0 | 0 | 0 | 0.0019966 | 0.0055901 | 0.008146 | 0.011313 | 0 | 0 | 0 | 0 | 0 | 0 | 37.3714 | 36.6065 | 36.0745 | 35.2502 | 34.7401 | 34.2463 | 33.7704 | 33.4729 | 34.0517 | 37.135 | 40.493 | 43.0084 | 44.6851 | 45.9551 | 46.953 | 47.1202 | 46.9111 | 45.9413 | 44.086 | 42.7242 | 41.5902 | 40.9204 | 40.1292 | 39.475 | 0.005194 | 0.0064165 | 0.0032111 | 0.0041477 | 0.004688 | 0.009088 | 0.0071643 | 0.0043797 | 0.0049198 | 0.0057103 | 0.0062685 | 0.0061288 | 0.0053817 | 0.0049384 | 0.0043167 | 0.004077 | 0.0045484 | 0.0057253 | 0.0057723 | 0.0062156 | 0.0065088 | 0.0058119 | 0.0061048 | 0.004599
Portfolio Adjusted1-in-10Size: Under 20 kWOther2026February Monthly Peak | Portfolio Adjusted | 1-in-10 | Size: Under 20 kW | Other | 2026 | February Monthly Peak | 2 | 0.76096 | 0.74919 | 0.74784 | 0.74863 | 0.76233 | 0.80199 | 0.80629 | 0.85463 | 1.1105 | 1.2845 | 1.3682 | 1.3706 | 1.3297 | 1.311 | 1.2923 | 1.2656 | 1.2682 | 1.3202 | 1.358 | 1.2617 | 1.1645 | 1.0652 | 0.949 | 0.80045 | 0 | 0 | 0 | 0 | 0 | 0 | 0 | 0 | 0 | 0 | 0 | 0 | 0 | 0 | 0.002237 | 0.0063722 | 0.0081535 | 0.0095138 | 0 | 0 | 0 | 0 | 0 | 0 | 45.5818 | 45.2144 | 44.9946 | 44.6428 | 44.5704 | 43.8386 | 43.3381 | 43.4615 | 44.6811 | 48.0573 | 51.1993 | 53.5877 | 55.2435 | 56.2082 | 56.8731 | 57.1696 | 56.7402 | 55.7283 | 53.5749 | 51.3471 | 49.7147 | 48.332 | 47.2071 | 46.0118 | 0.0055803 | 0.0068083 | 0.0033878 | 0.0044003 | 0.0049761 | 0.0096437 | 0.0072564 | 0.0042504 | 0.004569 | 0.0051312 | 0.0056203 | 0.0057019 | 0.0052951 | 0.0051646 | 0.0048365 | 0.0046474 | 0.0045526 | 0.0048146 | 0.0049971 | 0.0052239 | 0.0054573 | 0.004749 | 0.0052151 | 0.0049336
Portfolio Adjusted1-in-10Size: Under 20 kWOther2026March Monthly Peak | Portfolio Adjusted | 1-in-10 | Size: Under 20 kW | Other | 2026 | March Monthly Peak | 3 | 0.81882 | 0.79649 | 0.78416 | 0.78263 | 0.79141 | 0.82881 | 0.8629 | 0.88751 | 1.0888 | 1.2628 | 1.3903 | 1.4629 | 1.4838 | 1.5275 | 1.5667 | 1.5554 | 1.4823 | 1.3197 | 1.2088 | 1.2068 | 1.1285 | 1.0189 | 0.92194 | 0.86649 | 0 | 0 | 0 | 0 | 0 | 0 | 0 | 0 | 0 | 0 | 0 | 0 | 0 | 0 | 0.0027121 | 0.0078312 | 0.0095297 | 0.00951 | 0 | 0 | 0 | 0 | 0 | 0 | 56.1123 | 54.9486 | 54.1364 | 53.1751 | 52.4385 | 51.6329 | 51.0247 | 51.4946 | 55.162 | 60.5994 | 65.8913 | 70.2147 | 73.0665 | 74.6623 | 75.4788 | 75.8637 | 75.5056 | 74.0887 | 71.4092 | 67.5541 | 64.1304 | 61.3099 | 59.1566 | 57.5383 | 0.0060046 | 0.0072381 | 0.0035524 | 0.0046001 | 0.0051659 | 0.0099663 | 0.0077658 | 0.004414 | 0.0044795 | 0.0050449 | 0.0057109 | 0.006086 | 0.005909 | 0.0060178 | 0.0058636 | 0.0057115 | 0.0053211 | 0.0048127 | 0.0044478 | 0.0049968 | 0.0052884 | 0.0045426 | 0.0050664 | 0.0053407
Portfolio Adjusted1-in-10Size: Under 20 kWOther2026April Monthly Peak | Portfolio Adjusted | 1-in-10 | Size: Under 20 kW | Other | 2026 | April Monthly Peak | 4 | 0.8653 | 0.84011 | 0.82358 | 0.8187 | 0.82172 | 0.85446 | 0.8405 | 0.91173 | 1.1864 | 1.4255 | 1.6227 | 1.7403 | 1.7927 | 1.8425 | 1.8799 | 1.8508 | 1.7388 | 1.4953 | 1.2592 | 1.2438 | 1.2152 | 1.0843 | 0.98039 | 0.92642 | 0 | 0 | 0 | 0 | 0 | 0 | 0 | 0 | 0 | 0 | 0 | 0 | 0 | 0 | 0.0032541 | 0.0093185 | 0.011179 | 0.010776 | 0 | 0 | 0 | 0 | 0 | 0 | 66.79 | 65.3765 | 63.6852 | 62.5222 | 61.3576 | 60.257 | 59.6712 | 59.6501 | 63.0868 | 69.4048 | 75.7393 | 81.0269 | 84.1559 | 86.2035 | 87.4509 | 88.1135 | 87.9386 | 87.2343 | 85.1552 | 82.0313 | 77.8869 | 74.1754 | 71.4173 | 69.7599 | 0.0063455 | 0.0076345 | 0.0037309 | 0.0048122 | 0.0053637 | 0.010275 | 0.0075643 | 0.0045344 | 0.0048813 | 0.0056945 | 0.0066656 | 0.00724 | 0.0071393 | 0.0072588 | 0.0070355 | 0.0067962 | 0.0062419 | 0.0054533 | 0.0046335 | 0.0051501 | 0.0056947 | 0.0048344 | 0.0053876 | 0.00571
Portfolio Adjusted1-in-10Size: Under 20 kWOther2026May Monthly Peak | Portfolio Adjusted | 1-in-10 | Size: Under 20 kW | Other | 2026 | May Monthly Peak | 5 | 0.8923 | 0.86675 | 0.84323 | 0.83667 | 0.84192 | 0.85916 | 0.81597 | 0.95952 | 1.2828 | 1.5683 | 1.7955 | 1.9369 | 1.978 | 2.016 | 2.0373 | 2.0104 | 1.8825 | 1.6096 | 1.3384 | 1.2619 | 1.2777 | 1.1398 | 1.0257 | 0.96191 | 0 | 0 | 0 | 0 | 0 | 0 | 0 | 0 | 0 | 0 | 0 | 0 | 0 | 0 | 0.0035266 | 0.010122 | 0.012103 | 0.011599 | 0 | 0 | 0 | 0 | 0 | 0 | 71.1473 | 69.47 | 68.1473 | 66.7708 | 65.4668 | 64.5352 | 63.9736 | 64.4003 | 67.8303 | 73.3743 | 79.3047 | 83.5284 | 86.9949 | 89.3255 | 90.7544 | 91.3277 | 91.0062 | 90.3341 | 88.6013 | 86.1144 | 82.3092 | 78.2136 | 75.2607 | 72.4327 | 0.0065435 | 0.0078767 | 0.0038199 | 0.0049177 | 0.0054955 | 0.010331 | 0.0073435 | 0.0047721 | 0.0052777 | 0.0062654 | 0.0073752 | 0.0080579 | 0.0078769 | 0.007942 | 0.0076246 | 0.0073823 | 0.0067578 | 0.00587 | 0.004925 | 0.005225 | 0.0059877 | 0.0050816 | 0.0056369 | 0.0059288
Portfolio Adjusted1-in-10Size: Under 20 kWOther2026June Monthly Peak | Portfolio Adjusted | 1-in-10 | Size: Under 20 kW | Other | 2026 | June Monthly Peak | 6 | 0.9217 | 0.89153 | 0.86671 | 0.85794 | 0.85968 | 0.86228 | 0.83032 | 1.0211 | 1.3936 | 1.7194 | 1.9788 | 2.133 | 2.1897 | 2.2328 | 2.2592 | 2.2306 | 2.1085 | 1.8306 | 1.5314 | 1.3759 | 1.369 | 1.256 | 1.11 | 0.9962 | 0 | 0 | 0 | 0 | 0 | 0 | 0 | 0 | 0 | 0 | 0 | 0 | 0 | 0 | 0.0039108 | 0.011231 | 0.013556 | 0.013192 | 0 | 0 | 0 | 0 | 0 | 0 | 73.775 | 72.2466 | 71.1374 | 69.7593 | 68.9299 | 67.4281 | 66.5508 | 67.3546 | 71.4847 | 76.9529 | 82.0401 | 85.6429 | 88.1748 | 90.0333 | 91.3828 | 92.1254 | 92.4964 | 91.9412 | 90.6617 | 88.5831 | 85.4519 | 81.6431 | 79.056 | 77.1575 | 0.0067591 | 0.0081018 | 0.0039263 | 0.0050428 | 0.0056115 | 0.010369 | 0.0074727 | 0.0050782 | 0.0057336 | 0.0068687 | 0.0081284 | 0.008874 | 0.00872 | 0.0087963 | 0.0084553 | 0.0081908 | 0.007569 | 0.0066758 | 0.0056348 | 0.0056968 | 0.0064157 | 0.0055997 | 0.0060999 | 0.0061401
Portfolio Adjusted1-in-10Size: Under 20 kWOther2026July Monthly Peak | Portfolio Adjusted | 1-in-10 | Size: Under 20 kW | Other | 2026 | July Monthly Peak | 7 | 0.95634 | 0.92593 | 0.90006 | 0.88965 | 0.89325 | 0.91053 | 0.88055 | 1.084 | 1.4876 | 1.8441 | 2.1265 | 2.2821 | 2.3456 | 2.3981 | 2.417 | 2.385 | 2.2691 | 1.957 | 1.6262 | 1.4548 | 1.4324 | 1.3097 | 1.16 | 1.0331 | 0 | 0 | 0 | 0 | 0 | 0 | 0 | 0 | 0 | 0 | 0 | 0 | 0 | 0 | 0.004184 | 0.012008 | 0.014588 | 0.014103 | 0 | 0 | 0 | 0 | 0 | 0 | 75.4725 | 74.3726 | 73.2749 | 72.2634 | 71.4296 | 70.5055 | 69.8327 | 70.1482 | 73.4942 | 78.5548 | 83.4891 | 87.3557 | 90.0182 | 91.8057 | 92.6507 | 92.8773 | 92.6624 | 92.0608 | 90.5581 | 88.2952 | 85.4973 | 82.4261 | 80.2045 | 78.7169 | 0.0070131 | 0.0084144 | 0.0040774 | 0.0052292 | 0.0058306 | 0.010949 | 0.0079248 | 0.0053913 | 0.0061201 | 0.007367 | 0.0087351 | 0.0094943 | 0.0093411 | 0.0094475 | 0.009046 | 0.0087578 | 0.0081457 | 0.0071371 | 0.0059838 | 0.0060238 | 0.0067129 | 0.0058394 | 0.0063744 | 0.0063674
Portfolio Adjusted1-in-10Size: Under 20 kWOther2026August Monthly Peak | Portfolio Adjusted | 1-in-10 | Size: Under 20 kW | Other | 2026 | August Monthly Peak | 8 | 0.96588 | 0.93329 | 0.90723 | 0.89535 | 0.90265 | 0.9338 | 0.91426 | 1.091 | 1.5066 | 1.8629 | 2.1626 | 2.3254 | 2.3817 | 2.4309 | 2.46 | 2.4245 | 2.2989 | 1.9755 | 1.6522 | 1.5068 | 1.4667 | 1.312 | 1.1657 | 1.0416 | 0 | 0 | 0 | 0 | 0 | 0 | 0 | 0 | 0 | 0 | 0 | 0 | 0 | 0 | 0.0042584 | 0.012207 | 0.01478 | 0.014236 | 0 | 0 | 0 | 0 | 0 | 0 | 76.1117 | 75.034 | 73.6896 | 72.7005 | 71.7739 | 71.0349 | 70.3602 | 70.204 | 72.941 | 78.0897 | 82.7963 | 87.0851 | 90.3186 | 92.4589 | 93.7607 | 94.1191 | 93.6673 | 92.7901 | 91.5663 | 89.3537 | 85.8249 | 82.9 | 81.0516 | 79.2229 | 0.0070831 | 0.0084813 | 0.0041099 | 0.0052627 | 0.0058919 | 0.011229 | 0.0082281 | 0.0054258 | 0.0061985 | 0.007442 | 0.0088832 | 0.0096743 | 0.0094846 | 0.0095766 | 0.0092067 | 0.0089029 | 0.0082524 | 0.0072045 | 0.0060794 | 0.006239 | 0.0068734 | 0.0058495 | 0.0064061 | 0.0064198
Portfolio Adjusted1-in-10Size: Under 20 kWOther2026September Monthly Peak | Portfolio Adjusted | 1-in-10 | Size: Under 20 kW | Other | 2026 | September Monthly Peak | 9 | 0.95113 | 0.92003 | 0.89528 | 0.88706 | 0.89224 | 0.93162 | 0.9599 | 1.0808 | 1.4959 | 1.8686 | 2.1787 | 2.3628 | 2.4211 | 2.4678 | 2.4877 | 2.4406 | 2.2987 | 1.9706 | 1.6401 | 1.5749 | 1.4413 | 1.2838 | 1.142 | 1.0193 | 0 | 0 | 0 | 0 | 0 | 0 | 0 | 0 | 0 | 0 | 0 | 0 | 0 | 0 | 0.0043064 | 0.012288 | 0.014779 | 0.0142 | 0 | 0 | 0 | 0 | 0 | 0 | 76.6123 | 75.382 | 73.9812 | 73.0509 | 71.9713 | 70.8663 | 70.1149 | 69.9161 | 72.1895 | 77.3312 | 82.9828 | 87.9358 | 91.7983 | 94.2266 | 94.9231 | 95.5916 | 95.5715 | 94.6627 | 92.9103 | 89.8608 | 85.5169 | 82.4169 | 80.2775 | 78.4904 | 0.0069749 | 0.0083608 | 0.0040558 | 0.005214 | 0.005824 | 0.011202 | 0.0086389 | 0.0053754 | 0.0061544 | 0.0074649 | 0.0089496 | 0.00983 | 0.0096416 | 0.0097219 | 0.0093105 | 0.0089621 | 0.0082519 | 0.0071863 | 0.0060349 | 0.0065211 | 0.0067545 | 0.0057235 | 0.0062757 | 0.0062825
Portfolio Adjusted1-in-10Size: Under 20 kWOther2026October Monthly Peak | Portfolio Adjusted | 1-in-10 | Size: Under 20 kW | Other | 2026 | October Monthly Peak | 10 | 0.87618 | 0.85672 | 0.84215 | 0.83342 | 0.83649 | 0.869 | 0.92699 | 0.97281 | 1.2779 | 1.5675 | 1.798 | 1.9423 | 1.9901 | 2.0518 | 2.086 | 2.049 | 1.9209 | 1.6356 | 1.471 | 1.384 | 1.2619 | 1.1339 | 1.0242 | 0.9394 | 0 | 0 | 0 | 0 | 0 | 0 | 0 | 0 | 0 | 0 | 0 | 0 | 0 | 0 | 0.0036109 | 0.010316 | 0.012349 | 0.011787 | 0 | 0 | 0 | 0 | 0 | 0 | 72.2447 | 71.053 | 69.8575 | 68.4797 | 67.4554 | 66.3732 | 65.9401 | 65.5112 | 66.2948 | 71.1502 | 76.8694 | 81.7153 | 85.1317 | 87.5799 | 88.754 | 89.0584 | 88.4365 | 86.9266 | 84.372 | 81.1538 | 77.975 | 75.6214 | 73.7543 | 72.2368 | 0.0064253 | 0.0077855 | 0.0038151 | 0.0048987 | 0.0054601 | 0.01045 | 0.0083427 | 0.0048382 | 0.0052576 | 0.0062618 | 0.0073857 | 0.0080804 | 0.0079251 | 0.0080831 | 0.0078069 | 0.0075239 | 0.0068956 | 0.0059649 | 0.0054125 | 0.0057306 | 0.0059137 | 0.0050552 | 0.0056285 | 0.0057901
Portfolio Adjusted1-in-10Size: Under 20 kWOther2026November Monthly Peak | Portfolio Adjusted | 1-in-10 | Size: Under 20 kW | Other | 2026 | November Monthly Peak | 11 | 0.82786 | 0.81121 | 0.8048 | 0.79955 | 0.80475 | 0.83472 | 0.81095 | 0.89645 | 1.1324 | 1.314 | 1.4334 | 1.4967 | 1.499 | 1.5163 | 1.5264 | 1.4924 | 1.4158 | 1.4067 | 1.2572 | 1.1405 | 1.061 | 0.96513 | 0.88619 | 0.86105 | 0 | 0 | 0 | 0 | 0 | 0 | 0 | 0 | 0 | 0 | 0 | 0 | 0 | 0 | 0.0026424 | 0.007514 | 0.0091021 | 0.010137 | 0 | 0 | 0 | 0 | 0 | 0 | 59.2885 | 57.9025 | 56.7207 | 55.4428 | 54.6759 | 54.1868 | 53.5643 | 53.1874 | 55.4913 | 60.0078 | 65.4711 | 69.7459 | 72.6009 | 74.3009 | 75.4303 | 75.7577 | 74.8515 | 72.5586 | 69.7167 | 66.4591 | 64.1235 | 62.5661 | 61.0279 | 59.8888 | 0.0060709 | 0.0073719 | 0.0036458 | 0.0046996 | 0.005253 | 0.010037 | 0.0072983 | 0.0044584 | 0.004659 | 0.0052494 | 0.0058879 | 0.0062265 | 0.0059695 | 0.0059736 | 0.0057129 | 0.0054802 | 0.0050823 | 0.00513 | 0.004626 | 0.0047224 | 0.0049721 | 0.0043029 | 0.0048699 | 0.0053071
Portfolio Adjusted1-in-10Size: Under 20 kWOther2026December Monthly Peak | Portfolio Adjusted | 1-in-10 | Size: Under 20 kW | Other | 2026 | December Monthly Peak | 12 | 0.80686 | 0.80145 | 0.79852 | 0.80233 | 0.80812 | 0.84922 | 0.87861 | 0.96019 | 1.2726 | 1.4785 | 1.5612 | 1.5218 | 1.4311 | 1.355 | 1.2777 | 1.2375 | 1.3217 | 1.5113 | 1.4422 | 1.356 | 1.2667 | 1.1862 | 1.0484 | 0.83685 | 0 | 0 | 0 | 0 | 0 | 0 | 0 | 0 | 0 | 0 | 0 | 0 | 0 | 0 | 0.0022118 | 0.0062304 | 0.0084971 | 0.010891 | 0 | 0 | 0 | 0 | 0 | 0 | 40.7235 | 40.0308 | 39.768 | 39.2793 | 38.8346 | 38.2402 | 38.0485 | 37.8458 | 38.4252 | 41.2545 | 44.0366 | 46.6073 | 48.2987 | 49.1618 | 49.5719 | 49.5363 | 48.7966 | 47.1889 | 45.4312 | 44.1503 | 43.1734 | 42.1373 | 41.7408 | 41.2931 | 0.0059169 | 0.0072833 | 0.0036174 | 0.0047159 | 0.0052749 | 0.010212 | 0.0079072 | 0.0047754 | 0.0052356 | 0.0059065 | 0.0064132 | 0.0063313 | 0.0056992 | 0.0053381 | 0.0047819 | 0.004544 | 0.0047445 | 0.0055115 | 0.0053068 | 0.0056145 | 0.0059362 | 0.0052885 | 0.0057613 | 0.005158
Portfolio Adjusted1-in-10Size: Under 20 kWOther2026Typical Event Day | Portfolio Adjusted | 1-in-10 | Size: Under 20 kW | Other | 2026 | Typical Event Day | 8 | 0.96314 | 0.93081 | 0.90502 | 0.89329 | 0.9007 | 0.9318 | 0.91197 | 1.0848 | 1.494 | 1.8435 | 2.1375 | 2.2977 | 2.3536 | 2.4033 | 2.4343 | 2.4001 | 2.2747 | 1.953 | 1.6346 | 1.4908 | 1.4532 | 1.3004 | 1.1567 | 1.0373 | 0 | 0 | 0 | 0 | 0 | 0 | 0 | 0 | 0 | 0 | 0 | 0 | 0 | 0 | 0.0042139 | 0.012084 | 0.014624 | 0.014074 | 0 | 0 | 0 | 0 | 0 | 0 | 75.4929 | 74.2588 | 73.0208 | 71.9435 | 71.0262 | 69.9587 | 69.2146 | 69.4057 | 72.5273 | 77.7321 | 82.8271 | 87.0049 | 90.0775 | 92.1311 | 93.1794 | 93.6784 | 93.5994 | 92.8637 | 91.4241 | 89.0232 | 85.5728 | 82.3465 | 80.1474 | 78.3969 | 0.007063 | 0.0084588 | 0.0040999 | 0.0052506 | 0.0058792 | 0.011205 | 0.0082075 | 0.0053954 | 0.0061466 | 0.0073647 | 0.0087801 | 0.0095589 | 0.0093729 | 0.0094681 | 0.0091105 | 0.0088132 | 0.0081657 | 0.0071224 | 0.0060147 | 0.0061726 | 0.0068101 | 0.0057977 | 0.0063562 | 0.0063937
Portfolio Adjusted1-in-2Size: Under 20 kWOther2015January Monthly Peak | Portfolio Adjusted | 1-in-2 | Size: Under 20 kW | Other | 2015 | January Monthly Peak | 1
Portfolio Adjusted1-in-2Size: Under 20 kWOther2015February Monthly Peak | Portfolio Adjusted | 1-in-2 | Size: Under 20 kW | Other | 2015 | February Monthly Peak | 2
Portfolio Adjusted1-in-2Size: Under 20 kWOther2015March Monthly Peak | Portfolio Adjusted | 1-in-2 | Size: Under 20 kW | Other | 2015 | March Monthly Peak | 3
Portfolio Adjusted1-in-2Size: Under 20 kWOther2015April Monthly Peak | Portfolio Adjusted | 1-in-2 | Size: Under 20 kW | Other | 2015 | April Monthly Peak | 4
Portfolio Adjusted1-in-2Size: Under 20 kWOther2015May Monthly Peak | Portfolio Adjusted | 1-in-2 | Size: Under 20 kW | Other | 2015 | May Monthly Peak | 5
Portfolio Adjusted1-in-2Size: Under 20 kWOther2015June Monthly Peak | Portfolio Adjusted | 1-in-2 | Size: Under 20 kW | Other | 2015 | June Monthly Peak | 6
Portfolio Adjusted1-in-2Size: Under 20 kWOther2015July Monthly Peak | Portfolio Adjusted | 1-in-2 | Size: Under 20 kW | Other | 2015 | July Monthly Peak | 7
Portfolio Adjusted1-in-2Size: Under 20 kWOther2015August Monthly Peak | Portfolio Adjusted | 1-in-2 | Size: Under 20 kW | Other | 2015 | August Monthly Peak | 8
Portfolio Adjusted1-in-2Size: Under 20 kWOther2015September Monthly Peak | Portfolio Adjusted | 1-in-2 | Size: Under 20 kW | Other | 2015 | September Monthly Peak | 9
Portfolio Adjusted1-in-2Size: Under 20 kWOther2015October Monthly Peak | Portfolio Adjusted | 1-in-2 | Size: Under 20 kW | Other | 2015 | October Monthly Peak | 10
Portfolio Adjusted1-in-2Size: Under 20 kWOther2015November Monthly Peak | Portfolio Adjusted | 1-in-2 | Size: Under 20 kW | Other | 2015 | November Monthly Peak | 11
Portfolio Adjusted1-in-2Size: Under 20 kWOther2015December Monthly Peak | Portfolio Adjusted | 1-in-2 | Size: Under 20 kW | Other | 2015 | December Monthly Peak | 12
Portfolio Adjusted1-in-2Size: Under 20 kWOther2015Typical Event Day | Portfolio Adjusted | 1-in-2 | Size: Under 20 kW | Other | 2015 | Typical Event Day | 8
Portfolio Adjusted1-in-2Size: Under 20 kWOther2016January Monthly Peak | Portfolio Adjusted | 1-in-2 | Size: Under 20 kW | Other | 2016 | January Monthly Peak | 1
Portfolio Adjusted1-in-2Size: Under 20 kWOther2016February Monthly Peak | Portfolio Adjusted | 1-in-2 | Size: Under 20 kW | Other | 2016 | February Monthly Peak | 2
Portfolio Adjusted1-in-2Size: Under 20 kWOther2016March Monthly Peak | Portfolio Adjusted | 1-in-2 | Size: Under 20 kW | Other | 2016 | March Monthly Peak | 3
Portfolio Adjusted1-in-2Size: Under 20 kWOther2016April Monthly Peak | Portfolio Adjusted | 1-in-2 | Size: Under 20 kW | Other | 2016 | April Monthly Peak | 4
Portfolio Adjusted1-in-2Size: Under 20 kWOther2016May Monthly Peak | Portfolio Adjusted | 1-in-2 | Size: Under 20 kW | Other | 2016 | May Monthly Peak | 5
Portfolio Adjusted1-in-2Size: Under 20 kWOther2016June Monthly Peak | Portfolio Adjusted | 1-in-2 | Size: Under 20 kW | Other | 2016 | June Monthly Peak | 6
Portfolio Adjusted1-in-2Size: Under 20 kWOther2016July Monthly Peak | Portfolio Adjusted | 1-in-2 | Size: Under 20 kW | Other | 2016 | July Monthly Peak | 7
Portfolio Adjusted1-in-2Size: Under 20 kWOther2016August Monthly Peak | Portfolio Adjusted | 1-in-2 | Size: Under 20 kW | Other | 2016 | August Monthly Peak | 8
Portfolio Adjusted1-in-2Size: Under 20 kWOther2016September Monthly Peak | Portfolio Adjusted | 1-in-2 | Size: Under 20 kW | Other | 2016 | September Monthly Peak | 9
Portfolio Adjusted1-in-2Size: Under 20 kWOther2016October Monthly Peak | Portfolio Adjusted | 1-in-2 | Size: Under 20 kW | Other | 2016 | October Monthly Peak | 10
Portfolio Adjusted1-in-2Size: Under 20 kWOther2016November Monthly Peak | Portfolio Adjusted | 1-in-2 | Size: Under 20 kW | Other | 2016 | November Monthly Peak | 11
Portfolio Adjusted1-in-2Size: Under 20 kWOther2016December Monthly Peak | Portfolio Adjusted | 1-in-2 | Size: Under 20 kW | Other | 2016 | December Monthly Peak | 12
Portfolio Adjusted1-in-2Size: Under 20 kWOther2016Typical Event Day | Portfolio Adjusted | 1-in-2 | Size: Under 20 kW | Other | 2016 | Typical Event Day | 8
Portfolio Adjusted1-in-2Size: Under 20 kWOther2017January Monthly Peak | Portfolio Adjusted | 1-in-2 | Size: Under 20 kW | Other | 2017 | January Monthly Peak | 1
Portfolio Adjusted1-in-2Size: Under 20 kWOther2017February Monthly Peak | Portfolio Adjusted | 1-in-2 | Size: Under 20 kW | Other | 2017 | February Monthly Peak | 2
Portfolio Adjusted1-in-2Size: Under 20 kWOther2017March Monthly Peak | Portfolio Adjusted | 1-in-2 | Size: Under 20 kW | Other | 2017 | March Monthly Peak | 3
Portfolio Adjusted1-in-2Size: Under 20 kWOther2017April Monthly Peak | Portfolio Adjusted | 1-in-2 | Size: Under 20 kW | Other | 2017 | April Monthly Peak | 4
Portfolio Adjusted1-in-2Size: Under 20 kWOther2017May Monthly Peak | Portfolio Adjusted | 1-in-2 | Size: Under 20 kW | Other | 2017 | May Monthly Peak | 5
Portfolio Adjusted1-in-2Size: Under 20 kWOther2017June Monthly Peak | Portfolio Adjusted | 1-in-2 | Size: Under 20 kW | Other | 2017 | June Monthly Peak | 6
Portfolio Adjusted1-in-2Size: Under 20 kWOther2017July Monthly Peak | Portfolio Adjusted | 1-in-2 | Size: Under 20 kW | Other | 2017 | July Monthly Peak | 7
Portfolio Adjusted1-in-2Size: Under 20 kWOther2017August Monthly Peak | Portfolio Adjusted | 1-in-2 | Size: Under 20 kW | Other | 2017 | August Monthly Peak | 8
Portfolio Adjusted1-in-2Size: Under 20 kWOther2017September Monthly Peak | Portfolio Adjusted | 1-in-2 | Size: Under 20 kW | Other | 2017 | September Monthly Peak | 9
Portfolio Adjusted1-in-2Size: Under 20 kWOther2017October Monthly Peak | Portfolio Adjusted | 1-in-2 | Size: Under 20 kW | Other | 2017 | October Monthly Peak | 10
Portfolio Adjusted1-in-2Size: Under 20 kWOther2017November Monthly Peak | Portfolio Adjusted | 1-in-2 | Size: Under 20 kW | Other | 2017 | November Monthly Peak | 11
Portfolio Adjusted1-in-2Size: Under 20 kWOther2017December Monthly Peak | Portfolio Adjusted | 1-in-2 | Size: Under 20 kW | Other | 2017 | December Monthly Peak | 12
Portfolio Adjusted1-in-2Size: Under 20 kWOther2017Typical Event Day | Portfolio Adjusted | 1-in-2 | Size: Under 20 kW | Other | 2017 | Typical Event Day | 8
Portfolio Adjusted1-in-2Size: Under 20 kWOther2018January Monthly Peak | Portfolio Adjusted | 1-in-2 | Size: Under 20 kW | Other | 2018 | January Monthly Peak | 1
Portfolio Adjusted1-in-2Size: Under 20 kWOther2018February Monthly Peak | Portfolio Adjusted | 1-in-2 | Size: Under 20 kW | Other | 2018 | February Monthly Peak | 2
Portfolio Adjusted1-in-2Size: Under 20 kWOther2018March Monthly Peak | Portfolio Adjusted | 1-in-2 | Size: Under 20 kW | Other | 2018 | March Monthly Peak | 3
Portfolio Adjusted1-in-2Size: Under 20 kWOther2018April Monthly Peak | Portfolio Adjusted | 1-in-2 | Size: Under 20 kW | Other | 2018 | April Monthly Peak | 4 | 0.83833 | 0.81606 | 0.80226 | 0.79885 | 0.80283 | 0.83577 | 0.81853 | 0.8693 | 1.108 | 1.3045 | 1.4601 | 1.5484 | 1.5873 | 1.6304 | 1.6691 | 1.6475 | 1.5558 | 1.3517 | 1.1625 | 1.1628 | 1.1495 | 1.0336 | 0.93775 | 0.8888 | 0 | 0 | 0 | 0 | 0 | 0 | 0 | 0 | 0 | 0 | 0 | 0 | 0 | 0 | 0.0028892 | 0.0082948 | 0.010003 | 0.0097409 | 0 | 0 | 0 | 0 | 0 | 0 | 61.882 | 60.6404 | 59.1728 | 57.922 | 57.0493 | 56.4205 | 55.8817 | 55.9568 | 58.6142 | 62.6517 | 67.9417 | 72.3823 | 75.7608 | 78.1702 | 79.2995 | 79.9348 | 79.9335 | 79.5797 | 78.3356 | 75.9345 | 72.1287 | 68.9892 | 66.809 | 64.5676 | 0.0061477 | 0.007416 | 0.0036343 | 0.0046955 | 0.0052404 | 0.01005 | 0.0073665 | 0.0043234 | 0.0045585 | 0.0052115 | 0.0059977 | 0.0064418 | 0.0063211 | 0.006423 | 0.0062466 | 0.0060496 | 0.0055851 | 0.0049295 | 0.0042774 | 0.0048146 | 0.005387 | 0.0046084 | 0.0051533 | 0.0054782
Portfolio Adjusted1-in-2Size: Under 20 kWOther2018May Monthly Peak | Portfolio Adjusted | 1-in-2 | Size: Under 20 kW | Other | 2018 | May Monthly Peak | 5 | 0.86274 | 0.84028 | 0.81971 | 0.81476 | 0.82112 | 0.83828 | 0.79163 | 0.90601 | 1.1787 | 1.4083 | 1.5838 | 1.6946 | 1.7248 | 1.7602 | 1.7895 | 1.7729 | 1.6603 | 1.4213 | 1.2022 | 1.1427 | 1.1791 | 1.0591 | 0.96054 | 0.91905 | 0 | 0 | 0 | 0 | 0 | 0 | 0 | 0 | 0 | 0 | 0 | 0 | 0 | 0 | 0.0030977 | 0.0089265 | 0.010674 | 0.010243 | 0 | 0 | 0 | 0 | 0 | 0 | 65.7186 | 64.5802 | 63.696 | 62.7373 | 61.9106 | 61.1468 | 60.3812 | 60.8016 | 63.3086 | 67.0994 | 70.8616 | 74.5745 | 77.7219 | 80.366 | 81.4897 | 81.9245 | 81.7232 | 81.1939 | 79.8994 | 77.5876 | 74.205 | 71.3835 | 68.9393 | 67.2805 | 0.0063267 | 0.007636 | 0.0037134 | 0.004789 | 0.0053598 | 0.01008 | 0.0071245 | 0.004506 | 0.0048494 | 0.0056261 | 0.0065059 | 0.0070498 | 0.0068688 | 0.0069344 | 0.0066974 | 0.0065103 | 0.00596 | 0.0051834 | 0.0044235 | 0.0047314 | 0.0055258 | 0.004722 | 0.0052785 | 0.0056646
Portfolio Adjusted1-in-2Size: Under 20 kWOther2018June Monthly Peak | Portfolio Adjusted | 1-in-2 | Size: Under 20 kW | Other | 2018 | June Monthly Peak | 6 | 0.90186 | 0.87369 | 0.85082 | 0.84314 | 0.84565 | 0.84804 | 0.81383 | 0.98108 | 1.3132 | 1.596 | 1.8174 | 1.9518 | 2.0035 | 2.0476 | 2.0832 | 2.0627 | 1.9467 | 1.6863 | 1.4224 | 1.2782 | 1.2874 | 1.1873 | 1.0555 | 0.96648 | 0 | 0 | 0 | 0 | 0 | 0 | 0 | 0 | 0 | 0 | 0 | 0 | 0 | 0 | 0.0036061 | 0.010385 | 0.012515 | 0.012152 | 0 | 0 | 0 | 0 | 0 | 0 | 69.7086 | 68.2886 | 67.1324 | 66.072 | 64.9454 | 63.9135 | 62.9979 | 63.8706 | 67.5657 | 72.3327 | 77.0627 | 81.4731 | 84.613 | 86.2987 | 87.1609 | 87.5273 | 87.6091 | 87.2307 | 86.2 | 84.2688 | 81.2469 | 77.1305 | 74.4612 | 72.4298 | 0.0066136 | 0.0079397 | 0.0038543 | 0.0049558 | 0.0055199 | 0.010197 | 0.0073243 | 0.0048793 | 0.0054028 | 0.0063758 | 0.0074652 | 0.0081199 | 0.0079788 | 0.0080667 | 0.0077965 | 0.0075743 | 0.0069882 | 0.0061497 | 0.0052338 | 0.0052925 | 0.0060335 | 0.0052935 | 0.0058004 | 0.005957
Portfolio Adjusted1-in-2Size: Under 20 kWOther2018July Monthly Peak | Portfolio Adjusted | 1-in-2 | Size: Under 20 kW | Other | 2018 | July Monthly Peak | 7 | 0.9532 | 0.9231 | 0.89754 | 0.8873 | 0.89102 | 0.90825 | 0.87793 | 1.0771 | 1.4733 | 1.8222 | 2.098 | 2.2507 | 2.3138 | 2.3668 | 2.3877 | 2.3572 | 2.2417 | 1.9315 | 1.6063 | 1.4367 | 1.4172 | 1.2967 | 1.1497 | 1.0282 | 0 | 0 | 0 | 0 | 0 | 0 | 0 | 0 | 0 | 0 | 0 | 0 | 0 | 0 | 0.0041333 | 0.011868 | 0.014412 | 0.013919 | 0 | 0 | 0 | 0 | 0 | 0 | 75.6529 | 74.2621 | 73.3001 | 72.3603 | 71.3256 | 70.3619 | 69.5723 | 70.0473 | 73.3502 | 77.7721 | 82.2198 | 85.6468 | 88.7106 | 90.3997 | 91.3385 | 91.7737 | 91.6855 | 90.6227 | 89.4445 | 88.1056 | 85.5279 | 81.9331 | 79.4585 | 77.642 | 0.0069901 | 0.0083887 | 0.004066 | 0.0052154 | 0.0058161 | 0.010921 | 0.0079011 | 0.0053568 | 0.0060613 | 0.0072795 | 0.0086182 | 0.0093634 | 0.0092142 | 0.0093241 | 0.0089363 | 0.0086557 | 0.0080471 | 0.0070441 | 0.0059107 | 0.0059489 | 0.0066416 | 0.0057812 | 0.0063182 | 0.0063375
Portfolio Adjusted1-in-2Size: Under 20 kWOther2018August Monthly Peak | Portfolio Adjusted | 1-in-2 | Size: Under 20 kW | Other | 2018 | August Monthly Peak | 8 | 0.95251 | 0.92123 | 0.89648 | 0.88533 | 0.89317 | 0.92408 | 0.90308 | 1.0619 | 1.4469 | 1.7713 | 2.0435 | 2.1934 | 2.2477 | 2.2989 | 2.3363 | 2.3069 | 2.1832 | 1.8688 | 1.5695 | 1.4317 | 1.4035 | 1.258 | 1.1233 | 1.0211 | 0 | 0 | 0 | 0 | 0 | 0 | 0 | 0 | 0 | 0 | 0 | 0 | 0 | 0 | 0.0040442 | 0.011615 | 0.014036 | 0.013467 | 0 | 0 | 0 | 0 | 0 | 0 | 73.9605 | 72.7913 | 71.2907 | 70.0518 | 69.022 | 68.0853 | 67.4831 | 66.8569 | 69.1667 | 74.3971 | 80.037 | 84.577 | 88.0979 | 90.1517 | 91.4556 | 92.0568 | 91.8676 | 91.241 | 89.7774 | 87.1549 | 83.3406 | 80.1141 | 77.8135 | 76.0884 | 0.0069851 | 0.0083717 | 0.0040612 | 0.0052038 | 0.0058301 | 0.011112 | 0.0081275 | 0.0052811 | 0.0059527 | 0.0070762 | 0.0083942 | 0.0091251 | 0.0089509 | 0.0090568 | 0.0087436 | 0.008471 | 0.0078372 | 0.0068154 | 0.005775 | 0.0059279 | 0.0065775 | 0.0056087 | 0.0061731 | 0.0062933
Portfolio Adjusted1-in-2Size: Under 20 kWOther2018September Monthly Peak | Portfolio Adjusted | 1-in-2 | Size: Under 20 kW | Other | 2018 | September Monthly Peak | 9 | 0.92932 | 0.90036 | 0.87775 | 0.87073 | 0.87678 | 0.91578 | 0.94166 | 1.0338 | 1.3994 | 1.7208 | 1.9864 | 2.1493 | 2.204 | 2.2538 | 2.2868 | 2.2495 | 2.1112 | 1.7982 | 1.5068 | 1.4541 | 1.3398 | 1.1971 | 1.0739 | 0.98589 | 0 | 0 | 0 | 0 | 0 | 0 | 0 | 0 | 0 | 0 | 0 | 0 | 0 | 0 | 0.0039585 | 0.011326 | 0.013573 | 0.012959 | 0 | 0 | 0 | 0 | 0 | 0 | 72.2584 | 71.025 | 69.6564 | 68.3562 | 67.2272 | 66.289 | 65.7465 | 65.4432 | 67.8864 | 73.1891 | 78.768 | 83.5889 | 87.5565 | 89.8785 | 91.1744 | 91.5626 | 91.428 | 90.5813 | 89.1617 | 86.3298 | 82.1925 | 79.169 | 76.8602 | 75.2731 | 0.0068149 | 0.008182 | 0.0039763 | 0.005118 | 0.0057231 | 0.011012 | 0.0084747 | 0.0051413 | 0.0057576 | 0.0068742 | 0.0081595 | 0.0089416 | 0.0087772 | 0.0088789 | 0.0085584 | 0.0082605 | 0.0075787 | 0.0065579 | 0.0055446 | 0.0060206 | 0.0062789 | 0.005337 | 0.0059013 | 0.0060766
Portfolio Adjusted1-in-2Size: Under 20 kWOther2018October Monthly Peak | Portfolio Adjusted | 1-in-2 | Size: Under 20 kW | Other | 2018 | October Monthly Peak | 10 | 0.84579 | 0.82951 | 0.81799 | 0.81092 | 0.81512 | 0.84758 | 0.90199 | 0.91859 | 1.1729 | 1.4061 | 1.5842 | 1.6968 | 1.733 | 1.7915 | 1.8331 | 1.8065 | 1.6949 | 1.4456 | 1.3343 | 1.265 | 1.1636 | 1.0538 | 0.9593 | 0.89552 | 0 | 0 | 0 | 0 | 0 | 0 | 0 | 0 | 0 | 0 | 0 | 0 | 0 | 0 | 0.0031733 | 0.0090955 | 0.010896 | 0.010417 | 0 | 0 | 0 | 0 | 0 | 0 | 63.7676 | 62.8158 | 61.868 | 60.8407 | 59.8914 | 59.1449 | 58.2994 | 57.7046 | 58.5835 | 63.0191 | 69.2136 | 75.5857 | 80.5678 | 83.5654 | 84.7488 | 85.6353 | 85.7018 | 84.8505 | 82.6019 | 77.993 | 73.9077 | 70.7272 | 68.1966 | 66.1345 | 0.0062024 | 0.0075382 | 0.0037056 | 0.0047664 | 0.0053206 | 0.010192 | 0.0081177 | 0.0045686 | 0.0048258 | 0.0056171 | 0.0065076 | 0.0070591 | 0.0069013 | 0.0070576 | 0.0068607 | 0.0066336 | 0.0060842 | 0.0052719 | 0.0049096 | 0.0052376 | 0.0054531 | 0.0046982 | 0.0052717 | 0.0055196
Portfolio Adjusted1-in-2Size: Under 20 kWOther2018November Monthly Peak | Portfolio Adjusted | 1-in-2 | Size: Under 20 kW | Other | 2018 | November Monthly Peak | 11 | 0.81662 | 0.8013 | 0.79606 | 0.79142 | 0.79698 | 0.82729 | 0.80202 | 0.88504 | 1.1159 | 1.2882 | 1.3955 | 1.4454 | 1.4384 | 1.4487 | 1.4536 | 1.4208 | 1.359 | 1.3744 | 1.2439 | 1.134 | 1.0574 | 0.96643 | 0.88495 | 0.84683 | 0 | 0 | 0 | 0 | 0 | 0 | 0 | 0 | 0 | 0 | 0 | 0 | 0 | 0 | 0.0025162 | 0.0071534 | 0.0087368 | 0.0099047 | 0 | 0 | 0 | 0 | 0 | 0 | 55.5076 | 54.5707 | 53.7431 | 52.8125 | 51.7928 | 51.2027 | 50.9336 | 50.8994 | 53.1949 | 58.2433 | 63.1513 | 67.5048 | 70.3054 | 71.7619 | 72.3225 | 72.2144 | 70.8431 | 67.9694 | 64.4648 | 62.2656 | 60.5649 | 59.2074 | 58.0947 | 56.9768 | 0.0059885 | 0.0072818 | 0.0036062 | 0.0046518 | 0.0052022 | 0.009948 | 0.007218 | 0.0044017 | 0.0045913 | 0.0051464 | 0.0057323 | 0.0060133 | 0.0057281 | 0.0057074 | 0.0054401 | 0.0052171 | 0.0048784 | 0.0050124 | 0.0045769 | 0.0046952 | 0.0049552 | 0.0043087 | 0.0048631 | 0.0052195
Portfolio Adjusted1-in-2Size: Under 20 kWOther2018December Monthly Peak | Portfolio Adjusted | 1-in-2 | Size: Under 20 kW | Other | 2018 | December Monthly Peak | 12 | 0.82753 | 0.81911 | 0.81381 | 0.81652 | 0.82191 | 0.86095 | 0.89376 | 0.94697 | 1.2144 | 1.3918 | 1.4679 | 1.4596 | 1.4062 | 1.3656 | 1.3301 | 1.2977 | 1.3202 | 1.42 | 1.3195 | 1.2198 | 1.1437 | 1.0614 | 0.96053 | 0.85501 | 0 | 0 | 0 | 0 | 0 | 0 | 0 | 0 | 0 | 0 | 0 | 0 | 0 | 0 | 0.0023024 | 0.006534 | 0.0084874 | 0.010233 | 0 | 0 | 0 | 0 | 0 | 0 | 46.4603 | 45.8419 | 45.4468 | 44.8665 | 44.3455 | 43.8944 | 43.6158 | 43.5315 | 44.2165 | 47.468 | 51.1175 | 54.2994 | 56.3347 | 57.2234 | 57.9086 | 58.1361 | 57.4028 | 54.9735 | 51.9593 | 49.9251 | 48.4699 | 46.6059 | 44.8735 | 43.6224 | 0.0060685 | 0.0074437 | 0.0036867 | 0.0047993 | 0.0053649 | 0.010353 | 0.0080437 | 0.0047097 | 0.0049963 | 0.0055601 | 0.0060298 | 0.0060724 | 0.0055999 | 0.0053799 | 0.0049779 | 0.0047654 | 0.0047391 | 0.0051787 | 0.0048551 | 0.0050505 | 0.00536 | 0.0047323 | 0.0052784 | 0.0052699
Portfolio Adjusted1-in-2Size: Under 20 kWOther2018Typical Event Day | Portfolio Adjusted | 1-in-2 | Size: Under 20 kW | Other | 2018 | Typical Event Day | 8 | 0.94852 | 0.91763 | 0.89328 | 0.88235 | 0.89034 | 0.9212 | 0.89975 | 1.0535 | 1.43 | 1.7454 | 2.0097 | 2.1556 | 2.2091 | 2.2607 | 2.3002 | 2.2725 | 2.1498 | 1.8386 | 1.5463 | 1.4108 | 1.3861 | 1.2432 | 1.1116 | 1.015 | 0 | 0 | 0 | 0 | 0 | 0 | 0 | 0 | 0 | 0 | 0 | 0 | 0 | 0 | 0.0039817 | 0.011442 | 0.013821 | 0.013249 | 0 | 0 | 0 | 0 | 0 | 0 | 72.8951 | 71.5918 | 70.3449 | 69.2101 | 68.13 | 67.1624 | 66.45 | 66.5545 | 69.4922 | 74.4228 | 79.5219 | 83.8214 | 87.2445 | 89.1822 | 90.2824 | 90.7301 | 90.6476 | 89.9189 | 88.6459 | 86.4648 | 83.077 | 79.5867 | 77.1483 | 75.3583 | 0.0069558 | 0.008339 | 0.0040467 | 0.0051863 | 0.0058116 | 0.011077 | 0.0080975 | 0.0052396 | 0.0058832 | 0.0069726 | 0.0082552 | 0.008968 | 0.0087973 | 0.0089063 | 0.0086085 | 0.0083448 | 0.0077171 | 0.006705 | 0.0056899 | 0.0058415 | 0.0064956 | 0.0055426 | 0.0061088 | 0.0062561
Portfolio Adjusted1-in-2Size: Under 20 kWOther2019January Monthly Peak | Portfolio Adjusted | 1-in-2 | Size: Under 20 kW | Other | 2019 | January Monthly Peak | 1 | 0.72325 | 0.71869 | 0.71969 | 0.71571 | 0.72805 | 0.7637 | 0.80667 | 0.86126 | 1.1284 | 1.3282 | 1.4118 | 1.3833 | 1.2943 | 1.2287 | 1.1679 | 1.1335 | 1.2356 | 1.4607 | 1.4377 | 1.3601 | 1.2627 | 1.1782 | 1.0214 | 0.75703 | 0 | 0 | 0 | 0 | 0 | 0 | 0 | 0 | 0 | 0 | 0 | 0 | 0 | 0 | 0.0020217 | 0.0057068 | 0.0079437 | 0.010526 | 0 | 0 | 0 | 0 | 0 | 0 | 42.2877 | 41.8861 | 41.2841 | 40.6485 | 39.9941 | 39.521 | 39.4246 | 39.1816 | 39.4682 | 41.8627 | 45.3948 | 48.0889 | 50.0532 | 51.3578 | 52.2034 | 52.6155 | 52.3257 | 50.9988 | 49.0608 | 47.7095 | 46.4941 | 45.5889 | 44.7589 | 44.1785 | 0.0053038 | 0.0065311 | 0.0032603 | 0.0042068 | 0.0047523 | 0.0091834 | 0.0072598 | 0.0042834 | 0.0046423 | 0.005306 | 0.0057991 | 0.0057548 | 0.0051542 | 0.0048403 | 0.004371 | 0.0041621 | 0.0044355 | 0.0053271 | 0.00529 | 0.0056314 | 0.0059175 | 0.0052529 | 0.0056132 | 0.004666
Portfolio Adjusted1-in-2Size: Under 20 kWOther2019February Monthly Peak | Portfolio Adjusted | 1-in-2 | Size: Under 20 kW | Other | 2019 | February Monthly Peak | 2 | 0.75884 | 0.74737 | 0.74626 | 0.74716 | 0.76091 | 0.80074 | 0.8047 | 0.85525 | 1.1146 | 1.2904 | 1.3743 | 1.3735 | 1.3293 | 1.3074 | 1.2851 | 1.2579 | 1.2661 | 1.3263 | 1.3674 | 1.2724 | 1.1743 | 1.0753 | 0.95606 | 0.79841 | 0 | 0 | 0 | 0 | 0 | 0 | 0 | 0 | 0 | 0 | 0 | 0 | 0 | 0 | 0.0022247 | 0.0063332 | 0.0081396 | 0.0095577 | 0 | 0 | 0 | 0 | 0 | 0 | 47.0652 | 46.5939 | 46.2417 | 45.8626 | 45.6731 | 45.6649 | 45.6713 | 45.6339 | 45.8618 | 47.6629 | 49.7718 | 51.6624 | 52.4876 | 52.4318 | 52.4598 | 52.1107 | 51.4433 | 50.3207 | 48.7939 | 47.3562 | 46.0115 | 45.0066 | 43.7861 | 42.8404 | 0.0055648 | 0.0067917 | 0.0033806 | 0.0043916 | 0.0049668 | 0.0096287 | 0.0072421 | 0.0042535 | 0.0045856 | 0.0051551 | 0.0056451 | 0.0057143 | 0.0052935 | 0.0051506 | 0.0048098 | 0.0046189 | 0.0045449 | 0.0048368 | 0.0050317 | 0.0052685 | 0.0055033 | 0.0047942 | 0.0052539 | 0.004921
Portfolio Adjusted1-in-2Size: Under 20 kWOther2019March Monthly Peak | Portfolio Adjusted | 1-in-2 | Size: Under 20 kW | Other | 2019 | March Monthly Peak | 3 | 0.77215 | 0.75577 | 0.74846 | 0.74944 | 0.75952 | 0.79942 | 0.82679 | 0.86585 | 1.0869 | 1.2566 | 1.3556 | 1.3678 | 1.3347 | 1.3325 | 1.3256 | 1.3118 | 1.3261 | 1.299 | 1.2641 | 1.291 | 1.2109 | 1.1163 | 0.98458 | 0.81348 | 0 | 0 | 0 | 0 | 0 | 0 | 0 | 0 | 0 | 0 | 0 | 0 | 0 | 0 | 0.0022947 | 0.0066045 | 0.0085257 | 0.0093609 | 0 | 0 | 0 | 0 | 0 | 0 | 46.5872 | 46.1224 | 45.7184 | 45.4139 | 45.0189 | 44.5757 | 44.1534 | 43.923 | 45.6774 | 48.0189 | 50.2914 | 52.3617 | 53.9475 | 55.0287 | 55.5172 | 55.9547 | 55.7977 | 55.1384 | 53.5167 | 51.2295 | 49.6565 | 48.4382 | 47.5816 | 46.678 | 0.0056624 | 0.0068681 | 0.0033906 | 0.0044051 | 0.0049577 | 0.0096128 | 0.0074409 | 0.0043063 | 0.0044718 | 0.0050201 | 0.0055684 | 0.0056902 | 0.0053153 | 0.0052495 | 0.0049612 | 0.0048169 | 0.0047605 | 0.0047373 | 0.0046516 | 0.0053455 | 0.0056749 | 0.004977 | 0.0054106 | 0.0050139
Portfolio Adjusted1-in-2Size: Under 20 kWOther2019April Monthly Peak | Portfolio Adjusted | 1-in-2 | Size: Under 20 kW | Other | 2019 | April Monthly Peak | 4 | 0.83833 | 0.81606 | 0.80226 | 0.79885 | 0.80283 | 0.83577 | 0.81853 | 0.8693 | 1.108 | 1.3045 | 1.4601 | 1.5484 | 1.5873 | 1.6304 | 1.6691 | 1.6475 | 1.5558 | 1.3517 | 1.1625 | 1.1628 | 1.1495 | 1.0336 | 0.93775 | 0.8888 | 0 | 0 | 0 | 0 | 0 | 0 | 0 | 0 | 0 | 0 | 0 | 0 | 0 | 0 | 0.0028892 | 0.0082948 | 0.010003 | 0.0097409 | 0 | 0 | 0 | 0 | 0 | 0 | 61.882 | 60.6404 | 59.1728 | 57.922 | 57.0493 | 56.4205 | 55.8817 | 55.9568 | 58.6142 | 62.6517 | 67.9417 | 72.3823 | 75.7608 | 78.1702 | 79.2995 | 79.9348 | 79.9335 | 79.5797 | 78.3356 | 75.9345 | 72.1287 | 68.9892 | 66.809 | 64.5676 | 0.0061477 | 0.007416 | 0.0036343 | 0.0046955 | 0.0052404 | 0.01005 | 0.0073665 | 0.0043234 | 0.0045585 | 0.0052115 | 0.0059977 | 0.0064418 | 0.0063211 | 0.006423 | 0.0062466 | 0.0060496 | 0.0055851 | 0.0049295 | 0.0042774 | 0.0048146 | 0.005387 | 0.0046084 | 0.0051533 | 0.0054782
Portfolio Adjusted1-in-2Size: Under 20 kWOther2019May Monthly Peak | Portfolio Adjusted | 1-in-2 | Size: Under 20 kW | Other | 2019 | May Monthly Peak | 5 | 0.86274 | 0.84028 | 0.81971 | 0.81476 | 0.82112 | 0.83828 | 0.79163 | 0.90601 | 1.1787 | 1.4083 | 1.5838 | 1.6946 | 1.7248 | 1.7602 | 1.7895 | 1.7729 | 1.6603 | 1.4213 | 1.2022 | 1.1427 | 1.1791 | 1.0591 | 0.96054 | 0.91905 | 0 | 0 | 0 | 0 | 0 | 0 | 0 | 0 | 0 | 0 | 0 | 0 | 0 | 0 | 0.0030977 | 0.0089265 | 0.010674 | 0.010243 | 0 | 0 | 0 | 0 | 0 | 0 | 65.7186 | 64.5802 | 63.696 | 62.7373 | 61.9106 | 61.1468 | 60.3812 | 60.8016 | 63.3086 | 67.0994 | 70.8616 | 74.5745 | 77.7219 | 80.366 | 81.4897 | 81.9245 | 81.7232 | 81.1939 | 79.8994 | 77.5876 | 74.2049 | 71.3835 | 68.9393 | 67.2804 | 0.0063267 | 0.007636 | 0.0037134 | 0.004789 | 0.0053598 | 0.01008 | 0.0071245 | 0.004506 | 0.0048494 | 0.0056261 | 0.0065059 | 0.0070498 | 0.0068688 | 0.0069344 | 0.0066974 | 0.0065103 | 0.00596 | 0.0051834 | 0.0044235 | 0.0047314 | 0.0055258 | 0.004722 | 0.0052785 | 0.0056646
Portfolio Adjusted1-in-2Size: Under 20 kWOther2019June Monthly Peak | Portfolio Adjusted | 1-in-2 | Size: Under 20 kW | Other | 2019 | June Monthly Peak | 6 | 0.90186 | 0.87369 | 0.85082 | 0.84314 | 0.84565 | 0.84804 | 0.81383 | 0.98108 | 1.3132 | 1.596 | 1.8174 | 1.9518 | 2.0035 | 2.0476 | 2.0832 | 2.0627 | 1.9467 | 1.6863 | 1.4224 | 1.2782 | 1.2874 | 1.1873 | 1.0555 | 0.96648 | 0 | 0 | 0 | 0 | 0 | 0 | 0 | 0 | 0 | 0 | 0 | 0 | 0 | 0 | 0.0036061 | 0.010385 | 0.012515 | 0.012152 | 0 | 0 | 0 | 0 | 0 | 0 | 69.7086 | 68.2886 | 67.1324 | 66.072 | 64.9454 | 63.9135 | 62.9979 | 63.8706 | 67.5657 | 72.3327 | 77.0627 | 81.4731 | 84.613 | 86.2987 | 87.1609 | 87.5273 | 87.6091 | 87.2307 | 86.2 | 84.2688 | 81.2469 | 77.1305 | 74.4612 | 72.4298 | 0.0066136 | 0.0079397 | 0.0038543 | 0.0049558 | 0.0055199 | 0.010197 | 0.0073243 | 0.0048793 | 0.0054028 | 0.0063758 | 0.0074652 | 0.0081199 | 0.0079788 | 0.0080667 | 0.0077965 | 0.0075743 | 0.0069882 | 0.0061497 | 0.0052338 | 0.0052925 | 0.0060335 | 0.0052935 | 0.0058004 | 0.005957
Portfolio Adjusted1-in-2Size: Under 20 kWOther2019July Monthly Peak | Portfolio Adjusted | 1-in-2 | Size: Under 20 kW | Other | 2019 | July Monthly Peak | 7 | 0.9532 | 0.9231 | 0.89754 | 0.8873 | 0.89102 | 0.90825 | 0.87793 | 1.0771 | 1.4733 | 1.8222 | 2.098 | 2.2507 | 2.3138 | 2.3668 | 2.3877 | 2.3572 | 2.2417 | 1.9315 | 1.6063 | 1.4367 | 1.4172 | 1.2967 | 1.1497 | 1.0282 | 0 | 0 | 0 | 0 | 0 | 0 | 0 | 0 | 0 | 0 | 0 | 0 | 0 | 0 | 0.0041333 | 0.011868 | 0.014412 | 0.013919 | 0 | 0 | 0 | 0 | 0 | 0 | 75.6529 | 74.2621 | 73.3001 | 72.3603 | 71.3256 | 70.3619 | 69.5723 | 70.0473 | 73.3502 | 77.7721 | 82.2198 | 85.6468 | 88.7106 | 90.3997 | 91.3385 | 91.7737 | 91.6855 | 90.6227 | 89.4445 | 88.1056 | 85.5279 | 81.9331 | 79.4585 | 77.642 | 0.0069901 | 0.0083887 | 0.004066 | 0.0052154 | 0.0058161 | 0.010921 | 0.0079011 | 0.0053568 | 0.0060613 | 0.0072795 | 0.0086182 | 0.0093634 | 0.0092142 | 0.0093241 | 0.0089363 | 0.0086557 | 0.0080471 | 0.0070441 | 0.0059107 | 0.0059489 | 0.0066416 | 0.0057812 | 0.0063182 | 0.0063375
Portfolio Adjusted1-in-2Size: Under 20 kWOther2019August Monthly Peak | Portfolio Adjusted | 1-in-2 | Size: Under 20 kW | Other | 2019 | August Monthly Peak | 8 | 0.95251 | 0.92123 | 0.89648 | 0.88533 | 0.89317 | 0.92408 | 0.90308 | 1.0619 | 1.4469 | 1.7713 | 2.0435 | 2.1934 | 2.2477 | 2.2989 | 2.3363 | 2.3069 | 2.1832 | 1.8688 | 1.5695 | 1.4317 | 1.4035 | 1.258 | 1.1233 | 1.0211 | 0 | 0 | 0 | 0 | 0 | 0 | 0 | 0 | 0 | 0 | 0 | 0 | 0 | 0 | 0.0040442 | 0.011615 | 0.014036 | 0.013467 | 0 | 0 | 0 | 0 | 0 | 0 | 73.9605 | 72.7913 | 71.2907 | 70.0518 | 69.022 | 68.0853 | 67.4831 | 66.8569 | 69.1667 | 74.3971 | 80.037 | 84.577 | 88.0979 | 90.1517 | 91.4556 | 92.0568 | 91.8676 | 91.241 | 89.7774 | 87.1549 | 83.3406 | 80.1141 | 77.8135 | 76.0884 | 0.0069851 | 0.0083717 | 0.0040612 | 0.0052038 | 0.0058301 | 0.011112 | 0.0081275 | 0.0052811 | 0.0059527 | 0.0070762 | 0.0083942 | 0.0091251 | 0.0089509 | 0.0090568 | 0.0087436 | 0.008471 | 0.0078372 | 0.0068154 | 0.005775 | 0.0059279 | 0.0065775 | 0.0056087 | 0.0061731 | 0.0062933
Portfolio Adjusted1-in-2Size: Under 20 kWOther2019September Monthly Peak | Portfolio Adjusted | 1-in-2 | Size: Under 20 kW | Other | 2019 | September Monthly Peak | 9 | 0.92932 | 0.90036 | 0.87775 | 0.87073 | 0.87678 | 0.91578 | 0.94166 | 1.0338 | 1.3994 | 1.7208 | 1.9864 | 2.1493 | 2.204 | 2.2538 | 2.2868 | 2.2495 | 2.1112 | 1.7982 | 1.5068 | 1.4541 | 1.3398 | 1.1971 | 1.0739 | 0.98589 | 0 | 0 | 0 | 0 | 0 | 0 | 0 | 0 | 0 | 0 | 0 | 0 | 0 | 0 | 0.0039585 | 0.011326 | 0.013573 | 0.012959 | 0 | 0 | 0 | 0 | 0 | 0 | 72.2584 | 71.025 | 69.6564 | 68.3562 | 67.2272 | 66.289 | 65.7465 | 65.4432 | 67.8864 | 73.1891 | 78.768 | 83.5889 | 87.5565 | 89.8785 | 91.1744 | 91.5626 | 91.428 | 90.5813 | 89.1617 | 86.3298 | 82.1925 | 79.169 | 76.8602 | 75.2731 | 0.0068149 | 0.008182 | 0.0039763 | 0.005118 | 0.0057231 | 0.011012 | 0.0084747 | 0.0051413 | 0.0057576 | 0.0068742 | 0.0081595 | 0.0089416 | 0.0087772 | 0.0088789 | 0.0085584 | 0.0082605 | 0.0075787 | 0.0065579 | 0.0055446 | 0.0060206 | 0.0062789 | 0.005337 | 0.0059013 | 0.0060766
Portfolio Adjusted1-in-2Size: Under 20 kWOther2019October Monthly Peak | Portfolio Adjusted | 1-in-2 | Size: Under 20 kW | Other | 2019 | October Monthly Peak | 10 | 0.84579 | 0.82951 | 0.81799 | 0.81092 | 0.81512 | 0.84758 | 0.90199 | 0.91859 | 1.1729 | 1.4061 | 1.5842 | 1.6968 | 1.733 | 1.7915 | 1.8331 | 1.8065 | 1.6949 | 1.4456 | 1.3343 | 1.265 | 1.1636 | 1.0538 | 0.9593 | 0.89552 | 0 | 0 | 0 | 0 | 0 | 0 | 0 | 0 | 0 | 0 | 0 | 0 | 0 | 0 | 0.0031733 | 0.0090955 | 0.010896 | 0.010417 | 0 | 0 | 0 | 0 | 0 | 0 | 63.7676 | 62.8158 | 61.868 | 60.8407 | 59.8914 | 59.1449 | 58.2994 | 57.7046 | 58.5835 | 63.0191 | 69.2136 | 75.5857 | 80.5678 | 83.5654 | 84.7488 | 85.6353 | 85.7018 | 84.8505 | 82.6019 | 77.993 | 73.9077 | 70.7272 | 68.1966 | 66.1345 | 0.0062024 | 0.0075382 | 0.0037056 | 0.0047664 | 0.0053206 | 0.010192 | 0.0081177 | 0.0045686 | 0.0048258 | 0.0056171 | 0.0065076 | 0.0070591 | 0.0069013 | 0.0070576 | 0.0068607 | 0.0066336 | 0.0060842 | 0.0052719 | 0.0049096 | 0.0052376 | 0.0054531 | 0.0046982 | 0.0052717 | 0.0055196
Portfolio Adjusted1-in-2Size: Under 20 kWOther2019November Monthly Peak | Portfolio Adjusted | 1-in-2 | Size: Under 20 kW | Other | 2019 | November Monthly Peak | 11 | 0.81662 | 0.8013 | 0.79606 | 0.79142 | 0.79698 | 0.82729 | 0.80202 | 0.88504 | 1.1159 | 1.2882 | 1.3955 | 1.4454 | 1.4384 | 1.4487 | 1.4536 | 1.4208 | 1.359 | 1.3744 | 1.2439 | 1.134 | 1.0574 | 0.96643 | 0.88495 | 0.84683 | 0 | 0 | 0 | 0 | 0 | 0 | 0 | 0 | 0 | 0 | 0 | 0 | 0 | 0 | 0.0025162 | 0.0071534 | 0.0087368 | 0.0099047 | 0 | 0 | 0 | 0 | 0 | 0 | 55.5076 | 54.5707 | 53.7431 | 52.8125 | 51.7928 | 51.2027 | 50.9336 | 50.8994 | 53.1949 | 58.2433 | 63.1513 | 67.5048 | 70.3054 | 71.7619 | 72.3225 | 72.2144 | 70.8431 | 67.9694 | 64.4648 | 62.2656 | 60.5649 | 59.2074 | 58.0947 | 56.9768 | 0.0059885 | 0.0072818 | 0.0036062 | 0.0046518 | 0.0052022 | 0.009948 | 0.007218 | 0.0044017 | 0.0045913 | 0.0051464 | 0.0057323 | 0.0060133 | 0.0057281 | 0.0057074 | 0.0054401 | 0.0052171 | 0.0048784 | 0.0050124 | 0.0045769 | 0.0046952 | 0.0049552 | 0.0043087 | 0.0048631 | 0.0052195
Portfolio Adjusted1-in-2Size: Under 20 kWOther2019December Monthly Peak | Portfolio Adjusted | 1-in-2 | Size: Under 20 kW | Other | 2019 | December Monthly Peak | 12 | 0.82753 | 0.81911 | 0.81381 | 0.81652 | 0.82191 | 0.86095 | 0.89377 | 0.94697 | 1.2144 | 1.3918 | 1.4679 | 1.4596 | 1.4062 | 1.3656 | 1.3301 | 1.2977 | 1.3202 | 1.42 | 1.3195 | 1.2198 | 1.1437 | 1.0614 | 0.96053 | 0.85501 | 0 | 0 | 0 | 0 | 0 | 0 | 0 | 0 | 0 | 0 | 0 | 0 | 0 | 0 | 0.0023024 | 0.006534 | 0.0084874 | 0.010233 | 0 | 0 | 0 | 0 | 0 | 0 | 46.4603 | 45.8419 | 45.4468 | 44.8665 | 44.3455 | 43.8944 | 43.6158 | 43.5315 | 44.2165 | 47.468 | 51.1175 | 54.2994 | 56.3347 | 57.2234 | 57.9086 | 58.1361 | 57.4028 | 54.9735 | 51.9593 | 49.9251 | 48.4699 | 46.6059 | 44.8735 | 43.6224 | 0.0060685 | 0.0074437 | 0.0036867 | 0.0047993 | 0.0053649 | 0.010353 | 0.0080437 | 0.0047097 | 0.0049963 | 0.0055601 | 0.0060298 | 0.0060724 | 0.0055999 | 0.0053799 | 0.0049779 | 0.0047654 | 0.0047391 | 0.0051787 | 0.0048551 | 0.0050505 | 0.00536 | 0.0047323 | 0.0052784 | 0.0052699
Portfolio Adjusted1-in-2Size: Under 20 kWOther2019Typical Event Day | Portfolio Adjusted | 1-in-2 | Size: Under 20 kW | Other | 2019 | Typical Event Day | 8 | 0.94852 | 0.91763 | 0.89328 | 0.88235 | 0.89034 | 0.9212 | 0.89975 | 1.0535 | 1.43 | 1.7454 | 2.0097 | 2.1556 | 2.2091 | 2.2607 | 2.3002 | 2.2725 | 2.1498 | 1.8386 | 1.5463 | 1.4108 | 1.3861 | 1.2432 | 1.1116 | 1.015 | 0 | 0 | 0 | 0 | 0 | 0 | 0 | 0 | 0 | 0 | 0 | 0 | 0 | 0 | 0.0039817 | 0.011442 | 0.013821 | 0.013249 | 0 | 0 | 0 | 0 | 0 | 0 | 72.8951 | 71.5918 | 70.3449 | 69.2101 | 68.1301 | 67.1624 | 66.45 | 66.5545 | 69.4922 | 74.4228 | 79.5219 | 83.8214 | 87.2445 | 89.1822 | 90.2824 | 90.7301 | 90.6476 | 89.9189 | 88.6459 | 86.4648 | 83.077 | 79.5867 | 77.1483 | 75.3583 | 0.0069558 | 0.008339 | 0.0040467 | 0.0051863 | 0.0058116 | 0.011077 | 0.0080975 | 0.0052396 | 0.0058832 | 0.0069726 | 0.0082552 | 0.008968 | 0.0087973 | 0.0089063 | 0.0086085 | 0.0083448 | 0.0077171 | 0.006705 | 0.0056899 | 0.0058415 | 0.0064956 | 0.0055426 | 0.0061088 | 0.0062561
Portfolio Adjusted1-in-2Size: Under 20 kWOther2020January Monthly Peak | Portfolio Adjusted | 1-in-2 | Size: Under 20 kW | Other | 2020 | January Monthly Peak | 1 | 0.72325 | 0.71869 | 0.71969 | 0.71571 | 0.72805 | 0.7637 | 0.80667 | 0.86126 | 1.1284 | 1.3282 | 1.4118 | 1.3833 | 1.2943 | 1.2287 | 1.1679 | 1.1335 | 1.2356 | 1.4607 | 1.4377 | 1.3601 | 1.2627 | 1.1782 | 1.0214 | 0.75703 | 0 | 0 | 0 | 0 | 0 | 0 | 0 | 0 | 0 | 0 | 0 | 0 | 0 | 0 | 0.0020217 | 0.0057068 | 0.0079437 | 0.010526 | 0 | 0 | 0 | 0 | 0 | 0 | 42.2877 | 41.8861 | 41.2841 | 40.6485 | 39.9941 | 39.521 | 39.4246 | 39.1816 | 39.4682 | 41.8627 | 45.3948 | 48.0889 | 50.0532 | 51.3578 | 52.2034 | 52.6155 | 52.3257 | 50.9988 | 49.0608 | 47.7095 | 46.4941 | 45.5889 | 44.7589 | 44.1785 | 0.0053038 | 0.0065311 | 0.0032603 | 0.0042068 | 0.0047523 | 0.0091834 | 0.0072598 | 0.0042834 | 0.0046423 | 0.005306 | 0.0057991 | 0.0057548 | 0.0051542 | 0.0048403 | 0.004371 | 0.0041621 | 0.0044355 | 0.0053271 | 0.00529 | 0.0056314 | 0.0059175 | 0.0052529 | 0.0056132 | 0.004666
Portfolio Adjusted1-in-2Size: Under 20 kWOther2020February Monthly Peak | Portfolio Adjusted | 1-in-2 | Size: Under 20 kW | Other | 2020 | February Monthly Peak | 2 | 0.75884 | 0.74737 | 0.74626 | 0.74716 | 0.76091 | 0.80074 | 0.8047 | 0.85525 | 1.1146 | 1.2904 | 1.3743 | 1.3735 | 1.3293 | 1.3074 | 1.2851 | 1.2579 | 1.2661 | 1.3263 | 1.3674 | 1.2724 | 1.1743 | 1.0753 | 0.95606 | 0.79841 | 0 | 0 | 0 | 0 | 0 | 0 | 0 | 0 | 0 | 0 | 0 | 0 | 0 | 0 | 0.0022247 | 0.0063332 | 0.0081396 | 0.0095577 | 0 | 0 | 0 | 0 | 0 | 0 | 47.0652 | 46.5939 | 46.2417 | 45.8626 | 45.6731 | 45.6649 | 45.6713 | 45.6339 | 45.8618 | 47.6629 | 49.7718 | 51.6624 | 52.4876 | 52.4318 | 52.4598 | 52.1107 | 51.4433 | 50.3207 | 48.7939 | 47.3562 | 46.0115 | 45.0066 | 43.7861 | 42.8404 | 0.0055648 | 0.0067917 | 0.0033806 | 0.0043916 | 0.0049668 | 0.0096287 | 0.0072421 | 0.0042535 | 0.0045856 | 0.0051551 | 0.0056451 | 0.0057143 | 0.0052935 | 0.0051506 | 0.0048098 | 0.0046189 | 0.0045449 | 0.0048368 | 0.0050317 | 0.0052685 | 0.0055033 | 0.0047942 | 0.0052539 | 0.004921
Portfolio Adjusted1-in-2Size: Under 20 kWOther2020March Monthly Peak | Portfolio Adjusted | 1-in-2 | Size: Under 20 kW | Other | 2020 | March Monthly Peak | 3 | 0.77215 | 0.75577 | 0.74846 | 0.74944 | 0.75952 | 0.79942 | 0.82679 | 0.86585 | 1.0869 | 1.2566 | 1.3556 | 1.3678 | 1.3347 | 1.3325 | 1.3256 | 1.3118 | 1.3261 | 1.299 | 1.2641 | 1.291 | 1.2109 | 1.1163 | 0.98458 | 0.81348 | 0 | 0 | 0 | 0 | 0 | 0 | 0 | 0 | 0 | 0 | 0 | 0 | 0 | 0 | 0.0022947 | 0.0066045 | 0.0085257 | 0.0093609 | 0 | 0 | 0 | 0 | 0 | 0 | 46.5872 | 46.1224 | 45.7184 | 45.4139 | 45.0189 | 44.5757 | 44.1534 | 43.923 | 45.6774 | 48.0189 | 50.2914 | 52.3617 | 53.9475 | 55.0287 | 55.5172 | 55.9547 | 55.7977 | 55.1384 | 53.5167 | 51.2295 | 49.6565 | 48.4382 | 47.5816 | 46.678 | 0.0056624 | 0.0068681 | 0.0033906 | 0.0044051 | 0.0049577 | 0.0096128 | 0.0074409 | 0.0043063 | 0.0044718 | 0.0050201 | 0.0055684 | 0.0056902 | 0.0053153 | 0.0052495 | 0.0049612 | 0.0048169 | 0.0047605 | 0.0047373 | 0.0046516 | 0.0053455 | 0.0056749 | 0.004977 | 0.0054106 | 0.0050139
Portfolio Adjusted1-in-2Size: Under 20 kWOther2020April Monthly Peak | Portfolio Adjusted | 1-in-2 | Size: Under 20 kW | Other | 2020 | April Monthly Peak | 4 | 0.83833 | 0.81606 | 0.80226 | 0.79885 | 0.80283 | 0.83577 | 0.81853 | 0.8693 | 1.108 | 1.3045 | 1.4601 | 1.5484 | 1.5873 | 1.6304 | 1.6691 | 1.6475 | 1.5558 | 1.3517 | 1.1625 | 1.1628 | 1.1495 | 1.0336 | 0.93775 | 0.8888 | 0 | 0 | 0 | 0 | 0 | 0 | 0 | 0 | 0 | 0 | 0 | 0 | 0 | 0 | 0.0028892 | 0.0082948 | 0.010003 | 0.0097409 | 0 | 0 | 0 | 0 | 0 | 0 | 61.882 | 60.6404 | 59.1728 | 57.922 | 57.0493 | 56.4205 | 55.8817 | 55.9568 | 58.6142 | 62.6517 | 67.9417 | 72.3823 | 75.7608 | 78.1702 | 79.2995 | 79.9348 | 79.9335 | 79.5797 | 78.3356 | 75.9345 | 72.1287 | 68.9892 | 66.809 | 64.5676 | 0.0061477 | 0.007416 | 0.0036343 | 0.0046955 | 0.0052404 | 0.01005 | 0.0073665 | 0.0043234 | 0.0045585 | 0.0052115 | 0.0059977 | 0.0064418 | 0.0063211 | 0.006423 | 0.0062466 | 0.0060496 | 0.0055851 | 0.0049295 | 0.0042774 | 0.0048146 | 0.005387 | 0.0046084 | 0.0051533 | 0.0054782
Portfolio Adjusted1-in-2Size: Under 20 kWOther2020May Monthly Peak | Portfolio Adjusted | 1-in-2 | Size: Under 20 kW | Other | 2020 | May Monthly Peak | 5 | 0.86274 | 0.84028 | 0.81971 | 0.81476 | 0.82112 | 0.83828 | 0.79163 | 0.90601 | 1.1787 | 1.4083 | 1.5838 | 1.6946 | 1.7248 | 1.7602 | 1.7895 | 1.7729 | 1.6603 | 1.4213 | 1.2022 | 1.1427 | 1.1791 | 1.0591 | 0.96054 | 0.91905 | 0 | 0 | 0 | 0 | 0 | 0 | 0 | 0 | 0 | 0 | 0 | 0 | 0 | 0 | 0.0030977 | 0.0089265 | 0.010674 | 0.010243 | 0 | 0 | 0 | 0 | 0 | 0 | 65.7186 | 64.5802 | 63.696 | 62.7373 | 61.9106 | 61.1468 | 60.3812 | 60.8016 | 63.3086 | 67.0994 | 70.8616 | 74.5745 | 77.7219 | 80.366 | 81.4897 | 81.9245 | 81.7232 | 81.1939 | 79.8994 | 77.5876 | 74.2049 | 71.3835 | 68.9393 | 67.2804 | 0.0063267 | 0.007636 | 0.0037134 | 0.004789 | 0.0053598 | 0.01008 | 0.0071245 | 0.004506 | 0.0048494 | 0.0056261 | 0.0065059 | 0.0070498 | 0.0068688 | 0.0069344 | 0.0066974 | 0.0065103 | 0.00596 | 0.0051834 | 0.0044235 | 0.0047314 | 0.0055258 | 0.004722 | 0.0052785 | 0.0056646
Portfolio Adjusted1-in-2Size: Under 20 kWOther2020June Monthly Peak | Portfolio Adjusted | 1-in-2 | Size: Under 20 kW | Other | 2020 | June Monthly Peak | 6 | 0.90186 | 0.87369 | 0.85082 | 0.84314 | 0.84565 | 0.84804 | 0.81383 | 0.98108 | 1.3132 | 1.596 | 1.8174 | 1.9518 | 2.0035 | 2.0476 | 2.0832 | 2.0627 | 1.9467 | 1.6863 | 1.4224 | 1.2782 | 1.2874 | 1.1873 | 1.0555 | 0.96648 | 0 | 0 | 0 | 0 | 0 | 0 | 0 | 0 | 0 | 0 | 0 | 0 | 0 | 0 | 0.0036061 | 0.010385 | 0.012515 | 0.012152 | 0 | 0 | 0 | 0 | 0 | 0 | 69.7086 | 68.2886 | 67.1324 | 66.072 | 64.9454 | 63.9135 | 62.9979 | 63.8706 | 67.5657 | 72.3327 | 77.0627 | 81.4731 | 84.613 | 86.2987 | 87.1609 | 87.5273 | 87.6091 | 87.2307 | 86.2 | 84.2688 | 81.2469 | 77.1305 | 74.4612 | 72.4298 | 0.0066136 | 0.0079397 | 0.0038543 | 0.0049558 | 0.0055199 | 0.010197 | 0.0073243 | 0.0048793 | 0.0054028 | 0.0063758 | 0.0074652 | 0.0081199 | 0.0079788 | 0.0080667 | 0.0077965 | 0.0075743 | 0.0069882 | 0.0061497 | 0.0052338 | 0.0052925 | 0.0060335 | 0.0052935 | 0.0058004 | 0.005957
Portfolio Adjusted1-in-2Size: Under 20 kWOther2020July Monthly Peak | Portfolio Adjusted | 1-in-2 | Size: Under 20 kW | Other | 2020 | July Monthly Peak | 7 | 0.9532 | 0.9231 | 0.89754 | 0.8873 | 0.89102 | 0.90825 | 0.87793 | 1.0771 | 1.4733 | 1.8222 | 2.098 | 2.2507 | 2.3138 | 2.3668 | 2.3877 | 2.3572 | 2.2417 | 1.9315 | 1.6063 | 1.4367 | 1.4172 | 1.2967 | 1.1497 | 1.0282 | 0 | 0 | 0 | 0 | 0 | 0 | 0 | 0 | 0 | 0 | 0 | 0 | 0 | 0 | 0.0041333 | 0.011868 | 0.014412 | 0.013919 | 0 | 0 | 0 | 0 | 0 | 0 | 75.6529 | 74.2621 | 73.3001 | 72.3603 | 71.3256 | 70.3619 | 69.5723 | 70.0473 | 73.3502 | 77.7721 | 82.2198 | 85.6468 | 88.7106 | 90.3997 | 91.3385 | 91.7737 | 91.6855 | 90.6227 | 89.4445 | 88.1056 | 85.5279 | 81.9331 | 79.4585 | 77.642 | 0.0069901 | 0.0083887 | 0.004066 | 0.0052154 | 0.0058161 | 0.010921 | 0.0079011 | 0.0053568 | 0.0060613 | 0.0072795 | 0.0086182 | 0.0093634 | 0.0092142 | 0.0093241 | 0.0089363 | 0.0086557 | 0.0080471 | 0.0070441 | 0.0059107 | 0.0059489 | 0.0066416 | 0.0057812 | 0.0063182 | 0.0063375
Portfolio Adjusted1-in-2Size: Under 20 kWOther2020August Monthly Peak | Portfolio Adjusted | 1-in-2 | Size: Under 20 kW | Other | 2020 | August Monthly Peak | 8 | 0.95251 | 0.92123 | 0.89648 | 0.88533 | 0.89317 | 0.92408 | 0.90308 | 1.0619 | 1.4469 | 1.7713 | 2.0435 | 2.1934 | 2.2477 | 2.2989 | 2.3363 | 2.3069 | 2.1832 | 1.8688 | 1.5695 | 1.4317 | 1.4035 | 1.258 | 1.1233 | 1.0211 | 0 | 0 | 0 | 0 | 0 | 0 | 0 | 0 | 0 | 0 | 0 | 0 | 0 | 0 | 0.0040442 | 0.011615 | 0.014036 | 0.013467 | 0 | 0 | 0 | 0 | 0 | 0 | 73.9605 | 72.7913 | 71.2907 | 70.0518 | 69.022 | 68.0853 | 67.4831 | 66.8569 | 69.1667 | 74.3971 | 80.037 | 84.577 | 88.0979 | 90.1517 | 91.4556 | 92.0568 | 91.8676 | 91.241 | 89.7774 | 87.1549 | 83.3406 | 80.1141 | 77.8135 | 76.0884 | 0.0069851 | 0.0083717 | 0.0040612 | 0.0052038 | 0.0058301 | 0.011112 | 0.0081275 | 0.0052811 | 0.0059527 | 0.0070762 | 0.0083942 | 0.0091251 | 0.0089509 | 0.0090568 | 0.0087436 | 0.008471 | 0.0078372 | 0.0068154 | 0.005775 | 0.0059279 | 0.0065775 | 0.0056087 | 0.0061731 | 0.0062933
Portfolio Adjusted1-in-2Size: Under 20 kWOther2020September Monthly Peak | Portfolio Adjusted | 1-in-2 | Size: Under 20 kW | Other | 2020 | September Monthly Peak | 9 | 0.92932 | 0.90036 | 0.87775 | 0.87073 | 0.87678 | 0.91578 | 0.94166 | 1.0338 | 1.3994 | 1.7208 | 1.9864 | 2.1493 | 2.204 | 2.2538 | 2.2868 | 2.2495 | 2.1112 | 1.7982 | 1.5068 | 1.4541 | 1.3398 | 1.1971 | 1.0739 | 0.98589 | 0 | 0 | 0 | 0 | 0 | 0 | 0 | 0 | 0 | 0 | 0 | 0 | 0 | 0 | 0.0039585 | 0.011326 | 0.013573 | 0.012959 | 0 | 0 | 0 | 0 | 0 | 0 | 72.2584 | 71.025 | 69.6564 | 68.3562 | 67.2272 | 66.289 | 65.7465 | 65.4432 | 67.8864 | 73.1891 | 78.768 | 83.5889 | 87.5565 | 89.8785 | 91.1744 | 91.5626 | 91.428 | 90.5813 | 89.1617 | 86.3298 | 82.1925 | 79.169 | 76.8602 | 75.2731 | 0.0068149 | 0.008182 | 0.0039763 | 0.005118 | 0.0057231 | 0.011012 | 0.0084747 | 0.0051413 | 0.0057576 | 0.0068742 | 0.0081595 | 0.0089416 | 0.0087772 | 0.0088789 | 0.0085584 | 0.0082605 | 0.0075787 | 0.0065579 | 0.0055446 | 0.0060206 | 0.0062789 | 0.005337 | 0.0059013 | 0.0060766
Portfolio Adjusted1-in-2Size: Under 20 kWOther2020October Monthly Peak | Portfolio Adjusted | 1-in-2 | Size: Under 20 kW | Other | 2020 | October Monthly Peak | 10 | 0.84579 | 0.82951 | 0.81799 | 0.81092 | 0.81512 | 0.84758 | 0.90199 | 0.91859 | 1.1729 | 1.4061 | 1.5842 | 1.6968 | 1.733 | 1.7915 | 1.8331 | 1.8065 | 1.6949 | 1.4456 | 1.3343 | 1.265 | 1.1636 | 1.0538 | 0.9593 | 0.89552 | 0 | 0 | 0 | 0 | 0 | 0 | 0 | 0 | 0 | 0 | 0 | 0 | 0 | 0 | 0.0031733 | 0.0090955 | 0.010896 | 0.010417 | 0 | 0 | 0 | 0 | 0 | 0 | 63.7676 | 62.8158 | 61.868 | 60.8407 | 59.8914 | 59.1449 | 58.2994 | 57.7046 | 58.5835 | 63.0191 | 69.2136 | 75.5857 | 80.5678 | 83.5654 | 84.7488 | 85.6353 | 85.7018 | 84.8505 | 82.6019 | 77.993 | 73.9077 | 70.7272 | 68.1966 | 66.1345 | 0.0062024 | 0.0075382 | 0.0037056 | 0.0047664 | 0.0053206 | 0.010192 | 0.0081177 | 0.0045686 | 0.0048258 | 0.0056171 | 0.0065076 | 0.0070591 | 0.0069013 | 0.0070576 | 0.0068607 | 0.0066336 | 0.0060842 | 0.0052719 | 0.0049096 | 0.0052376 | 0.0054531 | 0.0046982 | 0.0052717 | 0.0055196
Portfolio Adjusted1-in-2Size: Under 20 kWOther2020November Monthly Peak | Portfolio Adjusted | 1-in-2 | Size: Under 20 kW | Other | 2020 | November Monthly Peak | 11 | 0.81662 | 0.8013 | 0.79606 | 0.79142 | 0.79698 | 0.82729 | 0.80202 | 0.88504 | 1.1159 | 1.2882 | 1.3955 | 1.4454 | 1.4384 | 1.4487 | 1.4536 | 1.4208 | 1.359 | 1.3744 | 1.2439 | 1.134 | 1.0574 | 0.96643 | 0.88495 | 0.84683 | 0 | 0 | 0 | 0 | 0 | 0 | 0 | 0 | 0 | 0 | 0 | 0 | 0 | 0 | 0.0025162 | 0.0071534 | 0.0087368 | 0.0099047 | 0 | 0 | 0 | 0 | 0 | 0 | 55.5076 | 54.5707 | 53.7431 | 52.8125 | 51.7928 | 51.2027 | 50.9336 | 50.8994 | 53.1949 | 58.2433 | 63.1513 | 67.5048 | 70.3054 | 71.7619 | 72.3225 | 72.2144 | 70.8431 | 67.9694 | 64.4648 | 62.2656 | 60.5649 | 59.2074 | 58.0947 | 56.9768 | 0.0059885 | 0.0072818 | 0.0036062 | 0.0046518 | 0.0052022 | 0.009948 | 0.007218 | 0.0044017 | 0.0045913 | 0.0051464 | 0.0057323 | 0.0060133 | 0.0057281 | 0.0057074 | 0.0054401 | 0.0052171 | 0.0048784 | 0.0050124 | 0.0045769 | 0.0046952 | 0.0049552 | 0.0043087 | 0.0048631 | 0.0052195
Portfolio Adjusted1-in-2Size: Under 20 kWOther2020December Monthly Peak | Portfolio Adjusted | 1-in-2 | Size: Under 20 kW | Other | 2020 | December Monthly Peak | 12 | 0.82753 | 0.81911 | 0.81381 | 0.81652 | 0.82191 | 0.86095 | 0.89377 | 0.94697 | 1.2144 | 1.3918 | 1.4679 | 1.4596 | 1.4062 | 1.3656 | 1.3301 | 1.2977 | 1.3202 | 1.42 | 1.3195 | 1.2198 | 1.1437 | 1.0614 | 0.96053 | 0.85501 | 0 | 0 | 0 | 0 | 0 | 0 | 0 | 0 | 0 | 0 | 0 | 0 | 0 | 0 | 0.0023024 | 0.006534 | 0.0084874 | 0.010233 | 0 | 0 | 0 | 0 | 0 | 0 | 46.4603 | 45.8419 | 45.4468 | 44.8665 | 44.3455 | 43.8944 | 43.6158 | 43.5315 | 44.2165 | 47.468 | 51.1175 | 54.2994 | 56.3347 | 57.2234 | 57.9086 | 58.1361 | 57.4028 | 54.9735 | 51.9593 | 49.9251 | 48.4699 | 46.6059 | 44.8735 | 43.6224 | 0.0060685 | 0.0074437 | 0.0036867 | 0.0047993 | 0.0053649 | 0.010353 | 0.0080437 | 0.0047097 | 0.0049963 | 0.0055601 | 0.0060298 | 0.0060724 | 0.0055999 | 0.0053799 | 0.0049779 | 0.0047654 | 0.0047391 | 0.0051787 | 0.0048551 | 0.0050505 | 0.00536 | 0.0047323 | 0.0052784 | 0.0052699
Portfolio Adjusted1-in-2Size: Under 20 kWOther2020Typical Event Day | Portfolio Adjusted | 1-in-2 | Size: Under 20 kW | Other | 2020 | Typical Event Day | 8 | 0.94852 | 0.91763 | 0.89328 | 0.88235 | 0.89034 | 0.9212 | 0.89975 | 1.0535 | 1.43 | 1.7454 | 2.0097 | 2.1556 | 2.2091 | 2.2607 | 2.3002 | 2.2725 | 2.1498 | 1.8386 | 1.5463 | 1.4108 | 1.3861 | 1.2432 | 1.1116 | 1.015 | 0 | 0 | 0 | 0 | 0 | 0 | 0 | 0 | 0 | 0 | 0 | 0 | 0 | 0 | 0.0039817 | 0.011442 | 0.013821 | 0.013249 | 0 | 0 | 0 | 0 | 0 | 0 | 72.8951 | 71.5918 | 70.3449 | 69.2101 | 68.1301 | 67.1624 | 66.45 | 66.5545 | 69.4922 | 74.4228 | 79.5219 | 83.8214 | 87.2445 | 89.1822 | 90.2824 | 90.7301 | 90.6476 | 89.9189 | 88.6459 | 86.4648 | 83.077 | 79.5867 | 77.1483 | 75.3583 | 0.0069558 | 0.008339 | 0.0040467 | 0.0051863 | 0.0058116 | 0.011077 | 0.0080975 | 0.0052396 | 0.0058832 | 0.0069726 | 0.0082552 | 0.008968 | 0.0087973 | 0.0089063 | 0.0086085 | 0.0083448 | 0.0077171 | 0.006705 | 0.0056899 | 0.0058415 | 0.0064956 | 0.0055426 | 0.0061088 | 0.0062561
Portfolio Adjusted1-in-2Size: Under 20 kWOther2021January Monthly Peak | Portfolio Adjusted | 1-in-2 | Size: Under 20 kW | Other | 2021 | January Monthly Peak | 1 | 0.72325 | 0.71869 | 0.71969 | 0.71571 | 0.72805 | 0.7637 | 0.80667 | 0.86126 | 1.1284 | 1.3282 | 1.4118 | 1.3833 | 1.2943 | 1.2287 | 1.1679 | 1.1335 | 1.2356 | 1.4607 | 1.4377 | 1.3601 | 1.2627 | 1.1782 | 1.0214 | 0.75703 | 0 | 0 | 0 | 0 | 0 | 0 | 0 | 0 | 0 | 0 | 0 | 0 | 0 | 0 | 0.0020217 | 0.0057068 | 0.0079437 | 0.010526 | 0 | 0 | 0 | 0 | 0 | 0 | 42.2877 | 41.8861 | 41.2841 | 40.6485 | 39.9941 | 39.521 | 39.4246 | 39.1816 | 39.4682 | 41.8627 | 45.3948 | 48.0889 | 50.0532 | 51.3578 | 52.2034 | 52.6155 | 52.3257 | 50.9988 | 49.0608 | 47.7095 | 46.4941 | 45.5889 | 44.7589 | 44.1785 | 0.0053038 | 0.0065311 | 0.0032603 | 0.0042068 | 0.0047523 | 0.0091834 | 0.0072598 | 0.0042834 | 0.0046423 | 0.005306 | 0.0057991 | 0.0057548 | 0.0051542 | 0.0048403 | 0.004371 | 0.0041621 | 0.0044355 | 0.0053271 | 0.00529 | 0.0056314 | 0.0059175 | 0.0052529 | 0.0056132 | 0.004666
Portfolio Adjusted1-in-2Size: Under 20 kWOther2021February Monthly Peak | Portfolio Adjusted | 1-in-2 | Size: Under 20 kW | Other | 2021 | February Monthly Peak | 2 | 0.75884 | 0.74737 | 0.74626 | 0.74716 | 0.76091 | 0.80074 | 0.8047 | 0.85525 | 1.1146 | 1.2904 | 1.3743 | 1.3735 | 1.3293 | 1.3074 | 1.2851 | 1.2579 | 1.2661 | 1.3263 | 1.3674 | 1.2724 | 1.1743 | 1.0753 | 0.95606 | 0.79841 | 0 | 0 | 0 | 0 | 0 | 0 | 0 | 0 | 0 | 0 | 0 | 0 | 0 | 0 | 0.0022247 | 0.0063332 | 0.0081396 | 0.0095577 | 0 | 0 | 0 | 0 | 0 | 0 | 47.0652 | 46.5939 | 46.2417 | 45.8626 | 45.6731 | 45.6649 | 45.6713 | 45.6339 | 45.8618 | 47.6629 | 49.7718 | 51.6624 | 52.4876 | 52.4318 | 52.4598 | 52.1107 | 51.4433 | 50.3207 | 48.7939 | 47.3562 | 46.0115 | 45.0066 | 43.7861 | 42.8404 | 0.0055648 | 0.0067917 | 0.0033806 | 0.0043916 | 0.0049668 | 0.0096287 | 0.0072421 | 0.0042535 | 0.0045856 | 0.0051551 | 0.0056451 | 0.0057143 | 0.0052935 | 0.0051506 | 0.0048098 | 0.0046189 | 0.0045449 | 0.0048368 | 0.0050317 | 0.0052685 | 0.0055033 | 0.0047942 | 0.0052539 | 0.004921
Portfolio Adjusted1-in-2Size: Under 20 kWOther2021March Monthly Peak | Portfolio Adjusted | 1-in-2 | Size: Under 20 kW | Other | 2021 | March Monthly Peak | 3 | 0.77215 | 0.75577 | 0.74846 | 0.74944 | 0.75952 | 0.79942 | 0.82679 | 0.86585 | 1.0869 | 1.2566 | 1.3556 | 1.3678 | 1.3347 | 1.3325 | 1.3256 | 1.3118 | 1.3261 | 1.299 | 1.2641 | 1.291 | 1.2109 | 1.1163 | 0.98458 | 0.81348 | 0 | 0 | 0 | 0 | 0 | 0 | 0 | 0 | 0 | 0 | 0 | 0 | 0 | 0 | 0.0022947 | 0.0066045 | 0.0085257 | 0.0093609 | 0 | 0 | 0 | 0 | 0 | 0 | 46.5872 | 46.1224 | 45.7184 | 45.4139 | 45.0189 | 44.5757 | 44.1534 | 43.923 | 45.6774 | 48.0189 | 50.2914 | 52.3617 | 53.9475 | 55.0287 | 55.5172 | 55.9547 | 55.7977 | 55.1384 | 53.5167 | 51.2295 | 49.6565 | 48.4382 | 47.5816 | 46.678 | 0.0056624 | 0.0068681 | 0.0033906 | 0.0044051 | 0.0049577 | 0.0096128 | 0.0074409 | 0.0043063 | 0.0044718 | 0.0050201 | 0.0055684 | 0.0056902 | 0.0053153 | 0.0052495 | 0.0049612 | 0.0048169 | 0.0047605 | 0.0047373 | 0.0046516 | 0.0053455 | 0.0056749 | 0.004977 | 0.0054106 | 0.0050139
Portfolio Adjusted1-in-2Size: Under 20 kWOther2021April Monthly Peak | Portfolio Adjusted | 1-in-2 | Size: Under 20 kW | Other | 2021 | April Monthly Peak | 4 | 0.83833 | 0.81606 | 0.80226 | 0.79885 | 0.80283 | 0.83577 | 0.81853 | 0.8693 | 1.108 | 1.3045 | 1.4601 | 1.5484 | 1.5873 | 1.6304 | 1.6691 | 1.6475 | 1.5558 | 1.3517 | 1.1625 | 1.1628 | 1.1495 | 1.0336 | 0.93775 | 0.8888 | 0 | 0 | 0 | 0 | 0 | 0 | 0 | 0 | 0 | 0 | 0 | 0 | 0 | 0 | 0.0028892 | 0.0082948 | 0.010003 | 0.0097409 | 0 | 0 | 0 | 0 | 0 | 0 | 61.882 | 60.6404 | 59.1728 | 57.922 | 57.0493 | 56.4205 | 55.8817 | 55.9568 | 58.6142 | 62.6517 | 67.9417 | 72.3823 | 75.7608 | 78.1702 | 79.2995 | 79.9348 | 79.9335 | 79.5797 | 78.3356 | 75.9345 | 72.1287 | 68.9892 | 66.809 | 64.5676 | 0.0061477 | 0.007416 | 0.0036343 | 0.0046955 | 0.0052404 | 0.01005 | 0.0073665 | 0.0043234 | 0.0045585 | 0.0052115 | 0.0059977 | 0.0064418 | 0.0063211 | 0.006423 | 0.0062466 | 0.0060496 | 0.0055851 | 0.0049295 | 0.0042774 | 0.0048146 | 0.005387 | 0.0046084 | 0.0051533 | 0.0054782
Portfolio Adjusted1-in-2Size: Under 20 kWOther2021May Monthly Peak | Portfolio Adjusted | 1-in-2 | Size: Under 20 kW | Other | 2021 | May Monthly Peak | 5 | 0.86274 | 0.84028 | 0.81971 | 0.81476 | 0.82112 | 0.83828 | 0.79163 | 0.90601 | 1.1787 | 1.4083 | 1.5838 | 1.6946 | 1.7248 | 1.7602 | 1.7895 | 1.7729 | 1.6603 | 1.4213 | 1.2022 | 1.1427 | 1.1791 | 1.0591 | 0.96054 | 0.91905 | 0 | 0 | 0 | 0 | 0 | 0 | 0 | 0 | 0 | 0 | 0 | 0 | 0 | 0 | 0.0030977 | 0.0089265 | 0.010674 | 0.010243 | 0 | 0 | 0 | 0 | 0 | 0 | 65.7186 | 64.5802 | 63.696 | 62.7373 | 61.9106 | 61.1468 | 60.3812 | 60.8016 | 63.3086 | 67.0994 | 70.8616 | 74.5745 | 77.7219 | 80.366 | 81.4897 | 81.9245 | 81.7232 | 81.1939 | 79.8994 | 77.5876 | 74.2049 | 71.3835 | 68.9393 | 67.2804 | 0.0063267 | 0.007636 | 0.0037134 | 0.004789 | 0.0053598 | 0.01008 | 0.0071245 | 0.004506 | 0.0048494 | 0.0056261 | 0.0065059 | 0.0070498 | 0.0068688 | 0.0069344 | 0.0066974 | 0.0065103 | 0.00596 | 0.0051834 | 0.0044235 | 0.0047314 | 0.0055258 | 0.004722 | 0.0052785 | 0.0056646
Portfolio Adjusted1-in-2Size: Under 20 kWOther2021June Monthly Peak | Portfolio Adjusted | 1-in-2 | Size: Under 20 kW | Other | 2021 | June Monthly Peak | 6 | 0.90186 | 0.87369 | 0.85082 | 0.84314 | 0.84565 | 0.84804 | 0.81383 | 0.98108 | 1.3132 | 1.596 | 1.8174 | 1.9518 | 2.0035 | 2.0476 | 2.0832 | 2.0627 | 1.9467 | 1.6863 | 1.4224 | 1.2782 | 1.2874 | 1.1873 | 1.0555 | 0.96648 | 0 | 0 | 0 | 0 | 0 | 0 | 0 | 0 | 0 | 0 | 0 | 0 | 0 | 0 | 0.0036061 | 0.010385 | 0.012515 | 0.012152 | 0 | 0 | 0 | 0 | 0 | 0 | 69.7086 | 68.2886 | 67.1324 | 66.072 | 64.9454 | 63.9135 | 62.9979 | 63.8706 | 67.5657 | 72.3327 | 77.0627 | 81.4731 | 84.613 | 86.2987 | 87.1609 | 87.5273 | 87.6091 | 87.2307 | 86.2 | 84.2688 | 81.2469 | 77.1305 | 74.4612 | 72.4298 | 0.0066136 | 0.0079397 | 0.0038543 | 0.0049558 | 0.0055199 | 0.010197 | 0.0073243 | 0.0048793 | 0.0054028 | 0.0063758 | 0.0074652 | 0.0081199 | 0.0079788 | 0.0080667 | 0.0077965 | 0.0075743 | 0.0069882 | 0.0061497 | 0.0052338 | 0.0052925 | 0.0060335 | 0.0052935 | 0.0058004 | 0.005957
Portfolio Adjusted1-in-2Size: Under 20 kWOther2021July Monthly Peak | Portfolio Adjusted | 1-in-2 | Size: Under 20 kW | Other | 2021 | July Monthly Peak | 7 | 0.9532 | 0.9231 | 0.89754 | 0.8873 | 0.89102 | 0.90825 | 0.87793 | 1.0771 | 1.4733 | 1.8222 | 2.098 | 2.2507 | 2.3138 | 2.3668 | 2.3877 | 2.3572 | 2.2417 | 1.9315 | 1.6063 | 1.4367 | 1.4172 | 1.2967 | 1.1497 | 1.0282 | 0 | 0 | 0 | 0 | 0 | 0 | 0 | 0 | 0 | 0 | 0 | 0 | 0 | 0 | 0.0041333 | 0.011868 | 0.014412 | 0.013919 | 0 | 0 | 0 | 0 | 0 | 0 | 75.6529 | 74.2621 | 73.3001 | 72.3603 | 71.3256 | 70.3619 | 69.5723 | 70.0473 | 73.3502 | 77.7721 | 82.2198 | 85.6468 | 88.7106 | 90.3997 | 91.3385 | 91.7737 | 91.6855 | 90.6227 | 89.4445 | 88.1056 | 85.5279 | 81.9331 | 79.4585 | 77.642 | 0.0069901 | 0.0083887 | 0.004066 | 0.0052154 | 0.0058161 | 0.010921 | 0.0079011 | 0.0053568 | 0.0060613 | 0.0072795 | 0.0086182 | 0.0093634 | 0.0092142 | 0.0093241 | 0.0089363 | 0.0086557 | 0.0080471 | 0.0070441 | 0.0059107 | 0.0059489 | 0.0066416 | 0.0057812 | 0.0063182 | 0.0063375
Portfolio Adjusted1-in-2Size: Under 20 kWOther2021August Monthly Peak | Portfolio Adjusted | 1-in-2 | Size: Under 20 kW | Other | 2021 | August Monthly Peak | 8 | 0.95251 | 0.92123 | 0.89648 | 0.88533 | 0.89317 | 0.92408 | 0.90308 | 1.0619 | 1.4469 | 1.7713 | 2.0435 | 2.1934 | 2.2477 | 2.2989 | 2.3363 | 2.3069 | 2.1832 | 1.8688 | 1.5695 | 1.4317 | 1.4035 | 1.258 | 1.1233 | 1.0211 | 0 | 0 | 0 | 0 | 0 | 0 | 0 | 0 | 0 | 0 | 0 | 0 | 0 | 0 | 0.0040442 | 0.011615 | 0.014036 | 0.013467 | 0 | 0 | 0 | 0 | 0 | 0 | 73.9605 | 72.7913 | 71.2907 | 70.0518 | 69.022 | 68.0853 | 67.4831 | 66.8569 | 69.1667 | 74.3971 | 80.037 | 84.577 | 88.0979 | 90.1517 | 91.4556 | 92.0568 | 91.8676 | 91.241 | 89.7774 | 87.1549 | 83.3406 | 80.1141 | 77.8135 | 76.0884 | 0.0069851 | 0.0083717 | 0.0040612 | 0.0052038 | 0.0058301 | 0.011112 | 0.0081275 | 0.0052811 | 0.0059527 | 0.0070762 | 0.0083942 | 0.0091251 | 0.0089509 | 0.0090568 | 0.0087436 | 0.008471 | 0.0078372 | 0.0068154 | 0.005775 | 0.0059279 | 0.0065775 | 0.0056087 | 0.0061731 | 0.0062933
Portfolio Adjusted1-in-2Size: Under 20 kWOther2021September Monthly Peak | Portfolio Adjusted | 1-in-2 | Size: Under 20 kW | Other | 2021 | September Monthly Peak | 9 | 0.92932 | 0.90036 | 0.87775 | 0.87073 | 0.87678 | 0.91578 | 0.94166 | 1.0338 | 1.3994 | 1.7208 | 1.9864 | 2.1493 | 2.204 | 2.2538 | 2.2868 | 2.2495 | 2.1112 | 1.7982 | 1.5068 | 1.4541 | 1.3398 | 1.1971 | 1.0739 | 0.98589 | 0 | 0 | 0 | 0 | 0 | 0 | 0 | 0 | 0 | 0 | 0 | 0 | 0 | 0 | 0.0039585 | 0.011326 | 0.013573 | 0.012959 | 0 | 0 | 0 | 0 | 0 | 0 | 72.2584 | 71.025 | 69.6564 | 68.3562 | 67.2272 | 66.289 | 65.7465 | 65.4432 | 67.8864 | 73.1891 | 78.768 | 83.5889 | 87.5565 | 89.8785 | 91.1744 | 91.5626 | 91.428 | 90.5813 | 89.1617 | 86.3298 | 82.1925 | 79.169 | 76.8602 | 75.2731 | 0.0068149 | 0.008182 | 0.0039763 | 0.005118 | 0.0057231 | 0.011012 | 0.0084747 | 0.0051413 | 0.0057576 | 0.0068742 | 0.0081595 | 0.0089416 | 0.0087772 | 0.0088789 | 0.0085584 | 0.0082605 | 0.0075787 | 0.0065579 | 0.0055446 | 0.0060206 | 0.0062789 | 0.005337 | 0.0059013 | 0.0060766
Portfolio Adjusted1-in-2Size: Under 20 kWOther2021October Monthly Peak | Portfolio Adjusted | 1-in-2 | Size: Under 20 kW | Other | 2021 | October Monthly Peak | 10 | 0.84579 | 0.82951 | 0.81799 | 0.81092 | 0.81512 | 0.84758 | 0.90199 | 0.91859 | 1.1729 | 1.4061 | 1.5842 | 1.6968 | 1.733 | 1.7915 | 1.8331 | 1.8065 | 1.6949 | 1.4456 | 1.3343 | 1.265 | 1.1636 | 1.0538 | 0.9593 | 0.89552 | 0 | 0 | 0 | 0 | 0 | 0 | 0 | 0 | 0 | 0 | 0 | 0 | 0 | 0 | 0.0031733 | 0.0090955 | 0.010896 | 0.010417 | 0 | 0 | 0 | 0 | 0 | 0 | 63.7676 | 62.8158 | 61.868 | 60.8407 | 59.8914 | 59.1449 | 58.2994 | 57.7046 | 58.5835 | 63.0191 | 69.2136 | 75.5857 | 80.5678 | 83.5654 | 84.7488 | 85.6353 | 85.7018 | 84.8505 | 82.6019 | 77.993 | 73.9077 | 70.7272 | 68.1966 | 66.1345 | 0.0062024 | 0.0075382 | 0.0037056 | 0.0047664 | 0.0053206 | 0.010192 | 0.0081177 | 0.0045686 | 0.0048258 | 0.0056171 | 0.0065076 | 0.0070591 | 0.0069013 | 0.0070576 | 0.0068607 | 0.0066336 | 0.0060842 | 0.0052719 | 0.0049096 | 0.0052376 | 0.0054531 | 0.0046982 | 0.0052717 | 0.0055196
Portfolio Adjusted1-in-2Size: Under 20 kWOther2021November Monthly Peak | Portfolio Adjusted | 1-in-2 | Size: Under 20 kW | Other | 2021 | November Monthly Peak | 11 | 0.81662 | 0.8013 | 0.79606 | 0.79142 | 0.79698 | 0.82729 | 0.80202 | 0.88504 | 1.1159 | 1.2882 | 1.3955 | 1.4454 | 1.4384 | 1.4487 | 1.4536 | 1.4208 | 1.359 | 1.3744 | 1.2439 | 1.134 | 1.0574 | 0.96643 | 0.88495 | 0.84683 | 0 | 0 | 0 | 0 | 0 | 0 | 0 | 0 | 0 | 0 | 0 | 0 | 0 | 0 | 0.0025162 | 0.0071534 | 0.0087368 | 0.0099047 | 0 | 0 | 0 | 0 | 0 | 0 | 55.5076 | 54.5707 | 53.7431 | 52.8125 | 51.7928 | 51.2027 | 50.9336 | 50.8994 | 53.1949 | 58.2433 | 63.1513 | 67.5048 | 70.3054 | 71.7619 | 72.3225 | 72.2144 | 70.8431 | 67.9694 | 64.4648 | 62.2656 | 60.5649 | 59.2074 | 58.0947 | 56.9768 | 0.0059885 | 0.0072818 | 0.0036062 | 0.0046518 | 0.0052022 | 0.009948 | 0.007218 | 0.0044017 | 0.0045913 | 0.0051464 | 0.0057323 | 0.0060133 | 0.0057281 | 0.0057074 | 0.0054401 | 0.0052171 | 0.0048784 | 0.0050124 | 0.0045769 | 0.0046952 | 0.0049552 | 0.0043087 | 0.0048631 | 0.0052195
Portfolio Adjusted1-in-2Size: Under 20 kWOther2021December Monthly Peak | Portfolio Adjusted | 1-in-2 | Size: Under 20 kW | Other | 2021 | December Monthly Peak | 12 | 0.82753 | 0.81911 | 0.81381 | 0.81652 | 0.82191 | 0.86095 | 0.89377 | 0.94697 | 1.2144 | 1.3918 | 1.4679 | 1.4596 | 1.4062 | 1.3656 | 1.3301 | 1.2977 | 1.3202 | 1.42 | 1.3195 | 1.2198 | 1.1437 | 1.0614 | 0.96053 | 0.85501 | 0 | 0 | 0 | 0 | 0 | 0 | 0 | 0 | 0 | 0 | 0 | 0 | 0 | 0 | 0.0023024 | 0.006534 | 0.0084874 | 0.010233 | 0 | 0 | 0 | 0 | 0 | 0 | 46.4603 | 45.8419 | 45.4468 | 44.8665 | 44.3455 | 43.8944 | 43.6158 | 43.5315 | 44.2165 | 47.468 | 51.1175 | 54.2994 | 56.3347 | 57.2234 | 57.9086 | 58.1361 | 57.4028 | 54.9735 | 51.9593 | 49.9251 | 48.4699 | 46.6059 | 44.8735 | 43.6224 | 0.0060685 | 0.0074437 | 0.0036867 | 0.0047993 | 0.0053649 | 0.010353 | 0.0080437 | 0.0047097 | 0.0049963 | 0.0055601 | 0.0060298 | 0.0060724 | 0.0055999 | 0.0053799 | 0.0049779 | 0.0047654 | 0.0047391 | 0.0051787 | 0.0048551 | 0.0050505 | 0.00536 | 0.0047323 | 0.0052784 | 0.0052699
Portfolio Adjusted1-in-2Size: Under 20 kWOther2021Typical Event Day | Portfolio Adjusted | 1-in-2 | Size: Under 20 kW | Other | 2021 | Typical Event Day | 8 | 0.94852 | 0.91763 | 0.89328 | 0.88235 | 0.89034 | 0.9212 | 0.89975 | 1.0535 | 1.43 | 1.7454 | 2.0097 | 2.1556 | 2.2091 | 2.2607 | 2.3002 | 2.2725 | 2.1498 | 1.8386 | 1.5463 | 1.4108 | 1.3861 | 1.2432 | 1.1116 | 1.015 | 0 | 0 | 0 | 0 | 0 | 0 | 0 | 0 | 0 | 0 | 0 | 0 | 0 | 0 | 0.0039817 | 0.011442 | 0.013821 | 0.013249 | 0 | 0 | 0 | 0 | 0 | 0 | 72.8951 | 71.5918 | 70.3449 | 69.2101 | 68.1301 | 67.1624 | 66.45 | 66.5545 | 69.4922 | 74.4228 | 79.5219 | 83.8214 | 87.2445 | 89.1822 | 90.2824 | 90.7301 | 90.6476 | 89.9189 | 88.6459 | 86.4648 | 83.077 | 79.5867 | 77.1483 | 75.3583 | 0.0069558 | 0.008339 | 0.0040467 | 0.0051863 | 0.0058116 | 0.011077 | 0.0080975 | 0.0052396 | 0.0058832 | 0.0069726 | 0.0082552 | 0.008968 | 0.0087973 | 0.0089063 | 0.0086085 | 0.0083448 | 0.0077171 | 0.006705 | 0.0056899 | 0.0058415 | 0.0064956 | 0.0055426 | 0.0061088 | 0.0062561
Portfolio Adjusted1-in-2Size: Under 20 kWOther2022January Monthly Peak | Portfolio Adjusted | 1-in-2 | Size: Under 20 kW | Other | 2022 | January Monthly Peak | 1 | 0.72325 | 0.71869 | 0.71969 | 0.71571 | 0.72805 | 0.7637 | 0.80667 | 0.86126 | 1.1284 | 1.3282 | 1.4118 | 1.3833 | 1.2943 | 1.2287 | 1.1679 | 1.1335 | 1.2356 | 1.4607 | 1.4377 | 1.3601 | 1.2627 | 1.1782 | 1.0214 | 0.75703 | 0 | 0 | 0 | 0 | 0 | 0 | 0 | 0 | 0 | 0 | 0 | 0 | 0 | 0 | 0.0020217 | 0.0057068 | 0.0079437 | 0.010526 | 0 | 0 | 0 | 0 | 0 | 0 | 42.2877 | 41.8861 | 41.2841 | 40.6485 | 39.9941 | 39.521 | 39.4246 | 39.1816 | 39.4682 | 41.8627 | 45.3948 | 48.0889 | 50.0532 | 51.3578 | 52.2034 | 52.6155 | 52.3257 | 50.9988 | 49.0608 | 47.7095 | 46.4941 | 45.5889 | 44.7589 | 44.1785 | 0.0053038 | 0.0065311 | 0.0032603 | 0.0042068 | 0.0047523 | 0.0091834 | 0.0072598 | 0.0042834 | 0.0046423 | 0.005306 | 0.0057991 | 0.0057548 | 0.0051542 | 0.0048403 | 0.004371 | 0.0041621 | 0.0044355 | 0.0053271 | 0.00529 | 0.0056314 | 0.0059175 | 0.0052529 | 0.0056132 | 0.004666
Portfolio Adjusted1-in-2Size: Under 20 kWOther2022February Monthly Peak | Portfolio Adjusted | 1-in-2 | Size: Under 20 kW | Other | 2022 | February Monthly Peak | 2 | 0.75884 | 0.74737 | 0.74626 | 0.74716 | 0.76091 | 0.80074 | 0.8047 | 0.85525 | 1.1146 | 1.2904 | 1.3743 | 1.3735 | 1.3293 | 1.3074 | 1.2851 | 1.2579 | 1.2661 | 1.3263 | 1.3674 | 1.2724 | 1.1743 | 1.0753 | 0.95606 | 0.79841 | 0 | 0 | 0 | 0 | 0 | 0 | 0 | 0 | 0 | 0 | 0 | 0 | 0 | 0 | 0.0022247 | 0.0063332 | 0.0081396 | 0.0095577 | 0 | 0 | 0 | 0 | 0 | 0 | 47.0652 | 46.5939 | 46.2417 | 45.8626 | 45.6731 | 45.6649 | 45.6713 | 45.6339 | 45.8618 | 47.6629 | 49.7718 | 51.6624 | 52.4876 | 52.4318 | 52.4598 | 52.1107 | 51.4433 | 50.3207 | 48.7939 | 47.3562 | 46.0115 | 45.0066 | 43.7861 | 42.8404 | 0.0055648 | 0.0067917 | 0.0033806 | 0.0043916 | 0.0049668 | 0.0096287 | 0.0072421 | 0.0042535 | 0.0045856 | 0.0051551 | 0.0056451 | 0.0057143 | 0.0052935 | 0.0051506 | 0.0048098 | 0.0046189 | 0.0045449 | 0.0048368 | 0.0050317 | 0.0052685 | 0.0055033 | 0.0047942 | 0.0052539 | 0.004921
Portfolio Adjusted1-in-2Size: Under 20 kWOther2022March Monthly Peak | Portfolio Adjusted | 1-in-2 | Size: Under 20 kW | Other | 2022 | March Monthly Peak | 3 | 0.77215 | 0.75577 | 0.74846 | 0.74944 | 0.75952 | 0.79942 | 0.82679 | 0.86585 | 1.0869 | 1.2566 | 1.3556 | 1.3678 | 1.3347 | 1.3325 | 1.3256 | 1.3118 | 1.3261 | 1.299 | 1.2641 | 1.291 | 1.2109 | 1.1163 | 0.98458 | 0.81348 | 0 | 0 | 0 | 0 | 0 | 0 | 0 | 0 | 0 | 0 | 0 | 0 | 0 | 0 | 0.0022947 | 0.0066045 | 0.0085257 | 0.0093609 | 0 | 0 | 0 | 0 | 0 | 0 | 46.5872 | 46.1224 | 45.7184 | 45.4139 | 45.0189 | 44.5757 | 44.1534 | 43.923 | 45.6774 | 48.0189 | 50.2914 | 52.3617 | 53.9475 | 55.0287 | 55.5172 | 55.9547 | 55.7977 | 55.1384 | 53.5167 | 51.2295 | 49.6565 | 48.4382 | 47.5816 | 46.678 | 0.0056624 | 0.0068681 | 0.0033906 | 0.0044051 | 0.0049577 | 0.0096128 | 0.0074409 | 0.0043063 | 0.0044718 | 0.0050201 | 0.0055684 | 0.0056902 | 0.0053153 | 0.0052495 | 0.0049612 | 0.0048169 | 0.0047605 | 0.0047373 | 0.0046516 | 0.0053455 | 0.0056749 | 0.004977 | 0.0054106 | 0.0050139
Portfolio Adjusted1-in-2Size: Under 20 kWOther2022April Monthly Peak | Portfolio Adjusted | 1-in-2 | Size: Under 20 kW | Other | 2022 | April Monthly Peak | 4 | 0.83833 | 0.81606 | 0.80226 | 0.79885 | 0.80283 | 0.83577 | 0.81853 | 0.8693 | 1.108 | 1.3045 | 1.4601 | 1.5484 | 1.5873 | 1.6304 | 1.6691 | 1.6475 | 1.5558 | 1.3517 | 1.1625 | 1.1628 | 1.1495 | 1.0336 | 0.93775 | 0.8888 | 0 | 0 | 0 | 0 | 0 | 0 | 0 | 0 | 0 | 0 | 0 | 0 | 0 | 0 | 0.0028892 | 0.0082948 | 0.010003 | 0.0097409 | 0 | 0 | 0 | 0 | 0 | 0 | 61.882 | 60.6404 | 59.1728 | 57.922 | 57.0493 | 56.4205 | 55.8817 | 55.9568 | 58.6142 | 62.6517 | 67.9417 | 72.3823 | 75.7608 | 78.1702 | 79.2995 | 79.9348 | 79.9335 | 79.5797 | 78.3356 | 75.9345 | 72.1287 | 68.9892 | 66.809 | 64.5676 | 0.0061477 | 0.007416 | 0.0036343 | 0.0046955 | 0.0052404 | 0.01005 | 0.0073665 | 0.0043234 | 0.0045585 | 0.0052115 | 0.0059977 | 0.0064418 | 0.0063211 | 0.006423 | 0.0062466 | 0.0060496 | 0.0055851 | 0.0049295 | 0.0042774 | 0.0048146 | 0.005387 | 0.0046084 | 0.0051533 | 0.0054782
Portfolio Adjusted1-in-2Size: Under 20 kWOther2022May Monthly Peak | Portfolio Adjusted | 1-in-2 | Size: Under 20 kW | Other | 2022 | May Monthly Peak | 5 | 0.86274 | 0.84028 | 0.81971 | 0.81476 | 0.82112 | 0.83828 | 0.79163 | 0.90601 | 1.1787 | 1.4083 | 1.5838 | 1.6946 | 1.7248 | 1.7602 | 1.7895 | 1.7729 | 1.6603 | 1.4213 | 1.2022 | 1.1427 | 1.1791 | 1.0591 | 0.96054 | 0.91905 | 0 | 0 | 0 | 0 | 0 | 0 | 0 | 0 | 0 | 0 | 0 | 0 | 0 | 0 | 0.0030977 | 0.0089265 | 0.010674 | 0.010243 | 0 | 0 | 0 | 0 | 0 | 0 | 65.7186 | 64.5802 | 63.696 | 62.7373 | 61.9106 | 61.1468 | 60.3812 | 60.8016 | 63.3086 | 67.0994 | 70.8616 | 74.5745 | 77.7219 | 80.366 | 81.4897 | 81.9245 | 81.7232 | 81.1939 | 79.8994 | 77.5876 | 74.2049 | 71.3835 | 68.9393 | 67.2804 | 0.0063267 | 0.007636 | 0.0037134 | 0.004789 | 0.0053598 | 0.01008 | 0.0071245 | 0.004506 | 0.0048494 | 0.0056261 | 0.0065059 | 0.0070498 | 0.0068688 | 0.0069344 | 0.0066974 | 0.0065103 | 0.00596 | 0.0051834 | 0.0044235 | 0.0047314 | 0.0055258 | 0.004722 | 0.0052785 | 0.0056646
Portfolio Adjusted1-in-2Size: Under 20 kWOther2022June Monthly Peak | Portfolio Adjusted | 1-in-2 | Size: Under 20 kW | Other | 2022 | June Monthly Peak | 6 | 0.90186 | 0.87369 | 0.85082 | 0.84314 | 0.84565 | 0.84804 | 0.81383 | 0.98108 | 1.3132 | 1.596 | 1.8174 | 1.9518 | 2.0035 | 2.0476 | 2.0832 | 2.0627 | 1.9467 | 1.6863 | 1.4224 | 1.2782 | 1.2874 | 1.1873 | 1.0555 | 0.96648 | 0 | 0 | 0 | 0 | 0 | 0 | 0 | 0 | 0 | 0 | 0 | 0 | 0 | 0 | 0.0036061 | 0.010385 | 0.012515 | 0.012152 | 0 | 0 | 0 | 0 | 0 | 0 | 69.7086 | 68.2886 | 67.1324 | 66.072 | 64.9454 | 63.9135 | 62.9979 | 63.8706 | 67.5657 | 72.3327 | 77.0627 | 81.4731 | 84.613 | 86.2987 | 87.1609 | 87.5273 | 87.6091 | 87.2307 | 86.2 | 84.2688 | 81.2469 | 77.1305 | 74.4612 | 72.4298 | 0.0066136 | 0.0079397 | 0.0038543 | 0.0049558 | 0.0055199 | 0.010197 | 0.0073243 | 0.0048793 | 0.0054028 | 0.0063758 | 0.0074652 | 0.0081199 | 0.0079788 | 0.0080667 | 0.0077965 | 0.0075743 | 0.0069882 | 0.0061497 | 0.0052338 | 0.0052925 | 0.0060335 | 0.0052935 | 0.0058004 | 0.005957
Portfolio Adjusted1-in-2Size: Under 20 kWOther2022July Monthly Peak | Portfolio Adjusted | 1-in-2 | Size: Under 20 kW | Other | 2022 | July Monthly Peak | 7 | 0.9532 | 0.9231 | 0.89754 | 0.8873 | 0.89102 | 0.90825 | 0.87793 | 1.0771 | 1.4733 | 1.8222 | 2.098 | 2.2507 | 2.3138 | 2.3668 | 2.3877 | 2.3572 | 2.2417 | 1.9315 | 1.6063 | 1.4367 | 1.4172 | 1.2967 | 1.1497 | 1.0282 | 0 | 0 | 0 | 0 | 0 | 0 | 0 | 0 | 0 | 0 | 0 | 0 | 0 | 0 | 0.0041333 | 0.011868 | 0.014412 | 0.013919 | 0 | 0 | 0 | 0 | 0 | 0 | 75.6529 | 74.2621 | 73.3001 | 72.3603 | 71.3256 | 70.3619 | 69.5723 | 70.0473 | 73.3502 | 77.7721 | 82.2198 | 85.6468 | 88.7106 | 90.3997 | 91.3385 | 91.7737 | 91.6855 | 90.6227 | 89.4445 | 88.1056 | 85.5279 | 81.9331 | 79.4585 | 77.642 | 0.0069901 | 0.0083887 | 0.004066 | 0.0052154 | 0.0058161 | 0.010921 | 0.0079011 | 0.0053568 | 0.0060613 | 0.0072795 | 0.0086182 | 0.0093634 | 0.0092142 | 0.0093241 | 0.0089363 | 0.0086557 | 0.0080471 | 0.0070441 | 0.0059107 | 0.0059489 | 0.0066416 | 0.0057812 | 0.0063182 | 0.0063375
Portfolio Adjusted1-in-2Size: Under 20 kWOther2022August Monthly Peak | Portfolio Adjusted | 1-in-2 | Size: Under 20 kW | Other | 2022 | August Monthly Peak | 8 | 0.95251 | 0.92123 | 0.89648 | 0.88533 | 0.89317 | 0.92408 | 0.90308 | 1.0619 | 1.4469 | 1.7713 | 2.0435 | 2.1934 | 2.2477 | 2.2989 | 2.3363 | 2.3069 | 2.1832 | 1.8688 | 1.5695 | 1.4317 | 1.4035 | 1.258 | 1.1233 | 1.0211 | 0 | 0 | 0 | 0 | 0 | 0 | 0 | 0 | 0 | 0 | 0 | 0 | 0 | 0 | 0.0040442 | 0.011615 | 0.014036 | 0.013467 | 0 | 0 | 0 | 0 | 0 | 0 | 73.9605 | 72.7913 | 71.2907 | 70.0518 | 69.022 | 68.0853 | 67.4831 | 66.8569 | 69.1667 | 74.3971 | 80.037 | 84.577 | 88.0979 | 90.1517 | 91.4556 | 92.0568 | 91.8676 | 91.241 | 89.7774 | 87.1549 | 83.3406 | 80.1141 | 77.8135 | 76.0884 | 0.0069851 | 0.0083717 | 0.0040612 | 0.0052038 | 0.0058301 | 0.011112 | 0.0081275 | 0.0052811 | 0.0059527 | 0.0070762 | 0.0083942 | 0.0091251 | 0.0089509 | 0.0090568 | 0.0087436 | 0.008471 | 0.0078372 | 0.0068154 | 0.005775 | 0.0059279 | 0.0065775 | 0.0056087 | 0.0061731 | 0.0062933
Portfolio Adjusted1-in-2Size: Under 20 kWOther2022September Monthly Peak | Portfolio Adjusted | 1-in-2 | Size: Under 20 kW | Other | 2022 | September Monthly Peak | 9 | 0.92932 | 0.90036 | 0.87775 | 0.87073 | 0.87678 | 0.91578 | 0.94166 | 1.0338 | 1.3994 | 1.7208 | 1.9864 | 2.1493 | 2.204 | 2.2538 | 2.2868 | 2.2495 | 2.1112 | 1.7982 | 1.5068 | 1.4541 | 1.3398 | 1.1971 | 1.0739 | 0.98589 | 0 | 0 | 0 | 0 | 0 | 0 | 0 | 0 | 0 | 0 | 0 | 0 | 0 | 0 | 0.0039585 | 0.011326 | 0.013573 | 0.012959 | 0 | 0 | 0 | 0 | 0 | 0 | 72.2584 | 71.025 | 69.6564 | 68.3562 | 67.2272 | 66.289 | 65.7465 | 65.4432 | 67.8864 | 73.1891 | 78.768 | 83.5889 | 87.5565 | 89.8785 | 91.1744 | 91.5626 | 91.428 | 90.5813 | 89.1617 | 86.3298 | 82.1925 | 79.169 | 76.8602 | 75.2731 | 0.0068149 | 0.008182 | 0.0039763 | 0.005118 | 0.0057231 | 0.011012 | 0.0084747 | 0.0051413 | 0.0057576 | 0.0068742 | 0.0081595 | 0.0089416 | 0.0087772 | 0.0088789 | 0.0085584 | 0.0082605 | 0.0075787 | 0.0065579 | 0.0055446 | 0.0060206 | 0.0062789 | 0.005337 | 0.0059013 | 0.0060766
Portfolio Adjusted1-in-2Size: Under 20 kWOther2022October Monthly Peak | Portfolio Adjusted | 1-in-2 | Size: Under 20 kW | Other | 2022 | October Monthly Peak | 10 | 0.84579 | 0.82951 | 0.81799 | 0.81092 | 0.81512 | 0.84758 | 0.90199 | 0.91859 | 1.1729 | 1.4061 | 1.5842 | 1.6968 | 1.733 | 1.7915 | 1.8331 | 1.8065 | 1.6949 | 1.4456 | 1.3343 | 1.265 | 1.1636 | 1.0538 | 0.9593 | 0.89552 | 0 | 0 | 0 | 0 | 0 | 0 | 0 | 0 | 0 | 0 | 0 | 0 | 0 | 0 | 0.0031733 | 0.0090955 | 0.010896 | 0.010417 | 0 | 0 | 0 | 0 | 0 | 0 | 63.7676 | 62.8158 | 61.868 | 60.8407 | 59.8914 | 59.1449 | 58.2994 | 57.7046 | 58.5835 | 63.0191 | 69.2136 | 75.5857 | 80.5678 | 83.5654 | 84.7488 | 85.6353 | 85.7018 | 84.8505 | 82.6019 | 77.993 | 73.9077 | 70.7272 | 68.1966 | 66.1345 | 0.0062024 | 0.0075382 | 0.0037056 | 0.0047664 | 0.0053206 | 0.010192 | 0.0081177 | 0.0045686 | 0.0048258 | 0.0056171 | 0.0065076 | 0.0070591 | 0.0069013 | 0.0070576 | 0.0068607 | 0.0066336 | 0.0060842 | 0.0052719 | 0.0049096 | 0.0052376 | 0.0054531 | 0.0046982 | 0.0052717 | 0.0055196
Portfolio Adjusted1-in-2Size: Under 20 kWOther2022November Monthly Peak | Portfolio Adjusted | 1-in-2 | Size: Under 20 kW | Other | 2022 | November Monthly Peak | 11 | 0.81662 | 0.8013 | 0.79606 | 0.79142 | 0.79698 | 0.82729 | 0.80202 | 0.88504 | 1.1159 | 1.2882 | 1.3955 | 1.4454 | 1.4384 | 1.4487 | 1.4536 | 1.4208 | 1.359 | 1.3744 | 1.2439 | 1.134 | 1.0574 | 0.96643 | 0.88495 | 0.84683 | 0 | 0 | 0 | 0 | 0 | 0 | 0 | 0 | 0 | 0 | 0 | 0 | 0 | 0 | 0.0025162 | 0.0071534 | 0.0087368 | 0.0099047 | 0 | 0 | 0 | 0 | 0 | 0 | 55.5076 | 54.5707 | 53.7431 | 52.8125 | 51.7928 | 51.2027 | 50.9336 | 50.8994 | 53.1949 | 58.2433 | 63.1513 | 67.5048 | 70.3054 | 71.7619 | 72.3225 | 72.2144 | 70.8431 | 67.9694 | 64.4648 | 62.2656 | 60.5649 | 59.2074 | 58.0947 | 56.9768 | 0.0059885 | 0.0072818 | 0.0036062 | 0.0046518 | 0.0052022 | 0.009948 | 0.007218 | 0.0044017 | 0.0045913 | 0.0051464 | 0.0057323 | 0.0060133 | 0.0057281 | 0.0057074 | 0.0054401 | 0.0052171 | 0.0048784 | 0.0050124 | 0.0045769 | 0.0046952 | 0.0049552 | 0.0043087 | 0.0048631 | 0.0052195
Portfolio Adjusted1-in-2Size: Under 20 kWOther2022December Monthly Peak | Portfolio Adjusted | 1-in-2 | Size: Under 20 kW | Other | 2022 | December Monthly Peak | 12 | 0.82753 | 0.81911 | 0.81381 | 0.81652 | 0.82191 | 0.86095 | 0.89377 | 0.94697 | 1.2144 | 1.3918 | 1.4679 | 1.4596 | 1.4062 | 1.3656 | 1.3301 | 1.2977 | 1.3202 | 1.42 | 1.3195 | 1.2198 | 1.1437 | 1.0614 | 0.96053 | 0.85501 | 0 | 0 | 0 | 0 | 0 | 0 | 0 | 0 | 0 | 0 | 0 | 0 | 0 | 0 | 0.0023024 | 0.006534 | 0.0084874 | 0.010233 | 0 | 0 | 0 | 0 | 0 | 0 | 46.4603 | 45.8419 | 45.4468 | 44.8665 | 44.3455 | 43.8944 | 43.6158 | 43.5315 | 44.2165 | 47.468 | 51.1175 | 54.2994 | 56.3347 | 57.2234 | 57.9086 | 58.1361 | 57.4028 | 54.9735 | 51.9593 | 49.9251 | 48.4699 | 46.6059 | 44.8735 | 43.6224 | 0.0060685 | 0.0074437 | 0.0036867 | 0.0047993 | 0.0053649 | 0.010353 | 0.0080437 | 0.0047097 | 0.0049963 | 0.0055601 | 0.0060298 | 0.0060724 | 0.0055999 | 0.0053799 | 0.0049779 | 0.0047654 | 0.0047391 | 0.0051787 | 0.0048551 | 0.0050505 | 0.00536 | 0.0047323 | 0.0052784 | 0.0052699
Portfolio Adjusted1-in-2Size: Under 20 kWOther2022Typical Event Day | Portfolio Adjusted | 1-in-2 | Size: Under 20 kW | Other | 2022 | Typical Event Day | 8 | 0.94852 | 0.91763 | 0.89328 | 0.88235 | 0.89034 | 0.9212 | 0.89975 | 1.0535 | 1.43 | 1.7454 | 2.0097 | 2.1556 | 2.2091 | 2.2607 | 2.3002 | 2.2725 | 2.1498 | 1.8386 | 1.5463 | 1.4108 | 1.3861 | 1.2432 | 1.1116 | 1.015 | 0 | 0 | 0 | 0 | 0 | 0 | 0 | 0 | 0 | 0 | 0 | 0 | 0 | 0 | 0.0039817 | 0.011442 | 0.013821 | 0.013249 | 0 | 0 | 0 | 0 | 0 | 0 | 72.8951 | 71.5918 | 70.3449 | 69.2101 | 68.1301 | 67.1624 | 66.45 | 66.5545 | 69.4922 | 74.4228 | 79.5219 | 83.8214 | 87.2445 | 89.1822 | 90.2824 | 90.7301 | 90.6476 | 89.9189 | 88.6459 | 86.4648 | 83.077 | 79.5867 | 77.1483 | 75.3583 | 0.0069558 | 0.008339 | 0.0040467 | 0.0051863 | 0.0058116 | 0.011077 | 0.0080975 | 0.0052396 | 0.0058832 | 0.0069726 | 0.0082552 | 0.008968 | 0.0087973 | 0.0089063 | 0.0086085 | 0.0083448 | 0.0077171 | 0.006705 | 0.0056899 | 0.0058415 | 0.0064956 | 0.0055426 | 0.0061088 | 0.0062561
Portfolio Adjusted1-in-2Size: Under 20 kWOther2023January Monthly Peak | Portfolio Adjusted | 1-in-2 | Size: Under 20 kW | Other | 2023 | January Monthly Peak | 1 | 0.72325 | 0.71869 | 0.71969 | 0.71571 | 0.72805 | 0.7637 | 0.80667 | 0.86126 | 1.1284 | 1.3282 | 1.4118 | 1.3833 | 1.2943 | 1.2287 | 1.1679 | 1.1335 | 1.2356 | 1.4607 | 1.4377 | 1.3601 | 1.2627 | 1.1782 | 1.0214 | 0.75703 | 0 | 0 | 0 | 0 | 0 | 0 | 0 | 0 | 0 | 0 | 0 | 0 | 0 | 0 | 0.0020217 | 0.0057068 | 0.0079437 | 0.010526 | 0 | 0 | 0 | 0 | 0 | 0 | 42.2877 | 41.8861 | 41.2841 | 40.6485 | 39.9941 | 39.521 | 39.4246 | 39.1816 | 39.4682 | 41.8627 | 45.3948 | 48.0889 | 50.0532 | 51.3578 | 52.2034 | 52.6155 | 52.3257 | 50.9988 | 49.0608 | 47.7095 | 46.4941 | 45.5889 | 44.7589 | 44.1785 | 0.0053038 | 0.0065311 | 0.0032603 | 0.0042068 | 0.0047523 | 0.0091834 | 0.0072598 | 0.0042834 | 0.0046423 | 0.005306 | 0.0057991 | 0.0057548 | 0.0051542 | 0.0048403 | 0.004371 | 0.0041621 | 0.0044355 | 0.0053271 | 0.00529 | 0.0056314 | 0.0059175 | 0.0052529 | 0.0056132 | 0.004666
Portfolio Adjusted1-in-2Size: Under 20 kWOther2023February Monthly Peak | Portfolio Adjusted | 1-in-2 | Size: Under 20 kW | Other | 2023 | February Monthly Peak | 2 | 0.75884 | 0.74737 | 0.74626 | 0.74716 | 0.76091 | 0.80074 | 0.8047 | 0.85525 | 1.1146 | 1.2904 | 1.3743 | 1.3735 | 1.3293 | 1.3074 | 1.2851 | 1.2579 | 1.2661 | 1.3263 | 1.3674 | 1.2724 | 1.1743 | 1.0753 | 0.95606 | 0.79841 | 0 | 0 | 0 | 0 | 0 | 0 | 0 | 0 | 0 | 0 | 0 | 0 | 0 | 0 | 0.0022247 | 0.0063332 | 0.0081396 | 0.0095577 | 0 | 0 | 0 | 0 | 0 | 0 | 47.0652 | 46.5939 | 46.2417 | 45.8626 | 45.6731 | 45.6649 | 45.6713 | 45.6339 | 45.8618 | 47.6629 | 49.7718 | 51.6624 | 52.4876 | 52.4318 | 52.4598 | 52.1107 | 51.4433 | 50.3207 | 48.7939 | 47.3562 | 46.0115 | 45.0066 | 43.7861 | 42.8404 | 0.0055648 | 0.0067917 | 0.0033806 | 0.0043916 | 0.0049668 | 0.0096287 | 0.0072421 | 0.0042535 | 0.0045856 | 0.0051551 | 0.0056451 | 0.0057143 | 0.0052935 | 0.0051506 | 0.0048098 | 0.0046189 | 0.0045449 | 0.0048368 | 0.0050317 | 0.0052685 | 0.0055033 | 0.0047942 | 0.0052539 | 0.004921
Portfolio Adjusted1-in-2Size: Under 20 kWOther2023March Monthly Peak | Portfolio Adjusted | 1-in-2 | Size: Under 20 kW | Other | 2023 | March Monthly Peak | 3 | 0.77215 | 0.75577 | 0.74846 | 0.74944 | 0.75952 | 0.79942 | 0.82679 | 0.86585 | 1.0869 | 1.2566 | 1.3556 | 1.3678 | 1.3347 | 1.3325 | 1.3256 | 1.3118 | 1.3261 | 1.299 | 1.2641 | 1.291 | 1.2109 | 1.1163 | 0.98458 | 0.81348 | 0 | 0 | 0 | 0 | 0 | 0 | 0 | 0 | 0 | 0 | 0 | 0 | 0 | 0 | 0.0022947 | 0.0066045 | 0.0085257 | 0.0093609 | 0 | 0 | 0 | 0 | 0 | 0 | 46.5872 | 46.1224 | 45.7184 | 45.4139 | 45.0189 | 44.5757 | 44.1534 | 43.923 | 45.6774 | 48.0189 | 50.2914 | 52.3617 | 53.9475 | 55.0287 | 55.5172 | 55.9547 | 55.7977 | 55.1384 | 53.5167 | 51.2295 | 49.6565 | 48.4382 | 47.5816 | 46.678 | 0.0056624 | 0.0068681 | 0.0033906 | 0.0044051 | 0.0049577 | 0.0096128 | 0.0074409 | 0.0043063 | 0.0044718 | 0.0050201 | 0.0055684 | 0.0056902 | 0.0053153 | 0.0052495 | 0.0049612 | 0.0048169 | 0.0047605 | 0.0047373 | 0.0046516 | 0.0053455 | 0.0056749 | 0.004977 | 0.0054106 | 0.0050139
Portfolio Adjusted1-in-2Size: Under 20 kWOther2023April Monthly Peak | Portfolio Adjusted | 1-in-2 | Size: Under 20 kW | Other | 2023 | April Monthly Peak | 4 | 0.83833 | 0.81606 | 0.80226 | 0.79885 | 0.80283 | 0.83577 | 0.81853 | 0.8693 | 1.108 | 1.3045 | 1.4601 | 1.5484 | 1.5873 | 1.6304 | 1.6691 | 1.6475 | 1.5558 | 1.3517 | 1.1625 | 1.1628 | 1.1495 | 1.0336 | 0.93775 | 0.8888 | 0 | 0 | 0 | 0 | 0 | 0 | 0 | 0 | 0 | 0 | 0 | 0 | 0 | 0 | 0.0028892 | 0.0082948 | 0.010003 | 0.0097409 | 0 | 0 | 0 | 0 | 0 | 0 | 61.882 | 60.6404 | 59.1728 | 57.922 | 57.0493 | 56.4205 | 55.8817 | 55.9568 | 58.6142 | 62.6517 | 67.9417 | 72.3823 | 75.7608 | 78.1702 | 79.2995 | 79.9348 | 79.9335 | 79.5797 | 78.3356 | 75.9345 | 72.1287 | 68.9892 | 66.809 | 64.5676 | 0.0061477 | 0.007416 | 0.0036343 | 0.0046955 | 0.0052404 | 0.01005 | 0.0073665 | 0.0043234 | 0.0045585 | 0.0052115 | 0.0059977 | 0.0064418 | 0.0063211 | 0.006423 | 0.0062466 | 0.0060496 | 0.0055851 | 0.0049295 | 0.0042774 | 0.0048146 | 0.005387 | 0.0046084 | 0.0051533 | 0.0054782
Portfolio Adjusted1-in-2Size: Under 20 kWOther2023May Monthly Peak | Portfolio Adjusted | 1-in-2 | Size: Under 20 kW | Other | 2023 | May Monthly Peak | 5 | 0.86274 | 0.84028 | 0.81971 | 0.81476 | 0.82112 | 0.83828 | 0.79163 | 0.90601 | 1.1787 | 1.4083 | 1.5838 | 1.6946 | 1.7248 | 1.7602 | 1.7895 | 1.7729 | 1.6603 | 1.4213 | 1.2022 | 1.1427 | 1.1791 | 1.0591 | 0.96054 | 0.91905 | 0 | 0 | 0 | 0 | 0 | 0 | 0 | 0 | 0 | 0 | 0 | 0 | 0 | 0 | 0.0030977 | 0.0089265 | 0.010674 | 0.010243 | 0 | 0 | 0 | 0 | 0 | 0 | 65.7186 | 64.5802 | 63.696 | 62.7373 | 61.9106 | 61.1468 | 60.3812 | 60.8016 | 63.3086 | 67.0994 | 70.8616 | 74.5745 | 77.7219 | 80.366 | 81.4897 | 81.9245 | 81.7232 | 81.1939 | 79.8994 | 77.5876 | 74.2049 | 71.3835 | 68.9393 | 67.2804 | 0.0063267 | 0.007636 | 0.0037134 | 0.004789 | 0.0053598 | 0.01008 | 0.0071245 | 0.004506 | 0.0048494 | 0.0056261 | 0.0065059 | 0.0070498 | 0.0068688 | 0.0069344 | 0.0066974 | 0.0065103 | 0.00596 | 0.0051834 | 0.0044235 | 0.0047314 | 0.0055258 | 0.004722 | 0.0052785 | 0.0056646
Portfolio Adjusted1-in-2Size: Under 20 kWOther2023June Monthly Peak | Portfolio Adjusted | 1-in-2 | Size: Under 20 kW | Other | 2023 | June Monthly Peak | 6 | 0.90186 | 0.87369 | 0.85082 | 0.84314 | 0.84565 | 0.84804 | 0.81383 | 0.98108 | 1.3132 | 1.596 | 1.8174 | 1.9518 | 2.0035 | 2.0476 | 2.0832 | 2.0627 | 1.9467 | 1.6863 | 1.4224 | 1.2782 | 1.2874 | 1.1873 | 1.0555 | 0.96648 | 0 | 0 | 0 | 0 | 0 | 0 | 0 | 0 | 0 | 0 | 0 | 0 | 0 | 0 | 0.0036061 | 0.010385 | 0.012515 | 0.012152 | 0 | 0 | 0 | 0 | 0 | 0 | 69.7086 | 68.2886 | 67.1324 | 66.072 | 64.9454 | 63.9135 | 62.9979 | 63.8706 | 67.5657 | 72.3327 | 77.0627 | 81.4731 | 84.613 | 86.2987 | 87.1609 | 87.5273 | 87.6091 | 87.2307 | 86.2 | 84.2688 | 81.2469 | 77.1305 | 74.4612 | 72.4298 | 0.0066136 | 0.0079397 | 0.0038543 | 0.0049558 | 0.0055199 | 0.010197 | 0.0073243 | 0.0048793 | 0.0054028 | 0.0063758 | 0.0074652 | 0.0081199 | 0.0079788 | 0.0080667 | 0.0077965 | 0.0075743 | 0.0069882 | 0.0061497 | 0.0052338 | 0.0052925 | 0.0060335 | 0.0052935 | 0.0058004 | 0.005957
Portfolio Adjusted1-in-2Size: Under 20 kWOther2023July Monthly Peak | Portfolio Adjusted | 1-in-2 | Size: Under 20 kW | Other | 2023 | July Monthly Peak | 7 | 0.9532 | 0.9231 | 0.89754 | 0.8873 | 0.89102 | 0.90825 | 0.87793 | 1.0771 | 1.4733 | 1.8222 | 2.098 | 2.2507 | 2.3138 | 2.3668 | 2.3877 | 2.3572 | 2.2417 | 1.9315 | 1.6063 | 1.4367 | 1.4172 | 1.2967 | 1.1497 | 1.0282 | 0 | 0 | 0 | 0 | 0 | 0 | 0 | 0 | 0 | 0 | 0 | 0 | 0 | 0 | 0.0041333 | 0.011868 | 0.014412 | 0.013919 | 0 | 0 | 0 | 0 | 0 | 0 | 75.6529 | 74.2621 | 73.3001 | 72.3603 | 71.3256 | 70.3619 | 69.5723 | 70.0473 | 73.3502 | 77.7721 | 82.2198 | 85.6468 | 88.7106 | 90.3997 | 91.3385 | 91.7737 | 91.6855 | 90.6227 | 89.4445 | 88.1056 | 85.5279 | 81.9331 | 79.4585 | 77.642 | 0.0069901 | 0.0083887 | 0.004066 | 0.0052154 | 0.0058161 | 0.010921 | 0.0079011 | 0.0053568 | 0.0060613 | 0.0072795 | 0.0086182 | 0.0093634 | 0.0092142 | 0.0093241 | 0.0089363 | 0.0086557 | 0.0080471 | 0.0070441 | 0.0059107 | 0.0059489 | 0.0066416 | 0.0057812 | 0.0063182 | 0.0063375
Portfolio Adjusted1-in-2Size: Under 20 kWOther2023August Monthly Peak | Portfolio Adjusted | 1-in-2 | Size: Under 20 kW | Other | 2023 | August Monthly Peak | 8 | 0.95251 | 0.92123 | 0.89648 | 0.88533 | 0.89317 | 0.92408 | 0.90308 | 1.0619 | 1.4469 | 1.7713 | 2.0435 | 2.1934 | 2.2477 | 2.2989 | 2.3363 | 2.3069 | 2.1832 | 1.8688 | 1.5695 | 1.4317 | 1.4035 | 1.258 | 1.1233 | 1.0211 | 0 | 0 | 0 | 0 | 0 | 0 | 0 | 0 | 0 | 0 | 0 | 0 | 0 | 0 | 0.0040442 | 0.011615 | 0.014036 | 0.013467 | 0 | 0 | 0 | 0 | 0 | 0 | 73.9605 | 72.7913 | 71.2907 | 70.0518 | 69.022 | 68.0853 | 67.4831 | 66.8569 | 69.1667 | 74.3971 | 80.037 | 84.577 | 88.0979 | 90.1517 | 91.4556 | 92.0568 | 91.8676 | 91.241 | 89.7774 | 87.1549 | 83.3406 | 80.1141 | 77.8135 | 76.0884 | 0.0069851 | 0.0083717 | 0.0040612 | 0.0052038 | 0.0058301 | 0.011112 | 0.0081275 | 0.0052811 | 0.0059527 | 0.0070762 | 0.0083942 | 0.0091251 | 0.0089509 | 0.0090568 | 0.0087436 | 0.008471 | 0.0078372 | 0.0068154 | 0.005775 | 0.0059279 | 0.0065775 | 0.0056087 | 0.0061731 | 0.0062933
Portfolio Adjusted1-in-2Size: Under 20 kWOther2023September Monthly Peak | Portfolio Adjusted | 1-in-2 | Size: Under 20 kW | Other | 2023 | September Monthly Peak | 9 | 0.92932 | 0.90036 | 0.87775 | 0.87073 | 0.87678 | 0.91578 | 0.94166 | 1.0338 | 1.3994 | 1.7208 | 1.9864 | 2.1493 | 2.204 | 2.2538 | 2.2868 | 2.2495 | 2.1112 | 1.7982 | 1.5068 | 1.4541 | 1.3398 | 1.1971 | 1.0739 | 0.98589 | 0 | 0 | 0 | 0 | 0 | 0 | 0 | 0 | 0 | 0 | 0 | 0 | 0 | 0 | 0.0039585 | 0.011326 | 0.013573 | 0.012959 | 0 | 0 | 0 | 0 | 0 | 0 | 72.2584 | 71.025 | 69.6564 | 68.3562 | 67.2272 | 66.289 | 65.7465 | 65.4432 | 67.8864 | 73.1891 | 78.768 | 83.5889 | 87.5565 | 89.8785 | 91.1744 | 91.5626 | 91.428 | 90.5813 | 89.1617 | 86.3298 | 82.1925 | 79.169 | 76.8602 | 75.2731 | 0.0068149 | 0.008182 | 0.0039763 | 0.005118 | 0.0057231 | 0.011012 | 0.0084747 | 0.0051413 | 0.0057576 | 0.0068742 | 0.0081595 | 0.0089416 | 0.0087772 | 0.0088789 | 0.0085584 | 0.0082605 | 0.0075787 | 0.0065579 | 0.0055446 | 0.0060206 | 0.0062789 | 0.005337 | 0.0059013 | 0.0060766
Portfolio Adjusted1-in-2Size: Under 20 kWOther2023October Monthly Peak | Portfolio Adjusted | 1-in-2 | Size: Under 20 kW | Other | 2023 | October Monthly Peak | 10 | 0.84579 | 0.82951 | 0.81799 | 0.81092 | 0.81512 | 0.84758 | 0.90199 | 0.91859 | 1.1729 | 1.4061 | 1.5842 | 1.6968 | 1.733 | 1.7915 | 1.8331 | 1.8065 | 1.6949 | 1.4456 | 1.3343 | 1.265 | 1.1636 | 1.0538 | 0.9593 | 0.89552 | 0 | 0 | 0 | 0 | 0 | 0 | 0 | 0 | 0 | 0 | 0 | 0 | 0 | 0 | 0.0031733 | 0.0090955 | 0.010896 | 0.010417 | 0 | 0 | 0 | 0 | 0 | 0 | 63.7676 | 62.8158 | 61.868 | 60.8407 | 59.8914 | 59.1449 | 58.2994 | 57.7046 | 58.5835 | 63.0191 | 69.2136 | 75.5857 | 80.5678 | 83.5654 | 84.7488 | 85.6353 | 85.7018 | 84.8505 | 82.6019 | 77.993 | 73.9077 | 70.7272 | 68.1966 | 66.1345 | 0.0062024 | 0.0075382 | 0.0037056 | 0.0047664 | 0.0053206 | 0.010192 | 0.0081177 | 0.0045686 | 0.0048258 | 0.0056171 | 0.0065076 | 0.0070591 | 0.0069013 | 0.0070576 | 0.0068607 | 0.0066336 | 0.0060842 | 0.0052719 | 0.0049096 | 0.0052376 | 0.0054531 | 0.0046982 | 0.0052717 | 0.0055196
Portfolio Adjusted1-in-2Size: Under 20 kWOther2023November Monthly Peak | Portfolio Adjusted | 1-in-2 | Size: Under 20 kW | Other | 2023 | November Monthly Peak | 11 | 0.81662 | 0.8013 | 0.79606 | 0.79142 | 0.79698 | 0.82729 | 0.80202 | 0.88504 | 1.1159 | 1.2882 | 1.3955 | 1.4454 | 1.4384 | 1.4487 | 1.4536 | 1.4208 | 1.359 | 1.3744 | 1.2439 | 1.134 | 1.0574 | 0.96643 | 0.88495 | 0.84683 | 0 | 0 | 0 | 0 | 0 | 0 | 0 | 0 | 0 | 0 | 0 | 0 | 0 | 0 | 0.0025162 | 0.0071534 | 0.0087368 | 0.0099047 | 0 | 0 | 0 | 0 | 0 | 0 | 55.5076 | 54.5707 | 53.7431 | 52.8125 | 51.7928 | 51.2027 | 50.9336 | 50.8994 | 53.1949 | 58.2433 | 63.1513 | 67.5048 | 70.3054 | 71.7619 | 72.3225 | 72.2144 | 70.8431 | 67.9694 | 64.4648 | 62.2656 | 60.5649 | 59.2074 | 58.0947 | 56.9768 | 0.0059885 | 0.0072818 | 0.0036062 | 0.0046518 | 0.0052022 | 0.009948 | 0.007218 | 0.0044017 | 0.0045913 | 0.0051464 | 0.0057323 | 0.0060133 | 0.0057281 | 0.0057074 | 0.0054401 | 0.0052171 | 0.0048784 | 0.0050124 | 0.0045769 | 0.0046952 | 0.0049552 | 0.0043087 | 0.0048631 | 0.0052195
Portfolio Adjusted1-in-2Size: Under 20 kWOther2023December Monthly Peak | Portfolio Adjusted | 1-in-2 | Size: Under 20 kW | Other | 2023 | December Monthly Peak | 12 | 0.82753 | 0.81911 | 0.81381 | 0.81652 | 0.82191 | 0.86095 | 0.89377 | 0.94697 | 1.2144 | 1.3918 | 1.4679 | 1.4596 | 1.4062 | 1.3656 | 1.3301 | 1.2977 | 1.3202 | 1.42 | 1.3195 | 1.2198 | 1.1437 | 1.0614 | 0.96053 | 0.85501 | 0 | 0 | 0 | 0 | 0 | 0 | 0 | 0 | 0 | 0 | 0 | 0 | 0 | 0 | 0.0023024 | 0.006534 | 0.0084874 | 0.010233 | 0 | 0 | 0 | 0 | 0 | 0 | 46.4603 | 45.8419 | 45.4468 | 44.8665 | 44.3455 | 43.8944 | 43.6158 | 43.5315 | 44.2165 | 47.468 | 51.1175 | 54.2994 | 56.3347 | 57.2234 | 57.9086 | 58.1361 | 57.4028 | 54.9735 | 51.9593 | 49.9251 | 48.4699 | 46.6059 | 44.8735 | 43.6224 | 0.0060685 | 0.0074437 | 0.0036867 | 0.0047993 | 0.0053649 | 0.010353 | 0.0080437 | 0.0047097 | 0.0049963 | 0.0055601 | 0.0060298 | 0.0060724 | 0.0055999 | 0.0053799 | 0.0049779 | 0.0047654 | 0.0047391 | 0.0051787 | 0.0048551 | 0.0050505 | 0.00536 | 0.0047323 | 0.0052784 | 0.0052699
Portfolio Adjusted1-in-2Size: Under 20 kWOther2023Typical Event Day | Portfolio Adjusted | 1-in-2 | Size: Under 20 kW | Other | 2023 | Typical Event Day | 8 | 0.94852 | 0.91763 | 0.89328 | 0.88235 | 0.89034 | 0.9212 | 0.89975 | 1.0535 | 1.43 | 1.7454 | 2.0097 | 2.1556 | 2.2091 | 2.2607 | 2.3002 | 2.2725 | 2.1498 | 1.8386 | 1.5463 | 1.4108 | 1.3861 | 1.2432 | 1.1116 | 1.015 | 0 | 0 | 0 | 0 | 0 | 0 | 0 | 0 | 0 | 0 | 0 | 0 | 0 | 0 | 0.0039817 | 0.011442 | 0.013821 | 0.013249 | 0 | 0 | 0 | 0 | 0 | 0 | 72.8951 | 71.5918 | 70.3449 | 69.2101 | 68.1301 | 67.1624 | 66.45 | 66.5545 | 69.4922 | 74.4228 | 79.5219 | 83.8214 | 87.2445 | 89.1822 | 90.2824 | 90.7301 | 90.6476 | 89.9189 | 88.6459 | 86.4648 | 83.077 | 79.5867 | 77.1483 | 75.3583 | 0.0069558 | 0.008339 | 0.0040467 | 0.0051863 | 0.0058116 | 0.011077 | 0.0080975 | 0.0052396 | 0.0058832 | 0.0069726 | 0.0082552 | 0.008968 | 0.0087973 | 0.0089063 | 0.0086085 | 0.0083448 | 0.0077171 | 0.006705 | 0.0056899 | 0.0058415 | 0.0064956 | 0.0055426 | 0.0061088 | 0.0062561
Portfolio Adjusted1-in-2Size: Under 20 kWOther2024January Monthly Peak | Portfolio Adjusted | 1-in-2 | Size: Under 20 kW | Other | 2024 | January Monthly Peak | 1 | 0.72325 | 0.71869 | 0.71969 | 0.71571 | 0.72805 | 0.7637 | 0.80667 | 0.86126 | 1.1284 | 1.3282 | 1.4118 | 1.3833 | 1.2943 | 1.2287 | 1.1679 | 1.1335 | 1.2356 | 1.4607 | 1.4377 | 1.3601 | 1.2627 | 1.1782 | 1.0214 | 0.75703 | 0 | 0 | 0 | 0 | 0 | 0 | 0 | 0 | 0 | 0 | 0 | 0 | 0 | 0 | 0.0020217 | 0.0057068 | 0.0079437 | 0.010526 | 0 | 0 | 0 | 0 | 0 | 0 | 42.2877 | 41.8861 | 41.2841 | 40.6485 | 39.9941 | 39.521 | 39.4246 | 39.1816 | 39.4682 | 41.8627 | 45.3948 | 48.0889 | 50.0532 | 51.3578 | 52.2034 | 52.6155 | 52.3257 | 50.9988 | 49.0608 | 47.7095 | 46.4941 | 45.5889 | 44.7589 | 44.1785 | 0.0053038 | 0.0065311 | 0.0032603 | 0.0042068 | 0.0047523 | 0.0091834 | 0.0072598 | 0.0042834 | 0.0046423 | 0.005306 | 0.0057991 | 0.0057548 | 0.0051542 | 0.0048403 | 0.004371 | 0.0041621 | 0.0044355 | 0.0053271 | 0.00529 | 0.0056314 | 0.0059175 | 0.0052529 | 0.0056132 | 0.004666
Portfolio Adjusted1-in-2Size: Under 20 kWOther2024February Monthly Peak | Portfolio Adjusted | 1-in-2 | Size: Under 20 kW | Other | 2024 | February Monthly Peak | 2 | 0.75884 | 0.74737 | 0.74626 | 0.74716 | 0.76091 | 0.80074 | 0.8047 | 0.85525 | 1.1146 | 1.2904 | 1.3743 | 1.3735 | 1.3293 | 1.3074 | 1.2851 | 1.2579 | 1.2661 | 1.3263 | 1.3674 | 1.2724 | 1.1743 | 1.0753 | 0.95606 | 0.79841 | 0 | 0 | 0 | 0 | 0 | 0 | 0 | 0 | 0 | 0 | 0 | 0 | 0 | 0 | 0.0022247 | 0.0063332 | 0.0081396 | 0.0095577 | 0 | 0 | 0 | 0 | 0 | 0 | 47.0652 | 46.5939 | 46.2417 | 45.8626 | 45.6731 | 45.6649 | 45.6713 | 45.6339 | 45.8618 | 47.6629 | 49.7718 | 51.6624 | 52.4876 | 52.4318 | 52.4598 | 52.1107 | 51.4433 | 50.3207 | 48.7939 | 47.3562 | 46.0115 | 45.0066 | 43.7861 | 42.8404 | 0.0055648 | 0.0067917 | 0.0033806 | 0.0043916 | 0.0049668 | 0.0096287 | 0.0072421 | 0.0042535 | 0.0045856 | 0.0051551 | 0.0056451 | 0.0057143 | 0.0052935 | 0.0051506 | 0.0048098 | 0.0046189 | 0.0045449 | 0.0048368 | 0.0050317 | 0.0052685 | 0.0055033 | 0.0047942 | 0.0052539 | 0.004921
Portfolio Adjusted1-in-2Size: Under 20 kWOther2024March Monthly Peak | Portfolio Adjusted | 1-in-2 | Size: Under 20 kW | Other | 2024 | March Monthly Peak | 3 | 0.77215 | 0.75577 | 0.74846 | 0.74944 | 0.75952 | 0.79942 | 0.82679 | 0.86585 | 1.0869 | 1.2566 | 1.3556 | 1.3678 | 1.3347 | 1.3325 | 1.3256 | 1.3118 | 1.3261 | 1.299 | 1.2641 | 1.291 | 1.2109 | 1.1163 | 0.98458 | 0.81348 | 0 | 0 | 0 | 0 | 0 | 0 | 0 | 0 | 0 | 0 | 0 | 0 | 0 | 0 | 0.0022947 | 0.0066045 | 0.0085257 | 0.0093609 | 0 | 0 | 0 | 0 | 0 | 0 | 46.5872 | 46.1224 | 45.7184 | 45.4139 | 45.0189 | 44.5757 | 44.1534 | 43.923 | 45.6774 | 48.0189 | 50.2914 | 52.3617 | 53.9475 | 55.0287 | 55.5172 | 55.9547 | 55.7977 | 55.1384 | 53.5167 | 51.2295 | 49.6565 | 48.4382 | 47.5816 | 46.678 | 0.0056624 | 0.0068681 | 0.0033906 | 0.0044051 | 0.0049577 | 0.0096128 | 0.0074409 | 0.0043063 | 0.0044718 | 0.0050201 | 0.0055684 | 0.0056902 | 0.0053153 | 0.0052495 | 0.0049612 | 0.0048169 | 0.0047605 | 0.0047373 | 0.0046516 | 0.0053455 | 0.0056749 | 0.004977 | 0.0054106 | 0.0050139
Portfolio Adjusted1-in-2Size: Under 20 kWOther2024April Monthly Peak | Portfolio Adjusted | 1-in-2 | Size: Under 20 kW | Other | 2024 | April Monthly Peak | 4 | 0.83833 | 0.81606 | 0.80226 | 0.79885 | 0.80283 | 0.83577 | 0.81853 | 0.8693 | 1.108 | 1.3045 | 1.4601 | 1.5484 | 1.5873 | 1.6304 | 1.6691 | 1.6475 | 1.5558 | 1.3517 | 1.1625 | 1.1628 | 1.1495 | 1.0336 | 0.93775 | 0.8888 | 0 | 0 | 0 | 0 | 0 | 0 | 0 | 0 | 0 | 0 | 0 | 0 | 0 | 0 | 0.0028892 | 0.0082948 | 0.010003 | 0.0097409 | 0 | 0 | 0 | 0 | 0 | 0 | 61.882 | 60.6404 | 59.1728 | 57.922 | 57.0493 | 56.4205 | 55.8817 | 55.9568 | 58.6142 | 62.6517 | 67.9417 | 72.3823 | 75.7608 | 78.1702 | 79.2995 | 79.9348 | 79.9335 | 79.5797 | 78.3356 | 75.9345 | 72.1287 | 68.9892 | 66.809 | 64.5676 | 0.0061477 | 0.007416 | 0.0036343 | 0.0046955 | 0.0052404 | 0.01005 | 0.0073665 | 0.0043234 | 0.0045585 | 0.0052115 | 0.0059977 | 0.0064418 | 0.0063211 | 0.006423 | 0.0062466 | 0.0060496 | 0.0055851 | 0.0049295 | 0.0042774 | 0.0048146 | 0.005387 | 0.0046084 | 0.0051533 | 0.0054782
Portfolio Adjusted1-in-2Size: Under 20 kWOther2024May Monthly Peak | Portfolio Adjusted | 1-in-2 | Size: Under 20 kW | Other | 2024 | May Monthly Peak | 5 | 0.86274 | 0.84028 | 0.81971 | 0.81476 | 0.82112 | 0.83828 | 0.79163 | 0.90601 | 1.1787 | 1.4083 | 1.5838 | 1.6946 | 1.7248 | 1.7602 | 1.7895 | 1.7729 | 1.6603 | 1.4213 | 1.2022 | 1.1427 | 1.1791 | 1.0591 | 0.96054 | 0.91905 | 0 | 0 | 0 | 0 | 0 | 0 | 0 | 0 | 0 | 0 | 0 | 0 | 0 | 0 | 0.0030977 | 0.0089265 | 0.010674 | 0.010243 | 0 | 0 | 0 | 0 | 0 | 0 | 65.7186 | 64.5802 | 63.696 | 62.7373 | 61.9106 | 61.1468 | 60.3812 | 60.8016 | 63.3086 | 67.0994 | 70.8616 | 74.5745 | 77.7219 | 80.366 | 81.4897 | 81.9245 | 81.7232 | 81.1939 | 79.8994 | 77.5876 | 74.2049 | 71.3835 | 68.9393 | 67.2804 | 0.0063267 | 0.007636 | 0.0037134 | 0.004789 | 0.0053598 | 0.01008 | 0.0071245 | 0.004506 | 0.0048494 | 0.0056261 | 0.0065059 | 0.0070498 | 0.0068688 | 0.0069344 | 0.0066974 | 0.0065103 | 0.00596 | 0.0051834 | 0.0044235 | 0.0047314 | 0.0055258 | 0.004722 | 0.0052785 | 0.0056646
Portfolio Adjusted1-in-2Size: Under 20 kWOther2024June Monthly Peak | Portfolio Adjusted | 1-in-2 | Size: Under 20 kW | Other | 2024 | June Monthly Peak | 6 | 0.90186 | 0.87369 | 0.85082 | 0.84314 | 0.84565 | 0.84804 | 0.81383 | 0.98108 | 1.3132 | 1.596 | 1.8174 | 1.9518 | 2.0035 | 2.0476 | 2.0832 | 2.0627 | 1.9467 | 1.6863 | 1.4224 | 1.2782 | 1.2874 | 1.1873 | 1.0555 | 0.96648 | 0 | 0 | 0 | 0 | 0 | 0 | 0 | 0 | 0 | 0 | 0 | 0 | 0 | 0 | 0.0036061 | 0.010385 | 0.012515 | 0.012152 | 0 | 0 | 0 | 0 | 0 | 0 | 69.7086 | 68.2886 | 67.1324 | 66.072 | 64.9454 | 63.9135 | 62.9979 | 63.8706 | 67.5657 | 72.3327 | 77.0627 | 81.4731 | 84.613 | 86.2987 | 87.1609 | 87.5273 | 87.6091 | 87.2307 | 86.2 | 84.2688 | 81.2469 | 77.1305 | 74.4612 | 72.4298 | 0.0066136 | 0.0079397 | 0.0038543 | 0.0049558 | 0.0055199 | 0.010197 | 0.0073243 | 0.0048793 | 0.0054028 | 0.0063758 | 0.0074652 | 0.0081199 | 0.0079788 | 0.0080667 | 0.0077965 | 0.0075743 | 0.0069882 | 0.0061497 | 0.0052338 | 0.0052925 | 0.0060335 | 0.0052935 | 0.0058004 | 0.005957
Portfolio Adjusted1-in-2Size: Under 20 kWOther2024July Monthly Peak | Portfolio Adjusted | 1-in-2 | Size: Under 20 kW | Other | 2024 | July Monthly Peak | 7 | 0.9532 | 0.9231 | 0.89754 | 0.8873 | 0.89102 | 0.90825 | 0.87793 | 1.0771 | 1.4733 | 1.8222 | 2.098 | 2.2507 | 2.3138 | 2.3668 | 2.3877 | 2.3572 | 2.2417 | 1.9315 | 1.6063 | 1.4367 | 1.4172 | 1.2967 | 1.1497 | 1.0282 | 0 | 0 | 0 | 0 | 0 | 0 | 0 | 0 | 0 | 0 | 0 | 0 | 0 | 0 | 0.0041333 | 0.011868 | 0.014412 | 0.013919 | 0 | 0 | 0 | 0 | 0 | 0 | 75.6529 | 74.2621 | 73.3001 | 72.3603 | 71.3256 | 70.3619 | 69.5723 | 70.0473 | 73.3502 | 77.7721 | 82.2198 | 85.6468 | 88.7106 | 90.3997 | 91.3385 | 91.7737 | 91.6855 | 90.6227 | 89.4445 | 88.1056 | 85.5279 | 81.9331 | 79.4585 | 77.642 | 0.0069901 | 0.0083887 | 0.004066 | 0.0052154 | 0.0058161 | 0.010921 | 0.0079011 | 0.0053568 | 0.0060613 | 0.0072795 | 0.0086182 | 0.0093634 | 0.0092142 | 0.0093241 | 0.0089363 | 0.0086557 | 0.0080471 | 0.0070441 | 0.0059107 | 0.0059489 | 0.0066416 | 0.0057812 | 0.0063182 | 0.0063375
Portfolio Adjusted1-in-2Size: Under 20 kWOther2024August Monthly Peak | Portfolio Adjusted | 1-in-2 | Size: Under 20 kW | Other | 2024 | August Monthly Peak | 8 | 0.95251 | 0.92123 | 0.89648 | 0.88533 | 0.89317 | 0.92408 | 0.90308 | 1.0619 | 1.4469 | 1.7713 | 2.0435 | 2.1934 | 2.2477 | 2.2989 | 2.3363 | 2.3069 | 2.1832 | 1.8688 | 1.5695 | 1.4317 | 1.4035 | 1.258 | 1.1233 | 1.0211 | 0 | 0 | 0 | 0 | 0 | 0 | 0 | 0 | 0 | 0 | 0 | 0 | 0 | 0 | 0.0040442 | 0.011615 | 0.014036 | 0.013467 | 0 | 0 | 0 | 0 | 0 | 0 | 73.9605 | 72.7913 | 71.2907 | 70.0518 | 69.022 | 68.0853 | 67.4831 | 66.8569 | 69.1667 | 74.3971 | 80.037 | 84.577 | 88.0979 | 90.1517 | 91.4556 | 92.0568 | 91.8676 | 91.241 | 89.7774 | 87.1549 | 83.3406 | 80.1141 | 77.8135 | 76.0884 | 0.0069851 | 0.0083717 | 0.0040612 | 0.0052038 | 0.0058301 | 0.011112 | 0.0081275 | 0.0052811 | 0.0059527 | 0.0070762 | 0.0083942 | 0.0091251 | 0.0089509 | 0.0090568 | 0.0087436 | 0.008471 | 0.0078372 | 0.0068154 | 0.005775 | 0.0059279 | 0.0065775 | 0.0056087 | 0.0061731 | 0.0062933
Portfolio Adjusted1-in-2Size: Under 20 kWOther2024September Monthly Peak | Portfolio Adjusted | 1-in-2 | Size: Under 20 kW | Other | 2024 | September Monthly Peak | 9 | 0.92932 | 0.90036 | 0.87775 | 0.87073 | 0.87678 | 0.91578 | 0.94166 | 1.0338 | 1.3994 | 1.7208 | 1.9864 | 2.1493 | 2.204 | 2.2538 | 2.2868 | 2.2495 | 2.1112 | 1.7982 | 1.5068 | 1.4541 | 1.3398 | 1.1971 | 1.0739 | 0.98589 | 0 | 0 | 0 | 0 | 0 | 0 | 0 | 0 | 0 | 0 | 0 | 0 | 0 | 0 | 0.0039585 | 0.011326 | 0.013573 | 0.012959 | 0 | 0 | 0 | 0 | 0 | 0 | 72.2584 | 71.025 | 69.6564 | 68.3562 | 67.2272 | 66.289 | 65.7465 | 65.4432 | 67.8864 | 73.1891 | 78.768 | 83.5889 | 87.5565 | 89.8785 | 91.1744 | 91.5626 | 91.428 | 90.5813 | 89.1617 | 86.3298 | 82.1925 | 79.169 | 76.8602 | 75.2731 | 0.0068149 | 0.008182 | 0.0039763 | 0.005118 | 0.0057231 | 0.011012 | 0.0084747 | 0.0051413 | 0.0057576 | 0.0068742 | 0.0081595 | 0.0089416 | 0.0087772 | 0.0088789 | 0.0085584 | 0.0082605 | 0.0075787 | 0.0065579 | 0.0055446 | 0.0060206 | 0.0062789 | 0.005337 | 0.0059013 | 0.0060766
Portfolio Adjusted1-in-2Size: Under 20 kWOther2024October Monthly Peak | Portfolio Adjusted | 1-in-2 | Size: Under 20 kW | Other | 2024 | October Monthly Peak | 10 | 0.84579 | 0.82951 | 0.81799 | 0.81092 | 0.81512 | 0.84758 | 0.90199 | 0.91859 | 1.1729 | 1.4061 | 1.5842 | 1.6968 | 1.733 | 1.7915 | 1.8331 | 1.8065 | 1.6949 | 1.4456 | 1.3343 | 1.265 | 1.1636 | 1.0538 | 0.9593 | 0.89552 | 0 | 0 | 0 | 0 | 0 | 0 | 0 | 0 | 0 | 0 | 0 | 0 | 0 | 0 | 0.0031733 | 0.0090955 | 0.010896 | 0.010417 | 0 | 0 | 0 | 0 | 0 | 0 | 63.7676 | 62.8158 | 61.868 | 60.8407 | 59.8914 | 59.1449 | 58.2994 | 57.7046 | 58.5835 | 63.0191 | 69.2136 | 75.5857 | 80.5678 | 83.5654 | 84.7488 | 85.6353 | 85.7018 | 84.8505 | 82.6019 | 77.993 | 73.9077 | 70.7272 | 68.1966 | 66.1345 | 0.0062024 | 0.0075382 | 0.0037056 | 0.0047664 | 0.0053206 | 0.010192 | 0.0081177 | 0.0045686 | 0.0048258 | 0.0056171 | 0.0065076 | 0.0070591 | 0.0069013 | 0.0070576 | 0.0068607 | 0.0066336 | 0.0060842 | 0.0052719 | 0.0049096 | 0.0052376 | 0.0054531 | 0.0046982 | 0.0052717 | 0.0055196
Portfolio Adjusted1-in-2Size: Under 20 kWOther2024November Monthly Peak | Portfolio Adjusted | 1-in-2 | Size: Under 20 kW | Other | 2024 | November Monthly Peak | 11 | 0.81662 | 0.8013 | 0.79606 | 0.79142 | 0.79698 | 0.82729 | 0.80202 | 0.88504 | 1.1159 | 1.2882 | 1.3955 | 1.4454 | 1.4384 | 1.4487 | 1.4536 | 1.4208 | 1.359 | 1.3744 | 1.2439 | 1.134 | 1.0574 | 0.96643 | 0.88495 | 0.84683 | 0 | 0 | 0 | 0 | 0 | 0 | 0 | 0 | 0 | 0 | 0 | 0 | 0 | 0 | 0.0025162 | 0.0071534 | 0.0087368 | 0.0099047 | 0 | 0 | 0 | 0 | 0 | 0 | 55.5076 | 54.5707 | 53.7431 | 52.8125 | 51.7928 | 51.2027 | 50.9336 | 50.8994 | 53.1949 | 58.2433 | 63.1513 | 67.5048 | 70.3054 | 71.7619 | 72.3225 | 72.2144 | 70.8431 | 67.9694 | 64.4648 | 62.2656 | 60.5649 | 59.2074 | 58.0947 | 56.9768 | 0.0059885 | 0.0072818 | 0.0036062 | 0.0046518 | 0.0052022 | 0.009948 | 0.007218 | 0.0044017 | 0.0045913 | 0.0051464 | 0.0057323 | 0.0060133 | 0.0057281 | 0.0057074 | 0.0054401 | 0.0052171 | 0.0048784 | 0.0050124 | 0.0045769 | 0.0046952 | 0.0049552 | 0.0043087 | 0.0048631 | 0.0052195
Portfolio Adjusted1-in-2Size: Under 20 kWOther2024December Monthly Peak | Portfolio Adjusted | 1-in-2 | Size: Under 20 kW | Other | 2024 | December Monthly Peak | 12 | 0.82753 | 0.81911 | 0.81381 | 0.81652 | 0.82191 | 0.86095 | 0.89377 | 0.94697 | 1.2144 | 1.3918 | 1.4679 | 1.4596 | 1.4062 | 1.3656 | 1.3301 | 1.2977 | 1.3202 | 1.42 | 1.3195 | 1.2198 | 1.1437 | 1.0614 | 0.96053 | 0.85501 | 0 | 0 | 0 | 0 | 0 | 0 | 0 | 0 | 0 | 0 | 0 | 0 | 0 | 0 | 0.0023024 | 0.006534 | 0.0084874 | 0.010233 | 0 | 0 | 0 | 0 | 0 | 0 | 46.4603 | 45.8419 | 45.4468 | 44.8665 | 44.3455 | 43.8944 | 43.6158 | 43.5315 | 44.2165 | 47.468 | 51.1175 | 54.2994 | 56.3347 | 57.2234 | 57.9086 | 58.1361 | 57.4028 | 54.9735 | 51.9593 | 49.9251 | 48.4699 | 46.6059 | 44.8735 | 43.6224 | 0.0060685 | 0.0074437 | 0.0036867 | 0.0047993 | 0.0053649 | 0.010353 | 0.0080437 | 0.0047097 | 0.0049963 | 0.0055601 | 0.0060298 | 0.0060724 | 0.0055999 | 0.0053799 | 0.0049779 | 0.0047654 | 0.0047391 | 0.0051787 | 0.0048551 | 0.0050505 | 0.00536 | 0.0047323 | 0.0052784 | 0.0052699
Portfolio Adjusted1-in-2Size: Under 20 kWOther2024Typical Event Day | Portfolio Adjusted | 1-in-2 | Size: Under 20 kW | Other | 2024 | Typical Event Day | 8 | 0.94852 | 0.91763 | 0.89328 | 0.88235 | 0.89034 | 0.9212 | 0.89975 | 1.0535 | 1.43 | 1.7454 | 2.0097 | 2.1556 | 2.2091 | 2.2607 | 2.3002 | 2.2725 | 2.1498 | 1.8386 | 1.5463 | 1.4108 | 1.3861 | 1.2432 | 1.1116 | 1.015 | 0 | 0 | 0 | 0 | 0 | 0 | 0 | 0 | 0 | 0 | 0 | 0 | 0 | 0 | 0.0039817 | 0.011442 | 0.013821 | 0.013249 | 0 | 0 | 0 | 0 | 0 | 0 | 72.8951 | 71.5918 | 70.3449 | 69.2101 | 68.1301 | 67.1624 | 66.45 | 66.5545 | 69.4922 | 74.4228 | 79.5219 | 83.8214 | 87.2445 | 89.1822 | 90.2824 | 90.7301 | 90.6476 | 89.9189 | 88.6459 | 86.4648 | 83.077 | 79.5867 | 77.1483 | 75.3583 | 0.0069558 | 0.008339 | 0.0040467 | 0.0051863 | 0.0058116 | 0.011077 | 0.0080975 | 0.0052396 | 0.0058832 | 0.0069726 | 0.0082552 | 0.008968 | 0.0087973 | 0.0089063 | 0.0086085 | 0.0083448 | 0.0077171 | 0.006705 | 0.0056899 | 0.0058415 | 0.0064956 | 0.0055426 | 0.0061088 | 0.0062561
Portfolio Adjusted1-in-2Size: Under 20 kWOther2025January Monthly Peak | Portfolio Adjusted | 1-in-2 | Size: Under 20 kW | Other | 2025 | January Monthly Peak | 1 | 0.72325 | 0.71869 | 0.71969 | 0.71571 | 0.72805 | 0.7637 | 0.80667 | 0.86126 | 1.1284 | 1.3282 | 1.4118 | 1.3833 | 1.2943 | 1.2287 | 1.1679 | 1.1335 | 1.2356 | 1.4607 | 1.4377 | 1.3601 | 1.2627 | 1.1782 | 1.0214 | 0.75703 | 0 | 0 | 0 | 0 | 0 | 0 | 0 | 0 | 0 | 0 | 0 | 0 | 0 | 0 | 0.0020217 | 0.0057068 | 0.0079437 | 0.010526 | 0 | 0 | 0 | 0 | 0 | 0 | 42.2877 | 41.8861 | 41.2841 | 40.6485 | 39.9941 | 39.521 | 39.4246 | 39.1816 | 39.4682 | 41.8627 | 45.3948 | 48.0889 | 50.0532 | 51.3578 | 52.2034 | 52.6155 | 52.3257 | 50.9988 | 49.0608 | 47.7095 | 46.4941 | 45.5889 | 44.7589 | 44.1785 | 0.0053038 | 0.0065311 | 0.0032603 | 0.0042068 | 0.0047523 | 0.0091834 | 0.0072598 | 0.0042834 | 0.0046423 | 0.005306 | 0.0057991 | 0.0057548 | 0.0051542 | 0.0048403 | 0.004371 | 0.0041621 | 0.0044355 | 0.0053271 | 0.00529 | 0.0056314 | 0.0059175 | 0.0052529 | 0.0056132 | 0.004666
Portfolio Adjusted1-in-2Size: Under 20 kWOther2025February Monthly Peak | Portfolio Adjusted | 1-in-2 | Size: Under 20 kW | Other | 2025 | February Monthly Peak | 2 | 0.75884 | 0.74737 | 0.74626 | 0.74716 | 0.76091 | 0.80074 | 0.8047 | 0.85525 | 1.1146 | 1.2904 | 1.3743 | 1.3735 | 1.3293 | 1.3074 | 1.2851 | 1.2579 | 1.2661 | 1.3263 | 1.3674 | 1.2724 | 1.1743 | 1.0753 | 0.95606 | 0.79841 | 0 | 0 | 0 | 0 | 0 | 0 | 0 | 0 | 0 | 0 | 0 | 0 | 0 | 0 | 0.0022247 | 0.0063332 | 0.0081396 | 0.0095577 | 0 | 0 | 0 | 0 | 0 | 0 | 47.0652 | 46.5939 | 46.2417 | 45.8626 | 45.6731 | 45.6649 | 45.6713 | 45.6339 | 45.8618 | 47.6629 | 49.7718 | 51.6624 | 52.4876 | 52.4318 | 52.4598 | 52.1107 | 51.4433 | 50.3207 | 48.7939 | 47.3562 | 46.0115 | 45.0066 | 43.7861 | 42.8404 | 0.0055648 | 0.0067917 | 0.0033806 | 0.0043916 | 0.0049668 | 0.0096287 | 0.0072421 | 0.0042535 | 0.0045856 | 0.0051551 | 0.0056451 | 0.0057143 | 0.0052935 | 0.0051506 | 0.0048098 | 0.0046189 | 0.0045449 | 0.0048368 | 0.0050317 | 0.0052685 | 0.0055033 | 0.0047942 | 0.0052539 | 0.004921
Portfolio Adjusted1-in-2Size: Under 20 kWOther2025March Monthly Peak | Portfolio Adjusted | 1-in-2 | Size: Under 20 kW | Other | 2025 | March Monthly Peak | 3 | 0.77215 | 0.75577 | 0.74846 | 0.74944 | 0.75952 | 0.79942 | 0.82679 | 0.86585 | 1.0869 | 1.2566 | 1.3556 | 1.3678 | 1.3347 | 1.3325 | 1.3256 | 1.3118 | 1.3261 | 1.299 | 1.2641 | 1.291 | 1.2109 | 1.1163 | 0.98458 | 0.81348 | 0 | 0 | 0 | 0 | 0 | 0 | 0 | 0 | 0 | 0 | 0 | 0 | 0 | 0 | 0.0022947 | 0.0066045 | 0.0085257 | 0.0093609 | 0 | 0 | 0 | 0 | 0 | 0 | 46.5872 | 46.1224 | 45.7184 | 45.4139 | 45.0189 | 44.5757 | 44.1534 | 43.923 | 45.6774 | 48.0189 | 50.2914 | 52.3617 | 53.9475 | 55.0287 | 55.5172 | 55.9547 | 55.7977 | 55.1384 | 53.5167 | 51.2295 | 49.6565 | 48.4382 | 47.5816 | 46.678 | 0.0056624 | 0.0068681 | 0.0033906 | 0.0044051 | 0.0049577 | 0.0096128 | 0.0074409 | 0.0043063 | 0.0044718 | 0.0050201 | 0.0055684 | 0.0056902 | 0.0053153 | 0.0052495 | 0.0049612 | 0.0048169 | 0.0047605 | 0.0047373 | 0.0046516 | 0.0053455 | 0.0056749 | 0.004977 | 0.0054106 | 0.0050139
Portfolio Adjusted1-in-2Size: Under 20 kWOther2025April Monthly Peak | Portfolio Adjusted | 1-in-2 | Size: Under 20 kW | Other | 2025 | April Monthly Peak | 4 | 0.83833 | 0.81606 | 0.80226 | 0.79885 | 0.80283 | 0.83577 | 0.81853 | 0.8693 | 1.108 | 1.3045 | 1.4601 | 1.5484 | 1.5873 | 1.6304 | 1.6691 | 1.6475 | 1.5558 | 1.3517 | 1.1625 | 1.1628 | 1.1495 | 1.0336 | 0.93775 | 0.8888 | 0 | 0 | 0 | 0 | 0 | 0 | 0 | 0 | 0 | 0 | 0 | 0 | 0 | 0 | 0.0028892 | 0.0082948 | 0.010003 | 0.0097409 | 0 | 0 | 0 | 0 | 0 | 0 | 61.882 | 60.6404 | 59.1728 | 57.922 | 57.0493 | 56.4205 | 55.8817 | 55.9568 | 58.6142 | 62.6517 | 67.9417 | 72.3823 | 75.7608 | 78.1702 | 79.2995 | 79.9348 | 79.9335 | 79.5797 | 78.3356 | 75.9345 | 72.1287 | 68.9892 | 66.809 | 64.5676 | 0.0061477 | 0.007416 | 0.0036343 | 0.0046955 | 0.0052404 | 0.01005 | 0.0073665 | 0.0043234 | 0.0045585 | 0.0052115 | 0.0059977 | 0.0064418 | 0.0063211 | 0.006423 | 0.0062466 | 0.0060496 | 0.0055851 | 0.0049295 | 0.0042774 | 0.0048146 | 0.005387 | 0.0046084 | 0.0051533 | 0.0054782
Portfolio Adjusted1-in-2Size: Under 20 kWOther2025May Monthly Peak | Portfolio Adjusted | 1-in-2 | Size: Under 20 kW | Other | 2025 | May Monthly Peak | 5 | 0.86274 | 0.84028 | 0.81971 | 0.81476 | 0.82112 | 0.83828 | 0.79163 | 0.90601 | 1.1787 | 1.4083 | 1.5838 | 1.6946 | 1.7248 | 1.7602 | 1.7895 | 1.7729 | 1.6603 | 1.4213 | 1.2022 | 1.1427 | 1.1791 | 1.0591 | 0.96054 | 0.91905 | 0 | 0 | 0 | 0 | 0 | 0 | 0 | 0 | 0 | 0 | 0 | 0 | 0 | 0 | 0.0030977 | 0.0089265 | 0.010674 | 0.010243 | 0 | 0 | 0 | 0 | 0 | 0 | 65.7186 | 64.5802 | 63.696 | 62.7373 | 61.9106 | 61.1468 | 60.3812 | 60.8016 | 63.3086 | 67.0994 | 70.8616 | 74.5745 | 77.7219 | 80.366 | 81.4897 | 81.9245 | 81.7232 | 81.1939 | 79.8994 | 77.5876 | 74.2049 | 71.3835 | 68.9393 | 67.2804 | 0.0063267 | 0.007636 | 0.0037134 | 0.004789 | 0.0053598 | 0.01008 | 0.0071245 | 0.004506 | 0.0048494 | 0.0056261 | 0.0065059 | 0.0070498 | 0.0068688 | 0.0069344 | 0.0066974 | 0.0065103 | 0.00596 | 0.0051834 | 0.0044235 | 0.0047314 | 0.0055258 | 0.004722 | 0.0052785 | 0.0056646
Portfolio Adjusted1-in-2Size: Under 20 kWOther2025June Monthly Peak | Portfolio Adjusted | 1-in-2 | Size: Under 20 kW | Other | 2025 | June Monthly Peak | 6 | 0.90186 | 0.87369 | 0.85082 | 0.84314 | 0.84565 | 0.84804 | 0.81383 | 0.98108 | 1.3132 | 1.596 | 1.8174 | 1.9518 | 2.0035 | 2.0476 | 2.0832 | 2.0627 | 1.9467 | 1.6863 | 1.4224 | 1.2782 | 1.2874 | 1.1873 | 1.0555 | 0.96648 | 0 | 0 | 0 | 0 | 0 | 0 | 0 | 0 | 0 | 0 | 0 | 0 | 0 | 0 | 0.0036061 | 0.010385 | 0.012515 | 0.012152 | 0 | 0 | 0 | 0 | 0 | 0 | 69.7086 | 68.2886 | 67.1324 | 66.072 | 64.9454 | 63.9135 | 62.9979 | 63.8706 | 67.5657 | 72.3327 | 77.0627 | 81.4731 | 84.613 | 86.2987 | 87.1609 | 87.5273 | 87.6091 | 87.2307 | 86.2 | 84.2688 | 81.2469 | 77.1305 | 74.4612 | 72.4298 | 0.0066136 | 0.0079397 | 0.0038543 | 0.0049558 | 0.0055199 | 0.010197 | 0.0073243 | 0.0048793 | 0.0054028 | 0.0063758 | 0.0074652 | 0.0081199 | 0.0079788 | 0.0080667 | 0.0077965 | 0.0075743 | 0.0069882 | 0.0061497 | 0.0052338 | 0.0052925 | 0.0060335 | 0.0052935 | 0.0058004 | 0.005957
Portfolio Adjusted1-in-2Size: Under 20 kWOther2025July Monthly Peak | Portfolio Adjusted | 1-in-2 | Size: Under 20 kW | Other | 2025 | July Monthly Peak | 7 | 0.9532 | 0.9231 | 0.89754 | 0.8873 | 0.89102 | 0.90825 | 0.87793 | 1.0771 | 1.4733 | 1.8222 | 2.098 | 2.2507 | 2.3138 | 2.3668 | 2.3877 | 2.3572 | 2.2417 | 1.9315 | 1.6063 | 1.4367 | 1.4172 | 1.2967 | 1.1497 | 1.0282 | 0 | 0 | 0 | 0 | 0 | 0 | 0 | 0 | 0 | 0 | 0 | 0 | 0 | 0 | 0.0041333 | 0.011868 | 0.014412 | 0.013919 | 0 | 0 | 0 | 0 | 0 | 0 | 75.6529 | 74.2621 | 73.3001 | 72.3603 | 71.3256 | 70.3619 | 69.5723 | 70.0473 | 73.3502 | 77.7721 | 82.2198 | 85.6468 | 88.7106 | 90.3997 | 91.3385 | 91.7737 | 91.6855 | 90.6227 | 89.4445 | 88.1056 | 85.5279 | 81.9331 | 79.4585 | 77.642 | 0.0069901 | 0.0083887 | 0.004066 | 0.0052154 | 0.0058161 | 0.010921 | 0.0079011 | 0.0053568 | 0.0060613 | 0.0072795 | 0.0086182 | 0.0093634 | 0.0092142 | 0.0093241 | 0.0089363 | 0.0086557 | 0.0080471 | 0.0070441 | 0.0059107 | 0.0059489 | 0.0066416 | 0.0057812 | 0.0063182 | 0.0063375
Portfolio Adjusted1-in-2Size: Under 20 kWOther2025August Monthly Peak | Portfolio Adjusted | 1-in-2 | Size: Under 20 kW | Other | 2025 | August Monthly Peak | 8 | 0.95251 | 0.92123 | 0.89648 | 0.88533 | 0.89317 | 0.92408 | 0.90308 | 1.0619 | 1.4469 | 1.7713 | 2.0435 | 2.1934 | 2.2477 | 2.2989 | 2.3363 | 2.3069 | 2.1832 | 1.8688 | 1.5695 | 1.4317 | 1.4035 | 1.258 | 1.1233 | 1.0211 | 0 | 0 | 0 | 0 | 0 | 0 | 0 | 0 | 0 | 0 | 0 | 0 | 0 | 0 | 0.0040442 | 0.011615 | 0.014036 | 0.013467 | 0 | 0 | 0 | 0 | 0 | 0 | 73.9605 | 72.7913 | 71.2907 | 70.0518 | 69.022 | 68.0853 | 67.4831 | 66.8569 | 69.1667 | 74.3971 | 80.037 | 84.577 | 88.0979 | 90.1517 | 91.4556 | 92.0568 | 91.8676 | 91.241 | 89.7774 | 87.1549 | 83.3406 | 80.1141 | 77.8135 | 76.0884 | 0.0069851 | 0.0083717 | 0.0040612 | 0.0052038 | 0.0058301 | 0.011112 | 0.0081275 | 0.0052811 | 0.0059527 | 0.0070762 | 0.0083942 | 0.0091251 | 0.0089509 | 0.0090568 | 0.0087436 | 0.008471 | 0.0078372 | 0.0068154 | 0.005775 | 0.0059279 | 0.0065775 | 0.0056087 | 0.0061731 | 0.0062933
Portfolio Adjusted1-in-2Size: Under 20 kWOther2025September Monthly Peak | Portfolio Adjusted | 1-in-2 | Size: Under 20 kW | Other | 2025 | September Monthly Peak | 9 | 0.92932 | 0.90036 | 0.87775 | 0.87073 | 0.87678 | 0.91578 | 0.94166 | 1.0338 | 1.3994 | 1.7208 | 1.9864 | 2.1493 | 2.204 | 2.2538 | 2.2868 | 2.2495 | 2.1112 | 1.7982 | 1.5068 | 1.4541 | 1.3398 | 1.1971 | 1.0739 | 0.98589 | 0 | 0 | 0 | 0 | 0 | 0 | 0 | 0 | 0 | 0 | 0 | 0 | 0 | 0 | 0.0039585 | 0.011326 | 0.013573 | 0.012959 | 0 | 0 | 0 | 0 | 0 | 0 | 72.2584 | 71.025 | 69.6564 | 68.3562 | 67.2272 | 66.289 | 65.7465 | 65.4432 | 67.8864 | 73.1891 | 78.768 | 83.5889 | 87.5565 | 89.8785 | 91.1744 | 91.5626 | 91.428 | 90.5813 | 89.1617 | 86.3298 | 82.1925 | 79.169 | 76.8602 | 75.2731 | 0.0068149 | 0.008182 | 0.0039763 | 0.005118 | 0.0057231 | 0.011012 | 0.0084747 | 0.0051413 | 0.0057576 | 0.0068742 | 0.0081595 | 0.0089416 | 0.0087772 | 0.0088789 | 0.0085584 | 0.0082605 | 0.0075787 | 0.0065579 | 0.0055446 | 0.0060206 | 0.0062789 | 0.005337 | 0.0059013 | 0.0060766
Portfolio Adjusted1-in-2Size: Under 20 kWOther2025October Monthly Peak | Portfolio Adjusted | 1-in-2 | Size: Under 20 kW | Other | 2025 | October Monthly Peak | 10 | 0.84579 | 0.82951 | 0.81799 | 0.81092 | 0.81512 | 0.84758 | 0.90199 | 0.91859 | 1.1729 | 1.4061 | 1.5842 | 1.6968 | 1.733 | 1.7915 | 1.8331 | 1.8065 | 1.6949 | 1.4456 | 1.3343 | 1.265 | 1.1636 | 1.0538 | 0.9593 | 0.89552 | 0 | 0 | 0 | 0 | 0 | 0 | 0 | 0 | 0 | 0 | 0 | 0 | 0 | 0 | 0.0031733 | 0.0090955 | 0.010896 | 0.010417 | 0 | 0 | 0 | 0 | 0 | 0 | 63.7676 | 62.8158 | 61.868 | 60.8407 | 59.8914 | 59.1449 | 58.2994 | 57.7046 | 58.5835 | 63.0191 | 69.2136 | 75.5857 | 80.5678 | 83.5654 | 84.7488 | 85.6353 | 85.7018 | 84.8505 | 82.6019 | 77.993 | 73.9077 | 70.7272 | 68.1966 | 66.1345 | 0.0062024 | 0.0075382 | 0.0037056 | 0.0047664 | 0.0053206 | 0.010192 | 0.0081177 | 0.0045686 | 0.0048258 | 0.0056171 | 0.0065076 | 0.0070591 | 0.0069013 | 0.0070576 | 0.0068607 | 0.0066336 | 0.0060842 | 0.0052719 | 0.0049096 | 0.0052376 | 0.0054531 | 0.0046982 | 0.0052717 | 0.0055196
Portfolio Adjusted1-in-2Size: Under 20 kWOther2025November Monthly Peak | Portfolio Adjusted | 1-in-2 | Size: Under 20 kW | Other | 2025 | November Monthly Peak | 11 | 0.81662 | 0.8013 | 0.79606 | 0.79142 | 0.79698 | 0.82729 | 0.80202 | 0.88504 | 1.1159 | 1.2882 | 1.3955 | 1.4454 | 1.4384 | 1.4487 | 1.4536 | 1.4208 | 1.359 | 1.3744 | 1.2439 | 1.134 | 1.0574 | 0.96643 | 0.88495 | 0.84683 | 0 | 0 | 0 | 0 | 0 | 0 | 0 | 0 | 0 | 0 | 0 | 0 | 0 | 0 | 0.0025162 | 0.0071534 | 0.0087368 | 0.0099047 | 0 | 0 | 0 | 0 | 0 | 0 | 55.5076 | 54.5707 | 53.7431 | 52.8125 | 51.7928 | 51.2027 | 50.9336 | 50.8994 | 53.1949 | 58.2433 | 63.1513 | 67.5048 | 70.3054 | 71.7619 | 72.3225 | 72.2144 | 70.8431 | 67.9694 | 64.4648 | 62.2656 | 60.5649 | 59.2074 | 58.0947 | 56.9768 | 0.0059885 | 0.0072818 | 0.0036062 | 0.0046518 | 0.0052022 | 0.009948 | 0.007218 | 0.0044017 | 0.0045913 | 0.0051464 | 0.0057323 | 0.0060133 | 0.0057281 | 0.0057074 | 0.0054401 | 0.0052171 | 0.0048784 | 0.0050124 | 0.0045769 | 0.0046952 | 0.0049552 | 0.0043087 | 0.0048631 | 0.0052195
Portfolio Adjusted1-in-2Size: Under 20 kWOther2025December Monthly Peak | Portfolio Adjusted | 1-in-2 | Size: Under 20 kW | Other | 2025 | December Monthly Peak | 12 | 0.82753 | 0.81911 | 0.81381 | 0.81652 | 0.82191 | 0.86095 | 0.89377 | 0.94697 | 1.2144 | 1.3918 | 1.4679 | 1.4596 | 1.4062 | 1.3656 | 1.3301 | 1.2977 | 1.3202 | 1.42 | 1.3195 | 1.2198 | 1.1437 | 1.0614 | 0.96053 | 0.85501 | 0 | 0 | 0 | 0 | 0 | 0 | 0 | 0 | 0 | 0 | 0 | 0 | 0 | 0 | 0.0023024 | 0.006534 | 0.0084874 | 0.010233 | 0 | 0 | 0 | 0 | 0 | 0 | 46.4603 | 45.8419 | 45.4468 | 44.8665 | 44.3455 | 43.8944 | 43.6158 | 43.5315 | 44.2165 | 47.468 | 51.1175 | 54.2994 | 56.3347 | 57.2234 | 57.9086 | 58.1361 | 57.4028 | 54.9735 | 51.9593 | 49.9251 | 48.4699 | 46.6059 | 44.8735 | 43.6224 | 0.0060685 | 0.0074437 | 0.0036867 | 0.0047993 | 0.0053649 | 0.010353 | 0.0080437 | 0.0047097 | 0.0049963 | 0.0055601 | 0.0060298 | 0.0060724 | 0.0055999 | 0.0053799 | 0.0049779 | 0.0047654 | 0.0047391 | 0.0051787 | 0.0048551 | 0.0050505 | 0.00536 | 0.0047323 | 0.0052784 | 0.0052699
Portfolio Adjusted1-in-2Size: Under 20 kWOther2025Typical Event Day | Portfolio Adjusted | 1-in-2 | Size: Under 20 kW | Other | 2025 | Typical Event Day | 8 | 0.94852 | 0.91763 | 0.89328 | 0.88235 | 0.89034 | 0.9212 | 0.89975 | 1.0535 | 1.43 | 1.7454 | 2.0097 | 2.1556 | 2.2091 | 2.2607 | 2.3002 | 2.2725 | 2.1498 | 1.8386 | 1.5463 | 1.4108 | 1.3861 | 1.2432 | 1.1116 | 1.015 | 0 | 0 | 0 | 0 | 0 | 0 | 0 | 0 | 0 | 0 | 0 | 0 | 0 | 0 | 0.0039817 | 0.011442 | 0.013821 | 0.013249 | 0 | 0 | 0 | 0 | 0 | 0 | 72.8951 | 71.5918 | 70.3449 | 69.2101 | 68.1301 | 67.1624 | 66.45 | 66.5545 | 69.4922 | 74.4228 | 79.5219 | 83.8214 | 87.2445 | 89.1822 | 90.2824 | 90.7301 | 90.6476 | 89.9189 | 88.6459 | 86.4648 | 83.077 | 79.5867 | 77.1483 | 75.3583 | 0.0069558 | 0.008339 | 0.0040467 | 0.0051863 | 0.0058116 | 0.011077 | 0.0080975 | 0.0052396 | 0.0058832 | 0.0069726 | 0.0082552 | 0.008968 | 0.0087973 | 0.0089063 | 0.0086085 | 0.0083448 | 0.0077171 | 0.006705 | 0.0056899 | 0.0058415 | 0.0064956 | 0.0055426 | 0.0061088 | 0.0062561
Portfolio Adjusted1-in-2Size: Under 20 kWOther2026January Monthly Peak | Portfolio Adjusted | 1-in-2 | Size: Under 20 kW | Other | 2026 | January Monthly Peak | 1 | 0.72325 | 0.71869 | 0.71969 | 0.71571 | 0.72805 | 0.7637 | 0.80667 | 0.86126 | 1.1284 | 1.3282 | 1.4118 | 1.3833 | 1.2943 | 1.2287 | 1.1679 | 1.1335 | 1.2356 | 1.4607 | 1.4377 | 1.3601 | 1.2627 | 1.1782 | 1.0214 | 0.75703 | 0 | 0 | 0 | 0 | 0 | 0 | 0 | 0 | 0 | 0 | 0 | 0 | 0 | 0 | 0.0020217 | 0.0057068 | 0.0079437 | 0.010526 | 0 | 0 | 0 | 0 | 0 | 0 | 42.2877 | 41.8861 | 41.2841 | 40.6485 | 39.9941 | 39.521 | 39.4246 | 39.1816 | 39.4682 | 41.8627 | 45.3948 | 48.0889 | 50.0532 | 51.3578 | 52.2034 | 52.6155 | 52.3257 | 50.9988 | 49.0608 | 47.7095 | 46.4941 | 45.5889 | 44.7589 | 44.1785 | 0.0053038 | 0.0065311 | 0.0032603 | 0.0042068 | 0.0047523 | 0.0091834 | 0.0072598 | 0.0042834 | 0.0046423 | 0.005306 | 0.0057991 | 0.0057548 | 0.0051542 | 0.0048403 | 0.004371 | 0.0041621 | 0.0044355 | 0.0053271 | 0.00529 | 0.0056314 | 0.0059175 | 0.0052529 | 0.0056132 | 0.004666
Portfolio Adjusted1-in-2Size: Under 20 kWOther2026February Monthly Peak | Portfolio Adjusted | 1-in-2 | Size: Under 20 kW | Other | 2026 | February Monthly Peak | 2 | 0.75884 | 0.74737 | 0.74626 | 0.74716 | 0.76091 | 0.80074 | 0.8047 | 0.85525 | 1.1146 | 1.2904 | 1.3743 | 1.3735 | 1.3293 | 1.3074 | 1.2851 | 1.2579 | 1.2661 | 1.3263 | 1.3674 | 1.2724 | 1.1743 | 1.0753 | 0.95606 | 0.79841 | 0 | 0 | 0 | 0 | 0 | 0 | 0 | 0 | 0 | 0 | 0 | 0 | 0 | 0 | 0.0022247 | 0.0063332 | 0.0081396 | 0.0095577 | 0 | 0 | 0 | 0 | 0 | 0 | 47.0652 | 46.5939 | 46.2417 | 45.8626 | 45.6731 | 45.6649 | 45.6713 | 45.6339 | 45.8618 | 47.6629 | 49.7718 | 51.6624 | 52.4876 | 52.4318 | 52.4598 | 52.1107 | 51.4433 | 50.3207 | 48.7939 | 47.3562 | 46.0115 | 45.0066 | 43.7861 | 42.8404 | 0.0055648 | 0.0067917 | 0.0033806 | 0.0043916 | 0.0049668 | 0.0096287 | 0.0072421 | 0.0042535 | 0.0045856 | 0.0051551 | 0.0056451 | 0.0057143 | 0.0052935 | 0.0051506 | 0.0048098 | 0.0046189 | 0.0045449 | 0.0048368 | 0.0050317 | 0.0052685 | 0.0055033 | 0.0047942 | 0.0052539 | 0.004921
Portfolio Adjusted1-in-2Size: Under 20 kWOther2026March Monthly Peak | Portfolio Adjusted | 1-in-2 | Size: Under 20 kW | Other | 2026 | March Monthly Peak | 3 | 0.77215 | 0.75577 | 0.74846 | 0.74944 | 0.75952 | 0.79942 | 0.82679 | 0.86585 | 1.0869 | 1.2566 | 1.3556 | 1.3678 | 1.3347 | 1.3325 | 1.3256 | 1.3118 | 1.3261 | 1.299 | 1.2641 | 1.291 | 1.2109 | 1.1163 | 0.98458 | 0.81348 | 0 | 0 | 0 | 0 | 0 | 0 | 0 | 0 | 0 | 0 | 0 | 0 | 0 | 0 | 0.0022947 | 0.0066045 | 0.0085257 | 0.0093609 | 0 | 0 | 0 | 0 | 0 | 0 | 46.5872 | 46.1224 | 45.7184 | 45.4139 | 45.0189 | 44.5757 | 44.1534 | 43.923 | 45.6774 | 48.0189 | 50.2914 | 52.3617 | 53.9475 | 55.0287 | 55.5172 | 55.9547 | 55.7977 | 55.1384 | 53.5167 | 51.2295 | 49.6565 | 48.4382 | 47.5816 | 46.678 | 0.0056624 | 0.0068681 | 0.0033906 | 0.0044051 | 0.0049577 | 0.0096128 | 0.0074409 | 0.0043063 | 0.0044718 | 0.0050201 | 0.0055684 | 0.0056902 | 0.0053153 | 0.0052495 | 0.0049612 | 0.0048169 | 0.0047605 | 0.0047373 | 0.0046516 | 0.0053455 | 0.0056749 | 0.004977 | 0.0054106 | 0.0050139
Portfolio Adjusted1-in-2Size: Under 20 kWOther2026April Monthly Peak | Portfolio Adjusted | 1-in-2 | Size: Under 20 kW | Other | 2026 | April Monthly Peak | 4 | 0.83833 | 0.81606 | 0.80226 | 0.79885 | 0.80283 | 0.83577 | 0.81853 | 0.8693 | 1.108 | 1.3045 | 1.4601 | 1.5484 | 1.5873 | 1.6304 | 1.6691 | 1.6475 | 1.5558 | 1.3517 | 1.1625 | 1.1628 | 1.1495 | 1.0336 | 0.93775 | 0.8888 | 0 | 0 | 0 | 0 | 0 | 0 | 0 | 0 | 0 | 0 | 0 | 0 | 0 | 0 | 0.0028892 | 0.0082948 | 0.010003 | 0.0097409 | 0 | 0 | 0 | 0 | 0 | 0 | 61.882 | 60.6404 | 59.1728 | 57.922 | 57.0493 | 56.4205 | 55.8817 | 55.9568 | 58.6142 | 62.6517 | 67.9417 | 72.3823 | 75.7608 | 78.1702 | 79.2995 | 79.9348 | 79.9335 | 79.5797 | 78.3356 | 75.9345 | 72.1287 | 68.9892 | 66.809 | 64.5676 | 0.0061477 | 0.007416 | 0.0036343 | 0.0046955 | 0.0052404 | 0.01005 | 0.0073665 | 0.0043234 | 0.0045585 | 0.0052115 | 0.0059977 | 0.0064418 | 0.0063211 | 0.006423 | 0.0062466 | 0.0060496 | 0.0055851 | 0.0049295 | 0.0042774 | 0.0048146 | 0.005387 | 0.0046084 | 0.0051533 | 0.0054782
Portfolio Adjusted1-in-2Size: Under 20 kWOther2026May Monthly Peak | Portfolio Adjusted | 1-in-2 | Size: Under 20 kW | Other | 2026 | May Monthly Peak | 5 | 0.86274 | 0.84028 | 0.81971 | 0.81476 | 0.82112 | 0.83828 | 0.79163 | 0.90601 | 1.1787 | 1.4083 | 1.5838 | 1.6946 | 1.7248 | 1.7602 | 1.7895 | 1.7729 | 1.6603 | 1.4213 | 1.2022 | 1.1427 | 1.1791 | 1.0591 | 0.96054 | 0.91905 | 0 | 0 | 0 | 0 | 0 | 0 | 0 | 0 | 0 | 0 | 0 | 0 | 0 | 0 | 0.0030977 | 0.0089265 | 0.010674 | 0.010243 | 0 | 0 | 0 | 0 | 0 | 0 | 65.7186 | 64.5802 | 63.696 | 62.7373 | 61.9106 | 61.1468 | 60.3812 | 60.8016 | 63.3086 | 67.0994 | 70.8616 | 74.5745 | 77.7219 | 80.366 | 81.4897 | 81.9245 | 81.7232 | 81.1939 | 79.8994 | 77.5876 | 74.2049 | 71.3835 | 68.9393 | 67.2804 | 0.0063267 | 0.007636 | 0.0037134 | 0.004789 | 0.0053598 | 0.01008 | 0.0071245 | 0.004506 | 0.0048494 | 0.0056261 | 0.0065059 | 0.0070498 | 0.0068688 | 0.0069344 | 0.0066974 | 0.0065103 | 0.00596 | 0.0051834 | 0.0044235 | 0.0047314 | 0.0055258 | 0.004722 | 0.0052785 | 0.0056646
Portfolio Adjusted1-in-2Size: Under 20 kWOther2026June Monthly Peak | Portfolio Adjusted | 1-in-2 | Size: Under 20 kW | Other | 2026 | June Monthly Peak | 6 | 0.90186 | 0.87369 | 0.85082 | 0.84314 | 0.84565 | 0.84804 | 0.81383 | 0.98108 | 1.3132 | 1.596 | 1.8174 | 1.9518 | 2.0035 | 2.0476 | 2.0832 | 2.0627 | 1.9467 | 1.6863 | 1.4224 | 1.2782 | 1.2874 | 1.1873 | 1.0555 | 0.96648 | 0 | 0 | 0 | 0 | 0 | 0 | 0 | 0 | 0 | 0 | 0 | 0 | 0 | 0 | 0.0036061 | 0.010385 | 0.012515 | 0.012152 | 0 | 0 | 0 | 0 | 0 | 0 | 69.7086 | 68.2886 | 67.1324 | 66.072 | 64.9454 | 63.9135 | 62.9979 | 63.8706 | 67.5657 | 72.3327 | 77.0627 | 81.4731 | 84.613 | 86.2987 | 87.1609 | 87.5273 | 87.6091 | 87.2307 | 86.2 | 84.2688 | 81.2469 | 77.1305 | 74.4612 | 72.4298 | 0.0066136 | 0.0079397 | 0.0038543 | 0.0049558 | 0.0055199 | 0.010197 | 0.0073243 | 0.0048793 | 0.0054028 | 0.0063758 | 0.0074652 | 0.0081199 | 0.0079788 | 0.0080667 | 0.0077965 | 0.0075743 | 0.0069882 | 0.0061497 | 0.0052338 | 0.0052925 | 0.0060335 | 0.0052935 | 0.0058004 | 0.005957
Portfolio Adjusted1-in-2Size: Under 20 kWOther2026July Monthly Peak | Portfolio Adjusted | 1-in-2 | Size: Under 20 kW | Other | 2026 | July Monthly Peak | 7 | 0.9532 | 0.9231 | 0.89754 | 0.8873 | 0.89102 | 0.90825 | 0.87793 | 1.0771 | 1.4733 | 1.8222 | 2.098 | 2.2507 | 2.3138 | 2.3668 | 2.3877 | 2.3572 | 2.2417 | 1.9315 | 1.6063 | 1.4367 | 1.4172 | 1.2967 | 1.1497 | 1.0282 | 0 | 0 | 0 | 0 | 0 | 0 | 0 | 0 | 0 | 0 | 0 | 0 | 0 | 0 | 0.0041333 | 0.011868 | 0.014412 | 0.013919 | 0 | 0 | 0 | 0 | 0 | 0 | 75.6529 | 74.2621 | 73.3001 | 72.3603 | 71.3256 | 70.3619 | 69.5723 | 70.0473 | 73.3502 | 77.7721 | 82.2198 | 85.6468 | 88.7106 | 90.3997 | 91.3385 | 91.7737 | 91.6855 | 90.6227 | 89.4445 | 88.1056 | 85.5279 | 81.9331 | 79.4585 | 77.642 | 0.0069901 | 0.0083887 | 0.004066 | 0.0052154 | 0.0058161 | 0.010921 | 0.0079011 | 0.0053568 | 0.0060613 | 0.0072795 | 0.0086182 | 0.0093634 | 0.0092142 | 0.0093241 | 0.0089363 | 0.0086557 | 0.0080471 | 0.0070441 | 0.0059107 | 0.0059489 | 0.0066416 | 0.0057812 | 0.0063182 | 0.0063375
Portfolio Adjusted1-in-2Size: Under 20 kWOther2026August Monthly Peak | Portfolio Adjusted | 1-in-2 | Size: Under 20 kW | Other | 2026 | August Monthly Peak | 8 | 0.95251 | 0.92123 | 0.89648 | 0.88533 | 0.89317 | 0.92408 | 0.90308 | 1.0619 | 1.4469 | 1.7713 | 2.0435 | 2.1934 | 2.2477 | 2.2989 | 2.3363 | 2.3069 | 2.1832 | 1.8688 | 1.5695 | 1.4317 | 1.4035 | 1.258 | 1.1233 | 1.0211 | 0 | 0 | 0 | 0 | 0 | 0 | 0 | 0 | 0 | 0 | 0 | 0 | 0 | 0 | 0.0040442 | 0.011615 | 0.014036 | 0.013467 | 0 | 0 | 0 | 0 | 0 | 0 | 73.9605 | 72.7913 | 71.2907 | 70.0518 | 69.022 | 68.0853 | 67.4831 | 66.8569 | 69.1667 | 74.3971 | 80.037 | 84.577 | 88.0979 | 90.1517 | 91.4556 | 92.0568 | 91.8676 | 91.241 | 89.7774 | 87.1549 | 83.3406 | 80.1141 | 77.8135 | 76.0884 | 0.0069851 | 0.0083717 | 0.0040612 | 0.0052038 | 0.0058301 | 0.011112 | 0.0081275 | 0.0052811 | 0.0059527 | 0.0070762 | 0.0083942 | 0.0091251 | 0.0089509 | 0.0090568 | 0.0087436 | 0.008471 | 0.0078372 | 0.0068154 | 0.005775 | 0.0059279 | 0.0065775 | 0.0056087 | 0.0061731 | 0.0062933
Portfolio Adjusted1-in-2Size: Under 20 kWOther2026September Monthly Peak | Portfolio Adjusted | 1-in-2 | Size: Under 20 kW | Other | 2026 | September Monthly Peak | 9 | 0.92932 | 0.90036 | 0.87775 | 0.87073 | 0.87678 | 0.91578 | 0.94166 | 1.0338 | 1.3994 | 1.7208 | 1.9864 | 2.1493 | 2.204 | 2.2538 | 2.2868 | 2.2495 | 2.1112 | 1.7982 | 1.5068 | 1.4541 | 1.3398 | 1.1971 | 1.0739 | 0.98589 | 0 | 0 | 0 | 0 | 0 | 0 | 0 | 0 | 0 | 0 | 0 | 0 | 0 | 0 | 0.0039585 | 0.011326 | 0.013573 | 0.012959 | 0 | 0 | 0 | 0 | 0 | 0 | 72.2584 | 71.025 | 69.6564 | 68.3562 | 67.2272 | 66.289 | 65.7465 | 65.4432 | 67.8864 | 73.1891 | 78.768 | 83.5889 | 87.5565 | 89.8785 | 91.1744 | 91.5626 | 91.428 | 90.5813 | 89.1617 | 86.3298 | 82.1925 | 79.169 | 76.8602 | 75.2731 | 0.0068149 | 0.008182 | 0.0039763 | 0.005118 | 0.0057231 | 0.011012 | 0.0084747 | 0.0051413 | 0.0057576 | 0.0068742 | 0.0081595 | 0.0089416 | 0.0087772 | 0.0088789 | 0.0085584 | 0.0082605 | 0.0075787 | 0.0065579 | 0.0055446 | 0.0060206 | 0.0062789 | 0.005337 | 0.0059013 | 0.0060766
Portfolio Adjusted1-in-2Size: Under 20 kWOther2026October Monthly Peak | Portfolio Adjusted | 1-in-2 | Size: Under 20 kW | Other | 2026 | October Monthly Peak | 10 | 0.84579 | 0.82951 | 0.81799 | 0.81092 | 0.81512 | 0.84758 | 0.90199 | 0.91859 | 1.1729 | 1.4061 | 1.5842 | 1.6968 | 1.733 | 1.7915 | 1.8331 | 1.8065 | 1.6949 | 1.4456 | 1.3343 | 1.265 | 1.1636 | 1.0538 | 0.9593 | 0.89552 | 0 | 0 | 0 | 0 | 0 | 0 | 0 | 0 | 0 | 0 | 0 | 0 | 0 | 0 | 0.0031733 | 0.0090955 | 0.010896 | 0.010417 | 0 | 0 | 0 | 0 | 0 | 0 | 63.7676 | 62.8158 | 61.868 | 60.8407 | 59.8914 | 59.1449 | 58.2994 | 57.7046 | 58.5835 | 63.0191 | 69.2136 | 75.5857 | 80.5678 | 83.5654 | 84.7488 | 85.6353 | 85.7018 | 84.8505 | 82.6019 | 77.993 | 73.9077 | 70.7272 | 68.1966 | 66.1345 | 0.0062024 | 0.0075382 | 0.0037056 | 0.0047664 | 0.0053206 | 0.010192 | 0.0081177 | 0.0045686 | 0.0048258 | 0.0056171 | 0.0065076 | 0.0070591 | 0.0069013 | 0.0070576 | 0.0068607 | 0.0066336 | 0.0060842 | 0.0052719 | 0.0049096 | 0.0052376 | 0.0054531 | 0.0046982 | 0.0052717 | 0.0055196
Portfolio Adjusted1-in-2Size: Under 20 kWOther2026November Monthly Peak | Portfolio Adjusted | 1-in-2 | Size: Under 20 kW | Other | 2026 | November Monthly Peak | 11 | 0.81662 | 0.8013 | 0.79606 | 0.79142 | 0.79698 | 0.82729 | 0.80202 | 0.88504 | 1.1159 | 1.2882 | 1.3955 | 1.4454 | 1.4384 | 1.4487 | 1.4536 | 1.4208 | 1.359 | 1.3744 | 1.2439 | 1.134 | 1.0574 | 0.96643 | 0.88495 | 0.84683 | 0 | 0 | 0 | 0 | 0 | 0 | 0 | 0 | 0 | 0 | 0 | 0 | 0 | 0 | 0.0025162 | 0.0071534 | 0.0087368 | 0.0099047 | 0 | 0 | 0 | 0 | 0 | 0 | 55.5076 | 54.5707 | 53.7431 | 52.8125 | 51.7928 | 51.2027 | 50.9336 | 50.8994 | 53.1949 | 58.2433 | 63.1513 | 67.5048 | 70.3054 | 71.7619 | 72.3225 | 72.2144 | 70.8431 | 67.9694 | 64.4648 | 62.2656 | 60.5649 | 59.2074 | 58.0947 | 56.9768 | 0.0059885 | 0.0072818 | 0.0036062 | 0.0046518 | 0.0052022 | 0.009948 | 0.007218 | 0.0044017 | 0.0045913 | 0.0051464 | 0.0057323 | 0.0060133 | 0.0057281 | 0.0057074 | 0.0054401 | 0.0052171 | 0.0048784 | 0.0050124 | 0.0045769 | 0.0046952 | 0.0049552 | 0.0043087 | 0.0048631 | 0.0052195
Portfolio Adjusted1-in-2Size: Under 20 kWOther2026December Monthly Peak | Portfolio Adjusted | 1-in-2 | Size: Under 20 kW | Other | 2026 | December Monthly Peak | 12 | 0.82753 | 0.81911 | 0.81381 | 0.81652 | 0.82191 | 0.86095 | 0.89377 | 0.94697 | 1.2144 | 1.3918 | 1.4679 | 1.4596 | 1.4062 | 1.3656 | 1.3301 | 1.2977 | 1.3202 | 1.42 | 1.3195 | 1.2198 | 1.1437 | 1.0614 | 0.96053 | 0.85501 | 0 | 0 | 0 | 0 | 0 | 0 | 0 | 0 | 0 | 0 | 0 | 0 | 0 | 0 | 0.0023024 | 0.006534 | 0.0084874 | 0.010233 | 0 | 0 | 0 | 0 | 0 | 0 | 46.4603 | 45.8419 | 45.4468 | 44.8665 | 44.3455 | 43.8944 | 43.6158 | 43.5315 | 44.2165 | 47.468 | 51.1175 | 54.2994 | 56.3347 | 57.2234 | 57.9086 | 58.1361 | 57.4028 | 54.9735 | 51.9593 | 49.9251 | 48.4699 | 46.6059 | 44.8735 | 43.6224 | 0.0060685 | 0.0074437 | 0.0036867 | 0.0047993 | 0.0053649 | 0.010353 | 0.0080437 | 0.0047097 | 0.0049963 | 0.0055601 | 0.0060298 | 0.0060724 | 0.0055999 | 0.0053799 | 0.0049779 | 0.0047654 | 0.0047391 | 0.0051787 | 0.0048551 | 0.0050505 | 0.00536 | 0.0047323 | 0.0052784 | 0.0052699
Portfolio Adjusted1-in-2Size: Under 20 kWOther2026Typical Event Day | Portfolio Adjusted | 1-in-2 | Size: Under 20 kW | Other | 2026 | Typical Event Day | 8 | 0.94852 | 0.91763 | 0.89328 | 0.88235 | 0.89034 | 0.9212 | 0.89975 | 1.0535 | 1.43 | 1.7454 | 2.0097 | 2.1556 | 2.2091 | 2.2607 | 2.3002 | 2.2725 | 2.1498 | 1.8386 | 1.5463 | 1.4108 | 1.3861 | 1.2432 | 1.1116 | 1.015 | 0 | 0 | 0 | 0 | 0 | 0 | 0 | 0 | 0 | 0 | 0 | 0 | 0 | 0 | 0.0039817 | 0.011442 | 0.013821 | 0.013249 | 0 | 0 | 0 | 0 | 0 | 0 | 72.8951 | 71.5918 | 70.3449 | 69.2101 | 68.1301 | 67.1624 | 66.45 | 66.5545 | 69.4922 | 74.4228 | 79.5219 | 83.8214 | 87.2445 | 89.1822 | 90.2824 | 90.7301 | 90.6476 | 89.9189 | 88.6459 | 86.4648 | 83.077 | 79.5867 | 77.1483 | 75.3583 | 0.0069558 | 0.008339 | 0.0040467 | 0.0051863 | 0.0058116 | 0.011077 | 0.0080975 | 0.0052396 | 0.0058832 | 0.0069726 | 0.0082552 | 0.008968 | 0.0087973 | 0.0089063 | 0.0086085 | 0.0083448 | 0.0077171 | 0.006705 | 0.0056899 | 0.0058415 | 0.0064956 | 0.0055426 | 0.0061088 | 0.0062561
Portfolio Adjusted1-in-10Size: 20 kW to 199.99 kWAll2015January Monthly Peak | Portfolio Adjusted | 1-in-10 | Size: 20 kW to 199.99 kW | All | 2015 | January Monthly Peak | 1
Portfolio Adjusted1-in-10Size: 20 kW to 199.99 kWAll2015February Monthly Peak | Portfolio Adjusted | 1-in-10 | Size: 20 kW to 199.99 kW | All | 2015 | February Monthly Peak | 2
Portfolio Adjusted1-in-10Size: 20 kW to 199.99 kWAll2015March Monthly Peak | Portfolio Adjusted | 1-in-10 | Size: 20 kW to 199.99 kW | All | 2015 | March Monthly Peak | 3
Portfolio Adjusted1-in-10Size: 20 kW to 199.99 kWAll2015April Monthly Peak | Portfolio Adjusted | 1-in-10 | Size: 20 kW to 199.99 kW | All | 2015 | April Monthly Peak | 4
Portfolio Adjusted1-in-10Size: 20 kW to 199.99 kWAll2015May Monthly Peak | Portfolio Adjusted | 1-in-10 | Size: 20 kW to 199.99 kW | All | 2015 | May Monthly Peak | 5
Portfolio Adjusted1-in-10Size: 20 kW to 199.99 kWAll2015June Monthly Peak | Portfolio Adjusted | 1-in-10 | Size: 20 kW to 199.99 kW | All | 2015 | June Monthly Peak | 6
Portfolio Adjusted1-in-10Size: 20 kW to 199.99 kWAll2015July Monthly Peak | Portfolio Adjusted | 1-in-10 | Size: 20 kW to 199.99 kW | All | 2015 | July Monthly Peak | 7
Portfolio Adjusted1-in-10Size: 20 kW to 199.99 kWAll2015August Monthly Peak | Portfolio Adjusted | 1-in-10 | Size: 20 kW to 199.99 kW | All | 2015 | August Monthly Peak | 8
Portfolio Adjusted1-in-10Size: 20 kW to 199.99 kWAll2015September Monthly Peak | Portfolio Adjusted | 1-in-10 | Size: 20 kW to 199.99 kW | All | 2015 | September Monthly Peak | 9
Portfolio Adjusted1-in-10Size: 20 kW to 199.99 kWAll2015October Monthly Peak | Portfolio Adjusted | 1-in-10 | Size: 20 kW to 199.99 kW | All | 2015 | October Monthly Peak | 10
Portfolio Adjusted1-in-10Size: 20 kW to 199.99 kWAll2015November Monthly Peak | Portfolio Adjusted | 1-in-10 | Size: 20 kW to 199.99 kW | All | 2015 | November Monthly Peak | 11
Portfolio Adjusted1-in-10Size: 20 kW to 199.99 kWAll2015December Monthly Peak | Portfolio Adjusted | 1-in-10 | Size: 20 kW to 199.99 kW | All | 2015 | December Monthly Peak | 12
Portfolio Adjusted1-in-10Size: 20 kW to 199.99 kWAll2015Typical Event Day | Portfolio Adjusted | 1-in-10 | Size: 20 kW to 199.99 kW | All | 2015 | Typical Event Day | 8
Portfolio Adjusted1-in-10Size: 20 kW to 199.99 kWAll2016January Monthly Peak | Portfolio Adjusted | 1-in-10 | Size: 20 kW to 199.99 kW | All | 2016 | January Monthly Peak | 1
Portfolio Adjusted1-in-10Size: 20 kW to 199.99 kWAll2016February Monthly Peak | Portfolio Adjusted | 1-in-10 | Size: 20 kW to 199.99 kW | All | 2016 | February Monthly Peak | 2
Portfolio Adjusted1-in-10Size: 20 kW to 199.99 kWAll2016March Monthly Peak | Portfolio Adjusted | 1-in-10 | Size: 20 kW to 199.99 kW | All | 2016 | March Monthly Peak | 3
Portfolio Adjusted1-in-10Size: 20 kW to 199.99 kWAll2016April Monthly Peak | Portfolio Adjusted | 1-in-10 | Size: 20 kW to 199.99 kW | All | 2016 | April Monthly Peak | 4
Portfolio Adjusted1-in-10Size: 20 kW to 199.99 kWAll2016May Monthly Peak | Portfolio Adjusted | 1-in-10 | Size: 20 kW to 199.99 kW | All | 2016 | May Monthly Peak | 5
Portfolio Adjusted1-in-10Size: 20 kW to 199.99 kWAll2016June Monthly Peak | Portfolio Adjusted | 1-in-10 | Size: 20 kW to 199.99 kW | All | 2016 | June Monthly Peak | 6
Portfolio Adjusted1-in-10Size: 20 kW to 199.99 kWAll2016July Monthly Peak | Portfolio Adjusted | 1-in-10 | Size: 20 kW to 199.99 kW | All | 2016 | July Monthly Peak | 7
Portfolio Adjusted1-in-10Size: 20 kW to 199.99 kWAll2016August Monthly Peak | Portfolio Adjusted | 1-in-10 | Size: 20 kW to 199.99 kW | All | 2016 | August Monthly Peak | 8
Portfolio Adjusted1-in-10Size: 20 kW to 199.99 kWAll2016September Monthly Peak | Portfolio Adjusted | 1-in-10 | Size: 20 kW to 199.99 kW | All | 2016 | September Monthly Peak | 9
Portfolio Adjusted1-in-10Size: 20 kW to 199.99 kWAll2016October Monthly Peak | Portfolio Adjusted | 1-in-10 | Size: 20 kW to 199.99 kW | All | 2016 | October Monthly Peak | 10
Portfolio Adjusted1-in-10Size: 20 kW to 199.99 kWAll2016November Monthly Peak | Portfolio Adjusted | 1-in-10 | Size: 20 kW to 199.99 kW | All | 2016 | November Monthly Peak | 11
Portfolio Adjusted1-in-10Size: 20 kW to 199.99 kWAll2016December Monthly Peak | Portfolio Adjusted | 1-in-10 | Size: 20 kW to 199.99 kW | All | 2016 | December Monthly Peak | 12
Portfolio Adjusted1-in-10Size: 20 kW to 199.99 kWAll2016Typical Event Day | Portfolio Adjusted | 1-in-10 | Size: 20 kW to 199.99 kW | All | 2016 | Typical Event Day | 8
Portfolio Adjusted1-in-10Size: 20 kW to 199.99 kWAll2017January Monthly Peak | Portfolio Adjusted | 1-in-10 | Size: 20 kW to 199.99 kW | All | 2017 | January Monthly Peak | 1
Portfolio Adjusted1-in-10Size: 20 kW to 199.99 kWAll2017February Monthly Peak | Portfolio Adjusted | 1-in-10 | Size: 20 kW to 199.99 kW | All | 2017 | February Monthly Peak | 2
Portfolio Adjusted1-in-10Size: 20 kW to 199.99 kWAll2017March Monthly Peak | Portfolio Adjusted | 1-in-10 | Size: 20 kW to 199.99 kW | All | 2017 | March Monthly Peak | 3
Portfolio Adjusted1-in-10Size: 20 kW to 199.99 kWAll2017April Monthly Peak | Portfolio Adjusted | 1-in-10 | Size: 20 kW to 199.99 kW | All | 2017 | April Monthly Peak | 4
Portfolio Adjusted1-in-10Size: 20 kW to 199.99 kWAll2017May Monthly Peak | Portfolio Adjusted | 1-in-10 | Size: 20 kW to 199.99 kW | All | 2017 | May Monthly Peak | 5
Portfolio Adjusted1-in-10Size: 20 kW to 199.99 kWAll2017June Monthly Peak | Portfolio Adjusted | 1-in-10 | Size: 20 kW to 199.99 kW | All | 2017 | June Monthly Peak | 6
Portfolio Adjusted1-in-10Size: 20 kW to 199.99 kWAll2017July Monthly Peak | Portfolio Adjusted | 1-in-10 | Size: 20 kW to 199.99 kW | All | 2017 | July Monthly Peak | 7
Portfolio Adjusted1-in-10Size: 20 kW to 199.99 kWAll2017August Monthly Peak | Portfolio Adjusted | 1-in-10 | Size: 20 kW to 199.99 kW | All | 2017 | August Monthly Peak | 8
Portfolio Adjusted1-in-10Size: 20 kW to 199.99 kWAll2017September Monthly Peak | Portfolio Adjusted | 1-in-10 | Size: 20 kW to 199.99 kW | All | 2017 | September Monthly Peak | 9
Portfolio Adjusted1-in-10Size: 20 kW to 199.99 kWAll2017October Monthly Peak | Portfolio Adjusted | 1-in-10 | Size: 20 kW to 199.99 kW | All | 2017 | October Monthly Peak | 10
Portfolio Adjusted1-in-10Size: 20 kW to 199.99 kWAll2017November Monthly Peak | Portfolio Adjusted | 1-in-10 | Size: 20 kW to 199.99 kW | All | 2017 | November Monthly Peak | 11
Portfolio Adjusted1-in-10Size: 20 kW to 199.99 kWAll2017December Monthly Peak | Portfolio Adjusted | 1-in-10 | Size: 20 kW to 199.99 kW | All | 2017 | December Monthly Peak | 12
Portfolio Adjusted1-in-10Size: 20 kW to 199.99 kWAll2017Typical Event Day | Portfolio Adjusted | 1-in-10 | Size: 20 kW to 199.99 kW | All | 2017 | Typical Event Day | 8
Portfolio Adjusted1-in-10Size: 20 kW to 199.99 kWAll2018January Monthly Peak | Portfolio Adjusted | 1-in-10 | Size: 20 kW to 199.99 kW | All | 2018 | January Monthly Peak | 1
Portfolio Adjusted1-in-10Size: 20 kW to 199.99 kWAll2018February Monthly Peak | Portfolio Adjusted | 1-in-10 | Size: 20 kW to 199.99 kW | All | 2018 | February Monthly Peak | 2
Portfolio Adjusted1-in-10Size: 20 kW to 199.99 kWAll2018March Monthly Peak | Portfolio Adjusted | 1-in-10 | Size: 20 kW to 199.99 kW | All | 2018 | March Monthly Peak | 3
Portfolio Adjusted1-in-10Size: 20 kW to 199.99 kWAll2018April Monthly Peak | Portfolio Adjusted | 1-in-10 | Size: 20 kW to 199.99 kW | All | 2018 | April Monthly Peak | 4 | 13.3939 | 12.7279 | 12.3048 | 12.2661 | 12.7073 | 13.924 | 15.9614 | 17.9915 | 21.0467 | 23.7365 | 25.9597 | 27.5176 | 28.4136 | 29.1246 | 29.2871 | 28.8017 | 27.488 | 25.3008 | 22.9314 | 22.3609 | 21.325 | 19.4879 | 17.0622 | 15.0465 | 0 | 0 | 0 | 0 | 0 | 0 | 0 | 0 | 0 | 0 | 0 | 0 | 0 | 0 | 0.2792 | 0.27864 | 0.27293 | 0.19439 | 0 | 0 | 0 | 0 | 0 | 0 | 68.5314 | 67.0658 | 65.4261 | 64.0559 | 62.9256 | 61.9682 | 61.3933 | 61.404 | 64.644 | 70.6918 | 76.7987 | 82.1017 | 85.3543 | 87.2149 | 88.005 | 88.5329 | 88.4275 | 87.8106 | 85.9621 | 82.6007 | 78.1821 | 74.2712 | 71.5955 | 69.9288 | 0.020833 | 0.021312 | 0.02022 | 0.017703 | 0.018258 | 0.019332 | 0.022713 | 0.026673 | 0.031148 | 0.034111 | 0.03602 | 0.037743 | 0.03901 | 0.039588 | 0.038951 | 0.035895 | 0.032585 | 0.029922 | 0.026945 | 0.026848 | 0.026576 | 0.024266 | 0.022911 | 0.023736
Portfolio Adjusted1-in-10Size: 20 kW to 199.99 kWAll2018May Monthly Peak | Portfolio Adjusted | 1-in-10 | Size: 20 kW to 199.99 kW | All | 2018 | May Monthly Peak | 5 | 13.9258 | 13.218 | 12.7841 | 12.7185 | 13.1858 | 14.4308 | 16.2391 | 18.8113 | 22.236 | 25.0962 | 27.4058 | 28.9488 | 29.7486 | 30.3683 | 30.4353 | 29.8833 | 28.5487 | 26.282 | 23.7594 | 22.7417 | 22.1138 | 20.2789 | 17.7573 | 15.7152 | 0 | 0 | 0 | 0 | 0 | 0 | 0 | 0 | 0 | 0 | 0 | 0 | 0 | 0 | 0.29015 | 0.28911 | 0.28346 | 0.20193 | 0 | 0 | 0 | 0 | 0 | 0 | 71.0117 | 69.5619 | 68.1248 | 67.0272 | 65.9902 | 65.1006 | 64.6885 | 65.0612 | 68.5829 | 74.305 | 79.9963 | 84.1637 | 87.1835 | 89.189 | 90.7106 | 91.4461 | 91.367 | 90.4797 | 88.6945 | 86.1866 | 82.5572 | 78.5542 | 75.5802 | 73.0228 | 0.021827 | 0.02229 | 0.021144 | 0.018471 | 0.019072 | 0.020194 | 0.023294 | 0.028098 | 0.033234 | 0.036453 | 0.038449 | 0.040159 | 0.041291 | 0.041715 | 0.0409 | 0.037647 | 0.034188 | 0.031414 | 0.028193 | 0.027571 | 0.027773 | 0.025458 | 0.024035 | 0.024965
Portfolio Adjusted1-in-10Size: 20 kW to 199.99 kWAll2018June Monthly Peak | Portfolio Adjusted | 1-in-10 | Size: 20 kW to 199.99 kW | All | 2018 | June Monthly Peak | 6 | 14.6385 | 13.8894 | 13.4046 | 13.3028 | 13.7161 | 15.0075 | 17.1223 | 20.2033 | 23.9545 | 27.1134 | 29.5174 | 31.138 | 31.8513 | 32.5101 | 32.5836 | 31.9401 | 30.6251 | 28.2661 | 25.5477 | 23.9436 | 23.183 | 21.3527 | 18.7232 | 16.5426 | 0 | 0 | 0 | 0 | 0 | 0 | 0 | 0 | 0 | 0 | 0 | 0 | 0 | 0 | 0.31063 | 0.309 | 0.30408 | 0.21717 | 0 | 0 | 0 | 0 | 0 | 0 | 72.6791 | 71.3487 | 70.2915 | 69.167 | 68.1817 | 66.9473 | 66.3934 | 67.3013 | 70.9773 | 76.0889 | 81.1677 | 84.9559 | 87.491 | 89.1783 | 90.5493 | 91.2126 | 91.7256 | 91.2198 | 90.0943 | 88.0354 | 84.5371 | 80.6167 | 78.0223 | 76.1554 | 0.023114 | 0.023617 | 0.022329 | 0.019457 | 0.019943 | 0.02117 | 0.024773 | 0.030454 | 0.036132 | 0.039764 | 0.041785 | 0.0436 | 0.044641 | 0.045087 | 0.044187 | 0.040589 | 0.037043 | 0.034104 | 0.030565 | 0.029278 | 0.029349 | 0.026993 | 0.025532 | 0.026497
Portfolio Adjusted1-in-10Size: 20 kW to 199.99 kWAll2018July Monthly Peak | Portfolio Adjusted | 1-in-10 | Size: 20 kW to 199.99 kW | All | 2018 | July Monthly Peak | 7 | 15.2915 | 14.4928 | 13.9925 | 13.8795 | 14.3198 | 15.9027 | 18.3269 | 21.5378 | 25.36 | 28.5031 | 30.93 | 32.5802 | 33.3442 | 34.0301 | 34.1253 | 33.4304 | 32.1225 | 29.6812 | 26.6984 | 24.9994 | 24.2055 | 22.292 | 19.5813 | 17.3092 | 0 | 0 | 0 | 0 | 0 | 0 | 0 | 0 | 0 | 0 | 0 | 0 | 0 | 0 | 0.32532 | 0.32342 | 0.31894 | 0.22804 | 0 | 0 | 0 | 0 | 0 | 0 | 74.7896 | 73.7811 | 72.807 | 71.9392 | 71.1949 | 70.4824 | 69.9689 | 70.2465 | 73.3884 | 78.2017 | 82.8422 | 86.3737 | 88.7789 | 90.5007 | 91.7606 | 92.1703 | 92.5128 | 91.6695 | 90.0068 | 87.7496 | 84.8 | 81.7636 | 79.6366 | 78.1679 | 0.024147 | 0.024653 | 0.023333 | 0.020315 | 0.020827 | 0.022415 | 0.026539 | 0.032411 | 0.038167 | 0.041752 | 0.043736 | 0.045582 | 0.046707 | 0.047161 | 0.04625 | 0.042447 | 0.038817 | 0.035775 | 0.031891 | 0.030491 | 0.030562 | 0.028119 | 0.026643 | 0.027666
Portfolio Adjusted1-in-10Size: 20 kW to 199.99 kWAll2018August Monthly Peak | Portfolio Adjusted | 1-in-10 | Size: 20 kW to 199.99 kW | All | 2018 | August Monthly Peak | 8 | 15.5441 | 14.7084 | 14.198 | 14.1059 | 14.5794 | 16.1957 | 18.7409 | 21.7939 | 25.8826 | 29.2101 | 31.8118 | 33.4891 | 34.2508 | 34.9094 | 34.9804 | 34.2859 | 32.9074 | 30.3053 | 27.1058 | 25.6889 | 24.6855 | 22.5754 | 19.8434 | 17.4937 | 0 | 0 | 0 | 0 | 0 | 0 | 0 | 0 | 0 | 0 | 0 | 0 | 0 | 0 | 0.33347 | 0.3317 | 0.32674 | 0.23284 | 0 | 0 | 0 | 0 | 0 | 0 | 75.9865 | 75.0135 | 73.9591 | 73.1285 | 72.3671 | 71.7337 | 71.2154 | 71.2146 | 73.9216 | 78.6257 | 83.0443 | 87.2477 | 90.444 | 92.6262 | 93.8185 | 94.2917 | 94.0238 | 93.1891 | 92.0072 | 89.4701 | 85.5922 | 82.4867 | 80.4879 | 78.764 | 0.024443 | 0.024926 | 0.02359 | 0.020575 | 0.02114 | 0.022713 | 0.026979 | 0.032625 | 0.038699 | 0.04251 | 0.04467 | 0.046551 | 0.04768 | 0.048095 | 0.047112 | 0.043233 | 0.039488 | 0.03627 | 0.032165 | 0.031129 | 0.031017 | 0.028344 | 0.026868 | 0.027814
Portfolio Adjusted1-in-10Size: 20 kW to 199.99 kWAll2018September Monthly Peak | Portfolio Adjusted | 1-in-10 | Size: 20 kW to 199.99 kW | All | 2018 | September Monthly Peak | 9 | 15.4971 | 14.7482 | 14.2662 | 14.1651 | 14.6854 | 16.3703 | 19.2866 | 22.0587 | 26.345 | 29.8577 | 32.5018 | 34.1792 | 34.9172 | 35.5301 | 35.4187 | 34.4855 | 32.9177 | 30.1418 | 27.0636 | 26.2329 | 24.5479 | 22.4107 | 19.6292 | 17.3842 | 0 | 0 | 0 | 0 | 0 | 0 | 0 | 0 | 0 | 0 | 0 | 0 | 0 | 0 | 0.33765 | 0.33363 | 0.32684 | 0.23158 | 0 | 0 | 0 | 0 | 0 | 0 | 77.2912 | 76.0793 | 74.8882 | 74.1182 | 73.113 | 72.1818 | 71.6138 | 71.5544 | 73.7981 | 78.5924 | 83.8869 | 88.9444 | 92.8501 | 95.3794 | 96.0767 | 96.4237 | 96.2325 | 95.31 | 93.6347 | 90.7059 | 86.6322 | 83.1725 | 80.7804 | 78.9717 | 0.024303 | 0.02493 | 0.02364 | 0.020599 | 0.021224 | 0.022881 | 0.02764 | 0.032895 | 0.03916 | 0.043182 | 0.045433 | 0.047292 | 0.048407 | 0.04876 | 0.047547 | 0.043389 | 0.039438 | 0.036005 | 0.032056 | 0.031708 | 0.030768 | 0.028038 | 0.02648 | 0.027582
Portfolio Adjusted1-in-10Size: 20 kW to 199.99 kWAll2018October Monthly Peak | Portfolio Adjusted | 1-in-10 | Size: 20 kW to 199.99 kW | All | 2018 | October Monthly Peak | 10 | 14.1672 | 13.4701 | 13.0626 | 12.9844 | 13.451 | 14.8743 | 17.6206 | 19.6183 | 22.8491 | 25.8714 | 28.1685 | 29.7786 | 30.5462 | 31.282 | 31.3614 | 30.6309 | 29.1452 | 26.6786 | 24.9544 | 23.8618 | 22.234 | 20.3451 | 17.8137 | 15.8145 | 0 | 0 | 0 | 0 | 0 | 0 | 0 | 0 | 0 | 0 | 0 | 0 | 0 | 0 | 0.29897 | 0.29634 | 0.28938 | 0.20497 | 0 | 0 | 0 | 0 | 0 | 0 | 73.0044 | 72.093 | 71.1441 | 69.8139 | 68.8212 | 68.0036 | 67.6035 | 67.2857 | 68.1901 | 72.3274 | 77.4566 | 82.2218 | 85.5982 | 87.9877 | 89.1459 | 89.5287 | 88.8479 | 87.1279 | 84.4812 | 81.4176 | 78.3393 | 76.126 | 74.4266 | 72.998 | 0.022123 | 0.022664 | 0.02157 | 0.018835 | 0.019406 | 0.020738 | 0.025165 | 0.029209 | 0.033889 | 0.037332 | 0.039264 | 0.041079 | 0.042177 | 0.042727 | 0.041905 | 0.038364 | 0.034719 | 0.031733 | 0.029431 | 0.028773 | 0.02778 | 0.025352 | 0.023946 | 0.024987
Portfolio Adjusted1-in-10Size: 20 kW to 199.99 kWAll2018November Monthly Peak | Portfolio Adjusted | 1-in-10 | Size: 20 kW to 199.99 kW | All | 2018 | November Monthly Peak | 11 | 12.4716 | 11.9024 | 11.6519 | 11.6638 | 12.1448 | 13.4046 | 15.1493 | 16.9185 | 19.3686 | 21.3364 | 22.8941 | 23.9154 | 24.5309 | 25.004 | 24.9758 | 24.3031 | 23.3108 | 22.7092 | 20.9461 | 19.7468 | 18.589 | 17.1032 | 15.2096 | 13.646 | 0 | 0 | 0 | 0 | 0 | 0 | 0 | 0 | 0 | 0 | 0 | 0 | 0 | 0 | 0.2381 | 0.23512 | 0.23145 | 0.17448 | 0 | 0 | 0 | 0 | 0 | 0 | 61.0374 | 59.7178 | 58.7171 | 57.4239 | 56.5159 | 55.8812 | 55.4613 | 55.4921 | 57.8375 | 62.327 | 67.6854 | 71.916 | 74.5863 | 76.2473 | 77.282 | 77.4025 | 76.3704 | 74.0912 | 71.4287 | 68.4568 | 66.2988 | 64.7417 | 63.1654 | 62.139 | 0.019321 | 0.01987 | 0.019107 | 0.016778 | 0.017408 | 0.018503 | 0.021452 | 0.024946 | 0.028481 | 0.030471 | 0.031544 | 0.032542 | 0.03337 | 0.033649 | 0.032893 | 0.030017 | 0.0274 | 0.026679 | 0.024472 | 0.023619 | 0.023048 | 0.021178 | 0.020304 | 0.02138
Portfolio Adjusted1-in-10Size: 20 kW to 199.99 kWAll2018December Monthly Peak | Portfolio Adjusted | 1-in-10 | Size: 20 kW to 199.99 kW | All | 2018 | December Monthly Peak | 12 | 12.1632 | 11.911 | 11.7856 | 11.9234 | 12.3782 | 14.3538 | 17.4412 | 19.2959 | 21.66 | 22.4653 | 22.2241 | 21.7422 | 20.8699 | 20.5527 | 19.9821 | 18.8181 | 18.5647 | 18.6965 | 17.7808 | 17.0412 | 16.5102 | 15.6357 | 14.5813 | 13.3246 | 0 | 0 | 0 | 0 | 0 | 0 | 0 | 0 | 0 | 0 | 0 | 0 | 0 | 0 | 0.19049 | 0.18206 | 0.18433 | 0.14365 | 0 | 0 | 0 | 0 | 0 | 0 | 42.3269 | 41.6693 | 41.2113 | 40.7968 | 40.324 | 39.6068 | 39.5988 | 39.5411 | 40.3009 | 42.7679 | 45.3801 | 47.697 | 49.1333 | 49.7158 | 50.0775 | 50.114 | 49.4805 | 48.0165 | 46.3327 | 45.2029 | 44.2681 | 43.3617 | 42.8744 | 42.4204 | 0.018746 | 0.01986 | 0.01929 | 0.017114 | 0.017638 | 0.019981 | 0.025142 | 0.028948 | 0.032362 | 0.032748 | 0.031347 | 0.030445 | 0.02922 | 0.02848 | 0.027008 | 0.023843 | 0.022505 | 0.022447 | 0.020947 | 0.02043 | 0.020454 | 0.019269 | 0.019431 | 0.020825
Portfolio Adjusted1-in-10Size: 20 kW to 199.99 kWAll2018Typical Event Day | Portfolio Adjusted | 1-in-10 | Size: 20 kW to 199.99 kW | All | 2018 | Typical Event Day | 8 | 15.428 | 14.5969 | 14.0922 | 14.0028 | 14.4752 | 16.0649 | 18.5604 | 21.5489 | 25.537 | 28.7861 | 31.345 | 33.002 | 33.7755 | 34.4512 | 34.5497 | 33.8953 | 32.5438 | 29.9819 | 26.83 | 25.4335 | 24.4556 | 22.3675 | 19.66 | 17.3333 | 0 | 0 | 0 | 0 | 0 | 0 | 0 | 0 | 0 | 0 | 0 | 0 | 0 | 0 | 0.32937 | 0.32792 | 0.32313 | 0.23035 | 0 | 0 | 0 | 0 | 0 | 0 | 75.1866 | 74.0557 | 72.9865 | 72.0883 | 71.2142 | 70.3363 | 69.7979 | 70.0792 | 73.0213 | 77.8772 | 82.7353 | 86.8804 | 89.891 | 91.9211 | 93.0513 | 93.5246 | 93.6237 | 92.8471 | 91.4357 | 88.9903 | 85.3904 | 82.0099 | 79.7318 | 78.0147 | 0.024282 | 0.024757 | 0.023434 | 0.020441 | 0.021007 | 0.022543 | 0.026734 | 0.032284 | 0.03823 | 0.041957 | 0.044083 | 0.045944 | 0.047089 | 0.04753 | 0.046592 | 0.042789 | 0.03909 | 0.035921 | 0.031875 | 0.030858 | 0.030763 | 0.028116 | 0.026649 | 0.027589
Portfolio Adjusted1-in-10Size: 20 kW to 199.99 kWAll2019January Monthly Peak | Portfolio Adjusted | 1-in-10 | Size: 20 kW to 199.99 kW | All | 2019 | January Monthly Peak | 1 | 11.71 | 11.6598 | 11.5893 | 11.7763 | 12.0812 | 14.5757 | 18.4039 | 20.3673 | 22.8277 | 23.5949 | 22.9156 | 22.2581 | 20.9253 | 20.438 | 19.5913 | 17.9254 | 17.493 | 17.6146 | 16.8384 | 16.0315 | 15.6037 | 14.6885 | 13.8147 | 12.7737 | 0 | 0 | 0 | 0 | 0 | 0 | 0 | 0 | 0 | 0 | 0 | 0 | 0 | 0 | 0.18677 | 0.17342 | 0.17369 | 0.13533 | 0 | 0 | 0 | 0 | 0 | 0 | 39.6331 | 39.146 | 38.5398 | 37.7829 | 37.3027 | 36.8597 | 36.331 | 36.0498 | 36.6898 | 39.5298 | 42.383 | 44.6982 | 46.378 | 47.5504 | 48.5538 | 48.7632 | 48.4505 | 47.4128 | 45.6321 | 44.4853 | 43.5072 | 43.0123 | 42.423 | 41.7588 | 0.017954 | 0.019391 | 0.018906 | 0.016873 | 0.017128 | 0.020499 | 0.0271 | 0.031249 | 0.034823 | 0.035089 | 0.032912 | 0.031788 | 0.029788 | 0.028807 | 0.02687 | 0.023051 | 0.021609 | 0.021348 | 0.019847 | 0.019153 | 0.019263 | 0.017989 | 0.018364 | 0.01994
Portfolio Adjusted1-in-10Size: 20 kW to 199.99 kWAll2019February Monthly Peak | Portfolio Adjusted | 1-in-10 | Size: 20 kW to 199.99 kW | All | 2019 | February Monthly Peak | 2 | 11.9076 | 11.547 | 11.367 | 11.5048 | 11.9558 | 13.5903 | 16.1597 | 17.6526 | 19.8401 | 21.0535 | 21.5246 | 21.7627 | 21.5926 | 21.749 | 21.564 | 20.6952 | 19.86 | 19.2539 | 18.7904 | 17.7909 | 17.0204 | 15.7943 | 14.2769 | 12.9527 | 0 | 0 | 0 | 0 | 0 | 0 | 0 | 0 | 0 | 0 | 0 | 0 | 0 | 0 | 0.20557 | 0.20022 | 0.19719 | 0.14793 | 0 | 0 | 0 | 0 | 0 | 0 | 46.9784 | 46.5875 | 46.2653 | 45.7652 | 45.4899 | 44.9341 | 44.3759 | 44.5537 | 45.7444 | 49.152 | 52.3334 | 55.1211 | 56.8778 | 57.8945 | 58.5469 | 58.798 | 58.1241 | 57.1264 | 55.0706 | 52.9608 | 51.4701 | 50.1414 | 49.046 | 47.7578 | 0.018379 | 0.019245 | 0.018594 | 0.016533 | 0.017063 | 0.018928 | 0.023298 | 0.026504 | 0.029722 | 0.030697 | 0.030315 | 0.030357 | 0.03008 | 0.02998 | 0.029021 | 0.026131 | 0.023918 | 0.02305 | 0.022176 | 0.021398 | 0.021166 | 0.019541 | 0.019073 | 0.020298
Portfolio Adjusted1-in-10Size: 20 kW to 199.99 kWAll2019March Monthly Peak | Portfolio Adjusted | 1-in-10 | Size: 20 kW to 199.99 kW | All | 2019 | March Monthly Peak | 3 | 12.6088 | 12.0288 | 11.6975 | 11.7095 | 12.142 | 13.3698 | 15.6769 | 17.1497 | 19.2943 | 21.2586 | 22.7906 | 23.9169 | 24.6106 | 25.3073 | 25.5575 | 25.1306 | 24.1002 | 22.4728 | 21.0016 | 20.5424 | 19.4295 | 17.8123 | 15.7024 | 13.9836 | 0 | 0 | 0 | 0 | 0 | 0 | 0 | 0 | 0 | 0 | 0 | 0 | 0 | 0 | 0.24364 | 0.24313 | 0.23929 | 0.17266 | 0 | 0 | 0 | 0 | 0 | 0 | 58.0436 | 56.7407 | 55.8822 | 55.1663 | 54.2959 | 53.3135 | 52.7265 | 53.2933 | 56.8309 | 61.9784 | 67.1251 | 71.4914 | 74.4344 | 75.9675 | 76.6918 | 77.1065 | 76.7194 | 75.4653 | 73.0065 | 69.4317 | 66.2193 | 63.3043 | 61.009 | 59.277 | 0.019523 | 0.020049 | 0.019147 | 0.016842 | 0.017388 | 0.018535 | 0.022333 | 0.025465 | 0.028605 | 0.030604 | 0.031652 | 0.032815 | 0.033797 | 0.034398 | 0.033968 | 0.031301 | 0.028551 | 0.026556 | 0.024639 | 0.024623 | 0.024141 | 0.022084 | 0.020989 | 0.021947
Portfolio Adjusted1-in-10Size: 20 kW to 199.99 kWAll2019April Monthly Peak | Portfolio Adjusted | 1-in-10 | Size: 20 kW to 199.99 kW | All | 2019 | April Monthly Peak | 4 | 13.3939 | 12.7279 | 12.3048 | 12.2661 | 12.7073 | 13.924 | 15.9614 | 17.9915 | 21.0467 | 23.7365 | 25.9597 | 27.5176 | 28.4136 | 29.1246 | 29.2871 | 28.8017 | 27.488 | 25.3008 | 22.9314 | 22.3609 | 21.325 | 19.4879 | 17.0622 | 15.0465 | 0 | 0 | 0 | 0 | 0 | 0 | 0 | 0 | 0 | 0 | 0 | 0 | 0 | 0 | 0.2792 | 0.27864 | 0.27293 | 0.19439 | 0 | 0 | 0 | 0 | 0 | 0 | 68.5314 | 67.0658 | 65.4261 | 64.0559 | 62.9256 | 61.9682 | 61.3933 | 61.404 | 64.644 | 70.6918 | 76.7987 | 82.1017 | 85.3543 | 87.2149 | 88.005 | 88.5329 | 88.4275 | 87.8106 | 85.9621 | 82.6007 | 78.1821 | 74.2712 | 71.5955 | 69.9288 | 0.020833 | 0.021312 | 0.02022 | 0.017703 | 0.018258 | 0.019332 | 0.022713 | 0.026673 | 0.031148 | 0.034111 | 0.03602 | 0.037743 | 0.03901 | 0.039588 | 0.038951 | 0.035895 | 0.032585 | 0.029922 | 0.026945 | 0.026848 | 0.026576 | 0.024266 | 0.022911 | 0.023736
Portfolio Adjusted1-in-10Size: 20 kW to 199.99 kWAll2019May Monthly Peak | Portfolio Adjusted | 1-in-10 | Size: 20 kW to 199.99 kW | All | 2019 | May Monthly Peak | 5 | 13.9258 | 13.218 | 12.7841 | 12.7185 | 13.1858 | 14.4308 | 16.2391 | 18.8113 | 22.236 | 25.0962 | 27.4058 | 28.9488 | 29.7486 | 30.3683 | 30.4353 | 29.8833 | 28.5487 | 26.282 | 23.7594 | 22.7417 | 22.1138 | 20.2789 | 17.7573 | 15.7152 | 0 | 0 | 0 | 0 | 0 | 0 | 0 | 0 | 0 | 0 | 0 | 0 | 0 | 0 | 0.29015 | 0.28911 | 0.28346 | 0.20193 | 0 | 0 | 0 | 0 | 0 | 0 | 71.0117 | 69.5619 | 68.1248 | 67.0272 | 65.9902 | 65.1006 | 64.6885 | 65.0612 | 68.5829 | 74.305 | 79.9963 | 84.1637 | 87.1835 | 89.189 | 90.7106 | 91.4461 | 91.367 | 90.4797 | 88.6945 | 86.1866 | 82.5572 | 78.5542 | 75.5802 | 73.0228 | 0.021827 | 0.02229 | 0.021144 | 0.018471 | 0.019072 | 0.020194 | 0.023294 | 0.028098 | 0.033234 | 0.036453 | 0.038449 | 0.040159 | 0.041291 | 0.041715 | 0.0409 | 0.037647 | 0.034188 | 0.031414 | 0.028193 | 0.027571 | 0.027773 | 0.025458 | 0.024035 | 0.024965
Portfolio Adjusted1-in-10Size: 20 kW to 199.99 kWAll2019June Monthly Peak | Portfolio Adjusted | 1-in-10 | Size: 20 kW to 199.99 kW | All | 2019 | June Monthly Peak | 6 | 14.6385 | 13.8894 | 13.4046 | 13.3028 | 13.7161 | 15.0075 | 17.1223 | 20.2033 | 23.9545 | 27.1134 | 29.5174 | 31.138 | 31.8513 | 32.5101 | 32.5836 | 31.9401 | 30.6251 | 28.2661 | 25.5477 | 23.9436 | 23.183 | 21.3527 | 18.7232 | 16.5426 | 0 | 0 | 0 | 0 | 0 | 0 | 0 | 0 | 0 | 0 | 0 | 0 | 0 | 0 | 0.31063 | 0.309 | 0.30408 | 0.21717 | 0 | 0 | 0 | 0 | 0 | 0 | 72.6791 | 71.3487 | 70.2915 | 69.167 | 68.1817 | 66.9472 | 66.3934 | 67.3013 | 70.9773 | 76.0889 | 81.1677 | 84.9559 | 87.491 | 89.1783 | 90.5493 | 91.2126 | 91.7256 | 91.2198 | 90.0943 | 88.0354 | 84.5371 | 80.6167 | 78.0223 | 76.1554 | 0.023114 | 0.023617 | 0.022329 | 0.019457 | 0.019943 | 0.02117 | 0.024773 | 0.030454 | 0.036132 | 0.039764 | 0.041785 | 0.0436 | 0.044641 | 0.045087 | 0.044187 | 0.040589 | 0.037043 | 0.034104 | 0.030565 | 0.029278 | 0.029349 | 0.026993 | 0.025532 | 0.026497
Portfolio Adjusted1-in-10Size: 20 kW to 199.99 kWAll2019July Monthly Peak | Portfolio Adjusted | 1-in-10 | Size: 20 kW to 199.99 kW | All | 2019 | July Monthly Peak | 7 | 15.2915 | 14.4928 | 13.9925 | 13.8795 | 14.3198 | 15.9027 | 18.3269 | 21.5378 | 25.36 | 28.5031 | 30.93 | 32.5802 | 33.3442 | 34.0301 | 34.1253 | 33.4304 | 32.1225 | 29.6811 | 26.6984 | 24.9994 | 24.2055 | 22.292 | 19.5813 | 17.3092 | 0 | 0 | 0 | 0 | 0 | 0 | 0 | 0 | 0 | 0 | 0 | 0 | 0 | 0 | 0.32532 | 0.32342 | 0.31894 | 0.22804 | 0 | 0 | 0 | 0 | 0 | 0 | 74.7896 | 73.7811 | 72.807 | 71.9392 | 71.1949 | 70.4824 | 69.9689 | 70.2466 | 73.3884 | 78.2017 | 82.8422 | 86.3737 | 88.7789 | 90.5007 | 91.7606 | 92.1703 | 92.5128 | 91.6695 | 90.0068 | 87.7496 | 84.8 | 81.7636 | 79.6366 | 78.1679 | 0.024147 | 0.024653 | 0.023333 | 0.020315 | 0.020827 | 0.022415 | 0.026539 | 0.032411 | 0.038167 | 0.041752 | 0.043736 | 0.045582 | 0.046707 | 0.047161 | 0.04625 | 0.042447 | 0.038817 | 0.035775 | 0.031891 | 0.030491 | 0.030562 | 0.028119 | 0.026643 | 0.027666
Portfolio Adjusted1-in-10Size: 20 kW to 199.99 kWAll2019August Monthly Peak | Portfolio Adjusted | 1-in-10 | Size: 20 kW to 199.99 kW | All | 2019 | August Monthly Peak | 8 | 15.5441 | 14.7084 | 14.198 | 14.1059 | 14.5794 | 16.1957 | 18.7409 | 21.7939 | 25.8826 | 29.2101 | 31.8118 | 33.4891 | 34.2508 | 34.9094 | 34.9804 | 34.2859 | 32.9073 | 30.3053 | 27.1058 | 25.6889 | 24.6855 | 22.5754 | 19.8434 | 17.4937 | 0 | 0 | 0 | 0 | 0 | 0 | 0 | 0 | 0 | 0 | 0 | 0 | 0 | 0 | 0.33347 | 0.3317 | 0.32674 | 0.23284 | 0 | 0 | 0 | 0 | 0 | 0 | 75.9865 | 75.0135 | 73.9591 | 73.1285 | 72.3671 | 71.7337 | 71.2154 | 71.2146 | 73.9216 | 78.6257 | 83.0443 | 87.2477 | 90.444 | 92.6262 | 93.8185 | 94.2917 | 94.0238 | 93.1891 | 92.0072 | 89.4701 | 85.5922 | 82.4867 | 80.4879 | 78.764 | 0.024443 | 0.024926 | 0.02359 | 0.020575 | 0.02114 | 0.022713 | 0.026979 | 0.032625 | 0.038699 | 0.04251 | 0.04467 | 0.046551 | 0.04768 | 0.048095 | 0.047112 | 0.043233 | 0.039488 | 0.03627 | 0.032165 | 0.031129 | 0.031017 | 0.028344 | 0.026868 | 0.027814
Portfolio Adjusted1-in-10Size: 20 kW to 199.99 kWAll2019September Monthly Peak | Portfolio Adjusted | 1-in-10 | Size: 20 kW to 199.99 kW | All | 2019 | September Monthly Peak | 9 | 15.4971 | 14.7482 | 14.2662 | 14.1651 | 14.6854 | 16.3703 | 19.2866 | 22.0587 | 26.345 | 29.8577 | 32.5018 | 34.1792 | 34.9172 | 35.5301 | 35.4187 | 34.4855 | 32.9177 | 30.1418 | 27.0636 | 26.2329 | 24.5479 | 22.4107 | 19.6292 | 17.3842 | 0 | 0 | 0 | 0 | 0 | 0 | 0 | 0 | 0 | 0 | 0 | 0 | 0 | 0 | 0.33765 | 0.33363 | 0.32684 | 0.23158 | 0 | 0 | 0 | 0 | 0 | 0 | 77.2912 | 76.0793 | 74.8882 | 74.1182 | 73.113 | 72.1818 | 71.6138 | 71.5544 | 73.7981 | 78.5924 | 83.8869 | 88.9444 | 92.8501 | 95.3794 | 96.0767 | 96.4237 | 96.2325 | 95.31 | 93.6347 | 90.706 | 86.6322 | 83.1725 | 80.7805 | 78.9717 | 0.024303 | 0.02493 | 0.02364 | 0.020599 | 0.021224 | 0.022881 | 0.02764 | 0.032895 | 0.03916 | 0.043182 | 0.045433 | 0.047292 | 0.048407 | 0.04876 | 0.047547 | 0.043389 | 0.039438 | 0.036005 | 0.032056 | 0.031708 | 0.030768 | 0.028038 | 0.02648 | 0.027582
Portfolio Adjusted1-in-10Size: 20 kW to 199.99 kWAll2019October Monthly Peak | Portfolio Adjusted | 1-in-10 | Size: 20 kW to 199.99 kW | All | 2019 | October Monthly Peak | 10 | 14.1672 | 13.4701 | 13.0626 | 12.9844 | 13.451 | 14.8743 | 17.6206 | 19.6183 | 22.8491 | 25.8714 | 28.1685 | 29.7786 | 30.5462 | 31.282 | 31.3614 | 30.6309 | 29.1452 | 26.6786 | 24.9544 | 23.8618 | 22.234 | 20.3451 | 17.8137 | 15.8145 | 0 | 0 | 0 | 0 | 0 | 0 | 0 | 0 | 0 | 0 | 0 | 0 | 0 | 0 | 0.29897 | 0.29634 | 0.28938 | 0.20497 | 0 | 0 | 0 | 0 | 0 | 0 | 73.0044 | 72.093 | 71.1441 | 69.8139 | 68.8212 | 68.0036 | 67.6035 | 67.2857 | 68.1901 | 72.3274 | 77.4566 | 82.2218 | 85.5982 | 87.9877 | 89.1459 | 89.5287 | 88.8479 | 87.1279 | 84.4812 | 81.4176 | 78.3393 | 76.126 | 74.4266 | 72.998 | 0.022123 | 0.022664 | 0.02157 | 0.018835 | 0.019406 | 0.020738 | 0.025165 | 0.029209 | 0.033889 | 0.037332 | 0.039264 | 0.041079 | 0.042177 | 0.042727 | 0.041905 | 0.038364 | 0.034719 | 0.031733 | 0.029431 | 0.028773 | 0.02778 | 0.025352 | 0.023946 | 0.024987
Portfolio Adjusted1-in-10Size: 20 kW to 199.99 kWAll2019November Monthly Peak | Portfolio Adjusted | 1-in-10 | Size: 20 kW to 199.99 kW | All | 2019 | November Monthly Peak | 11 | 12.4716 | 11.9024 | 11.6519 | 11.6638 | 12.1448 | 13.4046 | 15.1493 | 16.9185 | 19.3686 | 21.3364 | 22.8941 | 23.9154 | 24.5309 | 25.004 | 24.9758 | 24.3031 | 23.3108 | 22.7092 | 20.9461 | 19.7468 | 18.589 | 17.1032 | 15.2096 | 13.646 | 0 | 0 | 0 | 0 | 0 | 0 | 0 | 0 | 0 | 0 | 0 | 0 | 0 | 0 | 0.2381 | 0.23512 | 0.23145 | 0.17448 | 0 | 0 | 0 | 0 | 0 | 0 | 61.0374 | 59.7178 | 58.7171 | 57.4239 | 56.5159 | 55.8812 | 55.4613 | 55.4921 | 57.8375 | 62.327 | 67.6854 | 71.916 | 74.5863 | 76.2473 | 77.282 | 77.4025 | 76.3704 | 74.0912 | 71.4287 | 68.4568 | 66.2988 | 64.7417 | 63.1654 | 62.139 | 0.019321 | 0.01987 | 0.019107 | 0.016778 | 0.017408 | 0.018503 | 0.021452 | 0.024946 | 0.028481 | 0.030471 | 0.031544 | 0.032542 | 0.03337 | 0.033649 | 0.032893 | 0.030017 | 0.0274 | 0.026679 | 0.024472 | 0.023619 | 0.023048 | 0.021178 | 0.020304 | 0.02138
Portfolio Adjusted1-in-10Size: 20 kW to 199.99 kWAll2019December Monthly Peak | Portfolio Adjusted | 1-in-10 | Size: 20 kW to 199.99 kW | All | 2019 | December Monthly Peak | 12 | 12.1632 | 11.911 | 11.7856 | 11.9234 | 12.3782 | 14.3538 | 17.4412 | 19.2959 | 21.66 | 22.4653 | 22.2241 | 21.7422 | 20.8699 | 20.5527 | 19.9821 | 18.8181 | 18.5647 | 18.6965 | 17.7808 | 17.0412 | 16.5102 | 15.6357 | 14.5813 | 13.3246 | 0 | 0 | 0 | 0 | 0 | 0 | 0 | 0 | 0 | 0 | 0 | 0 | 0 | 0 | 0.19049 | 0.18206 | 0.18433 | 0.14365 | 0 | 0 | 0 | 0 | 0 | 0 | 42.3269 | 41.6693 | 41.2113 | 40.7968 | 40.324 | 39.6068 | 39.5988 | 39.5411 | 40.3009 | 42.7679 | 45.3801 | 47.697 | 49.1333 | 49.7158 | 50.0775 | 50.114 | 49.4805 | 48.0165 | 46.3327 | 45.2029 | 44.2681 | 43.3617 | 42.8744 | 42.4204 | 0.018746 | 0.01986 | 0.01929 | 0.017114 | 0.017638 | 0.019981 | 0.025142 | 0.028948 | 0.032362 | 0.032748 | 0.031347 | 0.030445 | 0.02922 | 0.02848 | 0.027008 | 0.023843 | 0.022505 | 0.022447 | 0.020947 | 0.02043 | 0.020454 | 0.019269 | 0.019431 | 0.020825
Portfolio Adjusted1-in-10Size: 20 kW to 199.99 kWAll2019Typical Event Day | Portfolio Adjusted | 1-in-10 | Size: 20 kW to 199.99 kW | All | 2019 | Typical Event Day | 8 | 15.428 | 14.5969 | 14.0922 | 14.0028 | 14.4752 | 16.0649 | 18.5604 | 21.5489 | 25.537 | 28.7861 | 31.345 | 33.002 | 33.7755 | 34.4512 | 34.5497 | 33.8953 | 32.5438 | 29.9819 | 26.83 | 25.4335 | 24.4556 | 22.3675 | 19.66 | 17.3333 | 0 | 0 | 0 | 0 | 0 | 0 | 0 | 0 | 0 | 0 | 0 | 0 | 0 | 0 | 0.32937 | 0.32792 | 0.32313 | 0.23035 | 0 | 0 | 0 | 0 | 0 | 0 | 75.1866 | 74.0557 | 72.9865 | 72.0882 | 71.2142 | 70.3363 | 69.7979 | 70.0792 | 73.0213 | 77.8772 | 82.7353 | 86.8804 | 89.891 | 91.9211 | 93.0513 | 93.5246 | 93.6237 | 92.8471 | 91.4357 | 88.9903 | 85.3904 | 82.0099 | 79.7318 | 78.0147 | 0.024282 | 0.024757 | 0.023434 | 0.020441 | 0.021007 | 0.022543 | 0.026734 | 0.032284 | 0.03823 | 0.041957 | 0.044083 | 0.045944 | 0.047089 | 0.04753 | 0.046592 | 0.042789 | 0.03909 | 0.035921 | 0.031875 | 0.030858 | 0.030763 | 0.028116 | 0.026649 | 0.027589
Portfolio Adjusted1-in-10Size: 20 kW to 199.99 kWAll2020January Monthly Peak | Portfolio Adjusted | 1-in-10 | Size: 20 kW to 199.99 kW | All | 2020 | January Monthly Peak | 1 | 11.71 | 11.6598 | 11.5893 | 11.7763 | 12.0812 | 14.5757 | 18.4039 | 20.3673 | 22.8277 | 23.5949 | 22.9156 | 22.2581 | 20.9253 | 20.438 | 19.5913 | 17.9254 | 17.493 | 17.6146 | 16.8384 | 16.0315 | 15.6037 | 14.6885 | 13.8147 | 12.7737 | 0 | 0 | 0 | 0 | 0 | 0 | 0 | 0 | 0 | 0 | 0 | 0 | 0 | 0 | 0.18677 | 0.17342 | 0.17369 | 0.13533 | 0 | 0 | 0 | 0 | 0 | 0 | 39.6331 | 39.146 | 38.5398 | 37.7829 | 37.3027 | 36.8597 | 36.331 | 36.0498 | 36.6898 | 39.5298 | 42.383 | 44.6982 | 46.378 | 47.5504 | 48.5538 | 48.7632 | 48.4505 | 47.4128 | 45.6321 | 44.4853 | 43.5072 | 43.0123 | 42.423 | 41.7589 | 0.017954 | 0.019391 | 0.018906 | 0.016873 | 0.017128 | 0.020499 | 0.0271 | 0.031249 | 0.034823 | 0.035089 | 0.032912 | 0.031788 | 0.029788 | 0.028807 | 0.02687 | 0.023051 | 0.021609 | 0.021348 | 0.019847 | 0.019153 | 0.019263 | 0.017989 | 0.018364 | 0.01994
Portfolio Adjusted1-in-10Size: 20 kW to 199.99 kWAll2020February Monthly Peak | Portfolio Adjusted | 1-in-10 | Size: 20 kW to 199.99 kW | All | 2020 | February Monthly Peak | 2 | 11.9076 | 11.547 | 11.367 | 11.5048 | 11.9558 | 13.5903 | 16.1597 | 17.6526 | 19.8402 | 21.0535 | 21.5246 | 21.7627 | 21.5926 | 21.749 | 21.564 | 20.6952 | 19.86 | 19.2539 | 18.7904 | 17.7909 | 17.0204 | 15.7943 | 14.2769 | 12.9527 | 0 | 0 | 0 | 0 | 0 | 0 | 0 | 0 | 0 | 0 | 0 | 0 | 0 | 0 | 0.20557 | 0.20022 | 0.19719 | 0.14793 | 0 | 0 | 0 | 0 | 0 | 0 | 46.9784 | 46.5875 | 46.2653 | 45.7652 | 45.4899 | 44.9341 | 44.3759 | 44.5537 | 45.7444 | 49.152 | 52.3334 | 55.1211 | 56.8778 | 57.8945 | 58.5469 | 58.798 | 58.1241 | 57.1264 | 55.0706 | 52.9608 | 51.4701 | 50.1414 | 49.046 | 47.7578 | 0.018379 | 0.019245 | 0.018594 | 0.016533 | 0.017063 | 0.018928 | 0.023298 | 0.026504 | 0.029722 | 0.030697 | 0.030315 | 0.030357 | 0.03008 | 0.02998 | 0.029021 | 0.026131 | 0.023918 | 0.02305 | 0.022176 | 0.021398 | 0.021166 | 0.019541 | 0.019073 | 0.020298
Portfolio Adjusted1-in-10Size: 20 kW to 199.99 kWAll2020March Monthly Peak | Portfolio Adjusted | 1-in-10 | Size: 20 kW to 199.99 kW | All | 2020 | March Monthly Peak | 3 | 12.6088 | 12.0288 | 11.6975 | 11.7095 | 12.142 | 13.3698 | 15.6769 | 17.1497 | 19.2943 | 21.2586 | 22.7906 | 23.9169 | 24.6106 | 25.3073 | 25.5575 | 25.1306 | 24.1002 | 22.4728 | 21.0016 | 20.5424 | 19.4295 | 17.8123 | 15.7024 | 13.9836 | 0 | 0 | 0 | 0 | 0 | 0 | 0 | 0 | 0 | 0 | 0 | 0 | 0 | 0 | 0.24364 | 0.24313 | 0.23929 | 0.17266 | 0 | 0 | 0 | 0 | 0 | 0 | 58.0436 | 56.7407 | 55.8822 | 55.1663 | 54.2959 | 53.3135 | 52.7265 | 53.2933 | 56.8309 | 61.9784 | 67.1251 | 71.4914 | 74.4344 | 75.9675 | 76.6918 | 77.1064 | 76.7194 | 75.4653 | 73.0065 | 69.4317 | 66.2193 | 63.3043 | 61.009 | 59.277 | 0.019523 | 0.020049 | 0.019147 | 0.016842 | 0.017388 | 0.018535 | 0.022333 | 0.025465 | 0.028605 | 0.030604 | 0.031652 | 0.032815 | 0.033797 | 0.034398 | 0.033968 | 0.031301 | 0.028551 | 0.026556 | 0.024639 | 0.024623 | 0.024141 | 0.022084 | 0.020989 | 0.021947
Portfolio Adjusted1-in-10Size: 20 kW to 199.99 kWAll2020April Monthly Peak | Portfolio Adjusted | 1-in-10 | Size: 20 kW to 199.99 kW | All | 2020 | April Monthly Peak | 4 | 13.3939 | 12.7279 | 12.3048 | 12.2661 | 12.7073 | 13.924 | 15.9614 | 17.9915 | 21.0467 | 23.7365 | 25.9597 | 27.5176 | 28.4136 | 29.1246 | 29.2871 | 28.8017 | 27.488 | 25.3008 | 22.9314 | 22.3609 | 21.325 | 19.4879 | 17.0622 | 15.0465 | 0 | 0 | 0 | 0 | 0 | 0 | 0 | 0 | 0 | 0 | 0 | 0 | 0 | 0 | 0.2792 | 0.27864 | 0.27293 | 0.19439 | 0 | 0 | 0 | 0 | 0 | 0 | 68.5314 | 67.0658 | 65.4261 | 64.0559 | 62.9256 | 61.9682 | 61.3933 | 61.404 | 64.644 | 70.6918 | 76.7987 | 82.1017 | 85.3543 | 87.2149 | 88.005 | 88.5329 | 88.4275 | 87.8106 | 85.9621 | 82.6007 | 78.1821 | 74.2712 | 71.5955 | 69.9288 | 0.020833 | 0.021312 | 0.02022 | 0.017703 | 0.018258 | 0.019332 | 0.022713 | 0.026673 | 0.031148 | 0.034111 | 0.03602 | 0.037743 | 0.03901 | 0.039588 | 0.038951 | 0.035895 | 0.032585 | 0.029922 | 0.026945 | 0.026848 | 0.026576 | 0.024266 | 0.022911 | 0.023736
Portfolio Adjusted1-in-10Size: 20 kW to 199.99 kWAll2020May Monthly Peak | Portfolio Adjusted | 1-in-10 | Size: 20 kW to 199.99 kW | All | 2020 | May Monthly Peak | 5 | 13.9258 | 13.218 | 12.7841 | 12.7185 | 13.1858 | 14.4308 | 16.2391 | 18.8113 | 22.236 | 25.0962 | 27.4058 | 28.9488 | 29.7486 | 30.3683 | 30.4353 | 29.8833 | 28.5487 | 26.282 | 23.7594 | 22.7417 | 22.1138 | 20.2789 | 17.7573 | 15.7152 | 0 | 0 | 0 | 0 | 0 | 0 | 0 | 0 | 0 | 0 | 0 | 0 | 0 | 0 | 0.29015 | 0.28911 | 0.28346 | 0.20193 | 0 | 0 | 0 | 0 | 0 | 0 | 71.0117 | 69.5619 | 68.1248 | 67.0272 | 65.9902 | 65.1006 | 64.6885 | 65.0612 | 68.5829 | 74.305 | 79.9963 | 84.1637 | 87.1835 | 89.189 | 90.7106 | 91.4461 | 91.367 | 90.4797 | 88.6945 | 86.1866 | 82.5572 | 78.5542 | 75.5802 | 73.0228 | 0.021827 | 0.02229 | 0.021144 | 0.018471 | 0.019072 | 0.020194 | 0.023294 | 0.028098 | 0.033234 | 0.036453 | 0.038449 | 0.040159 | 0.041291 | 0.041715 | 0.0409 | 0.037647 | 0.034188 | 0.031414 | 0.028193 | 0.027571 | 0.027773 | 0.025458 | 0.024035 | 0.024965
Portfolio Adjusted1-in-10Size: 20 kW to 199.99 kWAll2020June Monthly Peak | Portfolio Adjusted | 1-in-10 | Size: 20 kW to 199.99 kW | All | 2020 | June Monthly Peak | 6 | 14.6385 | 13.8894 | 13.4046 | 13.3028 | 13.7161 | 15.0075 | 17.1223 | 20.2033 | 23.9545 | 27.1134 | 29.5174 | 31.138 | 31.8513 | 32.5101 | 32.5836 | 31.9401 | 30.6251 | 28.2661 | 25.5477 | 23.9436 | 23.183 | 21.3527 | 18.7232 | 16.5426 | 0 | 0 | 0 | 0 | 0 | 0 | 0 | 0 | 0 | 0 | 0 | 0 | 0 | 0 | 0.31063 | 0.309 | 0.30408 | 0.21717 | 0 | 0 | 0 | 0 | 0 | 0 | 72.6791 | 71.3487 | 70.2915 | 69.167 | 68.1817 | 66.9472 | 66.3934 | 67.3013 | 70.9773 | 76.0889 | 81.1677 | 84.9559 | 87.491 | 89.1783 | 90.5493 | 91.2126 | 91.7256 | 91.2198 | 90.0943 | 88.0354 | 84.5371 | 80.6167 | 78.0223 | 76.1554 | 0.023114 | 0.023617 | 0.022329 | 0.019457 | 0.019943 | 0.02117 | 0.024773 | 0.030454 | 0.036132 | 0.039764 | 0.041785 | 0.0436 | 0.044641 | 0.045087 | 0.044187 | 0.040589 | 0.037043 | 0.034104 | 0.030565 | 0.029278 | 0.029349 | 0.026993 | 0.025532 | 0.026497
Portfolio Adjusted1-in-10Size: 20 kW to 199.99 kWAll2020July Monthly Peak | Portfolio Adjusted | 1-in-10 | Size: 20 kW to 199.99 kW | All | 2020 | July Monthly Peak | 7 | 15.2915 | 14.4928 | 13.9925 | 13.8795 | 14.3198 | 15.9027 | 18.3269 | 21.5378 | 25.36 | 28.5031 | 30.93 | 32.5802 | 33.3442 | 34.0301 | 34.1253 | 33.4304 | 32.1225 | 29.6811 | 26.6984 | 24.9994 | 24.2055 | 22.292 | 19.5813 | 17.3092 | 0 | 0 | 0 | 0 | 0 | 0 | 0 | 0 | 0 | 0 | 0 | 0 | 0 | 0 | 0.32532 | 0.32342 | 0.31894 | 0.22804 | 0 | 0 | 0 | 0 | 0 | 0 | 74.7896 | 73.7811 | 72.807 | 71.9392 | 71.1949 | 70.4824 | 69.9689 | 70.2466 | 73.3884 | 78.2017 | 82.8422 | 86.3737 | 88.7789 | 90.5007 | 91.7606 | 92.1703 | 92.5128 | 91.6695 | 90.0068 | 87.7496 | 84.8 | 81.7636 | 79.6366 | 78.1679 | 0.024147 | 0.024653 | 0.023333 | 0.020315 | 0.020827 | 0.022415 | 0.026539 | 0.032411 | 0.038167 | 0.041752 | 0.043736 | 0.045582 | 0.046707 | 0.047161 | 0.04625 | 0.042447 | 0.038817 | 0.035775 | 0.031891 | 0.030491 | 0.030562 | 0.028119 | 0.026643 | 0.027666
Portfolio Adjusted1-in-10Size: 20 kW to 199.99 kWAll2020August Monthly Peak | Portfolio Adjusted | 1-in-10 | Size: 20 kW to 199.99 kW | All | 2020 | August Monthly Peak | 8 | 15.5441 | 14.7084 | 14.198 | 14.1059 | 14.5794 | 16.1957 | 18.7409 | 21.7939 | 25.8826 | 29.2101 | 31.8118 | 33.4891 | 34.2508 | 34.9094 | 34.9804 | 34.2859 | 32.9073 | 30.3053 | 27.1058 | 25.6889 | 24.6855 | 22.5754 | 19.8434 | 17.4937 | 0 | 0 | 0 | 0 | 0 | 0 | 0 | 0 | 0 | 0 | 0 | 0 | 0 | 0 | 0.33347 | 0.3317 | 0.32674 | 0.23284 | 0 | 0 | 0 | 0 | 0 | 0 | 75.9865 | 75.0135 | 73.9591 | 73.1285 | 72.3671 | 71.7337 | 71.2154 | 71.2146 | 73.9216 | 78.6257 | 83.0443 | 87.2477 | 90.444 | 92.6262 | 93.8185 | 94.2917 | 94.0238 | 93.1891 | 92.0072 | 89.4701 | 85.5922 | 82.4867 | 80.4879 | 78.764 | 0.024443 | 0.024926 | 0.02359 | 0.020575 | 0.02114 | 0.022713 | 0.026979 | 0.032625 | 0.038699 | 0.04251 | 0.04467 | 0.046551 | 0.04768 | 0.048095 | 0.047112 | 0.043233 | 0.039488 | 0.03627 | 0.032165 | 0.031129 | 0.031017 | 0.028344 | 0.026868 | 0.027814
Portfolio Adjusted1-in-10Size: 20 kW to 199.99 kWAll2020September Monthly Peak | Portfolio Adjusted | 1-in-10 | Size: 20 kW to 199.99 kW | All | 2020 | September Monthly Peak | 9 | 15.4971 | 14.7482 | 14.2662 | 14.1651 | 14.6854 | 16.3703 | 19.2866 | 22.0587 | 26.345 | 29.8577 | 32.5018 | 34.1792 | 34.9172 | 35.5301 | 35.4187 | 34.4855 | 32.9177 | 30.1418 | 27.0636 | 26.2329 | 24.5479 | 22.4107 | 19.6292 | 17.3842 | 0 | 0 | 0 | 0 | 0 | 0 | 0 | 0 | 0 | 0 | 0 | 0 | 0 | 0 | 0.33765 | 0.33363 | 0.32684 | 0.23158 | 0 | 0 | 0 | 0 | 0 | 0 | 77.2912 | 76.0793 | 74.8882 | 74.1182 | 73.113 | 72.1818 | 71.6138 | 71.5544 | 73.7981 | 78.5924 | 83.8869 | 88.9444 | 92.8501 | 95.3794 | 96.0767 | 96.4237 | 96.2325 | 95.31 | 93.6347 | 90.706 | 86.6322 | 83.1725 | 80.7805 | 78.9717 | 0.024303 | 0.02493 | 0.02364 | 0.020599 | 0.021224 | 0.022881 | 0.02764 | 0.032895 | 0.03916 | 0.043182 | 0.045433 | 0.047292 | 0.048407 | 0.04876 | 0.047547 | 0.043389 | 0.039438 | 0.036005 | 0.032056 | 0.031708 | 0.030768 | 0.028038 | 0.02648 | 0.027582
Portfolio Adjusted1-in-10Size: 20 kW to 199.99 kWAll2020October Monthly Peak | Portfolio Adjusted | 1-in-10 | Size: 20 kW to 199.99 kW | All | 2020 | October Monthly Peak | 10 | 14.1672 | 13.4701 | 13.0626 | 12.9844 | 13.451 | 14.8743 | 17.6206 | 19.6183 | 22.8491 | 25.8714 | 28.1685 | 29.7786 | 30.5462 | 31.282 | 31.3614 | 30.6309 | 29.1452 | 26.6786 | 24.9544 | 23.8618 | 22.234 | 20.3451 | 17.8137 | 15.8145 | 0 | 0 | 0 | 0 | 0 | 0 | 0 | 0 | 0 | 0 | 0 | 0 | 0 | 0 | 0.29897 | 0.29634 | 0.28938 | 0.20497 | 0 | 0 | 0 | 0 | 0 | 0 | 73.0044 | 72.093 | 71.1441 | 69.8139 | 68.8212 | 68.0036 | 67.6035 | 67.2857 | 68.1901 | 72.3274 | 77.4566 | 82.2218 | 85.5982 | 87.9877 | 89.1459 | 89.5287 | 88.8479 | 87.1279 | 84.4812 | 81.4176 | 78.3393 | 76.126 | 74.4266 | 72.998 | 0.022123 | 0.022664 | 0.02157 | 0.018835 | 0.019406 | 0.020738 | 0.025165 | 0.029209 | 0.033889 | 0.037332 | 0.039264 | 0.041079 | 0.042177 | 0.042727 | 0.041905 | 0.038364 | 0.034719 | 0.031733 | 0.029431 | 0.028773 | 0.02778 | 0.025352 | 0.023946 | 0.024987
Portfolio Adjusted1-in-10Size: 20 kW to 199.99 kWAll2020November Monthly Peak | Portfolio Adjusted | 1-in-10 | Size: 20 kW to 199.99 kW | All | 2020 | November Monthly Peak | 11 | 12.4716 | 11.9024 | 11.6519 | 11.6638 | 12.1448 | 13.4046 | 15.1493 | 16.9185 | 19.3686 | 21.3364 | 22.8941 | 23.9154 | 24.5309 | 25.004 | 24.9758 | 24.3031 | 23.3108 | 22.7092 | 20.9461 | 19.7468 | 18.589 | 17.1032 | 15.2096 | 13.646 | 0 | 0 | 0 | 0 | 0 | 0 | 0 | 0 | 0 | 0 | 0 | 0 | 0 | 0 | 0.2381 | 0.23512 | 0.23145 | 0.17448 | 0 | 0 | 0 | 0 | 0 | 0 | 61.0374 | 59.7178 | 58.7171 | 57.4239 | 56.5159 | 55.8812 | 55.4613 | 55.4921 | 57.8375 | 62.327 | 67.6854 | 71.916 | 74.5863 | 76.2473 | 77.282 | 77.4025 | 76.3704 | 74.0912 | 71.4287 | 68.4568 | 66.2988 | 64.7417 | 63.1654 | 62.139 | 0.019321 | 0.01987 | 0.019107 | 0.016778 | 0.017408 | 0.018503 | 0.021452 | 0.024946 | 0.028481 | 0.030471 | 0.031544 | 0.032542 | 0.03337 | 0.033649 | 0.032893 | 0.030017 | 0.0274 | 0.026679 | 0.024472 | 0.023619 | 0.023048 | 0.021178 | 0.020304 | 0.02138
Portfolio Adjusted1-in-10Size: 20 kW to 199.99 kWAll2020December Monthly Peak | Portfolio Adjusted | 1-in-10 | Size: 20 kW to 199.99 kW | All | 2020 | December Monthly Peak | 12 | 12.1632 | 11.911 | 11.7856 | 11.9234 | 12.3782 | 14.3538 | 17.4412 | 19.2959 | 21.66 | 22.4653 | 22.2241 | 21.7422 | 20.8699 | 20.5527 | 19.9821 | 18.8181 | 18.5647 | 18.6965 | 17.7808 | 17.0412 | 16.5102 | 15.6357 | 14.5813 | 13.3246 | 0 | 0 | 0 | 0 | 0 | 0 | 0 | 0 | 0 | 0 | 0 | 0 | 0 | 0 | 0.19049 | 0.18206 | 0.18433 | 0.14365 | 0 | 0 | 0 | 0 | 0 | 0 | 42.3269 | 41.6693 | 41.2113 | 40.7968 | 40.324 | 39.6068 | 39.5988 | 39.5411 | 40.3009 | 42.7679 | 45.3801 | 47.697 | 49.1333 | 49.7158 | 50.0775 | 50.114 | 49.4805 | 48.0165 | 46.3327 | 45.2029 | 44.2681 | 43.3617 | 42.8744 | 42.4204 | 0.018746 | 0.01986 | 0.01929 | 0.017114 | 0.017638 | 0.019981 | 0.025142 | 0.028948 | 0.032362 | 0.032748 | 0.031347 | 0.030445 | 0.02922 | 0.02848 | 0.027008 | 0.023843 | 0.022505 | 0.022447 | 0.020947 | 0.02043 | 0.020454 | 0.019269 | 0.019431 | 0.020825
Portfolio Adjusted1-in-10Size: 20 kW to 199.99 kWAll2020Typical Event Day | Portfolio Adjusted | 1-in-10 | Size: 20 kW to 199.99 kW | All | 2020 | Typical Event Day | 8 | 15.428 | 14.5969 | 14.0922 | 14.0028 | 14.4752 | 16.0649 | 18.5604 | 21.5489 | 25.537 | 28.7861 | 31.345 | 33.002 | 33.7755 | 34.4512 | 34.5497 | 33.8953 | 32.5438 | 29.9819 | 26.83 | 25.4335 | 24.4556 | 22.3675 | 19.66 | 17.3333 | 0 | 0 | 0 | 0 | 0 | 0 | 0 | 0 | 0 | 0 | 0 | 0 | 0 | 0 | 0.32937 | 0.32792 | 0.32313 | 0.23035 | 0 | 0 | 0 | 0 | 0 | 0 | 75.1866 | 74.0557 | 72.9865 | 72.0882 | 71.2142 | 70.3363 | 69.7979 | 70.0792 | 73.0213 | 77.8772 | 82.7353 | 86.8804 | 89.891 | 91.9211 | 93.0513 | 93.5246 | 93.6237 | 92.8471 | 91.4357 | 88.9903 | 85.3904 | 82.0099 | 79.7318 | 78.0147 | 0.024282 | 0.024757 | 0.023434 | 0.020441 | 0.021007 | 0.022543 | 0.026734 | 0.032284 | 0.03823 | 0.041957 | 0.044083 | 0.045944 | 0.047089 | 0.04753 | 0.046592 | 0.042789 | 0.03909 | 0.035921 | 0.031875 | 0.030858 | 0.030763 | 0.028116 | 0.026649 | 0.027589
Portfolio Adjusted1-in-10Size: 20 kW to 199.99 kWAll2021January Monthly Peak | Portfolio Adjusted | 1-in-10 | Size: 20 kW to 199.99 kW | All | 2021 | January Monthly Peak | 1 | 11.71 | 11.6598 | 11.5893 | 11.7763 | 12.0812 | 14.5757 | 18.4039 | 20.3673 | 22.8277 | 23.5949 | 22.9156 | 22.2581 | 20.9253 | 20.438 | 19.5913 | 17.9254 | 17.493 | 17.6146 | 16.8384 | 16.0315 | 15.6037 | 14.6885 | 13.8147 | 12.7737 | 0 | 0 | 0 | 0 | 0 | 0 | 0 | 0 | 0 | 0 | 0 | 0 | 0 | 0 | 0.18677 | 0.17342 | 0.17369 | 0.13533 | 0 | 0 | 0 | 0 | 0 | 0 | 39.6331 | 39.146 | 38.5398 | 37.7829 | 37.3027 | 36.8597 | 36.331 | 36.0498 | 36.6898 | 39.5298 | 42.383 | 44.6982 | 46.378 | 47.5504 | 48.5538 | 48.7632 | 48.4505 | 47.4128 | 45.6321 | 44.4853 | 43.5072 | 43.0123 | 42.423 | 41.7589 | 0.017954 | 0.019391 | 0.018906 | 0.016873 | 0.017128 | 0.020499 | 0.0271 | 0.031249 | 0.034823 | 0.035089 | 0.032912 | 0.031788 | 0.029788 | 0.028807 | 0.02687 | 0.023051 | 0.021609 | 0.021348 | 0.019847 | 0.019153 | 0.019263 | 0.017989 | 0.018364 | 0.01994
Portfolio Adjusted1-in-10Size: 20 kW to 199.99 kWAll2021February Monthly Peak | Portfolio Adjusted | 1-in-10 | Size: 20 kW to 199.99 kW | All | 2021 | February Monthly Peak | 2 | 11.9076 | 11.547 | 11.367 | 11.5048 | 11.9558 | 13.5903 | 16.1597 | 17.6526 | 19.8402 | 21.0535 | 21.5246 | 21.7627 | 21.5926 | 21.749 | 21.564 | 20.6952 | 19.86 | 19.2539 | 18.7904 | 17.7909 | 17.0204 | 15.7943 | 14.2769 | 12.9527 | 0 | 0 | 0 | 0 | 0 | 0 | 0 | 0 | 0 | 0 | 0 | 0 | 0 | 0 | 0.20557 | 0.20022 | 0.19719 | 0.14793 | 0 | 0 | 0 | 0 | 0 | 0 | 46.9784 | 46.5875 | 46.2653 | 45.7652 | 45.4899 | 44.9341 | 44.3759 | 44.5537 | 45.7444 | 49.152 | 52.3334 | 55.1211 | 56.8778 | 57.8945 | 58.5469 | 58.798 | 58.1241 | 57.1264 | 55.0706 | 52.9608 | 51.4701 | 50.1414 | 49.046 | 47.7578 | 0.018379 | 0.019245 | 0.018594 | 0.016533 | 0.017063 | 0.018928 | 0.023298 | 0.026504 | 0.029722 | 0.030697 | 0.030315 | 0.030357 | 0.03008 | 0.02998 | 0.029021 | 0.026131 | 0.023918 | 0.02305 | 0.022176 | 0.021398 | 0.021166 | 0.019541 | 0.019073 | 0.020298
Portfolio Adjusted1-in-10Size: 20 kW to 199.99 kWAll2021March Monthly Peak | Portfolio Adjusted | 1-in-10 | Size: 20 kW to 199.99 kW | All | 2021 | March Monthly Peak | 3 | 12.6088 | 12.0288 | 11.6975 | 11.7095 | 12.142 | 13.3698 | 15.6769 | 17.1497 | 19.2943 | 21.2586 | 22.7906 | 23.9169 | 24.6106 | 25.3073 | 25.5575 | 25.1306 | 24.1002 | 22.4728 | 21.0016 | 20.5424 | 19.4295 | 17.8123 | 15.7024 | 13.9836 | 0 | 0 | 0 | 0 | 0 | 0 | 0 | 0 | 0 | 0 | 0 | 0 | 0 | 0 | 0.24364 | 0.24313 | 0.23929 | 0.17266 | 0 | 0 | 0 | 0 | 0 | 0 | 58.0436 | 56.7407 | 55.8822 | 55.1663 | 54.2959 | 53.3135 | 52.7265 | 53.2933 | 56.8309 | 61.9784 | 67.1251 | 71.4914 | 74.4344 | 75.9675 | 76.6918 | 77.1064 | 76.7194 | 75.4653 | 73.0065 | 69.4317 | 66.2193 | 63.3043 | 61.009 | 59.277 | 0.019523 | 0.020049 | 0.019147 | 0.016842 | 0.017388 | 0.018535 | 0.022333 | 0.025465 | 0.028605 | 0.030604 | 0.031652 | 0.032815 | 0.033797 | 0.034398 | 0.033968 | 0.031301 | 0.028551 | 0.026556 | 0.024639 | 0.024623 | 0.024141 | 0.022084 | 0.020989 | 0.021947
Portfolio Adjusted1-in-10Size: 20 kW to 199.99 kWAll2021April Monthly Peak | Portfolio Adjusted | 1-in-10 | Size: 20 kW to 199.99 kW | All | 2021 | April Monthly Peak | 4 | 13.3939 | 12.7279 | 12.3048 | 12.2661 | 12.7073 | 13.924 | 15.9614 | 17.9915 | 21.0467 | 23.7365 | 25.9597 | 27.5176 | 28.4136 | 29.1246 | 29.2871 | 28.8017 | 27.488 | 25.3008 | 22.9314 | 22.3609 | 21.325 | 19.4879 | 17.0622 | 15.0465 | 0 | 0 | 0 | 0 | 0 | 0 | 0 | 0 | 0 | 0 | 0 | 0 | 0 | 0 | 0.2792 | 0.27864 | 0.27293 | 0.19439 | 0 | 0 | 0 | 0 | 0 | 0 | 68.5314 | 67.0658 | 65.4261 | 64.0559 | 62.9256 | 61.9682 | 61.3933 | 61.404 | 64.644 | 70.6918 | 76.7987 | 82.1017 | 85.3543 | 87.2149 | 88.005 | 88.5329 | 88.4275 | 87.8106 | 85.9621 | 82.6007 | 78.1821 | 74.2712 | 71.5955 | 69.9288 | 0.020833 | 0.021312 | 0.02022 | 0.017703 | 0.018258 | 0.019332 | 0.022713 | 0.026673 | 0.031148 | 0.034111 | 0.03602 | 0.037743 | 0.03901 | 0.039588 | 0.038951 | 0.035895 | 0.032585 | 0.029922 | 0.026945 | 0.026848 | 0.026576 | 0.024266 | 0.022911 | 0.023736
Portfolio Adjusted1-in-10Size: 20 kW to 199.99 kWAll2021May Monthly Peak | Portfolio Adjusted | 1-in-10 | Size: 20 kW to 199.99 kW | All | 2021 | May Monthly Peak | 5 | 13.9258 | 13.218 | 12.7841 | 12.7185 | 13.1858 | 14.4308 | 16.2391 | 18.8113 | 22.236 | 25.0962 | 27.4058 | 28.9488 | 29.7486 | 30.3683 | 30.4353 | 29.8833 | 28.5487 | 26.282 | 23.7594 | 22.7417 | 22.1138 | 20.2789 | 17.7573 | 15.7152 | 0 | 0 | 0 | 0 | 0 | 0 | 0 | 0 | 0 | 0 | 0 | 0 | 0 | 0 | 0.29015 | 0.28911 | 0.28346 | 0.20193 | 0 | 0 | 0 | 0 | 0 | 0 | 71.0117 | 69.5619 | 68.1248 | 67.0272 | 65.9902 | 65.1006 | 64.6885 | 65.0612 | 68.5829 | 74.305 | 79.9963 | 84.1637 | 87.1835 | 89.189 | 90.7106 | 91.4461 | 91.367 | 90.4797 | 88.6945 | 86.1866 | 82.5572 | 78.5542 | 75.5802 | 73.0228 | 0.021827 | 0.02229 | 0.021144 | 0.018471 | 0.019072 | 0.020194 | 0.023294 | 0.028098 | 0.033234 | 0.036453 | 0.038449 | 0.040159 | 0.041291 | 0.041715 | 0.0409 | 0.037647 | 0.034188 | 0.031414 | 0.028193 | 0.027571 | 0.027773 | 0.025458 | 0.024035 | 0.024965
Portfolio Adjusted1-in-10Size: 20 kW to 199.99 kWAll2021June Monthly Peak | Portfolio Adjusted | 1-in-10 | Size: 20 kW to 199.99 kW | All | 2021 | June Monthly Peak | 6 | 14.6385 | 13.8894 | 13.4046 | 13.3028 | 13.7161 | 15.0075 | 17.1223 | 20.2033 | 23.9545 | 27.1134 | 29.5174 | 31.138 | 31.8513 | 32.5101 | 32.5836 | 31.9401 | 30.6251 | 28.2661 | 25.5477 | 23.9436 | 23.183 | 21.3527 | 18.7232 | 16.5426 | 0 | 0 | 0 | 0 | 0 | 0 | 0 | 0 | 0 | 0 | 0 | 0 | 0 | 0 | 0.31063 | 0.309 | 0.30408 | 0.21717 | 0 | 0 | 0 | 0 | 0 | 0 | 72.6791 | 71.3487 | 70.2915 | 69.167 | 68.1817 | 66.9472 | 66.3934 | 67.3013 | 70.9773 | 76.0889 | 81.1677 | 84.9559 | 87.491 | 89.1783 | 90.5493 | 91.2126 | 91.7256 | 91.2198 | 90.0943 | 88.0354 | 84.5371 | 80.6167 | 78.0223 | 76.1554 | 0.023114 | 0.023617 | 0.022329 | 0.019457 | 0.019943 | 0.02117 | 0.024773 | 0.030454 | 0.036132 | 0.039764 | 0.041785 | 0.0436 | 0.044641 | 0.045087 | 0.044187 | 0.040589 | 0.037043 | 0.034104 | 0.030565 | 0.029278 | 0.029349 | 0.026993 | 0.025532 | 0.026497
Portfolio Adjusted1-in-10Size: 20 kW to 199.99 kWAll2021July Monthly Peak | Portfolio Adjusted | 1-in-10 | Size: 20 kW to 199.99 kW | All | 2021 | July Monthly Peak | 7 | 15.2915 | 14.4928 | 13.9925 | 13.8795 | 14.3198 | 15.9027 | 18.3269 | 21.5378 | 25.36 | 28.5031 | 30.93 | 32.5802 | 33.3442 | 34.0301 | 34.1253 | 33.4304 | 32.1225 | 29.6811 | 26.6984 | 24.9994 | 24.2055 | 22.292 | 19.5813 | 17.3092 | 0 | 0 | 0 | 0 | 0 | 0 | 0 | 0 | 0 | 0 | 0 | 0 | 0 | 0 | 0.32532 | 0.32342 | 0.31894 | 0.22804 | 0 | 0 | 0 | 0 | 0 | 0 | 74.7896 | 73.7811 | 72.807 | 71.9392 | 71.1949 | 70.4824 | 69.9689 | 70.2466 | 73.3884 | 78.2017 | 82.8422 | 86.3737 | 88.7789 | 90.5007 | 91.7606 | 92.1703 | 92.5128 | 91.6695 | 90.0068 | 87.7496 | 84.8 | 81.7636 | 79.6366 | 78.1679 | 0.024147 | 0.024653 | 0.023333 | 0.020315 | 0.020827 | 0.022415 | 0.026539 | 0.032411 | 0.038167 | 0.041752 | 0.043736 | 0.045582 | 0.046707 | 0.047161 | 0.04625 | 0.042447 | 0.038817 | 0.035775 | 0.031891 | 0.030491 | 0.030562 | 0.028119 | 0.026643 | 0.027666
Portfolio Adjusted1-in-10Size: 20 kW to 199.99 kWAll2021August Monthly Peak | Portfolio Adjusted | 1-in-10 | Size: 20 kW to 199.99 kW | All | 2021 | August Monthly Peak | 8 | 15.5441 | 14.7084 | 14.198 | 14.1059 | 14.5794 | 16.1957 | 18.7409 | 21.7939 | 25.8826 | 29.2101 | 31.8118 | 33.4891 | 34.2508 | 34.9094 | 34.9804 | 34.2859 | 32.9073 | 30.3053 | 27.1058 | 25.6889 | 24.6855 | 22.5754 | 19.8434 | 17.4937 | 0 | 0 | 0 | 0 | 0 | 0 | 0 | 0 | 0 | 0 | 0 | 0 | 0 | 0 | 0.33347 | 0.3317 | 0.32674 | 0.23284 | 0 | 0 | 0 | 0 | 0 | 0 | 75.9865 | 75.0135 | 73.9591 | 73.1285 | 72.3671 | 71.7337 | 71.2154 | 71.2146 | 73.9216 | 78.6257 | 83.0443 | 87.2477 | 90.444 | 92.6262 | 93.8185 | 94.2917 | 94.0238 | 93.1891 | 92.0072 | 89.4701 | 85.5922 | 82.4867 | 80.4879 | 78.764 | 0.024443 | 0.024926 | 0.02359 | 0.020575 | 0.02114 | 0.022713 | 0.026979 | 0.032625 | 0.038699 | 0.04251 | 0.04467 | 0.046551 | 0.04768 | 0.048095 | 0.047112 | 0.043233 | 0.039488 | 0.03627 | 0.032165 | 0.031129 | 0.031017 | 0.028344 | 0.026868 | 0.027814
Portfolio Adjusted1-in-10Size: 20 kW to 199.99 kWAll2021September Monthly Peak | Portfolio Adjusted | 1-in-10 | Size: 20 kW to 199.99 kW | All | 2021 | September Monthly Peak | 9 | 15.4971 | 14.7482 | 14.2662 | 14.1651 | 14.6854 | 16.3703 | 19.2866 | 22.0587 | 26.345 | 29.8577 | 32.5018 | 34.1792 | 34.9172 | 35.5301 | 35.4187 | 34.4855 | 32.9177 | 30.1418 | 27.0636 | 26.2329 | 24.5479 | 22.4107 | 19.6292 | 17.3842 | 0 | 0 | 0 | 0 | 0 | 0 | 0 | 0 | 0 | 0 | 0 | 0 | 0 | 0 | 0.33765 | 0.33363 | 0.32684 | 0.23158 | 0 | 0 | 0 | 0 | 0 | 0 | 77.2912 | 76.0793 | 74.8882 | 74.1182 | 73.113 | 72.1818 | 71.6138 | 71.5544 | 73.7981 | 78.5924 | 83.8869 | 88.9444 | 92.8501 | 95.3794 | 96.0767 | 96.4237 | 96.2325 | 95.31 | 93.6347 | 90.706 | 86.6322 | 83.1725 | 80.7805 | 78.9717 | 0.024303 | 0.02493 | 0.02364 | 0.020599 | 0.021224 | 0.022881 | 0.02764 | 0.032895 | 0.03916 | 0.043182 | 0.045433 | 0.047292 | 0.048407 | 0.04876 | 0.047547 | 0.043389 | 0.039438 | 0.036005 | 0.032056 | 0.031708 | 0.030768 | 0.028038 | 0.02648 | 0.027582
Portfolio Adjusted1-in-10Size: 20 kW to 199.99 kWAll2021October Monthly Peak | Portfolio Adjusted | 1-in-10 | Size: 20 kW to 199.99 kW | All | 2021 | October Monthly Peak | 10 | 14.1672 | 13.4701 | 13.0626 | 12.9844 | 13.451 | 14.8743 | 17.6206 | 19.6183 | 22.8491 | 25.8714 | 28.1685 | 29.7786 | 30.5462 | 31.282 | 31.3614 | 30.6309 | 29.1452 | 26.6786 | 24.9544 | 23.8618 | 22.234 | 20.3451 | 17.8137 | 15.8145 | 0 | 0 | 0 | 0 | 0 | 0 | 0 | 0 | 0 | 0 | 0 | 0 | 0 | 0 | 0.29897 | 0.29634 | 0.28938 | 0.20497 | 0 | 0 | 0 | 0 | 0 | 0 | 73.0044 | 72.093 | 71.1441 | 69.8139 | 68.8212 | 68.0036 | 67.6035 | 67.2857 | 68.1901 | 72.3274 | 77.4566 | 82.2218 | 85.5982 | 87.9877 | 89.1459 | 89.5287 | 88.8479 | 87.1279 | 84.4812 | 81.4176 | 78.3393 | 76.126 | 74.4266 | 72.998 | 0.022123 | 0.022664 | 0.02157 | 0.018835 | 0.019406 | 0.020738 | 0.025165 | 0.029209 | 0.033889 | 0.037332 | 0.039264 | 0.041079 | 0.042177 | 0.042727 | 0.041905 | 0.038364 | 0.034719 | 0.031733 | 0.029431 | 0.028773 | 0.02778 | 0.025352 | 0.023946 | 0.024987
Portfolio Adjusted1-in-10Size: 20 kW to 199.99 kWAll2021November Monthly Peak | Portfolio Adjusted | 1-in-10 | Size: 20 kW to 199.99 kW | All | 2021 | November Monthly Peak | 11 | 12.4716 | 11.9024 | 11.6519 | 11.6638 | 12.1448 | 13.4046 | 15.1493 | 16.9185 | 19.3686 | 21.3364 | 22.8941 | 23.9154 | 24.5309 | 25.004 | 24.9758 | 24.3031 | 23.3108 | 22.7092 | 20.9461 | 19.7468 | 18.589 | 17.1032 | 15.2096 | 13.646 | 0 | 0 | 0 | 0 | 0 | 0 | 0 | 0 | 0 | 0 | 0 | 0 | 0 | 0 | 0.2381 | 0.23512 | 0.23145 | 0.17448 | 0 | 0 | 0 | 0 | 0 | 0 | 61.0374 | 59.7178 | 58.7171 | 57.4239 | 56.5159 | 55.8812 | 55.4613 | 55.4921 | 57.8375 | 62.327 | 67.6854 | 71.916 | 74.5863 | 76.2473 | 77.282 | 77.4025 | 76.3704 | 74.0912 | 71.4287 | 68.4568 | 66.2988 | 64.7417 | 63.1654 | 62.139 | 0.019321 | 0.01987 | 0.019107 | 0.016778 | 0.017408 | 0.018503 | 0.021452 | 0.024946 | 0.028481 | 0.030471 | 0.031544 | 0.032542 | 0.03337 | 0.033649 | 0.032893 | 0.030017 | 0.0274 | 0.026679 | 0.024472 | 0.023619 | 0.023048 | 0.021178 | 0.020304 | 0.02138
Portfolio Adjusted1-in-10Size: 20 kW to 199.99 kWAll2021December Monthly Peak | Portfolio Adjusted | 1-in-10 | Size: 20 kW to 199.99 kW | All | 2021 | December Monthly Peak | 12 | 12.1632 | 11.911 | 11.7856 | 11.9234 | 12.3782 | 14.3538 | 17.4412 | 19.2959 | 21.66 | 22.4653 | 22.2241 | 21.7422 | 20.8699 | 20.5527 | 19.9821 | 18.8181 | 18.5647 | 18.6965 | 17.7808 | 17.0412 | 16.5102 | 15.6357 | 14.5813 | 13.3246 | 0 | 0 | 0 | 0 | 0 | 0 | 0 | 0 | 0 | 0 | 0 | 0 | 0 | 0 | 0.19049 | 0.18206 | 0.18433 | 0.14365 | 0 | 0 | 0 | 0 | 0 | 0 | 42.3269 | 41.6693 | 41.2113 | 40.7968 | 40.324 | 39.6068 | 39.5988 | 39.5411 | 40.3009 | 42.7679 | 45.3801 | 47.697 | 49.1333 | 49.7158 | 50.0775 | 50.114 | 49.4805 | 48.0165 | 46.3327 | 45.2029 | 44.2681 | 43.3617 | 42.8744 | 42.4204 | 0.018746 | 0.01986 | 0.01929 | 0.017114 | 0.017638 | 0.019981 | 0.025142 | 0.028948 | 0.032362 | 0.032748 | 0.031347 | 0.030445 | 0.02922 | 0.02848 | 0.027008 | 0.023843 | 0.022505 | 0.022447 | 0.020947 | 0.02043 | 0.020454 | 0.019269 | 0.019431 | 0.020825
Portfolio Adjusted1-in-10Size: 20 kW to 199.99 kWAll2021Typical Event Day | Portfolio Adjusted | 1-in-10 | Size: 20 kW to 199.99 kW | All | 2021 | Typical Event Day | 8 | 15.428 | 14.5969 | 14.0922 | 14.0028 | 14.4752 | 16.0649 | 18.5604 | 21.5489 | 25.537 | 28.7861 | 31.345 | 33.002 | 33.7755 | 34.4512 | 34.5497 | 33.8953 | 32.5438 | 29.9819 | 26.83 | 25.4335 | 24.4556 | 22.3675 | 19.66 | 17.3333 | 0 | 0 | 0 | 0 | 0 | 0 | 0 | 0 | 0 | 0 | 0 | 0 | 0 | 0 | 0.32937 | 0.32792 | 0.32313 | 0.23035 | 0 | 0 | 0 | 0 | 0 | 0 | 75.1866 | 74.0557 | 72.9865 | 72.0882 | 71.2142 | 70.3363 | 69.7979 | 70.0792 | 73.0213 | 77.8772 | 82.7353 | 86.8804 | 89.891 | 91.9211 | 93.0513 | 93.5246 | 93.6237 | 92.8471 | 91.4357 | 88.9903 | 85.3904 | 82.0099 | 79.7318 | 78.0147 | 0.024282 | 0.024757 | 0.023434 | 0.020441 | 0.021007 | 0.022543 | 0.026734 | 0.032284 | 0.03823 | 0.041957 | 0.044083 | 0.045944 | 0.047089 | 0.04753 | 0.046592 | 0.042789 | 0.03909 | 0.035921 | 0.031875 | 0.030858 | 0.030763 | 0.028116 | 0.026649 | 0.027589
Portfolio Adjusted1-in-10Size: 20 kW to 199.99 kWAll2022January Monthly Peak | Portfolio Adjusted | 1-in-10 | Size: 20 kW to 199.99 kW | All | 2022 | January Monthly Peak | 1 | 11.71 | 11.6598 | 11.5893 | 11.7763 | 12.0812 | 14.5757 | 18.4039 | 20.3673 | 22.8277 | 23.5949 | 22.9156 | 22.2581 | 20.9253 | 20.438 | 19.5913 | 17.9254 | 17.493 | 17.6146 | 16.8384 | 16.0315 | 15.6037 | 14.6885 | 13.8147 | 12.7737 | 0 | 0 | 0 | 0 | 0 | 0 | 0 | 0 | 0 | 0 | 0 | 0 | 0 | 0 | 0.18677 | 0.17342 | 0.17369 | 0.13533 | 0 | 0 | 0 | 0 | 0 | 0 | 39.6331 | 39.146 | 38.5398 | 37.7829 | 37.3027 | 36.8597 | 36.331 | 36.0498 | 36.6898 | 39.5298 | 42.383 | 44.6982 | 46.378 | 47.5504 | 48.5538 | 48.7632 | 48.4505 | 47.4128 | 45.6321 | 44.4853 | 43.5072 | 43.0123 | 42.423 | 41.7589 | 0.017954 | 0.019391 | 0.018906 | 0.016873 | 0.017128 | 0.020499 | 0.0271 | 0.031249 | 0.034823 | 0.035089 | 0.032912 | 0.031788 | 0.029788 | 0.028807 | 0.02687 | 0.023051 | 0.021609 | 0.021348 | 0.019847 | 0.019153 | 0.019263 | 0.017989 | 0.018364 | 0.01994
Portfolio Adjusted1-in-10Size: 20 kW to 199.99 kWAll2022February Monthly Peak | Portfolio Adjusted | 1-in-10 | Size: 20 kW to 199.99 kW | All | 2022 | February Monthly Peak | 2 | 11.9076 | 11.547 | 11.367 | 11.5048 | 11.9558 | 13.5903 | 16.1597 | 17.6526 | 19.8402 | 21.0535 | 21.5246 | 21.7627 | 21.5926 | 21.749 | 21.564 | 20.6952 | 19.86 | 19.2539 | 18.7904 | 17.7909 | 17.0204 | 15.7943 | 14.2769 | 12.9527 | 0 | 0 | 0 | 0 | 0 | 0 | 0 | 0 | 0 | 0 | 0 | 0 | 0 | 0 | 0.20557 | 0.20022 | 0.19719 | 0.14793 | 0 | 0 | 0 | 0 | 0 | 0 | 46.9784 | 46.5875 | 46.2653 | 45.7652 | 45.4899 | 44.9341 | 44.3759 | 44.5537 | 45.7444 | 49.152 | 52.3334 | 55.1211 | 56.8778 | 57.8945 | 58.5469 | 58.798 | 58.1241 | 57.1264 | 55.0706 | 52.9608 | 51.4701 | 50.1414 | 49.046 | 47.7578 | 0.018379 | 0.019245 | 0.018594 | 0.016533 | 0.017063 | 0.018928 | 0.023298 | 0.026504 | 0.029722 | 0.030697 | 0.030315 | 0.030357 | 0.03008 | 0.02998 | 0.029021 | 0.026131 | 0.023918 | 0.02305 | 0.022176 | 0.021398 | 0.021166 | 0.019541 | 0.019073 | 0.020298
Portfolio Adjusted1-in-10Size: 20 kW to 199.99 kWAll2022March Monthly Peak | Portfolio Adjusted | 1-in-10 | Size: 20 kW to 199.99 kW | All | 2022 | March Monthly Peak | 3 | 12.6088 | 12.0288 | 11.6975 | 11.7095 | 12.142 | 13.3698 | 15.6769 | 17.1497 | 19.2943 | 21.2586 | 22.7906 | 23.9169 | 24.6106 | 25.3073 | 25.5575 | 25.1306 | 24.1002 | 22.4728 | 21.0016 | 20.5424 | 19.4295 | 17.8123 | 15.7024 | 13.9836 | 0 | 0 | 0 | 0 | 0 | 0 | 0 | 0 | 0 | 0 | 0 | 0 | 0 | 0 | 0.24364 | 0.24313 | 0.23929 | 0.17266 | 0 | 0 | 0 | 0 | 0 | 0 | 58.0436 | 56.7407 | 55.8822 | 55.1663 | 54.2959 | 53.3135 | 52.7265 | 53.2933 | 56.8309 | 61.9784 | 67.1251 | 71.4914 | 74.4344 | 75.9675 | 76.6918 | 77.1064 | 76.7194 | 75.4653 | 73.0065 | 69.4317 | 66.2193 | 63.3043 | 61.009 | 59.277 | 0.019523 | 0.020049 | 0.019147 | 0.016842 | 0.017388 | 0.018535 | 0.022333 | 0.025465 | 0.028605 | 0.030604 | 0.031652 | 0.032815 | 0.033797 | 0.034398 | 0.033968 | 0.031301 | 0.028551 | 0.026556 | 0.024639 | 0.024623 | 0.024141 | 0.022084 | 0.020989 | 0.021947
Portfolio Adjusted1-in-10Size: 20 kW to 199.99 kWAll2022April Monthly Peak | Portfolio Adjusted | 1-in-10 | Size: 20 kW to 199.99 kW | All | 2022 | April Monthly Peak | 4 | 13.3939 | 12.7279 | 12.3048 | 12.2661 | 12.7073 | 13.924 | 15.9614 | 17.9915 | 21.0467 | 23.7365 | 25.9597 | 27.5176 | 28.4136 | 29.1246 | 29.2871 | 28.8017 | 27.488 | 25.3008 | 22.9314 | 22.3609 | 21.325 | 19.4879 | 17.0622 | 15.0465 | 0 | 0 | 0 | 0 | 0 | 0 | 0 | 0 | 0 | 0 | 0 | 0 | 0 | 0 | 0.2792 | 0.27864 | 0.27293 | 0.19439 | 0 | 0 | 0 | 0 | 0 | 0 | 68.5314 | 67.0658 | 65.4261 | 64.0559 | 62.9256 | 61.9682 | 61.3933 | 61.404 | 64.644 | 70.6918 | 76.7987 | 82.1017 | 85.3543 | 87.2149 | 88.005 | 88.5329 | 88.4275 | 87.8106 | 85.9621 | 82.6007 | 78.1821 | 74.2712 | 71.5955 | 69.9288 | 0.020833 | 0.021312 | 0.02022 | 0.017703 | 0.018258 | 0.019332 | 0.022713 | 0.026673 | 0.031148 | 0.034111 | 0.03602 | 0.037743 | 0.03901 | 0.039588 | 0.038951 | 0.035895 | 0.032585 | 0.029922 | 0.026945 | 0.026848 | 0.026576 | 0.024266 | 0.022911 | 0.023736
Portfolio Adjusted1-in-10Size: 20 kW to 199.99 kWAll2022May Monthly Peak | Portfolio Adjusted | 1-in-10 | Size: 20 kW to 199.99 kW | All | 2022 | May Monthly Peak | 5 | 13.9258 | 13.218 | 12.7841 | 12.7185 | 13.1858 | 14.4308 | 16.2391 | 18.8113 | 22.236 | 25.0962 | 27.4058 | 28.9488 | 29.7486 | 30.3683 | 30.4353 | 29.8833 | 28.5487 | 26.282 | 23.7594 | 22.7417 | 22.1138 | 20.2789 | 17.7573 | 15.7152 | 0 | 0 | 0 | 0 | 0 | 0 | 0 | 0 | 0 | 0 | 0 | 0 | 0 | 0 | 0.29015 | 0.28911 | 0.28346 | 0.20193 | 0 | 0 | 0 | 0 | 0 | 0 | 71.0117 | 69.5619 | 68.1248 | 67.0272 | 65.9902 | 65.1006 | 64.6885 | 65.0612 | 68.5829 | 74.305 | 79.9963 | 84.1637 | 87.1835 | 89.189 | 90.7106 | 91.4461 | 91.367 | 90.4797 | 88.6945 | 86.1866 | 82.5572 | 78.5542 | 75.5802 | 73.0228 | 0.021827 | 0.02229 | 0.021144 | 0.018471 | 0.019072 | 0.020194 | 0.023294 | 0.028098 | 0.033234 | 0.036453 | 0.038449 | 0.040159 | 0.041291 | 0.041715 | 0.0409 | 0.037647 | 0.034188 | 0.031414 | 0.028193 | 0.027571 | 0.027773 | 0.025458 | 0.024035 | 0.024965
Portfolio Adjusted1-in-10Size: 20 kW to 199.99 kWAll2022June Monthly Peak | Portfolio Adjusted | 1-in-10 | Size: 20 kW to 199.99 kW | All | 2022 | June Monthly Peak | 6 | 14.6385 | 13.8894 | 13.4046 | 13.3028 | 13.7161 | 15.0075 | 17.1223 | 20.2033 | 23.9545 | 27.1134 | 29.5174 | 31.138 | 31.8513 | 32.5101 | 32.5836 | 31.9401 | 30.6251 | 28.2661 | 25.5477 | 23.9436 | 23.183 | 21.3527 | 18.7232 | 16.5426 | 0 | 0 | 0 | 0 | 0 | 0 | 0 | 0 | 0 | 0 | 0 | 0 | 0 | 0 | 0.31063 | 0.309 | 0.30408 | 0.21717 | 0 | 0 | 0 | 0 | 0 | 0 | 72.6791 | 71.3487 | 70.2915 | 69.167 | 68.1817 | 66.9472 | 66.3934 | 67.3013 | 70.9773 | 76.0889 | 81.1677 | 84.9559 | 87.491 | 89.1783 | 90.5493 | 91.2126 | 91.7256 | 91.2198 | 90.0943 | 88.0354 | 84.5371 | 80.6167 | 78.0223 | 76.1554 | 0.023114 | 0.023617 | 0.022329 | 0.019457 | 0.019943 | 0.02117 | 0.024773 | 0.030454 | 0.036132 | 0.039764 | 0.041785 | 0.0436 | 0.044641 | 0.045087 | 0.044187 | 0.040589 | 0.037043 | 0.034104 | 0.030565 | 0.029278 | 0.029349 | 0.026993 | 0.025532 | 0.026497
Portfolio Adjusted1-in-10Size: 20 kW to 199.99 kWAll2022July Monthly Peak | Portfolio Adjusted | 1-in-10 | Size: 20 kW to 199.99 kW | All | 2022 | July Monthly Peak | 7 | 15.2915 | 14.4928 | 13.9925 | 13.8795 | 14.3198 | 15.9027 | 18.3269 | 21.5378 | 25.36 | 28.5031 | 30.93 | 32.5802 | 33.3442 | 34.0301 | 34.1253 | 33.4304 | 32.1225 | 29.6811 | 26.6984 | 24.9994 | 24.2055 | 22.292 | 19.5813 | 17.3092 | 0 | 0 | 0 | 0 | 0 | 0 | 0 | 0 | 0 | 0 | 0 | 0 | 0 | 0 | 0.32532 | 0.32342 | 0.31894 | 0.22804 | 0 | 0 | 0 | 0 | 0 | 0 | 74.7896 | 73.7811 | 72.807 | 71.9392 | 71.1949 | 70.4824 | 69.9689 | 70.2466 | 73.3884 | 78.2017 | 82.8422 | 86.3737 | 88.7789 | 90.5007 | 91.7606 | 92.1703 | 92.5128 | 91.6695 | 90.0068 | 87.7496 | 84.8 | 81.7636 | 79.6366 | 78.1679 | 0.024147 | 0.024653 | 0.023333 | 0.020315 | 0.020827 | 0.022415 | 0.026539 | 0.032411 | 0.038167 | 0.041752 | 0.043736 | 0.045582 | 0.046707 | 0.047161 | 0.04625 | 0.042447 | 0.038817 | 0.035775 | 0.031891 | 0.030491 | 0.030562 | 0.028119 | 0.026643 | 0.027666
Portfolio Adjusted1-in-10Size: 20 kW to 199.99 kWAll2022August Monthly Peak | Portfolio Adjusted | 1-in-10 | Size: 20 kW to 199.99 kW | All | 2022 | August Monthly Peak | 8 | 15.5441 | 14.7084 | 14.198 | 14.1059 | 14.5794 | 16.1957 | 18.7409 | 21.7939 | 25.8826 | 29.2101 | 31.8118 | 33.4891 | 34.2508 | 34.9094 | 34.9804 | 34.2859 | 32.9073 | 30.3053 | 27.1058 | 25.6889 | 24.6855 | 22.5754 | 19.8434 | 17.4937 | 0 | 0 | 0 | 0 | 0 | 0 | 0 | 0 | 0 | 0 | 0 | 0 | 0 | 0 | 0.33347 | 0.3317 | 0.32674 | 0.23284 | 0 | 0 | 0 | 0 | 0 | 0 | 75.9865 | 75.0135 | 73.9591 | 73.1285 | 72.3671 | 71.7337 | 71.2154 | 71.2146 | 73.9216 | 78.6257 | 83.0443 | 87.2477 | 90.444 | 92.6262 | 93.8185 | 94.2917 | 94.0238 | 93.1891 | 92.0072 | 89.4701 | 85.5922 | 82.4867 | 80.4879 | 78.764 | 0.024443 | 0.024926 | 0.02359 | 0.020575 | 0.02114 | 0.022713 | 0.026979 | 0.032625 | 0.038699 | 0.04251 | 0.04467 | 0.046551 | 0.04768 | 0.048095 | 0.047112 | 0.043233 | 0.039488 | 0.03627 | 0.032165 | 0.031129 | 0.031017 | 0.028344 | 0.026868 | 0.027814
Portfolio Adjusted1-in-10Size: 20 kW to 199.99 kWAll2022September Monthly Peak | Portfolio Adjusted | 1-in-10 | Size: 20 kW to 199.99 kW | All | 2022 | September Monthly Peak | 9 | 15.4971 | 14.7482 | 14.2662 | 14.1651 | 14.6854 | 16.3703 | 19.2866 | 22.0587 | 26.345 | 29.8577 | 32.5018 | 34.1792 | 34.9172 | 35.5301 | 35.4187 | 34.4855 | 32.9177 | 30.1418 | 27.0636 | 26.2329 | 24.5479 | 22.4107 | 19.6292 | 17.3842 | 0 | 0 | 0 | 0 | 0 | 0 | 0 | 0 | 0 | 0 | 0 | 0 | 0 | 0 | 0.33765 | 0.33363 | 0.32684 | 0.23158 | 0 | 0 | 0 | 0 | 0 | 0 | 77.2912 | 76.0793 | 74.8882 | 74.1182 | 73.113 | 72.1818 | 71.6138 | 71.5544 | 73.7981 | 78.5924 | 83.8869 | 88.9444 | 92.8501 | 95.3794 | 96.0767 | 96.4237 | 96.2325 | 95.31 | 93.6347 | 90.706 | 86.6322 | 83.1725 | 80.7805 | 78.9717 | 0.024303 | 0.02493 | 0.02364 | 0.020599 | 0.021224 | 0.022881 | 0.02764 | 0.032895 | 0.03916 | 0.043182 | 0.045433 | 0.047292 | 0.048407 | 0.04876 | 0.047547 | 0.043389 | 0.039438 | 0.036005 | 0.032056 | 0.031708 | 0.030768 | 0.028038 | 0.02648 | 0.027582
Portfolio Adjusted1-in-10Size: 20 kW to 199.99 kWAll2022October Monthly Peak | Portfolio Adjusted | 1-in-10 | Size: 20 kW to 199.99 kW | All | 2022 | October Monthly Peak | 10 | 14.1672 | 13.4701 | 13.0626 | 12.9844 | 13.451 | 14.8743 | 17.6206 | 19.6183 | 22.8491 | 25.8714 | 28.1685 | 29.7786 | 30.5462 | 31.282 | 31.3614 | 30.6309 | 29.1452 | 26.6786 | 24.9544 | 23.8618 | 22.234 | 20.3451 | 17.8137 | 15.8145 | 0 | 0 | 0 | 0 | 0 | 0 | 0 | 0 | 0 | 0 | 0 | 0 | 0 | 0 | 0.29897 | 0.29634 | 0.28938 | 0.20497 | 0 | 0 | 0 | 0 | 0 | 0 | 73.0044 | 72.093 | 71.1441 | 69.8139 | 68.8212 | 68.0036 | 67.6035 | 67.2857 | 68.1901 | 72.3274 | 77.4566 | 82.2218 | 85.5982 | 87.9877 | 89.1459 | 89.5287 | 88.8479 | 87.1279 | 84.4812 | 81.4176 | 78.3393 | 76.126 | 74.4266 | 72.998 | 0.022123 | 0.022664 | 0.02157 | 0.018835 | 0.019406 | 0.020738 | 0.025165 | 0.029209 | 0.033889 | 0.037332 | 0.039264 | 0.041079 | 0.042177 | 0.042727 | 0.041905 | 0.038364 | 0.034719 | 0.031733 | 0.029431 | 0.028773 | 0.02778 | 0.025352 | 0.023946 | 0.024987
Portfolio Adjusted1-in-10Size: 20 kW to 199.99 kWAll2022November Monthly Peak | Portfolio Adjusted | 1-in-10 | Size: 20 kW to 199.99 kW | All | 2022 | November Monthly Peak | 11 | 12.4716 | 11.9024 | 11.6519 | 11.6638 | 12.1448 | 13.4046 | 15.1493 | 16.9185 | 19.3686 | 21.3364 | 22.8941 | 23.9154 | 24.5309 | 25.004 | 24.9758 | 24.3031 | 23.3108 | 22.7092 | 20.9461 | 19.7468 | 18.589 | 17.1032 | 15.2096 | 13.646 | 0 | 0 | 0 | 0 | 0 | 0 | 0 | 0 | 0 | 0 | 0 | 0 | 0 | 0 | 0.2381 | 0.23512 | 0.23145 | 0.17448 | 0 | 0 | 0 | 0 | 0 | 0 | 61.0374 | 59.7178 | 58.7171 | 57.4239 | 56.5159 | 55.8812 | 55.4613 | 55.4921 | 57.8375 | 62.327 | 67.6854 | 71.916 | 74.5863 | 76.2473 | 77.282 | 77.4025 | 76.3704 | 74.0912 | 71.4287 | 68.4568 | 66.2988 | 64.7417 | 63.1654 | 62.139 | 0.019321 | 0.01987 | 0.019107 | 0.016778 | 0.017408 | 0.018503 | 0.021452 | 0.024946 | 0.028481 | 0.030471 | 0.031544 | 0.032542 | 0.03337 | 0.033649 | 0.032893 | 0.030017 | 0.0274 | 0.026679 | 0.024472 | 0.023619 | 0.023048 | 0.021178 | 0.020304 | 0.02138
Portfolio Adjusted1-in-10Size: 20 kW to 199.99 kWAll2022December Monthly Peak | Portfolio Adjusted | 1-in-10 | Size: 20 kW to 199.99 kW | All | 2022 | December Monthly Peak | 12 | 12.1632 | 11.911 | 11.7856 | 11.9234 | 12.3782 | 14.3538 | 17.4412 | 19.2959 | 21.66 | 22.4653 | 22.2241 | 21.7422 | 20.8699 | 20.5527 | 19.9821 | 18.8181 | 18.5647 | 18.6965 | 17.7808 | 17.0412 | 16.5102 | 15.6357 | 14.5813 | 13.3246 | 0 | 0 | 0 | 0 | 0 | 0 | 0 | 0 | 0 | 0 | 0 | 0 | 0 | 0 | 0.19049 | 0.18206 | 0.18433 | 0.14365 | 0 | 0 | 0 | 0 | 0 | 0 | 42.3269 | 41.6693 | 41.2113 | 40.7968 | 40.324 | 39.6068 | 39.5988 | 39.5411 | 40.3009 | 42.7679 | 45.3801 | 47.697 | 49.1333 | 49.7158 | 50.0775 | 50.114 | 49.4805 | 48.0165 | 46.3327 | 45.2029 | 44.2681 | 43.3617 | 42.8744 | 42.4204 | 0.018746 | 0.01986 | 0.01929 | 0.017114 | 0.017638 | 0.019981 | 0.025142 | 0.028948 | 0.032362 | 0.032748 | 0.031347 | 0.030445 | 0.02922 | 0.02848 | 0.027008 | 0.023843 | 0.022505 | 0.022447 | 0.020947 | 0.02043 | 0.020454 | 0.019269 | 0.019431 | 0.020825
Portfolio Adjusted1-in-10Size: 20 kW to 199.99 kWAll2022Typical Event Day | Portfolio Adjusted | 1-in-10 | Size: 20 kW to 199.99 kW | All | 2022 | Typical Event Day | 8 | 15.428 | 14.5969 | 14.0922 | 14.0028 | 14.4752 | 16.0649 | 18.5604 | 21.5489 | 25.537 | 28.7861 | 31.345 | 33.002 | 33.7755 | 34.4512 | 34.5497 | 33.8953 | 32.5438 | 29.9819 | 26.83 | 25.4335 | 24.4556 | 22.3675 | 19.66 | 17.3333 | 0 | 0 | 0 | 0 | 0 | 0 | 0 | 0 | 0 | 0 | 0 | 0 | 0 | 0 | 0.32937 | 0.32792 | 0.32313 | 0.23035 | 0 | 0 | 0 | 0 | 0 | 0 | 75.1866 | 74.0557 | 72.9865 | 72.0882 | 71.2142 | 70.3363 | 69.7979 | 70.0792 | 73.0213 | 77.8772 | 82.7353 | 86.8804 | 89.891 | 91.9211 | 93.0513 | 93.5246 | 93.6237 | 92.8471 | 91.4357 | 88.9903 | 85.3904 | 82.0099 | 79.7318 | 78.0147 | 0.024282 | 0.024757 | 0.023434 | 0.020441 | 0.021007 | 0.022543 | 0.026734 | 0.032284 | 0.03823 | 0.041957 | 0.044083 | 0.045944 | 0.047089 | 0.04753 | 0.046592 | 0.042789 | 0.03909 | 0.035921 | 0.031875 | 0.030858 | 0.030763 | 0.028116 | 0.026649 | 0.027589
Portfolio Adjusted1-in-10Size: 20 kW to 199.99 kWAll2023January Monthly Peak | Portfolio Adjusted | 1-in-10 | Size: 20 kW to 199.99 kW | All | 2023 | January Monthly Peak | 1 | 11.71 | 11.6598 | 11.5893 | 11.7763 | 12.0812 | 14.5757 | 18.4039 | 20.3673 | 22.8277 | 23.5949 | 22.9156 | 22.2581 | 20.9253 | 20.438 | 19.5913 | 17.9254 | 17.493 | 17.6146 | 16.8384 | 16.0315 | 15.6037 | 14.6885 | 13.8147 | 12.7737 | 0 | 0 | 0 | 0 | 0 | 0 | 0 | 0 | 0 | 0 | 0 | 0 | 0 | 0 | 0.18677 | 0.17342 | 0.17369 | 0.13533 | 0 | 0 | 0 | 0 | 0 | 0 | 39.6331 | 39.146 | 38.5398 | 37.7829 | 37.3027 | 36.8597 | 36.331 | 36.0498 | 36.6898 | 39.5298 | 42.383 | 44.6982 | 46.378 | 47.5504 | 48.5538 | 48.7632 | 48.4505 | 47.4128 | 45.6321 | 44.4853 | 43.5072 | 43.0123 | 42.423 | 41.7589 | 0.017954 | 0.019391 | 0.018906 | 0.016873 | 0.017128 | 0.020499 | 0.0271 | 0.031249 | 0.034823 | 0.035089 | 0.032912 | 0.031788 | 0.029788 | 0.028807 | 0.02687 | 0.023051 | 0.021609 | 0.021348 | 0.019847 | 0.019153 | 0.019263 | 0.017989 | 0.018364 | 0.01994
Portfolio Adjusted1-in-10Size: 20 kW to 199.99 kWAll2023February Monthly Peak | Portfolio Adjusted | 1-in-10 | Size: 20 kW to 199.99 kW | All | 2023 | February Monthly Peak | 2 | 11.9076 | 11.547 | 11.367 | 11.5048 | 11.9558 | 13.5903 | 16.1597 | 17.6526 | 19.8402 | 21.0535 | 21.5246 | 21.7627 | 21.5926 | 21.749 | 21.564 | 20.6952 | 19.86 | 19.2539 | 18.7904 | 17.7909 | 17.0204 | 15.7943 | 14.2769 | 12.9527 | 0 | 0 | 0 | 0 | 0 | 0 | 0 | 0 | 0 | 0 | 0 | 0 | 0 | 0 | 0.20557 | 0.20022 | 0.19719 | 0.14793 | 0 | 0 | 0 | 0 | 0 | 0 | 46.9784 | 46.5875 | 46.2653 | 45.7652 | 45.4899 | 44.9341 | 44.3759 | 44.5537 | 45.7444 | 49.152 | 52.3334 | 55.1211 | 56.8778 | 57.8945 | 58.5469 | 58.798 | 58.1241 | 57.1264 | 55.0706 | 52.9608 | 51.4701 | 50.1414 | 49.046 | 47.7578 | 0.018379 | 0.019245 | 0.018594 | 0.016533 | 0.017063 | 0.018928 | 0.023298 | 0.026504 | 0.029722 | 0.030697 | 0.030315 | 0.030357 | 0.03008 | 0.02998 | 0.029021 | 0.026131 | 0.023918 | 0.02305 | 0.022176 | 0.021398 | 0.021166 | 0.019541 | 0.019073 | 0.020298
Portfolio Adjusted1-in-10Size: 20 kW to 199.99 kWAll2023March Monthly Peak | Portfolio Adjusted | 1-in-10 | Size: 20 kW to 199.99 kW | All | 2023 | March Monthly Peak | 3 | 12.6088 | 12.0288 | 11.6975 | 11.7095 | 12.142 | 13.3698 | 15.6769 | 17.1497 | 19.2943 | 21.2586 | 22.7906 | 23.9169 | 24.6106 | 25.3073 | 25.5575 | 25.1306 | 24.1002 | 22.4728 | 21.0016 | 20.5424 | 19.4295 | 17.8123 | 15.7024 | 13.9836 | 0 | 0 | 0 | 0 | 0 | 0 | 0 | 0 | 0 | 0 | 0 | 0 | 0 | 0 | 0.24364 | 0.24313 | 0.23929 | 0.17266 | 0 | 0 | 0 | 0 | 0 | 0 | 58.0436 | 56.7407 | 55.8822 | 55.1663 | 54.2959 | 53.3135 | 52.7265 | 53.2933 | 56.8309 | 61.9784 | 67.1251 | 71.4914 | 74.4344 | 75.9675 | 76.6918 | 77.1064 | 76.7194 | 75.4653 | 73.0065 | 69.4317 | 66.2193 | 63.3043 | 61.009 | 59.277 | 0.019523 | 0.020049 | 0.019147 | 0.016842 | 0.017388 | 0.018535 | 0.022333 | 0.025465 | 0.028605 | 0.030604 | 0.031652 | 0.032815 | 0.033797 | 0.034398 | 0.033968 | 0.031301 | 0.028551 | 0.026556 | 0.024639 | 0.024623 | 0.024141 | 0.022084 | 0.020989 | 0.021947
Portfolio Adjusted1-in-10Size: 20 kW to 199.99 kWAll2023April Monthly Peak | Portfolio Adjusted | 1-in-10 | Size: 20 kW to 199.99 kW | All | 2023 | April Monthly Peak | 4 | 13.3939 | 12.7279 | 12.3048 | 12.2661 | 12.7073 | 13.924 | 15.9614 | 17.9915 | 21.0467 | 23.7365 | 25.9597 | 27.5176 | 28.4136 | 29.1246 | 29.2871 | 28.8017 | 27.488 | 25.3008 | 22.9314 | 22.3609 | 21.325 | 19.4879 | 17.0622 | 15.0465 | 0 | 0 | 0 | 0 | 0 | 0 | 0 | 0 | 0 | 0 | 0 | 0 | 0 | 0 | 0.2792 | 0.27864 | 0.27293 | 0.19439 | 0 | 0 | 0 | 0 | 0 | 0 | 68.5314 | 67.0658 | 65.4261 | 64.0559 | 62.9256 | 61.9682 | 61.3933 | 61.404 | 64.644 | 70.6918 | 76.7987 | 82.1017 | 85.3543 | 87.2149 | 88.005 | 88.5329 | 88.4275 | 87.8106 | 85.9621 | 82.6007 | 78.1821 | 74.2712 | 71.5955 | 69.9288 | 0.020833 | 0.021312 | 0.02022 | 0.017703 | 0.018258 | 0.019332 | 0.022713 | 0.026673 | 0.031148 | 0.034111 | 0.03602 | 0.037743 | 0.03901 | 0.039588 | 0.038951 | 0.035895 | 0.032585 | 0.029922 | 0.026945 | 0.026848 | 0.026576 | 0.024266 | 0.022911 | 0.023736
Portfolio Adjusted1-in-10Size: 20 kW to 199.99 kWAll2023May Monthly Peak | Portfolio Adjusted | 1-in-10 | Size: 20 kW to 199.99 kW | All | 2023 | May Monthly Peak | 5 | 13.9258 | 13.218 | 12.7841 | 12.7185 | 13.1858 | 14.4308 | 16.2391 | 18.8113 | 22.236 | 25.0962 | 27.4058 | 28.9488 | 29.7486 | 30.3683 | 30.4353 | 29.8833 | 28.5487 | 26.282 | 23.7594 | 22.7417 | 22.1138 | 20.2789 | 17.7573 | 15.7152 | 0 | 0 | 0 | 0 | 0 | 0 | 0 | 0 | 0 | 0 | 0 | 0 | 0 | 0 | 0.29015 | 0.28911 | 0.28346 | 0.20193 | 0 | 0 | 0 | 0 | 0 | 0 | 71.0117 | 69.5619 | 68.1248 | 67.0272 | 65.9902 | 65.1006 | 64.6885 | 65.0612 | 68.5829 | 74.305 | 79.9963 | 84.1637 | 87.1835 | 89.189 | 90.7106 | 91.4461 | 91.367 | 90.4797 | 88.6945 | 86.1866 | 82.5572 | 78.5542 | 75.5802 | 73.0228 | 0.021827 | 0.02229 | 0.021144 | 0.018471 | 0.019072 | 0.020194 | 0.023294 | 0.028098 | 0.033234 | 0.036453 | 0.038449 | 0.040159 | 0.041291 | 0.041715 | 0.0409 | 0.037647 | 0.034188 | 0.031414 | 0.028193 | 0.027571 | 0.027773 | 0.025458 | 0.024035 | 0.024965
Portfolio Adjusted1-in-10Size: 20 kW to 199.99 kWAll2023June Monthly Peak | Portfolio Adjusted | 1-in-10 | Size: 20 kW to 199.99 kW | All | 2023 | June Monthly Peak | 6 | 14.6385 | 13.8894 | 13.4046 | 13.3028 | 13.7161 | 15.0075 | 17.1223 | 20.2033 | 23.9545 | 27.1134 | 29.5174 | 31.138 | 31.8513 | 32.5101 | 32.5836 | 31.9401 | 30.6251 | 28.2661 | 25.5477 | 23.9436 | 23.183 | 21.3527 | 18.7232 | 16.5426 | 0 | 0 | 0 | 0 | 0 | 0 | 0 | 0 | 0 | 0 | 0 | 0 | 0 | 0 | 0.31063 | 0.309 | 0.30408 | 0.21717 | 0 | 0 | 0 | 0 | 0 | 0 | 72.6791 | 71.3487 | 70.2915 | 69.167 | 68.1817 | 66.9472 | 66.3934 | 67.3013 | 70.9773 | 76.0889 | 81.1677 | 84.9559 | 87.491 | 89.1783 | 90.5493 | 91.2126 | 91.7256 | 91.2198 | 90.0943 | 88.0354 | 84.5371 | 80.6167 | 78.0223 | 76.1554 | 0.023114 | 0.023617 | 0.022329 | 0.019457 | 0.019943 | 0.02117 | 0.024773 | 0.030454 | 0.036132 | 0.039764 | 0.041785 | 0.0436 | 0.044641 | 0.045087 | 0.044187 | 0.040589 | 0.037043 | 0.034104 | 0.030565 | 0.029278 | 0.029349 | 0.026993 | 0.025532 | 0.026497
Portfolio Adjusted1-in-10Size: 20 kW to 199.99 kWAll2023July Monthly Peak | Portfolio Adjusted | 1-in-10 | Size: 20 kW to 199.99 kW | All | 2023 | July Monthly Peak | 7 | 15.2915 | 14.4928 | 13.9925 | 13.8795 | 14.3198 | 15.9027 | 18.3269 | 21.5378 | 25.36 | 28.5031 | 30.93 | 32.5802 | 33.3442 | 34.0301 | 34.1253 | 33.4304 | 32.1225 | 29.6811 | 26.6984 | 24.9994 | 24.2055 | 22.292 | 19.5813 | 17.3092 | 0 | 0 | 0 | 0 | 0 | 0 | 0 | 0 | 0 | 0 | 0 | 0 | 0 | 0 | 0.32532 | 0.32342 | 0.31894 | 0.22804 | 0 | 0 | 0 | 0 | 0 | 0 | 74.7896 | 73.7811 | 72.807 | 71.9392 | 71.1949 | 70.4824 | 69.9689 | 70.2466 | 73.3884 | 78.2017 | 82.8422 | 86.3737 | 88.7789 | 90.5007 | 91.7606 | 92.1703 | 92.5128 | 91.6695 | 90.0068 | 87.7496 | 84.8 | 81.7636 | 79.6366 | 78.1679 | 0.024147 | 0.024653 | 0.023333 | 0.020315 | 0.020827 | 0.022415 | 0.026539 | 0.032411 | 0.038167 | 0.041752 | 0.043736 | 0.045582 | 0.046707 | 0.047161 | 0.04625 | 0.042447 | 0.038817 | 0.035775 | 0.031891 | 0.030491 | 0.030562 | 0.028119 | 0.026643 | 0.027666
Portfolio Adjusted1-in-10Size: 20 kW to 199.99 kWAll2023August Monthly Peak | Portfolio Adjusted | 1-in-10 | Size: 20 kW to 199.99 kW | All | 2023 | August Monthly Peak | 8 | 15.5441 | 14.7084 | 14.198 | 14.1059 | 14.5794 | 16.1957 | 18.7409 | 21.7939 | 25.8826 | 29.2101 | 31.8118 | 33.4891 | 34.2508 | 34.9094 | 34.9804 | 34.2859 | 32.9073 | 30.3053 | 27.1058 | 25.6889 | 24.6855 | 22.5754 | 19.8434 | 17.4937 | 0 | 0 | 0 | 0 | 0 | 0 | 0 | 0 | 0 | 0 | 0 | 0 | 0 | 0 | 0.33347 | 0.3317 | 0.32674 | 0.23284 | 0 | 0 | 0 | 0 | 0 | 0 | 75.9865 | 75.0135 | 73.9591 | 73.1285 | 72.3671 | 71.7337 | 71.2154 | 71.2146 | 73.9216 | 78.6257 | 83.0443 | 87.2477 | 90.444 | 92.6262 | 93.8185 | 94.2917 | 94.0238 | 93.1891 | 92.0072 | 89.4701 | 85.5922 | 82.4867 | 80.4879 | 78.764 | 0.024443 | 0.024926 | 0.02359 | 0.020575 | 0.02114 | 0.022713 | 0.026979 | 0.032625 | 0.038699 | 0.04251 | 0.04467 | 0.046551 | 0.04768 | 0.048095 | 0.047112 | 0.043233 | 0.039488 | 0.03627 | 0.032165 | 0.031129 | 0.031017 | 0.028344 | 0.026868 | 0.027814
Portfolio Adjusted1-in-10Size: 20 kW to 199.99 kWAll2023September Monthly Peak | Portfolio Adjusted | 1-in-10 | Size: 20 kW to 199.99 kW | All | 2023 | September Monthly Peak | 9 | 15.4971 | 14.7482 | 14.2662 | 14.1651 | 14.6854 | 16.3703 | 19.2866 | 22.0587 | 26.345 | 29.8577 | 32.5018 | 34.1792 | 34.9172 | 35.5301 | 35.4187 | 34.4855 | 32.9177 | 30.1418 | 27.0636 | 26.2329 | 24.5479 | 22.4107 | 19.6292 | 17.3842 | 0 | 0 | 0 | 0 | 0 | 0 | 0 | 0 | 0 | 0 | 0 | 0 | 0 | 0 | 0.33765 | 0.33363 | 0.32684 | 0.23158 | 0 | 0 | 0 | 0 | 0 | 0 | 77.2912 | 76.0793 | 74.8882 | 74.1182 | 73.113 | 72.1818 | 71.6138 | 71.5544 | 73.7981 | 78.5924 | 83.8869 | 88.9444 | 92.8501 | 95.3794 | 96.0767 | 96.4237 | 96.2325 | 95.31 | 93.6347 | 90.706 | 86.6322 | 83.1725 | 80.7805 | 78.9717 | 0.024303 | 0.02493 | 0.02364 | 0.020599 | 0.021224 | 0.022881 | 0.02764 | 0.032895 | 0.03916 | 0.043182 | 0.045433 | 0.047292 | 0.048407 | 0.04876 | 0.047547 | 0.043389 | 0.039438 | 0.036005 | 0.032056 | 0.031708 | 0.030768 | 0.028038 | 0.02648 | 0.027582
Portfolio Adjusted1-in-10Size: 20 kW to 199.99 kWAll2023October Monthly Peak | Portfolio Adjusted | 1-in-10 | Size: 20 kW to 199.99 kW | All | 2023 | October Monthly Peak | 10 | 14.1672 | 13.4701 | 13.0626 | 12.9844 | 13.451 | 14.8743 | 17.6206 | 19.6183 | 22.8491 | 25.8714 | 28.1685 | 29.7786 | 30.5462 | 31.282 | 31.3614 | 30.6309 | 29.1452 | 26.6786 | 24.9544 | 23.8618 | 22.234 | 20.3451 | 17.8137 | 15.8145 | 0 | 0 | 0 | 0 | 0 | 0 | 0 | 0 | 0 | 0 | 0 | 0 | 0 | 0 | 0.29897 | 0.29634 | 0.28938 | 0.20497 | 0 | 0 | 0 | 0 | 0 | 0 | 73.0044 | 72.093 | 71.1441 | 69.8139 | 68.8212 | 68.0036 | 67.6035 | 67.2857 | 68.1901 | 72.3274 | 77.4566 | 82.2218 | 85.5982 | 87.9877 | 89.1459 | 89.5287 | 88.8479 | 87.1279 | 84.4812 | 81.4176 | 78.3393 | 76.126 | 74.4266 | 72.998 | 0.022123 | 0.022664 | 0.02157 | 0.018835 | 0.019406 | 0.020738 | 0.025165 | 0.029209 | 0.033889 | 0.037332 | 0.039264 | 0.041079 | 0.042177 | 0.042727 | 0.041905 | 0.038364 | 0.034719 | 0.031733 | 0.029431 | 0.028773 | 0.02778 | 0.025352 | 0.023946 | 0.024987
Portfolio Adjusted1-in-10Size: 20 kW to 199.99 kWAll2023November Monthly Peak | Portfolio Adjusted | 1-in-10 | Size: 20 kW to 199.99 kW | All | 2023 | November Monthly Peak | 11 | 12.4716 | 11.9024 | 11.6519 | 11.6638 | 12.1448 | 13.4046 | 15.1493 | 16.9185 | 19.3686 | 21.3364 | 22.8941 | 23.9154 | 24.5309 | 25.004 | 24.9758 | 24.3031 | 23.3108 | 22.7092 | 20.9461 | 19.7468 | 18.589 | 17.1032 | 15.2096 | 13.646 | 0 | 0 | 0 | 0 | 0 | 0 | 0 | 0 | 0 | 0 | 0 | 0 | 0 | 0 | 0.2381 | 0.23512 | 0.23145 | 0.17448 | 0 | 0 | 0 | 0 | 0 | 0 | 61.0374 | 59.7178 | 58.7171 | 57.4239 | 56.5159 | 55.8812 | 55.4613 | 55.4921 | 57.8375 | 62.327 | 67.6854 | 71.916 | 74.5863 | 76.2473 | 77.282 | 77.4025 | 76.3704 | 74.0912 | 71.4287 | 68.4568 | 66.2988 | 64.7417 | 63.1654 | 62.139 | 0.019321 | 0.01987 | 0.019107 | 0.016778 | 0.017408 | 0.018503 | 0.021452 | 0.024946 | 0.028481 | 0.030471 | 0.031544 | 0.032542 | 0.03337 | 0.033649 | 0.032893 | 0.030017 | 0.0274 | 0.026679 | 0.024472 | 0.023619 | 0.023048 | 0.021178 | 0.020304 | 0.02138
Portfolio Adjusted1-in-10Size: 20 kW to 199.99 kWAll2023December Monthly Peak | Portfolio Adjusted | 1-in-10 | Size: 20 kW to 199.99 kW | All | 2023 | December Monthly Peak | 12 | 12.1632 | 11.911 | 11.7856 | 11.9234 | 12.3782 | 14.3538 | 17.4412 | 19.2959 | 21.66 | 22.4653 | 22.2241 | 21.7422 | 20.8699 | 20.5527 | 19.9821 | 18.8181 | 18.5647 | 18.6965 | 17.7808 | 17.0412 | 16.5102 | 15.6357 | 14.5813 | 13.3246 | 0 | 0 | 0 | 0 | 0 | 0 | 0 | 0 | 0 | 0 | 0 | 0 | 0 | 0 | 0.19049 | 0.18206 | 0.18433 | 0.14365 | 0 | 0 | 0 | 0 | 0 | 0 | 42.3269 | 41.6693 | 41.2113 | 40.7968 | 40.324 | 39.6068 | 39.5988 | 39.5411 | 40.3009 | 42.7679 | 45.3801 | 47.697 | 49.1333 | 49.7158 | 50.0775 | 50.114 | 49.4805 | 48.0165 | 46.3327 | 45.2029 | 44.2681 | 43.3617 | 42.8744 | 42.4204 | 0.018746 | 0.01986 | 0.01929 | 0.017114 | 0.017638 | 0.019981 | 0.025142 | 0.028948 | 0.032362 | 0.032748 | 0.031347 | 0.030445 | 0.02922 | 0.02848 | 0.027008 | 0.023843 | 0.022505 | 0.022447 | 0.020947 | 0.02043 | 0.020454 | 0.019269 | 0.019431 | 0.020825
Portfolio Adjusted1-in-10Size: 20 kW to 199.99 kWAll2023Typical Event Day | Portfolio Adjusted | 1-in-10 | Size: 20 kW to 199.99 kW | All | 2023 | Typical Event Day | 8 | 15.428 | 14.5969 | 14.0922 | 14.0028 | 14.4752 | 16.0649 | 18.5604 | 21.5489 | 25.537 | 28.7861 | 31.345 | 33.002 | 33.7755 | 34.4512 | 34.5497 | 33.8953 | 32.5438 | 29.9819 | 26.83 | 25.4335 | 24.4556 | 22.3675 | 19.66 | 17.3333 | 0 | 0 | 0 | 0 | 0 | 0 | 0 | 0 | 0 | 0 | 0 | 0 | 0 | 0 | 0.32937 | 0.32792 | 0.32313 | 0.23035 | 0 | 0 | 0 | 0 | 0 | 0 | 75.1866 | 74.0557 | 72.9865 | 72.0882 | 71.2142 | 70.3363 | 69.7979 | 70.0792 | 73.0213 | 77.8772 | 82.7353 | 86.8804 | 89.891 | 91.9211 | 93.0513 | 93.5246 | 93.6237 | 92.8471 | 91.4357 | 88.9903 | 85.3904 | 82.0099 | 79.7318 | 78.0147 | 0.024282 | 0.024757 | 0.023434 | 0.020441 | 0.021007 | 0.022543 | 0.026734 | 0.032284 | 0.03823 | 0.041957 | 0.044083 | 0.045944 | 0.047089 | 0.04753 | 0.046592 | 0.042789 | 0.03909 | 0.035921 | 0.031875 | 0.030858 | 0.030763 | 0.028116 | 0.026649 | 0.027589
Portfolio Adjusted1-in-10Size: 20 kW to 199.99 kWAll2024January Monthly Peak | Portfolio Adjusted | 1-in-10 | Size: 20 kW to 199.99 kW | All | 2024 | January Monthly Peak | 1 | 11.71 | 11.6598 | 11.5893 | 11.7763 | 12.0812 | 14.5757 | 18.4039 | 20.3673 | 22.8277 | 23.5949 | 22.9156 | 22.2581 | 20.9253 | 20.438 | 19.5913 | 17.9254 | 17.493 | 17.6146 | 16.8384 | 16.0315 | 15.6037 | 14.6885 | 13.8147 | 12.7737 | 0 | 0 | 0 | 0 | 0 | 0 | 0 | 0 | 0 | 0 | 0 | 0 | 0 | 0 | 0.18677 | 0.17342 | 0.17369 | 0.13533 | 0 | 0 | 0 | 0 | 0 | 0 | 39.6331 | 39.146 | 38.5398 | 37.7829 | 37.3027 | 36.8597 | 36.331 | 36.0498 | 36.6898 | 39.5298 | 42.383 | 44.6982 | 46.378 | 47.5504 | 48.5538 | 48.7632 | 48.4505 | 47.4128 | 45.6321 | 44.4853 | 43.5072 | 43.0123 | 42.423 | 41.7589 | 0.017954 | 0.019391 | 0.018906 | 0.016873 | 0.017128 | 0.020499 | 0.0271 | 0.031249 | 0.034823 | 0.035089 | 0.032912 | 0.031788 | 0.029788 | 0.028807 | 0.02687 | 0.023051 | 0.021609 | 0.021348 | 0.019847 | 0.019153 | 0.019263 | 0.017989 | 0.018364 | 0.01994
Portfolio Adjusted1-in-10Size: 20 kW to 199.99 kWAll2024February Monthly Peak | Portfolio Adjusted | 1-in-10 | Size: 20 kW to 199.99 kW | All | 2024 | February Monthly Peak | 2 | 11.9076 | 11.547 | 11.367 | 11.5048 | 11.9558 | 13.5903 | 16.1597 | 17.6526 | 19.8402 | 21.0535 | 21.5246 | 21.7627 | 21.5926 | 21.749 | 21.564 | 20.6952 | 19.86 | 19.2539 | 18.7904 | 17.7909 | 17.0204 | 15.7943 | 14.2769 | 12.9527 | 0 | 0 | 0 | 0 | 0 | 0 | 0 | 0 | 0 | 0 | 0 | 0 | 0 | 0 | 0.20557 | 0.20022 | 0.19719 | 0.14793 | 0 | 0 | 0 | 0 | 0 | 0 | 46.9784 | 46.5875 | 46.2653 | 45.7652 | 45.4899 | 44.9341 | 44.3759 | 44.5537 | 45.7444 | 49.152 | 52.3334 | 55.1211 | 56.8778 | 57.8945 | 58.5469 | 58.798 | 58.1241 | 57.1264 | 55.0706 | 52.9608 | 51.4701 | 50.1414 | 49.046 | 47.7578 | 0.018379 | 0.019245 | 0.018594 | 0.016533 | 0.017063 | 0.018928 | 0.023298 | 0.026504 | 0.029722 | 0.030697 | 0.030315 | 0.030357 | 0.03008 | 0.02998 | 0.029021 | 0.026131 | 0.023918 | 0.02305 | 0.022176 | 0.021398 | 0.021166 | 0.019541 | 0.019073 | 0.020298
Portfolio Adjusted1-in-10Size: 20 kW to 199.99 kWAll2024March Monthly Peak | Portfolio Adjusted | 1-in-10 | Size: 20 kW to 199.99 kW | All | 2024 | March Monthly Peak | 3 | 12.6088 | 12.0288 | 11.6975 | 11.7095 | 12.142 | 13.3698 | 15.6769 | 17.1497 | 19.2943 | 21.2586 | 22.7906 | 23.9169 | 24.6106 | 25.3073 | 25.5575 | 25.1306 | 24.1002 | 22.4728 | 21.0016 | 20.5424 | 19.4295 | 17.8123 | 15.7024 | 13.9836 | 0 | 0 | 0 | 0 | 0 | 0 | 0 | 0 | 0 | 0 | 0 | 0 | 0 | 0 | 0.24364 | 0.24313 | 0.23929 | 0.17266 | 0 | 0 | 0 | 0 | 0 | 0 | 58.0436 | 56.7407 | 55.8822 | 55.1663 | 54.2959 | 53.3135 | 52.7265 | 53.2933 | 56.8309 | 61.9784 | 67.1251 | 71.4914 | 74.4344 | 75.9675 | 76.6918 | 77.1064 | 76.7194 | 75.4653 | 73.0065 | 69.4317 | 66.2193 | 63.3043 | 61.009 | 59.277 | 0.019523 | 0.020049 | 0.019147 | 0.016842 | 0.017388 | 0.018535 | 0.022333 | 0.025465 | 0.028605 | 0.030604 | 0.031652 | 0.032815 | 0.033797 | 0.034398 | 0.033968 | 0.031301 | 0.028551 | 0.026556 | 0.024639 | 0.024623 | 0.024141 | 0.022084 | 0.020989 | 0.021947
Portfolio Adjusted1-in-10Size: 20 kW to 199.99 kWAll2024April Monthly Peak | Portfolio Adjusted | 1-in-10 | Size: 20 kW to 199.99 kW | All | 2024 | April Monthly Peak | 4 | 13.3939 | 12.7279 | 12.3048 | 12.2661 | 12.7073 | 13.924 | 15.9614 | 17.9915 | 21.0467 | 23.7365 | 25.9597 | 27.5176 | 28.4136 | 29.1246 | 29.2871 | 28.8017 | 27.488 | 25.3008 | 22.9314 | 22.3609 | 21.325 | 19.4879 | 17.0622 | 15.0465 | 0 | 0 | 0 | 0 | 0 | 0 | 0 | 0 | 0 | 0 | 0 | 0 | 0 | 0 | 0.2792 | 0.27864 | 0.27293 | 0.19439 | 0 | 0 | 0 | 0 | 0 | 0 | 68.5314 | 67.0658 | 65.4261 | 64.0559 | 62.9256 | 61.9682 | 61.3933 | 61.404 | 64.644 | 70.6918 | 76.7987 | 82.1017 | 85.3543 | 87.2149 | 88.005 | 88.5329 | 88.4275 | 87.8106 | 85.9621 | 82.6007 | 78.1821 | 74.2712 | 71.5955 | 69.9288 | 0.020833 | 0.021312 | 0.02022 | 0.017703 | 0.018258 | 0.019332 | 0.022713 | 0.026673 | 0.031148 | 0.034111 | 0.03602 | 0.037743 | 0.03901 | 0.039588 | 0.038951 | 0.035895 | 0.032585 | 0.029922 | 0.026945 | 0.026848 | 0.026576 | 0.024266 | 0.022911 | 0.023736
Portfolio Adjusted1-in-10Size: 20 kW to 199.99 kWAll2024May Monthly Peak | Portfolio Adjusted | 1-in-10 | Size: 20 kW to 199.99 kW | All | 2024 | May Monthly Peak | 5 | 13.9258 | 13.218 | 12.7841 | 12.7185 | 13.1858 | 14.4308 | 16.2391 | 18.8113 | 22.236 | 25.0962 | 27.4058 | 28.9488 | 29.7486 | 30.3683 | 30.4353 | 29.8833 | 28.5487 | 26.282 | 23.7594 | 22.7417 | 22.1138 | 20.2789 | 17.7573 | 15.7152 | 0 | 0 | 0 | 0 | 0 | 0 | 0 | 0 | 0 | 0 | 0 | 0 | 0 | 0 | 0.29015 | 0.28911 | 0.28346 | 0.20193 | 0 | 0 | 0 | 0 | 0 | 0 | 71.0117 | 69.5619 | 68.1248 | 67.0272 | 65.9902 | 65.1006 | 64.6885 | 65.0612 | 68.5829 | 74.305 | 79.9963 | 84.1637 | 87.1835 | 89.189 | 90.7106 | 91.4461 | 91.367 | 90.4797 | 88.6945 | 86.1866 | 82.5572 | 78.5542 | 75.5802 | 73.0228 | 0.021827 | 0.02229 | 0.021144 | 0.018471 | 0.019072 | 0.020194 | 0.023294 | 0.028098 | 0.033234 | 0.036453 | 0.038449 | 0.040159 | 0.041291 | 0.041715 | 0.0409 | 0.037647 | 0.034188 | 0.031414 | 0.028193 | 0.027571 | 0.027773 | 0.025458 | 0.024035 | 0.024965
Portfolio Adjusted1-in-10Size: 20 kW to 199.99 kWAll2024June Monthly Peak | Portfolio Adjusted | 1-in-10 | Size: 20 kW to 199.99 kW | All | 2024 | June Monthly Peak | 6 | 14.6385 | 13.8894 | 13.4046 | 13.3028 | 13.7161 | 15.0075 | 17.1223 | 20.2033 | 23.9545 | 27.1134 | 29.5174 | 31.138 | 31.8513 | 32.5101 | 32.5836 | 31.9401 | 30.6251 | 28.2661 | 25.5477 | 23.9436 | 23.183 | 21.3527 | 18.7232 | 16.5426 | 0 | 0 | 0 | 0 | 0 | 0 | 0 | 0 | 0 | 0 | 0 | 0 | 0 | 0 | 0.31063 | 0.309 | 0.30408 | 0.21717 | 0 | 0 | 0 | 0 | 0 | 0 | 72.6791 | 71.3487 | 70.2915 | 69.167 | 68.1817 | 66.9472 | 66.3934 | 67.3013 | 70.9773 | 76.0889 | 81.1677 | 84.9559 | 87.491 | 89.1783 | 90.5493 | 91.2126 | 91.7256 | 91.2198 | 90.0943 | 88.0354 | 84.5371 | 80.6167 | 78.0223 | 76.1554 | 0.023114 | 0.023617 | 0.022329 | 0.019457 | 0.019943 | 0.02117 | 0.024773 | 0.030454 | 0.036132 | 0.039764 | 0.041785 | 0.0436 | 0.044641 | 0.045087 | 0.044187 | 0.040589 | 0.037043 | 0.034104 | 0.030565 | 0.029278 | 0.029349 | 0.026993 | 0.025532 | 0.026497
Portfolio Adjusted1-in-10Size: 20 kW to 199.99 kWAll2024July Monthly Peak | Portfolio Adjusted | 1-in-10 | Size: 20 kW to 199.99 kW | All | 2024 | July Monthly Peak | 7 | 15.2915 | 14.4928 | 13.9925 | 13.8795 | 14.3198 | 15.9027 | 18.3269 | 21.5378 | 25.36 | 28.5031 | 30.93 | 32.5802 | 33.3442 | 34.0301 | 34.1253 | 33.4304 | 32.1225 | 29.6811 | 26.6984 | 24.9994 | 24.2055 | 22.292 | 19.5813 | 17.3092 | 0 | 0 | 0 | 0 | 0 | 0 | 0 | 0 | 0 | 0 | 0 | 0 | 0 | 0 | 0.32532 | 0.32342 | 0.31894 | 0.22804 | 0 | 0 | 0 | 0 | 0 | 0 | 74.7896 | 73.7811 | 72.807 | 71.9392 | 71.1949 | 70.4824 | 69.9689 | 70.2466 | 73.3884 | 78.2017 | 82.8422 | 86.3737 | 88.7789 | 90.5007 | 91.7606 | 92.1703 | 92.5128 | 91.6695 | 90.0068 | 87.7496 | 84.8 | 81.7636 | 79.6366 | 78.1679 | 0.024147 | 0.024653 | 0.023333 | 0.020315 | 0.020827 | 0.022415 | 0.026539 | 0.032411 | 0.038167 | 0.041752 | 0.043736 | 0.045582 | 0.046707 | 0.047161 | 0.04625 | 0.042447 | 0.038817 | 0.035775 | 0.031891 | 0.030491 | 0.030562 | 0.028119 | 0.026643 | 0.027666
Portfolio Adjusted1-in-10Size: 20 kW to 199.99 kWAll2024August Monthly Peak | Portfolio Adjusted | 1-in-10 | Size: 20 kW to 199.99 kW | All | 2024 | August Monthly Peak | 8 | 15.5441 | 14.7084 | 14.198 | 14.1059 | 14.5794 | 16.1957 | 18.7409 | 21.7939 | 25.8826 | 29.2101 | 31.8118 | 33.4891 | 34.2508 | 34.9094 | 34.9804 | 34.2859 | 32.9073 | 30.3053 | 27.1058 | 25.6889 | 24.6855 | 22.5754 | 19.8434 | 17.4937 | 0 | 0 | 0 | 0 | 0 | 0 | 0 | 0 | 0 | 0 | 0 | 0 | 0 | 0 | 0.33347 | 0.3317 | 0.32674 | 0.23284 | 0 | 0 | 0 | 0 | 0 | 0 | 75.9865 | 75.0135 | 73.9591 | 73.1285 | 72.3671 | 71.7337 | 71.2154 | 71.2146 | 73.9216 | 78.6257 | 83.0443 | 87.2477 | 90.444 | 92.6262 | 93.8185 | 94.2917 | 94.0238 | 93.1891 | 92.0072 | 89.4701 | 85.5922 | 82.4867 | 80.4879 | 78.764 | 0.024443 | 0.024926 | 0.02359 | 0.020575 | 0.02114 | 0.022713 | 0.026979 | 0.032625 | 0.038699 | 0.04251 | 0.04467 | 0.046551 | 0.04768 | 0.048095 | 0.047112 | 0.043233 | 0.039488 | 0.03627 | 0.032165 | 0.031129 | 0.031017 | 0.028344 | 0.026868 | 0.027814
Portfolio Adjusted1-in-10Size: 20 kW to 199.99 kWAll2024September Monthly Peak | Portfolio Adjusted | 1-in-10 | Size: 20 kW to 199.99 kW | All | 2024 | September Monthly Peak | 9 | 15.4971 | 14.7482 | 14.2662 | 14.1651 | 14.6854 | 16.3703 | 19.2866 | 22.0587 | 26.345 | 29.8577 | 32.5018 | 34.1792 | 34.9172 | 35.5301 | 35.4187 | 34.4855 | 32.9177 | 30.1418 | 27.0636 | 26.2329 | 24.5479 | 22.4107 | 19.6292 | 17.3842 | 0 | 0 | 0 | 0 | 0 | 0 | 0 | 0 | 0 | 0 | 0 | 0 | 0 | 0 | 0.33765 | 0.33363 | 0.32684 | 0.23158 | 0 | 0 | 0 | 0 | 0 | 0 | 77.2912 | 76.0793 | 74.8882 | 74.1182 | 73.113 | 72.1818 | 71.6138 | 71.5544 | 73.7981 | 78.5924 | 83.8869 | 88.9444 | 92.8501 | 95.3794 | 96.0767 | 96.4237 | 96.2325 | 95.31 | 93.6347 | 90.706 | 86.6322 | 83.1725 | 80.7805 | 78.9717 | 0.024303 | 0.02493 | 0.02364 | 0.020599 | 0.021224 | 0.022881 | 0.02764 | 0.032895 | 0.03916 | 0.043182 | 0.045433 | 0.047292 | 0.048407 | 0.04876 | 0.047547 | 0.043389 | 0.039438 | 0.036005 | 0.032056 | 0.031708 | 0.030768 | 0.028038 | 0.02648 | 0.027582
Portfolio Adjusted1-in-10Size: 20 kW to 199.99 kWAll2024October Monthly Peak | Portfolio Adjusted | 1-in-10 | Size: 20 kW to 199.99 kW | All | 2024 | October Monthly Peak | 10 | 14.1672 | 13.4701 | 13.0626 | 12.9844 | 13.451 | 14.8743 | 17.6206 | 19.6183 | 22.8491 | 25.8714 | 28.1685 | 29.7786 | 30.5462 | 31.282 | 31.3614 | 30.6309 | 29.1452 | 26.6786 | 24.9544 | 23.8618 | 22.234 | 20.3451 | 17.8137 | 15.8145 | 0 | 0 | 0 | 0 | 0 | 0 | 0 | 0 | 0 | 0 | 0 | 0 | 0 | 0 | 0.29897 | 0.29634 | 0.28938 | 0.20497 | 0 | 0 | 0 | 0 | 0 | 0 | 73.0044 | 72.093 | 71.1441 | 69.8139 | 68.8212 | 68.0036 | 67.6035 | 67.2857 | 68.1901 | 72.3274 | 77.4566 | 82.2218 | 85.5982 | 87.9877 | 89.1459 | 89.5287 | 88.8479 | 87.1279 | 84.4812 | 81.4176 | 78.3393 | 76.126 | 74.4266 | 72.998 | 0.022123 | 0.022664 | 0.02157 | 0.018835 | 0.019406 | 0.020738 | 0.025165 | 0.029209 | 0.033889 | 0.037332 | 0.039264 | 0.041079 | 0.042177 | 0.042727 | 0.041905 | 0.038364 | 0.034719 | 0.031733 | 0.029431 | 0.028773 | 0.02778 | 0.025352 | 0.023946 | 0.024987
Portfolio Adjusted1-in-10Size: 20 kW to 199.99 kWAll2024November Monthly Peak | Portfolio Adjusted | 1-in-10 | Size: 20 kW to 199.99 kW | All | 2024 | November Monthly Peak | 11 | 12.4716 | 11.9024 | 11.6519 | 11.6638 | 12.1448 | 13.4046 | 15.1493 | 16.9185 | 19.3686 | 21.3364 | 22.8941 | 23.9154 | 24.5309 | 25.004 | 24.9758 | 24.3031 | 23.3108 | 22.7092 | 20.9461 | 19.7468 | 18.589 | 17.1032 | 15.2096 | 13.646 | 0 | 0 | 0 | 0 | 0 | 0 | 0 | 0 | 0 | 0 | 0 | 0 | 0 | 0 | 0.2381 | 0.23512 | 0.23145 | 0.17448 | 0 | 0 | 0 | 0 | 0 | 0 | 61.0374 | 59.7178 | 58.7171 | 57.4239 | 56.5159 | 55.8812 | 55.4613 | 55.4921 | 57.8375 | 62.327 | 67.6854 | 71.916 | 74.5863 | 76.2473 | 77.282 | 77.4025 | 76.3704 | 74.0912 | 71.4287 | 68.4568 | 66.2988 | 64.7417 | 63.1654 | 62.139 | 0.019321 | 0.01987 | 0.019107 | 0.016778 | 0.017408 | 0.018503 | 0.021452 | 0.024946 | 0.028481 | 0.030471 | 0.031544 | 0.032542 | 0.03337 | 0.033649 | 0.032893 | 0.030017 | 0.0274 | 0.026679 | 0.024472 | 0.023619 | 0.023048 | 0.021178 | 0.020304 | 0.02138
Portfolio Adjusted1-in-10Size: 20 kW to 199.99 kWAll2024December Monthly Peak | Portfolio Adjusted | 1-in-10 | Size: 20 kW to 199.99 kW | All | 2024 | December Monthly Peak | 12 | 12.1632 | 11.911 | 11.7856 | 11.9234 | 12.3782 | 14.3538 | 17.4412 | 19.2959 | 21.66 | 22.4653 | 22.2241 | 21.7422 | 20.8699 | 20.5527 | 19.9821 | 18.8181 | 18.5647 | 18.6965 | 17.7808 | 17.0412 | 16.5102 | 15.6357 | 14.5813 | 13.3246 | 0 | 0 | 0 | 0 | 0 | 0 | 0 | 0 | 0 | 0 | 0 | 0 | 0 | 0 | 0.19049 | 0.18206 | 0.18433 | 0.14365 | 0 | 0 | 0 | 0 | 0 | 0 | 42.3269 | 41.6693 | 41.2113 | 40.7968 | 40.324 | 39.6068 | 39.5988 | 39.5411 | 40.3009 | 42.7679 | 45.3801 | 47.697 | 49.1333 | 49.7158 | 50.0775 | 50.114 | 49.4805 | 48.0165 | 46.3327 | 45.2029 | 44.2681 | 43.3617 | 42.8744 | 42.4204 | 0.018746 | 0.01986 | 0.01929 | 0.017114 | 0.017638 | 0.019981 | 0.025142 | 0.028948 | 0.032362 | 0.032748 | 0.031347 | 0.030445 | 0.02922 | 0.02848 | 0.027008 | 0.023843 | 0.022505 | 0.022447 | 0.020947 | 0.02043 | 0.020454 | 0.019269 | 0.019431 | 0.020825
Portfolio Adjusted1-in-10Size: 20 kW to 199.99 kWAll2024Typical Event Day | Portfolio Adjusted | 1-in-10 | Size: 20 kW to 199.99 kW | All | 2024 | Typical Event Day | 8 | 15.428 | 14.5969 | 14.0922 | 14.0028 | 14.4752 | 16.0649 | 18.5604 | 21.5489 | 25.537 | 28.7861 | 31.345 | 33.002 | 33.7755 | 34.4512 | 34.5497 | 33.8953 | 32.5438 | 29.9819 | 26.83 | 25.4335 | 24.4556 | 22.3675 | 19.66 | 17.3333 | 0 | 0 | 0 | 0 | 0 | 0 | 0 | 0 | 0 | 0 | 0 | 0 | 0 | 0 | 0.32937 | 0.32792 | 0.32313 | 0.23035 | 0 | 0 | 0 | 0 | 0 | 0 | 75.1866 | 74.0557 | 72.9865 | 72.0882 | 71.2142 | 70.3363 | 69.7979 | 70.0792 | 73.0213 | 77.8772 | 82.7353 | 86.8804 | 89.891 | 91.9211 | 93.0513 | 93.5246 | 93.6237 | 92.8471 | 91.4357 | 88.9903 | 85.3904 | 82.0099 | 79.7318 | 78.0147 | 0.024282 | 0.024757 | 0.023434 | 0.020441 | 0.021007 | 0.022543 | 0.026734 | 0.032284 | 0.03823 | 0.041957 | 0.044083 | 0.045944 | 0.047089 | 0.04753 | 0.046592 | 0.042789 | 0.03909 | 0.035921 | 0.031875 | 0.030858 | 0.030763 | 0.028116 | 0.026649 | 0.027589
Portfolio Adjusted1-in-10Size: 20 kW to 199.99 kWAll2025January Monthly Peak | Portfolio Adjusted | 1-in-10 | Size: 20 kW to 199.99 kW | All | 2025 | January Monthly Peak | 1 | 11.71 | 11.6598 | 11.5893 | 11.7763 | 12.0812 | 14.5757 | 18.4039 | 20.3673 | 22.8277 | 23.5949 | 22.9156 | 22.2581 | 20.9253 | 20.438 | 19.5913 | 17.9254 | 17.493 | 17.6146 | 16.8384 | 16.0315 | 15.6037 | 14.6885 | 13.8147 | 12.7737 | 0 | 0 | 0 | 0 | 0 | 0 | 0 | 0 | 0 | 0 | 0 | 0 | 0 | 0 | 0.18677 | 0.17342 | 0.17369 | 0.13533 | 0 | 0 | 0 | 0 | 0 | 0 | 39.6331 | 39.146 | 38.5398 | 37.7829 | 37.3027 | 36.8597 | 36.331 | 36.0498 | 36.6898 | 39.5298 | 42.383 | 44.6982 | 46.378 | 47.5504 | 48.5538 | 48.7632 | 48.4505 | 47.4128 | 45.6321 | 44.4853 | 43.5072 | 43.0123 | 42.423 | 41.7589 | 0.017954 | 0.019391 | 0.018906 | 0.016873 | 0.017128 | 0.020499 | 0.0271 | 0.031249 | 0.034823 | 0.035089 | 0.032912 | 0.031788 | 0.029788 | 0.028807 | 0.02687 | 0.023051 | 0.021609 | 0.021348 | 0.019847 | 0.019153 | 0.019263 | 0.017989 | 0.018364 | 0.01994
Portfolio Adjusted1-in-10Size: 20 kW to 199.99 kWAll2025February Monthly Peak | Portfolio Adjusted | 1-in-10 | Size: 20 kW to 199.99 kW | All | 2025 | February Monthly Peak | 2 | 11.9076 | 11.547 | 11.367 | 11.5048 | 11.9558 | 13.5903 | 16.1597 | 17.6526 | 19.8402 | 21.0535 | 21.5246 | 21.7627 | 21.5926 | 21.749 | 21.564 | 20.6952 | 19.86 | 19.2539 | 18.7904 | 17.7909 | 17.0204 | 15.7943 | 14.2769 | 12.9527 | 0 | 0 | 0 | 0 | 0 | 0 | 0 | 0 | 0 | 0 | 0 | 0 | 0 | 0 | 0.20557 | 0.20022 | 0.19719 | 0.14793 | 0 | 0 | 0 | 0 | 0 | 0 | 46.9784 | 46.5875 | 46.2653 | 45.7652 | 45.4899 | 44.9341 | 44.3759 | 44.5537 | 45.7444 | 49.152 | 52.3334 | 55.1211 | 56.8778 | 57.8945 | 58.5469 | 58.798 | 58.1241 | 57.1264 | 55.0706 | 52.9608 | 51.4701 | 50.1414 | 49.046 | 47.7578 | 0.018379 | 0.019245 | 0.018594 | 0.016533 | 0.017063 | 0.018928 | 0.023298 | 0.026504 | 0.029722 | 0.030697 | 0.030315 | 0.030357 | 0.03008 | 0.02998 | 0.029021 | 0.026131 | 0.023918 | 0.02305 | 0.022176 | 0.021398 | 0.021166 | 0.019541 | 0.019073 | 0.020298
Portfolio Adjusted1-in-10Size: 20 kW to 199.99 kWAll2025March Monthly Peak | Portfolio Adjusted | 1-in-10 | Size: 20 kW to 199.99 kW | All | 2025 | March Monthly Peak | 3 | 12.6088 | 12.0288 | 11.6975 | 11.7095 | 12.142 | 13.3698 | 15.6769 | 17.1497 | 19.2943 | 21.2586 | 22.7906 | 23.9169 | 24.6106 | 25.3073 | 25.5575 | 25.1306 | 24.1002 | 22.4728 | 21.0016 | 20.5424 | 19.4295 | 17.8123 | 15.7024 | 13.9836 | 0 | 0 | 0 | 0 | 0 | 0 | 0 | 0 | 0 | 0 | 0 | 0 | 0 | 0 | 0.24364 | 0.24313 | 0.23929 | 0.17266 | 0 | 0 | 0 | 0 | 0 | 0 | 58.0436 | 56.7407 | 55.8822 | 55.1663 | 54.2959 | 53.3135 | 52.7265 | 53.2933 | 56.8309 | 61.9784 | 67.1251 | 71.4914 | 74.4344 | 75.9675 | 76.6918 | 77.1064 | 76.7194 | 75.4653 | 73.0065 | 69.4317 | 66.2193 | 63.3043 | 61.009 | 59.277 | 0.019523 | 0.020049 | 0.019147 | 0.016842 | 0.017388 | 0.018535 | 0.022333 | 0.025465 | 0.028605 | 0.030604 | 0.031652 | 0.032815 | 0.033797 | 0.034398 | 0.033968 | 0.031301 | 0.028551 | 0.026556 | 0.024639 | 0.024623 | 0.024141 | 0.022084 | 0.020989 | 0.021947
Portfolio Adjusted1-in-10Size: 20 kW to 199.99 kWAll2025April Monthly Peak | Portfolio Adjusted | 1-in-10 | Size: 20 kW to 199.99 kW | All | 2025 | April Monthly Peak | 4 | 13.3939 | 12.7279 | 12.3048 | 12.2661 | 12.7073 | 13.924 | 15.9614 | 17.9915 | 21.0467 | 23.7365 | 25.9597 | 27.5176 | 28.4136 | 29.1246 | 29.2871 | 28.8017 | 27.488 | 25.3008 | 22.9314 | 22.3609 | 21.325 | 19.4879 | 17.0622 | 15.0465 | 0 | 0 | 0 | 0 | 0 | 0 | 0 | 0 | 0 | 0 | 0 | 0 | 0 | 0 | 0.2792 | 0.27864 | 0.27293 | 0.19439 | 0 | 0 | 0 | 0 | 0 | 0 | 68.5314 | 67.0658 | 65.4261 | 64.0559 | 62.9256 | 61.9682 | 61.3933 | 61.404 | 64.644 | 70.6918 | 76.7987 | 82.1017 | 85.3543 | 87.2149 | 88.005 | 88.5329 | 88.4275 | 87.8106 | 85.9621 | 82.6007 | 78.1821 | 74.2712 | 71.5955 | 69.9288 | 0.020833 | 0.021312 | 0.02022 | 0.017703 | 0.018258 | 0.019332 | 0.022713 | 0.026673 | 0.031148 | 0.034111 | 0.03602 | 0.037743 | 0.03901 | 0.039588 | 0.038951 | 0.035895 | 0.032585 | 0.029922 | 0.026945 | 0.026848 | 0.026576 | 0.024266 | 0.022911 | 0.023736
Portfolio Adjusted1-in-10Size: 20 kW to 199.99 kWAll2025May Monthly Peak | Portfolio Adjusted | 1-in-10 | Size: 20 kW to 199.99 kW | All | 2025 | May Monthly Peak | 5 | 13.9258 | 13.218 | 12.7841 | 12.7185 | 13.1858 | 14.4308 | 16.2391 | 18.8113 | 22.236 | 25.0962 | 27.4058 | 28.9488 | 29.7486 | 30.3683 | 30.4353 | 29.8833 | 28.5487 | 26.282 | 23.7594 | 22.7417 | 22.1138 | 20.2789 | 17.7573 | 15.7152 | 0 | 0 | 0 | 0 | 0 | 0 | 0 | 0 | 0 | 0 | 0 | 0 | 0 | 0 | 0.29015 | 0.28911 | 0.28346 | 0.20193 | 0 | 0 | 0 | 0 | 0 | 0 | 71.0117 | 69.5619 | 68.1248 | 67.0272 | 65.9902 | 65.1006 | 64.6885 | 65.0612 | 68.5829 | 74.305 | 79.9963 | 84.1637 | 87.1835 | 89.189 | 90.7106 | 91.4461 | 91.367 | 90.4797 | 88.6945 | 86.1866 | 82.5572 | 78.5542 | 75.5802 | 73.0228 | 0.021827 | 0.02229 | 0.021144 | 0.018471 | 0.019072 | 0.020194 | 0.023294 | 0.028098 | 0.033234 | 0.036453 | 0.038449 | 0.040159 | 0.041291 | 0.041715 | 0.0409 | 0.037647 | 0.034188 | 0.031414 | 0.028193 | 0.027571 | 0.027773 | 0.025458 | 0.024035 | 0.024965
Portfolio Adjusted1-in-10Size: 20 kW to 199.99 kWAll2025June Monthly Peak | Portfolio Adjusted | 1-in-10 | Size: 20 kW to 199.99 kW | All | 2025 | June Monthly Peak | 6 | 14.6385 | 13.8894 | 13.4046 | 13.3028 | 13.7161 | 15.0075 | 17.1223 | 20.2033 | 23.9545 | 27.1134 | 29.5174 | 31.138 | 31.8513 | 32.5101 | 32.5836 | 31.9401 | 30.6251 | 28.2661 | 25.5477 | 23.9436 | 23.183 | 21.3527 | 18.7232 | 16.5426 | 0 | 0 | 0 | 0 | 0 | 0 | 0 | 0 | 0 | 0 | 0 | 0 | 0 | 0 | 0.31063 | 0.309 | 0.30408 | 0.21717 | 0 | 0 | 0 | 0 | 0 | 0 | 72.6791 | 71.3487 | 70.2915 | 69.167 | 68.1817 | 66.9472 | 66.3934 | 67.3013 | 70.9773 | 76.0889 | 81.1677 | 84.9559 | 87.491 | 89.1783 | 90.5493 | 91.2126 | 91.7256 | 91.2198 | 90.0943 | 88.0354 | 84.5371 | 80.6167 | 78.0223 | 76.1554 | 0.023114 | 0.023617 | 0.022329 | 0.019457 | 0.019943 | 0.02117 | 0.024773 | 0.030454 | 0.036132 | 0.039764 | 0.041785 | 0.0436 | 0.044641 | 0.045087 | 0.044187 | 0.040589 | 0.037043 | 0.034104 | 0.030565 | 0.029278 | 0.029349 | 0.026993 | 0.025532 | 0.026497
Portfolio Adjusted1-in-10Size: 20 kW to 199.99 kWAll2025July Monthly Peak | Portfolio Adjusted | 1-in-10 | Size: 20 kW to 199.99 kW | All | 2025 | July Monthly Peak | 7 | 15.2915 | 14.4928 | 13.9925 | 13.8795 | 14.3198 | 15.9027 | 18.3269 | 21.5378 | 25.36 | 28.5031 | 30.93 | 32.5802 | 33.3442 | 34.0301 | 34.1253 | 33.4304 | 32.1225 | 29.6811 | 26.6984 | 24.9994 | 24.2055 | 22.292 | 19.5813 | 17.3092 | 0 | 0 | 0 | 0 | 0 | 0 | 0 | 0 | 0 | 0 | 0 | 0 | 0 | 0 | 0.32532 | 0.32342 | 0.31894 | 0.22804 | 0 | 0 | 0 | 0 | 0 | 0 | 74.7896 | 73.7811 | 72.807 | 71.9392 | 71.1949 | 70.4824 | 69.9689 | 70.2466 | 73.3884 | 78.2017 | 82.8422 | 86.3737 | 88.7789 | 90.5007 | 91.7606 | 92.1703 | 92.5128 | 91.6695 | 90.0068 | 87.7496 | 84.8 | 81.7636 | 79.6366 | 78.1679 | 0.024147 | 0.024653 | 0.023333 | 0.020315 | 0.020827 | 0.022415 | 0.026539 | 0.032411 | 0.038167 | 0.041752 | 0.043736 | 0.045582 | 0.046707 | 0.047161 | 0.04625 | 0.042447 | 0.038817 | 0.035775 | 0.031891 | 0.030491 | 0.030562 | 0.028119 | 0.026643 | 0.027666
Portfolio Adjusted1-in-10Size: 20 kW to 199.99 kWAll2025August Monthly Peak | Portfolio Adjusted | 1-in-10 | Size: 20 kW to 199.99 kW | All | 2025 | August Monthly Peak | 8 | 15.5441 | 14.7084 | 14.198 | 14.1059 | 14.5794 | 16.1957 | 18.7409 | 21.7939 | 25.8826 | 29.2101 | 31.8118 | 33.4891 | 34.2508 | 34.9094 | 34.9804 | 34.2859 | 32.9073 | 30.3053 | 27.1058 | 25.6889 | 24.6855 | 22.5754 | 19.8434 | 17.4937 | 0 | 0 | 0 | 0 | 0 | 0 | 0 | 0 | 0 | 0 | 0 | 0 | 0 | 0 | 0.33347 | 0.3317 | 0.32674 | 0.23284 | 0 | 0 | 0 | 0 | 0 | 0 | 75.9865 | 75.0135 | 73.9591 | 73.1285 | 72.3671 | 71.7337 | 71.2154 | 71.2146 | 73.9216 | 78.6257 | 83.0443 | 87.2477 | 90.444 | 92.6262 | 93.8185 | 94.2917 | 94.0238 | 93.1891 | 92.0072 | 89.4701 | 85.5922 | 82.4867 | 80.4879 | 78.764 | 0.024443 | 0.024926 | 0.02359 | 0.020575 | 0.02114 | 0.022713 | 0.026979 | 0.032625 | 0.038699 | 0.04251 | 0.04467 | 0.046551 | 0.04768 | 0.048095 | 0.047112 | 0.043233 | 0.039488 | 0.03627 | 0.032165 | 0.031129 | 0.031017 | 0.028344 | 0.026868 | 0.027814
Portfolio Adjusted1-in-10Size: 20 kW to 199.99 kWAll2025September Monthly Peak | Portfolio Adjusted | 1-in-10 | Size: 20 kW to 199.99 kW | All | 2025 | September Monthly Peak | 9 | 15.4971 | 14.7482 | 14.2662 | 14.1651 | 14.6854 | 16.3703 | 19.2866 | 22.0587 | 26.345 | 29.8577 | 32.5018 | 34.1792 | 34.9172 | 35.5301 | 35.4187 | 34.4855 | 32.9177 | 30.1418 | 27.0636 | 26.2329 | 24.5479 | 22.4107 | 19.6292 | 17.3842 | 0 | 0 | 0 | 0 | 0 | 0 | 0 | 0 | 0 | 0 | 0 | 0 | 0 | 0 | 0.33765 | 0.33363 | 0.32684 | 0.23158 | 0 | 0 | 0 | 0 | 0 | 0 | 77.2912 | 76.0793 | 74.8882 | 74.1182 | 73.113 | 72.1818 | 71.6138 | 71.5544 | 73.7981 | 78.5924 | 83.8869 | 88.9444 | 92.8501 | 95.3794 | 96.0767 | 96.4237 | 96.2325 | 95.31 | 93.6347 | 90.706 | 86.6322 | 83.1725 | 80.7805 | 78.9717 | 0.024303 | 0.02493 | 0.02364 | 0.020599 | 0.021224 | 0.022881 | 0.02764 | 0.032895 | 0.03916 | 0.043182 | 0.045433 | 0.047292 | 0.048407 | 0.04876 | 0.047547 | 0.043389 | 0.039438 | 0.036005 | 0.032056 | 0.031708 | 0.030768 | 0.028038 | 0.02648 | 0.027582
Portfolio Adjusted1-in-10Size: 20 kW to 199.99 kWAll2025October Monthly Peak | Portfolio Adjusted | 1-in-10 | Size: 20 kW to 199.99 kW | All | 2025 | October Monthly Peak | 10 | 14.1672 | 13.4701 | 13.0626 | 12.9844 | 13.451 | 14.8743 | 17.6206 | 19.6183 | 22.8491 | 25.8714 | 28.1685 | 29.7786 | 30.5462 | 31.282 | 31.3614 | 30.6309 | 29.1452 | 26.6786 | 24.9544 | 23.8618 | 22.234 | 20.3451 | 17.8137 | 15.8145 | 0 | 0 | 0 | 0 | 0 | 0 | 0 | 0 | 0 | 0 | 0 | 0 | 0 | 0 | 0.29897 | 0.29634 | 0.28938 | 0.20497 | 0 | 0 | 0 | 0 | 0 | 0 | 73.0044 | 72.093 | 71.1441 | 69.8139 | 68.8212 | 68.0036 | 67.6035 | 67.2857 | 68.1901 | 72.3274 | 77.4566 | 82.2218 | 85.5982 | 87.9877 | 89.1459 | 89.5287 | 88.8479 | 87.1279 | 84.4812 | 81.4176 | 78.3393 | 76.126 | 74.4266 | 72.998 | 0.022123 | 0.022664 | 0.02157 | 0.018835 | 0.019406 | 0.020738 | 0.025165 | 0.029209 | 0.033889 | 0.037332 | 0.039264 | 0.041079 | 0.042177 | 0.042727 | 0.041905 | 0.038364 | 0.034719 | 0.031733 | 0.029431 | 0.028773 | 0.02778 | 0.025352 | 0.023946 | 0.024987
Portfolio Adjusted1-in-10Size: 20 kW to 199.99 kWAll2025November Monthly Peak | Portfolio Adjusted | 1-in-10 | Size: 20 kW to 199.99 kW | All | 2025 | November Monthly Peak | 11 | 12.4716 | 11.9024 | 11.6519 | 11.6638 | 12.1448 | 13.4046 | 15.1493 | 16.9185 | 19.3686 | 21.3364 | 22.8941 | 23.9154 | 24.5309 | 25.004 | 24.9758 | 24.3031 | 23.3108 | 22.7092 | 20.9461 | 19.7468 | 18.589 | 17.1032 | 15.2096 | 13.646 | 0 | 0 | 0 | 0 | 0 | 0 | 0 | 0 | 0 | 0 | 0 | 0 | 0 | 0 | 0.2381 | 0.23512 | 0.23145 | 0.17448 | 0 | 0 | 0 | 0 | 0 | 0 | 61.0374 | 59.7178 | 58.7171 | 57.4239 | 56.5159 | 55.8812 | 55.4613 | 55.4921 | 57.8375 | 62.327 | 67.6854 | 71.916 | 74.5863 | 76.2473 | 77.282 | 77.4025 | 76.3704 | 74.0912 | 71.4287 | 68.4568 | 66.2988 | 64.7417 | 63.1654 | 62.139 | 0.019321 | 0.01987 | 0.019107 | 0.016778 | 0.017408 | 0.018503 | 0.021452 | 0.024946 | 0.028481 | 0.030471 | 0.031544 | 0.032542 | 0.03337 | 0.033649 | 0.032893 | 0.030017 | 0.0274 | 0.026679 | 0.024472 | 0.023619 | 0.023048 | 0.021178 | 0.020304 | 0.02138
Portfolio Adjusted1-in-10Size: 20 kW to 199.99 kWAll2025December Monthly Peak | Portfolio Adjusted | 1-in-10 | Size: 20 kW to 199.99 kW | All | 2025 | December Monthly Peak | 12 | 12.1632 | 11.911 | 11.7856 | 11.9234 | 12.3782 | 14.3538 | 17.4412 | 19.2959 | 21.66 | 22.4653 | 22.2241 | 21.7422 | 20.8699 | 20.5527 | 19.9821 | 18.8181 | 18.5647 | 18.6965 | 17.7808 | 17.0412 | 16.5102 | 15.6357 | 14.5813 | 13.3246 | 0 | 0 | 0 | 0 | 0 | 0 | 0 | 0 | 0 | 0 | 0 | 0 | 0 | 0 | 0.19049 | 0.18206 | 0.18433 | 0.14365 | 0 | 0 | 0 | 0 | 0 | 0 | 42.3269 | 41.6693 | 41.2113 | 40.7968 | 40.324 | 39.6068 | 39.5988 | 39.5411 | 40.3009 | 42.7679 | 45.3801 | 47.697 | 49.1333 | 49.7158 | 50.0775 | 50.114 | 49.4805 | 48.0165 | 46.3327 | 45.2029 | 44.2681 | 43.3617 | 42.8744 | 42.4204 | 0.018746 | 0.01986 | 0.01929 | 0.017114 | 0.017638 | 0.019981 | 0.025142 | 0.028948 | 0.032362 | 0.032748 | 0.031347 | 0.030445 | 0.02922 | 0.02848 | 0.027008 | 0.023843 | 0.022505 | 0.022447 | 0.020947 | 0.02043 | 0.020454 | 0.019269 | 0.019431 | 0.020825
Portfolio Adjusted1-in-10Size: 20 kW to 199.99 kWAll2025Typical Event Day | Portfolio Adjusted | 1-in-10 | Size: 20 kW to 199.99 kW | All | 2025 | Typical Event Day | 8 | 15.428 | 14.5969 | 14.0922 | 14.0028 | 14.4752 | 16.0649 | 18.5604 | 21.5489 | 25.537 | 28.7861 | 31.345 | 33.002 | 33.7755 | 34.4512 | 34.5497 | 33.8953 | 32.5438 | 29.9819 | 26.83 | 25.4335 | 24.4556 | 22.3675 | 19.66 | 17.3333 | 0 | 0 | 0 | 0 | 0 | 0 | 0 | 0 | 0 | 0 | 0 | 0 | 0 | 0 | 0.32937 | 0.32792 | 0.32313 | 0.23035 | 0 | 0 | 0 | 0 | 0 | 0 | 75.1866 | 74.0557 | 72.9865 | 72.0882 | 71.2142 | 70.3363 | 69.7979 | 70.0792 | 73.0213 | 77.8772 | 82.7353 | 86.8804 | 89.891 | 91.9211 | 93.0513 | 93.5246 | 93.6237 | 92.8471 | 91.4357 | 88.9903 | 85.3904 | 82.0099 | 79.7318 | 78.0147 | 0.024282 | 0.024757 | 0.023434 | 0.020441 | 0.021007 | 0.022543 | 0.026734 | 0.032284 | 0.03823 | 0.041957 | 0.044083 | 0.045944 | 0.047089 | 0.04753 | 0.046592 | 0.042789 | 0.03909 | 0.035921 | 0.031875 | 0.030858 | 0.030763 | 0.028116 | 0.026649 | 0.027589
Portfolio Adjusted1-in-10Size: 20 kW to 199.99 kWAll2026January Monthly Peak | Portfolio Adjusted | 1-in-10 | Size: 20 kW to 199.99 kW | All | 2026 | January Monthly Peak | 1 | 11.71 | 11.6598 | 11.5893 | 11.7763 | 12.0812 | 14.5757 | 18.4039 | 20.3673 | 22.8277 | 23.5949 | 22.9156 | 22.2581 | 20.9253 | 20.438 | 19.5913 | 17.9254 | 17.493 | 17.6146 | 16.8384 | 16.0315 | 15.6037 | 14.6885 | 13.8147 | 12.7737 | 0 | 0 | 0 | 0 | 0 | 0 | 0 | 0 | 0 | 0 | 0 | 0 | 0 | 0 | 0.18677 | 0.17342 | 0.17369 | 0.13533 | 0 | 0 | 0 | 0 | 0 | 0 | 39.6331 | 39.146 | 38.5398 | 37.7829 | 37.3027 | 36.8597 | 36.331 | 36.0498 | 36.6898 | 39.5298 | 42.383 | 44.6982 | 46.378 | 47.5504 | 48.5538 | 48.7632 | 48.4505 | 47.4128 | 45.6321 | 44.4853 | 43.5072 | 43.0123 | 42.423 | 41.7589 | 0.017954 | 0.019391 | 0.018906 | 0.016873 | 0.017128 | 0.020499 | 0.0271 | 0.031249 | 0.034823 | 0.035089 | 0.032912 | 0.031788 | 0.029788 | 0.028807 | 0.02687 | 0.023051 | 0.021609 | 0.021348 | 0.019847 | 0.019153 | 0.019263 | 0.017989 | 0.018364 | 0.01994
Portfolio Adjusted1-in-10Size: 20 kW to 199.99 kWAll2026February Monthly Peak | Portfolio Adjusted | 1-in-10 | Size: 20 kW to 199.99 kW | All | 2026 | February Monthly Peak | 2 | 11.9076 | 11.547 | 11.367 | 11.5048 | 11.9558 | 13.5903 | 16.1597 | 17.6526 | 19.8402 | 21.0535 | 21.5246 | 21.7627 | 21.5926 | 21.749 | 21.564 | 20.6952 | 19.86 | 19.2539 | 18.7904 | 17.7909 | 17.0204 | 15.7943 | 14.2769 | 12.9527 | 0 | 0 | 0 | 0 | 0 | 0 | 0 | 0 | 0 | 0 | 0 | 0 | 0 | 0 | 0.20557 | 0.20022 | 0.19719 | 0.14793 | 0 | 0 | 0 | 0 | 0 | 0 | 46.9784 | 46.5875 | 46.2653 | 45.7652 | 45.4899 | 44.9341 | 44.3759 | 44.5537 | 45.7444 | 49.152 | 52.3334 | 55.1211 | 56.8778 | 57.8945 | 58.5469 | 58.798 | 58.1241 | 57.1264 | 55.0706 | 52.9608 | 51.4701 | 50.1414 | 49.046 | 47.7578 | 0.018379 | 0.019245 | 0.018594 | 0.016533 | 0.017063 | 0.018928 | 0.023298 | 0.026504 | 0.029722 | 0.030697 | 0.030315 | 0.030357 | 0.03008 | 0.02998 | 0.029021 | 0.026131 | 0.023918 | 0.02305 | 0.022176 | 0.021398 | 0.021166 | 0.019541 | 0.019073 | 0.020298
Portfolio Adjusted1-in-10Size: 20 kW to 199.99 kWAll2026March Monthly Peak | Portfolio Adjusted | 1-in-10 | Size: 20 kW to 199.99 kW | All | 2026 | March Monthly Peak | 3 | 12.6088 | 12.0288 | 11.6975 | 11.7095 | 12.142 | 13.3698 | 15.6769 | 17.1497 | 19.2943 | 21.2586 | 22.7906 | 23.9169 | 24.6106 | 25.3073 | 25.5575 | 25.1306 | 24.1002 | 22.4728 | 21.0016 | 20.5424 | 19.4295 | 17.8123 | 15.7024 | 13.9836 | 0 | 0 | 0 | 0 | 0 | 0 | 0 | 0 | 0 | 0 | 0 | 0 | 0 | 0 | 0.24364 | 0.24313 | 0.23929 | 0.17266 | 0 | 0 | 0 | 0 | 0 | 0 | 58.0436 | 56.7407 | 55.8822 | 55.1663 | 54.2959 | 53.3135 | 52.7265 | 53.2933 | 56.8309 | 61.9784 | 67.1251 | 71.4914 | 74.4344 | 75.9675 | 76.6918 | 77.1064 | 76.7194 | 75.4653 | 73.0065 | 69.4317 | 66.2193 | 63.3043 | 61.009 | 59.277 | 0.019523 | 0.020049 | 0.019147 | 0.016842 | 0.017388 | 0.018535 | 0.022333 | 0.025465 | 0.028605 | 0.030604 | 0.031652 | 0.032815 | 0.033797 | 0.034398 | 0.033968 | 0.031301 | 0.028551 | 0.026556 | 0.024639 | 0.024623 | 0.024141 | 0.022084 | 0.020989 | 0.021947
Portfolio Adjusted1-in-10Size: 20 kW to 199.99 kWAll2026April Monthly Peak | Portfolio Adjusted | 1-in-10 | Size: 20 kW to 199.99 kW | All | 2026 | April Monthly Peak | 4 | 13.3939 | 12.7279 | 12.3048 | 12.2661 | 12.7073 | 13.924 | 15.9614 | 17.9915 | 21.0467 | 23.7365 | 25.9597 | 27.5176 | 28.4136 | 29.1246 | 29.2871 | 28.8017 | 27.488 | 25.3008 | 22.9314 | 22.3609 | 21.325 | 19.4879 | 17.0622 | 15.0465 | 0 | 0 | 0 | 0 | 0 | 0 | 0 | 0 | 0 | 0 | 0 | 0 | 0 | 0 | 0.2792 | 0.27864 | 0.27293 | 0.19439 | 0 | 0 | 0 | 0 | 0 | 0 | 68.5314 | 67.0658 | 65.4261 | 64.0559 | 62.9256 | 61.9682 | 61.3933 | 61.404 | 64.644 | 70.6918 | 76.7987 | 82.1017 | 85.3543 | 87.2149 | 88.005 | 88.5329 | 88.4275 | 87.8106 | 85.9621 | 82.6007 | 78.1821 | 74.2712 | 71.5955 | 69.9288 | 0.020833 | 0.021312 | 0.02022 | 0.017703 | 0.018258 | 0.019332 | 0.022713 | 0.026673 | 0.031148 | 0.034111 | 0.03602 | 0.037743 | 0.03901 | 0.039588 | 0.038951 | 0.035895 | 0.032585 | 0.029922 | 0.026945 | 0.026848 | 0.026576 | 0.024266 | 0.022911 | 0.023736
Portfolio Adjusted1-in-10Size: 20 kW to 199.99 kWAll2026May Monthly Peak | Portfolio Adjusted | 1-in-10 | Size: 20 kW to 199.99 kW | All | 2026 | May Monthly Peak | 5 | 13.9258 | 13.218 | 12.7841 | 12.7185 | 13.1858 | 14.4308 | 16.2391 | 18.8113 | 22.236 | 25.0962 | 27.4058 | 28.9488 | 29.7486 | 30.3683 | 30.4353 | 29.8833 | 28.5487 | 26.282 | 23.7594 | 22.7417 | 22.1138 | 20.2789 | 17.7573 | 15.7152 | 0 | 0 | 0 | 0 | 0 | 0 | 0 | 0 | 0 | 0 | 0 | 0 | 0 | 0 | 0.29015 | 0.28911 | 0.28346 | 0.20193 | 0 | 0 | 0 | 0 | 0 | 0 | 71.0117 | 69.5619 | 68.1248 | 67.0272 | 65.9902 | 65.1006 | 64.6885 | 65.0612 | 68.5829 | 74.305 | 79.9963 | 84.1637 | 87.1835 | 89.189 | 90.7106 | 91.4461 | 91.367 | 90.4797 | 88.6945 | 86.1866 | 82.5572 | 78.5542 | 75.5802 | 73.0228 | 0.021827 | 0.02229 | 0.021144 | 0.018471 | 0.019072 | 0.020194 | 0.023294 | 0.028098 | 0.033234 | 0.036453 | 0.038449 | 0.040159 | 0.041291 | 0.041715 | 0.0409 | 0.037647 | 0.034188 | 0.031414 | 0.028193 | 0.027571 | 0.027773 | 0.025458 | 0.024035 | 0.024965
Portfolio Adjusted1-in-10Size: 20 kW to 199.99 kWAll2026June Monthly Peak | Portfolio Adjusted | 1-in-10 | Size: 20 kW to 199.99 kW | All | 2026 | June Monthly Peak | 6 | 14.6385 | 13.8894 | 13.4046 | 13.3028 | 13.7161 | 15.0075 | 17.1223 | 20.2033 | 23.9545 | 27.1134 | 29.5174 | 31.138 | 31.8513 | 32.5101 | 32.5836 | 31.9401 | 30.6251 | 28.2661 | 25.5477 | 23.9436 | 23.183 | 21.3527 | 18.7232 | 16.5426 | 0 | 0 | 0 | 0 | 0 | 0 | 0 | 0 | 0 | 0 | 0 | 0 | 0 | 0 | 0.31063 | 0.309 | 0.30408 | 0.21717 | 0 | 0 | 0 | 0 | 0 | 0 | 72.6791 | 71.3487 | 70.2915 | 69.167 | 68.1817 | 66.9472 | 66.3934 | 67.3013 | 70.9773 | 76.0889 | 81.1677 | 84.9559 | 87.491 | 89.1783 | 90.5493 | 91.2126 | 91.7256 | 91.2198 | 90.0943 | 88.0354 | 84.5371 | 80.6167 | 78.0223 | 76.1554 | 0.023114 | 0.023617 | 0.022329 | 0.019457 | 0.019943 | 0.02117 | 0.024773 | 0.030454 | 0.036132 | 0.039764 | 0.041785 | 0.0436 | 0.044641 | 0.045087 | 0.044187 | 0.040589 | 0.037043 | 0.034104 | 0.030565 | 0.029278 | 0.029349 | 0.026993 | 0.025532 | 0.026497
Portfolio Adjusted1-in-10Size: 20 kW to 199.99 kWAll2026July Monthly Peak | Portfolio Adjusted | 1-in-10 | Size: 20 kW to 199.99 kW | All | 2026 | July Monthly Peak | 7 | 15.2915 | 14.4928 | 13.9925 | 13.8795 | 14.3198 | 15.9027 | 18.3269 | 21.5378 | 25.36 | 28.5031 | 30.93 | 32.5802 | 33.3442 | 34.0301 | 34.1253 | 33.4304 | 32.1225 | 29.6811 | 26.6984 | 24.9994 | 24.2055 | 22.292 | 19.5813 | 17.3092 | 0 | 0 | 0 | 0 | 0 | 0 | 0 | 0 | 0 | 0 | 0 | 0 | 0 | 0 | 0.32532 | 0.32342 | 0.31894 | 0.22804 | 0 | 0 | 0 | 0 | 0 | 0 | 74.7896 | 73.7811 | 72.807 | 71.9392 | 71.1949 | 70.4824 | 69.9689 | 70.2466 | 73.3884 | 78.2017 | 82.8422 | 86.3737 | 88.7789 | 90.5007 | 91.7606 | 92.1703 | 92.5128 | 91.6695 | 90.0068 | 87.7496 | 84.8 | 81.7636 | 79.6366 | 78.1679 | 0.024147 | 0.024653 | 0.023333 | 0.020315 | 0.020827 | 0.022415 | 0.026539 | 0.032411 | 0.038167 | 0.041752 | 0.043736 | 0.045582 | 0.046707 | 0.047161 | 0.04625 | 0.042447 | 0.038817 | 0.035775 | 0.031891 | 0.030491 | 0.030562 | 0.028119 | 0.026643 | 0.027666
Portfolio Adjusted1-in-10Size: 20 kW to 199.99 kWAll2026August Monthly Peak | Portfolio Adjusted | 1-in-10 | Size: 20 kW to 199.99 kW | All | 2026 | August Monthly Peak | 8 | 15.5441 | 14.7084 | 14.198 | 14.1059 | 14.5794 | 16.1957 | 18.7409 | 21.7939 | 25.8826 | 29.2101 | 31.8118 | 33.4891 | 34.2508 | 34.9094 | 34.9804 | 34.2859 | 32.9073 | 30.3053 | 27.1058 | 25.6889 | 24.6855 | 22.5754 | 19.8434 | 17.4937 | 0 | 0 | 0 | 0 | 0 | 0 | 0 | 0 | 0 | 0 | 0 | 0 | 0 | 0 | 0.33347 | 0.3317 | 0.32674 | 0.23284 | 0 | 0 | 0 | 0 | 0 | 0 | 75.9865 | 75.0135 | 73.9591 | 73.1285 | 72.3671 | 71.7337 | 71.2154 | 71.2146 | 73.9216 | 78.6257 | 83.0443 | 87.2477 | 90.444 | 92.6262 | 93.8185 | 94.2917 | 94.0238 | 93.1891 | 92.0072 | 89.4701 | 85.5922 | 82.4867 | 80.4879 | 78.764 | 0.024443 | 0.024926 | 0.02359 | 0.020575 | 0.02114 | 0.022713 | 0.026979 | 0.032625 | 0.038699 | 0.04251 | 0.04467 | 0.046551 | 0.04768 | 0.048095 | 0.047112 | 0.043233 | 0.039488 | 0.03627 | 0.032165 | 0.031129 | 0.031017 | 0.028344 | 0.026868 | 0.027814
Portfolio Adjusted1-in-10Size: 20 kW to 199.99 kWAll2026September Monthly Peak | Portfolio Adjusted | 1-in-10 | Size: 20 kW to 199.99 kW | All | 2026 | September Monthly Peak | 9 | 15.4971 | 14.7482 | 14.2662 | 14.1651 | 14.6854 | 16.3703 | 19.2866 | 22.0587 | 26.345 | 29.8577 | 32.5018 | 34.1792 | 34.9172 | 35.5301 | 35.4187 | 34.4855 | 32.9177 | 30.1418 | 27.0636 | 26.2329 | 24.5479 | 22.4107 | 19.6292 | 17.3842 | 0 | 0 | 0 | 0 | 0 | 0 | 0 | 0 | 0 | 0 | 0 | 0 | 0 | 0 | 0.33765 | 0.33363 | 0.32684 | 0.23158 | 0 | 0 | 0 | 0 | 0 | 0 | 77.2912 | 76.0793 | 74.8882 | 74.1182 | 73.113 | 72.1818 | 71.6138 | 71.5544 | 73.7981 | 78.5924 | 83.8869 | 88.9444 | 92.8501 | 95.3794 | 96.0767 | 96.4237 | 96.2325 | 95.31 | 93.6347 | 90.706 | 86.6322 | 83.1725 | 80.7805 | 78.9717 | 0.024303 | 0.02493 | 0.02364 | 0.020599 | 0.021224 | 0.022881 | 0.02764 | 0.032895 | 0.03916 | 0.043182 | 0.045433 | 0.047292 | 0.048407 | 0.04876 | 0.047547 | 0.043389 | 0.039438 | 0.036005 | 0.032056 | 0.031708 | 0.030768 | 0.028038 | 0.02648 | 0.027582
Portfolio Adjusted1-in-10Size: 20 kW to 199.99 kWAll2026October Monthly Peak | Portfolio Adjusted | 1-in-10 | Size: 20 kW to 199.99 kW | All | 2026 | October Monthly Peak | 10 | 14.1672 | 13.4701 | 13.0626 | 12.9844 | 13.451 | 14.8743 | 17.6206 | 19.6183 | 22.8491 | 25.8714 | 28.1685 | 29.7786 | 30.5462 | 31.282 | 31.3614 | 30.6309 | 29.1452 | 26.6786 | 24.9544 | 23.8618 | 22.234 | 20.3451 | 17.8137 | 15.8145 | 0 | 0 | 0 | 0 | 0 | 0 | 0 | 0 | 0 | 0 | 0 | 0 | 0 | 0 | 0.29897 | 0.29634 | 0.28938 | 0.20497 | 0 | 0 | 0 | 0 | 0 | 0 | 73.0044 | 72.093 | 71.1441 | 69.8139 | 68.8212 | 68.0036 | 67.6035 | 67.2857 | 68.1901 | 72.3274 | 77.4566 | 82.2218 | 85.5982 | 87.9877 | 89.1459 | 89.5287 | 88.8479 | 87.1279 | 84.4812 | 81.4176 | 78.3393 | 76.126 | 74.4266 | 72.998 | 0.022123 | 0.022664 | 0.02157 | 0.018835 | 0.019406 | 0.020738 | 0.025165 | 0.029209 | 0.033889 | 0.037332 | 0.039264 | 0.041079 | 0.042177 | 0.042727 | 0.041905 | 0.038364 | 0.034719 | 0.031733 | 0.029431 | 0.028773 | 0.02778 | 0.025352 | 0.023946 | 0.024987
Portfolio Adjusted1-in-10Size: 20 kW to 199.99 kWAll2026November Monthly Peak | Portfolio Adjusted | 1-in-10 | Size: 20 kW to 199.99 kW | All | 2026 | November Monthly Peak | 11 | 12.4716 | 11.9024 | 11.6519 | 11.6638 | 12.1448 | 13.4046 | 15.1493 | 16.9185 | 19.3686 | 21.3364 | 22.8941 | 23.9154 | 24.5309 | 25.004 | 24.9758 | 24.3031 | 23.3108 | 22.7092 | 20.9461 | 19.7468 | 18.589 | 17.1032 | 15.2096 | 13.646 | 0 | 0 | 0 | 0 | 0 | 0 | 0 | 0 | 0 | 0 | 0 | 0 | 0 | 0 | 0.2381 | 0.23512 | 0.23145 | 0.17448 | 0 | 0 | 0 | 0 | 0 | 0 | 61.0374 | 59.7178 | 58.7171 | 57.4239 | 56.5159 | 55.8812 | 55.4613 | 55.4921 | 57.8375 | 62.327 | 67.6854 | 71.916 | 74.5863 | 76.2473 | 77.282 | 77.4025 | 76.3704 | 74.0912 | 71.4287 | 68.4568 | 66.2988 | 64.7417 | 63.1654 | 62.139 | 0.019321 | 0.01987 | 0.019107 | 0.016778 | 0.017408 | 0.018503 | 0.021452 | 0.024946 | 0.028481 | 0.030471 | 0.031544 | 0.032542 | 0.03337 | 0.033649 | 0.032893 | 0.030017 | 0.0274 | 0.026679 | 0.024472 | 0.023619 | 0.023048 | 0.021178 | 0.020304 | 0.02138
Portfolio Adjusted1-in-10Size: 20 kW to 199.99 kWAll2026December Monthly Peak | Portfolio Adjusted | 1-in-10 | Size: 20 kW to 199.99 kW | All | 2026 | December Monthly Peak | 12 | 12.1632 | 11.911 | 11.7856 | 11.9234 | 12.3782 | 14.3538 | 17.4412 | 19.2959 | 21.66 | 22.4653 | 22.2241 | 21.7422 | 20.8699 | 20.5527 | 19.9821 | 18.8181 | 18.5647 | 18.6965 | 17.7808 | 17.0412 | 16.5102 | 15.6357 | 14.5813 | 13.3246 | 0 | 0 | 0 | 0 | 0 | 0 | 0 | 0 | 0 | 0 | 0 | 0 | 0 | 0 | 0.19049 | 0.18206 | 0.18433 | 0.14365 | 0 | 0 | 0 | 0 | 0 | 0 | 42.3269 | 41.6693 | 41.2113 | 40.7968 | 40.324 | 39.6068 | 39.5988 | 39.5411 | 40.3009 | 42.7679 | 45.3801 | 47.697 | 49.1333 | 49.7158 | 50.0775 | 50.114 | 49.4805 | 48.0165 | 46.3327 | 45.2029 | 44.2681 | 43.3617 | 42.8744 | 42.4204 | 0.018746 | 0.01986 | 0.01929 | 0.017114 | 0.017638 | 0.019981 | 0.025142 | 0.028948 | 0.032362 | 0.032748 | 0.031347 | 0.030445 | 0.02922 | 0.02848 | 0.027008 | 0.023843 | 0.022505 | 0.022447 | 0.020947 | 0.02043 | 0.020454 | 0.019269 | 0.019431 | 0.020825
Portfolio Adjusted1-in-10Size: 20 kW to 199.99 kWAll2026Typical Event Day | Portfolio Adjusted | 1-in-10 | Size: 20 kW to 199.99 kW | All | 2026 | Typical Event Day | 8 | 15.428 | 14.5969 | 14.0922 | 14.0028 | 14.4752 | 16.0649 | 18.5604 | 21.5489 | 25.537 | 28.7861 | 31.345 | 33.002 | 33.7755 | 34.4512 | 34.5497 | 33.8953 | 32.5438 | 29.9819 | 26.83 | 25.4335 | 24.4556 | 22.3675 | 19.66 | 17.3333 | 0 | 0 | 0 | 0 | 0 | 0 | 0 | 0 | 0 | 0 | 0 | 0 | 0 | 0 | 0.32937 | 0.32792 | 0.32313 | 0.23035 | 0 | 0 | 0 | 0 | 0 | 0 | 75.1866 | 74.0557 | 72.9865 | 72.0882 | 71.2142 | 70.3363 | 69.7979 | 70.0792 | 73.0213 | 77.8772 | 82.7353 | 86.8804 | 89.891 | 91.9211 | 93.0513 | 93.5246 | 93.6237 | 92.8471 | 91.4357 | 88.9903 | 85.3904 | 82.0099 | 79.7318 | 78.0147 | 0.024282 | 0.024757 | 0.023434 | 0.020441 | 0.021007 | 0.022543 | 0.026734 | 0.032284 | 0.03823 | 0.041957 | 0.044083 | 0.045944 | 0.047089 | 0.04753 | 0.046592 | 0.042789 | 0.03909 | 0.035921 | 0.031875 | 0.030858 | 0.030763 | 0.028116 | 0.026649 | 0.027589
Portfolio Adjusted1-in-2Size: 20 kW to 199.99 kWAll2015January Monthly Peak | Portfolio Adjusted | 1-in-2 | Size: 20 kW to 199.99 kW | All | 2015 | January Monthly Peak | 1
Portfolio Adjusted1-in-2Size: 20 kW to 199.99 kWAll2015February Monthly Peak | Portfolio Adjusted | 1-in-2 | Size: 20 kW to 199.99 kW | All | 2015 | February Monthly Peak | 2
Portfolio Adjusted1-in-2Size: 20 kW to 199.99 kWAll2015March Monthly Peak | Portfolio Adjusted | 1-in-2 | Size: 20 kW to 199.99 kW | All | 2015 | March Monthly Peak | 3
Portfolio Adjusted1-in-2Size: 20 kW to 199.99 kWAll2015April Monthly Peak | Portfolio Adjusted | 1-in-2 | Size: 20 kW to 199.99 kW | All | 2015 | April Monthly Peak | 4
Portfolio Adjusted1-in-2Size: 20 kW to 199.99 kWAll2015May Monthly Peak | Portfolio Adjusted | 1-in-2 | Size: 20 kW to 199.99 kW | All | 2015 | May Monthly Peak | 5
Portfolio Adjusted1-in-2Size: 20 kW to 199.99 kWAll2015June Monthly Peak | Portfolio Adjusted | 1-in-2 | Size: 20 kW to 199.99 kW | All | 2015 | June Monthly Peak | 6
Portfolio Adjusted1-in-2Size: 20 kW to 199.99 kWAll2015July Monthly Peak | Portfolio Adjusted | 1-in-2 | Size: 20 kW to 199.99 kW | All | 2015 | July Monthly Peak | 7
Portfolio Adjusted1-in-2Size: 20 kW to 199.99 kWAll2015August Monthly Peak | Portfolio Adjusted | 1-in-2 | Size: 20 kW to 199.99 kW | All | 2015 | August Monthly Peak | 8
Portfolio Adjusted1-in-2Size: 20 kW to 199.99 kWAll2015September Monthly Peak | Portfolio Adjusted | 1-in-2 | Size: 20 kW to 199.99 kW | All | 2015 | September Monthly Peak | 9
Portfolio Adjusted1-in-2Size: 20 kW to 199.99 kWAll2015October Monthly Peak | Portfolio Adjusted | 1-in-2 | Size: 20 kW to 199.99 kW | All | 2015 | October Monthly Peak | 10
Portfolio Adjusted1-in-2Size: 20 kW to 199.99 kWAll2015November Monthly Peak | Portfolio Adjusted | 1-in-2 | Size: 20 kW to 199.99 kW | All | 2015 | November Monthly Peak | 11
Portfolio Adjusted1-in-2Size: 20 kW to 199.99 kWAll2015December Monthly Peak | Portfolio Adjusted | 1-in-2 | Size: 20 kW to 199.99 kW | All | 2015 | December Monthly Peak | 12
Portfolio Adjusted1-in-2Size: 20 kW to 199.99 kWAll2015Typical Event Day | Portfolio Adjusted | 1-in-2 | Size: 20 kW to 199.99 kW | All | 2015 | Typical Event Day | 8
Portfolio Adjusted1-in-2Size: 20 kW to 199.99 kWAll2016January Monthly Peak | Portfolio Adjusted | 1-in-2 | Size: 20 kW to 199.99 kW | All | 2016 | January Monthly Peak | 1
Portfolio Adjusted1-in-2Size: 20 kW to 199.99 kWAll2016February Monthly Peak | Portfolio Adjusted | 1-in-2 | Size: 20 kW to 199.99 kW | All | 2016 | February Monthly Peak | 2
Portfolio Adjusted1-in-2Size: 20 kW to 199.99 kWAll2016March Monthly Peak | Portfolio Adjusted | 1-in-2 | Size: 20 kW to 199.99 kW | All | 2016 | March Monthly Peak | 3
Portfolio Adjusted1-in-2Size: 20 kW to 199.99 kWAll2016April Monthly Peak | Portfolio Adjusted | 1-in-2 | Size: 20 kW to 199.99 kW | All | 2016 | April Monthly Peak | 4
Portfolio Adjusted1-in-2Size: 20 kW to 199.99 kWAll2016May Monthly Peak | Portfolio Adjusted | 1-in-2 | Size: 20 kW to 199.99 kW | All | 2016 | May Monthly Peak | 5
Portfolio Adjusted1-in-2Size: 20 kW to 199.99 kWAll2016June Monthly Peak | Portfolio Adjusted | 1-in-2 | Size: 20 kW to 199.99 kW | All | 2016 | June Monthly Peak | 6
Portfolio Adjusted1-in-2Size: 20 kW to 199.99 kWAll2016July Monthly Peak | Portfolio Adjusted | 1-in-2 | Size: 20 kW to 199.99 kW | All | 2016 | July Monthly Peak | 7
Portfolio Adjusted1-in-2Size: 20 kW to 199.99 kWAll2016August Monthly Peak | Portfolio Adjusted | 1-in-2 | Size: 20 kW to 199.99 kW | All | 2016 | August Monthly Peak | 8
Portfolio Adjusted1-in-2Size: 20 kW to 199.99 kWAll2016September Monthly Peak | Portfolio Adjusted | 1-in-2 | Size: 20 kW to 199.99 kW | All | 2016 | September Monthly Peak | 9
Portfolio Adjusted1-in-2Size: 20 kW to 199.99 kWAll2016October Monthly Peak | Portfolio Adjusted | 1-in-2 | Size: 20 kW to 199.99 kW | All | 2016 | October Monthly Peak | 10
Portfolio Adjusted1-in-2Size: 20 kW to 199.99 kWAll2016November Monthly Peak | Portfolio Adjusted | 1-in-2 | Size: 20 kW to 199.99 kW | All | 2016 | November Monthly Peak | 11
Portfolio Adjusted1-in-2Size: 20 kW to 199.99 kWAll2016December Monthly Peak | Portfolio Adjusted | 1-in-2 | Size: 20 kW to 199.99 kW | All | 2016 | December Monthly Peak | 12
Portfolio Adjusted1-in-2Size: 20 kW to 199.99 kWAll2016Typical Event Day | Portfolio Adjusted | 1-in-2 | Size: 20 kW to 199.99 kW | All | 2016 | Typical Event Day | 8
Portfolio Adjusted1-in-2Size: 20 kW to 199.99 kWAll2017January Monthly Peak | Portfolio Adjusted | 1-in-2 | Size: 20 kW to 199.99 kW | All | 2017 | January Monthly Peak | 1
Portfolio Adjusted1-in-2Size: 20 kW to 199.99 kWAll2017February Monthly Peak | Portfolio Adjusted | 1-in-2 | Size: 20 kW to 199.99 kW | All | 2017 | February Monthly Peak | 2
Portfolio Adjusted1-in-2Size: 20 kW to 199.99 kWAll2017March Monthly Peak | Portfolio Adjusted | 1-in-2 | Size: 20 kW to 199.99 kW | All | 2017 | March Monthly Peak | 3
Portfolio Adjusted1-in-2Size: 20 kW to 199.99 kWAll2017April Monthly Peak | Portfolio Adjusted | 1-in-2 | Size: 20 kW to 199.99 kW | All | 2017 | April Monthly Peak | 4
Portfolio Adjusted1-in-2Size: 20 kW to 199.99 kWAll2017May Monthly Peak | Portfolio Adjusted | 1-in-2 | Size: 20 kW to 199.99 kW | All | 2017 | May Monthly Peak | 5
Portfolio Adjusted1-in-2Size: 20 kW to 199.99 kWAll2017June Monthly Peak | Portfolio Adjusted | 1-in-2 | Size: 20 kW to 199.99 kW | All | 2017 | June Monthly Peak | 6
Portfolio Adjusted1-in-2Size: 20 kW to 199.99 kWAll2017July Monthly Peak | Portfolio Adjusted | 1-in-2 | Size: 20 kW to 199.99 kW | All | 2017 | July Monthly Peak | 7
Portfolio Adjusted1-in-2Size: 20 kW to 199.99 kWAll2017August Monthly Peak | Portfolio Adjusted | 1-in-2 | Size: 20 kW to 199.99 kW | All | 2017 | August Monthly Peak | 8
Portfolio Adjusted1-in-2Size: 20 kW to 199.99 kWAll2017September Monthly Peak | Portfolio Adjusted | 1-in-2 | Size: 20 kW to 199.99 kW | All | 2017 | September Monthly Peak | 9
Portfolio Adjusted1-in-2Size: 20 kW to 199.99 kWAll2017October Monthly Peak | Portfolio Adjusted | 1-in-2 | Size: 20 kW to 199.99 kW | All | 2017 | October Monthly Peak | 10
Portfolio Adjusted1-in-2Size: 20 kW to 199.99 kWAll2017November Monthly Peak | Portfolio Adjusted | 1-in-2 | Size: 20 kW to 199.99 kW | All | 2017 | November Monthly Peak | 11
Portfolio Adjusted1-in-2Size: 20 kW to 199.99 kWAll2017December Monthly Peak | Portfolio Adjusted | 1-in-2 | Size: 20 kW to 199.99 kW | All | 2017 | December Monthly Peak | 12
Portfolio Adjusted1-in-2Size: 20 kW to 199.99 kWAll2017Typical Event Day | Portfolio Adjusted | 1-in-2 | Size: 20 kW to 199.99 kW | All | 2017 | Typical Event Day | 8
Portfolio Adjusted1-in-2Size: 20 kW to 199.99 kWAll2018January Monthly Peak | Portfolio Adjusted | 1-in-2 | Size: 20 kW to 199.99 kW | All | 2018 | January Monthly Peak | 1
Portfolio Adjusted1-in-2Size: 20 kW to 199.99 kWAll2018February Monthly Peak | Portfolio Adjusted | 1-in-2 | Size: 20 kW to 199.99 kW | All | 2018 | February Monthly Peak | 2
Portfolio Adjusted1-in-2Size: 20 kW to 199.99 kWAll2018March Monthly Peak | Portfolio Adjusted | 1-in-2 | Size: 20 kW to 199.99 kW | All | 2018 | March Monthly Peak | 3
Portfolio Adjusted1-in-2Size: 20 kW to 199.99 kWAll2018April Monthly Peak | Portfolio Adjusted | 1-in-2 | Size: 20 kW to 199.99 kW | All | 2018 | April Monthly Peak | 4 | 12.7147 | 12.1203 | 11.7499 | 11.743 | 12.1656 | 13.3217 | 15.2172 | 16.957 | 19.5159 | 21.6835 | 23.4395 | 24.6818 | 25.4295 | 26.1041 | 26.3243 | 25.9222 | 24.7934 | 22.9136 | 20.9553 | 20.588 | 19.7708 | 18.1391 | 15.9509 | 14.1242 | 0 | 0 | 0 | 0 | 0 | 0 | 0 | 0 | 0 | 0 | 0 | 0 | 0 | 0 | 0.25095 | 0.25078 | 0.24617 | 0.17605 | 0 | 0 | 0 | 0 | 0 | 0 | 62.2804 | 61.2089 | 59.8607 | 58.7054 | 57.79 | 57.0867 | 56.6092 | 56.5983 | 59.0559 | 63.0348 | 67.836 | 72.0818 | 75.3326 | 77.7047 | 78.9074 | 79.5199 | 79.6131 | 79.0084 | 77.6321 | 75.2004 | 71.4116 | 68.5358 | 66.3981 | 64.1015 | 0.019815 | 0.020329 | 0.019337 | 0.016967 | 0.017503 | 0.018526 | 0.021707 | 0.025231 | 0.029028 | 0.031382 | 0.032798 | 0.034165 | 0.035251 | 0.035823 | 0.035324 | 0.032595 | 0.029641 | 0.027316 | 0.024797 | 0.024869 | 0.024766 | 0.022685 | 0.021498 | 0.02235
Portfolio Adjusted1-in-2Size: 20 kW to 199.99 kWAll2018May Monthly Peak | Portfolio Adjusted | 1-in-2 | Size: 20 kW to 199.99 kW | All | 2018 | May Monthly Peak | 5 | 13.125 | 12.482 | 12.105 | 12.0722 | 12.5259 | 13.6441 | 15.2143 | 17.4146 | 20.2233 | 22.4874 | 24.3159 | 25.5406 | 26.241 | 26.86 | 27.0343 | 26.6303 | 25.4933 | 23.5811 | 21.5288 | 20.7389 | 20.3468 | 18.7346 | 16.4557 | 14.6204 | 0 | 0 | 0 | 0 | 0 | 0 | 0 | 0 | 0 | 0 | 0 | 0 | 0 | 0 | 0.25772 | 0.25763 | 0.25312 | 0.18117 | 0 | 0 | 0 | 0 | 0 | 0 | 64.2901 | 63.4138 | 62.6381 | 61.7158 | 60.8995 | 60.3049 | 59.8241 | 60.2509 | 62.305 | 65.8675 | 69.7286 | 73.4935 | 76.8088 | 79.2984 | 80.3395 | 80.9958 | 80.9085 | 79.9738 | 78.3125 | 75.7728 | 72.2949 | 69.3551 | 67.2801 | 65.814 | 0.020601 | 0.021065 | 0.020031 | 0.017533 | 0.018126 | 0.019082 | 0.021802 | 0.026013 | 0.030282 | 0.032815 | 0.034345 | 0.035718 | 0.036759 | 0.037245 | 0.036661 | 0.033864 | 0.030789 | 0.028414 | 0.025732 | 0.025307 | 0.025686 | 0.023622 | 0.022342 | 0.02328
Portfolio Adjusted1-in-2Size: 20 kW to 199.99 kWAll2018June Monthly Peak | Portfolio Adjusted | 1-in-2 | Size: 20 kW to 199.99 kW | All | 2018 | June Monthly Peak | 6 | 14.1346 | 13.4127 | 12.9596 | 12.8737 | 13.283 | 14.458 | 16.3802 | 19.21 | 22.5617 | 25.3805 | 27.5441 | 29.0167 | 29.726 | 30.4169 | 30.5804 | 30.0589 | 28.8494 | 26.6926 | 24.2431 | 22.7679 | 22.135 | 20.425 | 17.917 | 15.853 | 0 | 0 | 0 | 0 | 0 | 0 | 0 | 0 | 0 | 0 | 0 | 0 | 0 | 0 | 0.29153 | 0.2908 | 0.28644 | 0.20508 | 0 | 0 | 0 | 0 | 0 | 0 | 68.5612 | 67.4353 | 66.3968 | 65.3923 | 64.4818 | 63.5816 | 62.7785 | 63.5768 | 66.8314 | 71.561 | 76.3338 | 80.6506 | 83.3961 | 84.8529 | 85.9615 | 86.4369 | 86.8295 | 86.4519 | 85.4888 | 83.0498 | 79.5766 | 75.5214 | 73.0734 | 71.1979 | 0.022281 | 0.022759 | 0.021542 | 0.018787 | 0.019276 | 0.020328 | 0.023598 | 0.02884 | 0.033903 | 0.037111 | 0.038901 | 0.040549 | 0.041608 | 0.042138 | 0.041431 | 0.038173 | 0.034857 | 0.032174 | 0.028984 | 0.027825 | 0.027998 | 0.025794 | 0.024392 | 0.025346
Portfolio Adjusted1-in-2Size: 20 kW to 199.99 kWAll2018July Monthly Peak | Portfolio Adjusted | 1-in-2 | Size: 20 kW to 199.99 kW | All | 2018 | July Monthly Peak | 7 | 15.2137 | 14.417 | 13.9212 | 13.81 | 14.2501 | 15.8074 | 18.1949 | 21.364 | 25.123 | 28.2202 | 30.6183 | 32.2529 | 33.0244 | 33.7197 | 33.8322 | 33.158 | 31.8629 | 29.4497 | 26.507 | 24.8285 | 24.0518 | 22.1551 | 19.4579 | 17.2028 | 0 | 0 | 0 | 0 | 0 | 0 | 0 | 0 | 0 | 0 | 0 | 0 | 0 | 0 | 0.32253 | 0.32079 | 0.31637 | 0.22626 | 0 | 0 | 0 | 0 | 0 | 0 | 74.9388 | 73.7684 | 72.9306 | 72.1262 | 71.2482 | 70.3782 | 69.7844 | 70.4216 | 73.4622 | 77.4829 | 81.6135 | 85.1477 | 87.8794 | 89.3854 | 90.4324 | 90.8856 | 90.7671 | 89.8743 | 88.9027 | 87.3743 | 84.6399 | 81.1188 | 78.7061 | 77.0786 | 0.024009 | 0.024507 | 0.023198 | 0.020199 | 0.020714 | 0.022261 | 0.026317 | 0.032113 | 0.037764 | 0.041287 | 0.043245 | 0.045073 | 0.046213 | 0.046687 | 0.045813 | 0.042068 | 0.03847 | 0.035468 | 0.031641 | 0.030263 | 0.030349 | 0.027928 | 0.026456 | 0.027476
Portfolio Adjusted1-in-2Size: 20 kW to 199.99 kWAll2018August Monthly Peak | Portfolio Adjusted | 1-in-2 | Size: 20 kW to 199.99 kW | All | 2018 | August Monthly Peak | 8 | 15.1932 | 14.3688 | 13.8773 | 13.7931 | 14.266 | 15.7839 | 18.1709 | 21.0362 | 24.8354 | 27.944 | 30.4181 | 32.0283 | 32.825 | 33.5286 | 33.6778 | 33.0906 | 31.7782 | 29.3015 | 26.2649 | 24.9234 | 23.9959 | 21.9555 | 19.2903 | 17.0123 | 0 | 0 | 0 | 0 | 0 | 0 | 0 | 0 | 0 | 0 | 0 | 0 | 0 | 0 | 0.32106 | 0.32013 | 0.31552 | 0.22512 | 0 | 0 | 0 | 0 | 0 | 0 | 74.0139 | 72.7797 | 71.5106 | 70.6079 | 69.8344 | 68.9452 | 68.4702 | 68.1022 | 70.289 | 75.3335 | 80.7334 | 85.257 | 88.4626 | 90.3252 | 91.5041 | 92.0958 | 92.2311 | 91.7841 | 90.2627 | 87.0856 | 82.9093 | 79.8034 | 77.7227 | 76.0702 | 0.023853 | 0.024305 | 0.023016 | 0.020083 | 0.020655 | 0.022075 | 0.026065 | 0.031378 | 0.037 | 0.040528 | 0.042569 | 0.044368 | 0.045553 | 0.046054 | 0.045228 | 0.04161 | 0.038016 | 0.03497 | 0.031098 | 0.030146 | 0.030096 | 0.027518 | 0.026067 | 0.026995
Portfolio Adjusted1-in-2Size: 20 kW to 199.99 kWAll2018September Monthly Peak | Portfolio Adjusted | 1-in-2 | Size: 20 kW to 199.99 kW | All | 2018 | September Monthly Peak | 9 | 14.8479 | 14.1231 | 13.6758 | 13.5897 | 14.1035 | 15.6172 | 18.2517 | 20.6707 | 24.4173 | 27.5244 | 29.929 | 31.4896 | 32.2885 | 32.9883 | 33.0221 | 32.2805 | 30.8462 | 28.2906 | 25.4994 | 24.8059 | 23.265 | 21.2583 | 18.6041 | 16.495 | 0 | 0 | 0 | 0 | 0 | 0 | 0 | 0 | 0 | 0 | 0 | 0 | 0 | 0 | 0.31481 | 0.3123 | 0.30627 | 0.21736 | 0 | 0 | 0 | 0 | 0 | 0 | 72.553 | 71.4639 | 70.3619 | 69.364 | 68.4583 | 67.6576 | 67.2862 | 67.0904 | 69.2616 | 74.0965 | 79.3124 | 84.088 | 87.9738 | 90.2508 | 91.5542 | 92.0921 | 92.0755 | 91.1721 | 89.7814 | 86.9014 | 82.8811 | 79.8201 | 77.6604 | 76.2479 | 0.023306 | 0.023885 | 0.022674 | 0.019772 | 0.020404 | 0.021816 | 0.026119 | 0.030808 | 0.036305 | 0.039842 | 0.041884 | 0.043603 | 0.044809 | 0.045306 | 0.044355 | 0.040638 | 0.03695 | 0.033804 | 0.030244 | 0.030034 | 0.029201 | 0.026636 | 0.025124 | 0.026199
Portfolio Adjusted1-in-2Size: 20 kW to 199.99 kWAll2018October Monthly Peak | Portfolio Adjusted | 1-in-2 | Size: 20 kW to 199.99 kW | All | 2018 | October Monthly Peak | 10 | 13.4225 | 12.7814 | 12.4234 | 12.3713 | 12.8235 | 14.125 | 16.6473 | 18.2934 | 20.9534 | 23.4637 | 25.3627 | 26.7274 | 27.4385 | 28.1964 | 28.3803 | 27.7967 | 26.4869 | 24.3124 | 22.9766 | 22.0732 | 20.647 | 18.9444 | 16.6198 | 14.8023 | 0 | 0 | 0 | 0 | 0 | 0 | 0 | 0 | 0 | 0 | 0 | 0 | 0 | 0 | 0.27055 | 0.26892 | 0.26299 | 0.18679 | 0 | 0 | 0 | 0 | 0 | 0 | 64.539 | 63.6143 | 62.7673 | 61.7889 | 60.9271 | 60.2382 | 59.5864 | 59.235 | 60.2071 | 64.2375 | 70.0703 | 76.2184 | 81.4953 | 84.4942 | 85.2937 | 85.9476 | 86.1155 | 85.2149 | 82.8332 | 78.2918 | 74.5914 | 71.7165 | 69.3648 | 67.5001 | 0.020935 | 0.021476 | 0.020488 | 0.017922 | 0.018481 | 0.019659 | 0.023728 | 0.027198 | 0.031039 | 0.033841 | 0.035347 | 0.03686 | 0.037886 | 0.038506 | 0.037905 | 0.034803 | 0.031524 | 0.0289 | 0.027093 | 0.026617 | 0.025786 | 0.023589 | 0.022316 | 0.023359
Portfolio Adjusted1-in-2Size: 20 kW to 199.99 kWAll2018November Monthly Peak | Portfolio Adjusted | 1-in-2 | Size: 20 kW to 199.99 kW | All | 2018 | November Monthly Peak | 11 | 12.2511 | 11.7258 | 11.4988 | 11.5274 | 11.9949 | 13.2928 | 15.0661 | 16.7744 | 19.0863 | 20.8474 | 22.1686 | 23.0127 | 23.4925 | 23.9031 | 23.8535 | 23.1614 | 22.2513 | 21.7727 | 20.1796 | 19.0675 | 18.0047 | 16.6093 | 14.8362 | 13.3522 | 0 | 0 | 0 | 0 | 0 | 0 | 0 | 0 | 0 | 0 | 0 | 0 | 0 | 0 | 0.2274 | 0.22407 | 0.22093 | 0.16728 | 0 | 0 | 0 | 0 | 0 | 0 | 56.921 | 56.0034 | 55.3177 | 54.5136 | 53.4529 | 52.7008 | 52.5685 | 52.53 | 55.1389 | 59.5991 | 64.4026 | 68.8038 | 71.6637 | 73.2169 | 74.014 | 73.831 | 72.2176 | 69.2994 | 66.0145 | 63.8902 | 62.2323 | 61.1724 | 60.1776 | 59.438 | 0.018989 | 0.019589 | 0.018867 | 0.016588 | 0.017197 | 0.018375 | 0.021393 | 0.024811 | 0.02817 | 0.029914 | 0.030705 | 0.031496 | 0.032141 | 0.032349 | 0.031578 | 0.028752 | 0.026291 | 0.025691 | 0.023652 | 0.022864 | 0.02237 | 0.020597 | 0.019834 | 0.020942
Portfolio Adjusted1-in-2Size: 20 kW to 199.99 kWAll2018December Monthly Peak | Portfolio Adjusted | 1-in-2 | Size: 20 kW to 199.99 kW | All | 2018 | December Monthly Peak | 12 | 12.1556 | 11.7531 | 11.5793 | 11.6704 | 12.1672 | 13.7393 | 16.3026 | 17.8879 | 20.007 | 21.0623 | 21.4619 | 21.5458 | 21.3299 | 21.4073 | 21.1539 | 20.3688 | 19.9793 | 19.9208 | 18.723 | 17.8297 | 17.1062 | 16.0415 | 14.6673 | 13.2757 | 0 | 0 | 0 | 0 | 0 | 0 | 0 | 0 | 0 | 0 | 0 | 0 | 0 | 0 | 0.20166 | 0.19706 | 0.19837 | 0.15305 | 0 | 0 | 0 | 0 | 0 | 0 | 48.1143 | 47.3977 | 46.8445 | 46.2751 | 45.7661 | 45.1958 | 44.9706 | 44.8894 | 45.5871 | 48.9056 | 52.6588 | 55.7665 | 57.8337 | 58.8543 | 59.4832 | 59.7559 | 59.1165 | 56.8542 | 54.0651 | 52.0201 | 50.4219 | 48.5708 | 46.8724 | 45.6002 | 0.018791 | 0.019617 | 0.018978 | 0.01678 | 0.017402 | 0.01905 | 0.02327 | 0.026604 | 0.02968 | 0.030433 | 0.029964 | 0.029757 | 0.02945 | 0.029221 | 0.028202 | 0.025442 | 0.023801 | 0.023638 | 0.021966 | 0.021362 | 0.021203 | 0.019823 | 0.019572 | 0.020786
Portfolio Adjusted1-in-2Size: 20 kW to 199.99 kWAll2018Typical Event Day | Portfolio Adjusted | 1-in-2 | Size: 20 kW to 199.99 kW | All | 2018 | Typical Event Day | 8 | 15.0284 | 14.2128 | 13.7306 | 13.6512 | 14.1213 | 15.6043 | 17.9275 | 20.7041 | 24.3649 | 27.3596 | 29.7605 | 31.3318 | 32.1336 | 32.8546 | 33.0384 | 32.4974 | 31.2252 | 28.8087 | 25.8482 | 24.5429 | 23.6563 | 21.6528 | 19.0268 | 16.7857 | 0 | 0 | 0 | 0 | 0 | 0 | 0 | 0 | 0 | 0 | 0 | 0 | 0 | 0 | 0.31496 | 0.3144 | 0.31003 | 0.22134 | 0 | 0 | 0 | 0 | 0 | 0 | 72.5167 | 71.3618 | 70.3 | 69.3726 | 68.5057 | 67.6407 | 67.0798 | 67.2977 | 69.961 | 74.6185 | 79.4983 | 83.7858 | 86.928 | 88.7036 | 89.863 | 90.3776 | 90.4758 | 89.8206 | 88.6089 | 86.1028 | 82.5017 | 79.0659 | 76.7906 | 75.1486 | 0.023635 | 0.02408 | 0.022808 | 0.019906 | 0.020478 | 0.021854 | 0.025752 | 0.030942 | 0.036395 | 0.039806 | 0.04179 | 0.043551 | 0.044746 | 0.045274 | 0.044504 | 0.040981 | 0.037452 | 0.034473 | 0.030688 | 0.029765 | 0.029742 | 0.027203 | 0.025768 | 0.026691
Portfolio Adjusted1-in-2Size: 20 kW to 199.99 kWAll2019January Monthly Peak | Portfolio Adjusted | 1-in-2 | Size: 20 kW to 199.99 kW | All | 2019 | January Monthly Peak | 1 | 11.6369 | 11.4641 | 11.3614 | 11.5155 | 11.8618 | 13.9861 | 17.3336 | 19.0459 | 21.2516 | 22.1462 | 21.9264 | 21.6674 | 20.8543 | 20.677 | 20.1054 | 18.7642 | 18.2261 | 18.2636 | 17.3553 | 16.4687 | 15.9128 | 14.877 | 13.763 | 12.6344 | 0 | 0 | 0 | 0 | 0 | 0 | 0 | 0 | 0 | 0 | 0 | 0 | 0 | 0 | 0.19167 | 0.18153 | 0.18097 | 0.14032 | 0 | 0 | 0 | 0 | 0 | 0 | 44.181 | 43.5236 | 42.8281 | 42.32 | 41.7696 | 41.4844 | 41.2532 | 41.0365 | 41.3598 | 43.5412 | 47.007 | 49.7005 | 51.5581 | 52.8751 | 53.6681 | 54.0217 | 53.7739 | 52.4057 | 50.6142 | 49.2404 | 48.1334 | 47.1888 | 46.341 | 45.6017 | 0.017857 | 0.019038 | 0.018509 | 0.016478 | 0.016824 | 0.019538 | 0.02523 | 0.028895 | 0.032091 | 0.032588 | 0.031155 | 0.030567 | 0.029356 | 0.028817 | 0.027309 | 0.023895 | 0.02222 | 0.021953 | 0.020412 | 0.019685 | 0.019662 | 0.018258 | 0.01829 | 0.019714
Portfolio Adjusted1-in-2Size: 20 kW to 199.99 kWAll2019February Monthly Peak | Portfolio Adjusted | 1-in-2 | Size: 20 kW to 199.99 kW | All | 2019 | February Monthly Peak | 2 | 11.9035 | 11.5609 | 11.3889 | 11.5341 | 11.9829 | 13.6562 | 16.2782 | 17.8037 | 20.0198 | 21.1855 | 21.5577 | 21.7037 | 21.4425 | 21.5417 | 21.3184 | 20.3995 | 19.579 | 19.0179 | 18.6196 | 17.6537 | 16.9155 | 15.7239 | 14.2508 | 12.9487 | 0 | 0 | 0 | 0 | 0 | 0 | 0 | 0 | 0 | 0 | 0 | 0 | 0 | 0 | 0.20323 | 0.19735 | 0.1944 | 0.14612 | 0 | 0 | 0 | 0 | 0 | 0 | 48.0456 | 47.6623 | 47.3171 | 46.9577 | 46.6244 | 46.4449 | 46.3874 | 46.3605 | 46.74 | 48.5506 | 50.586 | 52.4284 | 53.2354 | 53.3172 | 53.3899 | 52.9341 | 52.4587 | 51.5733 | 50.1659 | 48.7877 | 47.5071 | 46.7636 | 45.6093 | 44.5629 | 0.018365 | 0.019259 | 0.018618 | 0.016562 | 0.017084 | 0.019011 | 0.023467 | 0.026718 | 0.029969 | 0.030893 | 0.030396 | 0.030349 | 0.029968 | 0.029809 | 0.028806 | 0.025877 | 0.023699 | 0.022857 | 0.022022 | 0.021262 | 0.021055 | 0.01946 | 0.019038 | 0.020285
Portfolio Adjusted1-in-2Size: 20 kW to 199.99 kWAll2019March Monthly Peak | Portfolio Adjusted | 1-in-2 | Size: 20 kW to 199.99 kW | All | 2019 | March Monthly Peak | 3 | 12.079 | 11.7272 | 11.4934 | 11.5837 | 11.9554 | 13.591 | 16.3825 | 17.9395 | 19.9876 | 21.2659 | 21.6954 | 21.9251 | 21.7496 | 21.962 | 21.8889 | 21.0838 | 20.3472 | 19.1802 | 18.359 | 18.2372 | 17.5187 | 16.2829 | 14.7247 | 13.3105 | 0 | 0 | 0 | 0 | 0 | 0 | 0 | 0 | 0 | 0 | 0 | 0 | 0 | 0 | 0.20867 | 0.20397 | 0.20203 | 0.14736 | 0 | 0 | 0 | 0 | 0 | 0 | 47.8247 | 47.105 | 46.4329 | 46.0251 | 45.6833 | 45.2203 | 44.8407 | 44.7743 | 46.6604 | 48.9874 | 51.2677 | 53.2722 | 54.6768 | 55.7022 | 56.1373 | 56.5578 | 56.3654 | 55.6723 | 54.1117 | 51.999 | 50.6072 | 49.4426 | 48.5268 | 47.6018 | 0.018621 | 0.019504 | 0.018764 | 0.016609 | 0.017025 | 0.018916 | 0.023616 | 0.026929 | 0.0299 | 0.030979 | 0.030553 | 0.030622 | 0.030408 | 0.03042 | 0.029586 | 0.026722 | 0.024606 | 0.023019 | 0.021681 | 0.021905 | 0.021775 | 0.020132 | 0.019646 | 0.020833
Portfolio Adjusted1-in-2Size: 20 kW to 199.99 kWAll2019April Monthly Peak | Portfolio Adjusted | 1-in-2 | Size: 20 kW to 199.99 kW | All | 2019 | April Monthly Peak | 4 | 12.7147 | 12.1203 | 11.7499 | 11.743 | 12.1656 | 13.3217 | 15.2172 | 16.957 | 19.5159 | 21.6835 | 23.4395 | 24.6818 | 25.4295 | 26.1041 | 26.3243 | 25.9222 | 24.7934 | 22.9136 | 20.9553 | 20.588 | 19.7708 | 18.1391 | 15.9509 | 14.1242 | 0 | 0 | 0 | 0 | 0 | 0 | 0 | 0 | 0 | 0 | 0 | 0 | 0 | 0 | 0.25095 | 0.25078 | 0.24617 | 0.17605 | 0 | 0 | 0 | 0 | 0 | 0 | 62.2804 | 61.2089 | 59.8607 | 58.7054 | 57.79 | 57.0867 | 56.6092 | 56.5983 | 59.0559 | 63.0348 | 67.836 | 72.0818 | 75.3326 | 77.7047 | 78.9074 | 79.5199 | 79.6131 | 79.0084 | 77.6321 | 75.2004 | 71.4116 | 68.5358 | 66.3981 | 64.1015 | 0.019815 | 0.020329 | 0.019337 | 0.016967 | 0.017503 | 0.018526 | 0.021707 | 0.025231 | 0.029028 | 0.031382 | 0.032798 | 0.034165 | 0.035251 | 0.035823 | 0.035324 | 0.032595 | 0.029641 | 0.027316 | 0.024797 | 0.024869 | 0.024766 | 0.022685 | 0.021498 | 0.02235
Portfolio Adjusted1-in-2Size: 20 kW to 199.99 kWAll2019May Monthly Peak | Portfolio Adjusted | 1-in-2 | Size: 20 kW to 199.99 kW | All | 2019 | May Monthly Peak | 5 | 13.125 | 12.482 | 12.105 | 12.0722 | 12.5259 | 13.6441 | 15.2143 | 17.4146 | 20.2233 | 22.4874 | 24.3159 | 25.5406 | 26.241 | 26.86 | 27.0343 | 26.6303 | 25.4933 | 23.5811 | 21.5288 | 20.7389 | 20.3468 | 18.7346 | 16.4557 | 14.6204 | 0 | 0 | 0 | 0 | 0 | 0 | 0 | 0 | 0 | 0 | 0 | 0 | 0 | 0 | 0.25772 | 0.25763 | 0.25312 | 0.18117 | 0 | 0 | 0 | 0 | 0 | 0 | 64.2901 | 63.4138 | 62.6381 | 61.7158 | 60.8995 | 60.3049 | 59.8241 | 60.2509 | 62.305 | 65.8675 | 69.7286 | 73.4935 | 76.8088 | 79.2984 | 80.3395 | 80.9958 | 80.9085 | 79.9738 | 78.3125 | 75.7728 | 72.2949 | 69.3551 | 67.2801 | 65.814 | 0.020601 | 0.021065 | 0.020031 | 0.017533 | 0.018126 | 0.019082 | 0.021802 | 0.026013 | 0.030282 | 0.032815 | 0.034345 | 0.035718 | 0.036759 | 0.037245 | 0.036661 | 0.033864 | 0.030789 | 0.028414 | 0.025732 | 0.025307 | 0.025686 | 0.023622 | 0.022342 | 0.02328
Portfolio Adjusted1-in-2Size: 20 kW to 199.99 kWAll2019June Monthly Peak | Portfolio Adjusted | 1-in-2 | Size: 20 kW to 199.99 kW | All | 2019 | June Monthly Peak | 6 | 14.1346 | 13.4127 | 12.9596 | 12.8737 | 13.283 | 14.458 | 16.3802 | 19.21 | 22.5617 | 25.3805 | 27.5441 | 29.0167 | 29.726 | 30.4169 | 30.5804 | 30.0589 | 28.8494 | 26.6926 | 24.2431 | 22.7679 | 22.135 | 20.425 | 17.917 | 15.853 | 0 | 0 | 0 | 0 | 0 | 0 | 0 | 0 | 0 | 0 | 0 | 0 | 0 | 0 | 0.29153 | 0.2908 | 0.28644 | 0.20508 | 0 | 0 | 0 | 0 | 0 | 0 | 68.5612 | 67.4353 | 66.3968 | 65.3923 | 64.4818 | 63.5816 | 62.7785 | 63.5768 | 66.8314 | 71.561 | 76.3338 | 80.6506 | 83.3961 | 84.8529 | 85.9615 | 86.4369 | 86.8295 | 86.4519 | 85.4888 | 83.0498 | 79.5766 | 75.5214 | 73.0734 | 71.1979 | 0.022281 | 0.022759 | 0.021542 | 0.018788 | 0.019276 | 0.020328 | 0.023598 | 0.02884 | 0.033903 | 0.037111 | 0.038901 | 0.040549 | 0.041608 | 0.042138 | 0.041431 | 0.038173 | 0.034857 | 0.032174 | 0.028984 | 0.027825 | 0.027998 | 0.025794 | 0.024392 | 0.025346
Portfolio Adjusted1-in-2Size: 20 kW to 199.99 kWAll2019July Monthly Peak | Portfolio Adjusted | 1-in-2 | Size: 20 kW to 199.99 kW | All | 2019 | July Monthly Peak | 7 | 15.2137 | 14.417 | 13.9212 | 13.81 | 14.2501 | 15.8074 | 18.1949 | 21.364 | 25.123 | 28.2202 | 30.6183 | 32.2529 | 33.0244 | 33.7197 | 33.8322 | 33.158 | 31.8629 | 29.4497 | 26.507 | 24.8285 | 24.0518 | 22.1551 | 19.4579 | 17.2028 | 0 | 0 | 0 | 0 | 0 | 0 | 0 | 0 | 0 | 0 | 0 | 0 | 0 | 0 | 0.32253 | 0.32079 | 0.31637 | 0.22626 | 0 | 0 | 0 | 0 | 0 | 0 | 74.9388 | 73.7684 | 72.9306 | 72.1262 | 71.2482 | 70.3782 | 69.7844 | 70.4217 | 73.4622 | 77.4829 | 81.6135 | 85.1477 | 87.8794 | 89.3854 | 90.4324 | 90.8856 | 90.7671 | 89.8743 | 88.9027 | 87.3743 | 84.6399 | 81.1188 | 78.7061 | 77.0786 | 0.024009 | 0.024507 | 0.023198 | 0.020199 | 0.020714 | 0.022261 | 0.026317 | 0.032113 | 0.037764 | 0.041287 | 0.043245 | 0.045073 | 0.046213 | 0.046687 | 0.045813 | 0.042068 | 0.03847 | 0.035468 | 0.031641 | 0.030263 | 0.030349 | 0.027928 | 0.026456 | 0.027476
Portfolio Adjusted1-in-2Size: 20 kW to 199.99 kWAll2019August Monthly Peak | Portfolio Adjusted | 1-in-2 | Size: 20 kW to 199.99 kW | All | 2019 | August Monthly Peak | 8 | 15.1932 | 14.3688 | 13.8773 | 13.7931 | 14.266 | 15.7839 | 18.1709 | 21.0362 | 24.8354 | 27.944 | 30.4181 | 32.0283 | 32.825 | 33.5286 | 33.6778 | 33.0906 | 31.7782 | 29.3015 | 26.2649 | 24.9234 | 23.9959 | 21.9555 | 19.2903 | 17.0123 | 0 | 0 | 0 | 0 | 0 | 0 | 0 | 0 | 0 | 0 | 0 | 0 | 0 | 0 | 0.32106 | 0.32013 | 0.31552 | 0.22512 | 0 | 0 | 0 | 0 | 0 | 0 | 74.0139 | 72.7797 | 71.5106 | 70.6079 | 69.8344 | 68.9452 | 68.4702 | 68.1022 | 70.289 | 75.3335 | 80.7334 | 85.257 | 88.4626 | 90.3252 | 91.5041 | 92.0958 | 92.2311 | 91.7841 | 90.2627 | 87.0856 | 82.9093 | 79.8034 | 77.7227 | 76.0702 | 0.023853 | 0.024305 | 0.023016 | 0.020083 | 0.020655 | 0.022075 | 0.026065 | 0.031378 | 0.037 | 0.040528 | 0.042569 | 0.044368 | 0.045553 | 0.046054 | 0.045228 | 0.04161 | 0.038016 | 0.03497 | 0.031098 | 0.030146 | 0.030096 | 0.027518 | 0.026067 | 0.026995
Portfolio Adjusted1-in-2Size: 20 kW to 199.99 kWAll2019September Monthly Peak | Portfolio Adjusted | 1-in-2 | Size: 20 kW to 199.99 kW | All | 2019 | September Monthly Peak | 9 | 14.8479 | 14.1231 | 13.6758 | 13.5897 | 14.1035 | 15.6172 | 18.2517 | 20.6707 | 24.4173 | 27.5244 | 29.929 | 31.4896 | 32.2885 | 32.9883 | 33.0221 | 32.2805 | 30.8462 | 28.2906 | 25.4994 | 24.8059 | 23.265 | 21.2583 | 18.6041 | 16.495 | 0 | 0 | 0 | 0 | 0 | 0 | 0 | 0 | 0 | 0 | 0 | 0 | 0 | 0 | 0.31481 | 0.3123 | 0.30627 | 0.21736 | 0 | 0 | 0 | 0 | 0 | 0 | 72.553 | 71.4639 | 70.3619 | 69.364 | 68.4583 | 67.6576 | 67.2862 | 67.0904 | 69.2616 | 74.0965 | 79.3124 | 84.088 | 87.9738 | 90.2507 | 91.5542 | 92.0921 | 92.0755 | 91.1721 | 89.7814 | 86.9014 | 82.8811 | 79.8201 | 77.6604 | 76.2479 | 0.023306 | 0.023885 | 0.022674 | 0.019772 | 0.020404 | 0.021816 | 0.026119 | 0.030808 | 0.036305 | 0.039842 | 0.041884 | 0.043603 | 0.044809 | 0.045306 | 0.044355 | 0.040638 | 0.03695 | 0.033804 | 0.030244 | 0.030034 | 0.029201 | 0.026636 | 0.025124 | 0.026199
Portfolio Adjusted1-in-2Size: 20 kW to 199.99 kWAll2019October Monthly Peak | Portfolio Adjusted | 1-in-2 | Size: 20 kW to 199.99 kW | All | 2019 | October Monthly Peak | 10 | 13.4225 | 12.7814 | 12.4234 | 12.3713 | 12.8235 | 14.125 | 16.6473 | 18.2934 | 20.9534 | 23.4637 | 25.3627 | 26.7274 | 27.4385 | 28.1964 | 28.3803 | 27.7967 | 26.4869 | 24.3124 | 22.9766 | 22.0732 | 20.647 | 18.9444 | 16.6198 | 14.8023 | 0 | 0 | 0 | 0 | 0 | 0 | 0 | 0 | 0 | 0 | 0 | 0 | 0 | 0 | 0.27055 | 0.26892 | 0.26299 | 0.18679 | 0 | 0 | 0 | 0 | 0 | 0 | 64.539 | 63.6143 | 62.7673 | 61.7889 | 60.9271 | 60.2382 | 59.5864 | 59.235 | 60.2072 | 64.2375 | 70.0703 | 76.2184 | 81.4953 | 84.4942 | 85.2937 | 85.9476 | 86.1155 | 85.2149 | 82.8332 | 78.2918 | 74.5914 | 71.7165 | 69.3648 | 67.5001 | 0.020935 | 0.021476 | 0.020488 | 0.017922 | 0.018481 | 0.019659 | 0.023728 | 0.027198 | 0.031039 | 0.033841 | 0.035347 | 0.03686 | 0.037886 | 0.038506 | 0.037905 | 0.034803 | 0.031524 | 0.0289 | 0.027093 | 0.026617 | 0.025786 | 0.023589 | 0.022316 | 0.023359
Portfolio Adjusted1-in-2Size: 20 kW to 199.99 kWAll2019November Monthly Peak | Portfolio Adjusted | 1-in-2 | Size: 20 kW to 199.99 kW | All | 2019 | November Monthly Peak | 11 | 12.2511 | 11.7258 | 11.4988 | 11.5274 | 11.9949 | 13.2928 | 15.0661 | 16.7744 | 19.0863 | 20.8474 | 22.1686 | 23.0127 | 23.4925 | 23.9031 | 23.8535 | 23.1614 | 22.2513 | 21.7727 | 20.1796 | 19.0675 | 18.0047 | 16.6093 | 14.8362 | 13.3522 | 0 | 0 | 0 | 0 | 0 | 0 | 0 | 0 | 0 | 0 | 0 | 0 | 0 | 0 | 0.2274 | 0.22407 | 0.22093 | 0.16728 | 0 | 0 | 0 | 0 | 0 | 0 | 56.921 | 56.0034 | 55.3177 | 54.5136 | 53.4529 | 52.7008 | 52.5685 | 52.53 | 55.1389 | 59.5991 | 64.4026 | 68.8038 | 71.6638 | 73.2169 | 74.014 | 73.831 | 72.2176 | 69.2994 | 66.0145 | 63.8902 | 62.2323 | 61.1724 | 60.1776 | 59.438 | 0.018989 | 0.019589 | 0.018867 | 0.016588 | 0.017197 | 0.018375 | 0.021393 | 0.024811 | 0.02817 | 0.029914 | 0.030705 | 0.031496 | 0.032141 | 0.032349 | 0.031578 | 0.028752 | 0.026291 | 0.025691 | 0.023652 | 0.022864 | 0.02237 | 0.020597 | 0.019834 | 0.020942
Portfolio Adjusted1-in-2Size: 20 kW to 199.99 kWAll2019December Monthly Peak | Portfolio Adjusted | 1-in-2 | Size: 20 kW to 199.99 kW | All | 2019 | December Monthly Peak | 12 | 12.1556 | 11.7531 | 11.5793 | 11.6704 | 12.1672 | 13.7393 | 16.3026 | 17.8879 | 20.007 | 21.0623 | 21.4619 | 21.5458 | 21.3299 | 21.4073 | 21.1539 | 20.3688 | 19.9793 | 19.9208 | 18.723 | 17.8297 | 17.1062 | 16.0415 | 14.6673 | 13.2757 | 0 | 0 | 0 | 0 | 0 | 0 | 0 | 0 | 0 | 0 | 0 | 0 | 0 | 0 | 0.20166 | 0.19706 | 0.19837 | 0.15305 | 0 | 0 | 0 | 0 | 0 | 0 | 48.1143 | 47.3977 | 46.8445 | 46.2751 | 45.7661 | 45.1958 | 44.9706 | 44.8894 | 45.5871 | 48.9056 | 52.6588 | 55.7665 | 57.8337 | 58.8542 | 59.4832 | 59.7559 | 59.1165 | 56.8542 | 54.0651 | 52.0201 | 50.4219 | 48.5708 | 46.8724 | 45.6002 | 0.018791 | 0.019617 | 0.018978 | 0.01678 | 0.017402 | 0.01905 | 0.02327 | 0.026604 | 0.02968 | 0.030433 | 0.029964 | 0.029757 | 0.02945 | 0.029221 | 0.028202 | 0.025442 | 0.023801 | 0.023638 | 0.021966 | 0.021362 | 0.021203 | 0.019823 | 0.019572 | 0.020786
Portfolio Adjusted1-in-2Size: 20 kW to 199.99 kWAll2019Typical Event Day | Portfolio Adjusted | 1-in-2 | Size: 20 kW to 199.99 kW | All | 2019 | Typical Event Day | 8 | 15.0284 | 14.2128 | 13.7306 | 13.6512 | 14.1213 | 15.6043 | 17.9275 | 20.7041 | 24.3649 | 27.3596 | 29.7605 | 31.3318 | 32.1336 | 32.8546 | 33.0384 | 32.4974 | 31.2252 | 28.8087 | 25.8482 | 24.5429 | 23.6563 | 21.6528 | 19.0268 | 16.7857 | 0 | 0 | 0 | 0 | 0 | 0 | 0 | 0 | 0 | 0 | 0 | 0 | 0 | 0 | 0.31496 | 0.3144 | 0.31003 | 0.22134 | 0 | 0 | 0 | 0 | 0 | 0 | 72.5167 | 71.3618 | 70.3 | 69.3726 | 68.5057 | 67.6407 | 67.0798 | 67.2977 | 69.961 | 74.6185 | 79.4983 | 83.7858 | 86.928 | 88.7036 | 89.863 | 90.3776 | 90.4758 | 89.8206 | 88.6089 | 86.1028 | 82.5017 | 79.0659 | 76.7906 | 75.1486 | 0.023635 | 0.02408 | 0.022808 | 0.019906 | 0.020478 | 0.021854 | 0.025752 | 0.030942 | 0.036395 | 0.039806 | 0.04179 | 0.043551 | 0.044746 | 0.045274 | 0.044504 | 0.040981 | 0.037452 | 0.034473 | 0.030688 | 0.029765 | 0.029742 | 0.027203 | 0.025768 | 0.026691
Portfolio Adjusted1-in-2Size: 20 kW to 199.99 kWAll2020January Monthly Peak | Portfolio Adjusted | 1-in-2 | Size: 20 kW to 199.99 kW | All | 2020 | January Monthly Peak | 1 | 11.6369 | 11.4641 | 11.3614 | 11.5155 | 11.8618 | 13.9861 | 17.3336 | 19.0459 | 21.2516 | 22.1462 | 21.9264 | 21.6674 | 20.8543 | 20.677 | 20.1054 | 18.7642 | 18.2261 | 18.2636 | 17.3553 | 16.4687 | 15.9128 | 14.877 | 13.763 | 12.6344 | 0 | 0 | 0 | 0 | 0 | 0 | 0 | 0 | 0 | 0 | 0 | 0 | 0 | 0 | 0.19167 | 0.18153 | 0.18097 | 0.14032 | 0 | 0 | 0 | 0 | 0 | 0 | 44.181 | 43.5236 | 42.8281 | 42.32 | 41.7696 | 41.4844 | 41.2532 | 41.0365 | 41.3598 | 43.5412 | 47.007 | 49.7005 | 51.5581 | 52.8751 | 53.6681 | 54.0217 | 53.7739 | 52.4057 | 50.6142 | 49.2404 | 48.1334 | 47.1888 | 46.341 | 45.6017 | 0.017857 | 0.019038 | 0.018509 | 0.016478 | 0.016824 | 0.019538 | 0.02523 | 0.028895 | 0.032091 | 0.032588 | 0.031155 | 0.030567 | 0.029356 | 0.028817 | 0.027309 | 0.023895 | 0.02222 | 0.021953 | 0.020412 | 0.019685 | 0.019662 | 0.018258 | 0.01829 | 0.019714
Portfolio Adjusted1-in-2Size: 20 kW to 199.99 kWAll2020February Monthly Peak | Portfolio Adjusted | 1-in-2 | Size: 20 kW to 199.99 kW | All | 2020 | February Monthly Peak | 2 | 11.9035 | 11.5609 | 11.3889 | 11.5341 | 11.9829 | 13.6562 | 16.2782 | 17.8037 | 20.0198 | 21.1855 | 21.5577 | 21.7037 | 21.4425 | 21.5417 | 21.3184 | 20.3995 | 19.579 | 19.0179 | 18.6196 | 17.6537 | 16.9155 | 15.7239 | 14.2508 | 12.9487 | 0 | 0 | 0 | 0 | 0 | 0 | 0 | 0 | 0 | 0 | 0 | 0 | 0 | 0 | 0.20323 | 0.19735 | 0.1944 | 0.14612 | 0 | 0 | 0 | 0 | 0 | 0 | 48.0456 | 47.6623 | 47.3171 | 46.9577 | 46.6244 | 46.4449 | 46.3874 | 46.3605 | 46.74 | 48.5506 | 50.586 | 52.4284 | 53.2354 | 53.3172 | 53.3899 | 52.9341 | 52.4587 | 51.5733 | 50.1659 | 48.7877 | 47.5071 | 46.7636 | 45.6093 | 44.5629 | 0.018365 | 0.019259 | 0.018618 | 0.016562 | 0.017084 | 0.019011 | 0.023467 | 0.026718 | 0.029969 | 0.030893 | 0.030396 | 0.030349 | 0.029968 | 0.029809 | 0.028806 | 0.025877 | 0.023699 | 0.022857 | 0.022022 | 0.021262 | 0.021055 | 0.01946 | 0.019038 | 0.020285
Portfolio Adjusted1-in-2Size: 20 kW to 199.99 kWAll2020March Monthly Peak | Portfolio Adjusted | 1-in-2 | Size: 20 kW to 199.99 kW | All | 2020 | March Monthly Peak | 3 | 12.079 | 11.7272 | 11.4934 | 11.5837 | 11.9554 | 13.591 | 16.3825 | 17.9395 | 19.9876 | 21.2659 | 21.6954 | 21.9251 | 21.7496 | 21.962 | 21.8889 | 21.0838 | 20.3472 | 19.1802 | 18.359 | 18.2372 | 17.5187 | 16.2829 | 14.7247 | 13.3105 | 0 | 0 | 0 | 0 | 0 | 0 | 0 | 0 | 0 | 0 | 0 | 0 | 0 | 0 | 0.20867 | 0.20397 | 0.20203 | 0.14736 | 0 | 0 | 0 | 0 | 0 | 0 | 47.8247 | 47.105 | 46.4329 | 46.0251 | 45.6833 | 45.2203 | 44.8407 | 44.7743 | 46.6604 | 48.9874 | 51.2677 | 53.2722 | 54.6768 | 55.7022 | 56.1373 | 56.5578 | 56.3654 | 55.6723 | 54.1117 | 51.999 | 50.6072 | 49.4426 | 48.5268 | 47.6018 | 0.018621 | 0.019504 | 0.018764 | 0.016609 | 0.017025 | 0.018916 | 0.023616 | 0.026929 | 0.0299 | 0.030979 | 0.030553 | 0.030622 | 0.030408 | 0.03042 | 0.029586 | 0.026722 | 0.024606 | 0.023019 | 0.021681 | 0.021905 | 0.021775 | 0.020132 | 0.019646 | 0.020833
Portfolio Adjusted1-in-2Size: 20 kW to 199.99 kWAll2020April Monthly Peak | Portfolio Adjusted | 1-in-2 | Size: 20 kW to 199.99 kW | All | 2020 | April Monthly Peak | 4 | 12.7147 | 12.1203 | 11.7499 | 11.743 | 12.1656 | 13.3217 | 15.2172 | 16.957 | 19.5159 | 21.6835 | 23.4395 | 24.6818 | 25.4295 | 26.1041 | 26.3243 | 25.9222 | 24.7934 | 22.9136 | 20.9553 | 20.588 | 19.7708 | 18.1391 | 15.9509 | 14.1242 | 0 | 0 | 0 | 0 | 0 | 0 | 0 | 0 | 0 | 0 | 0 | 0 | 0 | 0 | 0.25095 | 0.25078 | 0.24617 | 0.17605 | 0 | 0 | 0 | 0 | 0 | 0 | 62.2804 | 61.2089 | 59.8607 | 58.7054 | 57.79 | 57.0867 | 56.6092 | 56.5983 | 59.0559 | 63.0348 | 67.836 | 72.0818 | 75.3326 | 77.7047 | 78.9074 | 79.5199 | 79.6131 | 79.0084 | 77.6321 | 75.2004 | 71.4116 | 68.5358 | 66.3981 | 64.1015 | 0.019815 | 0.020329 | 0.019337 | 0.016967 | 0.017503 | 0.018526 | 0.021707 | 0.025231 | 0.029028 | 0.031382 | 0.032798 | 0.034165 | 0.035251 | 0.035823 | 0.035324 | 0.032595 | 0.029641 | 0.027316 | 0.024797 | 0.024869 | 0.024766 | 0.022685 | 0.021498 | 0.02235
Portfolio Adjusted1-in-2Size: 20 kW to 199.99 kWAll2020May Monthly Peak | Portfolio Adjusted | 1-in-2 | Size: 20 kW to 199.99 kW | All | 2020 | May Monthly Peak | 5 | 13.125 | 12.482 | 12.105 | 12.0722 | 12.5259 | 13.6441 | 15.2143 | 17.4146 | 20.2233 | 22.4874 | 24.3159 | 25.5406 | 26.241 | 26.86 | 27.0343 | 26.6303 | 25.4933 | 23.5811 | 21.5288 | 20.7389 | 20.3468 | 18.7346 | 16.4557 | 14.6204 | 0 | 0 | 0 | 0 | 0 | 0 | 0 | 0 | 0 | 0 | 0 | 0 | 0 | 0 | 0.25772 | 0.25763 | 0.25312 | 0.18117 | 0 | 0 | 0 | 0 | 0 | 0 | 64.2901 | 63.4138 | 62.6381 | 61.7158 | 60.8995 | 60.3049 | 59.8241 | 60.2509 | 62.305 | 65.8675 | 69.7286 | 73.4935 | 76.8088 | 79.2984 | 80.3395 | 80.9958 | 80.9085 | 79.9738 | 78.3125 | 75.7728 | 72.2949 | 69.3551 | 67.2801 | 65.814 | 0.020601 | 0.021065 | 0.020031 | 0.017533 | 0.018126 | 0.019082 | 0.021802 | 0.026013 | 0.030282 | 0.032815 | 0.034345 | 0.035718 | 0.036759 | 0.037245 | 0.036661 | 0.033864 | 0.030789 | 0.028414 | 0.025732 | 0.025307 | 0.025686 | 0.023622 | 0.022342 | 0.02328
Portfolio Adjusted1-in-2Size: 20 kW to 199.99 kWAll2020June Monthly Peak | Portfolio Adjusted | 1-in-2 | Size: 20 kW to 199.99 kW | All | 2020 | June Monthly Peak | 6 | 14.1346 | 13.4127 | 12.9596 | 12.8737 | 13.283 | 14.458 | 16.3802 | 19.21 | 22.5617 | 25.3805 | 27.5441 | 29.0167 | 29.726 | 30.4169 | 30.5804 | 30.0589 | 28.8494 | 26.6926 | 24.2431 | 22.7679 | 22.135 | 20.425 | 17.917 | 15.853 | 0 | 0 | 0 | 0 | 0 | 0 | 0 | 0 | 0 | 0 | 0 | 0 | 0 | 0 | 0.29153 | 0.2908 | 0.28644 | 0.20508 | 0 | 0 | 0 | 0 | 0 | 0 | 68.5612 | 67.4353 | 66.3968 | 65.3923 | 64.4818 | 63.5816 | 62.7785 | 63.5768 | 66.8314 | 71.561 | 76.3338 | 80.6506 | 83.3961 | 84.8529 | 85.9615 | 86.4369 | 86.8295 | 86.4519 | 85.4888 | 83.0498 | 79.5766 | 75.5214 | 73.0734 | 71.1979 | 0.022281 | 0.022759 | 0.021542 | 0.018788 | 0.019276 | 0.020328 | 0.023598 | 0.02884 | 0.033903 | 0.037111 | 0.038901 | 0.040549 | 0.041608 | 0.042138 | 0.041431 | 0.038173 | 0.034857 | 0.032174 | 0.028984 | 0.027825 | 0.027998 | 0.025794 | 0.024392 | 0.025346
Portfolio Adjusted1-in-2Size: 20 kW to 199.99 kWAll2020July Monthly Peak | Portfolio Adjusted | 1-in-2 | Size: 20 kW to 199.99 kW | All | 2020 | July Monthly Peak | 7 | 15.2137 | 14.417 | 13.9212 | 13.81 | 14.2501 | 15.8074 | 18.1949 | 21.364 | 25.123 | 28.2202 | 30.6183 | 32.2529 | 33.0244 | 33.7197 | 33.8322 | 33.158 | 31.8629 | 29.4497 | 26.507 | 24.8285 | 24.0518 | 22.1551 | 19.4579 | 17.2028 | 0 | 0 | 0 | 0 | 0 | 0 | 0 | 0 | 0 | 0 | 0 | 0 | 0 | 0 | 0.32253 | 0.32079 | 0.31637 | 0.22626 | 0 | 0 | 0 | 0 | 0 | 0 | 74.9388 | 73.7684 | 72.9306 | 72.1262 | 71.2482 | 70.3782 | 69.7844 | 70.4217 | 73.4622 | 77.4829 | 81.6135 | 85.1477 | 87.8794 | 89.3854 | 90.4324 | 90.8856 | 90.7671 | 89.8743 | 88.9027 | 87.3743 | 84.6399 | 81.1188 | 78.7061 | 77.0786 | 0.024009 | 0.024507 | 0.023198 | 0.020199 | 0.020714 | 0.022261 | 0.026317 | 0.032113 | 0.037764 | 0.041287 | 0.043245 | 0.045073 | 0.046213 | 0.046687 | 0.045813 | 0.042068 | 0.03847 | 0.035468 | 0.031641 | 0.030263 | 0.030349 | 0.027928 | 0.026456 | 0.027476
Portfolio Adjusted1-in-2Size: 20 kW to 199.99 kWAll2020August Monthly Peak | Portfolio Adjusted | 1-in-2 | Size: 20 kW to 199.99 kW | All | 2020 | August Monthly Peak | 8 | 15.1932 | 14.3688 | 13.8773 | 13.7931 | 14.266 | 15.7839 | 18.1709 | 21.0362 | 24.8354 | 27.944 | 30.4181 | 32.0283 | 32.825 | 33.5286 | 33.6778 | 33.0906 | 31.7782 | 29.3015 | 26.2649 | 24.9234 | 23.9959 | 21.9555 | 19.2903 | 17.0123 | 0 | 0 | 0 | 0 | 0 | 0 | 0 | 0 | 0 | 0 | 0 | 0 | 0 | 0 | 0.32106 | 0.32013 | 0.31552 | 0.22512 | 0 | 0 | 0 | 0 | 0 | 0 | 74.0139 | 72.7797 | 71.5106 | 70.6079 | 69.8344 | 68.9452 | 68.4702 | 68.1022 | 70.289 | 75.3335 | 80.7334 | 85.257 | 88.4626 | 90.3252 | 91.5041 | 92.0958 | 92.2311 | 91.7841 | 90.2627 | 87.0856 | 82.9093 | 79.8034 | 77.7227 | 76.0702 | 0.023853 | 0.024305 | 0.023016 | 0.020083 | 0.020655 | 0.022075 | 0.026065 | 0.031378 | 0.037 | 0.040528 | 0.042569 | 0.044368 | 0.045553 | 0.046054 | 0.045228 | 0.04161 | 0.038016 | 0.03497 | 0.031098 | 0.030146 | 0.030096 | 0.027518 | 0.026067 | 0.026995
Portfolio Adjusted1-in-2Size: 20 kW to 199.99 kWAll2020September Monthly Peak | Portfolio Adjusted | 1-in-2 | Size: 20 kW to 199.99 kW | All | 2020 | September Monthly Peak | 9 | 14.8479 | 14.1231 | 13.6758 | 13.5897 | 14.1035 | 15.6172 | 18.2517 | 20.6707 | 24.4173 | 27.5244 | 29.929 | 31.4896 | 32.2885 | 32.9883 | 33.0221 | 32.2805 | 30.8462 | 28.2906 | 25.4994 | 24.8059 | 23.265 | 21.2583 | 18.6041 | 16.495 | 0 | 0 | 0 | 0 | 0 | 0 | 0 | 0 | 0 | 0 | 0 | 0 | 0 | 0 | 0.31481 | 0.3123 | 0.30627 | 0.21736 | 0 | 0 | 0 | 0 | 0 | 0 | 72.553 | 71.4639 | 70.3619 | 69.364 | 68.4583 | 67.6576 | 67.2862 | 67.0904 | 69.2616 | 74.0965 | 79.3124 | 84.088 | 87.9738 | 90.2507 | 91.5542 | 92.0921 | 92.0755 | 91.1721 | 89.7814 | 86.9014 | 82.8811 | 79.8201 | 77.6604 | 76.2479 | 0.023306 | 0.023885 | 0.022674 | 0.019772 | 0.020404 | 0.021816 | 0.026119 | 0.030808 | 0.036305 | 0.039842 | 0.041884 | 0.043603 | 0.044809 | 0.045306 | 0.044355 | 0.040638 | 0.03695 | 0.033804 | 0.030244 | 0.030034 | 0.029201 | 0.026636 | 0.025124 | 0.026199
Portfolio Adjusted1-in-2Size: 20 kW to 199.99 kWAll2020October Monthly Peak | Portfolio Adjusted | 1-in-2 | Size: 20 kW to 199.99 kW | All | 2020 | October Monthly Peak | 10 | 13.4225 | 12.7814 | 12.4234 | 12.3713 | 12.8235 | 14.125 | 16.6473 | 18.2934 | 20.9534 | 23.4637 | 25.3627 | 26.7274 | 27.4385 | 28.1964 | 28.3803 | 27.7967 | 26.4869 | 24.3124 | 22.9766 | 22.0732 | 20.647 | 18.9444 | 16.6198 | 14.8023 | 0 | 0 | 0 | 0 | 0 | 0 | 0 | 0 | 0 | 0 | 0 | 0 | 0 | 0 | 0.27055 | 0.26892 | 0.26299 | 0.18679 | 0 | 0 | 0 | 0 | 0 | 0 | 64.539 | 63.6143 | 62.7673 | 61.7889 | 60.9271 | 60.2382 | 59.5864 | 59.235 | 60.2072 | 64.2375 | 70.0703 | 76.2184 | 81.4953 | 84.4942 | 85.2937 | 85.9476 | 86.1155 | 85.2149 | 82.8332 | 78.2918 | 74.5914 | 71.7165 | 69.3648 | 67.5001 | 0.020935 | 0.021476 | 0.020488 | 0.017922 | 0.018481 | 0.019659 | 0.023728 | 0.027198 | 0.031039 | 0.033841 | 0.035347 | 0.03686 | 0.037886 | 0.038506 | 0.037905 | 0.034803 | 0.031524 | 0.0289 | 0.027093 | 0.026617 | 0.025786 | 0.023589 | 0.022316 | 0.023359
Portfolio Adjusted1-in-2Size: 20 kW to 199.99 kWAll2020November Monthly Peak | Portfolio Adjusted | 1-in-2 | Size: 20 kW to 199.99 kW | All | 2020 | November Monthly Peak | 11 | 12.2511 | 11.7258 | 11.4988 | 11.5274 | 11.9949 | 13.2928 | 15.0661 | 16.7744 | 19.0863 | 20.8474 | 22.1686 | 23.0127 | 23.4925 | 23.9031 | 23.8535 | 23.1614 | 22.2513 | 21.7727 | 20.1796 | 19.0675 | 18.0047 | 16.6093 | 14.8362 | 13.3522 | 0 | 0 | 0 | 0 | 0 | 0 | 0 | 0 | 0 | 0 | 0 | 0 | 0 | 0 | 0.2274 | 0.22407 | 0.22093 | 0.16728 | 0 | 0 | 0 | 0 | 0 | 0 | 56.921 | 56.0034 | 55.3177 | 54.5136 | 53.4529 | 52.7008 | 52.5685 | 52.53 | 55.1389 | 59.5991 | 64.4026 | 68.8038 | 71.6638 | 73.2169 | 74.014 | 73.831 | 72.2176 | 69.2994 | 66.0145 | 63.8902 | 62.2323 | 61.1724 | 60.1776 | 59.438 | 0.018989 | 0.019589 | 0.018867 | 0.016588 | 0.017197 | 0.018375 | 0.021393 | 0.024811 | 0.02817 | 0.029914 | 0.030705 | 0.031496 | 0.032141 | 0.032349 | 0.031578 | 0.028752 | 0.026291 | 0.025691 | 0.023652 | 0.022864 | 0.02237 | 0.020597 | 0.019834 | 0.020942
Portfolio Adjusted1-in-2Size: 20 kW to 199.99 kWAll2020December Monthly Peak | Portfolio Adjusted | 1-in-2 | Size: 20 kW to 199.99 kW | All | 2020 | December Monthly Peak | 12 | 12.1556 | 11.7531 | 11.5793 | 11.6704 | 12.1672 | 13.7393 | 16.3026 | 17.8879 | 20.007 | 21.0623 | 21.4619 | 21.5458 | 21.3299 | 21.4073 | 21.1539 | 20.3688 | 19.9793 | 19.9208 | 18.723 | 17.8297 | 17.1062 | 16.0415 | 14.6673 | 13.2757 | 0 | 0 | 0 | 0 | 0 | 0 | 0 | 0 | 0 | 0 | 0 | 0 | 0 | 0 | 0.20166 | 0.19706 | 0.19837 | 0.15305 | 0 | 0 | 0 | 0 | 0 | 0 | 48.1143 | 47.3977 | 46.8445 | 46.2751 | 45.7661 | 45.1958 | 44.9706 | 44.8894 | 45.5871 | 48.9056 | 52.6588 | 55.7665 | 57.8337 | 58.8542 | 59.4832 | 59.7559 | 59.1165 | 56.8542 | 54.0651 | 52.0201 | 50.4219 | 48.5708 | 46.8724 | 45.6002 | 0.018791 | 0.019617 | 0.018978 | 0.01678 | 0.017402 | 0.01905 | 0.02327 | 0.026604 | 0.02968 | 0.030433 | 0.029964 | 0.029757 | 0.02945 | 0.029221 | 0.028202 | 0.025442 | 0.023801 | 0.023638 | 0.021966 | 0.021362 | 0.021203 | 0.019823 | 0.019572 | 0.020786
Portfolio Adjusted1-in-2Size: 20 kW to 199.99 kWAll2020Typical Event Day | Portfolio Adjusted | 1-in-2 | Size: 20 kW to 199.99 kW | All | 2020 | Typical Event Day | 8 | 15.0284 | 14.2128 | 13.7306 | 13.6512 | 14.1213 | 15.6043 | 17.9275 | 20.7041 | 24.3649 | 27.3596 | 29.7605 | 31.3318 | 32.1336 | 32.8546 | 33.0384 | 32.4974 | 31.2252 | 28.8087 | 25.8482 | 24.5429 | 23.6563 | 21.6528 | 19.0268 | 16.7857 | 0 | 0 | 0 | 0 | 0 | 0 | 0 | 0 | 0 | 0 | 0 | 0 | 0 | 0 | 0.31496 | 0.3144 | 0.31003 | 0.22134 | 0 | 0 | 0 | 0 | 0 | 0 | 72.5167 | 71.3618 | 70.3 | 69.3726 | 68.5057 | 67.6407 | 67.0798 | 67.2977 | 69.961 | 74.6185 | 79.4983 | 83.7858 | 86.928 | 88.7036 | 89.863 | 90.3776 | 90.4758 | 89.8206 | 88.6089 | 86.1028 | 82.5017 | 79.0659 | 76.7906 | 75.1486 | 0.023635 | 0.02408 | 0.022808 | 0.019906 | 0.020478 | 0.021854 | 0.025752 | 0.030942 | 0.036395 | 0.039806 | 0.04179 | 0.043551 | 0.044746 | 0.045274 | 0.044504 | 0.040981 | 0.037452 | 0.034473 | 0.030688 | 0.029765 | 0.029742 | 0.027203 | 0.025768 | 0.026691
Portfolio Adjusted1-in-2Size: 20 kW to 199.99 kWAll2021January Monthly Peak | Portfolio Adjusted | 1-in-2 | Size: 20 kW to 199.99 kW | All | 2021 | January Monthly Peak | 1 | 11.6369 | 11.4641 | 11.3614 | 11.5155 | 11.8618 | 13.9861 | 17.3336 | 19.0459 | 21.2516 | 22.1462 | 21.9264 | 21.6674 | 20.8543 | 20.677 | 20.1054 | 18.7642 | 18.2261 | 18.2636 | 17.3553 | 16.4687 | 15.9128 | 14.877 | 13.763 | 12.6344 | 0 | 0 | 0 | 0 | 0 | 0 | 0 | 0 | 0 | 0 | 0 | 0 | 0 | 0 | 0.19167 | 0.18153 | 0.18097 | 0.14032 | 0 | 0 | 0 | 0 | 0 | 0 | 44.181 | 43.5236 | 42.8281 | 42.32 | 41.7696 | 41.4844 | 41.2532 | 41.0365 | 41.3598 | 43.5412 | 47.007 | 49.7005 | 51.5581 | 52.8751 | 53.6681 | 54.0217 | 53.7739 | 52.4057 | 50.6142 | 49.2404 | 48.1334 | 47.1888 | 46.341 | 45.6017 | 0.017857 | 0.019038 | 0.018509 | 0.016478 | 0.016824 | 0.019538 | 0.02523 | 0.028895 | 0.032091 | 0.032588 | 0.031155 | 0.030567 | 0.029356 | 0.028817 | 0.027309 | 0.023895 | 0.02222 | 0.021953 | 0.020412 | 0.019685 | 0.019662 | 0.018258 | 0.01829 | 0.019714
Portfolio Adjusted1-in-2Size: 20 kW to 199.99 kWAll2021February Monthly Peak | Portfolio Adjusted | 1-in-2 | Size: 20 kW to 199.99 kW | All | 2021 | February Monthly Peak | 2 | 11.9035 | 11.5609 | 11.3889 | 11.5341 | 11.9829 | 13.6562 | 16.2782 | 17.8037 | 20.0198 | 21.1855 | 21.5577 | 21.7037 | 21.4425 | 21.5417 | 21.3184 | 20.3995 | 19.579 | 19.0179 | 18.6196 | 17.6537 | 16.9155 | 15.7239 | 14.2508 | 12.9487 | 0 | 0 | 0 | 0 | 0 | 0 | 0 | 0 | 0 | 0 | 0 | 0 | 0 | 0 | 0.20323 | 0.19735 | 0.1944 | 0.14612 | 0 | 0 | 0 | 0 | 0 | 0 | 48.0456 | 47.6623 | 47.3171 | 46.9577 | 46.6244 | 46.4449 | 46.3874 | 46.3605 | 46.74 | 48.5506 | 50.586 | 52.4284 | 53.2354 | 53.3172 | 53.3899 | 52.9341 | 52.4587 | 51.5733 | 50.1659 | 48.7877 | 47.5071 | 46.7636 | 45.6093 | 44.5629 | 0.018365 | 0.019259 | 0.018618 | 0.016562 | 0.017084 | 0.019011 | 0.023467 | 0.026718 | 0.029969 | 0.030893 | 0.030396 | 0.030349 | 0.029968 | 0.029809 | 0.028806 | 0.025877 | 0.023699 | 0.022857 | 0.022022 | 0.021262 | 0.021055 | 0.01946 | 0.019038 | 0.020285
Portfolio Adjusted1-in-2Size: 20 kW to 199.99 kWAll2021March Monthly Peak | Portfolio Adjusted | 1-in-2 | Size: 20 kW to 199.99 kW | All | 2021 | March Monthly Peak | 3 | 12.079 | 11.7272 | 11.4934 | 11.5837 | 11.9554 | 13.591 | 16.3825 | 17.9395 | 19.9876 | 21.2659 | 21.6954 | 21.9251 | 21.7496 | 21.962 | 21.8889 | 21.0838 | 20.3472 | 19.1802 | 18.359 | 18.2372 | 17.5187 | 16.2829 | 14.7247 | 13.3105 | 0 | 0 | 0 | 0 | 0 | 0 | 0 | 0 | 0 | 0 | 0 | 0 | 0 | 0 | 0.20867 | 0.20397 | 0.20203 | 0.14736 | 0 | 0 | 0 | 0 | 0 | 0 | 47.8247 | 47.105 | 46.4329 | 46.0251 | 45.6833 | 45.2203 | 44.8407 | 44.7743 | 46.6604 | 48.9874 | 51.2677 | 53.2722 | 54.6768 | 55.7022 | 56.1373 | 56.5578 | 56.3654 | 55.6723 | 54.1117 | 51.999 | 50.6072 | 49.4426 | 48.5268 | 47.6018 | 0.018621 | 0.019504 | 0.018764 | 0.016609 | 0.017025 | 0.018916 | 0.023616 | 0.026929 | 0.0299 | 0.030979 | 0.030553 | 0.030622 | 0.030408 | 0.03042 | 0.029586 | 0.026722 | 0.024606 | 0.023019 | 0.021681 | 0.021905 | 0.021775 | 0.020132 | 0.019646 | 0.020833
Portfolio Adjusted1-in-2Size: 20 kW to 199.99 kWAll2021April Monthly Peak | Portfolio Adjusted | 1-in-2 | Size: 20 kW to 199.99 kW | All | 2021 | April Monthly Peak | 4 | 12.7147 | 12.1203 | 11.7499 | 11.743 | 12.1656 | 13.3217 | 15.2172 | 16.957 | 19.5159 | 21.6835 | 23.4395 | 24.6818 | 25.4295 | 26.1041 | 26.3243 | 25.9222 | 24.7934 | 22.9136 | 20.9553 | 20.588 | 19.7708 | 18.1391 | 15.9509 | 14.1242 | 0 | 0 | 0 | 0 | 0 | 0 | 0 | 0 | 0 | 0 | 0 | 0 | 0 | 0 | 0.25095 | 0.25078 | 0.24617 | 0.17605 | 0 | 0 | 0 | 0 | 0 | 0 | 62.2804 | 61.2089 | 59.8607 | 58.7054 | 57.79 | 57.0867 | 56.6092 | 56.5983 | 59.0559 | 63.0348 | 67.836 | 72.0818 | 75.3326 | 77.7047 | 78.9074 | 79.5199 | 79.6131 | 79.0084 | 77.6321 | 75.2004 | 71.4116 | 68.5358 | 66.3981 | 64.1015 | 0.019815 | 0.020329 | 0.019337 | 0.016967 | 0.017503 | 0.018526 | 0.021707 | 0.025231 | 0.029028 | 0.031382 | 0.032798 | 0.034165 | 0.035251 | 0.035823 | 0.035324 | 0.032595 | 0.029641 | 0.027316 | 0.024797 | 0.024869 | 0.024766 | 0.022685 | 0.021498 | 0.02235
Portfolio Adjusted1-in-2Size: 20 kW to 199.99 kWAll2021May Monthly Peak | Portfolio Adjusted | 1-in-2 | Size: 20 kW to 199.99 kW | All | 2021 | May Monthly Peak | 5 | 13.125 | 12.482 | 12.105 | 12.0722 | 12.5259 | 13.6441 | 15.2143 | 17.4146 | 20.2233 | 22.4874 | 24.3159 | 25.5406 | 26.241 | 26.86 | 27.0343 | 26.6303 | 25.4933 | 23.5811 | 21.5288 | 20.7389 | 20.3468 | 18.7346 | 16.4557 | 14.6204 | 0 | 0 | 0 | 0 | 0 | 0 | 0 | 0 | 0 | 0 | 0 | 0 | 0 | 0 | 0.25772 | 0.25763 | 0.25312 | 0.18117 | 0 | 0 | 0 | 0 | 0 | 0 | 64.2901 | 63.4138 | 62.6381 | 61.7158 | 60.8995 | 60.3049 | 59.8241 | 60.2509 | 62.305 | 65.8675 | 69.7286 | 73.4935 | 76.8088 | 79.2984 | 80.3395 | 80.9958 | 80.9085 | 79.9738 | 78.3125 | 75.7728 | 72.2949 | 69.3551 | 67.2801 | 65.814 | 0.020601 | 0.021065 | 0.020031 | 0.017533 | 0.018126 | 0.019082 | 0.021802 | 0.026013 | 0.030282 | 0.032815 | 0.034345 | 0.035718 | 0.036759 | 0.037245 | 0.036661 | 0.033864 | 0.030789 | 0.028414 | 0.025732 | 0.025307 | 0.025686 | 0.023622 | 0.022342 | 0.02328
Portfolio Adjusted1-in-2Size: 20 kW to 199.99 kWAll2021June Monthly Peak | Portfolio Adjusted | 1-in-2 | Size: 20 kW to 199.99 kW | All | 2021 | June Monthly Peak | 6 | 14.1346 | 13.4127 | 12.9596 | 12.8737 | 13.283 | 14.458 | 16.3802 | 19.21 | 22.5617 | 25.3805 | 27.5441 | 29.0167 | 29.726 | 30.4169 | 30.5804 | 30.0589 | 28.8494 | 26.6926 | 24.2431 | 22.7679 | 22.135 | 20.425 | 17.917 | 15.853 | 0 | 0 | 0 | 0 | 0 | 0 | 0 | 0 | 0 | 0 | 0 | 0 | 0 | 0 | 0.29153 | 0.2908 | 0.28644 | 0.20508 | 0 | 0 | 0 | 0 | 0 | 0 | 68.5612 | 67.4353 | 66.3968 | 65.3923 | 64.4818 | 63.5816 | 62.7785 | 63.5768 | 66.8314 | 71.561 | 76.3338 | 80.6506 | 83.3961 | 84.8529 | 85.9615 | 86.4369 | 86.8295 | 86.4519 | 85.4888 | 83.0498 | 79.5766 | 75.5214 | 73.0734 | 71.1979 | 0.022281 | 0.022759 | 0.021542 | 0.018788 | 0.019276 | 0.020328 | 0.023598 | 0.02884 | 0.033903 | 0.037111 | 0.038901 | 0.040549 | 0.041608 | 0.042138 | 0.041431 | 0.038173 | 0.034857 | 0.032174 | 0.028984 | 0.027825 | 0.027998 | 0.025794 | 0.024392 | 0.025346
Portfolio Adjusted1-in-2Size: 20 kW to 199.99 kWAll2021July Monthly Peak | Portfolio Adjusted | 1-in-2 | Size: 20 kW to 199.99 kW | All | 2021 | July Monthly Peak | 7 | 15.2137 | 14.417 | 13.9212 | 13.81 | 14.2501 | 15.8074 | 18.1949 | 21.364 | 25.123 | 28.2202 | 30.6183 | 32.2529 | 33.0244 | 33.7197 | 33.8322 | 33.158 | 31.8629 | 29.4497 | 26.507 | 24.8285 | 24.0518 | 22.1551 | 19.4579 | 17.2028 | 0 | 0 | 0 | 0 | 0 | 0 | 0 | 0 | 0 | 0 | 0 | 0 | 0 | 0 | 0.32253 | 0.32079 | 0.31637 | 0.22626 | 0 | 0 | 0 | 0 | 0 | 0 | 74.9388 | 73.7684 | 72.9306 | 72.1262 | 71.2482 | 70.3782 | 69.7844 | 70.4217 | 73.4622 | 77.4829 | 81.6135 | 85.1477 | 87.8794 | 89.3854 | 90.4324 | 90.8856 | 90.7671 | 89.8743 | 88.9027 | 87.3743 | 84.6399 | 81.1188 | 78.7061 | 77.0786 | 0.024009 | 0.024507 | 0.023198 | 0.020199 | 0.020714 | 0.022261 | 0.026317 | 0.032113 | 0.037764 | 0.041287 | 0.043245 | 0.045073 | 0.046213 | 0.046687 | 0.045813 | 0.042068 | 0.03847 | 0.035468 | 0.031641 | 0.030263 | 0.030349 | 0.027928 | 0.026456 | 0.027476
Portfolio Adjusted1-in-2Size: 20 kW to 199.99 kWAll2021August Monthly Peak | Portfolio Adjusted | 1-in-2 | Size: 20 kW to 199.99 kW | All | 2021 | August Monthly Peak | 8 | 15.1932 | 14.3688 | 13.8773 | 13.7931 | 14.266 | 15.7839 | 18.1709 | 21.0362 | 24.8354 | 27.944 | 30.4181 | 32.0283 | 32.825 | 33.5286 | 33.6778 | 33.0906 | 31.7782 | 29.3015 | 26.2649 | 24.9234 | 23.9959 | 21.9555 | 19.2903 | 17.0123 | 0 | 0 | 0 | 0 | 0 | 0 | 0 | 0 | 0 | 0 | 0 | 0 | 0 | 0 | 0.32106 | 0.32013 | 0.31552 | 0.22512 | 0 | 0 | 0 | 0 | 0 | 0 | 74.0139 | 72.7797 | 71.5106 | 70.6079 | 69.8344 | 68.9452 | 68.4702 | 68.1022 | 70.289 | 75.3335 | 80.7334 | 85.257 | 88.4626 | 90.3252 | 91.5041 | 92.0958 | 92.2311 | 91.7841 | 90.2627 | 87.0856 | 82.9093 | 79.8034 | 77.7227 | 76.0702 | 0.023853 | 0.024305 | 0.023016 | 0.020083 | 0.020655 | 0.022075 | 0.026065 | 0.031378 | 0.037 | 0.040528 | 0.042569 | 0.044368 | 0.045553 | 0.046054 | 0.045228 | 0.04161 | 0.038016 | 0.03497 | 0.031098 | 0.030146 | 0.030096 | 0.027518 | 0.026067 | 0.026995
Portfolio Adjusted1-in-2Size: 20 kW to 199.99 kWAll2021September Monthly Peak | Portfolio Adjusted | 1-in-2 | Size: 20 kW to 199.99 kW | All | 2021 | September Monthly Peak | 9 | 14.8479 | 14.1231 | 13.6758 | 13.5897 | 14.1035 | 15.6172 | 18.2517 | 20.6707 | 24.4173 | 27.5244 | 29.929 | 31.4896 | 32.2885 | 32.9883 | 33.0221 | 32.2805 | 30.8462 | 28.2906 | 25.4994 | 24.8059 | 23.265 | 21.2583 | 18.6041 | 16.495 | 0 | 0 | 0 | 0 | 0 | 0 | 0 | 0 | 0 | 0 | 0 | 0 | 0 | 0 | 0.31481 | 0.3123 | 0.30627 | 0.21736 | 0 | 0 | 0 | 0 | 0 | 0 | 72.553 | 71.4639 | 70.3619 | 69.364 | 68.4583 | 67.6576 | 67.2862 | 67.0904 | 69.2616 | 74.0965 | 79.3124 | 84.088 | 87.9738 | 90.2507 | 91.5542 | 92.0921 | 92.0755 | 91.1721 | 89.7814 | 86.9014 | 82.8811 | 79.8201 | 77.6604 | 76.2479 | 0.023306 | 0.023885 | 0.022674 | 0.019772 | 0.020404 | 0.021816 | 0.026119 | 0.030808 | 0.036305 | 0.039842 | 0.041884 | 0.043603 | 0.044809 | 0.045306 | 0.044355 | 0.040638 | 0.03695 | 0.033804 | 0.030244 | 0.030034 | 0.029201 | 0.026636 | 0.025124 | 0.026199
Portfolio Adjusted1-in-2Size: 20 kW to 199.99 kWAll2021October Monthly Peak | Portfolio Adjusted | 1-in-2 | Size: 20 kW to 199.99 kW | All | 2021 | October Monthly Peak | 10 | 13.4225 | 12.7814 | 12.4234 | 12.3713 | 12.8235 | 14.125 | 16.6473 | 18.2934 | 20.9534 | 23.4637 | 25.3627 | 26.7274 | 27.4385 | 28.1964 | 28.3803 | 27.7967 | 26.4869 | 24.3124 | 22.9766 | 22.0732 | 20.647 | 18.9444 | 16.6198 | 14.8023 | 0 | 0 | 0 | 0 | 0 | 0 | 0 | 0 | 0 | 0 | 0 | 0 | 0 | 0 | 0.27055 | 0.26892 | 0.26299 | 0.18679 | 0 | 0 | 0 | 0 | 0 | 0 | 64.539 | 63.6143 | 62.7673 | 61.7889 | 60.9271 | 60.2382 | 59.5864 | 59.235 | 60.2072 | 64.2375 | 70.0703 | 76.2184 | 81.4953 | 84.4942 | 85.2937 | 85.9476 | 86.1155 | 85.2149 | 82.8332 | 78.2918 | 74.5914 | 71.7165 | 69.3648 | 67.5001 | 0.020935 | 0.021476 | 0.020488 | 0.017922 | 0.018481 | 0.019659 | 0.023728 | 0.027198 | 0.031039 | 0.033841 | 0.035347 | 0.03686 | 0.037886 | 0.038506 | 0.037905 | 0.034803 | 0.031524 | 0.0289 | 0.027093 | 0.026617 | 0.025786 | 0.023589 | 0.022316 | 0.023359
Portfolio Adjusted1-in-2Size: 20 kW to 199.99 kWAll2021November Monthly Peak | Portfolio Adjusted | 1-in-2 | Size: 20 kW to 199.99 kW | All | 2021 | November Monthly Peak | 11 | 12.2511 | 11.7258 | 11.4988 | 11.5274 | 11.9949 | 13.2928 | 15.0661 | 16.7744 | 19.0863 | 20.8474 | 22.1686 | 23.0127 | 23.4925 | 23.9031 | 23.8535 | 23.1614 | 22.2513 | 21.7727 | 20.1796 | 19.0675 | 18.0047 | 16.6093 | 14.8362 | 13.3522 | 0 | 0 | 0 | 0 | 0 | 0 | 0 | 0 | 0 | 0 | 0 | 0 | 0 | 0 | 0.2274 | 0.22407 | 0.22093 | 0.16728 | 0 | 0 | 0 | 0 | 0 | 0 | 56.921 | 56.0034 | 55.3177 | 54.5136 | 53.4529 | 52.7008 | 52.5685 | 52.53 | 55.1389 | 59.5991 | 64.4026 | 68.8038 | 71.6638 | 73.2169 | 74.014 | 73.831 | 72.2176 | 69.2994 | 66.0145 | 63.8902 | 62.2323 | 61.1724 | 60.1776 | 59.438 | 0.018989 | 0.019589 | 0.018867 | 0.016588 | 0.017197 | 0.018375 | 0.021393 | 0.024811 | 0.02817 | 0.029914 | 0.030705 | 0.031496 | 0.032141 | 0.032349 | 0.031578 | 0.028752 | 0.026291 | 0.025691 | 0.023652 | 0.022864 | 0.02237 | 0.020597 | 0.019834 | 0.020942
Portfolio Adjusted1-in-2Size: 20 kW to 199.99 kWAll2021December Monthly Peak | Portfolio Adjusted | 1-in-2 | Size: 20 kW to 199.99 kW | All | 2021 | December Monthly Peak | 12 | 12.1556 | 11.7531 | 11.5793 | 11.6704 | 12.1672 | 13.7393 | 16.3026 | 17.8879 | 20.007 | 21.0623 | 21.4619 | 21.5458 | 21.3299 | 21.4073 | 21.1539 | 20.3688 | 19.9793 | 19.9208 | 18.723 | 17.8297 | 17.1062 | 16.0415 | 14.6673 | 13.2757 | 0 | 0 | 0 | 0 | 0 | 0 | 0 | 0 | 0 | 0 | 0 | 0 | 0 | 0 | 0.20166 | 0.19706 | 0.19837 | 0.15305 | 0 | 0 | 0 | 0 | 0 | 0 | 48.1143 | 47.3977 | 46.8445 | 46.2751 | 45.7661 | 45.1958 | 44.9706 | 44.8894 | 45.5871 | 48.9056 | 52.6588 | 55.7665 | 57.8337 | 58.8542 | 59.4832 | 59.7559 | 59.1165 | 56.8542 | 54.0651 | 52.0201 | 50.4219 | 48.5708 | 46.8724 | 45.6002 | 0.018791 | 0.019617 | 0.018978 | 0.01678 | 0.017402 | 0.01905 | 0.02327 | 0.026604 | 0.02968 | 0.030433 | 0.029964 | 0.029757 | 0.02945 | 0.029221 | 0.028202 | 0.025442 | 0.023801 | 0.023638 | 0.021966 | 0.021362 | 0.021203 | 0.019823 | 0.019572 | 0.020786
Portfolio Adjusted1-in-2Size: 20 kW to 199.99 kWAll2021Typical Event Day | Portfolio Adjusted | 1-in-2 | Size: 20 kW to 199.99 kW | All | 2021 | Typical Event Day | 8 | 15.0284 | 14.2128 | 13.7306 | 13.6512 | 14.1213 | 15.6043 | 17.9275 | 20.7041 | 24.3649 | 27.3596 | 29.7605 | 31.3318 | 32.1336 | 32.8546 | 33.0384 | 32.4974 | 31.2252 | 28.8087 | 25.8482 | 24.5429 | 23.6563 | 21.6528 | 19.0268 | 16.7857 | 0 | 0 | 0 | 0 | 0 | 0 | 0 | 0 | 0 | 0 | 0 | 0 | 0 | 0 | 0.31496 | 0.3144 | 0.31003 | 0.22134 | 0 | 0 | 0 | 0 | 0 | 0 | 72.5167 | 71.3618 | 70.3 | 69.3726 | 68.5057 | 67.6407 | 67.0798 | 67.2977 | 69.961 | 74.6185 | 79.4983 | 83.7858 | 86.928 | 88.7036 | 89.863 | 90.3776 | 90.4758 | 89.8206 | 88.6089 | 86.1028 | 82.5017 | 79.0659 | 76.7906 | 75.1486 | 0.023635 | 0.02408 | 0.022808 | 0.019906 | 0.020478 | 0.021854 | 0.025752 | 0.030942 | 0.036395 | 0.039806 | 0.04179 | 0.043551 | 0.044746 | 0.045274 | 0.044504 | 0.040981 | 0.037452 | 0.034473 | 0.030688 | 0.029765 | 0.029742 | 0.027203 | 0.025768 | 0.026691
Portfolio Adjusted1-in-2Size: 20 kW to 199.99 kWAll2022January Monthly Peak | Portfolio Adjusted | 1-in-2 | Size: 20 kW to 199.99 kW | All | 2022 | January Monthly Peak | 1 | 11.6369 | 11.4641 | 11.3614 | 11.5155 | 11.8618 | 13.9861 | 17.3336 | 19.0459 | 21.2516 | 22.1462 | 21.9264 | 21.6674 | 20.8543 | 20.677 | 20.1054 | 18.7642 | 18.2261 | 18.2636 | 17.3553 | 16.4687 | 15.9128 | 14.877 | 13.763 | 12.6344 | 0 | 0 | 0 | 0 | 0 | 0 | 0 | 0 | 0 | 0 | 0 | 0 | 0 | 0 | 0.19167 | 0.18153 | 0.18097 | 0.14032 | 0 | 0 | 0 | 0 | 0 | 0 | 44.181 | 43.5236 | 42.8281 | 42.32 | 41.7696 | 41.4844 | 41.2532 | 41.0365 | 41.3598 | 43.5412 | 47.007 | 49.7005 | 51.5581 | 52.8751 | 53.6681 | 54.0217 | 53.7739 | 52.4057 | 50.6142 | 49.2404 | 48.1334 | 47.1888 | 46.341 | 45.6017 | 0.017857 | 0.019038 | 0.018509 | 0.016478 | 0.016824 | 0.019538 | 0.02523 | 0.028895 | 0.032091 | 0.032588 | 0.031155 | 0.030567 | 0.029356 | 0.028817 | 0.027309 | 0.023895 | 0.02222 | 0.021953 | 0.020412 | 0.019685 | 0.019662 | 0.018258 | 0.01829 | 0.019714
Portfolio Adjusted1-in-2Size: 20 kW to 199.99 kWAll2022February Monthly Peak | Portfolio Adjusted | 1-in-2 | Size: 20 kW to 199.99 kW | All | 2022 | February Monthly Peak | 2 | 11.9035 | 11.5609 | 11.3889 | 11.5341 | 11.9829 | 13.6562 | 16.2782 | 17.8037 | 20.0198 | 21.1855 | 21.5577 | 21.7037 | 21.4425 | 21.5417 | 21.3184 | 20.3995 | 19.579 | 19.0179 | 18.6196 | 17.6537 | 16.9155 | 15.7239 | 14.2508 | 12.9487 | 0 | 0 | 0 | 0 | 0 | 0 | 0 | 0 | 0 | 0 | 0 | 0 | 0 | 0 | 0.20323 | 0.19735 | 0.1944 | 0.14612 | 0 | 0 | 0 | 0 | 0 | 0 | 48.0456 | 47.6623 | 47.3171 | 46.9577 | 46.6244 | 46.4449 | 46.3874 | 46.3605 | 46.74 | 48.5506 | 50.586 | 52.4284 | 53.2354 | 53.3172 | 53.3899 | 52.9341 | 52.4587 | 51.5733 | 50.1659 | 48.7877 | 47.5071 | 46.7636 | 45.6093 | 44.5629 | 0.018365 | 0.019259 | 0.018618 | 0.016562 | 0.017084 | 0.019011 | 0.023467 | 0.026718 | 0.029969 | 0.030893 | 0.030396 | 0.030349 | 0.029968 | 0.029809 | 0.028806 | 0.025877 | 0.023699 | 0.022857 | 0.022022 | 0.021262 | 0.021055 | 0.01946 | 0.019038 | 0.020285
Portfolio Adjusted1-in-2Size: 20 kW to 199.99 kWAll2022March Monthly Peak | Portfolio Adjusted | 1-in-2 | Size: 20 kW to 199.99 kW | All | 2022 | March Monthly Peak | 3 | 12.079 | 11.7272 | 11.4934 | 11.5837 | 11.9554 | 13.591 | 16.3825 | 17.9395 | 19.9876 | 21.2659 | 21.6954 | 21.9251 | 21.7496 | 21.962 | 21.8889 | 21.0838 | 20.3472 | 19.1802 | 18.359 | 18.2372 | 17.5187 | 16.2829 | 14.7247 | 13.3105 | 0 | 0 | 0 | 0 | 0 | 0 | 0 | 0 | 0 | 0 | 0 | 0 | 0 | 0 | 0.20867 | 0.20397 | 0.20203 | 0.14736 | 0 | 0 | 0 | 0 | 0 | 0 | 47.8247 | 47.105 | 46.4329 | 46.0251 | 45.6833 | 45.2203 | 44.8407 | 44.7743 | 46.6604 | 48.9874 | 51.2677 | 53.2722 | 54.6768 | 55.7022 | 56.1373 | 56.5578 | 56.3654 | 55.6723 | 54.1117 | 51.999 | 50.6072 | 49.4426 | 48.5268 | 47.6018 | 0.018621 | 0.019504 | 0.018764 | 0.016609 | 0.017025 | 0.018916 | 0.023616 | 0.026929 | 0.0299 | 0.030979 | 0.030553 | 0.030622 | 0.030408 | 0.03042 | 0.029586 | 0.026722 | 0.024606 | 0.023019 | 0.021681 | 0.021905 | 0.021775 | 0.020132 | 0.019646 | 0.020833
Portfolio Adjusted1-in-2Size: 20 kW to 199.99 kWAll2022April Monthly Peak | Portfolio Adjusted | 1-in-2 | Size: 20 kW to 199.99 kW | All | 2022 | April Monthly Peak | 4 | 12.7147 | 12.1203 | 11.7499 | 11.743 | 12.1656 | 13.3217 | 15.2172 | 16.957 | 19.5159 | 21.6835 | 23.4395 | 24.6818 | 25.4295 | 26.1041 | 26.3243 | 25.9222 | 24.7934 | 22.9136 | 20.9553 | 20.588 | 19.7708 | 18.1391 | 15.9509 | 14.1242 | 0 | 0 | 0 | 0 | 0 | 0 | 0 | 0 | 0 | 0 | 0 | 0 | 0 | 0 | 0.25095 | 0.25078 | 0.24617 | 0.17605 | 0 | 0 | 0 | 0 | 0 | 0 | 62.2804 | 61.2089 | 59.8607 | 58.7054 | 57.79 | 57.0867 | 56.6092 | 56.5983 | 59.0559 | 63.0348 | 67.836 | 72.0818 | 75.3326 | 77.7047 | 78.9074 | 79.5199 | 79.6131 | 79.0084 | 77.6321 | 75.2004 | 71.4116 | 68.5358 | 66.3981 | 64.1015 | 0.019815 | 0.020329 | 0.019337 | 0.016967 | 0.017503 | 0.018526 | 0.021707 | 0.025231 | 0.029028 | 0.031382 | 0.032798 | 0.034165 | 0.035251 | 0.035823 | 0.035324 | 0.032595 | 0.029641 | 0.027316 | 0.024797 | 0.024869 | 0.024766 | 0.022685 | 0.021498 | 0.02235
Portfolio Adjusted1-in-2Size: 20 kW to 199.99 kWAll2022May Monthly Peak | Portfolio Adjusted | 1-in-2 | Size: 20 kW to 199.99 kW | All | 2022 | May Monthly Peak | 5 | 13.125 | 12.482 | 12.105 | 12.0722 | 12.5259 | 13.6441 | 15.2143 | 17.4146 | 20.2233 | 22.4874 | 24.3159 | 25.5406 | 26.241 | 26.86 | 27.0343 | 26.6303 | 25.4933 | 23.5811 | 21.5288 | 20.7389 | 20.3468 | 18.7346 | 16.4557 | 14.6204 | 0 | 0 | 0 | 0 | 0 | 0 | 0 | 0 | 0 | 0 | 0 | 0 | 0 | 0 | 0.25772 | 0.25763 | 0.25312 | 0.18117 | 0 | 0 | 0 | 0 | 0 | 0 | 64.2901 | 63.4138 | 62.6381 | 61.7158 | 60.8995 | 60.3049 | 59.8241 | 60.2509 | 62.305 | 65.8675 | 69.7286 | 73.4935 | 76.8088 | 79.2984 | 80.3395 | 80.9958 | 80.9085 | 79.9738 | 78.3125 | 75.7728 | 72.2949 | 69.3551 | 67.2801 | 65.814 | 0.020601 | 0.021065 | 0.020031 | 0.017533 | 0.018126 | 0.019082 | 0.021802 | 0.026013 | 0.030282 | 0.032815 | 0.034345 | 0.035718 | 0.036759 | 0.037245 | 0.036661 | 0.033864 | 0.030789 | 0.028414 | 0.025732 | 0.025307 | 0.025686 | 0.023622 | 0.022342 | 0.02328
Portfolio Adjusted1-in-2Size: 20 kW to 199.99 kWAll2022June Monthly Peak | Portfolio Adjusted | 1-in-2 | Size: 20 kW to 199.99 kW | All | 2022 | June Monthly Peak | 6 | 14.1346 | 13.4127 | 12.9596 | 12.8737 | 13.283 | 14.458 | 16.3802 | 19.21 | 22.5617 | 25.3805 | 27.5441 | 29.0167 | 29.726 | 30.4169 | 30.5804 | 30.0589 | 28.8494 | 26.6926 | 24.2431 | 22.7679 | 22.135 | 20.425 | 17.917 | 15.853 | 0 | 0 | 0 | 0 | 0 | 0 | 0 | 0 | 0 | 0 | 0 | 0 | 0 | 0 | 0.29153 | 0.2908 | 0.28644 | 0.20508 | 0 | 0 | 0 | 0 | 0 | 0 | 68.5612 | 67.4353 | 66.3968 | 65.3923 | 64.4818 | 63.5816 | 62.7785 | 63.5768 | 66.8314 | 71.561 | 76.3338 | 80.6506 | 83.3961 | 84.8529 | 85.9615 | 86.4369 | 86.8295 | 86.4519 | 85.4888 | 83.0498 | 79.5766 | 75.5214 | 73.0734 | 71.1979 | 0.022281 | 0.022759 | 0.021542 | 0.018788 | 0.019276 | 0.020328 | 0.023598 | 0.02884 | 0.033903 | 0.037111 | 0.038901 | 0.040549 | 0.041608 | 0.042138 | 0.041431 | 0.038173 | 0.034857 | 0.032174 | 0.028984 | 0.027825 | 0.027998 | 0.025794 | 0.024392 | 0.025346
Portfolio Adjusted1-in-2Size: 20 kW to 199.99 kWAll2022July Monthly Peak | Portfolio Adjusted | 1-in-2 | Size: 20 kW to 199.99 kW | All | 2022 | July Monthly Peak | 7 | 15.2137 | 14.417 | 13.9212 | 13.81 | 14.2501 | 15.8074 | 18.1949 | 21.364 | 25.123 | 28.2202 | 30.6183 | 32.2529 | 33.0244 | 33.7197 | 33.8322 | 33.158 | 31.8629 | 29.4497 | 26.507 | 24.8285 | 24.0518 | 22.1551 | 19.4579 | 17.2028 | 0 | 0 | 0 | 0 | 0 | 0 | 0 | 0 | 0 | 0 | 0 | 0 | 0 | 0 | 0.32253 | 0.32079 | 0.31637 | 0.22626 | 0 | 0 | 0 | 0 | 0 | 0 | 74.9388 | 73.7684 | 72.9306 | 72.1262 | 71.2482 | 70.3782 | 69.7844 | 70.4217 | 73.4622 | 77.4829 | 81.6135 | 85.1477 | 87.8794 | 89.3854 | 90.4324 | 90.8856 | 90.7671 | 89.8743 | 88.9027 | 87.3743 | 84.6399 | 81.1188 | 78.7061 | 77.0786 | 0.024009 | 0.024507 | 0.023198 | 0.020199 | 0.020714 | 0.022261 | 0.026317 | 0.032113 | 0.037764 | 0.041287 | 0.043245 | 0.045073 | 0.046213 | 0.046687 | 0.045813 | 0.042068 | 0.03847 | 0.035468 | 0.031641 | 0.030263 | 0.030349 | 0.027928 | 0.026456 | 0.027476
Portfolio Adjusted1-in-2Size: 20 kW to 199.99 kWAll2022August Monthly Peak | Portfolio Adjusted | 1-in-2 | Size: 20 kW to 199.99 kW | All | 2022 | August Monthly Peak | 8 | 15.1932 | 14.3688 | 13.8773 | 13.7931 | 14.266 | 15.7839 | 18.1709 | 21.0362 | 24.8354 | 27.944 | 30.4181 | 32.0283 | 32.825 | 33.5286 | 33.6778 | 33.0906 | 31.7782 | 29.3015 | 26.2649 | 24.9234 | 23.9959 | 21.9555 | 19.2903 | 17.0123 | 0 | 0 | 0 | 0 | 0 | 0 | 0 | 0 | 0 | 0 | 0 | 0 | 0 | 0 | 0.32106 | 0.32013 | 0.31552 | 0.22512 | 0 | 0 | 0 | 0 | 0 | 0 | 74.0139 | 72.7797 | 71.5106 | 70.6079 | 69.8344 | 68.9452 | 68.4702 | 68.1022 | 70.289 | 75.3335 | 80.7334 | 85.257 | 88.4626 | 90.3252 | 91.5041 | 92.0958 | 92.2311 | 91.7841 | 90.2627 | 87.0856 | 82.9093 | 79.8034 | 77.7227 | 76.0702 | 0.023853 | 0.024305 | 0.023016 | 0.020083 | 0.020655 | 0.022075 | 0.026065 | 0.031378 | 0.037 | 0.040528 | 0.042569 | 0.044368 | 0.045553 | 0.046054 | 0.045228 | 0.04161 | 0.038016 | 0.03497 | 0.031098 | 0.030146 | 0.030096 | 0.027518 | 0.026067 | 0.026995
Portfolio Adjusted1-in-2Size: 20 kW to 199.99 kWAll2022September Monthly Peak | Portfolio Adjusted | 1-in-2 | Size: 20 kW to 199.99 kW | All | 2022 | September Monthly Peak | 9 | 14.8479 | 14.1231 | 13.6758 | 13.5897 | 14.1035 | 15.6172 | 18.2517 | 20.6707 | 24.4173 | 27.5244 | 29.929 | 31.4896 | 32.2885 | 32.9883 | 33.0221 | 32.2805 | 30.8462 | 28.2906 | 25.4994 | 24.8059 | 23.265 | 21.2583 | 18.6041 | 16.495 | 0 | 0 | 0 | 0 | 0 | 0 | 0 | 0 | 0 | 0 | 0 | 0 | 0 | 0 | 0.31481 | 0.3123 | 0.30627 | 0.21736 | 0 | 0 | 0 | 0 | 0 | 0 | 72.553 | 71.4639 | 70.3619 | 69.364 | 68.4583 | 67.6576 | 67.2862 | 67.0904 | 69.2616 | 74.0965 | 79.3124 | 84.088 | 87.9738 | 90.2507 | 91.5542 | 92.0921 | 92.0755 | 91.1721 | 89.7814 | 86.9014 | 82.8811 | 79.8201 | 77.6604 | 76.2479 | 0.023306 | 0.023885 | 0.022674 | 0.019772 | 0.020404 | 0.021816 | 0.026119 | 0.030808 | 0.036305 | 0.039842 | 0.041884 | 0.043603 | 0.044809 | 0.045306 | 0.044355 | 0.040638 | 0.03695 | 0.033804 | 0.030244 | 0.030034 | 0.029201 | 0.026636 | 0.025124 | 0.026199
Portfolio Adjusted1-in-2Size: 20 kW to 199.99 kWAll2022October Monthly Peak | Portfolio Adjusted | 1-in-2 | Size: 20 kW to 199.99 kW | All | 2022 | October Monthly Peak | 10 | 13.4225 | 12.7814 | 12.4234 | 12.3713 | 12.8235 | 14.125 | 16.6473 | 18.2934 | 20.9534 | 23.4637 | 25.3627 | 26.7274 | 27.4385 | 28.1964 | 28.3803 | 27.7967 | 26.4869 | 24.3124 | 22.9766 | 22.0732 | 20.647 | 18.9444 | 16.6198 | 14.8023 | 0 | 0 | 0 | 0 | 0 | 0 | 0 | 0 | 0 | 0 | 0 | 0 | 0 | 0 | 0.27055 | 0.26892 | 0.26299 | 0.18679 | 0 | 0 | 0 | 0 | 0 | 0 | 64.539 | 63.6143 | 62.7673 | 61.7889 | 60.9271 | 60.2382 | 59.5864 | 59.235 | 60.2072 | 64.2375 | 70.0703 | 76.2184 | 81.4953 | 84.4942 | 85.2937 | 85.9476 | 86.1155 | 85.2149 | 82.8332 | 78.2918 | 74.5914 | 71.7165 | 69.3648 | 67.5001 | 0.020935 | 0.021476 | 0.020488 | 0.017922 | 0.018481 | 0.019659 | 0.023728 | 0.027198 | 0.031039 | 0.033841 | 0.035347 | 0.03686 | 0.037886 | 0.038506 | 0.037905 | 0.034803 | 0.031524 | 0.0289 | 0.027093 | 0.026617 | 0.025786 | 0.023589 | 0.022316 | 0.023359
Portfolio Adjusted1-in-2Size: 20 kW to 199.99 kWAll2022November Monthly Peak | Portfolio Adjusted | 1-in-2 | Size: 20 kW to 199.99 kW | All | 2022 | November Monthly Peak | 11 | 12.2511 | 11.7258 | 11.4988 | 11.5274 | 11.9949 | 13.2928 | 15.0661 | 16.7744 | 19.0863 | 20.8474 | 22.1686 | 23.0127 | 23.4925 | 23.9031 | 23.8535 | 23.1614 | 22.2513 | 21.7727 | 20.1796 | 19.0675 | 18.0047 | 16.6093 | 14.8362 | 13.3522 | 0 | 0 | 0 | 0 | 0 | 0 | 0 | 0 | 0 | 0 | 0 | 0 | 0 | 0 | 0.2274 | 0.22407 | 0.22093 | 0.16728 | 0 | 0 | 0 | 0 | 0 | 0 | 56.921 | 56.0034 | 55.3177 | 54.5136 | 53.4529 | 52.7008 | 52.5685 | 52.53 | 55.1389 | 59.5991 | 64.4026 | 68.8038 | 71.6638 | 73.2169 | 74.014 | 73.831 | 72.2176 | 69.2994 | 66.0145 | 63.8902 | 62.2323 | 61.1724 | 60.1776 | 59.438 | 0.018989 | 0.019589 | 0.018867 | 0.016588 | 0.017197 | 0.018375 | 0.021393 | 0.024811 | 0.02817 | 0.029914 | 0.030705 | 0.031496 | 0.032141 | 0.032349 | 0.031578 | 0.028752 | 0.026291 | 0.025691 | 0.023652 | 0.022864 | 0.02237 | 0.020597 | 0.019834 | 0.020942
Portfolio Adjusted1-in-2Size: 20 kW to 199.99 kWAll2022December Monthly Peak | Portfolio Adjusted | 1-in-2 | Size: 20 kW to 199.99 kW | All | 2022 | December Monthly Peak | 12 | 12.1556 | 11.7531 | 11.5793 | 11.6704 | 12.1672 | 13.7393 | 16.3026 | 17.8879 | 20.007 | 21.0623 | 21.4619 | 21.5458 | 21.3299 | 21.4073 | 21.1539 | 20.3688 | 19.9793 | 19.9208 | 18.723 | 17.8297 | 17.1062 | 16.0415 | 14.6673 | 13.2757 | 0 | 0 | 0 | 0 | 0 | 0 | 0 | 0 | 0 | 0 | 0 | 0 | 0 | 0 | 0.20166 | 0.19706 | 0.19837 | 0.15305 | 0 | 0 | 0 | 0 | 0 | 0 | 48.1143 | 47.3977 | 46.8445 | 46.2751 | 45.7661 | 45.1958 | 44.9706 | 44.8894 | 45.5871 | 48.9056 | 52.6588 | 55.7665 | 57.8337 | 58.8542 | 59.4832 | 59.7559 | 59.1165 | 56.8542 | 54.0651 | 52.0201 | 50.4219 | 48.5708 | 46.8724 | 45.6002 | 0.018791 | 0.019617 | 0.018978 | 0.01678 | 0.017402 | 0.01905 | 0.02327 | 0.026604 | 0.02968 | 0.030433 | 0.029964 | 0.029757 | 0.02945 | 0.029221 | 0.028202 | 0.025442 | 0.023801 | 0.023638 | 0.021966 | 0.021362 | 0.021203 | 0.019823 | 0.019572 | 0.020786
Portfolio Adjusted1-in-2Size: 20 kW to 199.99 kWAll2022Typical Event Day | Portfolio Adjusted | 1-in-2 | Size: 20 kW to 199.99 kW | All | 2022 | Typical Event Day | 8 | 15.0284 | 14.2128 | 13.7306 | 13.6512 | 14.1213 | 15.6043 | 17.9275 | 20.7041 | 24.3649 | 27.3596 | 29.7605 | 31.3318 | 32.1336 | 32.8546 | 33.0384 | 32.4974 | 31.2252 | 28.8087 | 25.8482 | 24.5429 | 23.6563 | 21.6528 | 19.0268 | 16.7857 | 0 | 0 | 0 | 0 | 0 | 0 | 0 | 0 | 0 | 0 | 0 | 0 | 0 | 0 | 0.31496 | 0.3144 | 0.31003 | 0.22134 | 0 | 0 | 0 | 0 | 0 | 0 | 72.5167 | 71.3618 | 70.3 | 69.3726 | 68.5057 | 67.6407 | 67.0798 | 67.2977 | 69.961 | 74.6185 | 79.4983 | 83.7858 | 86.928 | 88.7036 | 89.863 | 90.3776 | 90.4758 | 89.8206 | 88.6089 | 86.1028 | 82.5017 | 79.0659 | 76.7906 | 75.1486 | 0.023635 | 0.02408 | 0.022808 | 0.019906 | 0.020478 | 0.021854 | 0.025752 | 0.030942 | 0.036395 | 0.039806 | 0.04179 | 0.043551 | 0.044746 | 0.045274 | 0.044504 | 0.040981 | 0.037452 | 0.034473 | 0.030688 | 0.029765 | 0.029742 | 0.027203 | 0.025768 | 0.026691
Portfolio Adjusted1-in-2Size: 20 kW to 199.99 kWAll2023January Monthly Peak | Portfolio Adjusted | 1-in-2 | Size: 20 kW to 199.99 kW | All | 2023 | January Monthly Peak | 1 | 11.6369 | 11.4641 | 11.3614 | 11.5155 | 11.8618 | 13.9861 | 17.3336 | 19.0459 | 21.2516 | 22.1462 | 21.9264 | 21.6674 | 20.8543 | 20.677 | 20.1054 | 18.7642 | 18.2261 | 18.2636 | 17.3553 | 16.4687 | 15.9128 | 14.877 | 13.763 | 12.6344 | 0 | 0 | 0 | 0 | 0 | 0 | 0 | 0 | 0 | 0 | 0 | 0 | 0 | 0 | 0.19167 | 0.18153 | 0.18097 | 0.14032 | 0 | 0 | 0 | 0 | 0 | 0 | 44.181 | 43.5236 | 42.8281 | 42.32 | 41.7696 | 41.4844 | 41.2532 | 41.0365 | 41.3598 | 43.5412 | 47.007 | 49.7005 | 51.5581 | 52.8751 | 53.6681 | 54.0217 | 53.7739 | 52.4057 | 50.6142 | 49.2404 | 48.1334 | 47.1888 | 46.341 | 45.6017 | 0.017857 | 0.019038 | 0.018509 | 0.016478 | 0.016824 | 0.019538 | 0.02523 | 0.028895 | 0.032091 | 0.032588 | 0.031155 | 0.030567 | 0.029356 | 0.028817 | 0.027309 | 0.023895 | 0.02222 | 0.021953 | 0.020412 | 0.019685 | 0.019662 | 0.018258 | 0.01829 | 0.019714
Portfolio Adjusted1-in-2Size: 20 kW to 199.99 kWAll2023February Monthly Peak | Portfolio Adjusted | 1-in-2 | Size: 20 kW to 199.99 kW | All | 2023 | February Monthly Peak | 2 | 11.9035 | 11.5609 | 11.3889 | 11.5341 | 11.9829 | 13.6562 | 16.2782 | 17.8037 | 20.0198 | 21.1855 | 21.5577 | 21.7037 | 21.4425 | 21.5417 | 21.3184 | 20.3995 | 19.579 | 19.0179 | 18.6196 | 17.6537 | 16.9155 | 15.7239 | 14.2508 | 12.9487 | 0 | 0 | 0 | 0 | 0 | 0 | 0 | 0 | 0 | 0 | 0 | 0 | 0 | 0 | 0.20323 | 0.19735 | 0.1944 | 0.14612 | 0 | 0 | 0 | 0 | 0 | 0 | 48.0456 | 47.6623 | 47.3171 | 46.9577 | 46.6244 | 46.4449 | 46.3874 | 46.3605 | 46.74 | 48.5506 | 50.586 | 52.4284 | 53.2354 | 53.3172 | 53.3899 | 52.9341 | 52.4587 | 51.5733 | 50.1659 | 48.7877 | 47.5071 | 46.7636 | 45.6093 | 44.5629 | 0.018365 | 0.019259 | 0.018618 | 0.016562 | 0.017084 | 0.019011 | 0.023467 | 0.026718 | 0.029969 | 0.030893 | 0.030396 | 0.030349 | 0.029968 | 0.029809 | 0.028806 | 0.025877 | 0.023699 | 0.022857 | 0.022022 | 0.021262 | 0.021055 | 0.01946 | 0.019038 | 0.020285
Portfolio Adjusted1-in-2Size: 20 kW to 199.99 kWAll2023March Monthly Peak | Portfolio Adjusted | 1-in-2 | Size: 20 kW to 199.99 kW | All | 2023 | March Monthly Peak | 3 | 12.079 | 11.7272 | 11.4934 | 11.5837 | 11.9554 | 13.591 | 16.3825 | 17.9395 | 19.9876 | 21.2659 | 21.6954 | 21.9251 | 21.7496 | 21.962 | 21.8889 | 21.0838 | 20.3472 | 19.1802 | 18.359 | 18.2372 | 17.5187 | 16.2829 | 14.7247 | 13.3105 | 0 | 0 | 0 | 0 | 0 | 0 | 0 | 0 | 0 | 0 | 0 | 0 | 0 | 0 | 0.20867 | 0.20397 | 0.20203 | 0.14736 | 0 | 0 | 0 | 0 | 0 | 0 | 47.8247 | 47.105 | 46.4329 | 46.0251 | 45.6833 | 45.2203 | 44.8407 | 44.7743 | 46.6604 | 48.9874 | 51.2677 | 53.2722 | 54.6768 | 55.7022 | 56.1373 | 56.5578 | 56.3654 | 55.6723 | 54.1117 | 51.999 | 50.6072 | 49.4426 | 48.5268 | 47.6018 | 0.018621 | 0.019504 | 0.018764 | 0.016609 | 0.017025 | 0.018916 | 0.023616 | 0.026929 | 0.0299 | 0.030979 | 0.030553 | 0.030622 | 0.030408 | 0.03042 | 0.029586 | 0.026722 | 0.024606 | 0.023019 | 0.021681 | 0.021905 | 0.021775 | 0.020132 | 0.019646 | 0.020833
Portfolio Adjusted1-in-2Size: 20 kW to 199.99 kWAll2023April Monthly Peak | Portfolio Adjusted | 1-in-2 | Size: 20 kW to 199.99 kW | All | 2023 | April Monthly Peak | 4 | 12.7147 | 12.1203 | 11.7499 | 11.743 | 12.1656 | 13.3217 | 15.2172 | 16.957 | 19.5159 | 21.6835 | 23.4395 | 24.6818 | 25.4295 | 26.1041 | 26.3243 | 25.9222 | 24.7934 | 22.9136 | 20.9553 | 20.588 | 19.7708 | 18.1391 | 15.9509 | 14.1242 | 0 | 0 | 0 | 0 | 0 | 0 | 0 | 0 | 0 | 0 | 0 | 0 | 0 | 0 | 0.25095 | 0.25078 | 0.24617 | 0.17605 | 0 | 0 | 0 | 0 | 0 | 0 | 62.2804 | 61.2089 | 59.8607 | 58.7054 | 57.79 | 57.0867 | 56.6092 | 56.5983 | 59.0559 | 63.0348 | 67.836 | 72.0818 | 75.3326 | 77.7047 | 78.9074 | 79.5199 | 79.6131 | 79.0084 | 77.6321 | 75.2004 | 71.4116 | 68.5358 | 66.3981 | 64.1015 | 0.019815 | 0.020329 | 0.019337 | 0.016967 | 0.017503 | 0.018526 | 0.021707 | 0.025231 | 0.029028 | 0.031382 | 0.032798 | 0.034165 | 0.035251 | 0.035823 | 0.035324 | 0.032595 | 0.029641 | 0.027316 | 0.024797 | 0.024869 | 0.024766 | 0.022685 | 0.021498 | 0.02235
Portfolio Adjusted1-in-2Size: 20 kW to 199.99 kWAll2023May Monthly Peak | Portfolio Adjusted | 1-in-2 | Size: 20 kW to 199.99 kW | All | 2023 | May Monthly Peak | 5 | 13.125 | 12.482 | 12.105 | 12.0722 | 12.5259 | 13.6441 | 15.2143 | 17.4146 | 20.2233 | 22.4874 | 24.3159 | 25.5406 | 26.241 | 26.86 | 27.0343 | 26.6303 | 25.4933 | 23.5811 | 21.5288 | 20.7389 | 20.3468 | 18.7346 | 16.4557 | 14.6204 | 0 | 0 | 0 | 0 | 0 | 0 | 0 | 0 | 0 | 0 | 0 | 0 | 0 | 0 | 0.25772 | 0.25763 | 0.25312 | 0.18117 | 0 | 0 | 0 | 0 | 0 | 0 | 64.2901 | 63.4138 | 62.6381 | 61.7158 | 60.8995 | 60.3049 | 59.8241 | 60.2509 | 62.305 | 65.8675 | 69.7286 | 73.4935 | 76.8088 | 79.2984 | 80.3395 | 80.9958 | 80.9085 | 79.9738 | 78.3125 | 75.7728 | 72.2949 | 69.3551 | 67.2801 | 65.814 | 0.020601 | 0.021065 | 0.020031 | 0.017533 | 0.018126 | 0.019082 | 0.021802 | 0.026013 | 0.030282 | 0.032815 | 0.034345 | 0.035718 | 0.036759 | 0.037245 | 0.036661 | 0.033864 | 0.030789 | 0.028414 | 0.025732 | 0.025307 | 0.025686 | 0.023622 | 0.022342 | 0.02328
Portfolio Adjusted1-in-2Size: 20 kW to 199.99 kWAll2023June Monthly Peak | Portfolio Adjusted | 1-in-2 | Size: 20 kW to 199.99 kW | All | 2023 | June Monthly Peak | 6 | 14.1346 | 13.4127 | 12.9596 | 12.8737 | 13.283 | 14.458 | 16.3802 | 19.21 | 22.5617 | 25.3805 | 27.5441 | 29.0167 | 29.726 | 30.4169 | 30.5804 | 30.0589 | 28.8494 | 26.6926 | 24.2431 | 22.7679 | 22.135 | 20.425 | 17.917 | 15.853 | 0 | 0 | 0 | 0 | 0 | 0 | 0 | 0 | 0 | 0 | 0 | 0 | 0 | 0 | 0.29153 | 0.2908 | 0.28644 | 0.20508 | 0 | 0 | 0 | 0 | 0 | 0 | 68.5612 | 67.4353 | 66.3968 | 65.3923 | 64.4818 | 63.5816 | 62.7785 | 63.5768 | 66.8314 | 71.561 | 76.3338 | 80.6506 | 83.3961 | 84.8529 | 85.9615 | 86.4369 | 86.8295 | 86.4519 | 85.4888 | 83.0498 | 79.5766 | 75.5214 | 73.0734 | 71.1979 | 0.022281 | 0.022759 | 0.021542 | 0.018788 | 0.019276 | 0.020328 | 0.023598 | 0.02884 | 0.033903 | 0.037111 | 0.038901 | 0.040549 | 0.041608 | 0.042138 | 0.041431 | 0.038173 | 0.034857 | 0.032174 | 0.028984 | 0.027825 | 0.027998 | 0.025794 | 0.024392 | 0.025346
Portfolio Adjusted1-in-2Size: 20 kW to 199.99 kWAll2023July Monthly Peak | Portfolio Adjusted | 1-in-2 | Size: 20 kW to 199.99 kW | All | 2023 | July Monthly Peak | 7 | 15.2137 | 14.417 | 13.9212 | 13.81 | 14.2501 | 15.8074 | 18.1949 | 21.364 | 25.123 | 28.2202 | 30.6183 | 32.2529 | 33.0244 | 33.7197 | 33.8322 | 33.158 | 31.8629 | 29.4497 | 26.507 | 24.8285 | 24.0518 | 22.1551 | 19.4579 | 17.2028 | 0 | 0 | 0 | 0 | 0 | 0 | 0 | 0 | 0 | 0 | 0 | 0 | 0 | 0 | 0.32253 | 0.32079 | 0.31637 | 0.22626 | 0 | 0 | 0 | 0 | 0 | 0 | 74.9388 | 73.7684 | 72.9306 | 72.1262 | 71.2482 | 70.3782 | 69.7844 | 70.4217 | 73.4622 | 77.4829 | 81.6135 | 85.1477 | 87.8794 | 89.3854 | 90.4324 | 90.8856 | 90.7671 | 89.8743 | 88.9027 | 87.3743 | 84.6399 | 81.1188 | 78.7061 | 77.0786 | 0.024009 | 0.024507 | 0.023198 | 0.020199 | 0.020714 | 0.022261 | 0.026317 | 0.032113 | 0.037764 | 0.041287 | 0.043245 | 0.045073 | 0.046213 | 0.046687 | 0.045813 | 0.042068 | 0.03847 | 0.035468 | 0.031641 | 0.030263 | 0.030349 | 0.027928 | 0.026456 | 0.027476
Portfolio Adjusted1-in-2Size: 20 kW to 199.99 kWAll2023August Monthly Peak | Portfolio Adjusted | 1-in-2 | Size: 20 kW to 199.99 kW | All | 2023 | August Monthly Peak | 8 | 15.1932 | 14.3688 | 13.8773 | 13.7931 | 14.266 | 15.7839 | 18.1709 | 21.0362 | 24.8354 | 27.944 | 30.4181 | 32.0283 | 32.825 | 33.5286 | 33.6778 | 33.0906 | 31.7782 | 29.3015 | 26.2649 | 24.9234 | 23.9959 | 21.9555 | 19.2903 | 17.0123 | 0 | 0 | 0 | 0 | 0 | 0 | 0 | 0 | 0 | 0 | 0 | 0 | 0 | 0 | 0.32106 | 0.32013 | 0.31552 | 0.22512 | 0 | 0 | 0 | 0 | 0 | 0 | 74.0139 | 72.7797 | 71.5106 | 70.6079 | 69.8344 | 68.9452 | 68.4702 | 68.1022 | 70.289 | 75.3335 | 80.7334 | 85.257 | 88.4626 | 90.3252 | 91.5041 | 92.0958 | 92.2311 | 91.7841 | 90.2627 | 87.0856 | 82.9093 | 79.8034 | 77.7227 | 76.0702 | 0.023853 | 0.024305 | 0.023016 | 0.020083 | 0.020655 | 0.022075 | 0.026065 | 0.031378 | 0.037 | 0.040528 | 0.042569 | 0.044368 | 0.045553 | 0.046054 | 0.045228 | 0.04161 | 0.038016 | 0.03497 | 0.031098 | 0.030146 | 0.030096 | 0.027518 | 0.026067 | 0.026995
Portfolio Adjusted1-in-2Size: 20 kW to 199.99 kWAll2023September Monthly Peak | Portfolio Adjusted | 1-in-2 | Size: 20 kW to 199.99 kW | All | 2023 | September Monthly Peak | 9 | 14.8479 | 14.1231 | 13.6758 | 13.5897 | 14.1035 | 15.6172 | 18.2517 | 20.6707 | 24.4173 | 27.5244 | 29.929 | 31.4896 | 32.2885 | 32.9883 | 33.0221 | 32.2805 | 30.8462 | 28.2906 | 25.4994 | 24.8059 | 23.265 | 21.2583 | 18.6041 | 16.495 | 0 | 0 | 0 | 0 | 0 | 0 | 0 | 0 | 0 | 0 | 0 | 0 | 0 | 0 | 0.31481 | 0.3123 | 0.30627 | 0.21736 | 0 | 0 | 0 | 0 | 0 | 0 | 72.553 | 71.4639 | 70.3619 | 69.364 | 68.4583 | 67.6576 | 67.2862 | 67.0904 | 69.2616 | 74.0965 | 79.3124 | 84.088 | 87.9738 | 90.2507 | 91.5542 | 92.0921 | 92.0755 | 91.1721 | 89.7814 | 86.9014 | 82.8811 | 79.8201 | 77.6604 | 76.2479 | 0.023306 | 0.023885 | 0.022674 | 0.019772 | 0.020404 | 0.021816 | 0.026119 | 0.030808 | 0.036305 | 0.039842 | 0.041884 | 0.043603 | 0.044809 | 0.045306 | 0.044355 | 0.040638 | 0.03695 | 0.033804 | 0.030244 | 0.030034 | 0.029201 | 0.026636 | 0.025124 | 0.026199
Portfolio Adjusted1-in-2Size: 20 kW to 199.99 kWAll2023October Monthly Peak | Portfolio Adjusted | 1-in-2 | Size: 20 kW to 199.99 kW | All | 2023 | October Monthly Peak | 10 | 13.4225 | 12.7814 | 12.4234 | 12.3713 | 12.8235 | 14.125 | 16.6473 | 18.2934 | 20.9534 | 23.4637 | 25.3627 | 26.7274 | 27.4385 | 28.1964 | 28.3803 | 27.7967 | 26.4869 | 24.3124 | 22.9766 | 22.0732 | 20.647 | 18.9444 | 16.6198 | 14.8023 | 0 | 0 | 0 | 0 | 0 | 0 | 0 | 0 | 0 | 0 | 0 | 0 | 0 | 0 | 0.27055 | 0.26892 | 0.26299 | 0.18679 | 0 | 0 | 0 | 0 | 0 | 0 | 64.539 | 63.6143 | 62.7673 | 61.7889 | 60.9271 | 60.2382 | 59.5864 | 59.235 | 60.2072 | 64.2375 | 70.0703 | 76.2184 | 81.4953 | 84.4942 | 85.2937 | 85.9476 | 86.1155 | 85.2149 | 82.8332 | 78.2918 | 74.5914 | 71.7165 | 69.3648 | 67.5001 | 0.020935 | 0.021476 | 0.020488 | 0.017922 | 0.018481 | 0.019659 | 0.023728 | 0.027198 | 0.031039 | 0.033841 | 0.035347 | 0.03686 | 0.037886 | 0.038506 | 0.037905 | 0.034803 | 0.031524 | 0.0289 | 0.027093 | 0.026617 | 0.025786 | 0.023589 | 0.022316 | 0.023359
Portfolio Adjusted1-in-2Size: 20 kW to 199.99 kWAll2023November Monthly Peak | Portfolio Adjusted | 1-in-2 | Size: 20 kW to 199.99 kW | All | 2023 | November Monthly Peak | 11 | 12.2511 | 11.7258 | 11.4988 | 11.5274 | 11.9949 | 13.2928 | 15.0661 | 16.7744 | 19.0863 | 20.8474 | 22.1686 | 23.0127 | 23.4925 | 23.9031 | 23.8535 | 23.1614 | 22.2513 | 21.7727 | 20.1796 | 19.0675 | 18.0047 | 16.6093 | 14.8362 | 13.3522 | 0 | 0 | 0 | 0 | 0 | 0 | 0 | 0 | 0 | 0 | 0 | 0 | 0 | 0 | 0.2274 | 0.22407 | 0.22093 | 0.16728 | 0 | 0 | 0 | 0 | 0 | 0 | 56.921 | 56.0034 | 55.3177 | 54.5136 | 53.4529 | 52.7008 | 52.5685 | 52.53 | 55.1389 | 59.5991 | 64.4026 | 68.8038 | 71.6638 | 73.2169 | 74.014 | 73.831 | 72.2176 | 69.2994 | 66.0145 | 63.8902 | 62.2323 | 61.1724 | 60.1776 | 59.438 | 0.018989 | 0.019589 | 0.018867 | 0.016588 | 0.017197 | 0.018375 | 0.021393 | 0.024811 | 0.02817 | 0.029914 | 0.030705 | 0.031496 | 0.032141 | 0.032349 | 0.031578 | 0.028752 | 0.026291 | 0.025691 | 0.023652 | 0.022864 | 0.02237 | 0.020597 | 0.019834 | 0.020942
Portfolio Adjusted1-in-2Size: 20 kW to 199.99 kWAll2023December Monthly Peak | Portfolio Adjusted | 1-in-2 | Size: 20 kW to 199.99 kW | All | 2023 | December Monthly Peak | 12 | 12.1556 | 11.7531 | 11.5793 | 11.6704 | 12.1672 | 13.7393 | 16.3026 | 17.8879 | 20.007 | 21.0623 | 21.4619 | 21.5458 | 21.3299 | 21.4073 | 21.1539 | 20.3688 | 19.9793 | 19.9208 | 18.723 | 17.8297 | 17.1062 | 16.0415 | 14.6673 | 13.2757 | 0 | 0 | 0 | 0 | 0 | 0 | 0 | 0 | 0 | 0 | 0 | 0 | 0 | 0 | 0.20166 | 0.19706 | 0.19837 | 0.15305 | 0 | 0 | 0 | 0 | 0 | 0 | 48.1143 | 47.3977 | 46.8445 | 46.2751 | 45.7661 | 45.1958 | 44.9706 | 44.8894 | 45.5871 | 48.9056 | 52.6588 | 55.7665 | 57.8337 | 58.8542 | 59.4832 | 59.7559 | 59.1165 | 56.8542 | 54.0651 | 52.0201 | 50.4219 | 48.5708 | 46.8724 | 45.6002 | 0.018791 | 0.019617 | 0.018978 | 0.01678 | 0.017402 | 0.01905 | 0.02327 | 0.026604 | 0.02968 | 0.030433 | 0.029964 | 0.029757 | 0.02945 | 0.029221 | 0.028202 | 0.025442 | 0.023801 | 0.023638 | 0.021966 | 0.021362 | 0.021203 | 0.019823 | 0.019572 | 0.020786
Portfolio Adjusted1-in-2Size: 20 kW to 199.99 kWAll2023Typical Event Day | Portfolio Adjusted | 1-in-2 | Size: 20 kW to 199.99 kW | All | 2023 | Typical Event Day | 8 | 15.0284 | 14.2128 | 13.7306 | 13.6512 | 14.1213 | 15.6043 | 17.9275 | 20.7041 | 24.3649 | 27.3596 | 29.7605 | 31.3318 | 32.1336 | 32.8546 | 33.0384 | 32.4974 | 31.2252 | 28.8087 | 25.8482 | 24.5429 | 23.6563 | 21.6528 | 19.0268 | 16.7857 | 0 | 0 | 0 | 0 | 0 | 0 | 0 | 0 | 0 | 0 | 0 | 0 | 0 | 0 | 0.31496 | 0.3144 | 0.31003 | 0.22134 | 0 | 0 | 0 | 0 | 0 | 0 | 72.5167 | 71.3618 | 70.3 | 69.3726 | 68.5057 | 67.6407 | 67.0798 | 67.2977 | 69.961 | 74.6185 | 79.4983 | 83.7858 | 86.928 | 88.7036 | 89.863 | 90.3776 | 90.4758 | 89.8206 | 88.6089 | 86.1028 | 82.5017 | 79.0659 | 76.7906 | 75.1486 | 0.023635 | 0.02408 | 0.022808 | 0.019906 | 0.020478 | 0.021854 | 0.025752 | 0.030942 | 0.036395 | 0.039806 | 0.04179 | 0.043551 | 0.044746 | 0.045274 | 0.044504 | 0.040981 | 0.037452 | 0.034473 | 0.030688 | 0.029765 | 0.029742 | 0.027203 | 0.025768 | 0.026691
Portfolio Adjusted1-in-2Size: 20 kW to 199.99 kWAll2024January Monthly Peak | Portfolio Adjusted | 1-in-2 | Size: 20 kW to 199.99 kW | All | 2024 | January Monthly Peak | 1 | 11.6369 | 11.4641 | 11.3614 | 11.5155 | 11.8618 | 13.9861 | 17.3336 | 19.0459 | 21.2516 | 22.1462 | 21.9264 | 21.6674 | 20.8543 | 20.677 | 20.1054 | 18.7642 | 18.2261 | 18.2636 | 17.3553 | 16.4687 | 15.9128 | 14.877 | 13.763 | 12.6344 | 0 | 0 | 0 | 0 | 0 | 0 | 0 | 0 | 0 | 0 | 0 | 0 | 0 | 0 | 0.19167 | 0.18153 | 0.18097 | 0.14032 | 0 | 0 | 0 | 0 | 0 | 0 | 44.181 | 43.5236 | 42.8281 | 42.32 | 41.7696 | 41.4844 | 41.2532 | 41.0365 | 41.3598 | 43.5412 | 47.007 | 49.7005 | 51.5581 | 52.8751 | 53.6681 | 54.0217 | 53.7739 | 52.4057 | 50.6142 | 49.2404 | 48.1334 | 47.1888 | 46.341 | 45.6017 | 0.017857 | 0.019038 | 0.018509 | 0.016478 | 0.016824 | 0.019538 | 0.02523 | 0.028895 | 0.032091 | 0.032588 | 0.031155 | 0.030567 | 0.029356 | 0.028817 | 0.027309 | 0.023895 | 0.02222 | 0.021953 | 0.020412 | 0.019685 | 0.019662 | 0.018258 | 0.01829 | 0.019714
Portfolio Adjusted1-in-2Size: 20 kW to 199.99 kWAll2024February Monthly Peak | Portfolio Adjusted | 1-in-2 | Size: 20 kW to 199.99 kW | All | 2024 | February Monthly Peak | 2 | 11.9035 | 11.5609 | 11.3889 | 11.5341 | 11.9829 | 13.6562 | 16.2782 | 17.8037 | 20.0198 | 21.1855 | 21.5577 | 21.7037 | 21.4425 | 21.5417 | 21.3184 | 20.3995 | 19.579 | 19.0179 | 18.6196 | 17.6537 | 16.9155 | 15.7239 | 14.2508 | 12.9487 | 0 | 0 | 0 | 0 | 0 | 0 | 0 | 0 | 0 | 0 | 0 | 0 | 0 | 0 | 0.20323 | 0.19735 | 0.1944 | 0.14612 | 0 | 0 | 0 | 0 | 0 | 0 | 48.0456 | 47.6623 | 47.3171 | 46.9577 | 46.6244 | 46.4449 | 46.3874 | 46.3605 | 46.74 | 48.5506 | 50.586 | 52.4284 | 53.2354 | 53.3172 | 53.3899 | 52.9341 | 52.4587 | 51.5733 | 50.1659 | 48.7877 | 47.5071 | 46.7636 | 45.6093 | 44.5629 | 0.018365 | 0.019259 | 0.018618 | 0.016562 | 0.017084 | 0.019011 | 0.023467 | 0.026718 | 0.029969 | 0.030893 | 0.030396 | 0.030349 | 0.029968 | 0.029809 | 0.028806 | 0.025877 | 0.023699 | 0.022857 | 0.022022 | 0.021262 | 0.021055 | 0.01946 | 0.019038 | 0.020285
Portfolio Adjusted1-in-2Size: 20 kW to 199.99 kWAll2024March Monthly Peak | Portfolio Adjusted | 1-in-2 | Size: 20 kW to 199.99 kW | All | 2024 | March Monthly Peak | 3 | 12.079 | 11.7272 | 11.4934 | 11.5837 | 11.9554 | 13.591 | 16.3825 | 17.9395 | 19.9876 | 21.2659 | 21.6954 | 21.9251 | 21.7496 | 21.962 | 21.8889 | 21.0838 | 20.3472 | 19.1802 | 18.359 | 18.2372 | 17.5187 | 16.2829 | 14.7247 | 13.3105 | 0 | 0 | 0 | 0 | 0 | 0 | 0 | 0 | 0 | 0 | 0 | 0 | 0 | 0 | 0.20867 | 0.20397 | 0.20203 | 0.14736 | 0 | 0 | 0 | 0 | 0 | 0 | 47.8247 | 47.105 | 46.4329 | 46.0251 | 45.6833 | 45.2203 | 44.8407 | 44.7743 | 46.6604 | 48.9874 | 51.2677 | 53.2722 | 54.6768 | 55.7022 | 56.1373 | 56.5578 | 56.3654 | 55.6723 | 54.1117 | 51.999 | 50.6072 | 49.4426 | 48.5268 | 47.6018 | 0.018621 | 0.019504 | 0.018764 | 0.016609 | 0.017025 | 0.018916 | 0.023616 | 0.026929 | 0.0299 | 0.030979 | 0.030553 | 0.030622 | 0.030408 | 0.03042 | 0.029586 | 0.026722 | 0.024606 | 0.023019 | 0.021681 | 0.021905 | 0.021775 | 0.020132 | 0.019646 | 0.020833
Portfolio Adjusted1-in-2Size: 20 kW to 199.99 kWAll2024April Monthly Peak | Portfolio Adjusted | 1-in-2 | Size: 20 kW to 199.99 kW | All | 2024 | April Monthly Peak | 4 | 12.7147 | 12.1203 | 11.7499 | 11.743 | 12.1656 | 13.3217 | 15.2172 | 16.957 | 19.5159 | 21.6835 | 23.4395 | 24.6818 | 25.4295 | 26.1041 | 26.3243 | 25.9222 | 24.7934 | 22.9136 | 20.9553 | 20.588 | 19.7708 | 18.1391 | 15.9509 | 14.1242 | 0 | 0 | 0 | 0 | 0 | 0 | 0 | 0 | 0 | 0 | 0 | 0 | 0 | 0 | 0.25095 | 0.25078 | 0.24617 | 0.17605 | 0 | 0 | 0 | 0 | 0 | 0 | 62.2804 | 61.2089 | 59.8607 | 58.7054 | 57.79 | 57.0867 | 56.6092 | 56.5983 | 59.0559 | 63.0348 | 67.836 | 72.0818 | 75.3326 | 77.7047 | 78.9074 | 79.5199 | 79.6131 | 79.0084 | 77.6321 | 75.2004 | 71.4116 | 68.5358 | 66.3981 | 64.1015 | 0.019815 | 0.020329 | 0.019337 | 0.016967 | 0.017503 | 0.018526 | 0.021707 | 0.025231 | 0.029028 | 0.031382 | 0.032798 | 0.034165 | 0.035251 | 0.035823 | 0.035324 | 0.032595 | 0.029641 | 0.027316 | 0.024797 | 0.024869 | 0.024766 | 0.022685 | 0.021498 | 0.02235
Portfolio Adjusted1-in-2Size: 20 kW to 199.99 kWAll2024May Monthly Peak | Portfolio Adjusted | 1-in-2 | Size: 20 kW to 199.99 kW | All | 2024 | May Monthly Peak | 5 | 13.125 | 12.482 | 12.105 | 12.0722 | 12.5259 | 13.6441 | 15.2143 | 17.4146 | 20.2233 | 22.4874 | 24.3159 | 25.5406 | 26.241 | 26.86 | 27.0343 | 26.6303 | 25.4933 | 23.5811 | 21.5288 | 20.7389 | 20.3468 | 18.7346 | 16.4557 | 14.6204 | 0 | 0 | 0 | 0 | 0 | 0 | 0 | 0 | 0 | 0 | 0 | 0 | 0 | 0 | 0.25772 | 0.25763 | 0.25312 | 0.18117 | 0 | 0 | 0 | 0 | 0 | 0 | 64.2901 | 63.4138 | 62.6381 | 61.7158 | 60.8995 | 60.3049 | 59.8241 | 60.2509 | 62.305 | 65.8675 | 69.7286 | 73.4935 | 76.8088 | 79.2984 | 80.3395 | 80.9958 | 80.9085 | 79.9738 | 78.3125 | 75.7728 | 72.2949 | 69.3551 | 67.2801 | 65.814 | 0.020601 | 0.021065 | 0.020031 | 0.017533 | 0.018126 | 0.019082 | 0.021802 | 0.026013 | 0.030282 | 0.032815 | 0.034345 | 0.035718 | 0.036759 | 0.037245 | 0.036661 | 0.033864 | 0.030789 | 0.028414 | 0.025732 | 0.025307 | 0.025686 | 0.023622 | 0.022342 | 0.02328
Portfolio Adjusted1-in-2Size: 20 kW to 199.99 kWAll2024June Monthly Peak | Portfolio Adjusted | 1-in-2 | Size: 20 kW to 199.99 kW | All | 2024 | June Monthly Peak | 6 | 14.1346 | 13.4127 | 12.9596 | 12.8737 | 13.283 | 14.458 | 16.3802 | 19.21 | 22.5617 | 25.3805 | 27.5441 | 29.0167 | 29.726 | 30.4169 | 30.5804 | 30.0589 | 28.8494 | 26.6926 | 24.2431 | 22.7679 | 22.135 | 20.425 | 17.917 | 15.853 | 0 | 0 | 0 | 0 | 0 | 0 | 0 | 0 | 0 | 0 | 0 | 0 | 0 | 0 | 0.29153 | 0.2908 | 0.28644 | 0.20508 | 0 | 0 | 0 | 0 | 0 | 0 | 68.5612 | 67.4353 | 66.3968 | 65.3923 | 64.4818 | 63.5816 | 62.7785 | 63.5768 | 66.8314 | 71.561 | 76.3338 | 80.6506 | 83.3961 | 84.8529 | 85.9615 | 86.4369 | 86.8295 | 86.4519 | 85.4888 | 83.0498 | 79.5766 | 75.5214 | 73.0734 | 71.1979 | 0.022281 | 0.022759 | 0.021542 | 0.018788 | 0.019276 | 0.020328 | 0.023598 | 0.02884 | 0.033903 | 0.037111 | 0.038901 | 0.040549 | 0.041608 | 0.042138 | 0.041431 | 0.038173 | 0.034857 | 0.032174 | 0.028984 | 0.027825 | 0.027998 | 0.025794 | 0.024392 | 0.025346
Portfolio Adjusted1-in-2Size: 20 kW to 199.99 kWAll2024July Monthly Peak | Portfolio Adjusted | 1-in-2 | Size: 20 kW to 199.99 kW | All | 2024 | July Monthly Peak | 7 | 15.2137 | 14.417 | 13.9212 | 13.81 | 14.2501 | 15.8074 | 18.1949 | 21.364 | 25.123 | 28.2202 | 30.6183 | 32.2529 | 33.0244 | 33.7197 | 33.8322 | 33.158 | 31.8629 | 29.4497 | 26.507 | 24.8285 | 24.0518 | 22.1551 | 19.4579 | 17.2028 | 0 | 0 | 0 | 0 | 0 | 0 | 0 | 0 | 0 | 0 | 0 | 0 | 0 | 0 | 0.32253 | 0.32079 | 0.31637 | 0.22626 | 0 | 0 | 0 | 0 | 0 | 0 | 74.9388 | 73.7684 | 72.9306 | 72.1262 | 71.2482 | 70.3782 | 69.7844 | 70.4217 | 73.4622 | 77.4829 | 81.6135 | 85.1477 | 87.8794 | 89.3854 | 90.4324 | 90.8856 | 90.7671 | 89.8743 | 88.9027 | 87.3743 | 84.6399 | 81.1188 | 78.7061 | 77.0786 | 0.024009 | 0.024507 | 0.023198 | 0.020199 | 0.020714 | 0.022261 | 0.026317 | 0.032113 | 0.037764 | 0.041287 | 0.043245 | 0.045073 | 0.046213 | 0.046687 | 0.045813 | 0.042068 | 0.03847 | 0.035468 | 0.031641 | 0.030263 | 0.030349 | 0.027928 | 0.026456 | 0.027476
Portfolio Adjusted1-in-2Size: 20 kW to 199.99 kWAll2024August Monthly Peak | Portfolio Adjusted | 1-in-2 | Size: 20 kW to 199.99 kW | All | 2024 | August Monthly Peak | 8 | 15.1932 | 14.3688 | 13.8773 | 13.7931 | 14.266 | 15.7839 | 18.1709 | 21.0362 | 24.8354 | 27.944 | 30.4181 | 32.0283 | 32.825 | 33.5286 | 33.6778 | 33.0906 | 31.7782 | 29.3015 | 26.2649 | 24.9234 | 23.9959 | 21.9555 | 19.2903 | 17.0123 | 0 | 0 | 0 | 0 | 0 | 0 | 0 | 0 | 0 | 0 | 0 | 0 | 0 | 0 | 0.32106 | 0.32013 | 0.31552 | 0.22512 | 0 | 0 | 0 | 0 | 0 | 0 | 74.0139 | 72.7797 | 71.5106 | 70.6079 | 69.8344 | 68.9452 | 68.4702 | 68.1022 | 70.289 | 75.3335 | 80.7334 | 85.257 | 88.4626 | 90.3252 | 91.5041 | 92.0958 | 92.2311 | 91.7841 | 90.2627 | 87.0856 | 82.9093 | 79.8034 | 77.7227 | 76.0702 | 0.023853 | 0.024305 | 0.023016 | 0.020083 | 0.020655 | 0.022075 | 0.026065 | 0.031378 | 0.037 | 0.040528 | 0.042569 | 0.044368 | 0.045553 | 0.046054 | 0.045228 | 0.04161 | 0.038016 | 0.03497 | 0.031098 | 0.030146 | 0.030096 | 0.027518 | 0.026067 | 0.026995
Portfolio Adjusted1-in-2Size: 20 kW to 199.99 kWAll2024September Monthly Peak | Portfolio Adjusted | 1-in-2 | Size: 20 kW to 199.99 kW | All | 2024 | September Monthly Peak | 9 | 14.8479 | 14.1231 | 13.6758 | 13.5897 | 14.1035 | 15.6172 | 18.2517 | 20.6707 | 24.4173 | 27.5244 | 29.929 | 31.4896 | 32.2885 | 32.9883 | 33.0221 | 32.2805 | 30.8462 | 28.2906 | 25.4994 | 24.8059 | 23.265 | 21.2583 | 18.6041 | 16.495 | 0 | 0 | 0 | 0 | 0 | 0 | 0 | 0 | 0 | 0 | 0 | 0 | 0 | 0 | 0.31481 | 0.3123 | 0.30627 | 0.21736 | 0 | 0 | 0 | 0 | 0 | 0 | 72.553 | 71.4639 | 70.3619 | 69.364 | 68.4583 | 67.6576 | 67.2862 | 67.0904 | 69.2616 | 74.0965 | 79.3124 | 84.088 | 87.9738 | 90.2507 | 91.5542 | 92.0921 | 92.0755 | 91.1721 | 89.7814 | 86.9014 | 82.8811 | 79.8201 | 77.6604 | 76.2479 | 0.023306 | 0.023885 | 0.022674 | 0.019772 | 0.020404 | 0.021816 | 0.026119 | 0.030808 | 0.036305 | 0.039842 | 0.041884 | 0.043603 | 0.044809 | 0.045306 | 0.044355 | 0.040638 | 0.03695 | 0.033804 | 0.030244 | 0.030034 | 0.029201 | 0.026636 | 0.025124 | 0.026199
Portfolio Adjusted1-in-2Size: 20 kW to 199.99 kWAll2024October Monthly Peak | Portfolio Adjusted | 1-in-2 | Size: 20 kW to 199.99 kW | All | 2024 | October Monthly Peak | 10 | 13.4225 | 12.7814 | 12.4234 | 12.3713 | 12.8235 | 14.125 | 16.6473 | 18.2934 | 20.9534 | 23.4637 | 25.3627 | 26.7274 | 27.4385 | 28.1964 | 28.3803 | 27.7967 | 26.4869 | 24.3124 | 22.9766 | 22.0732 | 20.647 | 18.9444 | 16.6198 | 14.8023 | 0 | 0 | 0 | 0 | 0 | 0 | 0 | 0 | 0 | 0 | 0 | 0 | 0 | 0 | 0.27055 | 0.26892 | 0.26299 | 0.18679 | 0 | 0 | 0 | 0 | 0 | 0 | 64.539 | 63.6143 | 62.7673 | 61.7889 | 60.9271 | 60.2382 | 59.5864 | 59.235 | 60.2072 | 64.2375 | 70.0703 | 76.2184 | 81.4953 | 84.4942 | 85.2937 | 85.9476 | 86.1155 | 85.2149 | 82.8332 | 78.2918 | 74.5914 | 71.7165 | 69.3648 | 67.5001 | 0.020935 | 0.021476 | 0.020488 | 0.017922 | 0.018481 | 0.019659 | 0.023728 | 0.027198 | 0.031039 | 0.033841 | 0.035347 | 0.03686 | 0.037886 | 0.038506 | 0.037905 | 0.034803 | 0.031524 | 0.0289 | 0.027093 | 0.026617 | 0.025786 | 0.023589 | 0.022316 | 0.023359
Portfolio Adjusted1-in-2Size: 20 kW to 199.99 kWAll2024November Monthly Peak | Portfolio Adjusted | 1-in-2 | Size: 20 kW to 199.99 kW | All | 2024 | November Monthly Peak | 11 | 12.2511 | 11.7258 | 11.4988 | 11.5274 | 11.9949 | 13.2928 | 15.0661 | 16.7744 | 19.0863 | 20.8474 | 22.1686 | 23.0127 | 23.4925 | 23.9031 | 23.8535 | 23.1614 | 22.2513 | 21.7727 | 20.1796 | 19.0675 | 18.0047 | 16.6093 | 14.8362 | 13.3522 | 0 | 0 | 0 | 0 | 0 | 0 | 0 | 0 | 0 | 0 | 0 | 0 | 0 | 0 | 0.2274 | 0.22407 | 0.22093 | 0.16728 | 0 | 0 | 0 | 0 | 0 | 0 | 56.921 | 56.0034 | 55.3177 | 54.5136 | 53.4529 | 52.7008 | 52.5685 | 52.53 | 55.1389 | 59.5991 | 64.4026 | 68.8038 | 71.6638 | 73.2169 | 74.014 | 73.831 | 72.2176 | 69.2994 | 66.0145 | 63.8902 | 62.2323 | 61.1724 | 60.1776 | 59.438 | 0.018989 | 0.019589 | 0.018867 | 0.016588 | 0.017197 | 0.018375 | 0.021393 | 0.024811 | 0.02817 | 0.029914 | 0.030705 | 0.031496 | 0.032141 | 0.032349 | 0.031578 | 0.028752 | 0.026291 | 0.025691 | 0.023652 | 0.022864 | 0.02237 | 0.020597 | 0.019834 | 0.020942
Portfolio Adjusted1-in-2Size: 20 kW to 199.99 kWAll2024December Monthly Peak | Portfolio Adjusted | 1-in-2 | Size: 20 kW to 199.99 kW | All | 2024 | December Monthly Peak | 12 | 12.1556 | 11.7531 | 11.5793 | 11.6704 | 12.1672 | 13.7393 | 16.3026 | 17.8879 | 20.007 | 21.0623 | 21.4619 | 21.5458 | 21.3299 | 21.4073 | 21.1539 | 20.3688 | 19.9793 | 19.9208 | 18.723 | 17.8297 | 17.1062 | 16.0415 | 14.6673 | 13.2757 | 0 | 0 | 0 | 0 | 0 | 0 | 0 | 0 | 0 | 0 | 0 | 0 | 0 | 0 | 0.20166 | 0.19706 | 0.19837 | 0.15305 | 0 | 0 | 0 | 0 | 0 | 0 | 48.1143 | 47.3977 | 46.8445 | 46.2751 | 45.7661 | 45.1958 | 44.9706 | 44.8894 | 45.5871 | 48.9056 | 52.6588 | 55.7665 | 57.8337 | 58.8542 | 59.4832 | 59.7559 | 59.1165 | 56.8542 | 54.0651 | 52.0201 | 50.4219 | 48.5708 | 46.8724 | 45.6002 | 0.018791 | 0.019617 | 0.018978 | 0.01678 | 0.017402 | 0.01905 | 0.02327 | 0.026604 | 0.02968 | 0.030433 | 0.029964 | 0.029757 | 0.02945 | 0.029221 | 0.028202 | 0.025442 | 0.023801 | 0.023638 | 0.021966 | 0.021362 | 0.021203 | 0.019823 | 0.019572 | 0.020786
Portfolio Adjusted1-in-2Size: 20 kW to 199.99 kWAll2024Typical Event Day | Portfolio Adjusted | 1-in-2 | Size: 20 kW to 199.99 kW | All | 2024 | Typical Event Day | 8 | 15.0284 | 14.2128 | 13.7306 | 13.6512 | 14.1213 | 15.6043 | 17.9275 | 20.7041 | 24.3649 | 27.3596 | 29.7605 | 31.3318 | 32.1336 | 32.8546 | 33.0384 | 32.4974 | 31.2252 | 28.8087 | 25.8482 | 24.5429 | 23.6563 | 21.6528 | 19.0268 | 16.7857 | 0 | 0 | 0 | 0 | 0 | 0 | 0 | 0 | 0 | 0 | 0 | 0 | 0 | 0 | 0.31496 | 0.3144 | 0.31003 | 0.22134 | 0 | 0 | 0 | 0 | 0 | 0 | 72.5167 | 71.3618 | 70.3 | 69.3726 | 68.5057 | 67.6407 | 67.0798 | 67.2977 | 69.961 | 74.6185 | 79.4983 | 83.7858 | 86.928 | 88.7036 | 89.863 | 90.3776 | 90.4758 | 89.8206 | 88.6089 | 86.1028 | 82.5017 | 79.0659 | 76.7906 | 75.1486 | 0.023635 | 0.02408 | 0.022808 | 0.019906 | 0.020478 | 0.021854 | 0.025752 | 0.030942 | 0.036395 | 0.039806 | 0.04179 | 0.043551 | 0.044746 | 0.045274 | 0.044504 | 0.040981 | 0.037452 | 0.034473 | 0.030688 | 0.029765 | 0.029742 | 0.027203 | 0.025768 | 0.026691
Portfolio Adjusted1-in-2Size: 20 kW to 199.99 kWAll2025January Monthly Peak | Portfolio Adjusted | 1-in-2 | Size: 20 kW to 199.99 kW | All | 2025 | January Monthly Peak | 1 | 11.6369 | 11.4641 | 11.3614 | 11.5155 | 11.8618 | 13.9861 | 17.3336 | 19.0459 | 21.2516 | 22.1462 | 21.9264 | 21.6674 | 20.8543 | 20.677 | 20.1054 | 18.7642 | 18.2261 | 18.2636 | 17.3553 | 16.4687 | 15.9128 | 14.877 | 13.763 | 12.6344 | 0 | 0 | 0 | 0 | 0 | 0 | 0 | 0 | 0 | 0 | 0 | 0 | 0 | 0 | 0.19167 | 0.18153 | 0.18097 | 0.14032 | 0 | 0 | 0 | 0 | 0 | 0 | 44.181 | 43.5236 | 42.8281 | 42.32 | 41.7696 | 41.4844 | 41.2532 | 41.0365 | 41.3598 | 43.5412 | 47.007 | 49.7005 | 51.5581 | 52.8751 | 53.6681 | 54.0217 | 53.7739 | 52.4057 | 50.6142 | 49.2404 | 48.1334 | 47.1888 | 46.341 | 45.6017 | 0.017857 | 0.019038 | 0.018509 | 0.016478 | 0.016824 | 0.019538 | 0.02523 | 0.028895 | 0.032091 | 0.032588 | 0.031155 | 0.030567 | 0.029356 | 0.028817 | 0.027309 | 0.023895 | 0.02222 | 0.021953 | 0.020412 | 0.019685 | 0.019662 | 0.018258 | 0.01829 | 0.019714
Portfolio Adjusted1-in-2Size: 20 kW to 199.99 kWAll2025February Monthly Peak | Portfolio Adjusted | 1-in-2 | Size: 20 kW to 199.99 kW | All | 2025 | February Monthly Peak | 2 | 11.9035 | 11.5609 | 11.3889 | 11.5341 | 11.9829 | 13.6562 | 16.2782 | 17.8037 | 20.0198 | 21.1855 | 21.5577 | 21.7037 | 21.4425 | 21.5417 | 21.3184 | 20.3995 | 19.579 | 19.0179 | 18.6196 | 17.6537 | 16.9155 | 15.7239 | 14.2508 | 12.9487 | 0 | 0 | 0 | 0 | 0 | 0 | 0 | 0 | 0 | 0 | 0 | 0 | 0 | 0 | 0.20323 | 0.19735 | 0.1944 | 0.14612 | 0 | 0 | 0 | 0 | 0 | 0 | 48.0456 | 47.6623 | 47.3171 | 46.9577 | 46.6244 | 46.4449 | 46.3874 | 46.3605 | 46.74 | 48.5506 | 50.586 | 52.4284 | 53.2354 | 53.3172 | 53.3899 | 52.9341 | 52.4587 | 51.5733 | 50.1659 | 48.7877 | 47.5071 | 46.7636 | 45.6093 | 44.5629 | 0.018365 | 0.019259 | 0.018618 | 0.016562 | 0.017084 | 0.019011 | 0.023467 | 0.026718 | 0.029969 | 0.030893 | 0.030396 | 0.030349 | 0.029968 | 0.029809 | 0.028806 | 0.025877 | 0.023699 | 0.022857 | 0.022022 | 0.021262 | 0.021055 | 0.01946 | 0.019038 | 0.020285
Portfolio Adjusted1-in-2Size: 20 kW to 199.99 kWAll2025March Monthly Peak | Portfolio Adjusted | 1-in-2 | Size: 20 kW to 199.99 kW | All | 2025 | March Monthly Peak | 3 | 12.079 | 11.7272 | 11.4934 | 11.5837 | 11.9554 | 13.591 | 16.3825 | 17.9395 | 19.9876 | 21.2659 | 21.6954 | 21.9251 | 21.7496 | 21.962 | 21.8889 | 21.0838 | 20.3472 | 19.1802 | 18.359 | 18.2372 | 17.5187 | 16.2829 | 14.7247 | 13.3105 | 0 | 0 | 0 | 0 | 0 | 0 | 0 | 0 | 0 | 0 | 0 | 0 | 0 | 0 | 0.20867 | 0.20397 | 0.20203 | 0.14736 | 0 | 0 | 0 | 0 | 0 | 0 | 47.8247 | 47.105 | 46.4329 | 46.0251 | 45.6833 | 45.2203 | 44.8407 | 44.7743 | 46.6604 | 48.9874 | 51.2677 | 53.2722 | 54.6768 | 55.7022 | 56.1373 | 56.5578 | 56.3654 | 55.6723 | 54.1117 | 51.999 | 50.6072 | 49.4426 | 48.5268 | 47.6018 | 0.018621 | 0.019504 | 0.018764 | 0.016609 | 0.017025 | 0.018916 | 0.023616 | 0.026929 | 0.0299 | 0.030979 | 0.030553 | 0.030622 | 0.030408 | 0.03042 | 0.029586 | 0.026722 | 0.024606 | 0.023019 | 0.021681 | 0.021905 | 0.021775 | 0.020132 | 0.019646 | 0.020833
Portfolio Adjusted1-in-2Size: 20 kW to 199.99 kWAll2025April Monthly Peak | Portfolio Adjusted | 1-in-2 | Size: 20 kW to 199.99 kW | All | 2025 | April Monthly Peak | 4 | 12.7147 | 12.1203 | 11.7499 | 11.743 | 12.1656 | 13.3217 | 15.2172 | 16.957 | 19.5159 | 21.6835 | 23.4395 | 24.6818 | 25.4295 | 26.1041 | 26.3243 | 25.9222 | 24.7934 | 22.9136 | 20.9553 | 20.588 | 19.7708 | 18.1391 | 15.9509 | 14.1242 | 0 | 0 | 0 | 0 | 0 | 0 | 0 | 0 | 0 | 0 | 0 | 0 | 0 | 0 | 0.25095 | 0.25078 | 0.24617 | 0.17605 | 0 | 0 | 0 | 0 | 0 | 0 | 62.2804 | 61.2089 | 59.8607 | 58.7054 | 57.79 | 57.0867 | 56.6092 | 56.5983 | 59.0559 | 63.0348 | 67.836 | 72.0818 | 75.3326 | 77.7047 | 78.9074 | 79.5199 | 79.6131 | 79.0084 | 77.6321 | 75.2004 | 71.4116 | 68.5358 | 66.3981 | 64.1015 | 0.019815 | 0.020329 | 0.019337 | 0.016967 | 0.017503 | 0.018526 | 0.021707 | 0.025231 | 0.029028 | 0.031382 | 0.032798 | 0.034165 | 0.035251 | 0.035823 | 0.035324 | 0.032595 | 0.029641 | 0.027316 | 0.024797 | 0.024869 | 0.024766 | 0.022685 | 0.021498 | 0.02235
Portfolio Adjusted1-in-2Size: 20 kW to 199.99 kWAll2025May Monthly Peak | Portfolio Adjusted | 1-in-2 | Size: 20 kW to 199.99 kW | All | 2025 | May Monthly Peak | 5 | 13.125 | 12.482 | 12.105 | 12.0722 | 12.5259 | 13.6441 | 15.2143 | 17.4146 | 20.2233 | 22.4874 | 24.3159 | 25.5406 | 26.241 | 26.86 | 27.0343 | 26.6303 | 25.4933 | 23.5811 | 21.5288 | 20.7389 | 20.3468 | 18.7346 | 16.4557 | 14.6204 | 0 | 0 | 0 | 0 | 0 | 0 | 0 | 0 | 0 | 0 | 0 | 0 | 0 | 0 | 0.25772 | 0.25763 | 0.25312 | 0.18117 | 0 | 0 | 0 | 0 | 0 | 0 | 64.2901 | 63.4138 | 62.6381 | 61.7158 | 60.8995 | 60.3049 | 59.8241 | 60.2509 | 62.305 | 65.8675 | 69.7286 | 73.4935 | 76.8088 | 79.2984 | 80.3395 | 80.9958 | 80.9085 | 79.9738 | 78.3125 | 75.7728 | 72.2949 | 69.3551 | 67.2801 | 65.814 | 0.020601 | 0.021065 | 0.020031 | 0.017533 | 0.018126 | 0.019082 | 0.021802 | 0.026013 | 0.030282 | 0.032815 | 0.034345 | 0.035718 | 0.036759 | 0.037245 | 0.036661 | 0.033864 | 0.030789 | 0.028414 | 0.025732 | 0.025307 | 0.025686 | 0.023622 | 0.022342 | 0.02328
Portfolio Adjusted1-in-2Size: 20 kW to 199.99 kWAll2025June Monthly Peak | Portfolio Adjusted | 1-in-2 | Size: 20 kW to 199.99 kW | All | 2025 | June Monthly Peak | 6 | 14.1346 | 13.4127 | 12.9596 | 12.8737 | 13.283 | 14.458 | 16.3802 | 19.21 | 22.5617 | 25.3805 | 27.5441 | 29.0167 | 29.726 | 30.4169 | 30.5804 | 30.0589 | 28.8494 | 26.6926 | 24.2431 | 22.7679 | 22.135 | 20.425 | 17.917 | 15.853 | 0 | 0 | 0 | 0 | 0 | 0 | 0 | 0 | 0 | 0 | 0 | 0 | 0 | 0 | 0.29153 | 0.2908 | 0.28644 | 0.20508 | 0 | 0 | 0 | 0 | 0 | 0 | 68.5612 | 67.4353 | 66.3968 | 65.3923 | 64.4818 | 63.5816 | 62.7785 | 63.5768 | 66.8314 | 71.561 | 76.3338 | 80.6506 | 83.3961 | 84.8529 | 85.9615 | 86.4369 | 86.8295 | 86.4519 | 85.4888 | 83.0498 | 79.5766 | 75.5214 | 73.0734 | 71.1979 | 0.022281 | 0.022759 | 0.021542 | 0.018788 | 0.019276 | 0.020328 | 0.023598 | 0.02884 | 0.033903 | 0.037111 | 0.038901 | 0.040549 | 0.041608 | 0.042138 | 0.041431 | 0.038173 | 0.034857 | 0.032174 | 0.028984 | 0.027825 | 0.027998 | 0.025794 | 0.024392 | 0.025346
Portfolio Adjusted1-in-2Size: 20 kW to 199.99 kWAll2025July Monthly Peak | Portfolio Adjusted | 1-in-2 | Size: 20 kW to 199.99 kW | All | 2025 | July Monthly Peak | 7 | 15.2137 | 14.417 | 13.9212 | 13.81 | 14.2501 | 15.8074 | 18.1949 | 21.364 | 25.123 | 28.2202 | 30.6183 | 32.2529 | 33.0244 | 33.7197 | 33.8322 | 33.158 | 31.8629 | 29.4497 | 26.507 | 24.8285 | 24.0518 | 22.1551 | 19.4579 | 17.2028 | 0 | 0 | 0 | 0 | 0 | 0 | 0 | 0 | 0 | 0 | 0 | 0 | 0 | 0 | 0.32253 | 0.32079 | 0.31637 | 0.22626 | 0 | 0 | 0 | 0 | 0 | 0 | 74.9388 | 73.7684 | 72.9306 | 72.1262 | 71.2482 | 70.3782 | 69.7844 | 70.4217 | 73.4622 | 77.4829 | 81.6135 | 85.1477 | 87.8794 | 89.3854 | 90.4324 | 90.8856 | 90.7671 | 89.8743 | 88.9027 | 87.3743 | 84.6399 | 81.1188 | 78.7061 | 77.0786 | 0.024009 | 0.024507 | 0.023198 | 0.020199 | 0.020714 | 0.022261 | 0.026317 | 0.032113 | 0.037764 | 0.041287 | 0.043245 | 0.045073 | 0.046213 | 0.046687 | 0.045813 | 0.042068 | 0.03847 | 0.035468 | 0.031641 | 0.030263 | 0.030349 | 0.027928 | 0.026456 | 0.027476
Portfolio Adjusted1-in-2Size: 20 kW to 199.99 kWAll2025August Monthly Peak | Portfolio Adjusted | 1-in-2 | Size: 20 kW to 199.99 kW | All | 2025 | August Monthly Peak | 8 | 15.1932 | 14.3688 | 13.8773 | 13.7931 | 14.266 | 15.7839 | 18.1709 | 21.0362 | 24.8354 | 27.944 | 30.4181 | 32.0283 | 32.825 | 33.5286 | 33.6778 | 33.0906 | 31.7782 | 29.3015 | 26.2649 | 24.9234 | 23.9959 | 21.9555 | 19.2903 | 17.0123 | 0 | 0 | 0 | 0 | 0 | 0 | 0 | 0 | 0 | 0 | 0 | 0 | 0 | 0 | 0.32106 | 0.32013 | 0.31552 | 0.22512 | 0 | 0 | 0 | 0 | 0 | 0 | 74.0139 | 72.7797 | 71.5106 | 70.6079 | 69.8344 | 68.9452 | 68.4702 | 68.1022 | 70.289 | 75.3335 | 80.7334 | 85.257 | 88.4626 | 90.3252 | 91.5041 | 92.0958 | 92.2311 | 91.7841 | 90.2627 | 87.0856 | 82.9093 | 79.8034 | 77.7227 | 76.0702 | 0.023853 | 0.024305 | 0.023016 | 0.020083 | 0.020655 | 0.022075 | 0.026065 | 0.031378 | 0.037 | 0.040528 | 0.042569 | 0.044368 | 0.045553 | 0.046054 | 0.045228 | 0.04161 | 0.038016 | 0.03497 | 0.031098 | 0.030146 | 0.030096 | 0.027518 | 0.026067 | 0.026995
Portfolio Adjusted1-in-2Size: 20 kW to 199.99 kWAll2025September Monthly Peak | Portfolio Adjusted | 1-in-2 | Size: 20 kW to 199.99 kW | All | 2025 | September Monthly Peak | 9 | 14.8479 | 14.1231 | 13.6758 | 13.5897 | 14.1035 | 15.6172 | 18.2517 | 20.6707 | 24.4173 | 27.5244 | 29.929 | 31.4896 | 32.2885 | 32.9883 | 33.0221 | 32.2805 | 30.8462 | 28.2906 | 25.4994 | 24.8059 | 23.265 | 21.2583 | 18.6041 | 16.495 | 0 | 0 | 0 | 0 | 0 | 0 | 0 | 0 | 0 | 0 | 0 | 0 | 0 | 0 | 0.31481 | 0.3123 | 0.30627 | 0.21736 | 0 | 0 | 0 | 0 | 0 | 0 | 72.553 | 71.4639 | 70.3619 | 69.364 | 68.4583 | 67.6576 | 67.2862 | 67.0904 | 69.2616 | 74.0965 | 79.3124 | 84.088 | 87.9738 | 90.2507 | 91.5542 | 92.0921 | 92.0755 | 91.1721 | 89.7814 | 86.9014 | 82.8811 | 79.8201 | 77.6604 | 76.2479 | 0.023306 | 0.023885 | 0.022674 | 0.019772 | 0.020404 | 0.021816 | 0.026119 | 0.030808 | 0.036305 | 0.039842 | 0.041884 | 0.043603 | 0.044809 | 0.045306 | 0.044355 | 0.040638 | 0.03695 | 0.033804 | 0.030244 | 0.030034 | 0.029201 | 0.026636 | 0.025124 | 0.026199
Portfolio Adjusted1-in-2Size: 20 kW to 199.99 kWAll2025October Monthly Peak | Portfolio Adjusted | 1-in-2 | Size: 20 kW to 199.99 kW | All | 2025 | October Monthly Peak | 10 | 13.4225 | 12.7814 | 12.4234 | 12.3713 | 12.8235 | 14.125 | 16.6473 | 18.2934 | 20.9534 | 23.4637 | 25.3627 | 26.7274 | 27.4385 | 28.1964 | 28.3803 | 27.7967 | 26.4869 | 24.3124 | 22.9766 | 22.0732 | 20.647 | 18.9444 | 16.6198 | 14.8023 | 0 | 0 | 0 | 0 | 0 | 0 | 0 | 0 | 0 | 0 | 0 | 0 | 0 | 0 | 0.27055 | 0.26892 | 0.26299 | 0.18679 | 0 | 0 | 0 | 0 | 0 | 0 | 64.539 | 63.6143 | 62.7673 | 61.7889 | 60.9271 | 60.2382 | 59.5864 | 59.235 | 60.2072 | 64.2375 | 70.0703 | 76.2184 | 81.4953 | 84.4942 | 85.2937 | 85.9476 | 86.1155 | 85.2149 | 82.8332 | 78.2918 | 74.5914 | 71.7165 | 69.3648 | 67.5001 | 0.020935 | 0.021476 | 0.020488 | 0.017922 | 0.018481 | 0.019659 | 0.023728 | 0.027198 | 0.031039 | 0.033841 | 0.035347 | 0.03686 | 0.037886 | 0.038506 | 0.037905 | 0.034803 | 0.031524 | 0.0289 | 0.027093 | 0.026617 | 0.025786 | 0.023589 | 0.022316 | 0.023359
Portfolio Adjusted1-in-2Size: 20 kW to 199.99 kWAll2025November Monthly Peak | Portfolio Adjusted | 1-in-2 | Size: 20 kW to 199.99 kW | All | 2025 | November Monthly Peak | 11 | 12.2511 | 11.7258 | 11.4988 | 11.5274 | 11.9949 | 13.2928 | 15.0661 | 16.7744 | 19.0863 | 20.8474 | 22.1686 | 23.0127 | 23.4925 | 23.9031 | 23.8535 | 23.1614 | 22.2513 | 21.7727 | 20.1796 | 19.0675 | 18.0047 | 16.6093 | 14.8362 | 13.3522 | 0 | 0 | 0 | 0 | 0 | 0 | 0 | 0 | 0 | 0 | 0 | 0 | 0 | 0 | 0.2274 | 0.22407 | 0.22093 | 0.16728 | 0 | 0 | 0 | 0 | 0 | 0 | 56.921 | 56.0034 | 55.3177 | 54.5136 | 53.4529 | 52.7008 | 52.5685 | 52.53 | 55.1389 | 59.5991 | 64.4026 | 68.8038 | 71.6638 | 73.2169 | 74.014 | 73.831 | 72.2176 | 69.2994 | 66.0145 | 63.8902 | 62.2323 | 61.1724 | 60.1776 | 59.438 | 0.018989 | 0.019589 | 0.018867 | 0.016588 | 0.017197 | 0.018375 | 0.021393 | 0.024811 | 0.02817 | 0.029914 | 0.030705 | 0.031496 | 0.032141 | 0.032349 | 0.031578 | 0.028752 | 0.026291 | 0.025691 | 0.023652 | 0.022864 | 0.02237 | 0.020597 | 0.019834 | 0.020942
Portfolio Adjusted1-in-2Size: 20 kW to 199.99 kWAll2025December Monthly Peak | Portfolio Adjusted | 1-in-2 | Size: 20 kW to 199.99 kW | All | 2025 | December Monthly Peak | 12 | 12.1556 | 11.7531 | 11.5793 | 11.6704 | 12.1672 | 13.7393 | 16.3026 | 17.8879 | 20.007 | 21.0623 | 21.4619 | 21.5458 | 21.3299 | 21.4073 | 21.1539 | 20.3688 | 19.9793 | 19.9208 | 18.723 | 17.8297 | 17.1062 | 16.0415 | 14.6673 | 13.2757 | 0 | 0 | 0 | 0 | 0 | 0 | 0 | 0 | 0 | 0 | 0 | 0 | 0 | 0 | 0.20166 | 0.19706 | 0.19837 | 0.15305 | 0 | 0 | 0 | 0 | 0 | 0 | 48.1143 | 47.3977 | 46.8445 | 46.2751 | 45.7661 | 45.1958 | 44.9706 | 44.8894 | 45.5871 | 48.9056 | 52.6588 | 55.7665 | 57.8337 | 58.8542 | 59.4832 | 59.7559 | 59.1165 | 56.8542 | 54.0651 | 52.0201 | 50.4219 | 48.5708 | 46.8724 | 45.6002 | 0.018791 | 0.019617 | 0.018978 | 0.01678 | 0.017402 | 0.01905 | 0.02327 | 0.026604 | 0.02968 | 0.030433 | 0.029964 | 0.029757 | 0.02945 | 0.029221 | 0.028202 | 0.025442 | 0.023801 | 0.023638 | 0.021966 | 0.021362 | 0.021203 | 0.019823 | 0.019572 | 0.020786
Portfolio Adjusted1-in-2Size: 20 kW to 199.99 kWAll2025Typical Event Day | Portfolio Adjusted | 1-in-2 | Size: 20 kW to 199.99 kW | All | 2025 | Typical Event Day | 8 | 15.0284 | 14.2128 | 13.7306 | 13.6512 | 14.1213 | 15.6043 | 17.9275 | 20.7041 | 24.3649 | 27.3596 | 29.7605 | 31.3318 | 32.1336 | 32.8546 | 33.0384 | 32.4974 | 31.2252 | 28.8087 | 25.8482 | 24.5429 | 23.6563 | 21.6528 | 19.0268 | 16.7857 | 0 | 0 | 0 | 0 | 0 | 0 | 0 | 0 | 0 | 0 | 0 | 0 | 0 | 0 | 0.31496 | 0.3144 | 0.31003 | 0.22134 | 0 | 0 | 0 | 0 | 0 | 0 | 72.5167 | 71.3618 | 70.3 | 69.3726 | 68.5057 | 67.6407 | 67.0798 | 67.2977 | 69.961 | 74.6185 | 79.4983 | 83.7858 | 86.928 | 88.7036 | 89.863 | 90.3776 | 90.4758 | 89.8206 | 88.6089 | 86.1028 | 82.5017 | 79.0659 | 76.7906 | 75.1486 | 0.023635 | 0.02408 | 0.022808 | 0.019906 | 0.020478 | 0.021854 | 0.025752 | 0.030942 | 0.036395 | 0.039806 | 0.04179 | 0.043551 | 0.044746 | 0.045274 | 0.044504 | 0.040981 | 0.037452 | 0.034473 | 0.030688 | 0.029765 | 0.029742 | 0.027203 | 0.025768 | 0.026691
Portfolio Adjusted1-in-2Size: 20 kW to 199.99 kWAll2026January Monthly Peak | Portfolio Adjusted | 1-in-2 | Size: 20 kW to 199.99 kW | All | 2026 | January Monthly Peak | 1 | 11.6369 | 11.4641 | 11.3614 | 11.5155 | 11.8618 | 13.9861 | 17.3336 | 19.0459 | 21.2516 | 22.1462 | 21.9264 | 21.6674 | 20.8543 | 20.677 | 20.1054 | 18.7642 | 18.2261 | 18.2636 | 17.3553 | 16.4687 | 15.9128 | 14.877 | 13.763 | 12.6344 | 0 | 0 | 0 | 0 | 0 | 0 | 0 | 0 | 0 | 0 | 0 | 0 | 0 | 0 | 0.19167 | 0.18153 | 0.18097 | 0.14032 | 0 | 0 | 0 | 0 | 0 | 0 | 44.181 | 43.5236 | 42.8281 | 42.32 | 41.7696 | 41.4844 | 41.2532 | 41.0365 | 41.3598 | 43.5412 | 47.007 | 49.7005 | 51.5581 | 52.8751 | 53.6681 | 54.0217 | 53.7739 | 52.4057 | 50.6142 | 49.2404 | 48.1334 | 47.1888 | 46.341 | 45.6017 | 0.017857 | 0.019038 | 0.018509 | 0.016478 | 0.016824 | 0.019538 | 0.02523 | 0.028895 | 0.032091 | 0.032588 | 0.031155 | 0.030567 | 0.029356 | 0.028817 | 0.027309 | 0.023895 | 0.02222 | 0.021953 | 0.020412 | 0.019685 | 0.019662 | 0.018258 | 0.01829 | 0.019714
Portfolio Adjusted1-in-2Size: 20 kW to 199.99 kWAll2026February Monthly Peak | Portfolio Adjusted | 1-in-2 | Size: 20 kW to 199.99 kW | All | 2026 | February Monthly Peak | 2 | 11.9035 | 11.5609 | 11.3889 | 11.5341 | 11.9829 | 13.6562 | 16.2782 | 17.8037 | 20.0198 | 21.1855 | 21.5577 | 21.7037 | 21.4425 | 21.5417 | 21.3184 | 20.3995 | 19.579 | 19.0179 | 18.6196 | 17.6537 | 16.9155 | 15.7239 | 14.2508 | 12.9487 | 0 | 0 | 0 | 0 | 0 | 0 | 0 | 0 | 0 | 0 | 0 | 0 | 0 | 0 | 0.20323 | 0.19735 | 0.1944 | 0.14612 | 0 | 0 | 0 | 0 | 0 | 0 | 48.0456 | 47.6623 | 47.3171 | 46.9577 | 46.6244 | 46.4449 | 46.3874 | 46.3605 | 46.74 | 48.5506 | 50.586 | 52.4284 | 53.2354 | 53.3172 | 53.3899 | 52.9341 | 52.4587 | 51.5733 | 50.1659 | 48.7877 | 47.5071 | 46.7636 | 45.6093 | 44.5629 | 0.018365 | 0.019259 | 0.018618 | 0.016562 | 0.017084 | 0.019011 | 0.023467 | 0.026718 | 0.029969 | 0.030893 | 0.030396 | 0.030349 | 0.029968 | 0.029809 | 0.028806 | 0.025877 | 0.023699 | 0.022857 | 0.022022 | 0.021262 | 0.021055 | 0.01946 | 0.019038 | 0.020285
Portfolio Adjusted1-in-2Size: 20 kW to 199.99 kWAll2026March Monthly Peak | Portfolio Adjusted | 1-in-2 | Size: 20 kW to 199.99 kW | All | 2026 | March Monthly Peak | 3 | 12.079 | 11.7272 | 11.4934 | 11.5837 | 11.9554 | 13.591 | 16.3825 | 17.9395 | 19.9876 | 21.2659 | 21.6954 | 21.9251 | 21.7496 | 21.962 | 21.8889 | 21.0838 | 20.3472 | 19.1802 | 18.359 | 18.2372 | 17.5187 | 16.2829 | 14.7247 | 13.3105 | 0 | 0 | 0 | 0 | 0 | 0 | 0 | 0 | 0 | 0 | 0 | 0 | 0 | 0 | 0.20867 | 0.20397 | 0.20203 | 0.14736 | 0 | 0 | 0 | 0 | 0 | 0 | 47.8247 | 47.105 | 46.4329 | 46.0251 | 45.6833 | 45.2203 | 44.8407 | 44.7743 | 46.6604 | 48.9874 | 51.2677 | 53.2722 | 54.6768 | 55.7022 | 56.1373 | 56.5578 | 56.3654 | 55.6723 | 54.1117 | 51.999 | 50.6072 | 49.4426 | 48.5268 | 47.6018 | 0.018621 | 0.019504 | 0.018764 | 0.016609 | 0.017025 | 0.018916 | 0.023616 | 0.026929 | 0.0299 | 0.030979 | 0.030553 | 0.030622 | 0.030408 | 0.03042 | 0.029586 | 0.026722 | 0.024606 | 0.023019 | 0.021681 | 0.021905 | 0.021775 | 0.020132 | 0.019646 | 0.020833
Portfolio Adjusted1-in-2Size: 20 kW to 199.99 kWAll2026April Monthly Peak | Portfolio Adjusted | 1-in-2 | Size: 20 kW to 199.99 kW | All | 2026 | April Monthly Peak | 4 | 12.7147 | 12.1203 | 11.7499 | 11.743 | 12.1656 | 13.3217 | 15.2172 | 16.957 | 19.5159 | 21.6835 | 23.4395 | 24.6818 | 25.4295 | 26.1041 | 26.3243 | 25.9222 | 24.7934 | 22.9136 | 20.9553 | 20.588 | 19.7708 | 18.1391 | 15.9509 | 14.1242 | 0 | 0 | 0 | 0 | 0 | 0 | 0 | 0 | 0 | 0 | 0 | 0 | 0 | 0 | 0.25095 | 0.25078 | 0.24617 | 0.17605 | 0 | 0 | 0 | 0 | 0 | 0 | 62.2804 | 61.2089 | 59.8607 | 58.7054 | 57.79 | 57.0867 | 56.6092 | 56.5983 | 59.0559 | 63.0348 | 67.836 | 72.0818 | 75.3326 | 77.7047 | 78.9074 | 79.5199 | 79.6131 | 79.0084 | 77.6321 | 75.2004 | 71.4116 | 68.5358 | 66.3981 | 64.1015 | 0.019815 | 0.020329 | 0.019337 | 0.016967 | 0.017503 | 0.018526 | 0.021707 | 0.025231 | 0.029028 | 0.031382 | 0.032798 | 0.034165 | 0.035251 | 0.035823 | 0.035324 | 0.032595 | 0.029641 | 0.027316 | 0.024797 | 0.024869 | 0.024766 | 0.022685 | 0.021498 | 0.02235
Portfolio Adjusted1-in-2Size: 20 kW to 199.99 kWAll2026May Monthly Peak | Portfolio Adjusted | 1-in-2 | Size: 20 kW to 199.99 kW | All | 2026 | May Monthly Peak | 5 | 13.125 | 12.482 | 12.105 | 12.0722 | 12.5259 | 13.6441 | 15.2143 | 17.4146 | 20.2233 | 22.4874 | 24.3159 | 25.5406 | 26.241 | 26.86 | 27.0343 | 26.6303 | 25.4933 | 23.5811 | 21.5288 | 20.7389 | 20.3468 | 18.7346 | 16.4557 | 14.6204 | 0 | 0 | 0 | 0 | 0 | 0 | 0 | 0 | 0 | 0 | 0 | 0 | 0 | 0 | 0.25772 | 0.25763 | 0.25312 | 0.18117 | 0 | 0 | 0 | 0 | 0 | 0 | 64.2901 | 63.4138 | 62.6381 | 61.7158 | 60.8995 | 60.3049 | 59.8241 | 60.2509 | 62.305 | 65.8675 | 69.7286 | 73.4935 | 76.8088 | 79.2984 | 80.3395 | 80.9958 | 80.9085 | 79.9738 | 78.3125 | 75.7728 | 72.2949 | 69.3551 | 67.2801 | 65.814 | 0.020601 | 0.021065 | 0.020031 | 0.017533 | 0.018126 | 0.019082 | 0.021802 | 0.026013 | 0.030282 | 0.032815 | 0.034345 | 0.035718 | 0.036759 | 0.037245 | 0.036661 | 0.033864 | 0.030789 | 0.028414 | 0.025732 | 0.025307 | 0.025686 | 0.023622 | 0.022342 | 0.02328
Portfolio Adjusted1-in-2Size: 20 kW to 199.99 kWAll2026June Monthly Peak | Portfolio Adjusted | 1-in-2 | Size: 20 kW to 199.99 kW | All | 2026 | June Monthly Peak | 6 | 14.1346 | 13.4127 | 12.9596 | 12.8737 | 13.283 | 14.458 | 16.3802 | 19.21 | 22.5617 | 25.3805 | 27.5441 | 29.0167 | 29.726 | 30.4169 | 30.5804 | 30.0589 | 28.8494 | 26.6926 | 24.2431 | 22.7679 | 22.135 | 20.425 | 17.917 | 15.853 | 0 | 0 | 0 | 0 | 0 | 0 | 0 | 0 | 0 | 0 | 0 | 0 | 0 | 0 | 0.29153 | 0.2908 | 0.28644 | 0.20508 | 0 | 0 | 0 | 0 | 0 | 0 | 68.5612 | 67.4353 | 66.3968 | 65.3923 | 64.4818 | 63.5816 | 62.7785 | 63.5768 | 66.8314 | 71.561 | 76.3338 | 80.6506 | 83.3961 | 84.8529 | 85.9615 | 86.4369 | 86.8295 | 86.4519 | 85.4888 | 83.0498 | 79.5766 | 75.5214 | 73.0734 | 71.1979 | 0.022281 | 0.022759 | 0.021542 | 0.018788 | 0.019276 | 0.020328 | 0.023598 | 0.02884 | 0.033903 | 0.037111 | 0.038901 | 0.040549 | 0.041608 | 0.042138 | 0.041431 | 0.038173 | 0.034857 | 0.032174 | 0.028984 | 0.027825 | 0.027998 | 0.025794 | 0.024392 | 0.025346
Portfolio Adjusted1-in-2Size: 20 kW to 199.99 kWAll2026July Monthly Peak | Portfolio Adjusted | 1-in-2 | Size: 20 kW to 199.99 kW | All | 2026 | July Monthly Peak | 7 | 15.2137 | 14.417 | 13.9212 | 13.81 | 14.2501 | 15.8074 | 18.1949 | 21.364 | 25.123 | 28.2202 | 30.6183 | 32.2529 | 33.0244 | 33.7197 | 33.8322 | 33.158 | 31.8629 | 29.4497 | 26.507 | 24.8285 | 24.0518 | 22.1551 | 19.4579 | 17.2028 | 0 | 0 | 0 | 0 | 0 | 0 | 0 | 0 | 0 | 0 | 0 | 0 | 0 | 0 | 0.32253 | 0.32079 | 0.31637 | 0.22626 | 0 | 0 | 0 | 0 | 0 | 0 | 74.9388 | 73.7684 | 72.9306 | 72.1262 | 71.2482 | 70.3782 | 69.7844 | 70.4217 | 73.4622 | 77.4829 | 81.6135 | 85.1477 | 87.8794 | 89.3854 | 90.4324 | 90.8856 | 90.7671 | 89.8743 | 88.9027 | 87.3743 | 84.6399 | 81.1188 | 78.7061 | 77.0786 | 0.024009 | 0.024507 | 0.023198 | 0.020199 | 0.020714 | 0.022261 | 0.026317 | 0.032113 | 0.037764 | 0.041287 | 0.043245 | 0.045073 | 0.046213 | 0.046687 | 0.045813 | 0.042068 | 0.03847 | 0.035468 | 0.031641 | 0.030263 | 0.030349 | 0.027928 | 0.026456 | 0.027476
Portfolio Adjusted1-in-2Size: 20 kW to 199.99 kWAll2026August Monthly Peak | Portfolio Adjusted | 1-in-2 | Size: 20 kW to 199.99 kW | All | 2026 | August Monthly Peak | 8 | 15.1932 | 14.3688 | 13.8773 | 13.7931 | 14.266 | 15.7839 | 18.1709 | 21.0362 | 24.8354 | 27.944 | 30.4181 | 32.0283 | 32.825 | 33.5286 | 33.6778 | 33.0906 | 31.7782 | 29.3015 | 26.2649 | 24.9234 | 23.9959 | 21.9555 | 19.2903 | 17.0123 | 0 | 0 | 0 | 0 | 0 | 0 | 0 | 0 | 0 | 0 | 0 | 0 | 0 | 0 | 0.32106 | 0.32013 | 0.31552 | 0.22512 | 0 | 0 | 0 | 0 | 0 | 0 | 74.0139 | 72.7797 | 71.5106 | 70.6079 | 69.8344 | 68.9452 | 68.4702 | 68.1022 | 70.289 | 75.3335 | 80.7334 | 85.257 | 88.4626 | 90.3252 | 91.5041 | 92.0958 | 92.2311 | 91.7841 | 90.2627 | 87.0856 | 82.9093 | 79.8034 | 77.7227 | 76.0702 | 0.023853 | 0.024305 | 0.023016 | 0.020083 | 0.020655 | 0.022075 | 0.026065 | 0.031378 | 0.037 | 0.040528 | 0.042569 | 0.044368 | 0.045553 | 0.046054 | 0.045228 | 0.04161 | 0.038016 | 0.03497 | 0.031098 | 0.030146 | 0.030096 | 0.027518 | 0.026067 | 0.026995
Portfolio Adjusted1-in-2Size: 20 kW to 199.99 kWAll2026September Monthly Peak | Portfolio Adjusted | 1-in-2 | Size: 20 kW to 199.99 kW | All | 2026 | September Monthly Peak | 9 | 14.8479 | 14.1231 | 13.6758 | 13.5897 | 14.1035 | 15.6172 | 18.2517 | 20.6707 | 24.4173 | 27.5244 | 29.929 | 31.4896 | 32.2885 | 32.9883 | 33.0221 | 32.2805 | 30.8462 | 28.2906 | 25.4994 | 24.8059 | 23.265 | 21.2583 | 18.6041 | 16.495 | 0 | 0 | 0 | 0 | 0 | 0 | 0 | 0 | 0 | 0 | 0 | 0 | 0 | 0 | 0.31481 | 0.3123 | 0.30627 | 0.21736 | 0 | 0 | 0 | 0 | 0 | 0 | 72.553 | 71.4639 | 70.3619 | 69.364 | 68.4583 | 67.6576 | 67.2862 | 67.0904 | 69.2616 | 74.0965 | 79.3124 | 84.088 | 87.9738 | 90.2507 | 91.5542 | 92.0921 | 92.0755 | 91.1721 | 89.7814 | 86.9014 | 82.8811 | 79.8201 | 77.6604 | 76.2479 | 0.023306 | 0.023885 | 0.022674 | 0.019772 | 0.020404 | 0.021816 | 0.026119 | 0.030808 | 0.036305 | 0.039842 | 0.041884 | 0.043603 | 0.044809 | 0.045306 | 0.044355 | 0.040638 | 0.03695 | 0.033804 | 0.030244 | 0.030034 | 0.029201 | 0.026636 | 0.025124 | 0.026199
Portfolio Adjusted1-in-2Size: 20 kW to 199.99 kWAll2026October Monthly Peak | Portfolio Adjusted | 1-in-2 | Size: 20 kW to 199.99 kW | All | 2026 | October Monthly Peak | 10 | 13.4225 | 12.7814 | 12.4234 | 12.3713 | 12.8235 | 14.125 | 16.6473 | 18.2934 | 20.9534 | 23.4637 | 25.3627 | 26.7274 | 27.4385 | 28.1964 | 28.3803 | 27.7967 | 26.4869 | 24.3124 | 22.9766 | 22.0732 | 20.647 | 18.9444 | 16.6198 | 14.8023 | 0 | 0 | 0 | 0 | 0 | 0 | 0 | 0 | 0 | 0 | 0 | 0 | 0 | 0 | 0.27055 | 0.26892 | 0.26299 | 0.18679 | 0 | 0 | 0 | 0 | 0 | 0 | 64.539 | 63.6143 | 62.7673 | 61.7889 | 60.9271 | 60.2382 | 59.5864 | 59.235 | 60.2072 | 64.2375 | 70.0703 | 76.2184 | 81.4953 | 84.4942 | 85.2937 | 85.9476 | 86.1155 | 85.2149 | 82.8332 | 78.2918 | 74.5914 | 71.7165 | 69.3648 | 67.5001 | 0.020935 | 0.021476 | 0.020488 | 0.017922 | 0.018481 | 0.019659 | 0.023728 | 0.027198 | 0.031039 | 0.033841 | 0.035347 | 0.03686 | 0.037886 | 0.038506 | 0.037905 | 0.034803 | 0.031524 | 0.0289 | 0.027093 | 0.026617 | 0.025786 | 0.023589 | 0.022316 | 0.023359
Portfolio Adjusted1-in-2Size: 20 kW to 199.99 kWAll2026November Monthly Peak | Portfolio Adjusted | 1-in-2 | Size: 20 kW to 199.99 kW | All | 2026 | November Monthly Peak | 11 | 12.2511 | 11.7258 | 11.4988 | 11.5274 | 11.9949 | 13.2928 | 15.0661 | 16.7744 | 19.0863 | 20.8474 | 22.1686 | 23.0127 | 23.4925 | 23.9031 | 23.8535 | 23.1614 | 22.2513 | 21.7727 | 20.1796 | 19.0675 | 18.0047 | 16.6093 | 14.8362 | 13.3522 | 0 | 0 | 0 | 0 | 0 | 0 | 0 | 0 | 0 | 0 | 0 | 0 | 0 | 0 | 0.2274 | 0.22407 | 0.22093 | 0.16728 | 0 | 0 | 0 | 0 | 0 | 0 | 56.921 | 56.0034 | 55.3177 | 54.5136 | 53.4529 | 52.7008 | 52.5685 | 52.53 | 55.1389 | 59.5991 | 64.4026 | 68.8038 | 71.6638 | 73.2169 | 74.014 | 73.831 | 72.2176 | 69.2994 | 66.0145 | 63.8902 | 62.2323 | 61.1724 | 60.1776 | 59.438 | 0.018989 | 0.019589 | 0.018867 | 0.016588 | 0.017197 | 0.018375 | 0.021393 | 0.024811 | 0.02817 | 0.029914 | 0.030705 | 0.031496 | 0.032141 | 0.032349 | 0.031578 | 0.028752 | 0.026291 | 0.025691 | 0.023652 | 0.022864 | 0.02237 | 0.020597 | 0.019834 | 0.020942
Portfolio Adjusted1-in-2Size: 20 kW to 199.99 kWAll2026December Monthly Peak | Portfolio Adjusted | 1-in-2 | Size: 20 kW to 199.99 kW | All | 2026 | December Monthly Peak | 12 | 12.1556 | 11.7531 | 11.5793 | 11.6704 | 12.1672 | 13.7393 | 16.3026 | 17.8879 | 20.007 | 21.0623 | 21.4619 | 21.5458 | 21.3299 | 21.4073 | 21.1539 | 20.3688 | 19.9793 | 19.9208 | 18.723 | 17.8297 | 17.1062 | 16.0415 | 14.6673 | 13.2757 | 0 | 0 | 0 | 0 | 0 | 0 | 0 | 0 | 0 | 0 | 0 | 0 | 0 | 0 | 0.20166 | 0.19706 | 0.19837 | 0.15305 | 0 | 0 | 0 | 0 | 0 | 0 | 48.1143 | 47.3977 | 46.8445 | 46.2751 | 45.7661 | 45.1958 | 44.9706 | 44.8894 | 45.5871 | 48.9056 | 52.6588 | 55.7665 | 57.8337 | 58.8542 | 59.4832 | 59.7559 | 59.1165 | 56.8542 | 54.0651 | 52.0201 | 50.4219 | 48.5708 | 46.8724 | 45.6002 | 0.018791 | 0.019617 | 0.018978 | 0.01678 | 0.017402 | 0.01905 | 0.02327 | 0.026604 | 0.02968 | 0.030433 | 0.029964 | 0.029757 | 0.02945 | 0.029221 | 0.028202 | 0.025442 | 0.023801 | 0.023638 | 0.021966 | 0.021362 | 0.021203 | 0.019823 | 0.019572 | 0.020786
Portfolio Adjusted1-in-2Size: 20 kW to 199.99 kWAll2026Typical Event Day | Portfolio Adjusted | 1-in-2 | Size: 20 kW to 199.99 kW | All | 2026 | Typical Event Day | 8 | 15.0284 | 14.2128 | 13.7306 | 13.6512 | 14.1213 | 15.6043 | 17.9275 | 20.7041 | 24.3649 | 27.3596 | 29.7605 | 31.3318 | 32.1336 | 32.8546 | 33.0384 | 32.4974 | 31.2252 | 28.8087 | 25.8482 | 24.5429 | 23.6563 | 21.6528 | 19.0268 | 16.7857 | 0 | 0 | 0 | 0 | 0 | 0 | 0 | 0 | 0 | 0 | 0 | 0 | 0 | 0 | 0.31496 | 0.3144 | 0.31003 | 0.22134 | 0 | 0 | 0 | 0 | 0 | 0 | 72.5167 | 71.3618 | 70.3 | 69.3726 | 68.5057 | 67.6407 | 67.0798 | 67.2977 | 69.961 | 74.6185 | 79.4983 | 83.7858 | 86.928 | 88.7036 | 89.863 | 90.3776 | 90.4758 | 89.8206 | 88.6089 | 86.1028 | 82.5017 | 79.0659 | 76.7906 | 75.1486 | 0.023635 | 0.02408 | 0.022808 | 0.019906 | 0.020478 | 0.021854 | 0.025752 | 0.030942 | 0.036395 | 0.039806 | 0.04179 | 0.043551 | 0.044746 | 0.045274 | 0.044504 | 0.040981 | 0.037452 | 0.034473 | 0.030688 | 0.029765 | 0.029742 | 0.027203 | 0.025768 | 0.026691
Portfolio Adjusted1-in-10Size: 20 kW to 199.99 kWOrange County2015January Monthly Peak | Portfolio Adjusted | 1-in-10 | Size: 20 kW to 199.99 kW | Orange County | 2015 | January Monthly Peak | 1
Portfolio Adjusted1-in-10Size: 20 kW to 199.99 kWOrange County2015February Monthly Peak | Portfolio Adjusted | 1-in-10 | Size: 20 kW to 199.99 kW | Orange County | 2015 | February Monthly Peak | 2
Portfolio Adjusted1-in-10Size: 20 kW to 199.99 kWOrange County2015March Monthly Peak | Portfolio Adjusted | 1-in-10 | Size: 20 kW to 199.99 kW | Orange County | 2015 | March Monthly Peak | 3
Portfolio Adjusted1-in-10Size: 20 kW to 199.99 kWOrange County2015April Monthly Peak | Portfolio Adjusted | 1-in-10 | Size: 20 kW to 199.99 kW | Orange County | 2015 | April Monthly Peak | 4
Portfolio Adjusted1-in-10Size: 20 kW to 199.99 kWOrange County2015May Monthly Peak | Portfolio Adjusted | 1-in-10 | Size: 20 kW to 199.99 kW | Orange County | 2015 | May Monthly Peak | 5
Portfolio Adjusted1-in-10Size: 20 kW to 199.99 kWOrange County2015June Monthly Peak | Portfolio Adjusted | 1-in-10 | Size: 20 kW to 199.99 kW | Orange County | 2015 | June Monthly Peak | 6
Portfolio Adjusted1-in-10Size: 20 kW to 199.99 kWOrange County2015July Monthly Peak | Portfolio Adjusted | 1-in-10 | Size: 20 kW to 199.99 kW | Orange County | 2015 | July Monthly Peak | 7
Portfolio Adjusted1-in-10Size: 20 kW to 199.99 kWOrange County2015August Monthly Peak | Portfolio Adjusted | 1-in-10 | Size: 20 kW to 199.99 kW | Orange County | 2015 | August Monthly Peak | 8
Portfolio Adjusted1-in-10Size: 20 kW to 199.99 kWOrange County2015September Monthly Peak | Portfolio Adjusted | 1-in-10 | Size: 20 kW to 199.99 kW | Orange County | 2015 | September Monthly Peak | 9
Portfolio Adjusted1-in-10Size: 20 kW to 199.99 kWOrange County2015October Monthly Peak | Portfolio Adjusted | 1-in-10 | Size: 20 kW to 199.99 kW | Orange County | 2015 | October Monthly Peak | 10
Portfolio Adjusted1-in-10Size: 20 kW to 199.99 kWOrange County2015November Monthly Peak | Portfolio Adjusted | 1-in-10 | Size: 20 kW to 199.99 kW | Orange County | 2015 | November Monthly Peak | 11
Portfolio Adjusted1-in-10Size: 20 kW to 199.99 kWOrange County2015December Monthly Peak | Portfolio Adjusted | 1-in-10 | Size: 20 kW to 199.99 kW | Orange County | 2015 | December Monthly Peak | 12
Portfolio Adjusted1-in-10Size: 20 kW to 199.99 kWOrange County2015Typical Event Day | Portfolio Adjusted | 1-in-10 | Size: 20 kW to 199.99 kW | Orange County | 2015 | Typical Event Day | 8
Portfolio Adjusted1-in-10Size: 20 kW to 199.99 kWOrange County2016January Monthly Peak | Portfolio Adjusted | 1-in-10 | Size: 20 kW to 199.99 kW | Orange County | 2016 | January Monthly Peak | 1
Portfolio Adjusted1-in-10Size: 20 kW to 199.99 kWOrange County2016February Monthly Peak | Portfolio Adjusted | 1-in-10 | Size: 20 kW to 199.99 kW | Orange County | 2016 | February Monthly Peak | 2
Portfolio Adjusted1-in-10Size: 20 kW to 199.99 kWOrange County2016March Monthly Peak | Portfolio Adjusted | 1-in-10 | Size: 20 kW to 199.99 kW | Orange County | 2016 | March Monthly Peak | 3
Portfolio Adjusted1-in-10Size: 20 kW to 199.99 kWOrange County2016April Monthly Peak | Portfolio Adjusted | 1-in-10 | Size: 20 kW to 199.99 kW | Orange County | 2016 | April Monthly Peak | 4
Portfolio Adjusted1-in-10Size: 20 kW to 199.99 kWOrange County2016May Monthly Peak | Portfolio Adjusted | 1-in-10 | Size: 20 kW to 199.99 kW | Orange County | 2016 | May Monthly Peak | 5
Portfolio Adjusted1-in-10Size: 20 kW to 199.99 kWOrange County2016June Monthly Peak | Portfolio Adjusted | 1-in-10 | Size: 20 kW to 199.99 kW | Orange County | 2016 | June Monthly Peak | 6
Portfolio Adjusted1-in-10Size: 20 kW to 199.99 kWOrange County2016July Monthly Peak | Portfolio Adjusted | 1-in-10 | Size: 20 kW to 199.99 kW | Orange County | 2016 | July Monthly Peak | 7
Portfolio Adjusted1-in-10Size: 20 kW to 199.99 kWOrange County2016August Monthly Peak | Portfolio Adjusted | 1-in-10 | Size: 20 kW to 199.99 kW | Orange County | 2016 | August Monthly Peak | 8
Portfolio Adjusted1-in-10Size: 20 kW to 199.99 kWOrange County2016September Monthly Peak | Portfolio Adjusted | 1-in-10 | Size: 20 kW to 199.99 kW | Orange County | 2016 | September Monthly Peak | 9
Portfolio Adjusted1-in-10Size: 20 kW to 199.99 kWOrange County2016October Monthly Peak | Portfolio Adjusted | 1-in-10 | Size: 20 kW to 199.99 kW | Orange County | 2016 | October Monthly Peak | 10
Portfolio Adjusted1-in-10Size: 20 kW to 199.99 kWOrange County2016November Monthly Peak | Portfolio Adjusted | 1-in-10 | Size: 20 kW to 199.99 kW | Orange County | 2016 | November Monthly Peak | 11
Portfolio Adjusted1-in-10Size: 20 kW to 199.99 kWOrange County2016December Monthly Peak | Portfolio Adjusted | 1-in-10 | Size: 20 kW to 199.99 kW | Orange County | 2016 | December Monthly Peak | 12
Portfolio Adjusted1-in-10Size: 20 kW to 199.99 kWOrange County2016Typical Event Day | Portfolio Adjusted | 1-in-10 | Size: 20 kW to 199.99 kW | Orange County | 2016 | Typical Event Day | 8
Portfolio Adjusted1-in-10Size: 20 kW to 199.99 kWOrange County2017January Monthly Peak | Portfolio Adjusted | 1-in-10 | Size: 20 kW to 199.99 kW | Orange County | 2017 | January Monthly Peak | 1
Portfolio Adjusted1-in-10Size: 20 kW to 199.99 kWOrange County2017February Monthly Peak | Portfolio Adjusted | 1-in-10 | Size: 20 kW to 199.99 kW | Orange County | 2017 | February Monthly Peak | 2
Portfolio Adjusted1-in-10Size: 20 kW to 199.99 kWOrange County2017March Monthly Peak | Portfolio Adjusted | 1-in-10 | Size: 20 kW to 199.99 kW | Orange County | 2017 | March Monthly Peak | 3
Portfolio Adjusted1-in-10Size: 20 kW to 199.99 kWOrange County2017April Monthly Peak | Portfolio Adjusted | 1-in-10 | Size: 20 kW to 199.99 kW | Orange County | 2017 | April Monthly Peak | 4
Portfolio Adjusted1-in-10Size: 20 kW to 199.99 kWOrange County2017May Monthly Peak | Portfolio Adjusted | 1-in-10 | Size: 20 kW to 199.99 kW | Orange County | 2017 | May Monthly Peak | 5
Portfolio Adjusted1-in-10Size: 20 kW to 199.99 kWOrange County2017June Monthly Peak | Portfolio Adjusted | 1-in-10 | Size: 20 kW to 199.99 kW | Orange County | 2017 | June Monthly Peak | 6
Portfolio Adjusted1-in-10Size: 20 kW to 199.99 kWOrange County2017July Monthly Peak | Portfolio Adjusted | 1-in-10 | Size: 20 kW to 199.99 kW | Orange County | 2017 | July Monthly Peak | 7
Portfolio Adjusted1-in-10Size: 20 kW to 199.99 kWOrange County2017August Monthly Peak | Portfolio Adjusted | 1-in-10 | Size: 20 kW to 199.99 kW | Orange County | 2017 | August Monthly Peak | 8
Portfolio Adjusted1-in-10Size: 20 kW to 199.99 kWOrange County2017September Monthly Peak | Portfolio Adjusted | 1-in-10 | Size: 20 kW to 199.99 kW | Orange County | 2017 | September Monthly Peak | 9
Portfolio Adjusted1-in-10Size: 20 kW to 199.99 kWOrange County2017October Monthly Peak | Portfolio Adjusted | 1-in-10 | Size: 20 kW to 199.99 kW | Orange County | 2017 | October Monthly Peak | 10
Portfolio Adjusted1-in-10Size: 20 kW to 199.99 kWOrange County2017November Monthly Peak | Portfolio Adjusted | 1-in-10 | Size: 20 kW to 199.99 kW | Orange County | 2017 | November Monthly Peak | 11
Portfolio Adjusted1-in-10Size: 20 kW to 199.99 kWOrange County2017December Monthly Peak | Portfolio Adjusted | 1-in-10 | Size: 20 kW to 199.99 kW | Orange County | 2017 | December Monthly Peak | 12
Portfolio Adjusted1-in-10Size: 20 kW to 199.99 kWOrange County2017Typical Event Day | Portfolio Adjusted | 1-in-10 | Size: 20 kW to 199.99 kW | Orange County | 2017 | Typical Event Day | 8
Portfolio Adjusted1-in-10Size: 20 kW to 199.99 kWOrange County2018January Monthly Peak | Portfolio Adjusted | 1-in-10 | Size: 20 kW to 199.99 kW | Orange County | 2018 | January Monthly Peak | 1
Portfolio Adjusted1-in-10Size: 20 kW to 199.99 kWOrange County2018February Monthly Peak | Portfolio Adjusted | 1-in-10 | Size: 20 kW to 199.99 kW | Orange County | 2018 | February Monthly Peak | 2
Portfolio Adjusted1-in-10Size: 20 kW to 199.99 kWOrange County2018March Monthly Peak | Portfolio Adjusted | 1-in-10 | Size: 20 kW to 199.99 kW | Orange County | 2018 | March Monthly Peak | 3
Portfolio Adjusted1-in-10Size: 20 kW to 199.99 kWOrange County2018April Monthly Peak | Portfolio Adjusted | 1-in-10 | Size: 20 kW to 199.99 kW | Orange County | 2018 | April Monthly Peak | 4 | 12.851 | 12.2064 | 11.7725 | 11.7608 | 12.1584 | 13.5266 | 16.0318 | 18.0597 | 20.7503 | 23.5192 | 25.7315 | 27.4503 | 28.4466 | 29.1262 | 29.2957 | 28.7801 | 27.3083 | 24.7979 | 22.4351 | 22.0745 | 20.8888 | 18.8938 | 16.4892 | 14.5237 | 0 | 0 | 0 | 0 | 0 | 0 | 0 | 0 | 0 | 0 | 0 | 0 | 0 | 0 | 0.27928 | 0.27843 | 0.27114 | 0.19052 | 0 | 0 | 0 | 0 | 0 | 0 | 71.3172 | 69.5508 | 67.963 | 66.3006 | 65.324 | 64.6724 | 64.1064 | 64.2164 | 67.2433 | 72.7724 | 78.6907 | 84.1314 | 87.7363 | 89.6574 | 90.2451 | 90.7128 | 90.7111 | 89.9218 | 88.2995 | 84.6775 | 79.743 | 75.7886 | 73.2017 | 71.2182 | 0.029625 | 0.030312 | 0.028655 | 0.025115 | 0.025821 | 0.027842 | 0.034037 | 0.039926 | 0.045817 | 0.050604 | 0.053546 | 0.056595 | 0.058716 | 0.059526 | 0.05858 | 0.053938 | 0.048684 | 0.043996 | 0.039389 | 0.039539 | 0.038784 | 0.034957 | 0.032891 | 0.033947
Portfolio Adjusted1-in-10Size: 20 kW to 199.99 kWOrange County2018May Monthly Peak | Portfolio Adjusted | 1-in-10 | Size: 20 kW to 199.99 kW | Orange County | 2018 | May Monthly Peak | 5 | 13.2785 | 12.6144 | 12.163 | 12.0938 | 12.4812 | 13.7546 | 15.9757 | 18.6317 | 21.6161 | 24.5268 | 26.9036 | 28.5655 | 29.4244 | 30.0974 | 30.1619 | 29.5553 | 28.1939 | 25.545 | 22.9807 | 22.1182 | 21.5084 | 19.5003 | 17.086 | 15.1895 | 0 | 0 | 0 | 0 | 0 | 0 | 0 | 0 | 0 | 0 | 0 | 0 | 0 | 0 | 0.28754 | 0.28593 | 0.27994 | 0.19626 | 0 | 0 | 0 | 0 | 0 | 0 | 71.9652 | 70.6409 | 69.0052 | 68.2936 | 67.6627 | 66.7785 | 66.3781 | 66.7879 | 70.7869 | 77.0135 | 82.4024 | 86.6095 | 89.162 | 91.0414 | 92.4681 | 93.3369 | 93.4496 | 92.2232 | 90.118 | 87.3949 | 83.9604 | 80.1885 | 77.3348 | 75.2368 | 0.03061 | 0.031325 | 0.029605 | 0.025826 | 0.026507 | 0.028311 | 0.033918 | 0.04119 | 0.047729 | 0.052772 | 0.055985 | 0.058894 | 0.060735 | 0.061511 | 0.060312 | 0.055391 | 0.050262 | 0.045322 | 0.040347 | 0.039618 | 0.039934 | 0.036079 | 0.034082 | 0.035504
Portfolio Adjusted1-in-10Size: 20 kW to 199.99 kWOrange County2018June Monthly Peak | Portfolio Adjusted | 1-in-10 | Size: 20 kW to 199.99 kW | Orange County | 2018 | June Monthly Peak | 6 | 13.6605 | 12.9171 | 12.4723 | 12.3598 | 12.778 | 13.8731 | 16.3063 | 19.4818 | 22.6877 | 25.7938 | 28.2429 | 29.9506 | 30.7262 | 31.4686 | 31.615 | 30.9236 | 29.4502 | 26.8385 | 24.2437 | 22.7355 | 22.0946 | 20.1529 | 17.6479 | 15.6064 | 0 | 0 | 0 | 0 | 0 | 0 | 0 | 0 | 0 | 0 | 0 | 0 | 0 | 0 | 0.30139 | 0.29917 | 0.29241 | 0.2062 | 0 | 0 | 0 | 0 | 0 | 0 | 72.9347 | 71.6428 | 70.3407 | 69.3004 | 68.0657 | 67.2245 | 67.0823 | 68.1601 | 71.3053 | 76.0499 | 81.1516 | 85.4327 | 88.3584 | 90.4968 | 92.0511 | 92.6558 | 93.0176 | 92.4293 | 91.113 | 88.9064 | 84.982 | 80.9627 | 78.4207 | 76.4976 | 0.031491 | 0.032077 | 0.030358 | 0.026394 | 0.027137 | 0.028555 | 0.03462 | 0.04307 | 0.050095 | 0.055498 | 0.058772 | 0.06175 | 0.063421 | 0.064313 | 0.063217 | 0.057955 | 0.052502 | 0.047617 | 0.042564 | 0.040723 | 0.041023 | 0.037287 | 0.035203 | 0.036478
Portfolio Adjusted1-in-10Size: 20 kW to 199.99 kWOrange County2018July Monthly Peak | Portfolio Adjusted | 1-in-10 | Size: 20 kW to 199.99 kW | Orange County | 2018 | July Monthly Peak | 7 | 14.2183 | 13.5043 | 13.022 | 12.9236 | 13.3631 | 14.7704 | 17.5012 | 21.0315 | 24.3598 | 27.4304 | 29.8862 | 31.6351 | 32.4594 | 33.2392 | 33.355 | 32.5643 | 31.0617 | 28.2608 | 25.3811 | 23.8698 | 23.1964 | 21.0913 | 18.4617 | 16.3179 | 0 | 0 | 0 | 0 | 0 | 0 | 0 | 0 | 0 | 0 | 0 | 0 | 0 | 0 | 0.31798 | 0.31504 | 0.30841 | 0.21713 | 0 | 0 | 0 | 0 | 0 | 0 | 75.1356 | 74.1649 | 73.2115 | 72.3715 | 71.6293 | 71.1611 | 70.9564 | 71.2983 | 74.2209 | 78.8665 | 83.3626 | 87.2225 | 89.7129 | 91.3123 | 92.9505 | 93.4259 | 94.0716 | 92.9707 | 91.0547 | 89.0044 | 85.8965 | 82.7707 | 80.6303 | 79.0834 | 0.032776 | 0.033535 | 0.031696 | 0.027598 | 0.028379 | 0.030402 | 0.037157 | 0.046496 | 0.053787 | 0.05902 | 0.062192 | 0.065223 | 0.066999 | 0.067932 | 0.066697 | 0.06103 | 0.055375 | 0.05014 | 0.044561 | 0.042755 | 0.043068 | 0.039023 | 0.036826 | 0.038141
Portfolio Adjusted1-in-10Size: 20 kW to 199.99 kWOrange County2018August Monthly Peak | Portfolio Adjusted | 1-in-10 | Size: 20 kW to 199.99 kW | Orange County | 2018 | August Monthly Peak | 8 | 14.7485 | 13.9333 | 13.4311 | 13.348 | 13.8626 | 15.404 | 18.3147 | 21.6272 | 25.4411 | 28.8135 | 31.5271 | 33.2709 | 34.0507 | 34.7554 | 34.8776 | 34.1404 | 32.5193 | 29.4638 | 26.2621 | 25.0054 | 24.0096 | 21.7307 | 19.022 | 16.8475 | 0 | 0 | 0 | 0 | 0 | 0 | 0 | 0 | 0 | 0 | 0 | 0 | 0 | 0 | 0.33249 | 0.33029 | 0.32288 | 0.22637 | 0 | 0 | 0 | 0 | 0 | 0 | 77.7548 | 76.7818 | 75.9367 | 75.2625 | 74.7255 | 74.1178 | 73.7649 | 74.0014 | 76.8774 | 81.019 | 85.3656 | 89.7929 | 93.1949 | 95.7821 | 97.0906 | 97.4128 | 97.1455 | 95.7956 | 94.5017 | 91.7736 | 87.7865 | 84.4617 | 82.1583 | 80.5437 | 0.033999 | 0.0346 | 0.032692 | 0.028504 | 0.02944 | 0.031706 | 0.038884 | 0.047813 | 0.056175 | 0.061995 | 0.065607 | 0.068595 | 0.070284 | 0.07103 | 0.069741 | 0.063984 | 0.057973 | 0.052274 | 0.046108 | 0.044789 | 0.044578 | 0.040206 | 0.037943 | 0.039379
Portfolio Adjusted1-in-10Size: 20 kW to 199.99 kWOrange County2018September Monthly Peak | Portfolio Adjusted | 1-in-10 | Size: 20 kW to 199.99 kW | Orange County | 2018 | September Monthly Peak | 9 | 14.5339 | 13.8136 | 13.3706 | 13.2953 | 13.8665 | 15.51 | 18.8272 | 21.7883 | 25.8128 | 29.5066 | 32.2183 | 33.9015 | 34.6469 | 35.2966 | 35.1849 | 34.1028 | 32.3241 | 29.2242 | 26.3576 | 25.769 | 23.9446 | 21.6512 | 18.9602 | 16.7173 | 0 | 0 | 0 | 0 | 0 | 0 | 0 | 0 | 0 | 0 | 0 | 0 | 0 | 0 | 0.33542 | 0.32993 | 0.32094 | 0.22453 | 0 | 0 | 0 | 0 | 0 | 0 | 80.0414 | 78.8081 | 77.7381 | 77.1599 | 76.1884 | 75.4453 | 75.0828 | 75.1702 | 77.4205 | 81.7827 | 86.592 | 91.6549 | 95.512 | 97.8748 | 98.8984 | 98.7895 | 98.3095 | 97.3591 | 95.6067 | 92.6882 | 89.0924 | 85.7258 | 83.2229 | 81.4253 | 0.033504 | 0.034303 | 0.032545 | 0.028392 | 0.029449 | 0.031925 | 0.039972 | 0.048169 | 0.056996 | 0.063487 | 0.067045 | 0.069895 | 0.071514 | 0.072137 | 0.070356 | 0.063914 | 0.057625 | 0.051849 | 0.046275 | 0.046157 | 0.044458 | 0.040059 | 0.03782 | 0.039075
Portfolio Adjusted1-in-10Size: 20 kW to 199.99 kWOrange County2018October Monthly Peak | Portfolio Adjusted | 1-in-10 | Size: 20 kW to 199.99 kW | Orange County | 2018 | October Monthly Peak | 10 | 13.4655 | 12.7823 | 12.3546 | 12.2727 | 12.7518 | 14.2118 | 17.4833 | 19.5135 | 22.5619 | 25.625 | 28.0192 | 29.6814 | 30.5145 | 31.3373 | 31.3458 | 30.4941 | 28.8564 | 25.9906 | 24.5515 | 23.4447 | 21.7674 | 19.7971 | 17.3333 | 15.3225 | 0 | 0 | 0 | 0 | 0 | 0 | 0 | 0 | 0 | 0 | 0 | 0 | 0 | 0 | 0.29883 | 0.29501 | 0.28651 | 0.19969 | 0 | 0 | 0 | 0 | 0 | 0 | 74.9228 | 74.4619 | 73.9772 | 72.6297 | 71.7938 | 71.2208 | 70.6629 | 70.3747 | 71.4626 | 74.7787 | 78.9672 | 83.4587 | 87.0049 | 89.7053 | 91.0749 | 91.5493 | 90.8784 | 89.1149 | 86.6547 | 83.4638 | 80.1774 | 77.9453 | 76.4091 | 75.021 | 0.031041 | 0.031742 | 0.030072 | 0.026208 | 0.027081 | 0.029253 | 0.037118 | 0.04314 | 0.049818 | 0.055135 | 0.058307 | 0.061195 | 0.062985 | 0.064045 | 0.062679 | 0.05715 | 0.051444 | 0.046112 | 0.043105 | 0.041994 | 0.040415 | 0.036629 | 0.034575 | 0.035814
Portfolio Adjusted1-in-10Size: 20 kW to 199.99 kWOrange County2018November Monthly Peak | Portfolio Adjusted | 1-in-10 | Size: 20 kW to 199.99 kW | Orange County | 2018 | November Monthly Peak | 11 | 12.2209 | 11.6186 | 11.285 | 11.3315 | 11.8054 | 13.2849 | 15.526 | 17.353 | 19.5657 | 21.4527 | 23.2008 | 24.3561 | 25.1536 | 25.6361 | 25.5535 | 24.7444 | 23.7737 | 23.0081 | 20.9556 | 19.5415 | 18.416 | 16.9072 | 15.1378 | 13.5929 | 0 | 0 | 0 | 0 | 0 | 0 | 0 | 0 | 0 | 0 | 0 | 0 | 0 | 0 | 0.24361 | 0.23939 | 0.23605 | 0.17677 | 0 | 0 | 0 | 0 | 0 | 0 | 62.9013 | 61.9013 | 61.2685 | 60.1318 | 58.9951 | 58.1661 | 58.2691 | 58.7159 | 60.9393 | 65.0393 | 70.0605 | 74.2579 | 76.8687 | 78.4776 | 79.3966 | 79.3429 | 78.2053 | 75.8262 | 73.2088 | 70.8109 | 68.8275 | 67.1336 | 65.5912 | 64.8701 | 0.028172 | 0.028852 | 0.027468 | 0.024198 | 0.025071 | 0.027345 | 0.032963 | 0.038364 | 0.043202 | 0.046158 | 0.04828 | 0.050215 | 0.051919 | 0.052393 | 0.051097 | 0.046375 | 0.042382 | 0.040821 | 0.036791 | 0.035002 | 0.034193 | 0.031282 | 0.030196 | 0.031772
Portfolio Adjusted1-in-10Size: 20 kW to 199.99 kWOrange County2018December Monthly Peak | Portfolio Adjusted | 1-in-10 | Size: 20 kW to 199.99 kW | Orange County | 2018 | December Monthly Peak | 12 | 12.0313 | 11.636 | 11.467 | 11.632 | 12.2737 | 13.7662 | 16.6904 | 18.682 | 21.2644 | 21.9209 | 21.4613 | 20.6666 | 19.7645 | 19.2961 | 18.7199 | 17.1908 | 16.6436 | 17.132 | 16.7648 | 16.1466 | 16.0048 | 15.4526 | 14.4092 | 13.2322 | 0 | 0 | 0 | 0 | 0 | 0 | 0 | 0 | 0 | 0 | 0 | 0 | 0 | 0 | 0.17846 | 0.16631 | 0.16525 | 0.13163 | 0 | 0 | 0 | 0 | 0 | 0 | 43.315 | 42.6769 | 41.9825 | 41.8504 | 41.341 | 40.5383 | 40.6134 | 40.6706 | 41.5799 | 43.4749 | 45.7111 | 47.6432 | 48.6467 | 49.0327 | 49.4471 | 49.664 | 49.1227 | 47.8486 | 46.1549 | 45.2326 | 44.4592 | 43.6557 | 43.0604 | 42.5622 | 0.027735 | 0.028895 | 0.027911 | 0.02484 | 0.026066 | 0.028335 | 0.035435 | 0.041302 | 0.046953 | 0.047165 | 0.04466 | 0.042609 | 0.040796 | 0.039436 | 0.037432 | 0.032218 | 0.029671 | 0.030395 | 0.029434 | 0.028921 | 0.029716 | 0.02859 | 0.028742 | 0.030929
Portfolio Adjusted1-in-10Size: 20 kW to 199.99 kWOrange County2018Typical Event Day | Portfolio Adjusted | 1-in-10 | Size: 20 kW to 199.99 kW | Orange County | 2018 | Typical Event Day | 8 | 14.5378 | 13.736 | 13.2421 | 13.1646 | 13.6743 | 15.194 | 18.0297 | 21.221 | 24.8382 | 28.0446 | 30.6741 | 32.3823 | 33.1789 | 33.9183 | 34.0928 | 33.4437 | 31.8907 | 28.9052 | 25.768 | 24.5314 | 23.5835 | 21.3414 | 18.6887 | 16.553 | 0 | 0 | 0 | 0 | 0 | 0 | 0 | 0 | 0 | 0 | 0 | 0 | 0 | 0 | 0.32501 | 0.32355 | 0.31664 | 0.22208 | 0 | 0 | 0 | 0 | 0 | 0 | 76.4666 | 75.3494 | 74.3067 | 73.5236 | 72.6522 | 71.9872 | 71.7216 | 72.1575 | 74.956 | 79.4295 | 84.118 | 88.5257 | 91.6946 | 93.8665 | 95.2476 | 95.571 | 95.6361 | 94.6387 | 93.069 | 90.5931 | 86.9394 | 83.4802 | 81.108 | 79.3875 | 0.033513 | 0.03411 | 0.032232 | 0.028112 | 0.02904 | 0.031274 | 0.038279 | 0.046915 | 0.054844 | 0.060341 | 0.063832 | 0.066763 | 0.068484 | 0.06932 | 0.068172 | 0.062678 | 0.056853 | 0.051283 | 0.04524 | 0.04394 | 0.043787 | 0.039486 | 0.037279 | 0.038691
Portfolio Adjusted1-in-10Size: 20 kW to 199.99 kWOrange County2019January Monthly Peak | Portfolio Adjusted | 1-in-10 | Size: 20 kW to 199.99 kW | Orange County | 2019 | January Monthly Peak | 1 | 11.5239 | 11.2228 | 11.1573 | 11.361 | 11.9543 | 13.4211 | 16.3774 | 18.1194 | 20.8979 | 21.5711 | 20.5987 | 19.55 | 18.4415 | 17.6993 | 16.9931 | 14.9393 | 14.0167 | 15.0604 | 15.3429 | 14.9059 | 14.9153 | 14.4893 | 13.4369 | 12.531 | 0 | 0 | 0 | 0 | 0 | 0 | 0 | 0 | 0 | 0 | 0 | 0 | 0 | 0 | 0.162 | 0.14453 | 0.13917 | 0.11571 | 0 | 0 | 0 | 0 | 0 | 0 | 41.1662 | 41.0997 | 40.3712 | 39.7081 | 39.2127 | 38.8371 | 38.4522 | 38.2016 | 38.8344 | 41.2288 | 43.339 | 45.307 | 46.7882 | 47.8031 | 48.8233 | 49.1105 | 48.5978 | 47.3659 | 45.6671 | 44.9145 | 44.2186 | 44.0617 | 43.7738 | 43.3194 | 0.026565 | 0.027869 | 0.027157 | 0.024261 | 0.025387 | 0.027625 | 0.034771 | 0.040058 | 0.046143 | 0.046413 | 0.042865 | 0.040307 | 0.038065 | 0.036172 | 0.03398 | 0.027998 | 0.024988 | 0.02672 | 0.026937 | 0.026699 | 0.027693 | 0.026808 | 0.026803 | 0.02929
Portfolio Adjusted1-in-10Size: 20 kW to 199.99 kWOrange County2019February Monthly Peak | Portfolio Adjusted | 1-in-10 | Size: 20 kW to 199.99 kW | Orange County | 2019 | February Monthly Peak | 2 | 11.5474 | 11.0857 | 10.9 | 11.0604 | 11.7002 | 13.0744 | 15.5625 | 16.9859 | 19.1737 | 20.3079 | 20.5009 | 20.5055 | 20.3718 | 20.3345 | 20.1854 | 19.0319 | 17.9887 | 17.8231 | 17.8382 | 16.9049 | 16.4393 | 15.3975 | 13.8813 | 12.6818 | 0 | 0 | 0 | 0 | 0 | 0 | 0 | 0 | 0 | 0 | 0 | 0 | 0 | 0 | 0.19243 | 0.18412 | 0.17861 | 0.13694 | 0 | 0 | 0 | 0 | 0 | 0 | 47.4723 | 47.122 | 46.7505 | 46.1636 | 45.6556 | 45.3217 | 44.699 | 45.2364 | 46.2459 | 49.6182 | 52.588 | 55.7618 | 57.6676 | 58.6369 | 59.2923 | 59.5238 | 58.2748 | 57.271 | 55.48 | 53.6002 | 52.4341 | 51.1475 | 50.0835 | 48.6521 | 0.026619 | 0.027529 | 0.026531 | 0.023619 | 0.024848 | 0.026911 | 0.033041 | 0.037552 | 0.042336 | 0.043695 | 0.042662 | 0.042276 | 0.042049 | 0.041558 | 0.040363 | 0.035668 | 0.032069 | 0.031621 | 0.031318 | 0.03028 | 0.030523 | 0.028488 | 0.027689 | 0.029642
Portfolio Adjusted1-in-10Size: 20 kW to 199.99 kWOrange County2019March Monthly Peak | Portfolio Adjusted | 1-in-10 | Size: 20 kW to 199.99 kW | Orange County | 2019 | March Monthly Peak | 3 | 12.2799 | 11.6928 | 11.319 | 11.3393 | 11.7717 | 13.127 | 15.7612 | 17.1867 | 19.0092 | 20.9153 | 22.4766 | 23.7064 | 24.452 | 25.0612 | 25.3451 | 24.9071 | 23.7416 | 21.9656 | 20.6328 | 20.3199 | 19.1733 | 17.4943 | 15.4172 | 13.74 | 0 | 0 | 0 | 0 | 0 | 0 | 0 | 0 | 0 | 0 | 0 | 0 | 0 | 0 | 0.24162 | 0.24096 | 0.23573 | 0.16876 | 0 | 0 | 0 | 0 | 0 | 0 | 60.4411 | 59.0247 | 58.0381 | 57.7137 | 56.5413 | 55.5519 | 55.0351 | 55.8127 | 59.1768 | 63.664 | 68.4474 | 72.8936 | 76.0305 | 77.622 | 78.2739 | 78.9378 | 78.7647 | 77.7264 | 75.2215 | 71.7754 | 68.8307 | 65.9531 | 63.6658 | 61.9201 | 0.028308 | 0.029036 | 0.027551 | 0.024215 | 0.025 | 0.02702 | 0.033463 | 0.037996 | 0.041973 | 0.045002 | 0.046773 | 0.048876 | 0.050471 | 0.051218 | 0.05068 | 0.04668 | 0.042325 | 0.038971 | 0.036225 | 0.036397 | 0.035599 | 0.032368 | 0.030753 | 0.032116
Portfolio Adjusted1-in-10Size: 20 kW to 199.99 kWOrange County2019April Monthly Peak | Portfolio Adjusted | 1-in-10 | Size: 20 kW to 199.99 kW | Orange County | 2019 | April Monthly Peak | 4 | 12.851 | 12.2064 | 11.7725 | 11.7608 | 12.1584 | 13.5266 | 16.0318 | 18.0597 | 20.7503 | 23.5192 | 25.7315 | 27.4503 | 28.4466 | 29.1262 | 29.2957 | 28.7801 | 27.3083 | 24.7979 | 22.4351 | 22.0745 | 20.8888 | 18.8938 | 16.4892 | 14.5237 | 0 | 0 | 0 | 0 | 0 | 0 | 0 | 0 | 0 | 0 | 0 | 0 | 0 | 0 | 0.27928 | 0.27843 | 0.27114 | 0.19052 | 0 | 0 | 0 | 0 | 0 | 0 | 71.3172 | 69.5508 | 67.963 | 66.3006 | 65.324 | 64.6724 | 64.1064 | 64.2164 | 67.2433 | 72.7724 | 78.6907 | 84.1314 | 87.7363 | 89.6574 | 90.2451 | 90.7128 | 90.7111 | 89.9218 | 88.2995 | 84.6775 | 79.743 | 75.7886 | 73.2017 | 71.2182 | 0.029625 | 0.030312 | 0.028655 | 0.025115 | 0.025821 | 0.027842 | 0.034037 | 0.039926 | 0.045817 | 0.050604 | 0.053546 | 0.056595 | 0.058716 | 0.059526 | 0.05858 | 0.053938 | 0.048684 | 0.043996 | 0.039389 | 0.039539 | 0.038784 | 0.034957 | 0.032891 | 0.033947
Portfolio Adjusted1-in-10Size: 20 kW to 199.99 kWOrange County2019May Monthly Peak | Portfolio Adjusted | 1-in-10 | Size: 20 kW to 199.99 kW | Orange County | 2019 | May Monthly Peak | 5 | 13.2785 | 12.6144 | 12.163 | 12.0938 | 12.4812 | 13.7546 | 15.9757 | 18.6317 | 21.6161 | 24.5268 | 26.9036 | 28.5655 | 29.4244 | 30.0974 | 30.1619 | 29.5553 | 28.1939 | 25.545 | 22.9807 | 22.1182 | 21.5084 | 19.5003 | 17.086 | 15.1895 | 0 | 0 | 0 | 0 | 0 | 0 | 0 | 0 | 0 | 0 | 0 | 0 | 0 | 0 | 0.28754 | 0.28593 | 0.27994 | 0.19626 | 0 | 0 | 0 | 0 | 0 | 0 | 71.9652 | 70.6409 | 69.0052 | 68.2936 | 67.6627 | 66.7785 | 66.3781 | 66.7879 | 70.7869 | 77.0135 | 82.4024 | 86.6095 | 89.162 | 91.0414 | 92.4681 | 93.3369 | 93.4496 | 92.2232 | 90.118 | 87.3949 | 83.9604 | 80.1885 | 77.3348 | 75.2368 | 0.03061 | 0.031325 | 0.029605 | 0.025826 | 0.026507 | 0.028311 | 0.033918 | 0.04119 | 0.047729 | 0.052772 | 0.055985 | 0.058894 | 0.060735 | 0.061511 | 0.060312 | 0.055391 | 0.050262 | 0.045322 | 0.040347 | 0.039618 | 0.039934 | 0.036079 | 0.034082 | 0.035504
Portfolio Adjusted1-in-10Size: 20 kW to 199.99 kWOrange County2019June Monthly Peak | Portfolio Adjusted | 1-in-10 | Size: 20 kW to 199.99 kW | Orange County | 2019 | June Monthly Peak | 6 | 13.6605 | 12.9171 | 12.4723 | 12.3598 | 12.778 | 13.8731 | 16.3063 | 19.4818 | 22.6877 | 25.7938 | 28.2429 | 29.9506 | 30.7262 | 31.4686 | 31.615 | 30.9236 | 29.4502 | 26.8385 | 24.2437 | 22.7355 | 22.0946 | 20.1529 | 17.6479 | 15.6064 | 0 | 0 | 0 | 0 | 0 | 0 | 0 | 0 | 0 | 0 | 0 | 0 | 0 | 0 | 0.30139 | 0.29917 | 0.29241 | 0.2062 | 0 | 0 | 0 | 0 | 0 | 0 | 72.9347 | 71.6428 | 70.3407 | 69.3004 | 68.0656 | 67.2245 | 67.0823 | 68.1601 | 71.3053 | 76.0499 | 81.1516 | 85.4327 | 88.3584 | 90.4968 | 92.0511 | 92.6558 | 93.0176 | 92.4293 | 91.113 | 88.9064 | 84.982 | 80.9627 | 78.4207 | 76.4976 | 0.031491 | 0.032077 | 0.030358 | 0.026394 | 0.027137 | 0.028555 | 0.03462 | 0.04307 | 0.050095 | 0.055498 | 0.058772 | 0.06175 | 0.063421 | 0.064313 | 0.063217 | 0.057955 | 0.052502 | 0.047617 | 0.042564 | 0.040723 | 0.041023 | 0.037287 | 0.035203 | 0.036478
Portfolio Adjusted1-in-10Size: 20 kW to 199.99 kWOrange County2019July Monthly Peak | Portfolio Adjusted | 1-in-10 | Size: 20 kW to 199.99 kW | Orange County | 2019 | July Monthly Peak | 7 | 14.2183 | 13.5043 | 13.022 | 12.9236 | 13.3631 | 14.7704 | 17.5012 | 21.0315 | 24.3598 | 27.4304 | 29.8862 | 31.6351 | 32.4594 | 33.2392 | 33.355 | 32.5643 | 31.0617 | 28.2608 | 25.3811 | 23.8698 | 23.1964 | 21.0913 | 18.4617 | 16.3179 | 0 | 0 | 0 | 0 | 0 | 0 | 0 | 0 | 0 | 0 | 0 | 0 | 0 | 0 | 0.31798 | 0.31504 | 0.30841 | 0.21713 | 0 | 0 | 0 | 0 | 0 | 0 | 75.1356 | 74.1649 | 73.2115 | 72.3715 | 71.6293 | 71.1611 | 70.9564 | 71.2983 | 74.2209 | 78.8665 | 83.3626 | 87.2225 | 89.7129 | 91.3123 | 92.9505 | 93.4259 | 94.0716 | 92.9707 | 91.0547 | 89.0044 | 85.8965 | 82.7707 | 80.6303 | 79.0834 | 0.032776 | 0.033535 | 0.031696 | 0.027598 | 0.028379 | 0.030402 | 0.037157 | 0.046496 | 0.053787 | 0.05902 | 0.062192 | 0.065223 | 0.066999 | 0.067932 | 0.066697 | 0.06103 | 0.055375 | 0.05014 | 0.044561 | 0.042755 | 0.043068 | 0.039023 | 0.036826 | 0.038141
Portfolio Adjusted1-in-10Size: 20 kW to 199.99 kWOrange County2019August Monthly Peak | Portfolio Adjusted | 1-in-10 | Size: 20 kW to 199.99 kW | Orange County | 2019 | August Monthly Peak | 8 | 14.7485 | 13.9333 | 13.4311 | 13.348 | 13.8626 | 15.404 | 18.3147 | 21.6272 | 25.4411 | 28.8135 | 31.5271 | 33.2709 | 34.0507 | 34.7554 | 34.8776 | 34.1404 | 32.5193 | 29.4638 | 26.2621 | 25.0054 | 24.0096 | 21.7307 | 19.022 | 16.8475 | 0 | 0 | 0 | 0 | 0 | 0 | 0 | 0 | 0 | 0 | 0 | 0 | 0 | 0 | 0.33249 | 0.33029 | 0.32288 | 0.22637 | 0 | 0 | 0 | 0 | 0 | 0 | 77.7548 | 76.7818 | 75.9367 | 75.2625 | 74.7255 | 74.1178 | 73.7649 | 74.0014 | 76.8774 | 81.019 | 85.3656 | 89.7929 | 93.1949 | 95.7821 | 97.0906 | 97.4128 | 97.1455 | 95.7956 | 94.5017 | 91.7736 | 87.7865 | 84.4617 | 82.1583 | 80.5437 | 0.033999 | 0.0346 | 0.032692 | 0.028504 | 0.02944 | 0.031706 | 0.038884 | 0.047813 | 0.056175 | 0.061995 | 0.065607 | 0.068595 | 0.070284 | 0.07103 | 0.069741 | 0.063984 | 0.057973 | 0.052274 | 0.046108 | 0.044789 | 0.044578 | 0.040206 | 0.037943 | 0.039379
Portfolio Adjusted1-in-10Size: 20 kW to 199.99 kWOrange County2019September Monthly Peak | Portfolio Adjusted | 1-in-10 | Size: 20 kW to 199.99 kW | Orange County | 2019 | September Monthly Peak | 9 | 14.5339 | 13.8136 | 13.3706 | 13.2953 | 13.8665 | 15.51 | 18.8272 | 21.7883 | 25.8128 | 29.5066 | 32.2183 | 33.9015 | 34.6469 | 35.2966 | 35.1849 | 34.1028 | 32.3241 | 29.2242 | 26.3576 | 25.769 | 23.9446 | 21.6512 | 18.9602 | 16.7173 | 0 | 0 | 0 | 0 | 0 | 0 | 0 | 0 | 0 | 0 | 0 | 0 | 0 | 0 | 0.33542 | 0.32993 | 0.32094 | 0.22453 | 0 | 0 | 0 | 0 | 0 | 0 | 80.0414 | 78.8081 | 77.7381 | 77.1599 | 76.1884 | 75.4453 | 75.0828 | 75.1702 | 77.4205 | 81.7827 | 86.592 | 91.6549 | 95.512 | 97.8748 | 98.8984 | 98.7895 | 98.3095 | 97.3591 | 95.6067 | 92.6882 | 89.0924 | 85.7258 | 83.2229 | 81.4253 | 0.033504 | 0.034303 | 0.032545 | 0.028392 | 0.029449 | 0.031925 | 0.039972 | 0.048169 | 0.056996 | 0.063487 | 0.067045 | 0.069895 | 0.071514 | 0.072137 | 0.070356 | 0.063914 | 0.057625 | 0.051849 | 0.046275 | 0.046157 | 0.044458 | 0.040059 | 0.03782 | 0.039075
Portfolio Adjusted1-in-10Size: 20 kW to 199.99 kWOrange County2019October Monthly Peak | Portfolio Adjusted | 1-in-10 | Size: 20 kW to 199.99 kW | Orange County | 2019 | October Monthly Peak | 10 | 13.4655 | 12.7823 | 12.3546 | 12.2727 | 12.7518 | 14.2118 | 17.4833 | 19.5135 | 22.5619 | 25.625 | 28.0192 | 29.6814 | 30.5145 | 31.3373 | 31.3458 | 30.4941 | 28.8564 | 25.9906 | 24.5515 | 23.4447 | 21.7674 | 19.7971 | 17.3333 | 15.3225 | 0 | 0 | 0 | 0 | 0 | 0 | 0 | 0 | 0 | 0 | 0 | 0 | 0 | 0 | 0.29883 | 0.29501 | 0.28651 | 0.19969 | 0 | 0 | 0 | 0 | 0 | 0 | 74.9228 | 74.4618 | 73.9772 | 72.6297 | 71.7938 | 71.2208 | 70.6629 | 70.3747 | 71.4626 | 74.7787 | 78.9672 | 83.4587 | 87.0049 | 89.7053 | 91.0749 | 91.5493 | 90.8784 | 89.1149 | 86.6547 | 83.4638 | 80.1774 | 77.9453 | 76.4091 | 75.021 | 0.031041 | 0.031742 | 0.030072 | 0.026208 | 0.027081 | 0.029253 | 0.037118 | 0.04314 | 0.049818 | 0.055135 | 0.058307 | 0.061195 | 0.062985 | 0.064045 | 0.062679 | 0.05715 | 0.051444 | 0.046112 | 0.043105 | 0.041994 | 0.040415 | 0.036629 | 0.034575 | 0.035814
Portfolio Adjusted1-in-10Size: 20 kW to 199.99 kWOrange County2019November Monthly Peak | Portfolio Adjusted | 1-in-10 | Size: 20 kW to 199.99 kW | Orange County | 2019 | November Monthly Peak | 11 | 12.2209 | 11.6186 | 11.285 | 11.3315 | 11.8054 | 13.2849 | 15.526 | 17.353 | 19.5657 | 21.4527 | 23.2008 | 24.3561 | 25.1536 | 25.6361 | 25.5535 | 24.7444 | 23.7737 | 23.0081 | 20.9556 | 19.5415 | 18.416 | 16.9072 | 15.1378 | 13.5929 | 0 | 0 | 0 | 0 | 0 | 0 | 0 | 0 | 0 | 0 | 0 | 0 | 0 | 0 | 0.24361 | 0.23939 | 0.23605 | 0.17677 | 0 | 0 | 0 | 0 | 0 | 0 | 62.9013 | 61.9013 | 61.2685 | 60.1318 | 58.9951 | 58.1661 | 58.2691 | 58.7159 | 60.9393 | 65.0393 | 70.0605 | 74.2579 | 76.8687 | 78.4776 | 79.3966 | 79.3429 | 78.2053 | 75.8262 | 73.2088 | 70.8109 | 68.8275 | 67.1336 | 65.5912 | 64.8701 | 0.028172 | 0.028852 | 0.027468 | 0.024198 | 0.025071 | 0.027345 | 0.032963 | 0.038364 | 0.043202 | 0.046158 | 0.04828 | 0.050215 | 0.051919 | 0.052393 | 0.051097 | 0.046375 | 0.042382 | 0.040821 | 0.036791 | 0.035002 | 0.034193 | 0.031282 | 0.030196 | 0.031772
Portfolio Adjusted1-in-10Size: 20 kW to 199.99 kWOrange County2019December Monthly Peak | Portfolio Adjusted | 1-in-10 | Size: 20 kW to 199.99 kW | Orange County | 2019 | December Monthly Peak | 12 | 12.0313 | 11.636 | 11.467 | 11.632 | 12.2737 | 13.7662 | 16.6904 | 18.682 | 21.2644 | 21.9209 | 21.4613 | 20.6666 | 19.7645 | 19.2961 | 18.7199 | 17.1908 | 16.6436 | 17.132 | 16.7648 | 16.1466 | 16.0048 | 15.4526 | 14.4092 | 13.2322 | 0 | 0 | 0 | 0 | 0 | 0 | 0 | 0 | 0 | 0 | 0 | 0 | 0 | 0 | 0.17846 | 0.16631 | 0.16525 | 0.13163 | 0 | 0 | 0 | 0 | 0 | 0 | 43.315 | 42.6769 | 41.9825 | 41.8504 | 41.341 | 40.5383 | 40.6134 | 40.6706 | 41.5799 | 43.4749 | 45.7111 | 47.6432 | 48.6467 | 49.0327 | 49.4471 | 49.664 | 49.1227 | 47.8486 | 46.1549 | 45.2326 | 44.4592 | 43.6557 | 43.0604 | 42.5622 | 0.027735 | 0.028895 | 0.027911 | 0.02484 | 0.026066 | 0.028335 | 0.035435 | 0.041302 | 0.046953 | 0.047165 | 0.04466 | 0.042609 | 0.040796 | 0.039436 | 0.037432 | 0.032218 | 0.029671 | 0.030395 | 0.029434 | 0.028921 | 0.029716 | 0.02859 | 0.028742 | 0.030929
Portfolio Adjusted1-in-10Size: 20 kW to 199.99 kWOrange County2019Typical Event Day | Portfolio Adjusted | 1-in-10 | Size: 20 kW to 199.99 kW | Orange County | 2019 | Typical Event Day | 8 | 14.5378 | 13.736 | 13.2421 | 13.1646 | 13.6743 | 15.194 | 18.0297 | 21.221 | 24.8382 | 28.0446 | 30.6741 | 32.3823 | 33.1789 | 33.9183 | 34.0928 | 33.4437 | 31.8907 | 28.9052 | 25.768 | 24.5314 | 23.5835 | 21.3414 | 18.6887 | 16.553 | 0 | 0 | 0 | 0 | 0 | 0 | 0 | 0 | 0 | 0 | 0 | 0 | 0 | 0 | 0.32501 | 0.32355 | 0.31664 | 0.22208 | 0 | 0 | 0 | 0 | 0 | 0 | 76.4666 | 75.3494 | 74.3067 | 73.5236 | 72.6522 | 71.9872 | 71.7216 | 72.1575 | 74.956 | 79.4296 | 84.118 | 88.5257 | 91.6946 | 93.8665 | 95.2476 | 95.571 | 95.6361 | 94.6387 | 93.069 | 90.5931 | 86.9394 | 83.4802 | 81.108 | 79.3875 | 0.033513 | 0.03411 | 0.032232 | 0.028112 | 0.02904 | 0.031274 | 0.038279 | 0.046915 | 0.054844 | 0.060341 | 0.063832 | 0.066763 | 0.068484 | 0.06932 | 0.068172 | 0.062678 | 0.056853 | 0.051283 | 0.04524 | 0.04394 | 0.043787 | 0.039486 | 0.037279 | 0.038691
Portfolio Adjusted1-in-10Size: 20 kW to 199.99 kWOrange County2020January Monthly Peak | Portfolio Adjusted | 1-in-10 | Size: 20 kW to 199.99 kW | Orange County | 2020 | January Monthly Peak | 1 | 11.5239 | 11.2228 | 11.1573 | 11.361 | 11.9543 | 13.4211 | 16.3774 | 18.1194 | 20.8979 | 21.5711 | 20.5987 | 19.55 | 18.4415 | 17.6993 | 16.9931 | 14.9393 | 14.0167 | 15.0604 | 15.3429 | 14.9059 | 14.9153 | 14.4893 | 13.4369 | 12.531 | 0 | 0 | 0 | 0 | 0 | 0 | 0 | 0 | 0 | 0 | 0 | 0 | 0 | 0 | 0.162 | 0.14453 | 0.13917 | 0.11571 | 0 | 0 | 0 | 0 | 0 | 0 | 41.1662 | 41.0997 | 40.3712 | 39.7081 | 39.2127 | 38.8371 | 38.4522 | 38.2016 | 38.8344 | 41.2288 | 43.339 | 45.307 | 46.7882 | 47.8031 | 48.8233 | 49.1105 | 48.5978 | 47.3659 | 45.6671 | 44.9145 | 44.2186 | 44.0617 | 43.7738 | 43.3194 | 0.026565 | 0.027869 | 0.027157 | 0.024261 | 0.025387 | 0.027625 | 0.034771 | 0.040058 | 0.046143 | 0.046413 | 0.042865 | 0.040307 | 0.038065 | 0.036172 | 0.03398 | 0.027998 | 0.024988 | 0.02672 | 0.026937 | 0.026699 | 0.027693 | 0.026808 | 0.026803 | 0.02929
Portfolio Adjusted1-in-10Size: 20 kW to 199.99 kWOrange County2020February Monthly Peak | Portfolio Adjusted | 1-in-10 | Size: 20 kW to 199.99 kW | Orange County | 2020 | February Monthly Peak | 2 | 11.5474 | 11.0857 | 10.9 | 11.0604 | 11.7002 | 13.0744 | 15.5625 | 16.9859 | 19.1737 | 20.3079 | 20.5009 | 20.5055 | 20.3718 | 20.3345 | 20.1854 | 19.0319 | 17.9887 | 17.8231 | 17.8382 | 16.9049 | 16.4393 | 15.3975 | 13.8813 | 12.6818 | 0 | 0 | 0 | 0 | 0 | 0 | 0 | 0 | 0 | 0 | 0 | 0 | 0 | 0 | 0.19243 | 0.18412 | 0.17861 | 0.13694 | 0 | 0 | 0 | 0 | 0 | 0 | 47.4723 | 47.122 | 46.7505 | 46.1636 | 45.6556 | 45.3217 | 44.699 | 45.2364 | 46.2459 | 49.6182 | 52.588 | 55.7618 | 57.6676 | 58.6369 | 59.2923 | 59.5238 | 58.2748 | 57.271 | 55.48 | 53.6002 | 52.4341 | 51.1475 | 50.0835 | 48.6521 | 0.026619 | 0.027529 | 0.026531 | 0.023619 | 0.024848 | 0.026911 | 0.033041 | 0.037552 | 0.042336 | 0.043695 | 0.042662 | 0.042276 | 0.042049 | 0.041558 | 0.040363 | 0.035668 | 0.032069 | 0.031621 | 0.031318 | 0.03028 | 0.030523 | 0.028488 | 0.027689 | 0.029642
Portfolio Adjusted1-in-10Size: 20 kW to 199.99 kWOrange County2020March Monthly Peak | Portfolio Adjusted | 1-in-10 | Size: 20 kW to 199.99 kW | Orange County | 2020 | March Monthly Peak | 3 | 12.2799 | 11.6927 | 11.319 | 11.3393 | 11.7717 | 13.127 | 15.7612 | 17.1867 | 19.0092 | 20.9153 | 22.4766 | 23.7064 | 24.452 | 25.0612 | 25.3451 | 24.9071 | 23.7416 | 21.9656 | 20.6328 | 20.3199 | 19.1733 | 17.4943 | 15.4172 | 13.74 | 0 | 0 | 0 | 0 | 0 | 0 | 0 | 0 | 0 | 0 | 0 | 0 | 0 | 0 | 0.24162 | 0.24096 | 0.23573 | 0.16876 | 0 | 0 | 0 | 0 | 0 | 0 | 60.4411 | 59.0247 | 58.0381 | 57.7137 | 56.5413 | 55.5519 | 55.0351 | 55.8127 | 59.1768 | 63.664 | 68.4474 | 72.8936 | 76.0305 | 77.622 | 78.2739 | 78.9378 | 78.7647 | 77.7264 | 75.2215 | 71.7754 | 68.8307 | 65.9531 | 63.6658 | 61.9201 | 0.028308 | 0.029036 | 0.027551 | 0.024215 | 0.025 | 0.02702 | 0.033463 | 0.037996 | 0.041973 | 0.045002 | 0.046773 | 0.048876 | 0.050471 | 0.051218 | 0.05068 | 0.04668 | 0.042325 | 0.038971 | 0.036225 | 0.036397 | 0.035599 | 0.032368 | 0.030753 | 0.032116
Portfolio Adjusted1-in-10Size: 20 kW to 199.99 kWOrange County2020April Monthly Peak | Portfolio Adjusted | 1-in-10 | Size: 20 kW to 199.99 kW | Orange County | 2020 | April Monthly Peak | 4 | 12.851 | 12.2064 | 11.7725 | 11.7608 | 12.1584 | 13.5266 | 16.0318 | 18.0597 | 20.7503 | 23.5192 | 25.7315 | 27.4503 | 28.4466 | 29.1262 | 29.2957 | 28.7801 | 27.3083 | 24.7979 | 22.4351 | 22.0745 | 20.8888 | 18.8938 | 16.4892 | 14.5237 | 0 | 0 | 0 | 0 | 0 | 0 | 0 | 0 | 0 | 0 | 0 | 0 | 0 | 0 | 0.27928 | 0.27843 | 0.27114 | 0.19052 | 0 | 0 | 0 | 0 | 0 | 0 | 71.3172 | 69.5508 | 67.963 | 66.3006 | 65.324 | 64.6724 | 64.1064 | 64.2164 | 67.2433 | 72.7724 | 78.6907 | 84.1314 | 87.7363 | 89.6574 | 90.2451 | 90.7128 | 90.7111 | 89.9218 | 88.2995 | 84.6775 | 79.743 | 75.7886 | 73.2017 | 71.2182 | 0.029625 | 0.030312 | 0.028655 | 0.025115 | 0.025821 | 0.027842 | 0.034037 | 0.039926 | 0.045817 | 0.050604 | 0.053546 | 0.056595 | 0.058716 | 0.059526 | 0.05858 | 0.053938 | 0.048684 | 0.043996 | 0.039389 | 0.039539 | 0.038784 | 0.034957 | 0.032891 | 0.033947
Portfolio Adjusted1-in-10Size: 20 kW to 199.99 kWOrange County2020May Monthly Peak | Portfolio Adjusted | 1-in-10 | Size: 20 kW to 199.99 kW | Orange County | 2020 | May Monthly Peak | 5 | 13.2785 | 12.6144 | 12.163 | 12.0938 | 12.4812 | 13.7546 | 15.9757 | 18.6317 | 21.6161 | 24.5268 | 26.9036 | 28.5655 | 29.4244 | 30.0974 | 30.1619 | 29.5553 | 28.1939 | 25.545 | 22.9807 | 22.1182 | 21.5084 | 19.5003 | 17.086 | 15.1895 | 0 | 0 | 0 | 0 | 0 | 0 | 0 | 0 | 0 | 0 | 0 | 0 | 0 | 0 | 0.28754 | 0.28593 | 0.27994 | 0.19626 | 0 | 0 | 0 | 0 | 0 | 0 | 71.9652 | 70.6409 | 69.0052 | 68.2936 | 67.6627 | 66.7785 | 66.3781 | 66.7879 | 70.7869 | 77.0135 | 82.4024 | 86.6095 | 89.162 | 91.0414 | 92.4681 | 93.3369 | 93.4496 | 92.2232 | 90.118 | 87.3949 | 83.9604 | 80.1885 | 77.3348 | 75.2368 | 0.03061 | 0.031325 | 0.029605 | 0.025826 | 0.026507 | 0.028311 | 0.033918 | 0.04119 | 0.047729 | 0.052772 | 0.055985 | 0.058894 | 0.060735 | 0.061511 | 0.060312 | 0.055391 | 0.050262 | 0.045322 | 0.040347 | 0.039618 | 0.039934 | 0.036079 | 0.034082 | 0.035504
Portfolio Adjusted1-in-10Size: 20 kW to 199.99 kWOrange County2020June Monthly Peak | Portfolio Adjusted | 1-in-10 | Size: 20 kW to 199.99 kW | Orange County | 2020 | June Monthly Peak | 6 | 13.6605 | 12.9171 | 12.4723 | 12.3598 | 12.778 | 13.8731 | 16.3063 | 19.4818 | 22.6877 | 25.7938 | 28.2429 | 29.9506 | 30.7262 | 31.4686 | 31.615 | 30.9236 | 29.4502 | 26.8385 | 24.2437 | 22.7355 | 22.0946 | 20.1529 | 17.6479 | 15.6064 | 0 | 0 | 0 | 0 | 0 | 0 | 0 | 0 | 0 | 0 | 0 | 0 | 0 | 0 | 0.30139 | 0.29917 | 0.29241 | 0.2062 | 0 | 0 | 0 | 0 | 0 | 0 | 72.9347 | 71.6428 | 70.3407 | 69.3004 | 68.0656 | 67.2245 | 67.0823 | 68.1601 | 71.3053 | 76.0499 | 81.1516 | 85.4327 | 88.3584 | 90.4968 | 92.0511 | 92.6558 | 93.0176 | 92.4293 | 91.113 | 88.9064 | 84.982 | 80.9627 | 78.4207 | 76.4976 | 0.031491 | 0.032077 | 0.030358 | 0.026394 | 0.027137 | 0.028555 | 0.03462 | 0.04307 | 0.050095 | 0.055498 | 0.058772 | 0.06175 | 0.063421 | 0.064313 | 0.063217 | 0.057955 | 0.052502 | 0.047617 | 0.042564 | 0.040723 | 0.041023 | 0.037287 | 0.035203 | 0.036478
Portfolio Adjusted1-in-10Size: 20 kW to 199.99 kWOrange County2020July Monthly Peak | Portfolio Adjusted | 1-in-10 | Size: 20 kW to 199.99 kW | Orange County | 2020 | July Monthly Peak | 7 | 14.2183 | 13.5043 | 13.022 | 12.9236 | 13.3631 | 14.7704 | 17.5012 | 21.0315 | 24.3598 | 27.4304 | 29.8862 | 31.6351 | 32.4594 | 33.2392 | 33.355 | 32.5643 | 31.0617 | 28.2608 | 25.3811 | 23.8698 | 23.1964 | 21.0913 | 18.4617 | 16.3179 | 0 | 0 | 0 | 0 | 0 | 0 | 0 | 0 | 0 | 0 | 0 | 0 | 0 | 0 | 0.31798 | 0.31504 | 0.30841 | 0.21713 | 0 | 0 | 0 | 0 | 0 | 0 | 75.1356 | 74.1649 | 73.2115 | 72.3715 | 71.6293 | 71.1611 | 70.9564 | 71.2983 | 74.2209 | 78.8665 | 83.3626 | 87.2225 | 89.7129 | 91.3123 | 92.9505 | 93.4259 | 94.0716 | 92.9707 | 91.0547 | 89.0044 | 85.8965 | 82.7707 | 80.6303 | 79.0834 | 0.032776 | 0.033535 | 0.031696 | 0.027598 | 0.028379 | 0.030402 | 0.037157 | 0.046496 | 0.053787 | 0.05902 | 0.062192 | 0.065223 | 0.066999 | 0.067932 | 0.066697 | 0.06103 | 0.055375 | 0.05014 | 0.044561 | 0.042755 | 0.043068 | 0.039023 | 0.036826 | 0.038141
Portfolio Adjusted1-in-10Size: 20 kW to 199.99 kWOrange County2020August Monthly Peak | Portfolio Adjusted | 1-in-10 | Size: 20 kW to 199.99 kW | Orange County | 2020 | August Monthly Peak | 8 | 14.7485 | 13.9333 | 13.4311 | 13.348 | 13.8626 | 15.404 | 18.3147 | 21.6272 | 25.4411 | 28.8135 | 31.5271 | 33.2709 | 34.0507 | 34.7554 | 34.8776 | 34.1404 | 32.5193 | 29.4638 | 26.2621 | 25.0054 | 24.0096 | 21.7307 | 19.022 | 16.8475 | 0 | 0 | 0 | 0 | 0 | 0 | 0 | 0 | 0 | 0 | 0 | 0 | 0 | 0 | 0.33249 | 0.33029 | 0.32288 | 0.22637 | 0 | 0 | 0 | 0 | 0 | 0 | 77.7548 | 76.7818 | 75.9367 | 75.2625 | 74.7255 | 74.1178 | 73.7649 | 74.0014 | 76.8774 | 81.019 | 85.3656 | 89.7929 | 93.1949 | 95.7821 | 97.0906 | 97.4128 | 97.1455 | 95.7956 | 94.5017 | 91.7736 | 87.7865 | 84.4617 | 82.1583 | 80.5437 | 0.033999 | 0.0346 | 0.032692 | 0.028504 | 0.02944 | 0.031706 | 0.038884 | 0.047813 | 0.056175 | 0.061995 | 0.065607 | 0.068595 | 0.070284 | 0.07103 | 0.069741 | 0.063984 | 0.057973 | 0.052274 | 0.046108 | 0.044789 | 0.044578 | 0.040206 | 0.037943 | 0.039379
Portfolio Adjusted1-in-10Size: 20 kW to 199.99 kWOrange County2020September Monthly Peak | Portfolio Adjusted | 1-in-10 | Size: 20 kW to 199.99 kW | Orange County | 2020 | September Monthly Peak | 9 | 14.5339 | 13.8136 | 13.3706 | 13.2953 | 13.8665 | 15.51 | 18.8272 | 21.7883 | 25.8128 | 29.5066 | 32.2183 | 33.9015 | 34.6469 | 35.2966 | 35.1849 | 34.1028 | 32.3241 | 29.2242 | 26.3576 | 25.769 | 23.9446 | 21.6512 | 18.9602 | 16.7173 | 0 | 0 | 0 | 0 | 0 | 0 | 0 | 0 | 0 | 0 | 0 | 0 | 0 | 0 | 0.33542 | 0.32993 | 0.32094 | 0.22453 | 0 | 0 | 0 | 0 | 0 | 0 | 80.0414 | 78.8081 | 77.7381 | 77.1599 | 76.1884 | 75.4453 | 75.0828 | 75.1702 | 77.4205 | 81.7827 | 86.592 | 91.6549 | 95.512 | 97.8748 | 98.8984 | 98.7895 | 98.3095 | 97.3591 | 95.6067 | 92.6882 | 89.0924 | 85.7258 | 83.2229 | 81.4253 | 0.033504 | 0.034303 | 0.032545 | 0.028392 | 0.029449 | 0.031925 | 0.039972 | 0.048169 | 0.056996 | 0.063487 | 0.067045 | 0.069895 | 0.071514 | 0.072137 | 0.070356 | 0.063914 | 0.057625 | 0.051849 | 0.046275 | 0.046157 | 0.044458 | 0.040059 | 0.03782 | 0.039075
Portfolio Adjusted1-in-10Size: 20 kW to 199.99 kWOrange County2020October Monthly Peak | Portfolio Adjusted | 1-in-10 | Size: 20 kW to 199.99 kW | Orange County | 2020 | October Monthly Peak | 10 | 13.4655 | 12.7823 | 12.3546 | 12.2727 | 12.7518 | 14.2118 | 17.4833 | 19.5135 | 22.5619 | 25.625 | 28.0192 | 29.6814 | 30.5145 | 31.3373 | 31.3458 | 30.4941 | 28.8564 | 25.9906 | 24.5515 | 23.4447 | 21.7674 | 19.7971 | 17.3333 | 15.3225 | 0 | 0 | 0 | 0 | 0 | 0 | 0 | 0 | 0 | 0 | 0 | 0 | 0 | 0 | 0.29883 | 0.29501 | 0.28651 | 0.19969 | 0 | 0 | 0 | 0 | 0 | 0 | 74.9228 | 74.4618 | 73.9772 | 72.6297 | 71.7938 | 71.2208 | 70.6629 | 70.3747 | 71.4626 | 74.7787 | 78.9672 | 83.4587 | 87.0049 | 89.7053 | 91.0749 | 91.5493 | 90.8784 | 89.1149 | 86.6547 | 83.4638 | 80.1774 | 77.9453 | 76.4091 | 75.021 | 0.031041 | 0.031742 | 0.030072 | 0.026208 | 0.027081 | 0.029253 | 0.037118 | 0.04314 | 0.049818 | 0.055135 | 0.058307 | 0.061195 | 0.062985 | 0.064045 | 0.062679 | 0.05715 | 0.051444 | 0.046112 | 0.043105 | 0.041994 | 0.040415 | 0.036629 | 0.034575 | 0.035814
Portfolio Adjusted1-in-10Size: 20 kW to 199.99 kWOrange County2020November Monthly Peak | Portfolio Adjusted | 1-in-10 | Size: 20 kW to 199.99 kW | Orange County | 2020 | November Monthly Peak | 11 | 12.2209 | 11.6186 | 11.285 | 11.3315 | 11.8054 | 13.2849 | 15.526 | 17.353 | 19.5657 | 21.4527 | 23.2008 | 24.3561 | 25.1536 | 25.6361 | 25.5535 | 24.7444 | 23.7737 | 23.0081 | 20.9556 | 19.5415 | 18.416 | 16.9072 | 15.1378 | 13.5929 | 0 | 0 | 0 | 0 | 0 | 0 | 0 | 0 | 0 | 0 | 0 | 0 | 0 | 0 | 0.24361 | 0.23939 | 0.23605 | 0.17677 | 0 | 0 | 0 | 0 | 0 | 0 | 62.9013 | 61.9013 | 61.2685 | 60.1318 | 58.9951 | 58.1661 | 58.2691 | 58.7159 | 60.9393 | 65.0393 | 70.0605 | 74.2579 | 76.8687 | 78.4776 | 79.3966 | 79.3429 | 78.2053 | 75.8262 | 73.2088 | 70.8109 | 68.8275 | 67.1336 | 65.5912 | 64.8701 | 0.028172 | 0.028852 | 0.027468 | 0.024198 | 0.025071 | 0.027345 | 0.032963 | 0.038364 | 0.043202 | 0.046158 | 0.04828 | 0.050215 | 0.051919 | 0.052393 | 0.051097 | 0.046375 | 0.042382 | 0.040821 | 0.036791 | 0.035002 | 0.034193 | 0.031282 | 0.030196 | 0.031772
Portfolio Adjusted1-in-10Size: 20 kW to 199.99 kWOrange County2020December Monthly Peak | Portfolio Adjusted | 1-in-10 | Size: 20 kW to 199.99 kW | Orange County | 2020 | December Monthly Peak | 12 | 12.0313 | 11.636 | 11.467 | 11.632 | 12.2737 | 13.7662 | 16.6904 | 18.682 | 21.2644 | 21.9209 | 21.4613 | 20.6666 | 19.7645 | 19.2961 | 18.7199 | 17.1908 | 16.6436 | 17.132 | 16.7648 | 16.1466 | 16.0048 | 15.4526 | 14.4092 | 13.2322 | 0 | 0 | 0 | 0 | 0 | 0 | 0 | 0 | 0 | 0 | 0 | 0 | 0 | 0 | 0.17846 | 0.16631 | 0.16525 | 0.13163 | 0 | 0 | 0 | 0 | 0 | 0 | 43.315 | 42.6769 | 41.9825 | 41.8504 | 41.341 | 40.5383 | 40.6134 | 40.6706 | 41.5799 | 43.4749 | 45.7111 | 47.6432 | 48.6467 | 49.0327 | 49.4471 | 49.664 | 49.1227 | 47.8486 | 46.1549 | 45.2326 | 44.4592 | 43.6557 | 43.0604 | 42.5622 | 0.027735 | 0.028895 | 0.027911 | 0.02484 | 0.026066 | 0.028335 | 0.035435 | 0.041302 | 0.046953 | 0.047165 | 0.04466 | 0.042609 | 0.040796 | 0.039436 | 0.037432 | 0.032218 | 0.029671 | 0.030395 | 0.029434 | 0.028921 | 0.029716 | 0.02859 | 0.028742 | 0.030929
Portfolio Adjusted1-in-10Size: 20 kW to 199.99 kWOrange County2020Typical Event Day | Portfolio Adjusted | 1-in-10 | Size: 20 kW to 199.99 kW | Orange County | 2020 | Typical Event Day | 8 | 14.5378 | 13.736 | 13.2421 | 13.1646 | 13.6743 | 15.194 | 18.0297 | 21.221 | 24.8382 | 28.0446 | 30.6741 | 32.3823 | 33.1789 | 33.9183 | 34.0928 | 33.4437 | 31.8907 | 28.9052 | 25.768 | 24.5314 | 23.5835 | 21.3414 | 18.6887 | 16.553 | 0 | 0 | 0 | 0 | 0 | 0 | 0 | 0 | 0 | 0 | 0 | 0 | 0 | 0 | 0.32501 | 0.32355 | 0.31664 | 0.22208 | 0 | 0 | 0 | 0 | 0 | 0 | 76.4666 | 75.3494 | 74.3067 | 73.5236 | 72.6522 | 71.9872 | 71.7216 | 72.1575 | 74.956 | 79.4296 | 84.118 | 88.5257 | 91.6946 | 93.8665 | 95.2476 | 95.571 | 95.6361 | 94.6387 | 93.069 | 90.5931 | 86.9394 | 83.4802 | 81.108 | 79.3875 | 0.033513 | 0.03411 | 0.032232 | 0.028112 | 0.02904 | 0.031274 | 0.038279 | 0.046915 | 0.054844 | 0.060341 | 0.063832 | 0.066763 | 0.068484 | 0.06932 | 0.068172 | 0.062678 | 0.056853 | 0.051283 | 0.04524 | 0.04394 | 0.043787 | 0.039486 | 0.037279 | 0.038691
Portfolio Adjusted1-in-10Size: 20 kW to 199.99 kWOrange County2021January Monthly Peak | Portfolio Adjusted | 1-in-10 | Size: 20 kW to 199.99 kW | Orange County | 2021 | January Monthly Peak | 1 | 11.5239 | 11.2228 | 11.1573 | 11.361 | 11.9543 | 13.4211 | 16.3774 | 18.1194 | 20.8979 | 21.5711 | 20.5987 | 19.55 | 18.4415 | 17.6993 | 16.9931 | 14.9393 | 14.0167 | 15.0604 | 15.3429 | 14.9059 | 14.9153 | 14.4893 | 13.4369 | 12.531 | 0 | 0 | 0 | 0 | 0 | 0 | 0 | 0 | 0 | 0 | 0 | 0 | 0 | 0 | 0.162 | 0.14453 | 0.13917 | 0.11571 | 0 | 0 | 0 | 0 | 0 | 0 | 41.1662 | 41.0997 | 40.3712 | 39.7081 | 39.2127 | 38.8371 | 38.4522 | 38.2016 | 38.8344 | 41.2288 | 43.339 | 45.307 | 46.7882 | 47.8031 | 48.8233 | 49.1105 | 48.5978 | 47.3659 | 45.6671 | 44.9145 | 44.2186 | 44.0617 | 43.7738 | 43.3194 | 0.026565 | 0.027869 | 0.027157 | 0.024261 | 0.025387 | 0.027625 | 0.034771 | 0.040058 | 0.046143 | 0.046413 | 0.042865 | 0.040307 | 0.038065 | 0.036172 | 0.03398 | 0.027998 | 0.024988 | 0.02672 | 0.026937 | 0.026699 | 0.027693 | 0.026808 | 0.026803 | 0.02929
Portfolio Adjusted1-in-10Size: 20 kW to 199.99 kWOrange County2021February Monthly Peak | Portfolio Adjusted | 1-in-10 | Size: 20 kW to 199.99 kW | Orange County | 2021 | February Monthly Peak | 2 | 11.5474 | 11.0857 | 10.9 | 11.0604 | 11.7002 | 13.0744 | 15.5625 | 16.9859 | 19.1737 | 20.3079 | 20.5009 | 20.5055 | 20.3718 | 20.3345 | 20.1854 | 19.0319 | 17.9887 | 17.8231 | 17.8382 | 16.9049 | 16.4393 | 15.3975 | 13.8813 | 12.6818 | 0 | 0 | 0 | 0 | 0 | 0 | 0 | 0 | 0 | 0 | 0 | 0 | 0 | 0 | 0.19243 | 0.18412 | 0.17861 | 0.13694 | 0 | 0 | 0 | 0 | 0 | 0 | 47.4723 | 47.122 | 46.7505 | 46.1636 | 45.6556 | 45.3217 | 44.699 | 45.2364 | 46.2459 | 49.6182 | 52.588 | 55.7618 | 57.6676 | 58.6369 | 59.2923 | 59.5238 | 58.2748 | 57.271 | 55.48 | 53.6002 | 52.4341 | 51.1475 | 50.0835 | 48.6521 | 0.026619 | 0.027529 | 0.026531 | 0.023619 | 0.024848 | 0.026911 | 0.033041 | 0.037552 | 0.042336 | 0.043695 | 0.042662 | 0.042276 | 0.042049 | 0.041558 | 0.040363 | 0.035668 | 0.032069 | 0.031621 | 0.031318 | 0.03028 | 0.030523 | 0.028488 | 0.027689 | 0.029642
Portfolio Adjusted1-in-10Size: 20 kW to 199.99 kWOrange County2021March Monthly Peak | Portfolio Adjusted | 1-in-10 | Size: 20 kW to 199.99 kW | Orange County | 2021 | March Monthly Peak | 3 | 12.2799 | 11.6927 | 11.319 | 11.3393 | 11.7717 | 13.127 | 15.7612 | 17.1867 | 19.0092 | 20.9153 | 22.4766 | 23.7064 | 24.452 | 25.0612 | 25.3451 | 24.9071 | 23.7416 | 21.9656 | 20.6328 | 20.3199 | 19.1733 | 17.4943 | 15.4172 | 13.74 | 0 | 0 | 0 | 0 | 0 | 0 | 0 | 0 | 0 | 0 | 0 | 0 | 0 | 0 | 0.24162 | 0.24096 | 0.23573 | 0.16876 | 0 | 0 | 0 | 0 | 0 | 0 | 60.4411 | 59.0247 | 58.0381 | 57.7137 | 56.5413 | 55.5519 | 55.0351 | 55.8127 | 59.1768 | 63.664 | 68.4474 | 72.8936 | 76.0305 | 77.622 | 78.2739 | 78.9378 | 78.7647 | 77.7264 | 75.2215 | 71.7754 | 68.8307 | 65.9531 | 63.6658 | 61.9201 | 0.028308 | 0.029036 | 0.027551 | 0.024215 | 0.025 | 0.02702 | 0.033463 | 0.037996 | 0.041973 | 0.045002 | 0.046773 | 0.048876 | 0.050471 | 0.051218 | 0.05068 | 0.04668 | 0.042325 | 0.038971 | 0.036225 | 0.036397 | 0.035599 | 0.032368 | 0.030753 | 0.032116
Portfolio Adjusted1-in-10Size: 20 kW to 199.99 kWOrange County2021April Monthly Peak | Portfolio Adjusted | 1-in-10 | Size: 20 kW to 199.99 kW | Orange County | 2021 | April Monthly Peak | 4 | 12.851 | 12.2064 | 11.7725 | 11.7608 | 12.1584 | 13.5266 | 16.0318 | 18.0597 | 20.7503 | 23.5192 | 25.7315 | 27.4503 | 28.4466 | 29.1262 | 29.2957 | 28.7801 | 27.3083 | 24.7979 | 22.4351 | 22.0745 | 20.8888 | 18.8938 | 16.4892 | 14.5237 | 0 | 0 | 0 | 0 | 0 | 0 | 0 | 0 | 0 | 0 | 0 | 0 | 0 | 0 | 0.27928 | 0.27843 | 0.27114 | 0.19052 | 0 | 0 | 0 | 0 | 0 | 0 | 71.3172 | 69.5508 | 67.963 | 66.3006 | 65.324 | 64.6724 | 64.1064 | 64.2164 | 67.2433 | 72.7724 | 78.6907 | 84.1314 | 87.7363 | 89.6574 | 90.2451 | 90.7128 | 90.7111 | 89.9218 | 88.2995 | 84.6775 | 79.743 | 75.7886 | 73.2017 | 71.2182 | 0.029625 | 0.030312 | 0.028655 | 0.025115 | 0.025821 | 0.027842 | 0.034037 | 0.039926 | 0.045817 | 0.050604 | 0.053546 | 0.056595 | 0.058716 | 0.059526 | 0.05858 | 0.053938 | 0.048684 | 0.043996 | 0.039389 | 0.039539 | 0.038784 | 0.034957 | 0.032891 | 0.033947
Portfolio Adjusted1-in-10Size: 20 kW to 199.99 kWOrange County2021May Monthly Peak | Portfolio Adjusted | 1-in-10 | Size: 20 kW to 199.99 kW | Orange County | 2021 | May Monthly Peak | 5 | 13.2785 | 12.6144 | 12.163 | 12.0938 | 12.4812 | 13.7546 | 15.9757 | 18.6317 | 21.6161 | 24.5268 | 26.9036 | 28.5655 | 29.4244 | 30.0974 | 30.1619 | 29.5553 | 28.1939 | 25.545 | 22.9807 | 22.1182 | 21.5084 | 19.5003 | 17.086 | 15.1895 | 0 | 0 | 0 | 0 | 0 | 0 | 0 | 0 | 0 | 0 | 0 | 0 | 0 | 0 | 0.28754 | 0.28593 | 0.27994 | 0.19626 | 0 | 0 | 0 | 0 | 0 | 0 | 71.9652 | 70.6409 | 69.0052 | 68.2936 | 67.6627 | 66.7785 | 66.3781 | 66.7879 | 70.7869 | 77.0135 | 82.4024 | 86.6095 | 89.162 | 91.0414 | 92.4681 | 93.3369 | 93.4496 | 92.2232 | 90.118 | 87.3949 | 83.9604 | 80.1885 | 77.3348 | 75.2368 | 0.03061 | 0.031325 | 0.029605 | 0.025826 | 0.026507 | 0.028311 | 0.033918 | 0.04119 | 0.047729 | 0.052772 | 0.055985 | 0.058894 | 0.060735 | 0.061511 | 0.060312 | 0.055391 | 0.050262 | 0.045322 | 0.040347 | 0.039618 | 0.039934 | 0.036079 | 0.034082 | 0.035504
Portfolio Adjusted1-in-10Size: 20 kW to 199.99 kWOrange County2021June Monthly Peak | Portfolio Adjusted | 1-in-10 | Size: 20 kW to 199.99 kW | Orange County | 2021 | June Monthly Peak | 6 | 13.6605 | 12.9171 | 12.4723 | 12.3598 | 12.778 | 13.8731 | 16.3063 | 19.4818 | 22.6877 | 25.7938 | 28.2429 | 29.9506 | 30.7262 | 31.4686 | 31.615 | 30.9236 | 29.4502 | 26.8385 | 24.2437 | 22.7355 | 22.0946 | 20.1529 | 17.6479 | 15.6064 | 0 | 0 | 0 | 0 | 0 | 0 | 0 | 0 | 0 | 0 | 0 | 0 | 0 | 0 | 0.30139 | 0.29917 | 0.29241 | 0.2062 | 0 | 0 | 0 | 0 | 0 | 0 | 72.9347 | 71.6428 | 70.3407 | 69.3004 | 68.0656 | 67.2245 | 67.0823 | 68.1601 | 71.3053 | 76.0499 | 81.1516 | 85.4327 | 88.3584 | 90.4968 | 92.0511 | 92.6558 | 93.0176 | 92.4293 | 91.113 | 88.9064 | 84.982 | 80.9627 | 78.4207 | 76.4976 | 0.031491 | 0.032077 | 0.030358 | 0.026394 | 0.027137 | 0.028555 | 0.03462 | 0.04307 | 0.050095 | 0.055498 | 0.058772 | 0.06175 | 0.063421 | 0.064313 | 0.063217 | 0.057955 | 0.052502 | 0.047617 | 0.042564 | 0.040723 | 0.041023 | 0.037287 | 0.035203 | 0.036478
Portfolio Adjusted1-in-10Size: 20 kW to 199.99 kWOrange County2021July Monthly Peak | Portfolio Adjusted | 1-in-10 | Size: 20 kW to 199.99 kW | Orange County | 2021 | July Monthly Peak | 7 | 14.2183 | 13.5043 | 13.022 | 12.9236 | 13.3631 | 14.7704 | 17.5012 | 21.0315 | 24.3598 | 27.4304 | 29.8862 | 31.6351 | 32.4594 | 33.2392 | 33.355 | 32.5643 | 31.0617 | 28.2608 | 25.3811 | 23.8698 | 23.1964 | 21.0913 | 18.4617 | 16.3179 | 0 | 0 | 0 | 0 | 0 | 0 | 0 | 0 | 0 | 0 | 0 | 0 | 0 | 0 | 0.31798 | 0.31504 | 0.30841 | 0.21713 | 0 | 0 | 0 | 0 | 0 | 0 | 75.1356 | 74.1649 | 73.2115 | 72.3715 | 71.6293 | 71.1611 | 70.9564 | 71.2983 | 74.2209 | 78.8665 | 83.3626 | 87.2225 | 89.7129 | 91.3123 | 92.9505 | 93.4259 | 94.0716 | 92.9707 | 91.0547 | 89.0044 | 85.8965 | 82.7707 | 80.6303 | 79.0834 | 0.032776 | 0.033535 | 0.031696 | 0.027598 | 0.028379 | 0.030402 | 0.037157 | 0.046496 | 0.053787 | 0.05902 | 0.062192 | 0.065223 | 0.066999 | 0.067932 | 0.066697 | 0.06103 | 0.055375 | 0.05014 | 0.044561 | 0.042755 | 0.043068 | 0.039023 | 0.036826 | 0.038141
Portfolio Adjusted1-in-10Size: 20 kW to 199.99 kWOrange County2021August Monthly Peak | Portfolio Adjusted | 1-in-10 | Size: 20 kW to 199.99 kW | Orange County | 2021 | August Monthly Peak | 8 | 14.7485 | 13.9333 | 13.4311 | 13.348 | 13.8626 | 15.404 | 18.3147 | 21.6272 | 25.4411 | 28.8135 | 31.5271 | 33.2709 | 34.0507 | 34.7554 | 34.8776 | 34.1404 | 32.5193 | 29.4638 | 26.2621 | 25.0054 | 24.0096 | 21.7307 | 19.022 | 16.8475 | 0 | 0 | 0 | 0 | 0 | 0 | 0 | 0 | 0 | 0 | 0 | 0 | 0 | 0 | 0.33249 | 0.33029 | 0.32288 | 0.22637 | 0 | 0 | 0 | 0 | 0 | 0 | 77.7548 | 76.7818 | 75.9367 | 75.2625 | 74.7255 | 74.1178 | 73.7649 | 74.0014 | 76.8774 | 81.019 | 85.3656 | 89.7929 | 93.1949 | 95.7821 | 97.0906 | 97.4128 | 97.1455 | 95.7956 | 94.5017 | 91.7736 | 87.7865 | 84.4617 | 82.1583 | 80.5437 | 0.033999 | 0.0346 | 0.032692 | 0.028504 | 0.02944 | 0.031706 | 0.038884 | 0.047813 | 0.056175 | 0.061995 | 0.065607 | 0.068595 | 0.070284 | 0.07103 | 0.069741 | 0.063984 | 0.057973 | 0.052274 | 0.046108 | 0.044789 | 0.044578 | 0.040206 | 0.037943 | 0.039379
Portfolio Adjusted1-in-10Size: 20 kW to 199.99 kWOrange County2021September Monthly Peak | Portfolio Adjusted | 1-in-10 | Size: 20 kW to 199.99 kW | Orange County | 2021 | September Monthly Peak | 9 | 14.5339 | 13.8136 | 13.3706 | 13.2953 | 13.8665 | 15.51 | 18.8272 | 21.7883 | 25.8128 | 29.5066 | 32.2183 | 33.9015 | 34.6469 | 35.2966 | 35.1849 | 34.1028 | 32.3241 | 29.2242 | 26.3576 | 25.769 | 23.9446 | 21.6512 | 18.9602 | 16.7173 | 0 | 0 | 0 | 0 | 0 | 0 | 0 | 0 | 0 | 0 | 0 | 0 | 0 | 0 | 0.33542 | 0.32993 | 0.32094 | 0.22453 | 0 | 0 | 0 | 0 | 0 | 0 | 80.0414 | 78.8081 | 77.7381 | 77.1599 | 76.1884 | 75.4453 | 75.0828 | 75.1702 | 77.4205 | 81.7827 | 86.592 | 91.6549 | 95.512 | 97.8748 | 98.8984 | 98.7895 | 98.3095 | 97.3591 | 95.6067 | 92.6882 | 89.0924 | 85.7258 | 83.2229 | 81.4253 | 0.033504 | 0.034303 | 0.032545 | 0.028392 | 0.029449 | 0.031925 | 0.039972 | 0.048169 | 0.056996 | 0.063487 | 0.067045 | 0.069895 | 0.071514 | 0.072137 | 0.070356 | 0.063914 | 0.057625 | 0.051849 | 0.046275 | 0.046157 | 0.044458 | 0.040059 | 0.03782 | 0.039075
Portfolio Adjusted1-in-10Size: 20 kW to 199.99 kWOrange County2021October Monthly Peak | Portfolio Adjusted | 1-in-10 | Size: 20 kW to 199.99 kW | Orange County | 2021 | October Monthly Peak | 10 | 13.4655 | 12.7823 | 12.3546 | 12.2727 | 12.7518 | 14.2118 | 17.4833 | 19.5135 | 22.5619 | 25.625 | 28.0192 | 29.6814 | 30.5145 | 31.3373 | 31.3458 | 30.4941 | 28.8564 | 25.9906 | 24.5515 | 23.4447 | 21.7674 | 19.7971 | 17.3333 | 15.3225 | 0 | 0 | 0 | 0 | 0 | 0 | 0 | 0 | 0 | 0 | 0 | 0 | 0 | 0 | 0.29883 | 0.29501 | 0.28651 | 0.19969 | 0 | 0 | 0 | 0 | 0 | 0 | 74.9228 | 74.4618 | 73.9772 | 72.6297 | 71.7938 | 71.2208 | 70.6629 | 70.3747 | 71.4626 | 74.7787 | 78.9672 | 83.4587 | 87.0049 | 89.7053 | 91.0749 | 91.5493 | 90.8784 | 89.1149 | 86.6547 | 83.4638 | 80.1774 | 77.9453 | 76.4091 | 75.021 | 0.031041 | 0.031742 | 0.030072 | 0.026208 | 0.027081 | 0.029253 | 0.037118 | 0.04314 | 0.049818 | 0.055135 | 0.058307 | 0.061195 | 0.062985 | 0.064045 | 0.062679 | 0.05715 | 0.051444 | 0.046112 | 0.043105 | 0.041994 | 0.040415 | 0.036629 | 0.034575 | 0.035814
Portfolio Adjusted1-in-10Size: 20 kW to 199.99 kWOrange County2021November Monthly Peak | Portfolio Adjusted | 1-in-10 | Size: 20 kW to 199.99 kW | Orange County | 2021 | November Monthly Peak | 11 | 12.2209 | 11.6186 | 11.285 | 11.3315 | 11.8054 | 13.2849 | 15.526 | 17.353 | 19.5657 | 21.4527 | 23.2008 | 24.3561 | 25.1536 | 25.6361 | 25.5535 | 24.7444 | 23.7737 | 23.0081 | 20.9556 | 19.5415 | 18.416 | 16.9072 | 15.1378 | 13.5929 | 0 | 0 | 0 | 0 | 0 | 0 | 0 | 0 | 0 | 0 | 0 | 0 | 0 | 0 | 0.24361 | 0.23939 | 0.23605 | 0.17677 | 0 | 0 | 0 | 0 | 0 | 0 | 62.9013 | 61.9013 | 61.2685 | 60.1318 | 58.9951 | 58.1661 | 58.2691 | 58.7159 | 60.9393 | 65.0393 | 70.0605 | 74.2579 | 76.8687 | 78.4776 | 79.3966 | 79.3429 | 78.2053 | 75.8262 | 73.2088 | 70.8109 | 68.8275 | 67.1336 | 65.5912 | 64.8701 | 0.028172 | 0.028852 | 0.027468 | 0.024198 | 0.025071 | 0.027345 | 0.032963 | 0.038364 | 0.043202 | 0.046158 | 0.04828 | 0.050215 | 0.051919 | 0.052393 | 0.051097 | 0.046375 | 0.042382 | 0.040821 | 0.036791 | 0.035002 | 0.034193 | 0.031282 | 0.030196 | 0.031772
Portfolio Adjusted1-in-10Size: 20 kW to 199.99 kWOrange County2021December Monthly Peak | Portfolio Adjusted | 1-in-10 | Size: 20 kW to 199.99 kW | Orange County | 2021 | December Monthly Peak | 12 | 12.0313 | 11.636 | 11.467 | 11.632 | 12.2737 | 13.7662 | 16.6904 | 18.682 | 21.2644 | 21.9209 | 21.4613 | 20.6666 | 19.7645 | 19.2961 | 18.7199 | 17.1908 | 16.6436 | 17.132 | 16.7648 | 16.1466 | 16.0048 | 15.4526 | 14.4092 | 13.2322 | 0 | 0 | 0 | 0 | 0 | 0 | 0 | 0 | 0 | 0 | 0 | 0 | 0 | 0 | 0.17846 | 0.16631 | 0.16525 | 0.13163 | 0 | 0 | 0 | 0 | 0 | 0 | 43.315 | 42.6769 | 41.9825 | 41.8504 | 41.341 | 40.5383 | 40.6134 | 40.6706 | 41.5799 | 43.4749 | 45.7111 | 47.6432 | 48.6467 | 49.0327 | 49.4471 | 49.664 | 49.1227 | 47.8486 | 46.1549 | 45.2326 | 44.4592 | 43.6557 | 43.0604 | 42.5622 | 0.027735 | 0.028895 | 0.027911 | 0.02484 | 0.026066 | 0.028335 | 0.035435 | 0.041302 | 0.046953 | 0.047165 | 0.04466 | 0.042609 | 0.040796 | 0.039436 | 0.037432 | 0.032218 | 0.029671 | 0.030395 | 0.029434 | 0.028921 | 0.029716 | 0.02859 | 0.028742 | 0.030929
Portfolio Adjusted1-in-10Size: 20 kW to 199.99 kWOrange County2021Typical Event Day | Portfolio Adjusted | 1-in-10 | Size: 20 kW to 199.99 kW | Orange County | 2021 | Typical Event Day | 8 | 14.5378 | 13.736 | 13.2421 | 13.1646 | 13.6743 | 15.194 | 18.0297 | 21.221 | 24.8382 | 28.0446 | 30.6741 | 32.3823 | 33.1789 | 33.9183 | 34.0928 | 33.4437 | 31.8907 | 28.9052 | 25.768 | 24.5314 | 23.5835 | 21.3414 | 18.6887 | 16.553 | 0 | 0 | 0 | 0 | 0 | 0 | 0 | 0 | 0 | 0 | 0 | 0 | 0 | 0 | 0.32501 | 0.32355 | 0.31664 | 0.22208 | 0 | 0 | 0 | 0 | 0 | 0 | 76.4666 | 75.3494 | 74.3067 | 73.5236 | 72.6522 | 71.9872 | 71.7216 | 72.1575 | 74.956 | 79.4296 | 84.118 | 88.5257 | 91.6946 | 93.8665 | 95.2476 | 95.571 | 95.6361 | 94.6387 | 93.069 | 90.5931 | 86.9394 | 83.4802 | 81.108 | 79.3875 | 0.033513 | 0.03411 | 0.032232 | 0.028112 | 0.02904 | 0.031274 | 0.038279 | 0.046915 | 0.054844 | 0.060341 | 0.063832 | 0.066763 | 0.068484 | 0.06932 | 0.068172 | 0.062678 | 0.056853 | 0.051283 | 0.04524 | 0.04394 | 0.043787 | 0.039486 | 0.037279 | 0.038691
Portfolio Adjusted1-in-10Size: 20 kW to 199.99 kWOrange County2022January Monthly Peak | Portfolio Adjusted | 1-in-10 | Size: 20 kW to 199.99 kW | Orange County | 2022 | January Monthly Peak | 1 | 11.5239 | 11.2228 | 11.1573 | 11.361 | 11.9543 | 13.4211 | 16.3774 | 18.1194 | 20.8979 | 21.5711 | 20.5987 | 19.55 | 18.4415 | 17.6993 | 16.9931 | 14.9393 | 14.0167 | 15.0604 | 15.3429 | 14.9059 | 14.9153 | 14.4893 | 13.4369 | 12.531 | 0 | 0 | 0 | 0 | 0 | 0 | 0 | 0 | 0 | 0 | 0 | 0 | 0 | 0 | 0.162 | 0.14453 | 0.13917 | 0.11571 | 0 | 0 | 0 | 0 | 0 | 0 | 41.1662 | 41.0997 | 40.3712 | 39.7081 | 39.2127 | 38.8371 | 38.4522 | 38.2016 | 38.8344 | 41.2288 | 43.339 | 45.307 | 46.7882 | 47.8031 | 48.8233 | 49.1105 | 48.5978 | 47.3659 | 45.6671 | 44.9145 | 44.2186 | 44.0617 | 43.7738 | 43.3194 | 0.026565 | 0.027869 | 0.027157 | 0.024261 | 0.025387 | 0.027625 | 0.034771 | 0.040058 | 0.046143 | 0.046413 | 0.042865 | 0.040307 | 0.038065 | 0.036172 | 0.03398 | 0.027998 | 0.024988 | 0.02672 | 0.026937 | 0.026699 | 0.027693 | 0.026808 | 0.026803 | 0.02929
Portfolio Adjusted1-in-10Size: 20 kW to 199.99 kWOrange County2022February Monthly Peak | Portfolio Adjusted | 1-in-10 | Size: 20 kW to 199.99 kW | Orange County | 2022 | February Monthly Peak | 2 | 11.5474 | 11.0857 | 10.9 | 11.0604 | 11.7002 | 13.0744 | 15.5625 | 16.9859 | 19.1737 | 20.3079 | 20.5009 | 20.5055 | 20.3718 | 20.3345 | 20.1854 | 19.0319 | 17.9887 | 17.8231 | 17.8382 | 16.9049 | 16.4393 | 15.3975 | 13.8813 | 12.6818 | 0 | 0 | 0 | 0 | 0 | 0 | 0 | 0 | 0 | 0 | 0 | 0 | 0 | 0 | 0.19243 | 0.18412 | 0.17861 | 0.13694 | 0 | 0 | 0 | 0 | 0 | 0 | 47.4723 | 47.122 | 46.7505 | 46.1636 | 45.6556 | 45.3217 | 44.699 | 45.2364 | 46.2459 | 49.6182 | 52.588 | 55.7618 | 57.6676 | 58.6369 | 59.2923 | 59.5238 | 58.2748 | 57.271 | 55.48 | 53.6002 | 52.4341 | 51.1475 | 50.0835 | 48.6521 | 0.026619 | 0.027529 | 0.026531 | 0.023619 | 0.024848 | 0.026911 | 0.033041 | 0.037552 | 0.042336 | 0.043695 | 0.042662 | 0.042276 | 0.042049 | 0.041558 | 0.040363 | 0.035668 | 0.032069 | 0.031621 | 0.031318 | 0.03028 | 0.030523 | 0.028488 | 0.027689 | 0.029642
Portfolio Adjusted1-in-10Size: 20 kW to 199.99 kWOrange County2022March Monthly Peak | Portfolio Adjusted | 1-in-10 | Size: 20 kW to 199.99 kW | Orange County | 2022 | March Monthly Peak | 3 | 12.2799 | 11.6927 | 11.319 | 11.3393 | 11.7717 | 13.127 | 15.7612 | 17.1867 | 19.0092 | 20.9153 | 22.4766 | 23.7064 | 24.452 | 25.0612 | 25.3451 | 24.9071 | 23.7416 | 21.9656 | 20.6328 | 20.3199 | 19.1733 | 17.4943 | 15.4172 | 13.74 | 0 | 0 | 0 | 0 | 0 | 0 | 0 | 0 | 0 | 0 | 0 | 0 | 0 | 0 | 0.24162 | 0.24096 | 0.23573 | 0.16876 | 0 | 0 | 0 | 0 | 0 | 0 | 60.4411 | 59.0247 | 58.0381 | 57.7137 | 56.5413 | 55.5519 | 55.0351 | 55.8127 | 59.1768 | 63.664 | 68.4474 | 72.8936 | 76.0305 | 77.622 | 78.2739 | 78.9378 | 78.7647 | 77.7264 | 75.2215 | 71.7754 | 68.8307 | 65.9531 | 63.6658 | 61.9201 | 0.028308 | 0.029036 | 0.027551 | 0.024215 | 0.025 | 0.02702 | 0.033463 | 0.037996 | 0.041973 | 0.045002 | 0.046773 | 0.048876 | 0.050471 | 0.051218 | 0.05068 | 0.04668 | 0.042325 | 0.038971 | 0.036225 | 0.036397 | 0.035599 | 0.032368 | 0.030753 | 0.032116
Portfolio Adjusted1-in-10Size: 20 kW to 199.99 kWOrange County2022April Monthly Peak | Portfolio Adjusted | 1-in-10 | Size: 20 kW to 199.99 kW | Orange County | 2022 | April Monthly Peak | 4 | 12.851 | 12.2064 | 11.7725 | 11.7608 | 12.1584 | 13.5266 | 16.0318 | 18.0597 | 20.7503 | 23.5192 | 25.7315 | 27.4503 | 28.4466 | 29.1262 | 29.2957 | 28.7801 | 27.3083 | 24.7979 | 22.4351 | 22.0745 | 20.8888 | 18.8938 | 16.4892 | 14.5237 | 0 | 0 | 0 | 0 | 0 | 0 | 0 | 0 | 0 | 0 | 0 | 0 | 0 | 0 | 0.27928 | 0.27843 | 0.27114 | 0.19052 | 0 | 0 | 0 | 0 | 0 | 0 | 71.3172 | 69.5508 | 67.963 | 66.3006 | 65.324 | 64.6724 | 64.1064 | 64.2164 | 67.2433 | 72.7724 | 78.6907 | 84.1314 | 87.7363 | 89.6574 | 90.2451 | 90.7128 | 90.7111 | 89.9218 | 88.2995 | 84.6775 | 79.743 | 75.7886 | 73.2017 | 71.2182 | 0.029625 | 0.030312 | 0.028655 | 0.025115 | 0.025821 | 0.027842 | 0.034037 | 0.039926 | 0.045817 | 0.050604 | 0.053546 | 0.056595 | 0.058716 | 0.059526 | 0.05858 | 0.053938 | 0.048684 | 0.043996 | 0.039389 | 0.039539 | 0.038784 | 0.034957 | 0.032891 | 0.033947
Portfolio Adjusted1-in-10Size: 20 kW to 199.99 kWOrange County2022May Monthly Peak | Portfolio Adjusted | 1-in-10 | Size: 20 kW to 199.99 kW | Orange County | 2022 | May Monthly Peak | 5 | 13.2785 | 12.6144 | 12.163 | 12.0938 | 12.4812 | 13.7546 | 15.9757 | 18.6317 | 21.6161 | 24.5268 | 26.9036 | 28.5655 | 29.4244 | 30.0974 | 30.1619 | 29.5553 | 28.1939 | 25.545 | 22.9807 | 22.1182 | 21.5084 | 19.5003 | 17.086 | 15.1895 | 0 | 0 | 0 | 0 | 0 | 0 | 0 | 0 | 0 | 0 | 0 | 0 | 0 | 0 | 0.28754 | 0.28593 | 0.27994 | 0.19626 | 0 | 0 | 0 | 0 | 0 | 0 | 71.9652 | 70.6409 | 69.0052 | 68.2936 | 67.6627 | 66.7785 | 66.3781 | 66.7879 | 70.7869 | 77.0135 | 82.4024 | 86.6095 | 89.162 | 91.0414 | 92.4681 | 93.3369 | 93.4496 | 92.2232 | 90.118 | 87.3949 | 83.9604 | 80.1885 | 77.3348 | 75.2368 | 0.03061 | 0.031325 | 0.029605 | 0.025826 | 0.026507 | 0.028311 | 0.033918 | 0.04119 | 0.047729 | 0.052772 | 0.055985 | 0.058894 | 0.060735 | 0.061511 | 0.060312 | 0.055391 | 0.050262 | 0.045322 | 0.040347 | 0.039618 | 0.039934 | 0.036079 | 0.034082 | 0.035504
Portfolio Adjusted1-in-10Size: 20 kW to 199.99 kWOrange County2022June Monthly Peak | Portfolio Adjusted | 1-in-10 | Size: 20 kW to 199.99 kW | Orange County | 2022 | June Monthly Peak | 6 | 13.6605 | 12.9171 | 12.4723 | 12.3598 | 12.778 | 13.8731 | 16.3063 | 19.4818 | 22.6877 | 25.7938 | 28.2429 | 29.9506 | 30.7262 | 31.4686 | 31.615 | 30.9236 | 29.4502 | 26.8385 | 24.2437 | 22.7355 | 22.0946 | 20.1529 | 17.6479 | 15.6064 | 0 | 0 | 0 | 0 | 0 | 0 | 0 | 0 | 0 | 0 | 0 | 0 | 0 | 0 | 0.30139 | 0.29917 | 0.29241 | 0.2062 | 0 | 0 | 0 | 0 | 0 | 0 | 72.9347 | 71.6428 | 70.3407 | 69.3004 | 68.0656 | 67.2245 | 67.0823 | 68.1601 | 71.3053 | 76.0499 | 81.1516 | 85.4327 | 88.3584 | 90.4968 | 92.0511 | 92.6558 | 93.0176 | 92.4293 | 91.113 | 88.9064 | 84.982 | 80.9627 | 78.4207 | 76.4976 | 0.031491 | 0.032077 | 0.030358 | 0.026394 | 0.027137 | 0.028555 | 0.03462 | 0.04307 | 0.050095 | 0.055498 | 0.058772 | 0.06175 | 0.063421 | 0.064313 | 0.063217 | 0.057955 | 0.052502 | 0.047617 | 0.042564 | 0.040723 | 0.041023 | 0.037287 | 0.035203 | 0.036478
Portfolio Adjusted1-in-10Size: 20 kW to 199.99 kWOrange County2022July Monthly Peak | Portfolio Adjusted | 1-in-10 | Size: 20 kW to 199.99 kW | Orange County | 2022 | July Monthly Peak | 7 | 14.2183 | 13.5043 | 13.022 | 12.9236 | 13.3631 | 14.7704 | 17.5012 | 21.0315 | 24.3598 | 27.4304 | 29.8862 | 31.6351 | 32.4594 | 33.2392 | 33.355 | 32.5643 | 31.0617 | 28.2608 | 25.3811 | 23.8698 | 23.1964 | 21.0913 | 18.4617 | 16.3179 | 0 | 0 | 0 | 0 | 0 | 0 | 0 | 0 | 0 | 0 | 0 | 0 | 0 | 0 | 0.31798 | 0.31504 | 0.30841 | 0.21713 | 0 | 0 | 0 | 0 | 0 | 0 | 75.1356 | 74.1649 | 73.2115 | 72.3715 | 71.6293 | 71.1611 | 70.9564 | 71.2983 | 74.2209 | 78.8665 | 83.3626 | 87.2225 | 89.7129 | 91.3123 | 92.9505 | 93.4259 | 94.0716 | 92.9707 | 91.0547 | 89.0044 | 85.8965 | 82.7707 | 80.6303 | 79.0834 | 0.032776 | 0.033535 | 0.031696 | 0.027598 | 0.028379 | 0.030402 | 0.037157 | 0.046496 | 0.053787 | 0.05902 | 0.062192 | 0.065223 | 0.066999 | 0.067932 | 0.066697 | 0.06103 | 0.055375 | 0.05014 | 0.044561 | 0.042755 | 0.043068 | 0.039023 | 0.036826 | 0.038141
Portfolio Adjusted1-in-10Size: 20 kW to 199.99 kWOrange County2022August Monthly Peak | Portfolio Adjusted | 1-in-10 | Size: 20 kW to 199.99 kW | Orange County | 2022 | August Monthly Peak | 8 | 14.7485 | 13.9333 | 13.4311 | 13.348 | 13.8626 | 15.404 | 18.3147 | 21.6272 | 25.4411 | 28.8135 | 31.5271 | 33.2709 | 34.0507 | 34.7554 | 34.8776 | 34.1404 | 32.5193 | 29.4638 | 26.2621 | 25.0054 | 24.0096 | 21.7307 | 19.022 | 16.8475 | 0 | 0 | 0 | 0 | 0 | 0 | 0 | 0 | 0 | 0 | 0 | 0 | 0 | 0 | 0.33249 | 0.33029 | 0.32288 | 0.22637 | 0 | 0 | 0 | 0 | 0 | 0 | 77.7548 | 76.7818 | 75.9367 | 75.2625 | 74.7255 | 74.1178 | 73.7649 | 74.0014 | 76.8774 | 81.019 | 85.3656 | 89.7929 | 93.1949 | 95.7821 | 97.0906 | 97.4128 | 97.1455 | 95.7956 | 94.5017 | 91.7736 | 87.7865 | 84.4617 | 82.1583 | 80.5437 | 0.033999 | 0.0346 | 0.032692 | 0.028504 | 0.02944 | 0.031706 | 0.038884 | 0.047813 | 0.056175 | 0.061995 | 0.065607 | 0.068595 | 0.070284 | 0.07103 | 0.069741 | 0.063984 | 0.057973 | 0.052274 | 0.046108 | 0.044789 | 0.044578 | 0.040206 | 0.037943 | 0.039379
Portfolio Adjusted1-in-10Size: 20 kW to 199.99 kWOrange County2022September Monthly Peak | Portfolio Adjusted | 1-in-10 | Size: 20 kW to 199.99 kW | Orange County | 2022 | September Monthly Peak | 9 | 14.5339 | 13.8136 | 13.3706 | 13.2953 | 13.8665 | 15.51 | 18.8272 | 21.7883 | 25.8128 | 29.5066 | 32.2183 | 33.9015 | 34.6469 | 35.2966 | 35.1849 | 34.1028 | 32.3241 | 29.2242 | 26.3576 | 25.769 | 23.9446 | 21.6512 | 18.9602 | 16.7173 | 0 | 0 | 0 | 0 | 0 | 0 | 0 | 0 | 0 | 0 | 0 | 0 | 0 | 0 | 0.33542 | 0.32993 | 0.32094 | 0.22453 | 0 | 0 | 0 | 0 | 0 | 0 | 80.0414 | 78.8081 | 77.7381 | 77.1599 | 76.1884 | 75.4453 | 75.0828 | 75.1702 | 77.4205 | 81.7827 | 86.592 | 91.6549 | 95.512 | 97.8748 | 98.8984 | 98.7895 | 98.3095 | 97.3591 | 95.6067 | 92.6882 | 89.0924 | 85.7258 | 83.2229 | 81.4253 | 0.033504 | 0.034303 | 0.032545 | 0.028392 | 0.029449 | 0.031925 | 0.039972 | 0.048169 | 0.056996 | 0.063487 | 0.067045 | 0.069895 | 0.071514 | 0.072137 | 0.070356 | 0.063914 | 0.057625 | 0.051849 | 0.046275 | 0.046157 | 0.044458 | 0.040059 | 0.03782 | 0.039075
Portfolio Adjusted1-in-10Size: 20 kW to 199.99 kWOrange County2022October Monthly Peak | Portfolio Adjusted | 1-in-10 | Size: 20 kW to 199.99 kW | Orange County | 2022 | October Monthly Peak | 10 | 13.4655 | 12.7823 | 12.3546 | 12.2727 | 12.7518 | 14.2118 | 17.4833 | 19.5135 | 22.5619 | 25.625 | 28.0192 | 29.6814 | 30.5145 | 31.3373 | 31.3458 | 30.4941 | 28.8564 | 25.9906 | 24.5515 | 23.4447 | 21.7674 | 19.7971 | 17.3333 | 15.3225 | 0 | 0 | 0 | 0 | 0 | 0 | 0 | 0 | 0 | 0 | 0 | 0 | 0 | 0 | 0.29883 | 0.29501 | 0.28651 | 0.19969 | 0 | 0 | 0 | 0 | 0 | 0 | 74.9228 | 74.4618 | 73.9772 | 72.6297 | 71.7938 | 71.2208 | 70.6629 | 70.3747 | 71.4626 | 74.7787 | 78.9672 | 83.4587 | 87.0049 | 89.7053 | 91.0749 | 91.5493 | 90.8784 | 89.1149 | 86.6547 | 83.4638 | 80.1774 | 77.9453 | 76.4091 | 75.021 | 0.031041 | 0.031742 | 0.030072 | 0.026208 | 0.027081 | 0.029253 | 0.037118 | 0.04314 | 0.049818 | 0.055135 | 0.058307 | 0.061195 | 0.062985 | 0.064045 | 0.062679 | 0.05715 | 0.051444 | 0.046112 | 0.043105 | 0.041994 | 0.040415 | 0.036629 | 0.034575 | 0.035814
Portfolio Adjusted1-in-10Size: 20 kW to 199.99 kWOrange County2022November Monthly Peak | Portfolio Adjusted | 1-in-10 | Size: 20 kW to 199.99 kW | Orange County | 2022 | November Monthly Peak | 11 | 12.2209 | 11.6186 | 11.285 | 11.3315 | 11.8054 | 13.2849 | 15.526 | 17.353 | 19.5657 | 21.4527 | 23.2008 | 24.3561 | 25.1536 | 25.6361 | 25.5535 | 24.7444 | 23.7737 | 23.0081 | 20.9556 | 19.5415 | 18.416 | 16.9072 | 15.1378 | 13.5929 | 0 | 0 | 0 | 0 | 0 | 0 | 0 | 0 | 0 | 0 | 0 | 0 | 0 | 0 | 0.24361 | 0.23939 | 0.23605 | 0.17677 | 0 | 0 | 0 | 0 | 0 | 0 | 62.9013 | 61.9013 | 61.2685 | 60.1318 | 58.9951 | 58.1661 | 58.2691 | 58.7159 | 60.9393 | 65.0393 | 70.0605 | 74.2579 | 76.8687 | 78.4776 | 79.3966 | 79.3429 | 78.2053 | 75.8262 | 73.2088 | 70.8109 | 68.8275 | 67.1336 | 65.5912 | 64.8701 | 0.028172 | 0.028852 | 0.027468 | 0.024198 | 0.025071 | 0.027345 | 0.032963 | 0.038364 | 0.043202 | 0.046158 | 0.04828 | 0.050215 | 0.051919 | 0.052393 | 0.051097 | 0.046375 | 0.042382 | 0.040821 | 0.036791 | 0.035002 | 0.034193 | 0.031282 | 0.030196 | 0.031772
Portfolio Adjusted1-in-10Size: 20 kW to 199.99 kWOrange County2022December Monthly Peak | Portfolio Adjusted | 1-in-10 | Size: 20 kW to 199.99 kW | Orange County | 2022 | December Monthly Peak | 12 | 12.0313 | 11.636 | 11.467 | 11.632 | 12.2737 | 13.7662 | 16.6904 | 18.682 | 21.2644 | 21.9209 | 21.4613 | 20.6666 | 19.7645 | 19.2961 | 18.7199 | 17.1908 | 16.6436 | 17.132 | 16.7648 | 16.1466 | 16.0048 | 15.4526 | 14.4092 | 13.2322 | 0 | 0 | 0 | 0 | 0 | 0 | 0 | 0 | 0 | 0 | 0 | 0 | 0 | 0 | 0.17846 | 0.16631 | 0.16525 | 0.13163 | 0 | 0 | 0 | 0 | 0 | 0 | 43.315 | 42.6769 | 41.9825 | 41.8504 | 41.341 | 40.5383 | 40.6134 | 40.6706 | 41.5799 | 43.4749 | 45.7111 | 47.6432 | 48.6467 | 49.0327 | 49.4471 | 49.664 | 49.1227 | 47.8486 | 46.1549 | 45.2326 | 44.4592 | 43.6557 | 43.0604 | 42.5622 | 0.027735 | 0.028895 | 0.027911 | 0.02484 | 0.026066 | 0.028335 | 0.035435 | 0.041302 | 0.046953 | 0.047165 | 0.04466 | 0.042609 | 0.040796 | 0.039436 | 0.037432 | 0.032218 | 0.029671 | 0.030395 | 0.029434 | 0.028921 | 0.029716 | 0.02859 | 0.028742 | 0.030929
Portfolio Adjusted1-in-10Size: 20 kW to 199.99 kWOrange County2022Typical Event Day | Portfolio Adjusted | 1-in-10 | Size: 20 kW to 199.99 kW | Orange County | 2022 | Typical Event Day | 8 | 14.5378 | 13.736 | 13.2421 | 13.1646 | 13.6743 | 15.194 | 18.0297 | 21.221 | 24.8382 | 28.0446 | 30.6741 | 32.3823 | 33.1789 | 33.9183 | 34.0928 | 33.4437 | 31.8907 | 28.9052 | 25.768 | 24.5314 | 23.5835 | 21.3414 | 18.6887 | 16.553 | 0 | 0 | 0 | 0 | 0 | 0 | 0 | 0 | 0 | 0 | 0 | 0 | 0 | 0 | 0.32501 | 0.32355 | 0.31664 | 0.22208 | 0 | 0 | 0 | 0 | 0 | 0 | 76.4666 | 75.3494 | 74.3067 | 73.5236 | 72.6522 | 71.9872 | 71.7216 | 72.1575 | 74.956 | 79.4296 | 84.118 | 88.5257 | 91.6946 | 93.8665 | 95.2476 | 95.571 | 95.6361 | 94.6387 | 93.069 | 90.5931 | 86.9394 | 83.4802 | 81.108 | 79.3875 | 0.033513 | 0.03411 | 0.032232 | 0.028112 | 0.02904 | 0.031274 | 0.038279 | 0.046915 | 0.054844 | 0.060341 | 0.063832 | 0.066763 | 0.068484 | 0.06932 | 0.068172 | 0.062678 | 0.056853 | 0.051283 | 0.04524 | 0.04394 | 0.043787 | 0.039486 | 0.037279 | 0.038691
Portfolio Adjusted1-in-10Size: 20 kW to 199.99 kWOrange County2023January Monthly Peak | Portfolio Adjusted | 1-in-10 | Size: 20 kW to 199.99 kW | Orange County | 2023 | January Monthly Peak | 1 | 11.5239 | 11.2228 | 11.1573 | 11.361 | 11.9543 | 13.4211 | 16.3774 | 18.1194 | 20.8979 | 21.5711 | 20.5987 | 19.55 | 18.4415 | 17.6993 | 16.9931 | 14.9393 | 14.0167 | 15.0604 | 15.3429 | 14.9059 | 14.9153 | 14.4893 | 13.4369 | 12.531 | 0 | 0 | 0 | 0 | 0 | 0 | 0 | 0 | 0 | 0 | 0 | 0 | 0 | 0 | 0.162 | 0.14453 | 0.13917 | 0.11571 | 0 | 0 | 0 | 0 | 0 | 0 | 41.1662 | 41.0997 | 40.3712 | 39.7081 | 39.2127 | 38.8371 | 38.4522 | 38.2016 | 38.8344 | 41.2288 | 43.339 | 45.307 | 46.7882 | 47.8031 | 48.8233 | 49.1105 | 48.5978 | 47.3659 | 45.6671 | 44.9145 | 44.2186 | 44.0617 | 43.7738 | 43.3194 | 0.026565 | 0.027869 | 0.027157 | 0.024261 | 0.025387 | 0.027625 | 0.034771 | 0.040058 | 0.046143 | 0.046413 | 0.042865 | 0.040307 | 0.038065 | 0.036172 | 0.03398 | 0.027998 | 0.024988 | 0.02672 | 0.026937 | 0.026699 | 0.027693 | 0.026808 | 0.026803 | 0.02929
Portfolio Adjusted1-in-10Size: 20 kW to 199.99 kWOrange County2023February Monthly Peak | Portfolio Adjusted | 1-in-10 | Size: 20 kW to 199.99 kW | Orange County | 2023 | February Monthly Peak | 2 | 11.5474 | 11.0857 | 10.9 | 11.0604 | 11.7002 | 13.0744 | 15.5625 | 16.9859 | 19.1737 | 20.3079 | 20.5009 | 20.5055 | 20.3718 | 20.3345 | 20.1854 | 19.0319 | 17.9887 | 17.8231 | 17.8382 | 16.9049 | 16.4393 | 15.3975 | 13.8813 | 12.6818 | 0 | 0 | 0 | 0 | 0 | 0 | 0 | 0 | 0 | 0 | 0 | 0 | 0 | 0 | 0.19243 | 0.18412 | 0.17861 | 0.13694 | 0 | 0 | 0 | 0 | 0 | 0 | 47.4723 | 47.122 | 46.7505 | 46.1636 | 45.6556 | 45.3217 | 44.699 | 45.2364 | 46.2459 | 49.6182 | 52.588 | 55.7618 | 57.6676 | 58.6369 | 59.2923 | 59.5238 | 58.2748 | 57.271 | 55.48 | 53.6002 | 52.4341 | 51.1475 | 50.0835 | 48.6521 | 0.026619 | 0.027529 | 0.026531 | 0.023619 | 0.024848 | 0.026911 | 0.033041 | 0.037552 | 0.042336 | 0.043695 | 0.042662 | 0.042276 | 0.042049 | 0.041558 | 0.040363 | 0.035668 | 0.032069 | 0.031621 | 0.031318 | 0.03028 | 0.030523 | 0.028488 | 0.027689 | 0.029642
Portfolio Adjusted1-in-10Size: 20 kW to 199.99 kWOrange County2023March Monthly Peak | Portfolio Adjusted | 1-in-10 | Size: 20 kW to 199.99 kW | Orange County | 2023 | March Monthly Peak | 3 | 12.2799 | 11.6927 | 11.319 | 11.3393 | 11.7717 | 13.127 | 15.7612 | 17.1867 | 19.0092 | 20.9153 | 22.4766 | 23.7064 | 24.452 | 25.0612 | 25.3451 | 24.9071 | 23.7416 | 21.9656 | 20.6328 | 20.3199 | 19.1733 | 17.4943 | 15.4172 | 13.74 | 0 | 0 | 0 | 0 | 0 | 0 | 0 | 0 | 0 | 0 | 0 | 0 | 0 | 0 | 0.24162 | 0.24096 | 0.23573 | 0.16876 | 0 | 0 | 0 | 0 | 0 | 0 | 60.4411 | 59.0247 | 58.0381 | 57.7137 | 56.5413 | 55.5519 | 55.0351 | 55.8127 | 59.1768 | 63.664 | 68.4474 | 72.8936 | 76.0305 | 77.622 | 78.2739 | 78.9378 | 78.7647 | 77.7264 | 75.2215 | 71.7754 | 68.8307 | 65.9531 | 63.6658 | 61.9201 | 0.028308 | 0.029036 | 0.027551 | 0.024215 | 0.025 | 0.02702 | 0.033463 | 0.037996 | 0.041973 | 0.045002 | 0.046773 | 0.048876 | 0.050471 | 0.051218 | 0.05068 | 0.04668 | 0.042325 | 0.038971 | 0.036225 | 0.036397 | 0.035599 | 0.032368 | 0.030753 | 0.032116
Portfolio Adjusted1-in-10Size: 20 kW to 199.99 kWOrange County2023April Monthly Peak | Portfolio Adjusted | 1-in-10 | Size: 20 kW to 199.99 kW | Orange County | 2023 | April Monthly Peak | 4 | 12.851 | 12.2064 | 11.7725 | 11.7608 | 12.1584 | 13.5266 | 16.0318 | 18.0597 | 20.7503 | 23.5192 | 25.7315 | 27.4503 | 28.4466 | 29.1262 | 29.2957 | 28.7801 | 27.3083 | 24.7979 | 22.4351 | 22.0745 | 20.8888 | 18.8938 | 16.4892 | 14.5237 | 0 | 0 | 0 | 0 | 0 | 0 | 0 | 0 | 0 | 0 | 0 | 0 | 0 | 0 | 0.27928 | 0.27843 | 0.27114 | 0.19052 | 0 | 0 | 0 | 0 | 0 | 0 | 71.3172 | 69.5508 | 67.963 | 66.3006 | 65.324 | 64.6724 | 64.1064 | 64.2164 | 67.2433 | 72.7724 | 78.6907 | 84.1314 | 87.7363 | 89.6574 | 90.2451 | 90.7128 | 90.7111 | 89.9218 | 88.2995 | 84.6775 | 79.743 | 75.7886 | 73.2017 | 71.2182 | 0.029625 | 0.030312 | 0.028655 | 0.025115 | 0.025821 | 0.027842 | 0.034037 | 0.039926 | 0.045817 | 0.050604 | 0.053546 | 0.056595 | 0.058716 | 0.059526 | 0.05858 | 0.053938 | 0.048684 | 0.043996 | 0.039389 | 0.039539 | 0.038784 | 0.034957 | 0.032891 | 0.033947
Portfolio Adjusted1-in-10Size: 20 kW to 199.99 kWOrange County2023May Monthly Peak | Portfolio Adjusted | 1-in-10 | Size: 20 kW to 199.99 kW | Orange County | 2023 | May Monthly Peak | 5 | 13.2785 | 12.6144 | 12.163 | 12.0938 | 12.4812 | 13.7546 | 15.9757 | 18.6317 | 21.6161 | 24.5268 | 26.9036 | 28.5655 | 29.4244 | 30.0974 | 30.1619 | 29.5553 | 28.1939 | 25.545 | 22.9807 | 22.1182 | 21.5084 | 19.5003 | 17.086 | 15.1895 | 0 | 0 | 0 | 0 | 0 | 0 | 0 | 0 | 0 | 0 | 0 | 0 | 0 | 0 | 0.28754 | 0.28593 | 0.27994 | 0.19626 | 0 | 0 | 0 | 0 | 0 | 0 | 71.9652 | 70.6409 | 69.0052 | 68.2936 | 67.6627 | 66.7785 | 66.3781 | 66.7879 | 70.7869 | 77.0135 | 82.4024 | 86.6095 | 89.162 | 91.0414 | 92.4681 | 93.3369 | 93.4496 | 92.2232 | 90.118 | 87.3949 | 83.9604 | 80.1885 | 77.3348 | 75.2368 | 0.03061 | 0.031325 | 0.029605 | 0.025826 | 0.026507 | 0.028311 | 0.033918 | 0.04119 | 0.047729 | 0.052772 | 0.055985 | 0.058894 | 0.060735 | 0.061511 | 0.060312 | 0.055391 | 0.050262 | 0.045322 | 0.040347 | 0.039618 | 0.039934 | 0.036079 | 0.034082 | 0.035504
Portfolio Adjusted1-in-10Size: 20 kW to 199.99 kWOrange County2023June Monthly Peak | Portfolio Adjusted | 1-in-10 | Size: 20 kW to 199.99 kW | Orange County | 2023 | June Monthly Peak | 6 | 13.6605 | 12.9171 | 12.4723 | 12.3598 | 12.778 | 13.8731 | 16.3063 | 19.4818 | 22.6877 | 25.7938 | 28.2429 | 29.9506 | 30.7262 | 31.4686 | 31.615 | 30.9236 | 29.4502 | 26.8385 | 24.2437 | 22.7355 | 22.0946 | 20.1529 | 17.6479 | 15.6064 | 0 | 0 | 0 | 0 | 0 | 0 | 0 | 0 | 0 | 0 | 0 | 0 | 0 | 0 | 0.30139 | 0.29917 | 0.29241 | 0.2062 | 0 | 0 | 0 | 0 | 0 | 0 | 72.9347 | 71.6428 | 70.3407 | 69.3004 | 68.0656 | 67.2245 | 67.0823 | 68.1601 | 71.3053 | 76.0499 | 81.1516 | 85.4327 | 88.3584 | 90.4968 | 92.0511 | 92.6558 | 93.0176 | 92.4293 | 91.113 | 88.9064 | 84.982 | 80.9627 | 78.4207 | 76.4976 | 0.031491 | 0.032077 | 0.030358 | 0.026394 | 0.027137 | 0.028555 | 0.03462 | 0.04307 | 0.050095 | 0.055498 | 0.058772 | 0.06175 | 0.063421 | 0.064313 | 0.063217 | 0.057955 | 0.052502 | 0.047617 | 0.042564 | 0.040723 | 0.041023 | 0.037287 | 0.035203 | 0.036478
Portfolio Adjusted1-in-10Size: 20 kW to 199.99 kWOrange County2023July Monthly Peak | Portfolio Adjusted | 1-in-10 | Size: 20 kW to 199.99 kW | Orange County | 2023 | July Monthly Peak | 7 | 14.2183 | 13.5043 | 13.022 | 12.9236 | 13.3631 | 14.7704 | 17.5012 | 21.0315 | 24.3598 | 27.4304 | 29.8862 | 31.6351 | 32.4594 | 33.2392 | 33.355 | 32.5643 | 31.0617 | 28.2608 | 25.3811 | 23.8698 | 23.1964 | 21.0913 | 18.4617 | 16.3179 | 0 | 0 | 0 | 0 | 0 | 0 | 0 | 0 | 0 | 0 | 0 | 0 | 0 | 0 | 0.31798 | 0.31504 | 0.30841 | 0.21713 | 0 | 0 | 0 | 0 | 0 | 0 | 75.1356 | 74.1649 | 73.2115 | 72.3715 | 71.6293 | 71.1611 | 70.9564 | 71.2983 | 74.2209 | 78.8665 | 83.3626 | 87.2225 | 89.7129 | 91.3123 | 92.9505 | 93.4259 | 94.0716 | 92.9707 | 91.0547 | 89.0044 | 85.8965 | 82.7707 | 80.6303 | 79.0834 | 0.032776 | 0.033535 | 0.031696 | 0.027598 | 0.028379 | 0.030402 | 0.037157 | 0.046496 | 0.053787 | 0.05902 | 0.062192 | 0.065223 | 0.066999 | 0.067932 | 0.066697 | 0.06103 | 0.055375 | 0.05014 | 0.044561 | 0.042755 | 0.043068 | 0.039023 | 0.036826 | 0.038141
Portfolio Adjusted1-in-10Size: 20 kW to 199.99 kWOrange County2023August Monthly Peak | Portfolio Adjusted | 1-in-10 | Size: 20 kW to 199.99 kW | Orange County | 2023 | August Monthly Peak | 8 | 14.7485 | 13.9333 | 13.4311 | 13.348 | 13.8626 | 15.404 | 18.3147 | 21.6272 | 25.4411 | 28.8135 | 31.5271 | 33.2709 | 34.0507 | 34.7554 | 34.8776 | 34.1404 | 32.5193 | 29.4638 | 26.2621 | 25.0054 | 24.0096 | 21.7307 | 19.022 | 16.8475 | 0 | 0 | 0 | 0 | 0 | 0 | 0 | 0 | 0 | 0 | 0 | 0 | 0 | 0 | 0.33249 | 0.33029 | 0.32288 | 0.22637 | 0 | 0 | 0 | 0 | 0 | 0 | 77.7548 | 76.7818 | 75.9367 | 75.2625 | 74.7255 | 74.1178 | 73.7649 | 74.0014 | 76.8774 | 81.019 | 85.3656 | 89.7929 | 93.1949 | 95.7821 | 97.0906 | 97.4128 | 97.1455 | 95.7956 | 94.5017 | 91.7736 | 87.7865 | 84.4617 | 82.1583 | 80.5437 | 0.033999 | 0.0346 | 0.032692 | 0.028504 | 0.02944 | 0.031706 | 0.038884 | 0.047813 | 0.056175 | 0.061995 | 0.065607 | 0.068595 | 0.070284 | 0.07103 | 0.069741 | 0.063984 | 0.057973 | 0.052274 | 0.046108 | 0.044789 | 0.044578 | 0.040206 | 0.037943 | 0.039379
Portfolio Adjusted1-in-10Size: 20 kW to 199.99 kWOrange County2023September Monthly Peak | Portfolio Adjusted | 1-in-10 | Size: 20 kW to 199.99 kW | Orange County | 2023 | September Monthly Peak | 9 | 14.5339 | 13.8136 | 13.3706 | 13.2953 | 13.8665 | 15.51 | 18.8272 | 21.7883 | 25.8128 | 29.5066 | 32.2183 | 33.9015 | 34.6469 | 35.2966 | 35.1849 | 34.1028 | 32.3241 | 29.2242 | 26.3576 | 25.769 | 23.9446 | 21.6512 | 18.9602 | 16.7173 | 0 | 0 | 0 | 0 | 0 | 0 | 0 | 0 | 0 | 0 | 0 | 0 | 0 | 0 | 0.33542 | 0.32993 | 0.32094 | 0.22453 | 0 | 0 | 0 | 0 | 0 | 0 | 80.0414 | 78.8081 | 77.7381 | 77.1599 | 76.1884 | 75.4453 | 75.0828 | 75.1702 | 77.4205 | 81.7827 | 86.592 | 91.6549 | 95.512 | 97.8748 | 98.8984 | 98.7895 | 98.3095 | 97.3591 | 95.6067 | 92.6882 | 89.0924 | 85.7258 | 83.2229 | 81.4253 | 0.033504 | 0.034303 | 0.032545 | 0.028392 | 0.029449 | 0.031925 | 0.039972 | 0.048169 | 0.056996 | 0.063487 | 0.067045 | 0.069895 | 0.071514 | 0.072137 | 0.070356 | 0.063914 | 0.057625 | 0.051849 | 0.046275 | 0.046157 | 0.044458 | 0.040059 | 0.03782 | 0.039075
Portfolio Adjusted1-in-10Size: 20 kW to 199.99 kWOrange County2023October Monthly Peak | Portfolio Adjusted | 1-in-10 | Size: 20 kW to 199.99 kW | Orange County | 2023 | October Monthly Peak | 10 | 13.4655 | 12.7823 | 12.3546 | 12.2727 | 12.7518 | 14.2118 | 17.4833 | 19.5135 | 22.5619 | 25.625 | 28.0192 | 29.6814 | 30.5145 | 31.3373 | 31.3458 | 30.4941 | 28.8564 | 25.9906 | 24.5515 | 23.4447 | 21.7674 | 19.7971 | 17.3333 | 15.3225 | 0 | 0 | 0 | 0 | 0 | 0 | 0 | 0 | 0 | 0 | 0 | 0 | 0 | 0 | 0.29883 | 0.29501 | 0.28651 | 0.19969 | 0 | 0 | 0 | 0 | 0 | 0 | 74.9228 | 74.4618 | 73.9772 | 72.6297 | 71.7938 | 71.2208 | 70.6629 | 70.3747 | 71.4626 | 74.7787 | 78.9672 | 83.4587 | 87.0049 | 89.7053 | 91.0749 | 91.5493 | 90.8784 | 89.1149 | 86.6547 | 83.4638 | 80.1774 | 77.9453 | 76.4091 | 75.021 | 0.031041 | 0.031742 | 0.030072 | 0.026208 | 0.027081 | 0.029253 | 0.037118 | 0.04314 | 0.049818 | 0.055135 | 0.058307 | 0.061195 | 0.062985 | 0.064045 | 0.062679 | 0.05715 | 0.051444 | 0.046112 | 0.043105 | 0.041994 | 0.040415 | 0.036629 | 0.034575 | 0.035814
Portfolio Adjusted1-in-10Size: 20 kW to 199.99 kWOrange County2023November Monthly Peak | Portfolio Adjusted | 1-in-10 | Size: 20 kW to 199.99 kW | Orange County | 2023 | November Monthly Peak | 11 | 12.2209 | 11.6186 | 11.285 | 11.3315 | 11.8054 | 13.2849 | 15.526 | 17.353 | 19.5657 | 21.4527 | 23.2008 | 24.3561 | 25.1536 | 25.6361 | 25.5535 | 24.7444 | 23.7737 | 23.0081 | 20.9556 | 19.5415 | 18.416 | 16.9072 | 15.1378 | 13.5929 | 0 | 0 | 0 | 0 | 0 | 0 | 0 | 0 | 0 | 0 | 0 | 0 | 0 | 0 | 0.24361 | 0.23939 | 0.23605 | 0.17677 | 0 | 0 | 0 | 0 | 0 | 0 | 62.9013 | 61.9013 | 61.2685 | 60.1318 | 58.9951 | 58.1661 | 58.2691 | 58.7159 | 60.9393 | 65.0393 | 70.0605 | 74.2579 | 76.8687 | 78.4776 | 79.3966 | 79.3429 | 78.2053 | 75.8262 | 73.2088 | 70.8109 | 68.8275 | 67.1336 | 65.5912 | 64.8701 | 0.028172 | 0.028852 | 0.027468 | 0.024198 | 0.025071 | 0.027345 | 0.032963 | 0.038364 | 0.043202 | 0.046158 | 0.04828 | 0.050215 | 0.051919 | 0.052393 | 0.051097 | 0.046375 | 0.042382 | 0.040821 | 0.036791 | 0.035002 | 0.034193 | 0.031282 | 0.030196 | 0.031772
Portfolio Adjusted1-in-10Size: 20 kW to 199.99 kWOrange County2023December Monthly Peak | Portfolio Adjusted | 1-in-10 | Size: 20 kW to 199.99 kW | Orange County | 2023 | December Monthly Peak | 12 | 12.0313 | 11.636 | 11.467 | 11.632 | 12.2737 | 13.7662 | 16.6904 | 18.682 | 21.2644 | 21.9209 | 21.4613 | 20.6666 | 19.7645 | 19.2961 | 18.7199 | 17.1908 | 16.6436 | 17.132 | 16.7648 | 16.1466 | 16.0048 | 15.4526 | 14.4092 | 13.2322 | 0 | 0 | 0 | 0 | 0 | 0 | 0 | 0 | 0 | 0 | 0 | 0 | 0 | 0 | 0.17846 | 0.16631 | 0.16525 | 0.13163 | 0 | 0 | 0 | 0 | 0 | 0 | 43.315 | 42.6769 | 41.9825 | 41.8504 | 41.341 | 40.5383 | 40.6134 | 40.6706 | 41.5799 | 43.4749 | 45.7111 | 47.6432 | 48.6467 | 49.0327 | 49.4471 | 49.664 | 49.1227 | 47.8486 | 46.1549 | 45.2326 | 44.4592 | 43.6557 | 43.0604 | 42.5622 | 0.027735 | 0.028895 | 0.027911 | 0.02484 | 0.026066 | 0.028335 | 0.035435 | 0.041302 | 0.046953 | 0.047165 | 0.04466 | 0.042609 | 0.040796 | 0.039436 | 0.037432 | 0.032218 | 0.029671 | 0.030395 | 0.029434 | 0.028921 | 0.029716 | 0.02859 | 0.028742 | 0.030929
Portfolio Adjusted1-in-10Size: 20 kW to 199.99 kWOrange County2023Typical Event Day | Portfolio Adjusted | 1-in-10 | Size: 20 kW to 199.99 kW | Orange County | 2023 | Typical Event Day | 8 | 14.5378 | 13.736 | 13.2421 | 13.1646 | 13.6743 | 15.194 | 18.0297 | 21.221 | 24.8382 | 28.0446 | 30.6741 | 32.3823 | 33.1789 | 33.9183 | 34.0928 | 33.4437 | 31.8907 | 28.9052 | 25.768 | 24.5314 | 23.5835 | 21.3414 | 18.6887 | 16.553 | 0 | 0 | 0 | 0 | 0 | 0 | 0 | 0 | 0 | 0 | 0 | 0 | 0 | 0 | 0.32501 | 0.32355 | 0.31664 | 0.22208 | 0 | 0 | 0 | 0 | 0 | 0 | 76.4666 | 75.3494 | 74.3067 | 73.5236 | 72.6522 | 71.9872 | 71.7216 | 72.1575 | 74.956 | 79.4296 | 84.118 | 88.5257 | 91.6946 | 93.8665 | 95.2476 | 95.571 | 95.6361 | 94.6387 | 93.069 | 90.5931 | 86.9394 | 83.4802 | 81.108 | 79.3875 | 0.033513 | 0.03411 | 0.032232 | 0.028112 | 0.02904 | 0.031274 | 0.038279 | 0.046915 | 0.054844 | 0.060341 | 0.063832 | 0.066763 | 0.068484 | 0.06932 | 0.068172 | 0.062678 | 0.056853 | 0.051283 | 0.04524 | 0.04394 | 0.043787 | 0.039486 | 0.037279 | 0.038691
Portfolio Adjusted1-in-10Size: 20 kW to 199.99 kWOrange County2024January Monthly Peak | Portfolio Adjusted | 1-in-10 | Size: 20 kW to 199.99 kW | Orange County | 2024 | January Monthly Peak | 1 | 11.5239 | 11.2228 | 11.1573 | 11.361 | 11.9543 | 13.4211 | 16.3774 | 18.1194 | 20.8979 | 21.5711 | 20.5987 | 19.55 | 18.4415 | 17.6993 | 16.9931 | 14.9393 | 14.0167 | 15.0604 | 15.3429 | 14.9059 | 14.9153 | 14.4893 | 13.4369 | 12.531 | 0 | 0 | 0 | 0 | 0 | 0 | 0 | 0 | 0 | 0 | 0 | 0 | 0 | 0 | 0.162 | 0.14453 | 0.13917 | 0.11571 | 0 | 0 | 0 | 0 | 0 | 0 | 41.1662 | 41.0997 | 40.3712 | 39.7081 | 39.2127 | 38.8371 | 38.4522 | 38.2016 | 38.8344 | 41.2288 | 43.339 | 45.307 | 46.7882 | 47.8031 | 48.8233 | 49.1105 | 48.5978 | 47.3659 | 45.6671 | 44.9145 | 44.2186 | 44.0617 | 43.7738 | 43.3194 | 0.026565 | 0.027869 | 0.027157 | 0.024261 | 0.025387 | 0.027625 | 0.034771 | 0.040058 | 0.046143 | 0.046413 | 0.042865 | 0.040307 | 0.038065 | 0.036172 | 0.03398 | 0.027998 | 0.024988 | 0.02672 | 0.026937 | 0.026699 | 0.027693 | 0.026808 | 0.026803 | 0.02929
Portfolio Adjusted1-in-10Size: 20 kW to 199.99 kWOrange County2024February Monthly Peak | Portfolio Adjusted | 1-in-10 | Size: 20 kW to 199.99 kW | Orange County | 2024 | February Monthly Peak | 2 | 11.5474 | 11.0857 | 10.9 | 11.0604 | 11.7002 | 13.0744 | 15.5625 | 16.9859 | 19.1737 | 20.3079 | 20.5009 | 20.5055 | 20.3718 | 20.3345 | 20.1854 | 19.0319 | 17.9887 | 17.8231 | 17.8382 | 16.9049 | 16.4393 | 15.3975 | 13.8813 | 12.6818 | 0 | 0 | 0 | 0 | 0 | 0 | 0 | 0 | 0 | 0 | 0 | 0 | 0 | 0 | 0.19243 | 0.18412 | 0.17861 | 0.13694 | 0 | 0 | 0 | 0 | 0 | 0 | 47.4723 | 47.122 | 46.7505 | 46.1636 | 45.6556 | 45.3217 | 44.699 | 45.2364 | 46.2459 | 49.6182 | 52.588 | 55.7618 | 57.6676 | 58.6369 | 59.2923 | 59.5238 | 58.2748 | 57.271 | 55.48 | 53.6002 | 52.4341 | 51.1475 | 50.0835 | 48.6521 | 0.026619 | 0.027529 | 0.026531 | 0.023619 | 0.024848 | 0.026911 | 0.033041 | 0.037552 | 0.042336 | 0.043695 | 0.042662 | 0.042276 | 0.042049 | 0.041558 | 0.040363 | 0.035668 | 0.032069 | 0.031621 | 0.031318 | 0.03028 | 0.030523 | 0.028488 | 0.027689 | 0.029642
Portfolio Adjusted1-in-10Size: 20 kW to 199.99 kWOrange County2024March Monthly Peak | Portfolio Adjusted | 1-in-10 | Size: 20 kW to 199.99 kW | Orange County | 2024 | March Monthly Peak | 3 | 12.2799 | 11.6927 | 11.319 | 11.3393 | 11.7717 | 13.127 | 15.7612 | 17.1867 | 19.0092 | 20.9153 | 22.4766 | 23.7064 | 24.452 | 25.0612 | 25.3451 | 24.9071 | 23.7416 | 21.9656 | 20.6328 | 20.3199 | 19.1733 | 17.4943 | 15.4172 | 13.74 | 0 | 0 | 0 | 0 | 0 | 0 | 0 | 0 | 0 | 0 | 0 | 0 | 0 | 0 | 0.24162 | 0.24096 | 0.23573 | 0.16876 | 0 | 0 | 0 | 0 | 0 | 0 | 60.4411 | 59.0247 | 58.0381 | 57.7137 | 56.5413 | 55.5519 | 55.0351 | 55.8127 | 59.1768 | 63.664 | 68.4474 | 72.8936 | 76.0305 | 77.622 | 78.2739 | 78.9378 | 78.7647 | 77.7264 | 75.2215 | 71.7754 | 68.8307 | 65.9531 | 63.6658 | 61.9201 | 0.028308 | 0.029036 | 0.027551 | 0.024215 | 0.025 | 0.02702 | 0.033463 | 0.037996 | 0.041973 | 0.045002 | 0.046773 | 0.048876 | 0.050471 | 0.051218 | 0.05068 | 0.04668 | 0.042325 | 0.038971 | 0.036225 | 0.036397 | 0.035599 | 0.032368 | 0.030753 | 0.032116
Portfolio Adjusted1-in-10Size: 20 kW to 199.99 kWOrange County2024April Monthly Peak | Portfolio Adjusted | 1-in-10 | Size: 20 kW to 199.99 kW | Orange County | 2024 | April Monthly Peak | 4 | 12.851 | 12.2064 | 11.7725 | 11.7608 | 12.1584 | 13.5266 | 16.0318 | 18.0597 | 20.7503 | 23.5192 | 25.7315 | 27.4503 | 28.4466 | 29.1262 | 29.2957 | 28.7801 | 27.3083 | 24.7979 | 22.4351 | 22.0745 | 20.8888 | 18.8938 | 16.4892 | 14.5237 | 0 | 0 | 0 | 0 | 0 | 0 | 0 | 0 | 0 | 0 | 0 | 0 | 0 | 0 | 0.27928 | 0.27843 | 0.27114 | 0.19052 | 0 | 0 | 0 | 0 | 0 | 0 | 71.3172 | 69.5508 | 67.963 | 66.3006 | 65.324 | 64.6724 | 64.1064 | 64.2164 | 67.2433 | 72.7724 | 78.6907 | 84.1314 | 87.7363 | 89.6574 | 90.2451 | 90.7128 | 90.7111 | 89.9218 | 88.2995 | 84.6775 | 79.743 | 75.7886 | 73.2017 | 71.2182 | 0.029625 | 0.030312 | 0.028655 | 0.025115 | 0.025821 | 0.027842 | 0.034037 | 0.039926 | 0.045817 | 0.050604 | 0.053546 | 0.056595 | 0.058716 | 0.059526 | 0.05858 | 0.053938 | 0.048684 | 0.043996 | 0.039389 | 0.039539 | 0.038784 | 0.034957 | 0.032891 | 0.033947
Portfolio Adjusted1-in-10Size: 20 kW to 199.99 kWOrange County2024May Monthly Peak | Portfolio Adjusted | 1-in-10 | Size: 20 kW to 199.99 kW | Orange County | 2024 | May Monthly Peak | 5 | 13.2785 | 12.6144 | 12.163 | 12.0938 | 12.4812 | 13.7546 | 15.9757 | 18.6317 | 21.6161 | 24.5268 | 26.9036 | 28.5655 | 29.4244 | 30.0974 | 30.1619 | 29.5553 | 28.1939 | 25.545 | 22.9807 | 22.1182 | 21.5084 | 19.5003 | 17.086 | 15.1895 | 0 | 0 | 0 | 0 | 0 | 0 | 0 | 0 | 0 | 0 | 0 | 0 | 0 | 0 | 0.28754 | 0.28593 | 0.27994 | 0.19626 | 0 | 0 | 0 | 0 | 0 | 0 | 71.9652 | 70.6409 | 69.0052 | 68.2936 | 67.6627 | 66.7785 | 66.3781 | 66.7879 | 70.7869 | 77.0135 | 82.4024 | 86.6095 | 89.162 | 91.0414 | 92.4681 | 93.3369 | 93.4496 | 92.2232 | 90.118 | 87.3949 | 83.9604 | 80.1885 | 77.3348 | 75.2368 | 0.03061 | 0.031325 | 0.029605 | 0.025826 | 0.026507 | 0.028311 | 0.033918 | 0.04119 | 0.047729 | 0.052772 | 0.055985 | 0.058894 | 0.060735 | 0.061511 | 0.060312 | 0.055391 | 0.050262 | 0.045322 | 0.040347 | 0.039618 | 0.039934 | 0.036079 | 0.034082 | 0.035504
Portfolio Adjusted1-in-10Size: 20 kW to 199.99 kWOrange County2024June Monthly Peak | Portfolio Adjusted | 1-in-10 | Size: 20 kW to 199.99 kW | Orange County | 2024 | June Monthly Peak | 6 | 13.6605 | 12.9171 | 12.4723 | 12.3598 | 12.778 | 13.8731 | 16.3063 | 19.4818 | 22.6877 | 25.7938 | 28.2429 | 29.9506 | 30.7262 | 31.4686 | 31.615 | 30.9236 | 29.4502 | 26.8385 | 24.2437 | 22.7355 | 22.0946 | 20.1529 | 17.6479 | 15.6064 | 0 | 0 | 0 | 0 | 0 | 0 | 0 | 0 | 0 | 0 | 0 | 0 | 0 | 0 | 0.30139 | 0.29917 | 0.29241 | 0.2062 | 0 | 0 | 0 | 0 | 0 | 0 | 72.9347 | 71.6428 | 70.3407 | 69.3004 | 68.0656 | 67.2245 | 67.0823 | 68.1601 | 71.3053 | 76.0499 | 81.1516 | 85.4327 | 88.3584 | 90.4968 | 92.0511 | 92.6558 | 93.0176 | 92.4293 | 91.113 | 88.9064 | 84.982 | 80.9627 | 78.4207 | 76.4976 | 0.031491 | 0.032077 | 0.030358 | 0.026394 | 0.027137 | 0.028555 | 0.03462 | 0.04307 | 0.050095 | 0.055498 | 0.058772 | 0.06175 | 0.063421 | 0.064313 | 0.063217 | 0.057955 | 0.052502 | 0.047617 | 0.042564 | 0.040723 | 0.041023 | 0.037287 | 0.035203 | 0.036478
Portfolio Adjusted1-in-10Size: 20 kW to 199.99 kWOrange County2024July Monthly Peak | Portfolio Adjusted | 1-in-10 | Size: 20 kW to 199.99 kW | Orange County | 2024 | July Monthly Peak | 7 | 14.2183 | 13.5043 | 13.022 | 12.9236 | 13.3631 | 14.7704 | 17.5012 | 21.0315 | 24.3598 | 27.4304 | 29.8862 | 31.6351 | 32.4594 | 33.2392 | 33.355 | 32.5643 | 31.0617 | 28.2608 | 25.3811 | 23.8698 | 23.1964 | 21.0913 | 18.4617 | 16.3179 | 0 | 0 | 0 | 0 | 0 | 0 | 0 | 0 | 0 | 0 | 0 | 0 | 0 | 0 | 0.31798 | 0.31504 | 0.30841 | 0.21713 | 0 | 0 | 0 | 0 | 0 | 0 | 75.1356 | 74.1649 | 73.2115 | 72.3715 | 71.6293 | 71.1611 | 70.9564 | 71.2983 | 74.2209 | 78.8665 | 83.3626 | 87.2225 | 89.7129 | 91.3123 | 92.9505 | 93.4259 | 94.0716 | 92.9707 | 91.0547 | 89.0044 | 85.8965 | 82.7707 | 80.6303 | 79.0834 | 0.032776 | 0.033535 | 0.031696 | 0.027598 | 0.028379 | 0.030402 | 0.037157 | 0.046496 | 0.053787 | 0.05902 | 0.062192 | 0.065223 | 0.066999 | 0.067932 | 0.066697 | 0.06103 | 0.055375 | 0.05014 | 0.044561 | 0.042755 | 0.043068 | 0.039023 | 0.036826 | 0.038141
Portfolio Adjusted1-in-10Size: 20 kW to 199.99 kWOrange County2024August Monthly Peak | Portfolio Adjusted | 1-in-10 | Size: 20 kW to 199.99 kW | Orange County | 2024 | August Monthly Peak | 8 | 14.7485 | 13.9333 | 13.4311 | 13.348 | 13.8626 | 15.404 | 18.3147 | 21.6272 | 25.4411 | 28.8135 | 31.5271 | 33.2709 | 34.0507 | 34.7554 | 34.8776 | 34.1404 | 32.5193 | 29.4638 | 26.2621 | 25.0054 | 24.0096 | 21.7307 | 19.022 | 16.8475 | 0 | 0 | 0 | 0 | 0 | 0 | 0 | 0 | 0 | 0 | 0 | 0 | 0 | 0 | 0.33249 | 0.33029 | 0.32288 | 0.22637 | 0 | 0 | 0 | 0 | 0 | 0 | 77.7548 | 76.7818 | 75.9367 | 75.2625 | 74.7255 | 74.1178 | 73.7649 | 74.0014 | 76.8774 | 81.019 | 85.3656 | 89.7929 | 93.1949 | 95.7821 | 97.0906 | 97.4128 | 97.1455 | 95.7956 | 94.5017 | 91.7736 | 87.7865 | 84.4617 | 82.1583 | 80.5437 | 0.033999 | 0.0346 | 0.032692 | 0.028504 | 0.02944 | 0.031706 | 0.038884 | 0.047813 | 0.056175 | 0.061995 | 0.065607 | 0.068595 | 0.070284 | 0.07103 | 0.069741 | 0.063984 | 0.057973 | 0.052274 | 0.046108 | 0.044789 | 0.044578 | 0.040206 | 0.037943 | 0.039379
Portfolio Adjusted1-in-10Size: 20 kW to 199.99 kWOrange County2024September Monthly Peak | Portfolio Adjusted | 1-in-10 | Size: 20 kW to 199.99 kW | Orange County | 2024 | September Monthly Peak | 9 | 14.5339 | 13.8136 | 13.3706 | 13.2953 | 13.8665 | 15.51 | 18.8272 | 21.7883 | 25.8128 | 29.5066 | 32.2183 | 33.9015 | 34.6469 | 35.2966 | 35.1849 | 34.1028 | 32.3241 | 29.2242 | 26.3576 | 25.769 | 23.9446 | 21.6512 | 18.9602 | 16.7173 | 0 | 0 | 0 | 0 | 0 | 0 | 0 | 0 | 0 | 0 | 0 | 0 | 0 | 0 | 0.33542 | 0.32993 | 0.32094 | 0.22453 | 0 | 0 | 0 | 0 | 0 | 0 | 80.0414 | 78.8081 | 77.7381 | 77.1599 | 76.1884 | 75.4453 | 75.0828 | 75.1702 | 77.4205 | 81.7827 | 86.592 | 91.6549 | 95.512 | 97.8748 | 98.8984 | 98.7895 | 98.3095 | 97.3591 | 95.6067 | 92.6882 | 89.0924 | 85.7258 | 83.2229 | 81.4253 | 0.033504 | 0.034303 | 0.032545 | 0.028392 | 0.029449 | 0.031925 | 0.039972 | 0.048169 | 0.056996 | 0.063487 | 0.067045 | 0.069895 | 0.071514 | 0.072137 | 0.070356 | 0.063914 | 0.057625 | 0.051849 | 0.046275 | 0.046157 | 0.044458 | 0.040059 | 0.03782 | 0.039075
Portfolio Adjusted1-in-10Size: 20 kW to 199.99 kWOrange County2024October Monthly Peak | Portfolio Adjusted | 1-in-10 | Size: 20 kW to 199.99 kW | Orange County | 2024 | October Monthly Peak | 10 | 13.4655 | 12.7823 | 12.3546 | 12.2727 | 12.7518 | 14.2118 | 17.4833 | 19.5135 | 22.5619 | 25.625 | 28.0192 | 29.6814 | 30.5145 | 31.3373 | 31.3458 | 30.4941 | 28.8564 | 25.9906 | 24.5515 | 23.4447 | 21.7674 | 19.7971 | 17.3333 | 15.3225 | 0 | 0 | 0 | 0 | 0 | 0 | 0 | 0 | 0 | 0 | 0 | 0 | 0 | 0 | 0.29883 | 0.29501 | 0.28651 | 0.19969 | 0 | 0 | 0 | 0 | 0 | 0 | 74.9228 | 74.4618 | 73.9772 | 72.6297 | 71.7938 | 71.2208 | 70.6629 | 70.3747 | 71.4626 | 74.7787 | 78.9672 | 83.4587 | 87.0049 | 89.7053 | 91.0749 | 91.5493 | 90.8784 | 89.1149 | 86.6547 | 83.4638 | 80.1774 | 77.9453 | 76.4091 | 75.021 | 0.031041 | 0.031742 | 0.030072 | 0.026208 | 0.027081 | 0.029253 | 0.037118 | 0.04314 | 0.049818 | 0.055135 | 0.058307 | 0.061195 | 0.062985 | 0.064045 | 0.062679 | 0.05715 | 0.051444 | 0.046112 | 0.043105 | 0.041994 | 0.040415 | 0.036629 | 0.034575 | 0.035814
Portfolio Adjusted1-in-10Size: 20 kW to 199.99 kWOrange County2024November Monthly Peak | Portfolio Adjusted | 1-in-10 | Size: 20 kW to 199.99 kW | Orange County | 2024 | November Monthly Peak | 11 | 12.2209 | 11.6186 | 11.285 | 11.3315 | 11.8054 | 13.2849 | 15.526 | 17.353 | 19.5657 | 21.4527 | 23.2008 | 24.3561 | 25.1536 | 25.6361 | 25.5535 | 24.7444 | 23.7737 | 23.0081 | 20.9556 | 19.5415 | 18.416 | 16.9072 | 15.1378 | 13.5929 | 0 | 0 | 0 | 0 | 0 | 0 | 0 | 0 | 0 | 0 | 0 | 0 | 0 | 0 | 0.24361 | 0.23939 | 0.23605 | 0.17677 | 0 | 0 | 0 | 0 | 0 | 0 | 62.9013 | 61.9013 | 61.2685 | 60.1318 | 58.9951 | 58.1661 | 58.2691 | 58.7159 | 60.9393 | 65.0393 | 70.0605 | 74.2579 | 76.8687 | 78.4776 | 79.3966 | 79.3429 | 78.2053 | 75.8262 | 73.2088 | 70.8109 | 68.8275 | 67.1336 | 65.5912 | 64.8701 | 0.028172 | 0.028852 | 0.027468 | 0.024198 | 0.025071 | 0.027345 | 0.032963 | 0.038364 | 0.043202 | 0.046158 | 0.04828 | 0.050215 | 0.051919 | 0.052393 | 0.051097 | 0.046375 | 0.042382 | 0.040821 | 0.036791 | 0.035002 | 0.034193 | 0.031282 | 0.030196 | 0.031772
Portfolio Adjusted1-in-10Size: 20 kW to 199.99 kWOrange County2024December Monthly Peak | Portfolio Adjusted | 1-in-10 | Size: 20 kW to 199.99 kW | Orange County | 2024 | December Monthly Peak | 12 | 12.0313 | 11.636 | 11.467 | 11.632 | 12.2737 | 13.7662 | 16.6904 | 18.682 | 21.2644 | 21.9209 | 21.4613 | 20.6666 | 19.7645 | 19.2961 | 18.7199 | 17.1908 | 16.6436 | 17.132 | 16.7648 | 16.1466 | 16.0048 | 15.4526 | 14.4092 | 13.2322 | 0 | 0 | 0 | 0 | 0 | 0 | 0 | 0 | 0 | 0 | 0 | 0 | 0 | 0 | 0.17846 | 0.16631 | 0.16525 | 0.13163 | 0 | 0 | 0 | 0 | 0 | 0 | 43.315 | 42.6769 | 41.9825 | 41.8504 | 41.341 | 40.5383 | 40.6134 | 40.6706 | 41.5799 | 43.4749 | 45.7111 | 47.6432 | 48.6467 | 49.0327 | 49.4471 | 49.664 | 49.1227 | 47.8486 | 46.1549 | 45.2326 | 44.4592 | 43.6557 | 43.0604 | 42.5622 | 0.027735 | 0.028895 | 0.027911 | 0.02484 | 0.026066 | 0.028335 | 0.035435 | 0.041302 | 0.046953 | 0.047165 | 0.04466 | 0.042609 | 0.040796 | 0.039436 | 0.037432 | 0.032218 | 0.029671 | 0.030395 | 0.029434 | 0.028921 | 0.029716 | 0.02859 | 0.028742 | 0.030929
Portfolio Adjusted1-in-10Size: 20 kW to 199.99 kWOrange County2024Typical Event Day | Portfolio Adjusted | 1-in-10 | Size: 20 kW to 199.99 kW | Orange County | 2024 | Typical Event Day | 8 | 14.5378 | 13.736 | 13.2421 | 13.1646 | 13.6743 | 15.194 | 18.0297 | 21.221 | 24.8382 | 28.0446 | 30.6741 | 32.3823 | 33.1789 | 33.9183 | 34.0928 | 33.4437 | 31.8907 | 28.9052 | 25.768 | 24.5314 | 23.5835 | 21.3414 | 18.6887 | 16.553 | 0 | 0 | 0 | 0 | 0 | 0 | 0 | 0 | 0 | 0 | 0 | 0 | 0 | 0 | 0.32501 | 0.32355 | 0.31664 | 0.22208 | 0 | 0 | 0 | 0 | 0 | 0 | 76.4666 | 75.3494 | 74.3067 | 73.5236 | 72.6522 | 71.9872 | 71.7216 | 72.1575 | 74.956 | 79.4296 | 84.118 | 88.5257 | 91.6946 | 93.8665 | 95.2476 | 95.571 | 95.6361 | 94.6387 | 93.069 | 90.5931 | 86.9394 | 83.4802 | 81.108 | 79.3875 | 0.033513 | 0.03411 | 0.032232 | 0.028112 | 0.02904 | 0.031274 | 0.038279 | 0.046915 | 0.054844 | 0.060341 | 0.063832 | 0.066763 | 0.068484 | 0.06932 | 0.068172 | 0.062678 | 0.056853 | 0.051283 | 0.04524 | 0.04394 | 0.043787 | 0.039486 | 0.037279 | 0.038691
Portfolio Adjusted1-in-10Size: 20 kW to 199.99 kWOrange County2025January Monthly Peak | Portfolio Adjusted | 1-in-10 | Size: 20 kW to 199.99 kW | Orange County | 2025 | January Monthly Peak | 1 | 11.5239 | 11.2228 | 11.1573 | 11.361 | 11.9543 | 13.4211 | 16.3774 | 18.1194 | 20.8979 | 21.5711 | 20.5987 | 19.55 | 18.4415 | 17.6993 | 16.9931 | 14.9393 | 14.0167 | 15.0604 | 15.3429 | 14.9059 | 14.9153 | 14.4893 | 13.4369 | 12.531 | 0 | 0 | 0 | 0 | 0 | 0 | 0 | 0 | 0 | 0 | 0 | 0 | 0 | 0 | 0.162 | 0.14453 | 0.13917 | 0.11571 | 0 | 0 | 0 | 0 | 0 | 0 | 41.1662 | 41.0997 | 40.3712 | 39.7081 | 39.2127 | 38.8371 | 38.4522 | 38.2016 | 38.8344 | 41.2288 | 43.339 | 45.307 | 46.7882 | 47.8031 | 48.8233 | 49.1105 | 48.5978 | 47.3659 | 45.6671 | 44.9145 | 44.2186 | 44.0617 | 43.7738 | 43.3194 | 0.026565 | 0.027869 | 0.027157 | 0.024261 | 0.025387 | 0.027625 | 0.034771 | 0.040058 | 0.046143 | 0.046413 | 0.042865 | 0.040307 | 0.038065 | 0.036172 | 0.03398 | 0.027998 | 0.024988 | 0.02672 | 0.026937 | 0.026699 | 0.027693 | 0.026808 | 0.026803 | 0.02929
Portfolio Adjusted1-in-10Size: 20 kW to 199.99 kWOrange County2025February Monthly Peak | Portfolio Adjusted | 1-in-10 | Size: 20 kW to 199.99 kW | Orange County | 2025 | February Monthly Peak | 2 | 11.5474 | 11.0857 | 10.9 | 11.0604 | 11.7002 | 13.0744 | 15.5625 | 16.9859 | 19.1737 | 20.3079 | 20.5009 | 20.5055 | 20.3718 | 20.3345 | 20.1854 | 19.0319 | 17.9887 | 17.8231 | 17.8382 | 16.9049 | 16.4393 | 15.3975 | 13.8813 | 12.6818 | 0 | 0 | 0 | 0 | 0 | 0 | 0 | 0 | 0 | 0 | 0 | 0 | 0 | 0 | 0.19243 | 0.18412 | 0.17861 | 0.13694 | 0 | 0 | 0 | 0 | 0 | 0 | 47.4723 | 47.122 | 46.7505 | 46.1636 | 45.6556 | 45.3217 | 44.699 | 45.2364 | 46.2459 | 49.6182 | 52.588 | 55.7618 | 57.6676 | 58.6369 | 59.2923 | 59.5238 | 58.2748 | 57.271 | 55.48 | 53.6002 | 52.4341 | 51.1475 | 50.0835 | 48.6521 | 0.026619 | 0.027529 | 0.026531 | 0.023619 | 0.024848 | 0.026911 | 0.033041 | 0.037552 | 0.042336 | 0.043695 | 0.042662 | 0.042276 | 0.042049 | 0.041558 | 0.040363 | 0.035668 | 0.032069 | 0.031621 | 0.031318 | 0.03028 | 0.030523 | 0.028488 | 0.027689 | 0.029642
Portfolio Adjusted1-in-10Size: 20 kW to 199.99 kWOrange County2025March Monthly Peak | Portfolio Adjusted | 1-in-10 | Size: 20 kW to 199.99 kW | Orange County | 2025 | March Monthly Peak | 3 | 12.2799 | 11.6927 | 11.319 | 11.3393 | 11.7717 | 13.127 | 15.7612 | 17.1867 | 19.0092 | 20.9153 | 22.4766 | 23.7064 | 24.452 | 25.0612 | 25.3451 | 24.9071 | 23.7416 | 21.9656 | 20.6328 | 20.3199 | 19.1733 | 17.4943 | 15.4172 | 13.74 | 0 | 0 | 0 | 0 | 0 | 0 | 0 | 0 | 0 | 0 | 0 | 0 | 0 | 0 | 0.24162 | 0.24096 | 0.23573 | 0.16876 | 0 | 0 | 0 | 0 | 0 | 0 | 60.4411 | 59.0247 | 58.0381 | 57.7137 | 56.5413 | 55.5519 | 55.0351 | 55.8127 | 59.1768 | 63.664 | 68.4474 | 72.8936 | 76.0305 | 77.622 | 78.2739 | 78.9378 | 78.7647 | 77.7264 | 75.2215 | 71.7754 | 68.8307 | 65.9531 | 63.6658 | 61.9201 | 0.028308 | 0.029036 | 0.027551 | 0.024215 | 0.025 | 0.02702 | 0.033463 | 0.037996 | 0.041973 | 0.045002 | 0.046773 | 0.048876 | 0.050471 | 0.051218 | 0.05068 | 0.04668 | 0.042325 | 0.038971 | 0.036225 | 0.036397 | 0.035599 | 0.032368 | 0.030753 | 0.032116
Portfolio Adjusted1-in-10Size: 20 kW to 199.99 kWOrange County2025April Monthly Peak | Portfolio Adjusted | 1-in-10 | Size: 20 kW to 199.99 kW | Orange County | 2025 | April Monthly Peak | 4 | 12.851 | 12.2064 | 11.7725 | 11.7608 | 12.1584 | 13.5266 | 16.0318 | 18.0597 | 20.7503 | 23.5192 | 25.7315 | 27.4503 | 28.4466 | 29.1262 | 29.2957 | 28.7801 | 27.3083 | 24.7979 | 22.4351 | 22.0745 | 20.8888 | 18.8938 | 16.4892 | 14.5237 | 0 | 0 | 0 | 0 | 0 | 0 | 0 | 0 | 0 | 0 | 0 | 0 | 0 | 0 | 0.27928 | 0.27843 | 0.27114 | 0.19052 | 0 | 0 | 0 | 0 | 0 | 0 | 71.3172 | 69.5508 | 67.963 | 66.3006 | 65.324 | 64.6724 | 64.1064 | 64.2164 | 67.2433 | 72.7724 | 78.6907 | 84.1314 | 87.7363 | 89.6574 | 90.2451 | 90.7128 | 90.7111 | 89.9218 | 88.2995 | 84.6775 | 79.743 | 75.7886 | 73.2017 | 71.2182 | 0.029625 | 0.030312 | 0.028655 | 0.025115 | 0.025821 | 0.027842 | 0.034037 | 0.039926 | 0.045817 | 0.050604 | 0.053546 | 0.056595 | 0.058716 | 0.059526 | 0.05858 | 0.053938 | 0.048684 | 0.043996 | 0.039389 | 0.039539 | 0.038784 | 0.034957 | 0.032891 | 0.033947
Portfolio Adjusted1-in-10Size: 20 kW to 199.99 kWOrange County2025May Monthly Peak | Portfolio Adjusted | 1-in-10 | Size: 20 kW to 199.99 kW | Orange County | 2025 | May Monthly Peak | 5 | 13.2785 | 12.6144 | 12.163 | 12.0938 | 12.4812 | 13.7546 | 15.9757 | 18.6317 | 21.6161 | 24.5268 | 26.9036 | 28.5655 | 29.4244 | 30.0974 | 30.1619 | 29.5553 | 28.1939 | 25.545 | 22.9807 | 22.1182 | 21.5084 | 19.5003 | 17.086 | 15.1895 | 0 | 0 | 0 | 0 | 0 | 0 | 0 | 0 | 0 | 0 | 0 | 0 | 0 | 0 | 0.28754 | 0.28593 | 0.27994 | 0.19626 | 0 | 0 | 0 | 0 | 0 | 0 | 71.9652 | 70.6409 | 69.0052 | 68.2936 | 67.6627 | 66.7785 | 66.3781 | 66.7879 | 70.7869 | 77.0135 | 82.4024 | 86.6095 | 89.162 | 91.0414 | 92.4681 | 93.3369 | 93.4496 | 92.2232 | 90.118 | 87.3949 | 83.9604 | 80.1885 | 77.3348 | 75.2368 | 0.03061 | 0.031325 | 0.029605 | 0.025826 | 0.026507 | 0.028311 | 0.033918 | 0.04119 | 0.047729 | 0.052772 | 0.055985 | 0.058894 | 0.060735 | 0.061511 | 0.060312 | 0.055391 | 0.050262 | 0.045322 | 0.040347 | 0.039618 | 0.039934 | 0.036079 | 0.034082 | 0.035504
Portfolio Adjusted1-in-10Size: 20 kW to 199.99 kWOrange County2025June Monthly Peak | Portfolio Adjusted | 1-in-10 | Size: 20 kW to 199.99 kW | Orange County | 2025 | June Monthly Peak | 6 | 13.6605 | 12.9171 | 12.4723 | 12.3598 | 12.778 | 13.8731 | 16.3063 | 19.4818 | 22.6877 | 25.7938 | 28.2429 | 29.9506 | 30.7262 | 31.4686 | 31.615 | 30.9236 | 29.4502 | 26.8385 | 24.2437 | 22.7355 | 22.0946 | 20.1529 | 17.6479 | 15.6064 | 0 | 0 | 0 | 0 | 0 | 0 | 0 | 0 | 0 | 0 | 0 | 0 | 0 | 0 | 0.30139 | 0.29917 | 0.29241 | 0.2062 | 0 | 0 | 0 | 0 | 0 | 0 | 72.9347 | 71.6428 | 70.3407 | 69.3004 | 68.0656 | 67.2245 | 67.0823 | 68.1601 | 71.3053 | 76.0499 | 81.1516 | 85.4327 | 88.3584 | 90.4968 | 92.0511 | 92.6558 | 93.0176 | 92.4293 | 91.113 | 88.9064 | 84.982 | 80.9627 | 78.4207 | 76.4976 | 0.031491 | 0.032077 | 0.030358 | 0.026394 | 0.027137 | 0.028555 | 0.03462 | 0.04307 | 0.050095 | 0.055498 | 0.058772 | 0.06175 | 0.063421 | 0.064313 | 0.063217 | 0.057955 | 0.052502 | 0.047617 | 0.042564 | 0.040723 | 0.041023 | 0.037287 | 0.035203 | 0.036478
Portfolio Adjusted1-in-10Size: 20 kW to 199.99 kWOrange County2025July Monthly Peak | Portfolio Adjusted | 1-in-10 | Size: 20 kW to 199.99 kW | Orange County | 2025 | July Monthly Peak | 7 | 14.2183 | 13.5043 | 13.022 | 12.9236 | 13.3631 | 14.7704 | 17.5012 | 21.0315 | 24.3598 | 27.4304 | 29.8862 | 31.6351 | 32.4594 | 33.2392 | 33.355 | 32.5643 | 31.0617 | 28.2608 | 25.3811 | 23.8698 | 23.1964 | 21.0913 | 18.4617 | 16.3179 | 0 | 0 | 0 | 0 | 0 | 0 | 0 | 0 | 0 | 0 | 0 | 0 | 0 | 0 | 0.31798 | 0.31504 | 0.30841 | 0.21713 | 0 | 0 | 0 | 0 | 0 | 0 | 75.1356 | 74.1649 | 73.2115 | 72.3715 | 71.6293 | 71.1611 | 70.9564 | 71.2983 | 74.2209 | 78.8665 | 83.3626 | 87.2225 | 89.7129 | 91.3123 | 92.9505 | 93.4259 | 94.0716 | 92.9707 | 91.0547 | 89.0044 | 85.8965 | 82.7707 | 80.6303 | 79.0834 | 0.032776 | 0.033535 | 0.031696 | 0.027598 | 0.028379 | 0.030402 | 0.037157 | 0.046496 | 0.053787 | 0.05902 | 0.062192 | 0.065223 | 0.066999 | 0.067932 | 0.066697 | 0.06103 | 0.055375 | 0.05014 | 0.044561 | 0.042755 | 0.043068 | 0.039023 | 0.036826 | 0.038141
Portfolio Adjusted1-in-10Size: 20 kW to 199.99 kWOrange County2025August Monthly Peak | Portfolio Adjusted | 1-in-10 | Size: 20 kW to 199.99 kW | Orange County | 2025 | August Monthly Peak | 8 | 14.7485 | 13.9333 | 13.4311 | 13.348 | 13.8626 | 15.404 | 18.3147 | 21.6272 | 25.4411 | 28.8135 | 31.5271 | 33.2709 | 34.0507 | 34.7554 | 34.8776 | 34.1404 | 32.5193 | 29.4638 | 26.2621 | 25.0054 | 24.0096 | 21.7307 | 19.022 | 16.8475 | 0 | 0 | 0 | 0 | 0 | 0 | 0 | 0 | 0 | 0 | 0 | 0 | 0 | 0 | 0.33249 | 0.33029 | 0.32288 | 0.22637 | 0 | 0 | 0 | 0 | 0 | 0 | 77.7548 | 76.7818 | 75.9367 | 75.2625 | 74.7255 | 74.1178 | 73.7649 | 74.0014 | 76.8774 | 81.019 | 85.3656 | 89.7929 | 93.1949 | 95.7821 | 97.0906 | 97.4128 | 97.1455 | 95.7956 | 94.5017 | 91.7736 | 87.7865 | 84.4617 | 82.1583 | 80.5437 | 0.033999 | 0.0346 | 0.032692 | 0.028504 | 0.02944 | 0.031706 | 0.038884 | 0.047813 | 0.056175 | 0.061995 | 0.065607 | 0.068595 | 0.070284 | 0.07103 | 0.069741 | 0.063984 | 0.057973 | 0.052274 | 0.046108 | 0.044789 | 0.044578 | 0.040206 | 0.037943 | 0.039379
Portfolio Adjusted1-in-10Size: 20 kW to 199.99 kWOrange County2025September Monthly Peak | Portfolio Adjusted | 1-in-10 | Size: 20 kW to 199.99 kW | Orange County | 2025 | September Monthly Peak | 9 | 14.5339 | 13.8136 | 13.3706 | 13.2953 | 13.8665 | 15.51 | 18.8272 | 21.7883 | 25.8128 | 29.5066 | 32.2183 | 33.9015 | 34.6469 | 35.2966 | 35.1849 | 34.1028 | 32.3241 | 29.2242 | 26.3576 | 25.769 | 23.9446 | 21.6512 | 18.9602 | 16.7173 | 0 | 0 | 0 | 0 | 0 | 0 | 0 | 0 | 0 | 0 | 0 | 0 | 0 | 0 | 0.33542 | 0.32993 | 0.32094 | 0.22453 | 0 | 0 | 0 | 0 | 0 | 0 | 80.0414 | 78.8081 | 77.7381 | 77.1599 | 76.1884 | 75.4453 | 75.0828 | 75.1702 | 77.4205 | 81.7827 | 86.592 | 91.6549 | 95.512 | 97.8748 | 98.8984 | 98.7895 | 98.3095 | 97.3591 | 95.6067 | 92.6882 | 89.0924 | 85.7258 | 83.2229 | 81.4253 | 0.033504 | 0.034303 | 0.032545 | 0.028392 | 0.029449 | 0.031925 | 0.039972 | 0.048169 | 0.056996 | 0.063487 | 0.067045 | 0.069895 | 0.071514 | 0.072137 | 0.070356 | 0.063914 | 0.057625 | 0.051849 | 0.046275 | 0.046157 | 0.044458 | 0.040059 | 0.03782 | 0.039075
Portfolio Adjusted1-in-10Size: 20 kW to 199.99 kWOrange County2025October Monthly Peak | Portfolio Adjusted | 1-in-10 | Size: 20 kW to 199.99 kW | Orange County | 2025 | October Monthly Peak | 10 | 13.4655 | 12.7823 | 12.3546 | 12.2727 | 12.7518 | 14.2118 | 17.4833 | 19.5135 | 22.5619 | 25.625 | 28.0192 | 29.6814 | 30.5145 | 31.3373 | 31.3458 | 30.4941 | 28.8564 | 25.9906 | 24.5515 | 23.4447 | 21.7674 | 19.7971 | 17.3333 | 15.3225 | 0 | 0 | 0 | 0 | 0 | 0 | 0 | 0 | 0 | 0 | 0 | 0 | 0 | 0 | 0.29883 | 0.29501 | 0.28651 | 0.19969 | 0 | 0 | 0 | 0 | 0 | 0 | 74.9228 | 74.4618 | 73.9772 | 72.6297 | 71.7938 | 71.2208 | 70.6629 | 70.3747 | 71.4626 | 74.7787 | 78.9672 | 83.4587 | 87.0049 | 89.7053 | 91.0749 | 91.5493 | 90.8784 | 89.1149 | 86.6547 | 83.4638 | 80.1774 | 77.9453 | 76.4091 | 75.021 | 0.031041 | 0.031742 | 0.030072 | 0.026208 | 0.027081 | 0.029253 | 0.037118 | 0.04314 | 0.049818 | 0.055135 | 0.058307 | 0.061195 | 0.062985 | 0.064045 | 0.062679 | 0.05715 | 0.051444 | 0.046112 | 0.043105 | 0.041994 | 0.040415 | 0.036629 | 0.034575 | 0.035814
Portfolio Adjusted1-in-10Size: 20 kW to 199.99 kWOrange County2025November Monthly Peak | Portfolio Adjusted | 1-in-10 | Size: 20 kW to 199.99 kW | Orange County | 2025 | November Monthly Peak | 11 | 12.2209 | 11.6186 | 11.285 | 11.3315 | 11.8054 | 13.2849 | 15.526 | 17.353 | 19.5657 | 21.4527 | 23.2008 | 24.3561 | 25.1536 | 25.6361 | 25.5535 | 24.7444 | 23.7737 | 23.0081 | 20.9556 | 19.5415 | 18.416 | 16.9072 | 15.1378 | 13.5929 | 0 | 0 | 0 | 0 | 0 | 0 | 0 | 0 | 0 | 0 | 0 | 0 | 0 | 0 | 0.24361 | 0.23939 | 0.23605 | 0.17677 | 0 | 0 | 0 | 0 | 0 | 0 | 62.9013 | 61.9013 | 61.2685 | 60.1318 | 58.9951 | 58.1661 | 58.2691 | 58.7159 | 60.9393 | 65.0393 | 70.0605 | 74.2579 | 76.8687 | 78.4776 | 79.3966 | 79.3429 | 78.2053 | 75.8262 | 73.2088 | 70.8109 | 68.8275 | 67.1336 | 65.5912 | 64.8701 | 0.028172 | 0.028852 | 0.027468 | 0.024198 | 0.025071 | 0.027345 | 0.032963 | 0.038364 | 0.043202 | 0.046158 | 0.04828 | 0.050215 | 0.051919 | 0.052393 | 0.051097 | 0.046375 | 0.042382 | 0.040821 | 0.036791 | 0.035002 | 0.034193 | 0.031282 | 0.030196 | 0.031772
Portfolio Adjusted1-in-10Size: 20 kW to 199.99 kWOrange County2025December Monthly Peak | Portfolio Adjusted | 1-in-10 | Size: 20 kW to 199.99 kW | Orange County | 2025 | December Monthly Peak | 12 | 12.0313 | 11.636 | 11.467 | 11.632 | 12.2737 | 13.7662 | 16.6904 | 18.682 | 21.2644 | 21.9209 | 21.4613 | 20.6666 | 19.7645 | 19.2961 | 18.7199 | 17.1908 | 16.6436 | 17.132 | 16.7648 | 16.1466 | 16.0048 | 15.4526 | 14.4092 | 13.2322 | 0 | 0 | 0 | 0 | 0 | 0 | 0 | 0 | 0 | 0 | 0 | 0 | 0 | 0 | 0.17846 | 0.16631 | 0.16525 | 0.13163 | 0 | 0 | 0 | 0 | 0 | 0 | 43.315 | 42.6769 | 41.9825 | 41.8504 | 41.341 | 40.5383 | 40.6134 | 40.6706 | 41.5799 | 43.4749 | 45.7111 | 47.6432 | 48.6467 | 49.0327 | 49.4471 | 49.664 | 49.1227 | 47.8486 | 46.1549 | 45.2326 | 44.4592 | 43.6557 | 43.0604 | 42.5622 | 0.027735 | 0.028895 | 0.027911 | 0.02484 | 0.026066 | 0.028335 | 0.035435 | 0.041302 | 0.046953 | 0.047165 | 0.04466 | 0.042609 | 0.040796 | 0.039436 | 0.037432 | 0.032218 | 0.029671 | 0.030395 | 0.029434 | 0.028921 | 0.029716 | 0.02859 | 0.028742 | 0.030929
Portfolio Adjusted1-in-10Size: 20 kW to 199.99 kWOrange County2025Typical Event Day | Portfolio Adjusted | 1-in-10 | Size: 20 kW to 199.99 kW | Orange County | 2025 | Typical Event Day | 8 | 14.5378 | 13.736 | 13.2421 | 13.1646 | 13.6743 | 15.194 | 18.0297 | 21.221 | 24.8382 | 28.0446 | 30.6741 | 32.3823 | 33.1789 | 33.9183 | 34.0928 | 33.4437 | 31.8907 | 28.9052 | 25.768 | 24.5314 | 23.5835 | 21.3414 | 18.6887 | 16.553 | 0 | 0 | 0 | 0 | 0 | 0 | 0 | 0 | 0 | 0 | 0 | 0 | 0 | 0 | 0.32501 | 0.32355 | 0.31664 | 0.22208 | 0 | 0 | 0 | 0 | 0 | 0 | 76.4666 | 75.3494 | 74.3067 | 73.5236 | 72.6522 | 71.9872 | 71.7216 | 72.1575 | 74.956 | 79.4296 | 84.118 | 88.5257 | 91.6946 | 93.8665 | 95.2476 | 95.571 | 95.6361 | 94.6387 | 93.069 | 90.5931 | 86.9394 | 83.4802 | 81.108 | 79.3875 | 0.033513 | 0.03411 | 0.032232 | 0.028112 | 0.02904 | 0.031274 | 0.038279 | 0.046915 | 0.054844 | 0.060341 | 0.063832 | 0.066763 | 0.068484 | 0.06932 | 0.068172 | 0.062678 | 0.056853 | 0.051283 | 0.04524 | 0.04394 | 0.043787 | 0.039486 | 0.037279 | 0.038691
Portfolio Adjusted1-in-10Size: 20 kW to 199.99 kWOrange County2026January Monthly Peak | Portfolio Adjusted | 1-in-10 | Size: 20 kW to 199.99 kW | Orange County | 2026 | January Monthly Peak | 1 | 11.5239 | 11.2228 | 11.1573 | 11.361 | 11.9543 | 13.4211 | 16.3774 | 18.1194 | 20.8979 | 21.5711 | 20.5987 | 19.55 | 18.4415 | 17.6993 | 16.9931 | 14.9393 | 14.0167 | 15.0604 | 15.3429 | 14.9059 | 14.9153 | 14.4893 | 13.4369 | 12.531 | 0 | 0 | 0 | 0 | 0 | 0 | 0 | 0 | 0 | 0 | 0 | 0 | 0 | 0 | 0.162 | 0.14453 | 0.13917 | 0.11571 | 0 | 0 | 0 | 0 | 0 | 0 | 41.1662 | 41.0997 | 40.3712 | 39.7081 | 39.2127 | 38.8371 | 38.4522 | 38.2016 | 38.8344 | 41.2288 | 43.339 | 45.307 | 46.7882 | 47.8031 | 48.8233 | 49.1105 | 48.5978 | 47.3659 | 45.6671 | 44.9145 | 44.2186 | 44.0617 | 43.7738 | 43.3194 | 0.026565 | 0.027869 | 0.027157 | 0.024261 | 0.025387 | 0.027625 | 0.034771 | 0.040058 | 0.046143 | 0.046413 | 0.042865 | 0.040307 | 0.038065 | 0.036172 | 0.03398 | 0.027998 | 0.024988 | 0.02672 | 0.026937 | 0.026699 | 0.027693 | 0.026808 | 0.026803 | 0.02929
Portfolio Adjusted1-in-10Size: 20 kW to 199.99 kWOrange County2026February Monthly Peak | Portfolio Adjusted | 1-in-10 | Size: 20 kW to 199.99 kW | Orange County | 2026 | February Monthly Peak | 2 | 11.5474 | 11.0857 | 10.9 | 11.0604 | 11.7002 | 13.0744 | 15.5625 | 16.9859 | 19.1737 | 20.3079 | 20.5009 | 20.5055 | 20.3718 | 20.3345 | 20.1854 | 19.0319 | 17.9887 | 17.8231 | 17.8382 | 16.9049 | 16.4393 | 15.3975 | 13.8813 | 12.6818 | 0 | 0 | 0 | 0 | 0 | 0 | 0 | 0 | 0 | 0 | 0 | 0 | 0 | 0 | 0.19243 | 0.18412 | 0.17861 | 0.13694 | 0 | 0 | 0 | 0 | 0 | 0 | 47.4723 | 47.122 | 46.7505 | 46.1636 | 45.6556 | 45.3217 | 44.699 | 45.2364 | 46.2459 | 49.6182 | 52.588 | 55.7618 | 57.6676 | 58.6369 | 59.2923 | 59.5238 | 58.2748 | 57.271 | 55.48 | 53.6002 | 52.4341 | 51.1475 | 50.0835 | 48.6521 | 0.026619 | 0.027529 | 0.026531 | 0.023619 | 0.024848 | 0.026911 | 0.033041 | 0.037552 | 0.042336 | 0.043695 | 0.042662 | 0.042276 | 0.042049 | 0.041558 | 0.040363 | 0.035668 | 0.032069 | 0.031621 | 0.031318 | 0.03028 | 0.030523 | 0.028488 | 0.027689 | 0.029642
Portfolio Adjusted1-in-10Size: 20 kW to 199.99 kWOrange County2026March Monthly Peak | Portfolio Adjusted | 1-in-10 | Size: 20 kW to 199.99 kW | Orange County | 2026 | March Monthly Peak | 3 | 12.2799 | 11.6927 | 11.319 | 11.3393 | 11.7717 | 13.127 | 15.7612 | 17.1867 | 19.0092 | 20.9153 | 22.4766 | 23.7064 | 24.452 | 25.0612 | 25.3451 | 24.9071 | 23.7416 | 21.9656 | 20.6328 | 20.3199 | 19.1733 | 17.4943 | 15.4172 | 13.74 | 0 | 0 | 0 | 0 | 0 | 0 | 0 | 0 | 0 | 0 | 0 | 0 | 0 | 0 | 0.24162 | 0.24096 | 0.23573 | 0.16876 | 0 | 0 | 0 | 0 | 0 | 0 | 60.4411 | 59.0247 | 58.0381 | 57.7137 | 56.5413 | 55.5519 | 55.0351 | 55.8127 | 59.1768 | 63.664 | 68.4474 | 72.8936 | 76.0305 | 77.622 | 78.2739 | 78.9378 | 78.7647 | 77.7264 | 75.2215 | 71.7754 | 68.8307 | 65.9531 | 63.6658 | 61.9201 | 0.028308 | 0.029036 | 0.027551 | 0.024215 | 0.025 | 0.02702 | 0.033463 | 0.037996 | 0.041973 | 0.045002 | 0.046773 | 0.048876 | 0.050471 | 0.051218 | 0.05068 | 0.04668 | 0.042325 | 0.038971 | 0.036225 | 0.036397 | 0.035599 | 0.032368 | 0.030753 | 0.032116
Portfolio Adjusted1-in-10Size: 20 kW to 199.99 kWOrange County2026April Monthly Peak | Portfolio Adjusted | 1-in-10 | Size: 20 kW to 199.99 kW | Orange County | 2026 | April Monthly Peak | 4 | 12.851 | 12.2064 | 11.7725 | 11.7608 | 12.1584 | 13.5266 | 16.0318 | 18.0597 | 20.7503 | 23.5192 | 25.7315 | 27.4503 | 28.4466 | 29.1262 | 29.2957 | 28.7801 | 27.3083 | 24.7979 | 22.4351 | 22.0745 | 20.8888 | 18.8938 | 16.4892 | 14.5237 | 0 | 0 | 0 | 0 | 0 | 0 | 0 | 0 | 0 | 0 | 0 | 0 | 0 | 0 | 0.27928 | 0.27843 | 0.27114 | 0.19052 | 0 | 0 | 0 | 0 | 0 | 0 | 71.3172 | 69.5508 | 67.963 | 66.3006 | 65.324 | 64.6724 | 64.1064 | 64.2164 | 67.2433 | 72.7724 | 78.6907 | 84.1314 | 87.7363 | 89.6574 | 90.2451 | 90.7128 | 90.7111 | 89.9218 | 88.2995 | 84.6775 | 79.743 | 75.7886 | 73.2017 | 71.2182 | 0.029625 | 0.030312 | 0.028655 | 0.025115 | 0.025821 | 0.027842 | 0.034037 | 0.039926 | 0.045817 | 0.050604 | 0.053546 | 0.056595 | 0.058716 | 0.059526 | 0.05858 | 0.053938 | 0.048684 | 0.043996 | 0.039389 | 0.039539 | 0.038784 | 0.034957 | 0.032891 | 0.033947
Portfolio Adjusted1-in-10Size: 20 kW to 199.99 kWOrange County2026May Monthly Peak | Portfolio Adjusted | 1-in-10 | Size: 20 kW to 199.99 kW | Orange County | 2026 | May Monthly Peak | 5 | 13.2785 | 12.6144 | 12.163 | 12.0938 | 12.4812 | 13.7546 | 15.9757 | 18.6317 | 21.6161 | 24.5268 | 26.9036 | 28.5655 | 29.4244 | 30.0974 | 30.1619 | 29.5553 | 28.1939 | 25.545 | 22.9807 | 22.1182 | 21.5084 | 19.5003 | 17.086 | 15.1895 | 0 | 0 | 0 | 0 | 0 | 0 | 0 | 0 | 0 | 0 | 0 | 0 | 0 | 0 | 0.28754 | 0.28593 | 0.27994 | 0.19626 | 0 | 0 | 0 | 0 | 0 | 0 | 71.9652 | 70.6409 | 69.0052 | 68.2936 | 67.6627 | 66.7785 | 66.3781 | 66.7879 | 70.7869 | 77.0135 | 82.4024 | 86.6095 | 89.162 | 91.0414 | 92.4681 | 93.3369 | 93.4496 | 92.2232 | 90.118 | 87.3949 | 83.9604 | 80.1885 | 77.3348 | 75.2368 | 0.03061 | 0.031325 | 0.029605 | 0.025826 | 0.026507 | 0.028311 | 0.033918 | 0.04119 | 0.047729 | 0.052772 | 0.055985 | 0.058894 | 0.060735 | 0.061511 | 0.060312 | 0.055391 | 0.050262 | 0.045322 | 0.040347 | 0.039618 | 0.039934 | 0.036079 | 0.034082 | 0.035504
Portfolio Adjusted1-in-10Size: 20 kW to 199.99 kWOrange County2026June Monthly Peak | Portfolio Adjusted | 1-in-10 | Size: 20 kW to 199.99 kW | Orange County | 2026 | June Monthly Peak | 6 | 13.6605 | 12.9171 | 12.4723 | 12.3598 | 12.778 | 13.8731 | 16.3063 | 19.4818 | 22.6877 | 25.7938 | 28.2429 | 29.9506 | 30.7262 | 31.4686 | 31.615 | 30.9236 | 29.4502 | 26.8385 | 24.2437 | 22.7355 | 22.0946 | 20.1529 | 17.6479 | 15.6064 | 0 | 0 | 0 | 0 | 0 | 0 | 0 | 0 | 0 | 0 | 0 | 0 | 0 | 0 | 0.30139 | 0.29917 | 0.29241 | 0.2062 | 0 | 0 | 0 | 0 | 0 | 0 | 72.9347 | 71.6428 | 70.3407 | 69.3004 | 68.0656 | 67.2245 | 67.0823 | 68.1601 | 71.3053 | 76.0499 | 81.1516 | 85.4327 | 88.3584 | 90.4968 | 92.0511 | 92.6558 | 93.0176 | 92.4293 | 91.113 | 88.9064 | 84.982 | 80.9627 | 78.4207 | 76.4976 | 0.031491 | 0.032077 | 0.030358 | 0.026394 | 0.027137 | 0.028555 | 0.03462 | 0.04307 | 0.050095 | 0.055498 | 0.058772 | 0.06175 | 0.063421 | 0.064313 | 0.063217 | 0.057955 | 0.052502 | 0.047617 | 0.042564 | 0.040723 | 0.041023 | 0.037287 | 0.035203 | 0.036478
Portfolio Adjusted1-in-10Size: 20 kW to 199.99 kWOrange County2026July Monthly Peak | Portfolio Adjusted | 1-in-10 | Size: 20 kW to 199.99 kW | Orange County | 2026 | July Monthly Peak | 7 | 14.2183 | 13.5043 | 13.022 | 12.9236 | 13.3631 | 14.7704 | 17.5012 | 21.0315 | 24.3598 | 27.4304 | 29.8862 | 31.6351 | 32.4594 | 33.2392 | 33.355 | 32.5643 | 31.0617 | 28.2608 | 25.3811 | 23.8698 | 23.1964 | 21.0913 | 18.4617 | 16.3179 | 0 | 0 | 0 | 0 | 0 | 0 | 0 | 0 | 0 | 0 | 0 | 0 | 0 | 0 | 0.31798 | 0.31504 | 0.30841 | 0.21713 | 0 | 0 | 0 | 0 | 0 | 0 | 75.1356 | 74.1649 | 73.2115 | 72.3715 | 71.6293 | 71.1611 | 70.9564 | 71.2983 | 74.2209 | 78.8665 | 83.3626 | 87.2225 | 89.7129 | 91.3123 | 92.9505 | 93.4259 | 94.0716 | 92.9707 | 91.0547 | 89.0044 | 85.8965 | 82.7707 | 80.6303 | 79.0834 | 0.032776 | 0.033535 | 0.031696 | 0.027598 | 0.028379 | 0.030402 | 0.037157 | 0.046496 | 0.053787 | 0.05902 | 0.062192 | 0.065223 | 0.066999 | 0.067932 | 0.066697 | 0.06103 | 0.055375 | 0.05014 | 0.044561 | 0.042755 | 0.043068 | 0.039023 | 0.036826 | 0.038141
Portfolio Adjusted1-in-10Size: 20 kW to 199.99 kWOrange County2026August Monthly Peak | Portfolio Adjusted | 1-in-10 | Size: 20 kW to 199.99 kW | Orange County | 2026 | August Monthly Peak | 8 | 14.7485 | 13.9333 | 13.4311 | 13.348 | 13.8626 | 15.404 | 18.3147 | 21.6272 | 25.4411 | 28.8135 | 31.5271 | 33.2709 | 34.0507 | 34.7554 | 34.8776 | 34.1404 | 32.5193 | 29.4638 | 26.2621 | 25.0054 | 24.0096 | 21.7307 | 19.022 | 16.8475 | 0 | 0 | 0 | 0 | 0 | 0 | 0 | 0 | 0 | 0 | 0 | 0 | 0 | 0 | 0.33249 | 0.33029 | 0.32288 | 0.22637 | 0 | 0 | 0 | 0 | 0 | 0 | 77.7548 | 76.7818 | 75.9367 | 75.2625 | 74.7255 | 74.1178 | 73.7649 | 74.0014 | 76.8774 | 81.019 | 85.3656 | 89.7929 | 93.1949 | 95.7821 | 97.0906 | 97.4128 | 97.1455 | 95.7956 | 94.5017 | 91.7736 | 87.7865 | 84.4617 | 82.1583 | 80.5437 | 0.033999 | 0.0346 | 0.032692 | 0.028504 | 0.02944 | 0.031706 | 0.038884 | 0.047813 | 0.056175 | 0.061995 | 0.065607 | 0.068595 | 0.070284 | 0.07103 | 0.069741 | 0.063984 | 0.057973 | 0.052274 | 0.046108 | 0.044789 | 0.044578 | 0.040206 | 0.037943 | 0.039379
Portfolio Adjusted1-in-10Size: 20 kW to 199.99 kWOrange County2026September Monthly Peak | Portfolio Adjusted | 1-in-10 | Size: 20 kW to 199.99 kW | Orange County | 2026 | September Monthly Peak | 9 | 14.5339 | 13.8136 | 13.3706 | 13.2953 | 13.8665 | 15.51 | 18.8272 | 21.7883 | 25.8128 | 29.5066 | 32.2183 | 33.9015 | 34.6469 | 35.2966 | 35.1849 | 34.1028 | 32.3241 | 29.2242 | 26.3576 | 25.769 | 23.9446 | 21.6512 | 18.9602 | 16.7173 | 0 | 0 | 0 | 0 | 0 | 0 | 0 | 0 | 0 | 0 | 0 | 0 | 0 | 0 | 0.33542 | 0.32993 | 0.32094 | 0.22453 | 0 | 0 | 0 | 0 | 0 | 0 | 80.0414 | 78.8081 | 77.7381 | 77.1599 | 76.1884 | 75.4453 | 75.0828 | 75.1702 | 77.4205 | 81.7827 | 86.592 | 91.6549 | 95.512 | 97.8748 | 98.8984 | 98.7895 | 98.3095 | 97.3591 | 95.6067 | 92.6882 | 89.0924 | 85.7258 | 83.2229 | 81.4253 | 0.033504 | 0.034303 | 0.032545 | 0.028392 | 0.029449 | 0.031925 | 0.039972 | 0.048169 | 0.056996 | 0.063487 | 0.067045 | 0.069895 | 0.071514 | 0.072137 | 0.070356 | 0.063914 | 0.057625 | 0.051849 | 0.046275 | 0.046157 | 0.044458 | 0.040059 | 0.03782 | 0.039075
Portfolio Adjusted1-in-10Size: 20 kW to 199.99 kWOrange County2026October Monthly Peak | Portfolio Adjusted | 1-in-10 | Size: 20 kW to 199.99 kW | Orange County | 2026 | October Monthly Peak | 10 | 13.4655 | 12.7823 | 12.3546 | 12.2727 | 12.7518 | 14.2118 | 17.4833 | 19.5135 | 22.5619 | 25.625 | 28.0192 | 29.6814 | 30.5145 | 31.3373 | 31.3458 | 30.4941 | 28.8564 | 25.9906 | 24.5515 | 23.4447 | 21.7674 | 19.7971 | 17.3333 | 15.3225 | 0 | 0 | 0 | 0 | 0 | 0 | 0 | 0 | 0 | 0 | 0 | 0 | 0 | 0 | 0.29883 | 0.29501 | 0.28651 | 0.19969 | 0 | 0 | 0 | 0 | 0 | 0 | 74.9228 | 74.4618 | 73.9772 | 72.6297 | 71.7938 | 71.2208 | 70.6629 | 70.3747 | 71.4626 | 74.7787 | 78.9672 | 83.4587 | 87.0049 | 89.7053 | 91.0749 | 91.5493 | 90.8784 | 89.1149 | 86.6547 | 83.4638 | 80.1774 | 77.9453 | 76.4091 | 75.021 | 0.031041 | 0.031742 | 0.030072 | 0.026208 | 0.027081 | 0.029253 | 0.037118 | 0.04314 | 0.049818 | 0.055135 | 0.058307 | 0.061195 | 0.062985 | 0.064045 | 0.062679 | 0.05715 | 0.051444 | 0.046112 | 0.043105 | 0.041994 | 0.040415 | 0.036629 | 0.034575 | 0.035814
Portfolio Adjusted1-in-10Size: 20 kW to 199.99 kWOrange County2026November Monthly Peak | Portfolio Adjusted | 1-in-10 | Size: 20 kW to 199.99 kW | Orange County | 2026 | November Monthly Peak | 11 | 12.2209 | 11.6186 | 11.285 | 11.3315 | 11.8054 | 13.2849 | 15.526 | 17.353 | 19.5657 | 21.4527 | 23.2008 | 24.3561 | 25.1536 | 25.6361 | 25.5535 | 24.7444 | 23.7737 | 23.0081 | 20.9556 | 19.5415 | 18.416 | 16.9072 | 15.1378 | 13.5929 | 0 | 0 | 0 | 0 | 0 | 0 | 0 | 0 | 0 | 0 | 0 | 0 | 0 | 0 | 0.24361 | 0.23939 | 0.23605 | 0.17677 | 0 | 0 | 0 | 0 | 0 | 0 | 62.9013 | 61.9013 | 61.2685 | 60.1318 | 58.9951 | 58.1661 | 58.2691 | 58.7159 | 60.9393 | 65.0393 | 70.0605 | 74.2579 | 76.8687 | 78.4776 | 79.3966 | 79.3429 | 78.2053 | 75.8262 | 73.2088 | 70.8109 | 68.8275 | 67.1336 | 65.5912 | 64.8701 | 0.028172 | 0.028852 | 0.027468 | 0.024198 | 0.025071 | 0.027345 | 0.032963 | 0.038364 | 0.043202 | 0.046158 | 0.04828 | 0.050215 | 0.051919 | 0.052393 | 0.051097 | 0.046375 | 0.042382 | 0.040821 | 0.036791 | 0.035002 | 0.034193 | 0.031282 | 0.030196 | 0.031772
Portfolio Adjusted1-in-10Size: 20 kW to 199.99 kWOrange County2026December Monthly Peak | Portfolio Adjusted | 1-in-10 | Size: 20 kW to 199.99 kW | Orange County | 2026 | December Monthly Peak | 12 | 12.0313 | 11.636 | 11.467 | 11.632 | 12.2737 | 13.7662 | 16.6904 | 18.682 | 21.2644 | 21.9209 | 21.4613 | 20.6666 | 19.7645 | 19.2961 | 18.7199 | 17.1908 | 16.6436 | 17.132 | 16.7648 | 16.1466 | 16.0048 | 15.4526 | 14.4092 | 13.2322 | 0 | 0 | 0 | 0 | 0 | 0 | 0 | 0 | 0 | 0 | 0 | 0 | 0 | 0 | 0.17846 | 0.16631 | 0.16525 | 0.13163 | 0 | 0 | 0 | 0 | 0 | 0 | 43.315 | 42.6769 | 41.9825 | 41.8504 | 41.341 | 40.5383 | 40.6134 | 40.6706 | 41.5799 | 43.4749 | 45.7111 | 47.6432 | 48.6467 | 49.0327 | 49.4471 | 49.664 | 49.1227 | 47.8486 | 46.1549 | 45.2326 | 44.4592 | 43.6557 | 43.0604 | 42.5622 | 0.027735 | 0.028895 | 0.027911 | 0.02484 | 0.026066 | 0.028335 | 0.035435 | 0.041302 | 0.046953 | 0.047165 | 0.04466 | 0.042609 | 0.040796 | 0.039436 | 0.037432 | 0.032218 | 0.029671 | 0.030395 | 0.029434 | 0.028921 | 0.029716 | 0.02859 | 0.028742 | 0.030929
Portfolio Adjusted1-in-10Size: 20 kW to 199.99 kWOrange County2026Typical Event Day | Portfolio Adjusted | 1-in-10 | Size: 20 kW to 199.99 kW | Orange County | 2026 | Typical Event Day | 8 | 14.5378 | 13.736 | 13.2421 | 13.1646 | 13.6743 | 15.194 | 18.0297 | 21.221 | 24.8382 | 28.0446 | 30.6741 | 32.3823 | 33.1789 | 33.9183 | 34.0928 | 33.4437 | 31.8907 | 28.9052 | 25.768 | 24.5314 | 23.5835 | 21.3414 | 18.6887 | 16.553 | 0 | 0 | 0 | 0 | 0 | 0 | 0 | 0 | 0 | 0 | 0 | 0 | 0 | 0 | 0.32501 | 0.32355 | 0.31664 | 0.22208 | 0 | 0 | 0 | 0 | 0 | 0 | 76.4666 | 75.3494 | 74.3067 | 73.5236 | 72.6522 | 71.9872 | 71.7216 | 72.1575 | 74.956 | 79.4296 | 84.118 | 88.5257 | 91.6946 | 93.8665 | 95.2476 | 95.571 | 95.6361 | 94.6387 | 93.069 | 90.5931 | 86.9394 | 83.4802 | 81.108 | 79.3875 | 0.033513 | 0.03411 | 0.032232 | 0.028112 | 0.02904 | 0.031274 | 0.038279 | 0.046915 | 0.054844 | 0.060341 | 0.063832 | 0.066763 | 0.068484 | 0.06932 | 0.068172 | 0.062678 | 0.056853 | 0.051283 | 0.04524 | 0.04394 | 0.043787 | 0.039486 | 0.037279 | 0.038691
Portfolio Adjusted1-in-2Size: 20 kW to 199.99 kWOrange County2015January Monthly Peak | Portfolio Adjusted | 1-in-2 | Size: 20 kW to 199.99 kW | Orange County | 2015 | January Monthly Peak | 1
Portfolio Adjusted1-in-2Size: 20 kW to 199.99 kWOrange County2015February Monthly Peak | Portfolio Adjusted | 1-in-2 | Size: 20 kW to 199.99 kW | Orange County | 2015 | February Monthly Peak | 2
Portfolio Adjusted1-in-2Size: 20 kW to 199.99 kWOrange County2015March Monthly Peak | Portfolio Adjusted | 1-in-2 | Size: 20 kW to 199.99 kW | Orange County | 2015 | March Monthly Peak | 3
Portfolio Adjusted1-in-2Size: 20 kW to 199.99 kWOrange County2015April Monthly Peak | Portfolio Adjusted | 1-in-2 | Size: 20 kW to 199.99 kW | Orange County | 2015 | April Monthly Peak | 4
Portfolio Adjusted1-in-2Size: 20 kW to 199.99 kWOrange County2015May Monthly Peak | Portfolio Adjusted | 1-in-2 | Size: 20 kW to 199.99 kW | Orange County | 2015 | May Monthly Peak | 5
Portfolio Adjusted1-in-2Size: 20 kW to 199.99 kWOrange County2015June Monthly Peak | Portfolio Adjusted | 1-in-2 | Size: 20 kW to 199.99 kW | Orange County | 2015 | June Monthly Peak | 6
Portfolio Adjusted1-in-2Size: 20 kW to 199.99 kWOrange County2015July Monthly Peak | Portfolio Adjusted | 1-in-2 | Size: 20 kW to 199.99 kW | Orange County | 2015 | July Monthly Peak | 7
Portfolio Adjusted1-in-2Size: 20 kW to 199.99 kWOrange County2015August Monthly Peak | Portfolio Adjusted | 1-in-2 | Size: 20 kW to 199.99 kW | Orange County | 2015 | August Monthly Peak | 8
Portfolio Adjusted1-in-2Size: 20 kW to 199.99 kWOrange County2015September Monthly Peak | Portfolio Adjusted | 1-in-2 | Size: 20 kW to 199.99 kW | Orange County | 2015 | September Monthly Peak | 9
Portfolio Adjusted1-in-2Size: 20 kW to 199.99 kWOrange County2015October Monthly Peak | Portfolio Adjusted | 1-in-2 | Size: 20 kW to 199.99 kW | Orange County | 2015 | October Monthly Peak | 10
Portfolio Adjusted1-in-2Size: 20 kW to 199.99 kWOrange County2015November Monthly Peak | Portfolio Adjusted | 1-in-2 | Size: 20 kW to 199.99 kW | Orange County | 2015 | November Monthly Peak | 11
Portfolio Adjusted1-in-2Size: 20 kW to 199.99 kWOrange County2015December Monthly Peak | Portfolio Adjusted | 1-in-2 | Size: 20 kW to 199.99 kW | Orange County | 2015 | December Monthly Peak | 12
Portfolio Adjusted1-in-2Size: 20 kW to 199.99 kWOrange County2015Typical Event Day | Portfolio Adjusted | 1-in-2 | Size: 20 kW to 199.99 kW | Orange County | 2015 | Typical Event Day | 8
Portfolio Adjusted1-in-2Size: 20 kW to 199.99 kWOrange County2016January Monthly Peak | Portfolio Adjusted | 1-in-2 | Size: 20 kW to 199.99 kW | Orange County | 2016 | January Monthly Peak | 1
Portfolio Adjusted1-in-2Size: 20 kW to 199.99 kWOrange County2016February Monthly Peak | Portfolio Adjusted | 1-in-2 | Size: 20 kW to 199.99 kW | Orange County | 2016 | February Monthly Peak | 2
Portfolio Adjusted1-in-2Size: 20 kW to 199.99 kWOrange County2016March Monthly Peak | Portfolio Adjusted | 1-in-2 | Size: 20 kW to 199.99 kW | Orange County | 2016 | March Monthly Peak | 3
Portfolio Adjusted1-in-2Size: 20 kW to 199.99 kWOrange County2016April Monthly Peak | Portfolio Adjusted | 1-in-2 | Size: 20 kW to 199.99 kW | Orange County | 2016 | April Monthly Peak | 4
Portfolio Adjusted1-in-2Size: 20 kW to 199.99 kWOrange County2016May Monthly Peak | Portfolio Adjusted | 1-in-2 | Size: 20 kW to 199.99 kW | Orange County | 2016 | May Monthly Peak | 5
Portfolio Adjusted1-in-2Size: 20 kW to 199.99 kWOrange County2016June Monthly Peak | Portfolio Adjusted | 1-in-2 | Size: 20 kW to 199.99 kW | Orange County | 2016 | June Monthly Peak | 6
Portfolio Adjusted1-in-2Size: 20 kW to 199.99 kWOrange County2016July Monthly Peak | Portfolio Adjusted | 1-in-2 | Size: 20 kW to 199.99 kW | Orange County | 2016 | July Monthly Peak | 7
Portfolio Adjusted1-in-2Size: 20 kW to 199.99 kWOrange County2016August Monthly Peak | Portfolio Adjusted | 1-in-2 | Size: 20 kW to 199.99 kW | Orange County | 2016 | August Monthly Peak | 8
Portfolio Adjusted1-in-2Size: 20 kW to 199.99 kWOrange County2016September Monthly Peak | Portfolio Adjusted | 1-in-2 | Size: 20 kW to 199.99 kW | Orange County | 2016 | September Monthly Peak | 9
Portfolio Adjusted1-in-2Size: 20 kW to 199.99 kWOrange County2016October Monthly Peak | Portfolio Adjusted | 1-in-2 | Size: 20 kW to 199.99 kW | Orange County | 2016 | October Monthly Peak | 10
Portfolio Adjusted1-in-2Size: 20 kW to 199.99 kWOrange County2016November Monthly Peak | Portfolio Adjusted | 1-in-2 | Size: 20 kW to 199.99 kW | Orange County | 2016 | November Monthly Peak | 11
Portfolio Adjusted1-in-2Size: 20 kW to 199.99 kWOrange County2016December Monthly Peak | Portfolio Adjusted | 1-in-2 | Size: 20 kW to 199.99 kW | Orange County | 2016 | December Monthly Peak | 12
Portfolio Adjusted1-in-2Size: 20 kW to 199.99 kWOrange County2016Typical Event Day | Portfolio Adjusted | 1-in-2 | Size: 20 kW to 199.99 kW | Orange County | 2016 | Typical Event Day | 8
Portfolio Adjusted1-in-2Size: 20 kW to 199.99 kWOrange County2017January Monthly Peak | Portfolio Adjusted | 1-in-2 | Size: 20 kW to 199.99 kW | Orange County | 2017 | January Monthly Peak | 1
Portfolio Adjusted1-in-2Size: 20 kW to 199.99 kWOrange County2017February Monthly Peak | Portfolio Adjusted | 1-in-2 | Size: 20 kW to 199.99 kW | Orange County | 2017 | February Monthly Peak | 2
Portfolio Adjusted1-in-2Size: 20 kW to 199.99 kWOrange County2017March Monthly Peak | Portfolio Adjusted | 1-in-2 | Size: 20 kW to 199.99 kW | Orange County | 2017 | March Monthly Peak | 3
Portfolio Adjusted1-in-2Size: 20 kW to 199.99 kWOrange County2017April Monthly Peak | Portfolio Adjusted | 1-in-2 | Size: 20 kW to 199.99 kW | Orange County | 2017 | April Monthly Peak | 4
Portfolio Adjusted1-in-2Size: 20 kW to 199.99 kWOrange County2017May Monthly Peak | Portfolio Adjusted | 1-in-2 | Size: 20 kW to 199.99 kW | Orange County | 2017 | May Monthly Peak | 5
Portfolio Adjusted1-in-2Size: 20 kW to 199.99 kWOrange County2017June Monthly Peak | Portfolio Adjusted | 1-in-2 | Size: 20 kW to 199.99 kW | Orange County | 2017 | June Monthly Peak | 6
Portfolio Adjusted1-in-2Size: 20 kW to 199.99 kWOrange County2017July Monthly Peak | Portfolio Adjusted | 1-in-2 | Size: 20 kW to 199.99 kW | Orange County | 2017 | July Monthly Peak | 7
Portfolio Adjusted1-in-2Size: 20 kW to 199.99 kWOrange County2017August Monthly Peak | Portfolio Adjusted | 1-in-2 | Size: 20 kW to 199.99 kW | Orange County | 2017 | August Monthly Peak | 8
Portfolio Adjusted1-in-2Size: 20 kW to 199.99 kWOrange County2017September Monthly Peak | Portfolio Adjusted | 1-in-2 | Size: 20 kW to 199.99 kW | Orange County | 2017 | September Monthly Peak | 9
Portfolio Adjusted1-in-2Size: 20 kW to 199.99 kWOrange County2017October Monthly Peak | Portfolio Adjusted | 1-in-2 | Size: 20 kW to 199.99 kW | Orange County | 2017 | October Monthly Peak | 10
Portfolio Adjusted1-in-2Size: 20 kW to 199.99 kWOrange County2017November Monthly Peak | Portfolio Adjusted | 1-in-2 | Size: 20 kW to 199.99 kW | Orange County | 2017 | November Monthly Peak | 11
Portfolio Adjusted1-in-2Size: 20 kW to 199.99 kWOrange County2017December Monthly Peak | Portfolio Adjusted | 1-in-2 | Size: 20 kW to 199.99 kW | Orange County | 2017 | December Monthly Peak | 12
Portfolio Adjusted1-in-2Size: 20 kW to 199.99 kWOrange County2017Typical Event Day | Portfolio Adjusted | 1-in-2 | Size: 20 kW to 199.99 kW | Orange County | 2017 | Typical Event Day | 8
Portfolio Adjusted1-in-2Size: 20 kW to 199.99 kWOrange County2018January Monthly Peak | Portfolio Adjusted | 1-in-2 | Size: 20 kW to 199.99 kW | Orange County | 2018 | January Monthly Peak | 1
Portfolio Adjusted1-in-2Size: 20 kW to 199.99 kWOrange County2018February Monthly Peak | Portfolio Adjusted | 1-in-2 | Size: 20 kW to 199.99 kW | Orange County | 2018 | February Monthly Peak | 2
Portfolio Adjusted1-in-2Size: 20 kW to 199.99 kWOrange County2018March Monthly Peak | Portfolio Adjusted | 1-in-2 | Size: 20 kW to 199.99 kW | Orange County | 2018 | March Monthly Peak | 3
Portfolio Adjusted1-in-2Size: 20 kW to 199.99 kWOrange County2018April Monthly Peak | Portfolio Adjusted | 1-in-2 | Size: 20 kW to 199.99 kW | Orange County | 2018 | April Monthly Peak | 4 | 12.1286 | 11.5645 | 11.1866 | 11.2161 | 11.6131 | 12.9106 | 15.2012 | 16.9124 | 19.0984 | 21.1945 | 22.8084 | 24.113 | 24.91 | 25.523 | 25.7631 | 25.341 | 24.0894 | 22.0027 | 20.1355 | 19.9892 | 19.096 | 17.3705 | 15.2619 | 13.51 | 0 | 0 | 0 | 0 | 0 | 0 | 0 | 0 | 0 | 0 | 0 | 0 | 0 | 0 | 0.2456 | 0.24516 | 0.23918 | 0.16905 | 0 | 0 | 0 | 0 | 0 | 0 | 62.8204 | 61.7952 | 60.4243 | 59.3699 | 58.4089 | 57.6574 | 57.366 | 57.0285 | 59.4541 | 63.6087 | 68.1908 | 72.5644 | 75.9179 | 78.4706 | 80.1118 | 80.8818 | 81.0888 | 80.0354 | 78.1229 | 75.2666 | 71.2578 | 68.2837 | 65.9896 | 63.6911 | 0.027959 | 0.028718 | 0.027229 | 0.023952 | 0.024663 | 0.026574 | 0.032274 | 0.037389 | 0.04217 | 0.045602 | 0.047463 | 0.049714 | 0.051416 | 0.052162 | 0.051516 | 0.047493 | 0.042945 | 0.039037 | 0.035351 | 0.035804 | 0.035455 | 0.032139 | 0.030443 | 0.031578
Portfolio Adjusted1-in-2Size: 20 kW to 199.99 kWOrange County2018May Monthly Peak | Portfolio Adjusted | 1-in-2 | Size: 20 kW to 199.99 kW | Orange County | 2018 | May Monthly Peak | 5 | 12.4208 | 11.8428 | 11.4505 | 11.4241 | 11.8064 | 12.9949 | 14.9496 | 17.2027 | 19.5417 | 21.6819 | 23.4328 | 24.6826 | 25.375 | 26.0197 | 26.1975 | 25.7588 | 24.6623 | 22.4665 | 20.4157 | 19.7679 | 19.4704 | 17.7432 | 15.6519 | 13.9871 | 0 | 0 | 0 | 0 | 0 | 0 | 0 | 0 | 0 | 0 | 0 | 0 | 0 | 0 | 0.24975 | 0.2492 | 0.24487 | 0.17261 | 0 | 0 | 0 | 0 | 0 | 0 | 62.9459 | 62.2478 | 61.3619 | 60.3689 | 59.4629 | 58.9655 | 58.7899 | 59.2035 | 60.8974 | 64.8887 | 69.4852 | 73.7721 | 77.8458 | 80.7826 | 82.2399 | 83.1235 | 83.1051 | 81.3424 | 78.9736 | 75.9329 | 71.8468 | 68.2869 | 66.3525 | 64.833 | 0.028633 | 0.029409 | 0.027871 | 0.024396 | 0.025073 | 0.026748 | 0.031739 | 0.038031 | 0.043149 | 0.046651 | 0.048763 | 0.050889 | 0.052376 | 0.053177 | 0.052385 | 0.048276 | 0.043967 | 0.03986 | 0.035843 | 0.035408 | 0.03615 | 0.032828 | 0.031221 | 0.032693
Portfolio Adjusted1-in-2Size: 20 kW to 199.99 kWOrange County2018June Monthly Peak | Portfolio Adjusted | 1-in-2 | Size: 20 kW to 199.99 kW | Orange County | 2018 | June Monthly Peak | 6 | 13.2314 | 12.5253 | 12.1054 | 12.0106 | 12.4236 | 13.4756 | 15.7683 | 18.7256 | 21.5802 | 24.3182 | 26.5062 | 28.0568 | 28.7922 | 29.5516 | 29.773 | 29.2007 | 27.8621 | 25.4463 | 23.0621 | 21.6369 | 21.1308 | 19.3054 | 16.9446 | 15.0056 | 0 | 0 | 0 | 0 | 0 | 0 | 0 | 0 | 0 | 0 | 0 | 0 | 0 | 0 | 0.28383 | 0.2825 | 0.27664 | 0.1955 | 0 | 0 | 0 | 0 | 0 | 0 | 68.2457 | 67.3158 | 66.3088 | 65.1957 | 64.4239 | 63.5906 | 62.8714 | 63.6687 | 66.6437 | 71.5871 | 76.6374 | 81.0811 | 84.0904 | 85.7967 | 87.3826 | 88.1579 | 88.7096 | 87.9193 | 86.5851 | 83.607 | 79.4869 | 75.3382 | 72.9954 | 71.1789 | 0.030502 | 0.031104 | 0.029465 | 0.025648 | 0.026384 | 0.027737 | 0.033478 | 0.041398 | 0.04765 | 0.052323 | 0.055158 | 0.057845 | 0.05943 | 0.060395 | 0.059534 | 0.054726 | 0.049671 | 0.045146 | 0.04049 | 0.038756 | 0.039233 | 0.035719 | 0.0338 | 0.035074
Portfolio Adjusted1-in-2Size: 20 kW to 199.99 kWOrange County2018July Monthly Peak | Portfolio Adjusted | 1-in-2 | Size: 20 kW to 199.99 kW | Orange County | 2018 | July Monthly Peak | 7 | 14.2111 | 13.4977 | 13.0157 | 12.9174 | 13.3568 | 14.7634 | 17.4917 | 21.018 | 24.3398 | 27.4046 | 29.8572 | 31.6044 | 32.429 | 33.2097 | 33.3271 | 32.5391 | 31.0388 | 28.2405 | 25.3635 | 23.853 | 23.1814 | 21.0777 | 18.4502 | 16.3079 | 0 | 0 | 0 | 0 | 0 | 0 | 0 | 0 | 0 | 0 | 0 | 0 | 0 | 0 | 0.31771 | 0.3148 | 0.30818 | 0.21697 | 0 | 0 | 0 | 0 | 0 | 0 | 75.526 | 74.6234 | 73.816 | 73.0147 | 72.2728 | 71.5571 | 71.1823 | 72.0909 | 74.7405 | 78.4784 | 82.6958 | 86.6017 | 89.2696 | 90.9062 | 92.2611 | 92.7563 | 92.2291 | 91.0061 | 89.7408 | 87.9046 | 85.1149 | 82.0546 | 79.7223 | 78.1406 | 0.03276 | 0.033518 | 0.031681 | 0.027585 | 0.028366 | 0.030388 | 0.037136 | 0.046466 | 0.053743 | 0.058964 | 0.062132 | 0.065159 | 0.066936 | 0.067872 | 0.066641 | 0.060983 | 0.055334 | 0.050104 | 0.04453 | 0.042725 | 0.043041 | 0.038998 | 0.036803 | 0.038118
Portfolio Adjusted1-in-2Size: 20 kW to 199.99 kWOrange County2018August Monthly Peak | Portfolio Adjusted | 1-in-2 | Size: 20 kW to 199.99 kW | Orange County | 2018 | August Monthly Peak | 8 | 14.4238 | 13.6297 | 13.1406 | 13.0664 | 13.5737 | 15.0817 | 17.8773 | 21.0044 | 24.5173 | 27.6326 | 30.2126 | 31.8978 | 32.7002 | 33.456 | 33.6574 | 33.0533 | 31.537 | 28.5918 | 25.493 | 24.269 | 23.3488 | 21.1284 | 18.5072 | 16.3937 | 0 | 0 | 0 | 0 | 0 | 0 | 0 | 0 | 0 | 0 | 0 | 0 | 0 | 0 | 0.32086 | 0.31977 | 0.31313 | 0.21967 | 0 | 0 | 0 | 0 | 0 | 0 | 75.6273 | 74.248 | 73.1374 | 72.4803 | 71.9495 | 71.1575 | 70.8728 | 70.8787 | 72.9161 | 78.0045 | 83.2427 | 87.7475 | 90.9071 | 93.0512 | 94.4019 | 95.0808 | 95.26 | 94.3527 | 92.2959 | 88.7459 | 84.3227 | 81.3581 | 79.4622 | 77.8186 | 0.03325 | 0.033846 | 0.031985 | 0.027903 | 0.028827 | 0.031043 | 0.037955 | 0.046436 | 0.054135 | 0.059454 | 0.062871 | 0.065764 | 0.067496 | 0.068375 | 0.067302 | 0.061947 | 0.056222 | 0.050727 | 0.044757 | 0.04347 | 0.043351 | 0.039092 | 0.036917 | 0.038318
Portfolio Adjusted1-in-2Size: 20 kW to 199.99 kWOrange County2018September Monthly Peak | Portfolio Adjusted | 1-in-2 | Size: 20 kW to 199.99 kW | Orange County | 2018 | September Monthly Peak | 9 | 13.8936 | 13.2143 | 12.7967 | 12.7386 | 13.2953 | 14.8729 | 17.9623 | 20.5564 | 23.9848 | 27.173 | 29.6259 | 31.1981 | 31.9922 | 32.7456 | 32.7918 | 31.9753 | 30.4032 | 27.5182 | 24.8501 | 24.3238 | 22.6465 | 20.4662 | 17.9464 | 15.8224 | 0 | 0 | 0 | 0 | 0 | 0 | 0 | 0 | 0 | 0 | 0 | 0 | 0 | 0 | 0.31261 | 0.30934 | 0.30187 | 0.21142 | 0 | 0 | 0 | 0 | 0 | 0 | 73.8925 | 72.9444 | 72.1293 | 71.5641 | 71.0235 | 70.3152 | 70.2971 | 70.3445 | 72.1021 | 76.3724 | 81.3438 | 86.0569 | 90.0174 | 92.5346 | 94.0277 | 94.6915 | 94.7384 | 93.8226 | 92.1621 | 88.7453 | 84.9093 | 81.9125 | 79.9356 | 78.6968 | 0.032028 | 0.032815 | 0.031148 | 0.027203 | 0.028235 | 0.030613 | 0.038136 | 0.045445 | 0.052959 | 0.058466 | 0.06165 | 0.064322 | 0.066035 | 0.066923 | 0.065571 | 0.059926 | 0.054201 | 0.048822 | 0.043629 | 0.043568 | 0.042047 | 0.037867 | 0.035798 | 0.036983
Portfolio Adjusted1-in-2Size: 20 kW to 199.99 kWOrange County2018October Monthly Peak | Portfolio Adjusted | 1-in-2 | Size: 20 kW to 199.99 kW | Orange County | 2018 | October Monthly Peak | 10 | 12.7889 | 12.1661 | 11.7788 | 11.7259 | 12.1974 | 13.5897 | 16.6415 | 18.3322 | 20.8342 | 23.3123 | 25.2807 | 26.6821 | 27.4403 | 28.2816 | 28.4034 | 27.73 | 26.3043 | 23.7556 | 22.6612 | 21.6916 | 20.2326 | 18.4524 | 16.2205 | 14.3748 | 0 | 0 | 0 | 0 | 0 | 0 | 0 | 0 | 0 | 0 | 0 | 0 | 0 | 0 | 0.27077 | 0.26827 | 0.26117 | 0.18252 | 0 | 0 | 0 | 0 | 0 | 0 | 65.8776 | 64.8175 | 63.9374 | 63.0643 | 62.3073 | 61.7446 | 61.4943 | 61.5616 | 62.8403 | 66.5333 | 72.3422 | 78.2943 | 83.9108 | 86.9921 | 87.7749 | 88.3934 | 88.7248 | 87.8429 | 85.2393 | 80.4362 | 76.9143 | 74.1547 | 71.9124 | 70.3626 | 0.029481 | 0.030212 | 0.02867 | 0.02504 | 0.025904 | 0.027972 | 0.035331 | 0.040528 | 0.046003 | 0.050159 | 0.052608 | 0.055011 | 0.056639 | 0.0578 | 0.056796 | 0.05197 | 0.046894 | 0.042147 | 0.039786 | 0.038854 | 0.037566 | 0.034141 | 0.032355 | 0.033599
Portfolio Adjusted1-in-2Size: 20 kW to 199.99 kWOrange County2018November Monthly Peak | Portfolio Adjusted | 1-in-2 | Size: 20 kW to 199.99 kW | Orange County | 2018 | November Monthly Peak | 11 | 12.0381 | 11.4648 | 11.1522 | 11.2147 | 11.6923 | 13.1549 | 15.3523 | 17.1237 | 19.2511 | 20.9419 | 22.4614 | 23.439 | 24.122 | 24.5413 | 24.4495 | 23.6121 | 22.6939 | 22.0813 | 20.2226 | 18.8991 | 17.8795 | 16.4747 | 14.8061 | 13.3353 | 0 | 0 | 0 | 0 | 0 | 0 | 0 | 0 | 0 | 0 | 0 | 0 | 0 | 0 | 0.23308 | 0.22843 | 0.22533 | 0.16965 | 0 | 0 | 0 | 0 | 0 | 0 | 58.6621 | 57.802 | 57.5596 | 57.0831 | 56.0437 | 55.0058 | 55.3348 | 55.1144 | 58.6132 | 62.4015 | 67.0911 | 71.706 | 74.4974 | 76.108 | 77.1244 | 76.9544 | 75.0111 | 71.8677 | 68.6698 | 66.1142 | 64.2557 | 63.468 | 62.5839 | 62.0285 | 0.027751 | 0.02847 | 0.027145 | 0.023948 | 0.024831 | 0.027077 | 0.032594 | 0.037857 | 0.042507 | 0.045059 | 0.046741 | 0.048325 | 0.04979 | 0.050156 | 0.048889 | 0.044253 | 0.040457 | 0.039176 | 0.035504 | 0.033852 | 0.033197 | 0.030481 | 0.029534 | 0.03117
Portfolio Adjusted1-in-2Size: 20 kW to 199.99 kWOrange County2018December Monthly Peak | Portfolio Adjusted | 1-in-2 | Size: 20 kW to 199.99 kW | Orange County | 2018 | December Monthly Peak | 12 | 11.9983 | 11.5134 | 11.2725 | 11.3799 | 11.9787 | 13.4582 | 16.257 | 17.969 | 20.071 | 20.9754 | 21.3225 | 21.295 | 21.0758 | 21.1042 | 20.824 | 19.8603 | 19.3587 | 19.3728 | 18.2893 | 17.2889 | 16.816 | 15.8899 | 14.5802 | 13.1966 | 0 | 0 | 0 | 0 | 0 | 0 | 0 | 0 | 0 | 0 | 0 | 0 | 0 | 0 | 0.19852 | 0.19214 | 0.19221 | 0.14884 | 0 | 0 | 0 | 0 | 0 | 0 | 49.4771 | 48.8037 | 48.0496 | 47.5835 | 47.1093 | 46.4769 | 46.1989 | 46.0461 | 46.8216 | 50.0603 | 53.6574 | 56.6422 | 58.9727 | 60.2188 | 60.8098 | 61.1105 | 60.7197 | 58.705 | 56.0383 | 53.7637 | 51.9674 | 50.1938 | 48.7143 | 47.4611 | 0.027659 | 0.028591 | 0.027438 | 0.024301 | 0.025439 | 0.027701 | 0.034515 | 0.039725 | 0.044317 | 0.045131 | 0.044371 | 0.043904 | 0.043502 | 0.043131 | 0.04164 | 0.037221 | 0.034511 | 0.034371 | 0.03211 | 0.030967 | 0.031222 | 0.0294 | 0.029083 | 0.030845
Portfolio Adjusted1-in-2Size: 20 kW to 199.99 kWOrange County2018Typical Event Day | Portfolio Adjusted | 1-in-2 | Size: 20 kW to 199.99 kW | Orange County | 2018 | Typical Event Day | 8 | 14.1855 | 13.4086 | 12.9305 | 12.8639 | 13.3668 | 14.8505 | 17.5637 | 20.5597 | 23.8604 | 26.7816 | 29.2477 | 30.875 | 31.681 | 32.465 | 32.719 | 32.202 | 30.7618 | 27.907 | 24.8976 | 23.705 | 22.8468 | 20.6766 | 18.1251 | 16.0603 | 0 | 0 | 0 | 0 | 0 | 0 | 0 | 0 | 0 | 0 | 0 | 0 | 0 | 0 | 0.31192 | 0.31154 | 0.30543 | 0.21441 | 0 | 0 | 0 | 0 | 0 | 0 | 73.3229 | 72.2829 | 71.3479 | 70.5637 | 69.9174 | 69.1551 | 68.8059 | 69.2457 | 71.6006 | 76.1106 | 80.9799 | 85.3718 | 88.5711 | 90.5722 | 92.0183 | 92.6716 | 92.7343 | 91.7752 | 90.196 | 87.2507 | 83.4584 | 80.1659 | 78.0289 | 76.4587 | 0.032701 | 0.033297 | 0.031473 | 0.02747 | 0.028387 | 0.030567 | 0.037289 | 0.045453 | 0.052685 | 0.057624 | 0.060863 | 0.063656 | 0.065392 | 0.06635 | 0.065425 | 0.060351 | 0.05484 | 0.049512 | 0.043712 | 0.04246 | 0.042419 | 0.038256 | 0.036154 | 0.037539
Portfolio Adjusted1-in-2Size: 20 kW to 199.99 kWOrange County2019January Monthly Peak | Portfolio Adjusted | 1-in-2 | Size: 20 kW to 199.99 kW | Orange County | 2019 | January Monthly Peak | 1 | 11.4453 | 11.0884 | 10.9774 | 11.1445 | 11.708 | 13.1603 | 16.0132 | 17.5372 | 19.9442 | 20.7372 | 20.2773 | 19.728 | 19.0769 | 18.6736 | 18.1778 | 16.5227 | 15.6487 | 16.3966 | 16.2213 | 15.5361 | 15.3388 | 14.6747 | 13.4607 | 12.4282 | 0 | 0 | 0 | 0 | 0 | 0 | 0 | 0 | 0 | 0 | 0 | 0 | 0 | 0 | 0.17329 | 0.15985 | 0.15538 | 0.12598 | 0 | 0 | 0 | 0 | 0 | 0 | 46.0462 | 45.0625 | 44.4168 | 44.1748 | 43.6841 | 43.5194 | 43.0208 | 42.7351 | 42.9063 | 44.5646 | 47.6346 | 50.1918 | 51.9293 | 53.3405 | 54.2131 | 54.5609 | 54.3254 | 52.9235 | 51.2795 | 49.8851 | 48.9138 | 48.0284 | 47.2896 | 46.5266 | 0.026384 | 0.027536 | 0.02672 | 0.023799 | 0.024864 | 0.027088 | 0.033998 | 0.038771 | 0.044037 | 0.044618 | 0.042196 | 0.040673 | 0.039376 | 0.038164 | 0.036348 | 0.030966 | 0.027898 | 0.029091 | 0.028479 | 0.027828 | 0.028479 | 0.027151 | 0.02685 | 0.029049
Portfolio Adjusted1-in-2Size: 20 kW to 199.99 kWOrange County2019February Monthly Peak | Portfolio Adjusted | 1-in-2 | Size: 20 kW to 199.99 kW | Orange County | 2019 | February Monthly Peak | 2 | 11.5438 | 11.1014 | 10.9308 | 11.1035 | 11.7518 | 13.1277 | 15.638 | 17.1132 | 19.3906 | 20.4653 | 20.4876 | 20.3319 | 20.058 | 19.9198 | 19.7121 | 18.4462 | 17.3969 | 17.3327 | 17.499 | 16.6456 | 16.2508 | 15.288 | 13.8296 | 12.6747 | 0 | 0 | 0 | 0 | 0 | 0 | 0 | 0 | 0 | 0 | 0 | 0 | 0 | 0 | 0.18792 | 0.17846 | 0.17273 | 0.13317 | 0 | 0 | 0 | 0 | 0 | 0 | 48.1823 | 47.9836 | 47.6061 | 47.2777 | 46.6358 | 46.2172 | 46.1197 | 46.1493 | 46.6667 | 48.2549 | 50.1757 | 51.9397 | 52.7311 | 53.0434 | 53.2058 | 52.7553 | 52.5166 | 51.9251 | 50.7713 | 49.3828 | 48.0725 | 47.7001 | 46.8142 | 45.6971 | 0.026611 | 0.027568 | 0.026606 | 0.023711 | 0.024958 | 0.027021 | 0.033201 | 0.037833 | 0.042815 | 0.044033 | 0.042634 | 0.041919 | 0.041402 | 0.040711 | 0.039417 | 0.034571 | 0.031014 | 0.030751 | 0.030723 | 0.029815 | 0.030173 | 0.028286 | 0.027586 | 0.029626
Portfolio Adjusted1-in-2Size: 20 kW to 199.99 kWOrange County2019March Monthly Peak | Portfolio Adjusted | 1-in-2 | Size: 20 kW to 199.99 kW | Orange County | 2019 | March Monthly Peak | 3 | 11.8044 | 11.3853 | 11.1403 | 11.2611 | 11.7459 | 13.0668 | 15.7024 | 17.2465 | 19.3011 | 20.4206 | 20.5593 | 20.5468 | 20.3077 | 20.2565 | 20.2257 | 19.1571 | 18.0927 | 17.2044 | 17.1092 | 17.421 | 16.8917 | 15.8665 | 14.3294 | 13.0596 | 0 | 0 | 0 | 0 | 0 | 0 | 0 | 0 | 0 | 0 | 0 | 0 | 0 | 0 | 0.19282 | 0.18534 | 0.17964 | 0.13218 | 0 | 0 | 0 | 0 | 0 | 0 | 48.2433 | 47.1385 | 46.1444 | 45.6075 | 45.3579 | 44.8618 | 44.4416 | 44.5293 | 46.5223 | 48.8754 | 51.2162 | 53.0872 | 54.2206 | 55.102 | 55.5512 | 55.901 | 55.7145 | 55.173 | 53.7885 | 51.8399 | 50.5073 | 49.3144 | 48.3113 | 47.4385 | 0.027212 | 0.028273 | 0.027116 | 0.024048 | 0.024945 | 0.026896 | 0.033338 | 0.038128 | 0.042617 | 0.043937 | 0.042783 | 0.042362 | 0.041917 | 0.041399 | 0.040443 | 0.035903 | 0.032255 | 0.030524 | 0.030038 | 0.031204 | 0.031363 | 0.029356 | 0.028583 | 0.030525
Portfolio Adjusted1-in-2Size: 20 kW to 199.99 kWOrange County2019April Monthly Peak | Portfolio Adjusted | 1-in-2 | Size: 20 kW to 199.99 kW | Orange County | 2019 | April Monthly Peak | 4 | 12.1286 | 11.5645 | 11.1866 | 11.2161 | 11.6131 | 12.9106 | 15.2012 | 16.9124 | 19.0984 | 21.1945 | 22.8084 | 24.113 | 24.91 | 25.523 | 25.7631 | 25.341 | 24.0894 | 22.0027 | 20.1355 | 19.9892 | 19.096 | 17.3705 | 15.2619 | 13.51 | 0 | 0 | 0 | 0 | 0 | 0 | 0 | 0 | 0 | 0 | 0 | 0 | 0 | 0 | 0.2456 | 0.24516 | 0.23918 | 0.16905 | 0 | 0 | 0 | 0 | 0 | 0 | 62.8204 | 61.7952 | 60.4243 | 59.3699 | 58.4089 | 57.6574 | 57.366 | 57.0285 | 59.4541 | 63.6087 | 68.1908 | 72.5644 | 75.9179 | 78.4706 | 80.1118 | 80.8818 | 81.0888 | 80.0354 | 78.1229 | 75.2666 | 71.2578 | 68.2837 | 65.9896 | 63.6911 | 0.027959 | 0.028718 | 0.027229 | 0.023952 | 0.024663 | 0.026574 | 0.032274 | 0.037389 | 0.04217 | 0.045602 | 0.047463 | 0.049714 | 0.051416 | 0.052162 | 0.051516 | 0.047493 | 0.042945 | 0.039037 | 0.035351 | 0.035804 | 0.035455 | 0.032139 | 0.030443 | 0.031578
Portfolio Adjusted1-in-2Size: 20 kW to 199.99 kWOrange County2019May Monthly Peak | Portfolio Adjusted | 1-in-2 | Size: 20 kW to 199.99 kW | Orange County | 2019 | May Monthly Peak | 5 | 12.4208 | 11.8428 | 11.4505 | 11.4241 | 11.8064 | 12.9949 | 14.9496 | 17.2027 | 19.5417 | 21.6819 | 23.4328 | 24.6826 | 25.375 | 26.0197 | 26.1975 | 25.7588 | 24.6623 | 22.4665 | 20.4157 | 19.7679 | 19.4704 | 17.7432 | 15.6519 | 13.9871 | 0 | 0 | 0 | 0 | 0 | 0 | 0 | 0 | 0 | 0 | 0 | 0 | 0 | 0 | 0.24975 | 0.2492 | 0.24487 | 0.17261 | 0 | 0 | 0 | 0 | 0 | 0 | 62.9459 | 62.2478 | 61.3619 | 60.3689 | 59.4629 | 58.9655 | 58.7899 | 59.2036 | 60.8974 | 64.8887 | 69.4852 | 73.7721 | 77.8458 | 80.7826 | 82.2399 | 83.1235 | 83.1051 | 81.3424 | 78.9736 | 75.9329 | 71.8468 | 68.2869 | 66.3525 | 64.833 | 0.028633 | 0.029409 | 0.027871 | 0.024396 | 0.025073 | 0.026748 | 0.031739 | 0.038031 | 0.043149 | 0.046651 | 0.048763 | 0.050889 | 0.052376 | 0.053177 | 0.052385 | 0.048276 | 0.043967 | 0.03986 | 0.035843 | 0.035408 | 0.03615 | 0.032828 | 0.031221 | 0.032693
Portfolio Adjusted1-in-2Size: 20 kW to 199.99 kWOrange County2019June Monthly Peak | Portfolio Adjusted | 1-in-2 | Size: 20 kW to 199.99 kW | Orange County | 2019 | June Monthly Peak | 6 | 13.2314 | 12.5253 | 12.1054 | 12.0106 | 12.4236 | 13.4756 | 15.7683 | 18.7256 | 21.5802 | 24.3182 | 26.5062 | 28.0568 | 28.7922 | 29.5516 | 29.773 | 29.2007 | 27.8621 | 25.4463 | 23.0621 | 21.6369 | 21.1308 | 19.3054 | 16.9446 | 15.0056 | 0 | 0 | 0 | 0 | 0 | 0 | 0 | 0 | 0 | 0 | 0 | 0 | 0 | 0 | 0.28383 | 0.2825 | 0.27664 | 0.1955 | 0 | 0 | 0 | 0 | 0 | 0 | 68.2457 | 67.3158 | 66.3088 | 65.1957 | 64.4239 | 63.5906 | 62.8714 | 63.6687 | 66.6437 | 71.5871 | 76.6374 | 81.0811 | 84.0904 | 85.7967 | 87.3826 | 88.1579 | 88.7096 | 87.9193 | 86.5851 | 83.607 | 79.4869 | 75.3382 | 72.9954 | 71.1789 | 0.030502 | 0.031104 | 0.029465 | 0.025648 | 0.026384 | 0.027737 | 0.033478 | 0.041398 | 0.04765 | 0.052323 | 0.055158 | 0.057845 | 0.05943 | 0.060395 | 0.059534 | 0.054726 | 0.049671 | 0.045146 | 0.04049 | 0.038756 | 0.039233 | 0.035719 | 0.0338 | 0.035074
Portfolio Adjusted1-in-2Size: 20 kW to 199.99 kWOrange County2019July Monthly Peak | Portfolio Adjusted | 1-in-2 | Size: 20 kW to 199.99 kW | Orange County | 2019 | July Monthly Peak | 7 | 14.2111 | 13.4977 | 13.0157 | 12.9174 | 13.3568 | 14.7634 | 17.4917 | 21.018 | 24.3398 | 27.4046 | 29.8572 | 31.6044 | 32.429 | 33.2097 | 33.3271 | 32.5391 | 31.0388 | 28.2405 | 25.3635 | 23.853 | 23.1814 | 21.0777 | 18.4502 | 16.3079 | 0 | 0 | 0 | 0 | 0 | 0 | 0 | 0 | 0 | 0 | 0 | 0 | 0 | 0 | 0.31771 | 0.3148 | 0.30818 | 0.21697 | 0 | 0 | 0 | 0 | 0 | 0 | 75.526 | 74.6234 | 73.8161 | 73.0147 | 72.2728 | 71.5571 | 71.1823 | 72.0909 | 74.7405 | 78.4784 | 82.6958 | 86.6017 | 89.2696 | 90.9062 | 92.2611 | 92.7563 | 92.2291 | 91.0061 | 89.7408 | 87.9046 | 85.1149 | 82.0546 | 79.7223 | 78.1406 | 0.03276 | 0.033518 | 0.031681 | 0.027585 | 0.028366 | 0.030388 | 0.037136 | 0.046466 | 0.053743 | 0.058964 | 0.062132 | 0.065159 | 0.066936 | 0.067872 | 0.066641 | 0.060983 | 0.055334 | 0.050104 | 0.04453 | 0.042725 | 0.043041 | 0.038998 | 0.036803 | 0.038118
Portfolio Adjusted1-in-2Size: 20 kW to 199.99 kWOrange County2019August Monthly Peak | Portfolio Adjusted | 1-in-2 | Size: 20 kW to 199.99 kW | Orange County | 2019 | August Monthly Peak | 8 | 14.4238 | 13.6297 | 13.1406 | 13.0664 | 13.5737 | 15.0817 | 17.8773 | 21.0044 | 24.5173 | 27.6326 | 30.2126 | 31.8978 | 32.7002 | 33.456 | 33.6574 | 33.0533 | 31.537 | 28.5918 | 25.493 | 24.269 | 23.3488 | 21.1284 | 18.5072 | 16.3937 | 0 | 0 | 0 | 0 | 0 | 0 | 0 | 0 | 0 | 0 | 0 | 0 | 0 | 0 | 0.32086 | 0.31977 | 0.31313 | 0.21967 | 0 | 0 | 0 | 0 | 0 | 0 | 75.6273 | 74.248 | 73.1374 | 72.4803 | 71.9495 | 71.1575 | 70.8728 | 70.8787 | 72.9161 | 78.0045 | 83.2427 | 87.7475 | 90.9071 | 93.0512 | 94.4019 | 95.0808 | 95.26 | 94.3527 | 92.2959 | 88.7459 | 84.3227 | 81.3581 | 79.4622 | 77.8186 | 0.03325 | 0.033846 | 0.031985 | 0.027903 | 0.028827 | 0.031043 | 0.037955 | 0.046436 | 0.054135 | 0.059454 | 0.062871 | 0.065764 | 0.067496 | 0.068375 | 0.067302 | 0.061947 | 0.056222 | 0.050727 | 0.044757 | 0.04347 | 0.043351 | 0.039092 | 0.036917 | 0.038318
Portfolio Adjusted1-in-2Size: 20 kW to 199.99 kWOrange County2019September Monthly Peak | Portfolio Adjusted | 1-in-2 | Size: 20 kW to 199.99 kW | Orange County | 2019 | September Monthly Peak | 9 | 13.8936 | 13.2143 | 12.7967 | 12.7386 | 13.2953 | 14.8729 | 17.9623 | 20.5564 | 23.9848 | 27.173 | 29.6259 | 31.1981 | 31.9922 | 32.7456 | 32.7918 | 31.9753 | 30.4032 | 27.5182 | 24.8501 | 24.3238 | 22.6465 | 20.4662 | 17.9464 | 15.8224 | 0 | 0 | 0 | 0 | 0 | 0 | 0 | 0 | 0 | 0 | 0 | 0 | 0 | 0 | 0.31261 | 0.30934 | 0.30187 | 0.21142 | 0 | 0 | 0 | 0 | 0 | 0 | 73.8925 | 72.9444 | 72.1293 | 71.5641 | 71.0235 | 70.3153 | 70.2971 | 70.3445 | 72.1021 | 76.3724 | 81.3438 | 86.0569 | 90.0174 | 92.5346 | 94.0277 | 94.6915 | 94.7384 | 93.8226 | 92.1621 | 88.7453 | 84.9093 | 81.9125 | 79.9356 | 78.6968 | 0.032028 | 0.032815 | 0.031148 | 0.027203 | 0.028235 | 0.030613 | 0.038136 | 0.045445 | 0.052959 | 0.058466 | 0.06165 | 0.064322 | 0.066035 | 0.066923 | 0.065571 | 0.059926 | 0.054201 | 0.048822 | 0.043629 | 0.043568 | 0.042047 | 0.037867 | 0.035798 | 0.036983
Portfolio Adjusted1-in-2Size: 20 kW to 199.99 kWOrange County2019October Monthly Peak | Portfolio Adjusted | 1-in-2 | Size: 20 kW to 199.99 kW | Orange County | 2019 | October Monthly Peak | 10 | 12.7889 | 12.1661 | 11.7788 | 11.7259 | 12.1974 | 13.5897 | 16.6415 | 18.3322 | 20.8342 | 23.3123 | 25.2807 | 26.6821 | 27.4403 | 28.2816 | 28.4034 | 27.73 | 26.3043 | 23.7556 | 22.6612 | 21.6916 | 20.2326 | 18.4524 | 16.2205 | 14.3748 | 0 | 0 | 0 | 0 | 0 | 0 | 0 | 0 | 0 | 0 | 0 | 0 | 0 | 0 | 0.27077 | 0.26827 | 0.26117 | 0.18252 | 0 | 0 | 0 | 0 | 0 | 0 | 65.8776 | 64.8175 | 63.9374 | 63.0643 | 62.3073 | 61.7446 | 61.4943 | 61.5616 | 62.8403 | 66.5333 | 72.3422 | 78.2943 | 83.9108 | 86.9921 | 87.7749 | 88.3934 | 88.7248 | 87.8429 | 85.2392 | 80.4362 | 76.9143 | 74.1547 | 71.9124 | 70.3626 | 0.029481 | 0.030212 | 0.02867 | 0.02504 | 0.025904 | 0.027972 | 0.035331 | 0.040528 | 0.046003 | 0.050159 | 0.052608 | 0.055011 | 0.056639 | 0.0578 | 0.056796 | 0.05197 | 0.046894 | 0.042147 | 0.039786 | 0.038854 | 0.037566 | 0.034141 | 0.032355 | 0.033599
Portfolio Adjusted1-in-2Size: 20 kW to 199.99 kWOrange County2019November Monthly Peak | Portfolio Adjusted | 1-in-2 | Size: 20 kW to 199.99 kW | Orange County | 2019 | November Monthly Peak | 11 | 12.0381 | 11.4648 | 11.1522 | 11.2147 | 11.6923 | 13.1549 | 15.3523 | 17.1237 | 19.2511 | 20.9419 | 22.4614 | 23.439 | 24.122 | 24.5413 | 24.4495 | 23.6121 | 22.6939 | 22.0813 | 20.2226 | 18.8991 | 17.8795 | 16.4747 | 14.8061 | 13.3353 | 0 | 0 | 0 | 0 | 0 | 0 | 0 | 0 | 0 | 0 | 0 | 0 | 0 | 0 | 0.23308 | 0.22843 | 0.22533 | 0.16965 | 0 | 0 | 0 | 0 | 0 | 0 | 58.6621 | 57.802 | 57.5596 | 57.0831 | 56.0437 | 55.0058 | 55.3348 | 55.1145 | 58.6132 | 62.4015 | 67.0911 | 71.706 | 74.4974 | 76.108 | 77.1244 | 76.9544 | 75.011 | 71.8677 | 68.6698 | 66.1142 | 64.2557 | 63.468 | 62.5839 | 62.0285 | 0.027751 | 0.02847 | 0.027145 | 0.023948 | 0.024831 | 0.027077 | 0.032594 | 0.037857 | 0.042507 | 0.045059 | 0.046741 | 0.048325 | 0.04979 | 0.050156 | 0.048889 | 0.044253 | 0.040457 | 0.039176 | 0.035504 | 0.033852 | 0.033197 | 0.030481 | 0.029534 | 0.03117
Portfolio Adjusted1-in-2Size: 20 kW to 199.99 kWOrange County2019December Monthly Peak | Portfolio Adjusted | 1-in-2 | Size: 20 kW to 199.99 kW | Orange County | 2019 | December Monthly Peak | 12 | 11.9983 | 11.5134 | 11.2725 | 11.3799 | 11.9787 | 13.4582 | 16.257 | 17.969 | 20.071 | 20.9754 | 21.3225 | 21.295 | 21.0758 | 21.1042 | 20.824 | 19.8603 | 19.3587 | 19.3728 | 18.2893 | 17.2889 | 16.816 | 15.8899 | 14.5802 | 13.1966 | 0 | 0 | 0 | 0 | 0 | 0 | 0 | 0 | 0 | 0 | 0 | 0 | 0 | 0 | 0.19852 | 0.19214 | 0.19221 | 0.14884 | 0 | 0 | 0 | 0 | 0 | 0 | 49.4771 | 48.8037 | 48.0496 | 47.5835 | 47.1093 | 46.4769 | 46.1989 | 46.0461 | 46.8216 | 50.0603 | 53.6574 | 56.6422 | 58.9727 | 60.2188 | 60.8098 | 61.1105 | 60.7197 | 58.705 | 56.0383 | 53.7637 | 51.9674 | 50.1938 | 48.7143 | 47.4611 | 0.027659 | 0.028591 | 0.027438 | 0.024301 | 0.025439 | 0.027701 | 0.034515 | 0.039725 | 0.044317 | 0.045131 | 0.044371 | 0.043904 | 0.043502 | 0.043131 | 0.04164 | 0.037221 | 0.034511 | 0.034371 | 0.03211 | 0.030967 | 0.031222 | 0.0294 | 0.029083 | 0.030845
Portfolio Adjusted1-in-2Size: 20 kW to 199.99 kWOrange County2019Typical Event Day | Portfolio Adjusted | 1-in-2 | Size: 20 kW to 199.99 kW | Orange County | 2019 | Typical Event Day | 8 | 14.1855 | 13.4086 | 12.9305 | 12.8639 | 13.3668 | 14.8505 | 17.5637 | 20.5597 | 23.8604 | 26.7816 | 29.2477 | 30.875 | 31.681 | 32.465 | 32.719 | 32.202 | 30.7618 | 27.907 | 24.8976 | 23.705 | 22.8468 | 20.6766 | 18.1251 | 16.0603 | 0 | 0 | 0 | 0 | 0 | 0 | 0 | 0 | 0 | 0 | 0 | 0 | 0 | 0 | 0.31192 | 0.31154 | 0.30543 | 0.21441 | 0 | 0 | 0 | 0 | 0 | 0 | 73.3229 | 72.2829 | 71.3479 | 70.5637 | 69.9174 | 69.1551 | 68.8059 | 69.2457 | 71.6006 | 76.1106 | 80.9799 | 85.3718 | 88.5711 | 90.5722 | 92.0183 | 92.6716 | 92.7343 | 91.7752 | 90.196 | 87.2507 | 83.4584 | 80.1659 | 78.0289 | 76.4587 | 0.032701 | 0.033297 | 0.031473 | 0.02747 | 0.028387 | 0.030567 | 0.037289 | 0.045453 | 0.052685 | 0.057624 | 0.060863 | 0.063656 | 0.065392 | 0.06635 | 0.065425 | 0.060351 | 0.05484 | 0.049512 | 0.043712 | 0.04246 | 0.042419 | 0.038256 | 0.036154 | 0.037539
Portfolio Adjusted1-in-2Size: 20 kW to 199.99 kWOrange County2020January Monthly Peak | Portfolio Adjusted | 1-in-2 | Size: 20 kW to 199.99 kW | Orange County | 2020 | January Monthly Peak | 1 | 11.4453 | 11.0884 | 10.9774 | 11.1445 | 11.708 | 13.1603 | 16.0132 | 17.5372 | 19.9442 | 20.7372 | 20.2773 | 19.728 | 19.0769 | 18.6736 | 18.1778 | 16.5227 | 15.6487 | 16.3966 | 16.2213 | 15.5361 | 15.3388 | 14.6747 | 13.4607 | 12.4282 | 0 | 0 | 0 | 0 | 0 | 0 | 0 | 0 | 0 | 0 | 0 | 0 | 0 | 0 | 0.17329 | 0.15985 | 0.15538 | 0.12598 | 0 | 0 | 0 | 0 | 0 | 0 | 46.0462 | 45.0625 | 44.4168 | 44.1748 | 43.6841 | 43.5194 | 43.0208 | 42.7351 | 42.9063 | 44.5646 | 47.6346 | 50.1918 | 51.9293 | 53.3405 | 54.2131 | 54.5609 | 54.3254 | 52.9235 | 51.2795 | 49.8851 | 48.9138 | 48.0284 | 47.2896 | 46.5266 | 0.026384 | 0.027536 | 0.02672 | 0.023799 | 0.024864 | 0.027088 | 0.033998 | 0.038771 | 0.044037 | 0.044618 | 0.042196 | 0.040673 | 0.039376 | 0.038164 | 0.036348 | 0.030966 | 0.027898 | 0.029091 | 0.028479 | 0.027828 | 0.028479 | 0.027151 | 0.02685 | 0.029049
Portfolio Adjusted1-in-2Size: 20 kW to 199.99 kWOrange County2020February Monthly Peak | Portfolio Adjusted | 1-in-2 | Size: 20 kW to 199.99 kW | Orange County | 2020 | February Monthly Peak | 2 | 11.5438 | 11.1014 | 10.9308 | 11.1035 | 11.7518 | 13.1277 | 15.638 | 17.1132 | 19.3906 | 20.4653 | 20.4876 | 20.3319 | 20.058 | 19.9198 | 19.7121 | 18.4462 | 17.3969 | 17.3327 | 17.499 | 16.6456 | 16.2508 | 15.288 | 13.8296 | 12.6747 | 0 | 0 | 0 | 0 | 0 | 0 | 0 | 0 | 0 | 0 | 0 | 0 | 0 | 0 | 0.18792 | 0.17846 | 0.17273 | 0.13317 | 0 | 0 | 0 | 0 | 0 | 0 | 48.1823 | 47.9836 | 47.6061 | 47.2777 | 46.6358 | 46.2172 | 46.1197 | 46.1493 | 46.6667 | 48.2549 | 50.1757 | 51.9397 | 52.7311 | 53.0434 | 53.2058 | 52.7553 | 52.5166 | 51.9251 | 50.7713 | 49.3828 | 48.0725 | 47.7001 | 46.8142 | 45.6971 | 0.026611 | 0.027568 | 0.026606 | 0.023711 | 0.024958 | 0.027021 | 0.033201 | 0.037833 | 0.042815 | 0.044033 | 0.042634 | 0.041919 | 0.041402 | 0.040711 | 0.039417 | 0.034571 | 0.031014 | 0.030751 | 0.030723 | 0.029815 | 0.030173 | 0.028286 | 0.027586 | 0.029626
Portfolio Adjusted1-in-2Size: 20 kW to 199.99 kWOrange County2020March Monthly Peak | Portfolio Adjusted | 1-in-2 | Size: 20 kW to 199.99 kW | Orange County | 2020 | March Monthly Peak | 3 | 11.8044 | 11.3853 | 11.1403 | 11.2611 | 11.7459 | 13.0668 | 15.7024 | 17.2465 | 19.3011 | 20.4206 | 20.5593 | 20.5468 | 20.3077 | 20.2565 | 20.2257 | 19.1571 | 18.0927 | 17.2044 | 17.1092 | 17.421 | 16.8917 | 15.8665 | 14.3294 | 13.0596 | 0 | 0 | 0 | 0 | 0 | 0 | 0 | 0 | 0 | 0 | 0 | 0 | 0 | 0 | 0.19282 | 0.18534 | 0.17964 | 0.13218 | 0 | 0 | 0 | 0 | 0 | 0 | 48.2433 | 47.1385 | 46.1444 | 45.6075 | 45.3579 | 44.8618 | 44.4416 | 44.5293 | 46.5223 | 48.8754 | 51.2162 | 53.0872 | 54.2206 | 55.102 | 55.5512 | 55.901 | 55.7145 | 55.173 | 53.7885 | 51.8399 | 50.5073 | 49.3144 | 48.3113 | 47.4385 | 0.027212 | 0.028273 | 0.027116 | 0.024048 | 0.024945 | 0.026896 | 0.033338 | 0.038128 | 0.042617 | 0.043937 | 0.042783 | 0.042362 | 0.041917 | 0.041399 | 0.040443 | 0.035903 | 0.032255 | 0.030524 | 0.030038 | 0.031204 | 0.031363 | 0.029356 | 0.028583 | 0.030525
Portfolio Adjusted1-in-2Size: 20 kW to 199.99 kWOrange County2020April Monthly Peak | Portfolio Adjusted | 1-in-2 | Size: 20 kW to 199.99 kW | Orange County | 2020 | April Monthly Peak | 4 | 12.1286 | 11.5645 | 11.1866 | 11.2161 | 11.6131 | 12.9106 | 15.2012 | 16.9124 | 19.0984 | 21.1945 | 22.8084 | 24.113 | 24.91 | 25.523 | 25.7631 | 25.341 | 24.0894 | 22.0027 | 20.1355 | 19.9892 | 19.096 | 17.3705 | 15.2619 | 13.51 | 0 | 0 | 0 | 0 | 0 | 0 | 0 | 0 | 0 | 0 | 0 | 0 | 0 | 0 | 0.2456 | 0.24516 | 0.23918 | 0.16905 | 0 | 0 | 0 | 0 | 0 | 0 | 62.8204 | 61.7952 | 60.4243 | 59.3699 | 58.4089 | 57.6574 | 57.366 | 57.0285 | 59.4541 | 63.6087 | 68.1908 | 72.5644 | 75.9179 | 78.4706 | 80.1118 | 80.8818 | 81.0888 | 80.0354 | 78.1229 | 75.2666 | 71.2578 | 68.2837 | 65.9896 | 63.6911 | 0.027959 | 0.028718 | 0.027229 | 0.023952 | 0.024663 | 0.026574 | 0.032274 | 0.037389 | 0.04217 | 0.045602 | 0.047463 | 0.049714 | 0.051416 | 0.052162 | 0.051516 | 0.047493 | 0.042945 | 0.039037 | 0.035351 | 0.035804 | 0.035455 | 0.032139 | 0.030443 | 0.031578
Portfolio Adjusted1-in-2Size: 20 kW to 199.99 kWOrange County2020May Monthly Peak | Portfolio Adjusted | 1-in-2 | Size: 20 kW to 199.99 kW | Orange County | 2020 | May Monthly Peak | 5 | 12.4208 | 11.8428 | 11.4505 | 11.4241 | 11.8064 | 12.9949 | 14.9496 | 17.2027 | 19.5417 | 21.6819 | 23.4328 | 24.6826 | 25.375 | 26.0197 | 26.1975 | 25.7588 | 24.6623 | 22.4665 | 20.4157 | 19.7679 | 19.4704 | 17.7432 | 15.6519 | 13.9871 | 0 | 0 | 0 | 0 | 0 | 0 | 0 | 0 | 0 | 0 | 0 | 0 | 0 | 0 | 0.24975 | 0.2492 | 0.24487 | 0.17261 | 0 | 0 | 0 | 0 | 0 | 0 | 62.9459 | 62.2478 | 61.3619 | 60.3689 | 59.4629 | 58.9655 | 58.7899 | 59.2036 | 60.8974 | 64.8887 | 69.4852 | 73.7721 | 77.8458 | 80.7826 | 82.2399 | 83.1235 | 83.1051 | 81.3424 | 78.9736 | 75.9329 | 71.8468 | 68.2869 | 66.3525 | 64.833 | 0.028633 | 0.029409 | 0.027871 | 0.024396 | 0.025073 | 0.026748 | 0.031739 | 0.038031 | 0.043149 | 0.046651 | 0.048763 | 0.050889 | 0.052376 | 0.053177 | 0.052385 | 0.048276 | 0.043967 | 0.03986 | 0.035843 | 0.035408 | 0.03615 | 0.032828 | 0.031221 | 0.032693
Portfolio Adjusted1-in-2Size: 20 kW to 199.99 kWOrange County2020June Monthly Peak | Portfolio Adjusted | 1-in-2 | Size: 20 kW to 199.99 kW | Orange County | 2020 | June Monthly Peak | 6 | 13.2314 | 12.5253 | 12.1054 | 12.0106 | 12.4236 | 13.4756 | 15.7683 | 18.7256 | 21.5802 | 24.3182 | 26.5062 | 28.0568 | 28.7922 | 29.5516 | 29.773 | 29.2007 | 27.8621 | 25.4463 | 23.0621 | 21.6369 | 21.1308 | 19.3054 | 16.9446 | 15.0056 | 0 | 0 | 0 | 0 | 0 | 0 | 0 | 0 | 0 | 0 | 0 | 0 | 0 | 0 | 0.28383 | 0.2825 | 0.27664 | 0.1955 | 0 | 0 | 0 | 0 | 0 | 0 | 68.2457 | 67.3158 | 66.3088 | 65.1957 | 64.4239 | 63.5906 | 62.8714 | 63.6687 | 66.6437 | 71.5871 | 76.6374 | 81.0811 | 84.0904 | 85.7967 | 87.3826 | 88.1579 | 88.7096 | 87.9193 | 86.5851 | 83.607 | 79.4869 | 75.3382 | 72.9954 | 71.1789 | 0.030502 | 0.031104 | 0.029465 | 0.025648 | 0.026384 | 0.027737 | 0.033478 | 0.041398 | 0.04765 | 0.052323 | 0.055158 | 0.057845 | 0.05943 | 0.060395 | 0.059534 | 0.054726 | 0.049671 | 0.045146 | 0.04049 | 0.038756 | 0.039233 | 0.035719 | 0.0338 | 0.035074
Portfolio Adjusted1-in-2Size: 20 kW to 199.99 kWOrange County2020July Monthly Peak | Portfolio Adjusted | 1-in-2 | Size: 20 kW to 199.99 kW | Orange County | 2020 | July Monthly Peak | 7 | 14.2111 | 13.4977 | 13.0157 | 12.9174 | 13.3568 | 14.7634 | 17.4917 | 21.018 | 24.3398 | 27.4046 | 29.8572 | 31.6044 | 32.429 | 33.2097 | 33.3271 | 32.5391 | 31.0388 | 28.2405 | 25.3635 | 23.853 | 23.1814 | 21.0777 | 18.4502 | 16.3079 | 0 | 0 | 0 | 0 | 0 | 0 | 0 | 0 | 0 | 0 | 0 | 0 | 0 | 0 | 0.31771 | 0.3148 | 0.30818 | 0.21697 | 0 | 0 | 0 | 0 | 0 | 0 | 75.526 | 74.6234 | 73.8161 | 73.0147 | 72.2728 | 71.5571 | 71.1823 | 72.0909 | 74.7405 | 78.4784 | 82.6958 | 86.6017 | 89.2696 | 90.9062 | 92.2611 | 92.7563 | 92.2291 | 91.0061 | 89.7408 | 87.9046 | 85.1149 | 82.0546 | 79.7223 | 78.1406 | 0.03276 | 0.033518 | 0.031681 | 0.027585 | 0.028366 | 0.030388 | 0.037136 | 0.046466 | 0.053743 | 0.058964 | 0.062132 | 0.065159 | 0.066936 | 0.067872 | 0.066641 | 0.060983 | 0.055334 | 0.050104 | 0.04453 | 0.042725 | 0.043041 | 0.038998 | 0.036803 | 0.038118
Portfolio Adjusted1-in-2Size: 20 kW to 199.99 kWOrange County2020August Monthly Peak | Portfolio Adjusted | 1-in-2 | Size: 20 kW to 199.99 kW | Orange County | 2020 | August Monthly Peak | 8 | 14.4238 | 13.6297 | 13.1406 | 13.0664 | 13.5737 | 15.0817 | 17.8773 | 21.0044 | 24.5173 | 27.6326 | 30.2126 | 31.8978 | 32.7002 | 33.456 | 33.6574 | 33.0533 | 31.537 | 28.5918 | 25.493 | 24.269 | 23.3488 | 21.1284 | 18.5072 | 16.3937 | 0 | 0 | 0 | 0 | 0 | 0 | 0 | 0 | 0 | 0 | 0 | 0 | 0 | 0 | 0.32086 | 0.31977 | 0.31313 | 0.21967 | 0 | 0 | 0 | 0 | 0 | 0 | 75.6273 | 74.248 | 73.1374 | 72.4803 | 71.9495 | 71.1575 | 70.8728 | 70.8787 | 72.9161 | 78.0045 | 83.2427 | 87.7475 | 90.9071 | 93.0512 | 94.4019 | 95.0808 | 95.26 | 94.3527 | 92.2959 | 88.7459 | 84.3227 | 81.3581 | 79.4622 | 77.8186 | 0.03325 | 0.033846 | 0.031985 | 0.027903 | 0.028827 | 0.031043 | 0.037955 | 0.046436 | 0.054135 | 0.059454 | 0.062871 | 0.065764 | 0.067496 | 0.068375 | 0.067302 | 0.061947 | 0.056222 | 0.050727 | 0.044757 | 0.04347 | 0.043351 | 0.039092 | 0.036917 | 0.038318
Portfolio Adjusted1-in-2Size: 20 kW to 199.99 kWOrange County2020September Monthly Peak | Portfolio Adjusted | 1-in-2 | Size: 20 kW to 199.99 kW | Orange County | 2020 | September Monthly Peak | 9 | 13.8936 | 13.2143 | 12.7967 | 12.7386 | 13.2953 | 14.8729 | 17.9623 | 20.5564 | 23.9848 | 27.173 | 29.6259 | 31.1981 | 31.9922 | 32.7456 | 32.7918 | 31.9753 | 30.4032 | 27.5182 | 24.8501 | 24.3238 | 22.6465 | 20.4662 | 17.9464 | 15.8224 | 0 | 0 | 0 | 0 | 0 | 0 | 0 | 0 | 0 | 0 | 0 | 0 | 0 | 0 | 0.31261 | 0.30934 | 0.30187 | 0.21142 | 0 | 0 | 0 | 0 | 0 | 0 | 73.8925 | 72.9444 | 72.1293 | 71.5641 | 71.0235 | 70.3153 | 70.2971 | 70.3445 | 72.1021 | 76.3724 | 81.3438 | 86.0569 | 90.0174 | 92.5346 | 94.0277 | 94.6915 | 94.7384 | 93.8226 | 92.1621 | 88.7453 | 84.9093 | 81.9125 | 79.9356 | 78.6968 | 0.032028 | 0.032815 | 0.031148 | 0.027203 | 0.028235 | 0.030613 | 0.038136 | 0.045445 | 0.052959 | 0.058466 | 0.06165 | 0.064322 | 0.066035 | 0.066923 | 0.065571 | 0.059926 | 0.054201 | 0.048822 | 0.043629 | 0.043568 | 0.042047 | 0.037867 | 0.035798 | 0.036983
Portfolio Adjusted1-in-2Size: 20 kW to 199.99 kWOrange County2020October Monthly Peak | Portfolio Adjusted | 1-in-2 | Size: 20 kW to 199.99 kW | Orange County | 2020 | October Monthly Peak | 10 | 12.7889 | 12.1661 | 11.7788 | 11.7259 | 12.1974 | 13.5897 | 16.6415 | 18.3322 | 20.8342 | 23.3123 | 25.2807 | 26.6821 | 27.4403 | 28.2816 | 28.4034 | 27.73 | 26.3043 | 23.7556 | 22.6612 | 21.6916 | 20.2326 | 18.4524 | 16.2205 | 14.3748 | 0 | 0 | 0 | 0 | 0 | 0 | 0 | 0 | 0 | 0 | 0 | 0 | 0 | 0 | 0.27077 | 0.26827 | 0.26117 | 0.18252 | 0 | 0 | 0 | 0 | 0 | 0 | 65.8776 | 64.8175 | 63.9374 | 63.0643 | 62.3073 | 61.7446 | 61.4943 | 61.5616 | 62.8403 | 66.5333 | 72.3422 | 78.2943 | 83.9108 | 86.9921 | 87.7749 | 88.3934 | 88.7248 | 87.8429 | 85.2392 | 80.4362 | 76.9143 | 74.1547 | 71.9124 | 70.3626 | 0.029481 | 0.030212 | 0.02867 | 0.02504 | 0.025904 | 0.027972 | 0.035331 | 0.040528 | 0.046003 | 0.050159 | 0.052608 | 0.055011 | 0.056639 | 0.0578 | 0.056796 | 0.05197 | 0.046894 | 0.042147 | 0.039786 | 0.038854 | 0.037566 | 0.034141 | 0.032355 | 0.033599
Portfolio Adjusted1-in-2Size: 20 kW to 199.99 kWOrange County2020November Monthly Peak | Portfolio Adjusted | 1-in-2 | Size: 20 kW to 199.99 kW | Orange County | 2020 | November Monthly Peak | 11 | 12.0381 | 11.4648 | 11.1522 | 11.2147 | 11.6923 | 13.1549 | 15.3523 | 17.1237 | 19.2511 | 20.9419 | 22.4614 | 23.439 | 24.122 | 24.5413 | 24.4495 | 23.6121 | 22.6939 | 22.0813 | 20.2226 | 18.8991 | 17.8795 | 16.4747 | 14.8061 | 13.3353 | 0 | 0 | 0 | 0 | 0 | 0 | 0 | 0 | 0 | 0 | 0 | 0 | 0 | 0 | 0.23308 | 0.22843 | 0.22533 | 0.16965 | 0 | 0 | 0 | 0 | 0 | 0 | 58.6621 | 57.802 | 57.5596 | 57.0831 | 56.0437 | 55.0058 | 55.3348 | 55.1145 | 58.6132 | 62.4015 | 67.0911 | 71.706 | 74.4974 | 76.108 | 77.1244 | 76.9544 | 75.011 | 71.8677 | 68.6698 | 66.1142 | 64.2557 | 63.468 | 62.5839 | 62.0285 | 0.027751 | 0.02847 | 0.027145 | 0.023948 | 0.024831 | 0.027077 | 0.032594 | 0.037857 | 0.042507 | 0.045059 | 0.046741 | 0.048325 | 0.04979 | 0.050156 | 0.048889 | 0.044253 | 0.040457 | 0.039176 | 0.035504 | 0.033852 | 0.033197 | 0.030481 | 0.029534 | 0.03117
Portfolio Adjusted1-in-2Size: 20 kW to 199.99 kWOrange County2020December Monthly Peak | Portfolio Adjusted | 1-in-2 | Size: 20 kW to 199.99 kW | Orange County | 2020 | December Monthly Peak | 12 | 11.9983 | 11.5134 | 11.2725 | 11.3799 | 11.9787 | 13.4582 | 16.257 | 17.969 | 20.071 | 20.9754 | 21.3225 | 21.295 | 21.0758 | 21.1042 | 20.824 | 19.8603 | 19.3587 | 19.3728 | 18.2893 | 17.2889 | 16.816 | 15.8899 | 14.5802 | 13.1966 | 0 | 0 | 0 | 0 | 0 | 0 | 0 | 0 | 0 | 0 | 0 | 0 | 0 | 0 | 0.19852 | 0.19214 | 0.19221 | 0.14884 | 0 | 0 | 0 | 0 | 0 | 0 | 49.4771 | 48.8037 | 48.0496 | 47.5835 | 47.1093 | 46.4769 | 46.1989 | 46.0461 | 46.8216 | 50.0603 | 53.6574 | 56.6422 | 58.9727 | 60.2188 | 60.8098 | 61.1105 | 60.7197 | 58.705 | 56.0383 | 53.7637 | 51.9674 | 50.1938 | 48.7143 | 47.4611 | 0.027659 | 0.028591 | 0.027438 | 0.024301 | 0.025439 | 0.027701 | 0.034515 | 0.039725 | 0.044317 | 0.045131 | 0.044371 | 0.043904 | 0.043502 | 0.043131 | 0.04164 | 0.037221 | 0.034511 | 0.034371 | 0.03211 | 0.030967 | 0.031222 | 0.0294 | 0.029083 | 0.030845
Portfolio Adjusted1-in-2Size: 20 kW to 199.99 kWOrange County2020Typical Event Day | Portfolio Adjusted | 1-in-2 | Size: 20 kW to 199.99 kW | Orange County | 2020 | Typical Event Day | 8 | 14.1855 | 13.4086 | 12.9305 | 12.8639 | 13.3668 | 14.8505 | 17.5637 | 20.5597 | 23.8604 | 26.7816 | 29.2477 | 30.875 | 31.681 | 32.465 | 32.719 | 32.202 | 30.7618 | 27.907 | 24.8976 | 23.705 | 22.8468 | 20.6766 | 18.1251 | 16.0603 | 0 | 0 | 0 | 0 | 0 | 0 | 0 | 0 | 0 | 0 | 0 | 0 | 0 | 0 | 0.31192 | 0.31154 | 0.30543 | 0.21441 | 0 | 0 | 0 | 0 | 0 | 0 | 73.3229 | 72.2829 | 71.3479 | 70.5637 | 69.9174 | 69.1551 | 68.8059 | 69.2457 | 71.6006 | 76.1106 | 80.9799 | 85.3718 | 88.5711 | 90.5722 | 92.0183 | 92.6716 | 92.7343 | 91.7752 | 90.196 | 87.2507 | 83.4584 | 80.1659 | 78.0289 | 76.4587 | 0.032701 | 0.033297 | 0.031473 | 0.02747 | 0.028387 | 0.030567 | 0.037289 | 0.045453 | 0.052685 | 0.057624 | 0.060863 | 0.063656 | 0.065392 | 0.06635 | 0.065425 | 0.060351 | 0.05484 | 0.049512 | 0.043712 | 0.04246 | 0.042419 | 0.038256 | 0.036154 | 0.037539
Portfolio Adjusted1-in-2Size: 20 kW to 199.99 kWOrange County2021January Monthly Peak | Portfolio Adjusted | 1-in-2 | Size: 20 kW to 199.99 kW | Orange County | 2021 | January Monthly Peak | 1 | 11.4453 | 11.0884 | 10.9774 | 11.1445 | 11.708 | 13.1603 | 16.0132 | 17.5372 | 19.9442 | 20.7372 | 20.2773 | 19.728 | 19.0769 | 18.6736 | 18.1778 | 16.5227 | 15.6487 | 16.3966 | 16.2213 | 15.5361 | 15.3388 | 14.6747 | 13.4607 | 12.4282 | 0 | 0 | 0 | 0 | 0 | 0 | 0 | 0 | 0 | 0 | 0 | 0 | 0 | 0 | 0.17329 | 0.15985 | 0.15538 | 0.12598 | 0 | 0 | 0 | 0 | 0 | 0 | 46.0462 | 45.0625 | 44.4168 | 44.1748 | 43.6841 | 43.5194 | 43.0208 | 42.7351 | 42.9063 | 44.5646 | 47.6346 | 50.1918 | 51.9293 | 53.3405 | 54.2131 | 54.5609 | 54.3254 | 52.9235 | 51.2795 | 49.8851 | 48.9138 | 48.0284 | 47.2896 | 46.5266 | 0.026384 | 0.027536 | 0.02672 | 0.023799 | 0.024864 | 0.027088 | 0.033998 | 0.038771 | 0.044037 | 0.044618 | 0.042196 | 0.040673 | 0.039376 | 0.038164 | 0.036348 | 0.030966 | 0.027898 | 0.029091 | 0.028479 | 0.027828 | 0.028479 | 0.027151 | 0.02685 | 0.029049
Portfolio Adjusted1-in-2Size: 20 kW to 199.99 kWOrange County2021February Monthly Peak | Portfolio Adjusted | 1-in-2 | Size: 20 kW to 199.99 kW | Orange County | 2021 | February Monthly Peak | 2 | 11.5438 | 11.1014 | 10.9308 | 11.1035 | 11.7518 | 13.1277 | 15.638 | 17.1132 | 19.3906 | 20.4653 | 20.4876 | 20.3319 | 20.058 | 19.9198 | 19.7121 | 18.4462 | 17.3969 | 17.3327 | 17.499 | 16.6456 | 16.2508 | 15.288 | 13.8296 | 12.6747 | 0 | 0 | 0 | 0 | 0 | 0 | 0 | 0 | 0 | 0 | 0 | 0 | 0 | 0 | 0.18792 | 0.17846 | 0.17273 | 0.13317 | 0 | 0 | 0 | 0 | 0 | 0 | 48.1823 | 47.9836 | 47.6061 | 47.2777 | 46.6358 | 46.2172 | 46.1197 | 46.1493 | 46.6667 | 48.2549 | 50.1757 | 51.9397 | 52.7311 | 53.0434 | 53.2058 | 52.7553 | 52.5166 | 51.9251 | 50.7713 | 49.3828 | 48.0725 | 47.7001 | 46.8142 | 45.6971 | 0.026611 | 0.027568 | 0.026606 | 0.023711 | 0.024958 | 0.027021 | 0.033201 | 0.037833 | 0.042815 | 0.044033 | 0.042634 | 0.041919 | 0.041402 | 0.040711 | 0.039417 | 0.034571 | 0.031014 | 0.030751 | 0.030723 | 0.029815 | 0.030173 | 0.028286 | 0.027586 | 0.029626
Portfolio Adjusted1-in-2Size: 20 kW to 199.99 kWOrange County2021March Monthly Peak | Portfolio Adjusted | 1-in-2 | Size: 20 kW to 199.99 kW | Orange County | 2021 | March Monthly Peak | 3 | 11.8044 | 11.3853 | 11.1403 | 11.2611 | 11.7459 | 13.0668 | 15.7024 | 17.2465 | 19.3011 | 20.4206 | 20.5593 | 20.5468 | 20.3077 | 20.2565 | 20.2257 | 19.1571 | 18.0927 | 17.2044 | 17.1092 | 17.421 | 16.8917 | 15.8665 | 14.3294 | 13.0596 | 0 | 0 | 0 | 0 | 0 | 0 | 0 | 0 | 0 | 0 | 0 | 0 | 0 | 0 | 0.19282 | 0.18534 | 0.17964 | 0.13218 | 0 | 0 | 0 | 0 | 0 | 0 | 48.2433 | 47.1385 | 46.1444 | 45.6075 | 45.3579 | 44.8618 | 44.4416 | 44.5293 | 46.5223 | 48.8754 | 51.2162 | 53.0872 | 54.2206 | 55.102 | 55.5512 | 55.901 | 55.7145 | 55.173 | 53.7885 | 51.8399 | 50.5073 | 49.3144 | 48.3113 | 47.4385 | 0.027212 | 0.028273 | 0.027116 | 0.024048 | 0.024945 | 0.026896 | 0.033338 | 0.038128 | 0.042617 | 0.043937 | 0.042783 | 0.042362 | 0.041917 | 0.041399 | 0.040443 | 0.035903 | 0.032255 | 0.030524 | 0.030038 | 0.031204 | 0.031363 | 0.029356 | 0.028583 | 0.030525
Portfolio Adjusted1-in-2Size: 20 kW to 199.99 kWOrange County2021April Monthly Peak | Portfolio Adjusted | 1-in-2 | Size: 20 kW to 199.99 kW | Orange County | 2021 | April Monthly Peak | 4 | 12.1286 | 11.5645 | 11.1866 | 11.2161 | 11.6131 | 12.9106 | 15.2012 | 16.9124 | 19.0984 | 21.1945 | 22.8084 | 24.113 | 24.91 | 25.523 | 25.7631 | 25.341 | 24.0894 | 22.0027 | 20.1355 | 19.9892 | 19.096 | 17.3705 | 15.2619 | 13.51 | 0 | 0 | 0 | 0 | 0 | 0 | 0 | 0 | 0 | 0 | 0 | 0 | 0 | 0 | 0.2456 | 0.24516 | 0.23918 | 0.16905 | 0 | 0 | 0 | 0 | 0 | 0 | 62.8204 | 61.7952 | 60.4243 | 59.3699 | 58.4089 | 57.6574 | 57.366 | 57.0285 | 59.4541 | 63.6087 | 68.1908 | 72.5644 | 75.9179 | 78.4706 | 80.1118 | 80.8818 | 81.0888 | 80.0354 | 78.1229 | 75.2666 | 71.2578 | 68.2837 | 65.9896 | 63.6911 | 0.027959 | 0.028718 | 0.027229 | 0.023952 | 0.024663 | 0.026574 | 0.032274 | 0.037389 | 0.04217 | 0.045602 | 0.047463 | 0.049714 | 0.051416 | 0.052162 | 0.051516 | 0.047493 | 0.042945 | 0.039037 | 0.035351 | 0.035804 | 0.035455 | 0.032139 | 0.030443 | 0.031578
Portfolio Adjusted1-in-2Size: 20 kW to 199.99 kWOrange County2021May Monthly Peak | Portfolio Adjusted | 1-in-2 | Size: 20 kW to 199.99 kW | Orange County | 2021 | May Monthly Peak | 5 | 12.4208 | 11.8428 | 11.4505 | 11.4241 | 11.8064 | 12.9949 | 14.9496 | 17.2027 | 19.5417 | 21.6819 | 23.4328 | 24.6826 | 25.375 | 26.0197 | 26.1975 | 25.7588 | 24.6623 | 22.4665 | 20.4157 | 19.7679 | 19.4704 | 17.7432 | 15.6519 | 13.9871 | 0 | 0 | 0 | 0 | 0 | 0 | 0 | 0 | 0 | 0 | 0 | 0 | 0 | 0 | 0.24975 | 0.2492 | 0.24487 | 0.17261 | 0 | 0 | 0 | 0 | 0 | 0 | 62.9459 | 62.2478 | 61.3619 | 60.3689 | 59.4629 | 58.9655 | 58.7899 | 59.2036 | 60.8974 | 64.8887 | 69.4852 | 73.7721 | 77.8458 | 80.7826 | 82.2399 | 83.1235 | 83.1051 | 81.3424 | 78.9736 | 75.9329 | 71.8468 | 68.2869 | 66.3525 | 64.833 | 0.028633 | 0.029409 | 0.027871 | 0.024396 | 0.025073 | 0.026748 | 0.031739 | 0.038031 | 0.043149 | 0.046651 | 0.048763 | 0.050889 | 0.052376 | 0.053177 | 0.052385 | 0.048276 | 0.043967 | 0.03986 | 0.035843 | 0.035408 | 0.03615 | 0.032828 | 0.031221 | 0.032693
Portfolio Adjusted1-in-2Size: 20 kW to 199.99 kWOrange County2021June Monthly Peak | Portfolio Adjusted | 1-in-2 | Size: 20 kW to 199.99 kW | Orange County | 2021 | June Monthly Peak | 6 | 13.2314 | 12.5253 | 12.1054 | 12.0106 | 12.4236 | 13.4756 | 15.7683 | 18.7256 | 21.5802 | 24.3182 | 26.5062 | 28.0568 | 28.7922 | 29.5516 | 29.773 | 29.2007 | 27.8621 | 25.4463 | 23.0621 | 21.6369 | 21.1308 | 19.3054 | 16.9446 | 15.0056 | 0 | 0 | 0 | 0 | 0 | 0 | 0 | 0 | 0 | 0 | 0 | 0 | 0 | 0 | 0.28383 | 0.2825 | 0.27664 | 0.1955 | 0 | 0 | 0 | 0 | 0 | 0 | 68.2457 | 67.3158 | 66.3088 | 65.1957 | 64.4239 | 63.5906 | 62.8714 | 63.6687 | 66.6437 | 71.5871 | 76.6374 | 81.0811 | 84.0904 | 85.7967 | 87.3826 | 88.1579 | 88.7096 | 87.9193 | 86.5851 | 83.607 | 79.4869 | 75.3382 | 72.9954 | 71.1789 | 0.030502 | 0.031104 | 0.029465 | 0.025648 | 0.026384 | 0.027737 | 0.033478 | 0.041398 | 0.04765 | 0.052323 | 0.055158 | 0.057845 | 0.05943 | 0.060395 | 0.059534 | 0.054726 | 0.049671 | 0.045146 | 0.04049 | 0.038756 | 0.039233 | 0.035719 | 0.0338 | 0.035074
Portfolio Adjusted1-in-2Size: 20 kW to 199.99 kWOrange County2021July Monthly Peak | Portfolio Adjusted | 1-in-2 | Size: 20 kW to 199.99 kW | Orange County | 2021 | July Monthly Peak | 7 | 14.2111 | 13.4977 | 13.0157 | 12.9174 | 13.3568 | 14.7634 | 17.4917 | 21.018 | 24.3398 | 27.4046 | 29.8572 | 31.6044 | 32.429 | 33.2097 | 33.3271 | 32.5391 | 31.0388 | 28.2405 | 25.3635 | 23.853 | 23.1814 | 21.0777 | 18.4502 | 16.3079 | 0 | 0 | 0 | 0 | 0 | 0 | 0 | 0 | 0 | 0 | 0 | 0 | 0 | 0 | 0.31771 | 0.3148 | 0.30818 | 0.21697 | 0 | 0 | 0 | 0 | 0 | 0 | 75.526 | 74.6234 | 73.8161 | 73.0147 | 72.2728 | 71.5571 | 71.1823 | 72.0909 | 74.7405 | 78.4784 | 82.6958 | 86.6017 | 89.2696 | 90.9062 | 92.2611 | 92.7563 | 92.2291 | 91.0061 | 89.7408 | 87.9046 | 85.1149 | 82.0546 | 79.7223 | 78.1406 | 0.03276 | 0.033518 | 0.031681 | 0.027585 | 0.028366 | 0.030388 | 0.037136 | 0.046466 | 0.053743 | 0.058964 | 0.062132 | 0.065159 | 0.066936 | 0.067872 | 0.066641 | 0.060983 | 0.055334 | 0.050104 | 0.04453 | 0.042725 | 0.043041 | 0.038998 | 0.036803 | 0.038118
Portfolio Adjusted1-in-2Size: 20 kW to 199.99 kWOrange County2021August Monthly Peak | Portfolio Adjusted | 1-in-2 | Size: 20 kW to 199.99 kW | Orange County | 2021 | August Monthly Peak | 8 | 14.4238 | 13.6297 | 13.1406 | 13.0664 | 13.5737 | 15.0817 | 17.8773 | 21.0044 | 24.5173 | 27.6326 | 30.2126 | 31.8978 | 32.7002 | 33.456 | 33.6574 | 33.0533 | 31.537 | 28.5918 | 25.493 | 24.269 | 23.3488 | 21.1284 | 18.5072 | 16.3937 | 0 | 0 | 0 | 0 | 0 | 0 | 0 | 0 | 0 | 0 | 0 | 0 | 0 | 0 | 0.32086 | 0.31977 | 0.31313 | 0.21967 | 0 | 0 | 0 | 0 | 0 | 0 | 75.6273 | 74.248 | 73.1374 | 72.4803 | 71.9495 | 71.1575 | 70.8728 | 70.8787 | 72.9161 | 78.0045 | 83.2427 | 87.7475 | 90.9071 | 93.0512 | 94.4019 | 95.0808 | 95.26 | 94.3527 | 92.2959 | 88.7459 | 84.3227 | 81.3581 | 79.4622 | 77.8186 | 0.03325 | 0.033846 | 0.031985 | 0.027903 | 0.028827 | 0.031043 | 0.037955 | 0.046436 | 0.054135 | 0.059454 | 0.062871 | 0.065764 | 0.067496 | 0.068375 | 0.067302 | 0.061947 | 0.056222 | 0.050727 | 0.044757 | 0.04347 | 0.043351 | 0.039092 | 0.036917 | 0.038318
Portfolio Adjusted1-in-2Size: 20 kW to 199.99 kWOrange County2021September Monthly Peak | Portfolio Adjusted | 1-in-2 | Size: 20 kW to 199.99 kW | Orange County | 2021 | September Monthly Peak | 9 | 13.8936 | 13.2143 | 12.7967 | 12.7386 | 13.2953 | 14.8729 | 17.9623 | 20.5564 | 23.9848 | 27.173 | 29.6259 | 31.1981 | 31.9922 | 32.7456 | 32.7918 | 31.9753 | 30.4032 | 27.5182 | 24.8501 | 24.3238 | 22.6465 | 20.4662 | 17.9464 | 15.8224 | 0 | 0 | 0 | 0 | 0 | 0 | 0 | 0 | 0 | 0 | 0 | 0 | 0 | 0 | 0.31261 | 0.30934 | 0.30187 | 0.21142 | 0 | 0 | 0 | 0 | 0 | 0 | 73.8925 | 72.9444 | 72.1293 | 71.5641 | 71.0235 | 70.3153 | 70.2971 | 70.3445 | 72.1021 | 76.3724 | 81.3438 | 86.0569 | 90.0174 | 92.5346 | 94.0277 | 94.6915 | 94.7384 | 93.8226 | 92.1621 | 88.7453 | 84.9093 | 81.9125 | 79.9356 | 78.6968 | 0.032028 | 0.032815 | 0.031148 | 0.027203 | 0.028235 | 0.030613 | 0.038136 | 0.045445 | 0.052959 | 0.058466 | 0.06165 | 0.064322 | 0.066035 | 0.066923 | 0.065571 | 0.059926 | 0.054201 | 0.048822 | 0.043629 | 0.043568 | 0.042047 | 0.037867 | 0.035798 | 0.036983
Portfolio Adjusted1-in-2Size: 20 kW to 199.99 kWOrange County2021October Monthly Peak | Portfolio Adjusted | 1-in-2 | Size: 20 kW to 199.99 kW | Orange County | 2021 | October Monthly Peak | 10 | 12.7889 | 12.1661 | 11.7788 | 11.7259 | 12.1974 | 13.5897 | 16.6415 | 18.3322 | 20.8342 | 23.3123 | 25.2807 | 26.6821 | 27.4403 | 28.2816 | 28.4034 | 27.73 | 26.3043 | 23.7556 | 22.6612 | 21.6916 | 20.2326 | 18.4524 | 16.2205 | 14.3748 | 0 | 0 | 0 | 0 | 0 | 0 | 0 | 0 | 0 | 0 | 0 | 0 | 0 | 0 | 0.27077 | 0.26827 | 0.26117 | 0.18252 | 0 | 0 | 0 | 0 | 0 | 0 | 65.8776 | 64.8175 | 63.9374 | 63.0643 | 62.3073 | 61.7446 | 61.4943 | 61.5616 | 62.8403 | 66.5333 | 72.3422 | 78.2943 | 83.9108 | 86.9921 | 87.7749 | 88.3934 | 88.7248 | 87.8429 | 85.2392 | 80.4362 | 76.9143 | 74.1547 | 71.9124 | 70.3626 | 0.029481 | 0.030212 | 0.02867 | 0.02504 | 0.025904 | 0.027972 | 0.035331 | 0.040528 | 0.046003 | 0.050159 | 0.052608 | 0.055011 | 0.056639 | 0.0578 | 0.056796 | 0.05197 | 0.046894 | 0.042147 | 0.039786 | 0.038854 | 0.037566 | 0.034141 | 0.032355 | 0.033599
Portfolio Adjusted1-in-2Size: 20 kW to 199.99 kWOrange County2021November Monthly Peak | Portfolio Adjusted | 1-in-2 | Size: 20 kW to 199.99 kW | Orange County | 2021 | November Monthly Peak | 11 | 12.0381 | 11.4648 | 11.1522 | 11.2147 | 11.6923 | 13.1549 | 15.3523 | 17.1237 | 19.2511 | 20.9419 | 22.4614 | 23.439 | 24.122 | 24.5413 | 24.4495 | 23.6121 | 22.6939 | 22.0813 | 20.2226 | 18.8991 | 17.8795 | 16.4747 | 14.8061 | 13.3353 | 0 | 0 | 0 | 0 | 0 | 0 | 0 | 0 | 0 | 0 | 0 | 0 | 0 | 0 | 0.23308 | 0.22843 | 0.22533 | 0.16965 | 0 | 0 | 0 | 0 | 0 | 0 | 58.6621 | 57.802 | 57.5596 | 57.0831 | 56.0437 | 55.0058 | 55.3348 | 55.1145 | 58.6132 | 62.4015 | 67.0911 | 71.706 | 74.4974 | 76.108 | 77.1244 | 76.9544 | 75.011 | 71.8677 | 68.6698 | 66.1142 | 64.2557 | 63.468 | 62.5839 | 62.0285 | 0.027751 | 0.02847 | 0.027145 | 0.023948 | 0.024831 | 0.027077 | 0.032594 | 0.037857 | 0.042507 | 0.045059 | 0.046741 | 0.048325 | 0.04979 | 0.050156 | 0.048889 | 0.044253 | 0.040457 | 0.039176 | 0.035504 | 0.033852 | 0.033197 | 0.030481 | 0.029534 | 0.03117
Portfolio Adjusted1-in-2Size: 20 kW to 199.99 kWOrange County2021December Monthly Peak | Portfolio Adjusted | 1-in-2 | Size: 20 kW to 199.99 kW | Orange County | 2021 | December Monthly Peak | 12 | 11.9983 | 11.5134 | 11.2725 | 11.3799 | 11.9787 | 13.4582 | 16.257 | 17.969 | 20.071 | 20.9754 | 21.3225 | 21.295 | 21.0758 | 21.1042 | 20.824 | 19.8603 | 19.3587 | 19.3728 | 18.2893 | 17.2889 | 16.816 | 15.8899 | 14.5802 | 13.1966 | 0 | 0 | 0 | 0 | 0 | 0 | 0 | 0 | 0 | 0 | 0 | 0 | 0 | 0 | 0.19852 | 0.19214 | 0.19221 | 0.14884 | 0 | 0 | 0 | 0 | 0 | 0 | 49.4771 | 48.8037 | 48.0496 | 47.5835 | 47.1093 | 46.4769 | 46.1989 | 46.0461 | 46.8216 | 50.0603 | 53.6574 | 56.6422 | 58.9727 | 60.2188 | 60.8098 | 61.1105 | 60.7197 | 58.705 | 56.0383 | 53.7637 | 51.9674 | 50.1938 | 48.7143 | 47.4611 | 0.027659 | 0.028591 | 0.027438 | 0.024301 | 0.025439 | 0.027701 | 0.034515 | 0.039725 | 0.044317 | 0.045131 | 0.044371 | 0.043904 | 0.043502 | 0.043131 | 0.04164 | 0.037221 | 0.034511 | 0.034371 | 0.03211 | 0.030967 | 0.031222 | 0.0294 | 0.029083 | 0.030845
Portfolio Adjusted1-in-2Size: 20 kW to 199.99 kWOrange County2021Typical Event Day | Portfolio Adjusted | 1-in-2 | Size: 20 kW to 199.99 kW | Orange County | 2021 | Typical Event Day | 8 | 14.1855 | 13.4086 | 12.9305 | 12.8639 | 13.3668 | 14.8505 | 17.5637 | 20.5597 | 23.8604 | 26.7816 | 29.2477 | 30.875 | 31.681 | 32.465 | 32.719 | 32.202 | 30.7618 | 27.907 | 24.8976 | 23.705 | 22.8468 | 20.6766 | 18.1251 | 16.0603 | 0 | 0 | 0 | 0 | 0 | 0 | 0 | 0 | 0 | 0 | 0 | 0 | 0 | 0 | 0.31192 | 0.31154 | 0.30543 | 0.21441 | 0 | 0 | 0 | 0 | 0 | 0 | 73.3229 | 72.2829 | 71.3479 | 70.5637 | 69.9174 | 69.1551 | 68.8059 | 69.2457 | 71.6006 | 76.1106 | 80.9799 | 85.3718 | 88.5711 | 90.5722 | 92.0183 | 92.6716 | 92.7343 | 91.7752 | 90.196 | 87.2507 | 83.4584 | 80.1659 | 78.0289 | 76.4587 | 0.032701 | 0.033297 | 0.031473 | 0.02747 | 0.028387 | 0.030567 | 0.037289 | 0.045453 | 0.052685 | 0.057624 | 0.060863 | 0.063656 | 0.065392 | 0.06635 | 0.065425 | 0.060351 | 0.05484 | 0.049512 | 0.043712 | 0.04246 | 0.042419 | 0.038256 | 0.036154 | 0.037539
Portfolio Adjusted1-in-2Size: 20 kW to 199.99 kWOrange County2022January Monthly Peak | Portfolio Adjusted | 1-in-2 | Size: 20 kW to 199.99 kW | Orange County | 2022 | January Monthly Peak | 1 | 11.4453 | 11.0884 | 10.9774 | 11.1445 | 11.708 | 13.1603 | 16.0132 | 17.5372 | 19.9442 | 20.7372 | 20.2773 | 19.728 | 19.0769 | 18.6736 | 18.1778 | 16.5227 | 15.6487 | 16.3966 | 16.2213 | 15.5361 | 15.3388 | 14.6747 | 13.4607 | 12.4282 | 0 | 0 | 0 | 0 | 0 | 0 | 0 | 0 | 0 | 0 | 0 | 0 | 0 | 0 | 0.17329 | 0.15985 | 0.15538 | 0.12598 | 0 | 0 | 0 | 0 | 0 | 0 | 46.0462 | 45.0625 | 44.4168 | 44.1748 | 43.6841 | 43.5194 | 43.0208 | 42.7351 | 42.9063 | 44.5646 | 47.6346 | 50.1918 | 51.9293 | 53.3405 | 54.2131 | 54.5609 | 54.3254 | 52.9235 | 51.2795 | 49.8851 | 48.9138 | 48.0284 | 47.2896 | 46.5266 | 0.026384 | 0.027536 | 0.02672 | 0.023799 | 0.024864 | 0.027088 | 0.033998 | 0.038771 | 0.044037 | 0.044618 | 0.042196 | 0.040673 | 0.039376 | 0.038164 | 0.036348 | 0.030966 | 0.027898 | 0.029091 | 0.028479 | 0.027828 | 0.028479 | 0.027151 | 0.02685 | 0.029049
Portfolio Adjusted1-in-2Size: 20 kW to 199.99 kWOrange County2022February Monthly Peak | Portfolio Adjusted | 1-in-2 | Size: 20 kW to 199.99 kW | Orange County | 2022 | February Monthly Peak | 2 | 11.5438 | 11.1014 | 10.9308 | 11.1035 | 11.7518 | 13.1277 | 15.638 | 17.1132 | 19.3906 | 20.4653 | 20.4876 | 20.3319 | 20.058 | 19.9198 | 19.7121 | 18.4462 | 17.3969 | 17.3327 | 17.499 | 16.6456 | 16.2508 | 15.288 | 13.8296 | 12.6747 | 0 | 0 | 0 | 0 | 0 | 0 | 0 | 0 | 0 | 0 | 0 | 0 | 0 | 0 | 0.18792 | 0.17846 | 0.17273 | 0.13317 | 0 | 0 | 0 | 0 | 0 | 0 | 48.1823 | 47.9836 | 47.6061 | 47.2777 | 46.6358 | 46.2172 | 46.1197 | 46.1493 | 46.6667 | 48.2549 | 50.1757 | 51.9397 | 52.7311 | 53.0434 | 53.2058 | 52.7553 | 52.5166 | 51.9251 | 50.7713 | 49.3828 | 48.0725 | 47.7001 | 46.8142 | 45.6971 | 0.026611 | 0.027568 | 0.026606 | 0.023711 | 0.024958 | 0.027021 | 0.033201 | 0.037833 | 0.042815 | 0.044033 | 0.042634 | 0.041919 | 0.041402 | 0.040711 | 0.039417 | 0.034571 | 0.031014 | 0.030751 | 0.030723 | 0.029815 | 0.030173 | 0.028286 | 0.027586 | 0.029626
Portfolio Adjusted1-in-2Size: 20 kW to 199.99 kWOrange County2022March Monthly Peak | Portfolio Adjusted | 1-in-2 | Size: 20 kW to 199.99 kW | Orange County | 2022 | March Monthly Peak | 3 | 11.8044 | 11.3853 | 11.1403 | 11.2611 | 11.7459 | 13.0668 | 15.7024 | 17.2465 | 19.3011 | 20.4206 | 20.5593 | 20.5468 | 20.3077 | 20.2565 | 20.2257 | 19.1571 | 18.0927 | 17.2044 | 17.1092 | 17.421 | 16.8917 | 15.8665 | 14.3294 | 13.0596 | 0 | 0 | 0 | 0 | 0 | 0 | 0 | 0 | 0 | 0 | 0 | 0 | 0 | 0 | 0.19282 | 0.18534 | 0.17964 | 0.13218 | 0 | 0 | 0 | 0 | 0 | 0 | 48.2433 | 47.1385 | 46.1444 | 45.6075 | 45.3579 | 44.8618 | 44.4416 | 44.5293 | 46.5223 | 48.8754 | 51.2162 | 53.0872 | 54.2206 | 55.102 | 55.5512 | 55.901 | 55.7145 | 55.173 | 53.7885 | 51.8399 | 50.5073 | 49.3144 | 48.3113 | 47.4385 | 0.027212 | 0.028273 | 0.027116 | 0.024048 | 0.024945 | 0.026896 | 0.033338 | 0.038128 | 0.042617 | 0.043937 | 0.042783 | 0.042362 | 0.041917 | 0.041399 | 0.040443 | 0.035903 | 0.032255 | 0.030524 | 0.030038 | 0.031204 | 0.031363 | 0.029356 | 0.028583 | 0.030525
Portfolio Adjusted1-in-2Size: 20 kW to 199.99 kWOrange County2022April Monthly Peak | Portfolio Adjusted | 1-in-2 | Size: 20 kW to 199.99 kW | Orange County | 2022 | April Monthly Peak | 4 | 12.1286 | 11.5645 | 11.1866 | 11.2161 | 11.6131 | 12.9106 | 15.2012 | 16.9124 | 19.0984 | 21.1945 | 22.8084 | 24.113 | 24.91 | 25.523 | 25.7631 | 25.341 | 24.0894 | 22.0027 | 20.1355 | 19.9892 | 19.096 | 17.3705 | 15.2619 | 13.51 | 0 | 0 | 0 | 0 | 0 | 0 | 0 | 0 | 0 | 0 | 0 | 0 | 0 | 0 | 0.2456 | 0.24516 | 0.23918 | 0.16905 | 0 | 0 | 0 | 0 | 0 | 0 | 62.8204 | 61.7952 | 60.4243 | 59.3699 | 58.4089 | 57.6574 | 57.366 | 57.0285 | 59.4541 | 63.6087 | 68.1908 | 72.5644 | 75.9179 | 78.4706 | 80.1118 | 80.8818 | 81.0888 | 80.0354 | 78.1229 | 75.2666 | 71.2578 | 68.2837 | 65.9896 | 63.6911 | 0.027959 | 0.028718 | 0.027229 | 0.023952 | 0.024663 | 0.026574 | 0.032274 | 0.037389 | 0.04217 | 0.045602 | 0.047463 | 0.049714 | 0.051416 | 0.052162 | 0.051516 | 0.047493 | 0.042945 | 0.039037 | 0.035351 | 0.035804 | 0.035455 | 0.032139 | 0.030443 | 0.031578
Portfolio Adjusted1-in-2Size: 20 kW to 199.99 kWOrange County2022May Monthly Peak | Portfolio Adjusted | 1-in-2 | Size: 20 kW to 199.99 kW | Orange County | 2022 | May Monthly Peak | 5 | 12.4208 | 11.8428 | 11.4505 | 11.4241 | 11.8064 | 12.9949 | 14.9496 | 17.2027 | 19.5417 | 21.6819 | 23.4328 | 24.6826 | 25.375 | 26.0197 | 26.1975 | 25.7588 | 24.6623 | 22.4665 | 20.4157 | 19.7679 | 19.4704 | 17.7432 | 15.6519 | 13.9871 | 0 | 0 | 0 | 0 | 0 | 0 | 0 | 0 | 0 | 0 | 0 | 0 | 0 | 0 | 0.24975 | 0.2492 | 0.24487 | 0.17261 | 0 | 0 | 0 | 0 | 0 | 0 | 62.9459 | 62.2478 | 61.3619 | 60.3689 | 59.4629 | 58.9655 | 58.7899 | 59.2036 | 60.8974 | 64.8887 | 69.4852 | 73.7721 | 77.8458 | 80.7826 | 82.2399 | 83.1235 | 83.1051 | 81.3424 | 78.9736 | 75.9329 | 71.8468 | 68.2869 | 66.3525 | 64.833 | 0.028633 | 0.029409 | 0.027871 | 0.024396 | 0.025073 | 0.026748 | 0.031739 | 0.038031 | 0.043149 | 0.046651 | 0.048763 | 0.050889 | 0.052376 | 0.053177 | 0.052385 | 0.048276 | 0.043967 | 0.03986 | 0.035843 | 0.035408 | 0.03615 | 0.032828 | 0.031221 | 0.032693
Portfolio Adjusted1-in-2Size: 20 kW to 199.99 kWOrange County2022June Monthly Peak | Portfolio Adjusted | 1-in-2 | Size: 20 kW to 199.99 kW | Orange County | 2022 | June Monthly Peak | 6 | 13.2314 | 12.5253 | 12.1054 | 12.0106 | 12.4236 | 13.4756 | 15.7683 | 18.7256 | 21.5802 | 24.3182 | 26.5062 | 28.0568 | 28.7922 | 29.5516 | 29.773 | 29.2007 | 27.8621 | 25.4463 | 23.0621 | 21.6369 | 21.1308 | 19.3054 | 16.9446 | 15.0056 | 0 | 0 | 0 | 0 | 0 | 0 | 0 | 0 | 0 | 0 | 0 | 0 | 0 | 0 | 0.28383 | 0.2825 | 0.27664 | 0.1955 | 0 | 0 | 0 | 0 | 0 | 0 | 68.2457 | 67.3158 | 66.3088 | 65.1957 | 64.4239 | 63.5906 | 62.8714 | 63.6687 | 66.6437 | 71.5871 | 76.6374 | 81.0811 | 84.0904 | 85.7967 | 87.3826 | 88.1579 | 88.7096 | 87.9193 | 86.5851 | 83.607 | 79.4869 | 75.3382 | 72.9954 | 71.1789 | 0.030502 | 0.031104 | 0.029465 | 0.025648 | 0.026384 | 0.027737 | 0.033478 | 0.041398 | 0.04765 | 0.052323 | 0.055158 | 0.057845 | 0.05943 | 0.060395 | 0.059534 | 0.054726 | 0.049671 | 0.045146 | 0.04049 | 0.038756 | 0.039233 | 0.035719 | 0.0338 | 0.035074
Portfolio Adjusted1-in-2Size: 20 kW to 199.99 kWOrange County2022July Monthly Peak | Portfolio Adjusted | 1-in-2 | Size: 20 kW to 199.99 kW | Orange County | 2022 | July Monthly Peak | 7 | 14.2111 | 13.4977 | 13.0157 | 12.9174 | 13.3568 | 14.7634 | 17.4917 | 21.018 | 24.3398 | 27.4046 | 29.8572 | 31.6044 | 32.429 | 33.2097 | 33.3271 | 32.5391 | 31.0388 | 28.2405 | 25.3635 | 23.853 | 23.1814 | 21.0777 | 18.4502 | 16.3079 | 0 | 0 | 0 | 0 | 0 | 0 | 0 | 0 | 0 | 0 | 0 | 0 | 0 | 0 | 0.31771 | 0.3148 | 0.30818 | 0.21697 | 0 | 0 | 0 | 0 | 0 | 0 | 75.526 | 74.6234 | 73.8161 | 73.0147 | 72.2728 | 71.5571 | 71.1823 | 72.0909 | 74.7405 | 78.4784 | 82.6958 | 86.6017 | 89.2696 | 90.9062 | 92.2611 | 92.7563 | 92.2291 | 91.0061 | 89.7408 | 87.9046 | 85.1149 | 82.0546 | 79.7223 | 78.1406 | 0.03276 | 0.033518 | 0.031681 | 0.027585 | 0.028366 | 0.030388 | 0.037136 | 0.046466 | 0.053743 | 0.058964 | 0.062132 | 0.065159 | 0.066936 | 0.067872 | 0.066641 | 0.060983 | 0.055334 | 0.050104 | 0.04453 | 0.042725 | 0.043041 | 0.038998 | 0.036803 | 0.038118
Portfolio Adjusted1-in-2Size: 20 kW to 199.99 kWOrange County2022August Monthly Peak | Portfolio Adjusted | 1-in-2 | Size: 20 kW to 199.99 kW | Orange County | 2022 | August Monthly Peak | 8 | 14.4238 | 13.6297 | 13.1406 | 13.0664 | 13.5737 | 15.0817 | 17.8773 | 21.0044 | 24.5173 | 27.6326 | 30.2126 | 31.8978 | 32.7002 | 33.456 | 33.6574 | 33.0533 | 31.537 | 28.5918 | 25.493 | 24.269 | 23.3488 | 21.1284 | 18.5072 | 16.3937 | 0 | 0 | 0 | 0 | 0 | 0 | 0 | 0 | 0 | 0 | 0 | 0 | 0 | 0 | 0.32086 | 0.31977 | 0.31313 | 0.21967 | 0 | 0 | 0 | 0 | 0 | 0 | 75.6273 | 74.248 | 73.1374 | 72.4803 | 71.9495 | 71.1575 | 70.8728 | 70.8787 | 72.9161 | 78.0045 | 83.2427 | 87.7475 | 90.9071 | 93.0512 | 94.4019 | 95.0808 | 95.26 | 94.3527 | 92.2959 | 88.7459 | 84.3227 | 81.3581 | 79.4622 | 77.8186 | 0.03325 | 0.033846 | 0.031985 | 0.027903 | 0.028827 | 0.031043 | 0.037955 | 0.046436 | 0.054135 | 0.059454 | 0.062871 | 0.065764 | 0.067496 | 0.068375 | 0.067302 | 0.061947 | 0.056222 | 0.050727 | 0.044757 | 0.04347 | 0.043351 | 0.039092 | 0.036917 | 0.038318
Portfolio Adjusted1-in-2Size: 20 kW to 199.99 kWOrange County2022September Monthly Peak | Portfolio Adjusted | 1-in-2 | Size: 20 kW to 199.99 kW | Orange County | 2022 | September Monthly Peak | 9 | 13.8936 | 13.2143 | 12.7967 | 12.7386 | 13.2953 | 14.8729 | 17.9623 | 20.5564 | 23.9848 | 27.173 | 29.6259 | 31.1981 | 31.9922 | 32.7456 | 32.7918 | 31.9753 | 30.4032 | 27.5182 | 24.8501 | 24.3238 | 22.6465 | 20.4662 | 17.9464 | 15.8224 | 0 | 0 | 0 | 0 | 0 | 0 | 0 | 0 | 0 | 0 | 0 | 0 | 0 | 0 | 0.31261 | 0.30934 | 0.30187 | 0.21142 | 0 | 0 | 0 | 0 | 0 | 0 | 73.8925 | 72.9444 | 72.1293 | 71.5641 | 71.0235 | 70.3153 | 70.2971 | 70.3445 | 72.1021 | 76.3724 | 81.3438 | 86.0569 | 90.0174 | 92.5346 | 94.0277 | 94.6915 | 94.7384 | 93.8226 | 92.1621 | 88.7453 | 84.9093 | 81.9125 | 79.9356 | 78.6968 | 0.032028 | 0.032815 | 0.031148 | 0.027203 | 0.028235 | 0.030613 | 0.038136 | 0.045445 | 0.052959 | 0.058466 | 0.06165 | 0.064322 | 0.066035 | 0.066923 | 0.065571 | 0.059926 | 0.054201 | 0.048822 | 0.043629 | 0.043568 | 0.042047 | 0.037867 | 0.035798 | 0.036983
Portfolio Adjusted1-in-2Size: 20 kW to 199.99 kWOrange County2022October Monthly Peak | Portfolio Adjusted | 1-in-2 | Size: 20 kW to 199.99 kW | Orange County | 2022 | October Monthly Peak | 10 | 12.7889 | 12.1661 | 11.7788 | 11.7259 | 12.1974 | 13.5897 | 16.6415 | 18.3322 | 20.8342 | 23.3123 | 25.2807 | 26.6821 | 27.4403 | 28.2816 | 28.4034 | 27.73 | 26.3043 | 23.7556 | 22.6612 | 21.6916 | 20.2326 | 18.4524 | 16.2205 | 14.3748 | 0 | 0 | 0 | 0 | 0 | 0 | 0 | 0 | 0 | 0 | 0 | 0 | 0 | 0 | 0.27077 | 0.26827 | 0.26117 | 0.18252 | 0 | 0 | 0 | 0 | 0 | 0 | 65.8776 | 64.8175 | 63.9374 | 63.0643 | 62.3073 | 61.7446 | 61.4943 | 61.5616 | 62.8403 | 66.5333 | 72.3422 | 78.2943 | 83.9108 | 86.9921 | 87.7749 | 88.3934 | 88.7248 | 87.8429 | 85.2392 | 80.4362 | 76.9143 | 74.1547 | 71.9124 | 70.3626 | 0.029481 | 0.030212 | 0.02867 | 0.02504 | 0.025904 | 0.027972 | 0.035331 | 0.040528 | 0.046003 | 0.050159 | 0.052608 | 0.055011 | 0.056639 | 0.0578 | 0.056796 | 0.05197 | 0.046894 | 0.042147 | 0.039786 | 0.038854 | 0.037566 | 0.034141 | 0.032355 | 0.033599
Portfolio Adjusted1-in-2Size: 20 kW to 199.99 kWOrange County2022November Monthly Peak | Portfolio Adjusted | 1-in-2 | Size: 20 kW to 199.99 kW | Orange County | 2022 | November Monthly Peak | 11 | 12.0381 | 11.4648 | 11.1522 | 11.2147 | 11.6923 | 13.1549 | 15.3523 | 17.1237 | 19.2511 | 20.9419 | 22.4614 | 23.439 | 24.122 | 24.5413 | 24.4495 | 23.6121 | 22.6939 | 22.0813 | 20.2226 | 18.8991 | 17.8795 | 16.4747 | 14.8061 | 13.3353 | 0 | 0 | 0 | 0 | 0 | 0 | 0 | 0 | 0 | 0 | 0 | 0 | 0 | 0 | 0.23308 | 0.22843 | 0.22533 | 0.16965 | 0 | 0 | 0 | 0 | 0 | 0 | 58.6621 | 57.802 | 57.5596 | 57.0831 | 56.0437 | 55.0058 | 55.3348 | 55.1145 | 58.6132 | 62.4015 | 67.0911 | 71.706 | 74.4974 | 76.108 | 77.1244 | 76.9544 | 75.011 | 71.8677 | 68.6698 | 66.1142 | 64.2557 | 63.468 | 62.5839 | 62.0285 | 0.027751 | 0.02847 | 0.027145 | 0.023948 | 0.024831 | 0.027077 | 0.032594 | 0.037857 | 0.042507 | 0.045059 | 0.046741 | 0.048325 | 0.04979 | 0.050156 | 0.048889 | 0.044253 | 0.040457 | 0.039176 | 0.035504 | 0.033852 | 0.033197 | 0.030481 | 0.029534 | 0.03117
Portfolio Adjusted1-in-2Size: 20 kW to 199.99 kWOrange County2022December Monthly Peak | Portfolio Adjusted | 1-in-2 | Size: 20 kW to 199.99 kW | Orange County | 2022 | December Monthly Peak | 12 | 11.9983 | 11.5134 | 11.2725 | 11.3799 | 11.9787 | 13.4582 | 16.257 | 17.969 | 20.071 | 20.9754 | 21.3225 | 21.295 | 21.0758 | 21.1042 | 20.824 | 19.8603 | 19.3587 | 19.3728 | 18.2893 | 17.2889 | 16.816 | 15.8899 | 14.5802 | 13.1966 | 0 | 0 | 0 | 0 | 0 | 0 | 0 | 0 | 0 | 0 | 0 | 0 | 0 | 0 | 0.19852 | 0.19214 | 0.19221 | 0.14884 | 0 | 0 | 0 | 0 | 0 | 0 | 49.4771 | 48.8037 | 48.0496 | 47.5835 | 47.1093 | 46.4769 | 46.1989 | 46.0461 | 46.8216 | 50.0603 | 53.6574 | 56.6422 | 58.9727 | 60.2188 | 60.8098 | 61.1105 | 60.7197 | 58.705 | 56.0383 | 53.7637 | 51.9674 | 50.1938 | 48.7143 | 47.4611 | 0.027659 | 0.028591 | 0.027438 | 0.024301 | 0.025439 | 0.027701 | 0.034515 | 0.039725 | 0.044317 | 0.045131 | 0.044371 | 0.043904 | 0.043502 | 0.043131 | 0.04164 | 0.037221 | 0.034511 | 0.034371 | 0.03211 | 0.030967 | 0.031222 | 0.0294 | 0.029083 | 0.030845
Portfolio Adjusted1-in-2Size: 20 kW to 199.99 kWOrange County2022Typical Event Day | Portfolio Adjusted | 1-in-2 | Size: 20 kW to 199.99 kW | Orange County | 2022 | Typical Event Day | 8 | 14.1855 | 13.4086 | 12.9305 | 12.8639 | 13.3668 | 14.8505 | 17.5637 | 20.5597 | 23.8604 | 26.7816 | 29.2477 | 30.875 | 31.681 | 32.465 | 32.719 | 32.202 | 30.7618 | 27.907 | 24.8976 | 23.705 | 22.8468 | 20.6766 | 18.1251 | 16.0603 | 0 | 0 | 0 | 0 | 0 | 0 | 0 | 0 | 0 | 0 | 0 | 0 | 0 | 0 | 0.31192 | 0.31154 | 0.30543 | 0.21441 | 0 | 0 | 0 | 0 | 0 | 0 | 73.3229 | 72.2829 | 71.3479 | 70.5637 | 69.9174 | 69.1551 | 68.8059 | 69.2457 | 71.6006 | 76.1106 | 80.9799 | 85.3718 | 88.5711 | 90.5722 | 92.0183 | 92.6716 | 92.7343 | 91.7752 | 90.196 | 87.2507 | 83.4584 | 80.1659 | 78.0289 | 76.4587 | 0.032701 | 0.033297 | 0.031473 | 0.02747 | 0.028387 | 0.030567 | 0.037289 | 0.045453 | 0.052685 | 0.057624 | 0.060863 | 0.063656 | 0.065392 | 0.06635 | 0.065425 | 0.060351 | 0.05484 | 0.049512 | 0.043712 | 0.04246 | 0.042419 | 0.038256 | 0.036154 | 0.037539
Portfolio Adjusted1-in-2Size: 20 kW to 199.99 kWOrange County2023January Monthly Peak | Portfolio Adjusted | 1-in-2 | Size: 20 kW to 199.99 kW | Orange County | 2023 | January Monthly Peak | 1 | 11.4453 | 11.0884 | 10.9774 | 11.1445 | 11.708 | 13.1603 | 16.0132 | 17.5372 | 19.9442 | 20.7372 | 20.2773 | 19.728 | 19.0769 | 18.6736 | 18.1778 | 16.5227 | 15.6487 | 16.3966 | 16.2213 | 15.5361 | 15.3388 | 14.6747 | 13.4607 | 12.4282 | 0 | 0 | 0 | 0 | 0 | 0 | 0 | 0 | 0 | 0 | 0 | 0 | 0 | 0 | 0.17329 | 0.15985 | 0.15538 | 0.12598 | 0 | 0 | 0 | 0 | 0 | 0 | 46.0462 | 45.0625 | 44.4168 | 44.1748 | 43.6841 | 43.5194 | 43.0208 | 42.7351 | 42.9063 | 44.5646 | 47.6346 | 50.1918 | 51.9293 | 53.3405 | 54.2131 | 54.5609 | 54.3254 | 52.9235 | 51.2795 | 49.8851 | 48.9138 | 48.0284 | 47.2896 | 46.5266 | 0.026384 | 0.027536 | 0.02672 | 0.023799 | 0.024864 | 0.027088 | 0.033998 | 0.038771 | 0.044037 | 0.044618 | 0.042196 | 0.040673 | 0.039376 | 0.038164 | 0.036348 | 0.030966 | 0.027898 | 0.029091 | 0.028479 | 0.027828 | 0.028479 | 0.027151 | 0.02685 | 0.029049
Portfolio Adjusted1-in-2Size: 20 kW to 199.99 kWOrange County2023February Monthly Peak | Portfolio Adjusted | 1-in-2 | Size: 20 kW to 199.99 kW | Orange County | 2023 | February Monthly Peak | 2 | 11.5438 | 11.1014 | 10.9308 | 11.1035 | 11.7518 | 13.1277 | 15.638 | 17.1132 | 19.3906 | 20.4653 | 20.4876 | 20.3319 | 20.058 | 19.9198 | 19.7121 | 18.4462 | 17.3969 | 17.3327 | 17.499 | 16.6456 | 16.2508 | 15.288 | 13.8296 | 12.6747 | 0 | 0 | 0 | 0 | 0 | 0 | 0 | 0 | 0 | 0 | 0 | 0 | 0 | 0 | 0.18792 | 0.17846 | 0.17273 | 0.13317 | 0 | 0 | 0 | 0 | 0 | 0 | 48.1823 | 47.9836 | 47.6061 | 47.2777 | 46.6358 | 46.2172 | 46.1197 | 46.1493 | 46.6667 | 48.2549 | 50.1757 | 51.9397 | 52.7311 | 53.0434 | 53.2058 | 52.7553 | 52.5166 | 51.9251 | 50.7713 | 49.3828 | 48.0725 | 47.7001 | 46.8142 | 45.6971 | 0.026611 | 0.027568 | 0.026606 | 0.023711 | 0.024958 | 0.027021 | 0.033201 | 0.037833 | 0.042815 | 0.044033 | 0.042634 | 0.041919 | 0.041402 | 0.040711 | 0.039417 | 0.034571 | 0.031014 | 0.030751 | 0.030723 | 0.029815 | 0.030173 | 0.028286 | 0.027586 | 0.029626
Portfolio Adjusted1-in-2Size: 20 kW to 199.99 kWOrange County2023March Monthly Peak | Portfolio Adjusted | 1-in-2 | Size: 20 kW to 199.99 kW | Orange County | 2023 | March Monthly Peak | 3 | 11.8044 | 11.3853 | 11.1403 | 11.2611 | 11.7459 | 13.0668 | 15.7024 | 17.2465 | 19.3011 | 20.4206 | 20.5593 | 20.5468 | 20.3077 | 20.2565 | 20.2257 | 19.1571 | 18.0927 | 17.2044 | 17.1092 | 17.421 | 16.8917 | 15.8665 | 14.3294 | 13.0596 | 0 | 0 | 0 | 0 | 0 | 0 | 0 | 0 | 0 | 0 | 0 | 0 | 0 | 0 | 0.19282 | 0.18534 | 0.17964 | 0.13218 | 0 | 0 | 0 | 0 | 0 | 0 | 48.2433 | 47.1385 | 46.1444 | 45.6075 | 45.3579 | 44.8618 | 44.4416 | 44.5293 | 46.5223 | 48.8754 | 51.2162 | 53.0872 | 54.2206 | 55.102 | 55.5512 | 55.901 | 55.7145 | 55.173 | 53.7885 | 51.8399 | 50.5073 | 49.3144 | 48.3113 | 47.4385 | 0.027212 | 0.028273 | 0.027116 | 0.024048 | 0.024945 | 0.026896 | 0.033338 | 0.038128 | 0.042617 | 0.043937 | 0.042783 | 0.042362 | 0.041917 | 0.041399 | 0.040443 | 0.035903 | 0.032255 | 0.030524 | 0.030038 | 0.031204 | 0.031363 | 0.029356 | 0.028583 | 0.030525
Portfolio Adjusted1-in-2Size: 20 kW to 199.99 kWOrange County2023April Monthly Peak | Portfolio Adjusted | 1-in-2 | Size: 20 kW to 199.99 kW | Orange County | 2023 | April Monthly Peak | 4 | 12.1286 | 11.5645 | 11.1866 | 11.2161 | 11.6131 | 12.9106 | 15.2012 | 16.9124 | 19.0984 | 21.1945 | 22.8084 | 24.113 | 24.91 | 25.523 | 25.7631 | 25.341 | 24.0894 | 22.0027 | 20.1355 | 19.9892 | 19.096 | 17.3705 | 15.2619 | 13.51 | 0 | 0 | 0 | 0 | 0 | 0 | 0 | 0 | 0 | 0 | 0 | 0 | 0 | 0 | 0.2456 | 0.24516 | 0.23918 | 0.16905 | 0 | 0 | 0 | 0 | 0 | 0 | 62.8204 | 61.7952 | 60.4243 | 59.3699 | 58.4089 | 57.6574 | 57.366 | 57.0285 | 59.4541 | 63.6087 | 68.1908 | 72.5644 | 75.9179 | 78.4706 | 80.1118 | 80.8818 | 81.0888 | 80.0354 | 78.1229 | 75.2666 | 71.2578 | 68.2837 | 65.9896 | 63.6911 | 0.027959 | 0.028718 | 0.027229 | 0.023952 | 0.024663 | 0.026574 | 0.032274 | 0.037389 | 0.04217 | 0.045602 | 0.047463 | 0.049714 | 0.051416 | 0.052162 | 0.051516 | 0.047493 | 0.042945 | 0.039037 | 0.035351 | 0.035804 | 0.035455 | 0.032139 | 0.030443 | 0.031578
Portfolio Adjusted1-in-2Size: 20 kW to 199.99 kWOrange County2023May Monthly Peak | Portfolio Adjusted | 1-in-2 | Size: 20 kW to 199.99 kW | Orange County | 2023 | May Monthly Peak | 5 | 12.4208 | 11.8428 | 11.4505 | 11.4241 | 11.8064 | 12.9949 | 14.9496 | 17.2027 | 19.5417 | 21.6819 | 23.4328 | 24.6826 | 25.375 | 26.0197 | 26.1975 | 25.7588 | 24.6623 | 22.4665 | 20.4157 | 19.7679 | 19.4704 | 17.7432 | 15.6519 | 13.9871 | 0 | 0 | 0 | 0 | 0 | 0 | 0 | 0 | 0 | 0 | 0 | 0 | 0 | 0 | 0.24975 | 0.2492 | 0.24487 | 0.17261 | 0 | 0 | 0 | 0 | 0 | 0 | 62.9459 | 62.2478 | 61.3619 | 60.3689 | 59.4629 | 58.9655 | 58.7899 | 59.2036 | 60.8974 | 64.8887 | 69.4852 | 73.7721 | 77.8458 | 80.7826 | 82.2399 | 83.1235 | 83.1051 | 81.3424 | 78.9736 | 75.9329 | 71.8468 | 68.2869 | 66.3525 | 64.833 | 0.028633 | 0.029409 | 0.027871 | 0.024396 | 0.025073 | 0.026748 | 0.031739 | 0.038031 | 0.043149 | 0.046651 | 0.048763 | 0.050889 | 0.052376 | 0.053177 | 0.052385 | 0.048276 | 0.043967 | 0.03986 | 0.035843 | 0.035408 | 0.03615 | 0.032828 | 0.031221 | 0.032693
Portfolio Adjusted1-in-2Size: 20 kW to 199.99 kWOrange County2023June Monthly Peak | Portfolio Adjusted | 1-in-2 | Size: 20 kW to 199.99 kW | Orange County | 2023 | June Monthly Peak | 6 | 13.2314 | 12.5253 | 12.1054 | 12.0106 | 12.4236 | 13.4756 | 15.7683 | 18.7256 | 21.5802 | 24.3182 | 26.5062 | 28.0568 | 28.7922 | 29.5516 | 29.773 | 29.2007 | 27.8621 | 25.4463 | 23.0621 | 21.6369 | 21.1308 | 19.3054 | 16.9446 | 15.0056 | 0 | 0 | 0 | 0 | 0 | 0 | 0 | 0 | 0 | 0 | 0 | 0 | 0 | 0 | 0.28383 | 0.2825 | 0.27664 | 0.1955 | 0 | 0 | 0 | 0 | 0 | 0 | 68.2457 | 67.3158 | 66.3088 | 65.1957 | 64.4239 | 63.5906 | 62.8714 | 63.6687 | 66.6437 | 71.5871 | 76.6374 | 81.0811 | 84.0904 | 85.7967 | 87.3826 | 88.1579 | 88.7096 | 87.9193 | 86.5851 | 83.607 | 79.4869 | 75.3382 | 72.9954 | 71.1789 | 0.030502 | 0.031104 | 0.029465 | 0.025648 | 0.026384 | 0.027737 | 0.033478 | 0.041398 | 0.04765 | 0.052323 | 0.055158 | 0.057845 | 0.05943 | 0.060395 | 0.059534 | 0.054726 | 0.049671 | 0.045146 | 0.04049 | 0.038756 | 0.039233 | 0.035719 | 0.0338 | 0.035074
Portfolio Adjusted1-in-2Size: 20 kW to 199.99 kWOrange County2023July Monthly Peak | Portfolio Adjusted | 1-in-2 | Size: 20 kW to 199.99 kW | Orange County | 2023 | July Monthly Peak | 7 | 14.2111 | 13.4977 | 13.0157 | 12.9174 | 13.3568 | 14.7634 | 17.4917 | 21.018 | 24.3398 | 27.4046 | 29.8572 | 31.6044 | 32.429 | 33.2097 | 33.3271 | 32.5391 | 31.0388 | 28.2405 | 25.3635 | 23.853 | 23.1814 | 21.0777 | 18.4502 | 16.3079 | 0 | 0 | 0 | 0 | 0 | 0 | 0 | 0 | 0 | 0 | 0 | 0 | 0 | 0 | 0.31771 | 0.3148 | 0.30818 | 0.21697 | 0 | 0 | 0 | 0 | 0 | 0 | 75.526 | 74.6234 | 73.8161 | 73.0147 | 72.2728 | 71.5571 | 71.1823 | 72.0909 | 74.7405 | 78.4784 | 82.6958 | 86.6017 | 89.2696 | 90.9062 | 92.2611 | 92.7563 | 92.2291 | 91.0061 | 89.7408 | 87.9046 | 85.1149 | 82.0546 | 79.7223 | 78.1406 | 0.03276 | 0.033518 | 0.031681 | 0.027585 | 0.028366 | 0.030388 | 0.037136 | 0.046466 | 0.053743 | 0.058964 | 0.062132 | 0.065159 | 0.066936 | 0.067872 | 0.066641 | 0.060983 | 0.055334 | 0.050104 | 0.04453 | 0.042725 | 0.043041 | 0.038998 | 0.036803 | 0.038118
Portfolio Adjusted1-in-2Size: 20 kW to 199.99 kWOrange County2023August Monthly Peak | Portfolio Adjusted | 1-in-2 | Size: 20 kW to 199.99 kW | Orange County | 2023 | August Monthly Peak | 8 | 14.4238 | 13.6297 | 13.1406 | 13.0664 | 13.5737 | 15.0817 | 17.8773 | 21.0044 | 24.5173 | 27.6326 | 30.2126 | 31.8978 | 32.7002 | 33.456 | 33.6574 | 33.0533 | 31.537 | 28.5918 | 25.493 | 24.269 | 23.3488 | 21.1284 | 18.5072 | 16.3937 | 0 | 0 | 0 | 0 | 0 | 0 | 0 | 0 | 0 | 0 | 0 | 0 | 0 | 0 | 0.32086 | 0.31977 | 0.31313 | 0.21967 | 0 | 0 | 0 | 0 | 0 | 0 | 75.6273 | 74.248 | 73.1374 | 72.4803 | 71.9495 | 71.1575 | 70.8728 | 70.8787 | 72.9161 | 78.0045 | 83.2427 | 87.7475 | 90.9071 | 93.0512 | 94.4019 | 95.0808 | 95.26 | 94.3527 | 92.2959 | 88.7459 | 84.3227 | 81.3581 | 79.4622 | 77.8186 | 0.03325 | 0.033846 | 0.031985 | 0.027903 | 0.028827 | 0.031043 | 0.037955 | 0.046436 | 0.054135 | 0.059454 | 0.062871 | 0.065764 | 0.067496 | 0.068375 | 0.067302 | 0.061947 | 0.056222 | 0.050727 | 0.044757 | 0.04347 | 0.043351 | 0.039092 | 0.036917 | 0.038318
Portfolio Adjusted1-in-2Size: 20 kW to 199.99 kWOrange County2023September Monthly Peak | Portfolio Adjusted | 1-in-2 | Size: 20 kW to 199.99 kW | Orange County | 2023 | September Monthly Peak | 9 | 13.8936 | 13.2143 | 12.7967 | 12.7386 | 13.2953 | 14.8729 | 17.9623 | 20.5564 | 23.9848 | 27.173 | 29.6259 | 31.1981 | 31.9922 | 32.7456 | 32.7918 | 31.9753 | 30.4032 | 27.5182 | 24.8501 | 24.3238 | 22.6465 | 20.4662 | 17.9464 | 15.8224 | 0 | 0 | 0 | 0 | 0 | 0 | 0 | 0 | 0 | 0 | 0 | 0 | 0 | 0 | 0.31261 | 0.30934 | 0.30187 | 0.21142 | 0 | 0 | 0 | 0 | 0 | 0 | 73.8925 | 72.9444 | 72.1293 | 71.5641 | 71.0235 | 70.3153 | 70.2971 | 70.3445 | 72.1021 | 76.3724 | 81.3438 | 86.0569 | 90.0174 | 92.5346 | 94.0277 | 94.6915 | 94.7384 | 93.8226 | 92.1621 | 88.7453 | 84.9093 | 81.9125 | 79.9356 | 78.6968 | 0.032028 | 0.032815 | 0.031148 | 0.027203 | 0.028235 | 0.030613 | 0.038136 | 0.045445 | 0.052959 | 0.058466 | 0.06165 | 0.064322 | 0.066035 | 0.066923 | 0.065571 | 0.059926 | 0.054201 | 0.048822 | 0.043629 | 0.043568 | 0.042047 | 0.037867 | 0.035798 | 0.036983
Portfolio Adjusted1-in-2Size: 20 kW to 199.99 kWOrange County2023October Monthly Peak | Portfolio Adjusted | 1-in-2 | Size: 20 kW to 199.99 kW | Orange County | 2023 | October Monthly Peak | 10 | 12.7889 | 12.1661 | 11.7788 | 11.7259 | 12.1974 | 13.5897 | 16.6415 | 18.3322 | 20.8342 | 23.3123 | 25.2807 | 26.6821 | 27.4403 | 28.2816 | 28.4034 | 27.73 | 26.3043 | 23.7556 | 22.6612 | 21.6916 | 20.2326 | 18.4524 | 16.2205 | 14.3748 | 0 | 0 | 0 | 0 | 0 | 0 | 0 | 0 | 0 | 0 | 0 | 0 | 0 | 0 | 0.27077 | 0.26827 | 0.26117 | 0.18252 | 0 | 0 | 0 | 0 | 0 | 0 | 65.8776 | 64.8175 | 63.9374 | 63.0643 | 62.3073 | 61.7446 | 61.4943 | 61.5616 | 62.8403 | 66.5333 | 72.3422 | 78.2943 | 83.9108 | 86.9921 | 87.7749 | 88.3934 | 88.7248 | 87.8429 | 85.2392 | 80.4362 | 76.9143 | 74.1547 | 71.9124 | 70.3626 | 0.029481 | 0.030212 | 0.02867 | 0.02504 | 0.025904 | 0.027972 | 0.035331 | 0.040528 | 0.046003 | 0.050159 | 0.052608 | 0.055011 | 0.056639 | 0.0578 | 0.056796 | 0.05197 | 0.046894 | 0.042147 | 0.039786 | 0.038854 | 0.037566 | 0.034141 | 0.032355 | 0.033599
Portfolio Adjusted1-in-2Size: 20 kW to 199.99 kWOrange County2023November Monthly Peak | Portfolio Adjusted | 1-in-2 | Size: 20 kW to 199.99 kW | Orange County | 2023 | November Monthly Peak | 11 | 12.0381 | 11.4648 | 11.1522 | 11.2147 | 11.6923 | 13.1549 | 15.3523 | 17.1237 | 19.2511 | 20.9419 | 22.4614 | 23.439 | 24.122 | 24.5413 | 24.4495 | 23.6121 | 22.6939 | 22.0813 | 20.2226 | 18.8991 | 17.8795 | 16.4747 | 14.8061 | 13.3353 | 0 | 0 | 0 | 0 | 0 | 0 | 0 | 0 | 0 | 0 | 0 | 0 | 0 | 0 | 0.23308 | 0.22843 | 0.22533 | 0.16965 | 0 | 0 | 0 | 0 | 0 | 0 | 58.6621 | 57.802 | 57.5596 | 57.0831 | 56.0437 | 55.0058 | 55.3348 | 55.1145 | 58.6132 | 62.4015 | 67.0911 | 71.706 | 74.4974 | 76.108 | 77.1244 | 76.9544 | 75.011 | 71.8677 | 68.6698 | 66.1142 | 64.2557 | 63.468 | 62.5839 | 62.0285 | 0.027751 | 0.02847 | 0.027145 | 0.023948 | 0.024831 | 0.027077 | 0.032594 | 0.037857 | 0.042507 | 0.045059 | 0.046741 | 0.048325 | 0.04979 | 0.050156 | 0.048889 | 0.044253 | 0.040457 | 0.039176 | 0.035504 | 0.033852 | 0.033197 | 0.030481 | 0.029534 | 0.03117
Portfolio Adjusted1-in-2Size: 20 kW to 199.99 kWOrange County2023December Monthly Peak | Portfolio Adjusted | 1-in-2 | Size: 20 kW to 199.99 kW | Orange County | 2023 | December Monthly Peak | 12 | 11.9983 | 11.5134 | 11.2725 | 11.3799 | 11.9787 | 13.4582 | 16.257 | 17.969 | 20.071 | 20.9754 | 21.3225 | 21.295 | 21.0758 | 21.1042 | 20.824 | 19.8603 | 19.3587 | 19.3728 | 18.2893 | 17.2889 | 16.816 | 15.8899 | 14.5802 | 13.1966 | 0 | 0 | 0 | 0 | 0 | 0 | 0 | 0 | 0 | 0 | 0 | 0 | 0 | 0 | 0.19852 | 0.19214 | 0.19221 | 0.14884 | 0 | 0 | 0 | 0 | 0 | 0 | 49.4771 | 48.8037 | 48.0496 | 47.5835 | 47.1093 | 46.4769 | 46.1989 | 46.0461 | 46.8216 | 50.0603 | 53.6574 | 56.6422 | 58.9727 | 60.2188 | 60.8098 | 61.1105 | 60.7197 | 58.705 | 56.0383 | 53.7637 | 51.9674 | 50.1938 | 48.7143 | 47.4611 | 0.027659 | 0.028591 | 0.027438 | 0.024301 | 0.025439 | 0.027701 | 0.034515 | 0.039725 | 0.044317 | 0.045131 | 0.044371 | 0.043904 | 0.043502 | 0.043131 | 0.04164 | 0.037221 | 0.034511 | 0.034371 | 0.03211 | 0.030967 | 0.031222 | 0.0294 | 0.029083 | 0.030845
Portfolio Adjusted1-in-2Size: 20 kW to 199.99 kWOrange County2023Typical Event Day | Portfolio Adjusted | 1-in-2 | Size: 20 kW to 199.99 kW | Orange County | 2023 | Typical Event Day | 8 | 14.1855 | 13.4086 | 12.9305 | 12.8639 | 13.3668 | 14.8505 | 17.5637 | 20.5597 | 23.8604 | 26.7816 | 29.2477 | 30.875 | 31.681 | 32.465 | 32.719 | 32.202 | 30.7618 | 27.907 | 24.8976 | 23.705 | 22.8468 | 20.6766 | 18.1251 | 16.0603 | 0 | 0 | 0 | 0 | 0 | 0 | 0 | 0 | 0 | 0 | 0 | 0 | 0 | 0 | 0.31192 | 0.31154 | 0.30543 | 0.21441 | 0 | 0 | 0 | 0 | 0 | 0 | 73.3229 | 72.2829 | 71.3479 | 70.5637 | 69.9174 | 69.1551 | 68.8059 | 69.2457 | 71.6006 | 76.1106 | 80.9799 | 85.3718 | 88.5711 | 90.5722 | 92.0183 | 92.6716 | 92.7343 | 91.7752 | 90.196 | 87.2507 | 83.4584 | 80.1659 | 78.0289 | 76.4587 | 0.032701 | 0.033297 | 0.031473 | 0.02747 | 0.028387 | 0.030567 | 0.037289 | 0.045453 | 0.052685 | 0.057624 | 0.060863 | 0.063656 | 0.065392 | 0.06635 | 0.065425 | 0.060351 | 0.05484 | 0.049512 | 0.043712 | 0.04246 | 0.042419 | 0.038256 | 0.036154 | 0.037539
Portfolio Adjusted1-in-2Size: 20 kW to 199.99 kWOrange County2024January Monthly Peak | Portfolio Adjusted | 1-in-2 | Size: 20 kW to 199.99 kW | Orange County | 2024 | January Monthly Peak | 1 | 11.4453 | 11.0884 | 10.9774 | 11.1445 | 11.708 | 13.1603 | 16.0132 | 17.5372 | 19.9442 | 20.7372 | 20.2773 | 19.728 | 19.0769 | 18.6736 | 18.1778 | 16.5227 | 15.6487 | 16.3966 | 16.2213 | 15.5361 | 15.3388 | 14.6747 | 13.4607 | 12.4282 | 0 | 0 | 0 | 0 | 0 | 0 | 0 | 0 | 0 | 0 | 0 | 0 | 0 | 0 | 0.17329 | 0.15985 | 0.15538 | 0.12598 | 0 | 0 | 0 | 0 | 0 | 0 | 46.0462 | 45.0625 | 44.4168 | 44.1748 | 43.6841 | 43.5194 | 43.0208 | 42.7351 | 42.9063 | 44.5646 | 47.6346 | 50.1918 | 51.9293 | 53.3405 | 54.2131 | 54.5609 | 54.3254 | 52.9235 | 51.2795 | 49.8851 | 48.9138 | 48.0284 | 47.2896 | 46.5266 | 0.026384 | 0.027536 | 0.02672 | 0.023799 | 0.024864 | 0.027088 | 0.033998 | 0.038771 | 0.044037 | 0.044618 | 0.042196 | 0.040673 | 0.039376 | 0.038164 | 0.036348 | 0.030966 | 0.027898 | 0.029091 | 0.028479 | 0.027828 | 0.028479 | 0.027151 | 0.02685 | 0.029049
Portfolio Adjusted1-in-2Size: 20 kW to 199.99 kWOrange County2024February Monthly Peak | Portfolio Adjusted | 1-in-2 | Size: 20 kW to 199.99 kW | Orange County | 2024 | February Monthly Peak | 2 | 11.5438 | 11.1014 | 10.9308 | 11.1035 | 11.7518 | 13.1277 | 15.638 | 17.1132 | 19.3906 | 20.4653 | 20.4876 | 20.3319 | 20.058 | 19.9198 | 19.7121 | 18.4462 | 17.3969 | 17.3327 | 17.499 | 16.6456 | 16.2508 | 15.288 | 13.8296 | 12.6747 | 0 | 0 | 0 | 0 | 0 | 0 | 0 | 0 | 0 | 0 | 0 | 0 | 0 | 0 | 0.18792 | 0.17846 | 0.17273 | 0.13317 | 0 | 0 | 0 | 0 | 0 | 0 | 48.1823 | 47.9836 | 47.6061 | 47.2777 | 46.6358 | 46.2172 | 46.1197 | 46.1493 | 46.6667 | 48.2549 | 50.1757 | 51.9397 | 52.7311 | 53.0434 | 53.2058 | 52.7553 | 52.5166 | 51.9251 | 50.7713 | 49.3828 | 48.0725 | 47.7001 | 46.8142 | 45.6971 | 0.026611 | 0.027568 | 0.026606 | 0.023711 | 0.024958 | 0.027021 | 0.033201 | 0.037833 | 0.042815 | 0.044033 | 0.042634 | 0.041919 | 0.041402 | 0.040711 | 0.039417 | 0.034571 | 0.031014 | 0.030751 | 0.030723 | 0.029815 | 0.030173 | 0.028286 | 0.027586 | 0.029626
Portfolio Adjusted1-in-2Size: 20 kW to 199.99 kWOrange County2024March Monthly Peak | Portfolio Adjusted | 1-in-2 | Size: 20 kW to 199.99 kW | Orange County | 2024 | March Monthly Peak | 3 | 11.8044 | 11.3853 | 11.1403 | 11.2611 | 11.7459 | 13.0668 | 15.7024 | 17.2465 | 19.3011 | 20.4206 | 20.5593 | 20.5468 | 20.3077 | 20.2565 | 20.2257 | 19.1571 | 18.0927 | 17.2044 | 17.1092 | 17.421 | 16.8917 | 15.8665 | 14.3294 | 13.0596 | 0 | 0 | 0 | 0 | 0 | 0 | 0 | 0 | 0 | 0 | 0 | 0 | 0 | 0 | 0.19282 | 0.18534 | 0.17964 | 0.13218 | 0 | 0 | 0 | 0 | 0 | 0 | 48.2433 | 47.1385 | 46.1444 | 45.6075 | 45.3579 | 44.8618 | 44.4416 | 44.5293 | 46.5223 | 48.8754 | 51.2162 | 53.0872 | 54.2206 | 55.102 | 55.5512 | 55.901 | 55.7145 | 55.173 | 53.7885 | 51.8399 | 50.5073 | 49.3144 | 48.3113 | 47.4385 | 0.027212 | 0.028273 | 0.027116 | 0.024048 | 0.024945 | 0.026896 | 0.033338 | 0.038128 | 0.042617 | 0.043937 | 0.042783 | 0.042362 | 0.041917 | 0.041399 | 0.040443 | 0.035903 | 0.032255 | 0.030524 | 0.030038 | 0.031204 | 0.031363 | 0.029356 | 0.028583 | 0.030525
Portfolio Adjusted1-in-2Size: 20 kW to 199.99 kWOrange County2024April Monthly Peak | Portfolio Adjusted | 1-in-2 | Size: 20 kW to 199.99 kW | Orange County | 2024 | April Monthly Peak | 4 | 12.1286 | 11.5645 | 11.1866 | 11.2161 | 11.6131 | 12.9106 | 15.2012 | 16.9124 | 19.0984 | 21.1945 | 22.8084 | 24.113 | 24.91 | 25.523 | 25.7631 | 25.341 | 24.0894 | 22.0027 | 20.1355 | 19.9892 | 19.096 | 17.3705 | 15.2619 | 13.51 | 0 | 0 | 0 | 0 | 0 | 0 | 0 | 0 | 0 | 0 | 0 | 0 | 0 | 0 | 0.2456 | 0.24516 | 0.23918 | 0.16905 | 0 | 0 | 0 | 0 | 0 | 0 | 62.8204 | 61.7952 | 60.4243 | 59.3699 | 58.4089 | 57.6574 | 57.366 | 57.0285 | 59.4541 | 63.6087 | 68.1908 | 72.5644 | 75.9179 | 78.4706 | 80.1118 | 80.8818 | 81.0888 | 80.0354 | 78.1229 | 75.2666 | 71.2578 | 68.2837 | 65.9896 | 63.6911 | 0.027959 | 0.028718 | 0.027229 | 0.023952 | 0.024663 | 0.026574 | 0.032274 | 0.037389 | 0.04217 | 0.045602 | 0.047463 | 0.049714 | 0.051416 | 0.052162 | 0.051516 | 0.047493 | 0.042945 | 0.039037 | 0.035351 | 0.035804 | 0.035455 | 0.032139 | 0.030443 | 0.031578
Portfolio Adjusted1-in-2Size: 20 kW to 199.99 kWOrange County2024May Monthly Peak | Portfolio Adjusted | 1-in-2 | Size: 20 kW to 199.99 kW | Orange County | 2024 | May Monthly Peak | 5 | 12.4208 | 11.8428 | 11.4505 | 11.4241 | 11.8064 | 12.9949 | 14.9496 | 17.2027 | 19.5417 | 21.6819 | 23.4328 | 24.6826 | 25.375 | 26.0197 | 26.1975 | 25.7588 | 24.6623 | 22.4665 | 20.4157 | 19.7679 | 19.4704 | 17.7432 | 15.6519 | 13.9871 | 0 | 0 | 0 | 0 | 0 | 0 | 0 | 0 | 0 | 0 | 0 | 0 | 0 | 0 | 0.24975 | 0.2492 | 0.24487 | 0.17261 | 0 | 0 | 0 | 0 | 0 | 0 | 62.9459 | 62.2478 | 61.3619 | 60.3689 | 59.4629 | 58.9655 | 58.7899 | 59.2036 | 60.8974 | 64.8887 | 69.4852 | 73.7721 | 77.8458 | 80.7826 | 82.2399 | 83.1235 | 83.1051 | 81.3424 | 78.9736 | 75.9329 | 71.8468 | 68.2869 | 66.3525 | 64.833 | 0.028633 | 0.029409 | 0.027871 | 0.024396 | 0.025073 | 0.026748 | 0.031739 | 0.038031 | 0.043149 | 0.046651 | 0.048763 | 0.050889 | 0.052376 | 0.053177 | 0.052385 | 0.048276 | 0.043967 | 0.03986 | 0.035843 | 0.035408 | 0.03615 | 0.032828 | 0.031221 | 0.032693
Portfolio Adjusted1-in-2Size: 20 kW to 199.99 kWOrange County2024June Monthly Peak | Portfolio Adjusted | 1-in-2 | Size: 20 kW to 199.99 kW | Orange County | 2024 | June Monthly Peak | 6 | 13.2314 | 12.5253 | 12.1054 | 12.0106 | 12.4236 | 13.4756 | 15.7683 | 18.7256 | 21.5802 | 24.3182 | 26.5062 | 28.0568 | 28.7922 | 29.5516 | 29.773 | 29.2007 | 27.8621 | 25.4463 | 23.0621 | 21.6369 | 21.1308 | 19.3054 | 16.9446 | 15.0056 | 0 | 0 | 0 | 0 | 0 | 0 | 0 | 0 | 0 | 0 | 0 | 0 | 0 | 0 | 0.28383 | 0.2825 | 0.27664 | 0.1955 | 0 | 0 | 0 | 0 | 0 | 0 | 68.2457 | 67.3158 | 66.3088 | 65.1957 | 64.4239 | 63.5906 | 62.8714 | 63.6687 | 66.6437 | 71.5871 | 76.6374 | 81.0811 | 84.0904 | 85.7967 | 87.3826 | 88.1579 | 88.7096 | 87.9193 | 86.5851 | 83.607 | 79.4869 | 75.3382 | 72.9954 | 71.1789 | 0.030502 | 0.031104 | 0.029465 | 0.025648 | 0.026384 | 0.027737 | 0.033478 | 0.041398 | 0.04765 | 0.052323 | 0.055158 | 0.057845 | 0.05943 | 0.060395 | 0.059534 | 0.054726 | 0.049671 | 0.045146 | 0.04049 | 0.038756 | 0.039233 | 0.035719 | 0.0338 | 0.035074
Portfolio Adjusted1-in-2Size: 20 kW to 199.99 kWOrange County2024July Monthly Peak | Portfolio Adjusted | 1-in-2 | Size: 20 kW to 199.99 kW | Orange County | 2024 | July Monthly Peak | 7 | 14.2111 | 13.4977 | 13.0157 | 12.9174 | 13.3568 | 14.7634 | 17.4917 | 21.018 | 24.3398 | 27.4046 | 29.8572 | 31.6044 | 32.429 | 33.2097 | 33.3271 | 32.5391 | 31.0388 | 28.2405 | 25.3635 | 23.853 | 23.1814 | 21.0777 | 18.4502 | 16.3079 | 0 | 0 | 0 | 0 | 0 | 0 | 0 | 0 | 0 | 0 | 0 | 0 | 0 | 0 | 0.31771 | 0.3148 | 0.30818 | 0.21697 | 0 | 0 | 0 | 0 | 0 | 0 | 75.526 | 74.6234 | 73.8161 | 73.0147 | 72.2728 | 71.5571 | 71.1823 | 72.0909 | 74.7405 | 78.4784 | 82.6958 | 86.6017 | 89.2696 | 90.9062 | 92.2611 | 92.7563 | 92.2291 | 91.0061 | 89.7408 | 87.9046 | 85.1149 | 82.0546 | 79.7223 | 78.1406 | 0.03276 | 0.033518 | 0.031681 | 0.027585 | 0.028366 | 0.030388 | 0.037136 | 0.046466 | 0.053743 | 0.058964 | 0.062132 | 0.065159 | 0.066936 | 0.067872 | 0.066641 | 0.060983 | 0.055334 | 0.050104 | 0.04453 | 0.042725 | 0.043041 | 0.038998 | 0.036803 | 0.038118
Portfolio Adjusted1-in-2Size: 20 kW to 199.99 kWOrange County2024August Monthly Peak | Portfolio Adjusted | 1-in-2 | Size: 20 kW to 199.99 kW | Orange County | 2024 | August Monthly Peak | 8 | 14.4238 | 13.6297 | 13.1406 | 13.0664 | 13.5737 | 15.0817 | 17.8773 | 21.0044 | 24.5173 | 27.6326 | 30.2126 | 31.8978 | 32.7002 | 33.456 | 33.6574 | 33.0533 | 31.537 | 28.5918 | 25.493 | 24.269 | 23.3488 | 21.1284 | 18.5072 | 16.3937 | 0 | 0 | 0 | 0 | 0 | 0 | 0 | 0 | 0 | 0 | 0 | 0 | 0 | 0 | 0.32086 | 0.31977 | 0.31313 | 0.21967 | 0 | 0 | 0 | 0 | 0 | 0 | 75.6273 | 74.248 | 73.1374 | 72.4803 | 71.9495 | 71.1575 | 70.8728 | 70.8787 | 72.9161 | 78.0045 | 83.2427 | 87.7475 | 90.9071 | 93.0512 | 94.4019 | 95.0808 | 95.26 | 94.3527 | 92.2959 | 88.7459 | 84.3227 | 81.3581 | 79.4622 | 77.8186 | 0.03325 | 0.033846 | 0.031985 | 0.027903 | 0.028827 | 0.031043 | 0.037955 | 0.046436 | 0.054135 | 0.059454 | 0.062871 | 0.065764 | 0.067496 | 0.068375 | 0.067302 | 0.061947 | 0.056222 | 0.050727 | 0.044757 | 0.04347 | 0.043351 | 0.039092 | 0.036917 | 0.038318
Portfolio Adjusted1-in-2Size: 20 kW to 199.99 kWOrange County2024September Monthly Peak | Portfolio Adjusted | 1-in-2 | Size: 20 kW to 199.99 kW | Orange County | 2024 | September Monthly Peak | 9 | 13.8936 | 13.2143 | 12.7967 | 12.7386 | 13.2953 | 14.8729 | 17.9623 | 20.5564 | 23.9848 | 27.173 | 29.6259 | 31.1981 | 31.9922 | 32.7456 | 32.7918 | 31.9753 | 30.4032 | 27.5182 | 24.8501 | 24.3238 | 22.6465 | 20.4662 | 17.9464 | 15.8224 | 0 | 0 | 0 | 0 | 0 | 0 | 0 | 0 | 0 | 0 | 0 | 0 | 0 | 0 | 0.31261 | 0.30934 | 0.30187 | 0.21142 | 0 | 0 | 0 | 0 | 0 | 0 | 73.8925 | 72.9444 | 72.1293 | 71.5641 | 71.0235 | 70.3153 | 70.2971 | 70.3445 | 72.1021 | 76.3724 | 81.3438 | 86.0569 | 90.0174 | 92.5346 | 94.0277 | 94.6915 | 94.7384 | 93.8226 | 92.1621 | 88.7453 | 84.9093 | 81.9125 | 79.9356 | 78.6968 | 0.032028 | 0.032815 | 0.031148 | 0.027203 | 0.028235 | 0.030613 | 0.038136 | 0.045445 | 0.052959 | 0.058466 | 0.06165 | 0.064322 | 0.066035 | 0.066923 | 0.065571 | 0.059926 | 0.054201 | 0.048822 | 0.043629 | 0.043568 | 0.042047 | 0.037867 | 0.035798 | 0.036983
Portfolio Adjusted1-in-2Size: 20 kW to 199.99 kWOrange County2024October Monthly Peak | Portfolio Adjusted | 1-in-2 | Size: 20 kW to 199.99 kW | Orange County | 2024 | October Monthly Peak | 10 | 12.7889 | 12.1661 | 11.7788 | 11.7259 | 12.1974 | 13.5897 | 16.6415 | 18.3322 | 20.8342 | 23.3123 | 25.2807 | 26.6821 | 27.4403 | 28.2816 | 28.4034 | 27.73 | 26.3043 | 23.7556 | 22.6612 | 21.6916 | 20.2326 | 18.4524 | 16.2205 | 14.3748 | 0 | 0 | 0 | 0 | 0 | 0 | 0 | 0 | 0 | 0 | 0 | 0 | 0 | 0 | 0.27077 | 0.26827 | 0.26117 | 0.18252 | 0 | 0 | 0 | 0 | 0 | 0 | 65.8776 | 64.8175 | 63.9374 | 63.0643 | 62.3073 | 61.7446 | 61.4943 | 61.5616 | 62.8403 | 66.5333 | 72.3422 | 78.2943 | 83.9108 | 86.9921 | 87.7749 | 88.3934 | 88.7248 | 87.8429 | 85.2392 | 80.4362 | 76.9143 | 74.1547 | 71.9124 | 70.3626 | 0.029481 | 0.030212 | 0.02867 | 0.02504 | 0.025904 | 0.027972 | 0.035331 | 0.040528 | 0.046003 | 0.050159 | 0.052608 | 0.055011 | 0.056639 | 0.0578 | 0.056796 | 0.05197 | 0.046894 | 0.042147 | 0.039786 | 0.038854 | 0.037566 | 0.034141 | 0.032355 | 0.033599
Portfolio Adjusted1-in-2Size: 20 kW to 199.99 kWOrange County2024November Monthly Peak | Portfolio Adjusted | 1-in-2 | Size: 20 kW to 199.99 kW | Orange County | 2024 | November Monthly Peak | 11 | 12.0381 | 11.4648 | 11.1522 | 11.2147 | 11.6923 | 13.1549 | 15.3523 | 17.1237 | 19.2511 | 20.9419 | 22.4614 | 23.439 | 24.122 | 24.5413 | 24.4495 | 23.6121 | 22.6939 | 22.0813 | 20.2226 | 18.8991 | 17.8795 | 16.4747 | 14.8061 | 13.3353 | 0 | 0 | 0 | 0 | 0 | 0 | 0 | 0 | 0 | 0 | 0 | 0 | 0 | 0 | 0.23308 | 0.22843 | 0.22533 | 0.16965 | 0 | 0 | 0 | 0 | 0 | 0 | 58.6621 | 57.802 | 57.5596 | 57.0831 | 56.0437 | 55.0058 | 55.3348 | 55.1145 | 58.6132 | 62.4015 | 67.0911 | 71.706 | 74.4974 | 76.108 | 77.1244 | 76.9544 | 75.011 | 71.8677 | 68.6698 | 66.1142 | 64.2557 | 63.468 | 62.5839 | 62.0285 | 0.027751 | 0.02847 | 0.027145 | 0.023948 | 0.024831 | 0.027077 | 0.032594 | 0.037857 | 0.042507 | 0.045059 | 0.046741 | 0.048325 | 0.04979 | 0.050156 | 0.048889 | 0.044253 | 0.040457 | 0.039176 | 0.035504 | 0.033852 | 0.033197 | 0.030481 | 0.029534 | 0.03117
Portfolio Adjusted1-in-2Size: 20 kW to 199.99 kWOrange County2024December Monthly Peak | Portfolio Adjusted | 1-in-2 | Size: 20 kW to 199.99 kW | Orange County | 2024 | December Monthly Peak | 12 | 11.9983 | 11.5134 | 11.2725 | 11.3799 | 11.9787 | 13.4582 | 16.257 | 17.969 | 20.071 | 20.9754 | 21.3225 | 21.295 | 21.0758 | 21.1042 | 20.824 | 19.8603 | 19.3587 | 19.3728 | 18.2893 | 17.2889 | 16.816 | 15.8899 | 14.5802 | 13.1966 | 0 | 0 | 0 | 0 | 0 | 0 | 0 | 0 | 0 | 0 | 0 | 0 | 0 | 0 | 0.19852 | 0.19214 | 0.19221 | 0.14884 | 0 | 0 | 0 | 0 | 0 | 0 | 49.4771 | 48.8037 | 48.0496 | 47.5835 | 47.1093 | 46.4769 | 46.1989 | 46.0461 | 46.8216 | 50.0603 | 53.6574 | 56.6422 | 58.9727 | 60.2188 | 60.8098 | 61.1105 | 60.7197 | 58.705 | 56.0383 | 53.7637 | 51.9674 | 50.1938 | 48.7143 | 47.4611 | 0.027659 | 0.028591 | 0.027438 | 0.024301 | 0.025439 | 0.027701 | 0.034515 | 0.039725 | 0.044317 | 0.045131 | 0.044371 | 0.043904 | 0.043502 | 0.043131 | 0.04164 | 0.037221 | 0.034511 | 0.034371 | 0.03211 | 0.030967 | 0.031222 | 0.0294 | 0.029083 | 0.030845
Portfolio Adjusted1-in-2Size: 20 kW to 199.99 kWOrange County2024Typical Event Day | Portfolio Adjusted | 1-in-2 | Size: 20 kW to 199.99 kW | Orange County | 2024 | Typical Event Day | 8 | 14.1855 | 13.4086 | 12.9305 | 12.8639 | 13.3668 | 14.8505 | 17.5637 | 20.5597 | 23.8604 | 26.7816 | 29.2477 | 30.875 | 31.681 | 32.465 | 32.719 | 32.202 | 30.7618 | 27.907 | 24.8976 | 23.705 | 22.8468 | 20.6766 | 18.1251 | 16.0603 | 0 | 0 | 0 | 0 | 0 | 0 | 0 | 0 | 0 | 0 | 0 | 0 | 0 | 0 | 0.31192 | 0.31154 | 0.30543 | 0.21441 | 0 | 0 | 0 | 0 | 0 | 0 | 73.3229 | 72.2829 | 71.3479 | 70.5637 | 69.9174 | 69.1551 | 68.8059 | 69.2457 | 71.6006 | 76.1106 | 80.9799 | 85.3718 | 88.5711 | 90.5722 | 92.0183 | 92.6716 | 92.7343 | 91.7752 | 90.196 | 87.2507 | 83.4584 | 80.1659 | 78.0289 | 76.4587 | 0.032701 | 0.033297 | 0.031473 | 0.02747 | 0.028387 | 0.030567 | 0.037289 | 0.045453 | 0.052685 | 0.057624 | 0.060863 | 0.063656 | 0.065392 | 0.06635 | 0.065425 | 0.060351 | 0.05484 | 0.049512 | 0.043712 | 0.04246 | 0.042419 | 0.038256 | 0.036154 | 0.037539
Portfolio Adjusted1-in-2Size: 20 kW to 199.99 kWOrange County2025January Monthly Peak | Portfolio Adjusted | 1-in-2 | Size: 20 kW to 199.99 kW | Orange County | 2025 | January Monthly Peak | 1 | 11.4453 | 11.0884 | 10.9774 | 11.1445 | 11.708 | 13.1603 | 16.0132 | 17.5372 | 19.9442 | 20.7372 | 20.2773 | 19.728 | 19.0769 | 18.6736 | 18.1778 | 16.5227 | 15.6487 | 16.3966 | 16.2213 | 15.5361 | 15.3388 | 14.6747 | 13.4607 | 12.4282 | 0 | 0 | 0 | 0 | 0 | 0 | 0 | 0 | 0 | 0 | 0 | 0 | 0 | 0 | 0.17329 | 0.15985 | 0.15538 | 0.12598 | 0 | 0 | 0 | 0 | 0 | 0 | 46.0462 | 45.0625 | 44.4168 | 44.1748 | 43.6841 | 43.5194 | 43.0208 | 42.7351 | 42.9063 | 44.5646 | 47.6346 | 50.1918 | 51.9293 | 53.3405 | 54.2131 | 54.5609 | 54.3254 | 52.9235 | 51.2795 | 49.8851 | 48.9138 | 48.0284 | 47.2896 | 46.5266 | 0.026384 | 0.027536 | 0.02672 | 0.023799 | 0.024864 | 0.027088 | 0.033998 | 0.038771 | 0.044037 | 0.044618 | 0.042196 | 0.040673 | 0.039376 | 0.038164 | 0.036348 | 0.030966 | 0.027898 | 0.029091 | 0.028479 | 0.027828 | 0.028479 | 0.027151 | 0.02685 | 0.029049
Portfolio Adjusted1-in-2Size: 20 kW to 199.99 kWOrange County2025February Monthly Peak | Portfolio Adjusted | 1-in-2 | Size: 20 kW to 199.99 kW | Orange County | 2025 | February Monthly Peak | 2 | 11.5438 | 11.1014 | 10.9308 | 11.1035 | 11.7518 | 13.1277 | 15.638 | 17.1132 | 19.3906 | 20.4653 | 20.4876 | 20.3319 | 20.058 | 19.9198 | 19.7121 | 18.4462 | 17.3969 | 17.3327 | 17.499 | 16.6456 | 16.2508 | 15.288 | 13.8296 | 12.6747 | 0 | 0 | 0 | 0 | 0 | 0 | 0 | 0 | 0 | 0 | 0 | 0 | 0 | 0 | 0.18792 | 0.17846 | 0.17273 | 0.13317 | 0 | 0 | 0 | 0 | 0 | 0 | 48.1823 | 47.9836 | 47.6061 | 47.2777 | 46.6358 | 46.2172 | 46.1197 | 46.1493 | 46.6667 | 48.2549 | 50.1757 | 51.9397 | 52.7311 | 53.0434 | 53.2058 | 52.7553 | 52.5166 | 51.9251 | 50.7713 | 49.3828 | 48.0725 | 47.7001 | 46.8142 | 45.6971 | 0.026611 | 0.027568 | 0.026606 | 0.023711 | 0.024958 | 0.027021 | 0.033201 | 0.037833 | 0.042815 | 0.044033 | 0.042634 | 0.041919 | 0.041402 | 0.040711 | 0.039417 | 0.034571 | 0.031014 | 0.030751 | 0.030723 | 0.029815 | 0.030173 | 0.028286 | 0.027586 | 0.029626
Portfolio Adjusted1-in-2Size: 20 kW to 199.99 kWOrange County2025March Monthly Peak | Portfolio Adjusted | 1-in-2 | Size: 20 kW to 199.99 kW | Orange County | 2025 | March Monthly Peak | 3 | 11.8044 | 11.3853 | 11.1403 | 11.2611 | 11.7459 | 13.0668 | 15.7024 | 17.2465 | 19.3011 | 20.4206 | 20.5593 | 20.5468 | 20.3077 | 20.2565 | 20.2257 | 19.1571 | 18.0927 | 17.2044 | 17.1092 | 17.421 | 16.8917 | 15.8665 | 14.3294 | 13.0596 | 0 | 0 | 0 | 0 | 0 | 0 | 0 | 0 | 0 | 0 | 0 | 0 | 0 | 0 | 0.19282 | 0.18534 | 0.17964 | 0.13218 | 0 | 0 | 0 | 0 | 0 | 0 | 48.2433 | 47.1385 | 46.1444 | 45.6075 | 45.3579 | 44.8618 | 44.4416 | 44.5293 | 46.5223 | 48.8754 | 51.2162 | 53.0872 | 54.2206 | 55.102 | 55.5512 | 55.901 | 55.7145 | 55.173 | 53.7885 | 51.8399 | 50.5073 | 49.3144 | 48.3113 | 47.4385 | 0.027212 | 0.028273 | 0.027116 | 0.024048 | 0.024945 | 0.026896 | 0.033338 | 0.038128 | 0.042617 | 0.043937 | 0.042783 | 0.042362 | 0.041917 | 0.041399 | 0.040443 | 0.035903 | 0.032255 | 0.030524 | 0.030038 | 0.031204 | 0.031363 | 0.029356 | 0.028583 | 0.030525
Portfolio Adjusted1-in-2Size: 20 kW to 199.99 kWOrange County2025April Monthly Peak | Portfolio Adjusted | 1-in-2 | Size: 20 kW to 199.99 kW | Orange County | 2025 | April Monthly Peak | 4 | 12.1286 | 11.5645 | 11.1866 | 11.2161 | 11.6131 | 12.9106 | 15.2012 | 16.9124 | 19.0984 | 21.1945 | 22.8084 | 24.113 | 24.91 | 25.523 | 25.7631 | 25.341 | 24.0894 | 22.0027 | 20.1355 | 19.9892 | 19.096 | 17.3705 | 15.2619 | 13.51 | 0 | 0 | 0 | 0 | 0 | 0 | 0 | 0 | 0 | 0 | 0 | 0 | 0 | 0 | 0.2456 | 0.24516 | 0.23918 | 0.16905 | 0 | 0 | 0 | 0 | 0 | 0 | 62.8204 | 61.7952 | 60.4243 | 59.3699 | 58.4089 | 57.6574 | 57.366 | 57.0285 | 59.4541 | 63.6087 | 68.1908 | 72.5644 | 75.9179 | 78.4706 | 80.1118 | 80.8818 | 81.0888 | 80.0354 | 78.1229 | 75.2666 | 71.2578 | 68.2837 | 65.9896 | 63.6911 | 0.027959 | 0.028718 | 0.027229 | 0.023952 | 0.024663 | 0.026574 | 0.032274 | 0.037389 | 0.04217 | 0.045602 | 0.047463 | 0.049714 | 0.051416 | 0.052162 | 0.051516 | 0.047493 | 0.042945 | 0.039037 | 0.035351 | 0.035804 | 0.035455 | 0.032139 | 0.030443 | 0.031578
Portfolio Adjusted1-in-2Size: 20 kW to 199.99 kWOrange County2025May Monthly Peak | Portfolio Adjusted | 1-in-2 | Size: 20 kW to 199.99 kW | Orange County | 2025 | May Monthly Peak | 5 | 12.4208 | 11.8428 | 11.4505 | 11.4241 | 11.8064 | 12.9949 | 14.9496 | 17.2027 | 19.5417 | 21.6819 | 23.4328 | 24.6826 | 25.375 | 26.0197 | 26.1975 | 25.7588 | 24.6623 | 22.4665 | 20.4157 | 19.7679 | 19.4704 | 17.7432 | 15.6519 | 13.9871 | 0 | 0 | 0 | 0 | 0 | 0 | 0 | 0 | 0 | 0 | 0 | 0 | 0 | 0 | 0.24975 | 0.2492 | 0.24487 | 0.17261 | 0 | 0 | 0 | 0 | 0 | 0 | 62.9459 | 62.2478 | 61.3619 | 60.3689 | 59.4629 | 58.9655 | 58.7899 | 59.2036 | 60.8974 | 64.8887 | 69.4852 | 73.7721 | 77.8458 | 80.7826 | 82.2399 | 83.1235 | 83.1051 | 81.3424 | 78.9736 | 75.9329 | 71.8468 | 68.2869 | 66.3525 | 64.833 | 0.028633 | 0.029409 | 0.027871 | 0.024396 | 0.025073 | 0.026748 | 0.031739 | 0.038031 | 0.043149 | 0.046651 | 0.048763 | 0.050889 | 0.052376 | 0.053177 | 0.052385 | 0.048276 | 0.043967 | 0.03986 | 0.035843 | 0.035408 | 0.03615 | 0.032828 | 0.031221 | 0.032693
Portfolio Adjusted1-in-2Size: 20 kW to 199.99 kWOrange County2025June Monthly Peak | Portfolio Adjusted | 1-in-2 | Size: 20 kW to 199.99 kW | Orange County | 2025 | June Monthly Peak | 6 | 13.2314 | 12.5253 | 12.1054 | 12.0106 | 12.4236 | 13.4756 | 15.7683 | 18.7256 | 21.5802 | 24.3182 | 26.5062 | 28.0568 | 28.7922 | 29.5516 | 29.773 | 29.2007 | 27.8621 | 25.4463 | 23.0621 | 21.6369 | 21.1308 | 19.3054 | 16.9446 | 15.0056 | 0 | 0 | 0 | 0 | 0 | 0 | 0 | 0 | 0 | 0 | 0 | 0 | 0 | 0 | 0.28383 | 0.2825 | 0.27664 | 0.1955 | 0 | 0 | 0 | 0 | 0 | 0 | 68.2457 | 67.3158 | 66.3088 | 65.1957 | 64.4239 | 63.5906 | 62.8714 | 63.6687 | 66.6437 | 71.5871 | 76.6374 | 81.0811 | 84.0904 | 85.7967 | 87.3826 | 88.1579 | 88.7096 | 87.9193 | 86.5851 | 83.607 | 79.4869 | 75.3382 | 72.9954 | 71.1789 | 0.030502 | 0.031104 | 0.029465 | 0.025648 | 0.026384 | 0.027737 | 0.033478 | 0.041398 | 0.04765 | 0.052323 | 0.055158 | 0.057845 | 0.05943 | 0.060395 | 0.059534 | 0.054726 | 0.049671 | 0.045146 | 0.04049 | 0.038756 | 0.039233 | 0.035719 | 0.0338 | 0.035074
Portfolio Adjusted1-in-2Size: 20 kW to 199.99 kWOrange County2025July Monthly Peak | Portfolio Adjusted | 1-in-2 | Size: 20 kW to 199.99 kW | Orange County | 2025 | July Monthly Peak | 7 | 14.2111 | 13.4977 | 13.0157 | 12.9174 | 13.3568 | 14.7634 | 17.4917 | 21.018 | 24.3398 | 27.4046 | 29.8572 | 31.6044 | 32.429 | 33.2097 | 33.3271 | 32.5391 | 31.0388 | 28.2405 | 25.3635 | 23.853 | 23.1814 | 21.0777 | 18.4502 | 16.3079 | 0 | 0 | 0 | 0 | 0 | 0 | 0 | 0 | 0 | 0 | 0 | 0 | 0 | 0 | 0.31771 | 0.3148 | 0.30818 | 0.21697 | 0 | 0 | 0 | 0 | 0 | 0 | 75.526 | 74.6234 | 73.8161 | 73.0147 | 72.2728 | 71.5571 | 71.1823 | 72.0909 | 74.7405 | 78.4784 | 82.6958 | 86.6017 | 89.2696 | 90.9062 | 92.2611 | 92.7563 | 92.2291 | 91.0061 | 89.7408 | 87.9046 | 85.1149 | 82.0546 | 79.7223 | 78.1406 | 0.03276 | 0.033518 | 0.031681 | 0.027585 | 0.028366 | 0.030388 | 0.037136 | 0.046466 | 0.053743 | 0.058964 | 0.062132 | 0.065159 | 0.066936 | 0.067872 | 0.066641 | 0.060983 | 0.055334 | 0.050104 | 0.04453 | 0.042725 | 0.043041 | 0.038998 | 0.036803 | 0.038118
Portfolio Adjusted1-in-2Size: 20 kW to 199.99 kWOrange County2025August Monthly Peak | Portfolio Adjusted | 1-in-2 | Size: 20 kW to 199.99 kW | Orange County | 2025 | August Monthly Peak | 8 | 14.4238 | 13.6297 | 13.1406 | 13.0664 | 13.5737 | 15.0817 | 17.8773 | 21.0044 | 24.5173 | 27.6326 | 30.2126 | 31.8978 | 32.7002 | 33.456 | 33.6574 | 33.0533 | 31.537 | 28.5918 | 25.493 | 24.269 | 23.3488 | 21.1284 | 18.5072 | 16.3937 | 0 | 0 | 0 | 0 | 0 | 0 | 0 | 0 | 0 | 0 | 0 | 0 | 0 | 0 | 0.32086 | 0.31977 | 0.31313 | 0.21967 | 0 | 0 | 0 | 0 | 0 | 0 | 75.6273 | 74.248 | 73.1374 | 72.4803 | 71.9495 | 71.1575 | 70.8728 | 70.8787 | 72.9161 | 78.0045 | 83.2427 | 87.7475 | 90.9071 | 93.0512 | 94.4019 | 95.0808 | 95.26 | 94.3527 | 92.2959 | 88.7459 | 84.3227 | 81.3581 | 79.4622 | 77.8186 | 0.03325 | 0.033846 | 0.031985 | 0.027903 | 0.028827 | 0.031043 | 0.037955 | 0.046436 | 0.054135 | 0.059454 | 0.062871 | 0.065764 | 0.067496 | 0.068375 | 0.067302 | 0.061947 | 0.056222 | 0.050727 | 0.044757 | 0.04347 | 0.043351 | 0.039092 | 0.036917 | 0.038318
Portfolio Adjusted1-in-2Size: 20 kW to 199.99 kWOrange County2025September Monthly Peak | Portfolio Adjusted | 1-in-2 | Size: 20 kW to 199.99 kW | Orange County | 2025 | September Monthly Peak | 9 | 13.8936 | 13.2143 | 12.7967 | 12.7386 | 13.2953 | 14.8729 | 17.9623 | 20.5564 | 23.9848 | 27.173 | 29.6259 | 31.1981 | 31.9922 | 32.7456 | 32.7918 | 31.9753 | 30.4032 | 27.5182 | 24.8501 | 24.3238 | 22.6465 | 20.4662 | 17.9464 | 15.8224 | 0 | 0 | 0 | 0 | 0 | 0 | 0 | 0 | 0 | 0 | 0 | 0 | 0 | 0 | 0.31261 | 0.30934 | 0.30187 | 0.21142 | 0 | 0 | 0 | 0 | 0 | 0 | 73.8925 | 72.9444 | 72.1293 | 71.5641 | 71.0235 | 70.3153 | 70.2971 | 70.3445 | 72.1021 | 76.3724 | 81.3438 | 86.0569 | 90.0174 | 92.5346 | 94.0277 | 94.6915 | 94.7384 | 93.8226 | 92.1621 | 88.7453 | 84.9093 | 81.9125 | 79.9356 | 78.6968 | 0.032028 | 0.032815 | 0.031148 | 0.027203 | 0.028235 | 0.030613 | 0.038136 | 0.045445 | 0.052959 | 0.058466 | 0.06165 | 0.064322 | 0.066035 | 0.066923 | 0.065571 | 0.059926 | 0.054201 | 0.048822 | 0.043629 | 0.043568 | 0.042047 | 0.037867 | 0.035798 | 0.036983
Portfolio Adjusted1-in-2Size: 20 kW to 199.99 kWOrange County2025October Monthly Peak | Portfolio Adjusted | 1-in-2 | Size: 20 kW to 199.99 kW | Orange County | 2025 | October Monthly Peak | 10 | 12.7889 | 12.1661 | 11.7788 | 11.7259 | 12.1974 | 13.5897 | 16.6415 | 18.3322 | 20.8342 | 23.3123 | 25.2807 | 26.6821 | 27.4403 | 28.2816 | 28.4034 | 27.73 | 26.3043 | 23.7556 | 22.6612 | 21.6916 | 20.2326 | 18.4524 | 16.2205 | 14.3748 | 0 | 0 | 0 | 0 | 0 | 0 | 0 | 0 | 0 | 0 | 0 | 0 | 0 | 0 | 0.27077 | 0.26827 | 0.26117 | 0.18252 | 0 | 0 | 0 | 0 | 0 | 0 | 65.8776 | 64.8175 | 63.9374 | 63.0643 | 62.3073 | 61.7446 | 61.4943 | 61.5616 | 62.8403 | 66.5333 | 72.3422 | 78.2943 | 83.9108 | 86.9921 | 87.7749 | 88.3934 | 88.7248 | 87.8429 | 85.2392 | 80.4362 | 76.9143 | 74.1547 | 71.9124 | 70.3626 | 0.029481 | 0.030212 | 0.02867 | 0.02504 | 0.025904 | 0.027972 | 0.035331 | 0.040528 | 0.046003 | 0.050159 | 0.052608 | 0.055011 | 0.056639 | 0.0578 | 0.056796 | 0.05197 | 0.046894 | 0.042147 | 0.039786 | 0.038854 | 0.037566 | 0.034141 | 0.032355 | 0.033599
Portfolio Adjusted1-in-2Size: 20 kW to 199.99 kWOrange County2025November Monthly Peak | Portfolio Adjusted | 1-in-2 | Size: 20 kW to 199.99 kW | Orange County | 2025 | November Monthly Peak | 11 | 12.0381 | 11.4648 | 11.1522 | 11.2147 | 11.6923 | 13.1549 | 15.3523 | 17.1237 | 19.2511 | 20.9419 | 22.4614 | 23.439 | 24.122 | 24.5413 | 24.4495 | 23.6121 | 22.6939 | 22.0813 | 20.2226 | 18.8991 | 17.8795 | 16.4747 | 14.8061 | 13.3353 | 0 | 0 | 0 | 0 | 0 | 0 | 0 | 0 | 0 | 0 | 0 | 0 | 0 | 0 | 0.23308 | 0.22843 | 0.22533 | 0.16965 | 0 | 0 | 0 | 0 | 0 | 0 | 58.6621 | 57.802 | 57.5596 | 57.0831 | 56.0437 | 55.0058 | 55.3348 | 55.1145 | 58.6132 | 62.4015 | 67.0911 | 71.706 | 74.4974 | 76.108 | 77.1244 | 76.9544 | 75.011 | 71.8677 | 68.6698 | 66.1142 | 64.2557 | 63.468 | 62.5839 | 62.0285 | 0.027751 | 0.02847 | 0.027145 | 0.023948 | 0.024831 | 0.027077 | 0.032594 | 0.037857 | 0.042507 | 0.045059 | 0.046741 | 0.048325 | 0.04979 | 0.050156 | 0.048889 | 0.044253 | 0.040457 | 0.039176 | 0.035504 | 0.033852 | 0.033197 | 0.030481 | 0.029534 | 0.03117
Portfolio Adjusted1-in-2Size: 20 kW to 199.99 kWOrange County2025December Monthly Peak | Portfolio Adjusted | 1-in-2 | Size: 20 kW to 199.99 kW | Orange County | 2025 | December Monthly Peak | 12 | 11.9983 | 11.5134 | 11.2725 | 11.3799 | 11.9787 | 13.4582 | 16.257 | 17.969 | 20.071 | 20.9754 | 21.3225 | 21.295 | 21.0758 | 21.1042 | 20.824 | 19.8603 | 19.3587 | 19.3728 | 18.2893 | 17.2889 | 16.816 | 15.8899 | 14.5802 | 13.1966 | 0 | 0 | 0 | 0 | 0 | 0 | 0 | 0 | 0 | 0 | 0 | 0 | 0 | 0 | 0.19852 | 0.19214 | 0.19221 | 0.14884 | 0 | 0 | 0 | 0 | 0 | 0 | 49.4771 | 48.8037 | 48.0496 | 47.5835 | 47.1093 | 46.4769 | 46.1989 | 46.0461 | 46.8216 | 50.0603 | 53.6574 | 56.6422 | 58.9727 | 60.2188 | 60.8098 | 61.1105 | 60.7197 | 58.705 | 56.0383 | 53.7637 | 51.9674 | 50.1938 | 48.7143 | 47.4611 | 0.027659 | 0.028591 | 0.027438 | 0.024301 | 0.025439 | 0.027701 | 0.034515 | 0.039725 | 0.044317 | 0.045131 | 0.044371 | 0.043904 | 0.043502 | 0.043131 | 0.04164 | 0.037221 | 0.034511 | 0.034371 | 0.03211 | 0.030967 | 0.031222 | 0.0294 | 0.029083 | 0.030845
Portfolio Adjusted1-in-2Size: 20 kW to 199.99 kWOrange County2025Typical Event Day | Portfolio Adjusted | 1-in-2 | Size: 20 kW to 199.99 kW | Orange County | 2025 | Typical Event Day | 8 | 14.1855 | 13.4086 | 12.9305 | 12.8639 | 13.3668 | 14.8505 | 17.5637 | 20.5597 | 23.8604 | 26.7816 | 29.2477 | 30.875 | 31.681 | 32.465 | 32.719 | 32.202 | 30.7618 | 27.907 | 24.8976 | 23.705 | 22.8468 | 20.6766 | 18.1251 | 16.0603 | 0 | 0 | 0 | 0 | 0 | 0 | 0 | 0 | 0 | 0 | 0 | 0 | 0 | 0 | 0.31192 | 0.31154 | 0.30543 | 0.21441 | 0 | 0 | 0 | 0 | 0 | 0 | 73.3229 | 72.2829 | 71.3479 | 70.5637 | 69.9174 | 69.1551 | 68.8059 | 69.2457 | 71.6006 | 76.1106 | 80.9799 | 85.3718 | 88.5711 | 90.5722 | 92.0183 | 92.6716 | 92.7343 | 91.7752 | 90.196 | 87.2507 | 83.4584 | 80.1659 | 78.0289 | 76.4587 | 0.032701 | 0.033297 | 0.031473 | 0.02747 | 0.028387 | 0.030567 | 0.037289 | 0.045453 | 0.052685 | 0.057624 | 0.060863 | 0.063656 | 0.065392 | 0.06635 | 0.065425 | 0.060351 | 0.05484 | 0.049512 | 0.043712 | 0.04246 | 0.042419 | 0.038256 | 0.036154 | 0.037539
Portfolio Adjusted1-in-2Size: 20 kW to 199.99 kWOrange County2026January Monthly Peak | Portfolio Adjusted | 1-in-2 | Size: 20 kW to 199.99 kW | Orange County | 2026 | January Monthly Peak | 1 | 11.4453 | 11.0884 | 10.9774 | 11.1445 | 11.708 | 13.1603 | 16.0132 | 17.5372 | 19.9442 | 20.7372 | 20.2773 | 19.728 | 19.0769 | 18.6736 | 18.1778 | 16.5227 | 15.6487 | 16.3966 | 16.2213 | 15.5361 | 15.3388 | 14.6747 | 13.4607 | 12.4282 | 0 | 0 | 0 | 0 | 0 | 0 | 0 | 0 | 0 | 0 | 0 | 0 | 0 | 0 | 0.17329 | 0.15985 | 0.15538 | 0.12598 | 0 | 0 | 0 | 0 | 0 | 0 | 46.0462 | 45.0625 | 44.4168 | 44.1748 | 43.6841 | 43.5194 | 43.0208 | 42.7351 | 42.9063 | 44.5646 | 47.6346 | 50.1918 | 51.9293 | 53.3405 | 54.2131 | 54.5609 | 54.3254 | 52.9235 | 51.2795 | 49.8851 | 48.9138 | 48.0284 | 47.2896 | 46.5266 | 0.026384 | 0.027536 | 0.02672 | 0.023799 | 0.024864 | 0.027088 | 0.033998 | 0.038771 | 0.044037 | 0.044618 | 0.042196 | 0.040673 | 0.039376 | 0.038164 | 0.036348 | 0.030966 | 0.027898 | 0.029091 | 0.028479 | 0.027828 | 0.028479 | 0.027151 | 0.02685 | 0.029049
Portfolio Adjusted1-in-2Size: 20 kW to 199.99 kWOrange County2026February Monthly Peak | Portfolio Adjusted | 1-in-2 | Size: 20 kW to 199.99 kW | Orange County | 2026 | February Monthly Peak | 2 | 11.5438 | 11.1014 | 10.9308 | 11.1035 | 11.7518 | 13.1277 | 15.638 | 17.1132 | 19.3906 | 20.4653 | 20.4876 | 20.3319 | 20.058 | 19.9198 | 19.7121 | 18.4462 | 17.3969 | 17.3327 | 17.499 | 16.6456 | 16.2508 | 15.288 | 13.8296 | 12.6747 | 0 | 0 | 0 | 0 | 0 | 0 | 0 | 0 | 0 | 0 | 0 | 0 | 0 | 0 | 0.18792 | 0.17846 | 0.17273 | 0.13317 | 0 | 0 | 0 | 0 | 0 | 0 | 48.1823 | 47.9836 | 47.6061 | 47.2777 | 46.6358 | 46.2172 | 46.1197 | 46.1493 | 46.6667 | 48.2549 | 50.1757 | 51.9397 | 52.7311 | 53.0434 | 53.2058 | 52.7553 | 52.5166 | 51.9251 | 50.7713 | 49.3828 | 48.0725 | 47.7001 | 46.8142 | 45.6971 | 0.026611 | 0.027568 | 0.026606 | 0.023711 | 0.024958 | 0.027021 | 0.033201 | 0.037833 | 0.042815 | 0.044033 | 0.042634 | 0.041919 | 0.041402 | 0.040711 | 0.039417 | 0.034571 | 0.031014 | 0.030751 | 0.030723 | 0.029815 | 0.030173 | 0.028286 | 0.027586 | 0.029626
Portfolio Adjusted1-in-2Size: 20 kW to 199.99 kWOrange County2026March Monthly Peak | Portfolio Adjusted | 1-in-2 | Size: 20 kW to 199.99 kW | Orange County | 2026 | March Monthly Peak | 3 | 11.8044 | 11.3853 | 11.1403 | 11.2611 | 11.7459 | 13.0668 | 15.7024 | 17.2465 | 19.3011 | 20.4206 | 20.5593 | 20.5468 | 20.3077 | 20.2565 | 20.2257 | 19.1571 | 18.0927 | 17.2044 | 17.1092 | 17.421 | 16.8917 | 15.8665 | 14.3294 | 13.0596 | 0 | 0 | 0 | 0 | 0 | 0 | 0 | 0 | 0 | 0 | 0 | 0 | 0 | 0 | 0.19282 | 0.18534 | 0.17964 | 0.13218 | 0 | 0 | 0 | 0 | 0 | 0 | 48.2433 | 47.1385 | 46.1444 | 45.6075 | 45.3579 | 44.8618 | 44.4416 | 44.5293 | 46.5223 | 48.8754 | 51.2162 | 53.0872 | 54.2206 | 55.102 | 55.5512 | 55.901 | 55.7145 | 55.173 | 53.7885 | 51.8399 | 50.5073 | 49.3144 | 48.3113 | 47.4385 | 0.027212 | 0.028273 | 0.027116 | 0.024048 | 0.024945 | 0.026896 | 0.033338 | 0.038128 | 0.042617 | 0.043937 | 0.042783 | 0.042362 | 0.041917 | 0.041399 | 0.040443 | 0.035903 | 0.032255 | 0.030524 | 0.030038 | 0.031204 | 0.031363 | 0.029356 | 0.028583 | 0.030525
Portfolio Adjusted1-in-2Size: 20 kW to 199.99 kWOrange County2026April Monthly Peak | Portfolio Adjusted | 1-in-2 | Size: 20 kW to 199.99 kW | Orange County | 2026 | April Monthly Peak | 4 | 12.1286 | 11.5645 | 11.1866 | 11.2161 | 11.6131 | 12.9106 | 15.2012 | 16.9124 | 19.0984 | 21.1945 | 22.8084 | 24.113 | 24.91 | 25.523 | 25.7631 | 25.341 | 24.0894 | 22.0027 | 20.1355 | 19.9892 | 19.096 | 17.3705 | 15.2619 | 13.51 | 0 | 0 | 0 | 0 | 0 | 0 | 0 | 0 | 0 | 0 | 0 | 0 | 0 | 0 | 0.2456 | 0.24516 | 0.23918 | 0.16905 | 0 | 0 | 0 | 0 | 0 | 0 | 62.8204 | 61.7952 | 60.4243 | 59.3699 | 58.4089 | 57.6574 | 57.366 | 57.0285 | 59.4541 | 63.6087 | 68.1908 | 72.5644 | 75.9179 | 78.4706 | 80.1118 | 80.8818 | 81.0888 | 80.0354 | 78.1229 | 75.2666 | 71.2578 | 68.2837 | 65.9896 | 63.6911 | 0.027959 | 0.028718 | 0.027229 | 0.023952 | 0.024663 | 0.026574 | 0.032274 | 0.037389 | 0.04217 | 0.045602 | 0.047463 | 0.049714 | 0.051416 | 0.052162 | 0.051516 | 0.047493 | 0.042945 | 0.039037 | 0.035351 | 0.035804 | 0.035455 | 0.032139 | 0.030443 | 0.031578
Portfolio Adjusted1-in-2Size: 20 kW to 199.99 kWOrange County2026May Monthly Peak | Portfolio Adjusted | 1-in-2 | Size: 20 kW to 199.99 kW | Orange County | 2026 | May Monthly Peak | 5 | 12.4208 | 11.8428 | 11.4505 | 11.4241 | 11.8064 | 12.9949 | 14.9496 | 17.2027 | 19.5417 | 21.6819 | 23.4328 | 24.6826 | 25.375 | 26.0197 | 26.1975 | 25.7588 | 24.6623 | 22.4665 | 20.4157 | 19.7679 | 19.4704 | 17.7432 | 15.6519 | 13.9871 | 0 | 0 | 0 | 0 | 0 | 0 | 0 | 0 | 0 | 0 | 0 | 0 | 0 | 0 | 0.24975 | 0.2492 | 0.24487 | 0.17261 | 0 | 0 | 0 | 0 | 0 | 0 | 62.9459 | 62.2478 | 61.3619 | 60.3689 | 59.4629 | 58.9655 | 58.7899 | 59.2036 | 60.8974 | 64.8887 | 69.4852 | 73.7721 | 77.8458 | 80.7826 | 82.2399 | 83.1235 | 83.1051 | 81.3424 | 78.9736 | 75.9329 | 71.8468 | 68.2869 | 66.3525 | 64.833 | 0.028633 | 0.029409 | 0.027871 | 0.024396 | 0.025073 | 0.026748 | 0.031739 | 0.038031 | 0.043149 | 0.046651 | 0.048763 | 0.050889 | 0.052376 | 0.053177 | 0.052385 | 0.048276 | 0.043967 | 0.03986 | 0.035843 | 0.035408 | 0.03615 | 0.032828 | 0.031221 | 0.032693
Portfolio Adjusted1-in-2Size: 20 kW to 199.99 kWOrange County2026June Monthly Peak | Portfolio Adjusted | 1-in-2 | Size: 20 kW to 199.99 kW | Orange County | 2026 | June Monthly Peak | 6 | 13.2314 | 12.5253 | 12.1054 | 12.0106 | 12.4236 | 13.4756 | 15.7683 | 18.7256 | 21.5802 | 24.3182 | 26.5062 | 28.0568 | 28.7922 | 29.5516 | 29.773 | 29.2007 | 27.8621 | 25.4463 | 23.0621 | 21.6369 | 21.1308 | 19.3054 | 16.9446 | 15.0056 | 0 | 0 | 0 | 0 | 0 | 0 | 0 | 0 | 0 | 0 | 0 | 0 | 0 | 0 | 0.28383 | 0.2825 | 0.27664 | 0.1955 | 0 | 0 | 0 | 0 | 0 | 0 | 68.2457 | 67.3158 | 66.3088 | 65.1957 | 64.4239 | 63.5906 | 62.8714 | 63.6687 | 66.6437 | 71.5871 | 76.6374 | 81.0811 | 84.0904 | 85.7967 | 87.3826 | 88.1579 | 88.7096 | 87.9193 | 86.5851 | 83.607 | 79.4869 | 75.3382 | 72.9954 | 71.1789 | 0.030502 | 0.031104 | 0.029465 | 0.025648 | 0.026384 | 0.027737 | 0.033478 | 0.041398 | 0.04765 | 0.052323 | 0.055158 | 0.057845 | 0.05943 | 0.060395 | 0.059534 | 0.054726 | 0.049671 | 0.045146 | 0.04049 | 0.038756 | 0.039233 | 0.035719 | 0.0338 | 0.035074
Portfolio Adjusted1-in-2Size: 20 kW to 199.99 kWOrange County2026July Monthly Peak | Portfolio Adjusted | 1-in-2 | Size: 20 kW to 199.99 kW | Orange County | 2026 | July Monthly Peak | 7 | 14.2111 | 13.4977 | 13.0157 | 12.9174 | 13.3568 | 14.7634 | 17.4917 | 21.018 | 24.3398 | 27.4046 | 29.8572 | 31.6044 | 32.429 | 33.2097 | 33.3271 | 32.5391 | 31.0388 | 28.2405 | 25.3635 | 23.853 | 23.1814 | 21.0777 | 18.4502 | 16.3079 | 0 | 0 | 0 | 0 | 0 | 0 | 0 | 0 | 0 | 0 | 0 | 0 | 0 | 0 | 0.31771 | 0.3148 | 0.30818 | 0.21697 | 0 | 0 | 0 | 0 | 0 | 0 | 75.526 | 74.6234 | 73.8161 | 73.0147 | 72.2728 | 71.5571 | 71.1823 | 72.0909 | 74.7405 | 78.4784 | 82.6958 | 86.6017 | 89.2696 | 90.9062 | 92.2611 | 92.7563 | 92.2291 | 91.0061 | 89.7408 | 87.9046 | 85.1149 | 82.0546 | 79.7223 | 78.1406 | 0.03276 | 0.033518 | 0.031681 | 0.027585 | 0.028366 | 0.030388 | 0.037136 | 0.046466 | 0.053743 | 0.058964 | 0.062132 | 0.065159 | 0.066936 | 0.067872 | 0.066641 | 0.060983 | 0.055334 | 0.050104 | 0.04453 | 0.042725 | 0.043041 | 0.038998 | 0.036803 | 0.038118
Portfolio Adjusted1-in-2Size: 20 kW to 199.99 kWOrange County2026August Monthly Peak | Portfolio Adjusted | 1-in-2 | Size: 20 kW to 199.99 kW | Orange County | 2026 | August Monthly Peak | 8 | 14.4238 | 13.6297 | 13.1406 | 13.0664 | 13.5737 | 15.0817 | 17.8773 | 21.0044 | 24.5173 | 27.6326 | 30.2126 | 31.8978 | 32.7002 | 33.456 | 33.6574 | 33.0533 | 31.537 | 28.5918 | 25.493 | 24.269 | 23.3488 | 21.1284 | 18.5072 | 16.3937 | 0 | 0 | 0 | 0 | 0 | 0 | 0 | 0 | 0 | 0 | 0 | 0 | 0 | 0 | 0.32086 | 0.31977 | 0.31313 | 0.21967 | 0 | 0 | 0 | 0 | 0 | 0 | 75.6273 | 74.248 | 73.1374 | 72.4803 | 71.9495 | 71.1575 | 70.8728 | 70.8787 | 72.9161 | 78.0045 | 83.2427 | 87.7475 | 90.9071 | 93.0512 | 94.4019 | 95.0808 | 95.26 | 94.3527 | 92.2959 | 88.7459 | 84.3227 | 81.3581 | 79.4622 | 77.8186 | 0.03325 | 0.033846 | 0.031985 | 0.027903 | 0.028827 | 0.031043 | 0.037955 | 0.046436 | 0.054135 | 0.059454 | 0.062871 | 0.065764 | 0.067496 | 0.068375 | 0.067302 | 0.061947 | 0.056222 | 0.050727 | 0.044757 | 0.04347 | 0.043351 | 0.039092 | 0.036917 | 0.038318
Portfolio Adjusted1-in-2Size: 20 kW to 199.99 kWOrange County2026September Monthly Peak | Portfolio Adjusted | 1-in-2 | Size: 20 kW to 199.99 kW | Orange County | 2026 | September Monthly Peak | 9 | 13.8936 | 13.2143 | 12.7967 | 12.7386 | 13.2953 | 14.8729 | 17.9623 | 20.5564 | 23.9848 | 27.173 | 29.6259 | 31.1981 | 31.9922 | 32.7456 | 32.7918 | 31.9753 | 30.4032 | 27.5182 | 24.8501 | 24.3238 | 22.6465 | 20.4662 | 17.9464 | 15.8224 | 0 | 0 | 0 | 0 | 0 | 0 | 0 | 0 | 0 | 0 | 0 | 0 | 0 | 0 | 0.31261 | 0.30934 | 0.30187 | 0.21142 | 0 | 0 | 0 | 0 | 0 | 0 | 73.8925 | 72.9444 | 72.1293 | 71.5641 | 71.0235 | 70.3153 | 70.2971 | 70.3445 | 72.1021 | 76.3724 | 81.3438 | 86.0569 | 90.0174 | 92.5346 | 94.0277 | 94.6915 | 94.7384 | 93.8226 | 92.1621 | 88.7453 | 84.9093 | 81.9125 | 79.9356 | 78.6968 | 0.032028 | 0.032815 | 0.031148 | 0.027203 | 0.028235 | 0.030613 | 0.038136 | 0.045445 | 0.052959 | 0.058466 | 0.06165 | 0.064322 | 0.066035 | 0.066923 | 0.065571 | 0.059926 | 0.054201 | 0.048822 | 0.043629 | 0.043568 | 0.042047 | 0.037867 | 0.035798 | 0.036983
Portfolio Adjusted1-in-2Size: 20 kW to 199.99 kWOrange County2026October Monthly Peak | Portfolio Adjusted | 1-in-2 | Size: 20 kW to 199.99 kW | Orange County | 2026 | October Monthly Peak | 10 | 12.7889 | 12.1661 | 11.7788 | 11.7259 | 12.1974 | 13.5897 | 16.6415 | 18.3322 | 20.8342 | 23.3123 | 25.2807 | 26.6821 | 27.4403 | 28.2816 | 28.4034 | 27.73 | 26.3043 | 23.7556 | 22.6612 | 21.6916 | 20.2326 | 18.4524 | 16.2205 | 14.3748 | 0 | 0 | 0 | 0 | 0 | 0 | 0 | 0 | 0 | 0 | 0 | 0 | 0 | 0 | 0.27077 | 0.26827 | 0.26117 | 0.18252 | 0 | 0 | 0 | 0 | 0 | 0 | 65.8776 | 64.8175 | 63.9374 | 63.0643 | 62.3073 | 61.7446 | 61.4943 | 61.5616 | 62.8403 | 66.5333 | 72.3422 | 78.2943 | 83.9108 | 86.9921 | 87.7749 | 88.3934 | 88.7248 | 87.8429 | 85.2392 | 80.4362 | 76.9143 | 74.1547 | 71.9124 | 70.3626 | 0.029481 | 0.030212 | 0.02867 | 0.02504 | 0.025904 | 0.027972 | 0.035331 | 0.040528 | 0.046003 | 0.050159 | 0.052608 | 0.055011 | 0.056639 | 0.0578 | 0.056796 | 0.05197 | 0.046894 | 0.042147 | 0.039786 | 0.038854 | 0.037566 | 0.034141 | 0.032355 | 0.033599
Portfolio Adjusted1-in-2Size: 20 kW to 199.99 kWOrange County2026November Monthly Peak | Portfolio Adjusted | 1-in-2 | Size: 20 kW to 199.99 kW | Orange County | 2026 | November Monthly Peak | 11 | 12.0381 | 11.4648 | 11.1522 | 11.2147 | 11.6923 | 13.1549 | 15.3523 | 17.1237 | 19.2511 | 20.9419 | 22.4614 | 23.439 | 24.122 | 24.5413 | 24.4495 | 23.6121 | 22.6939 | 22.0813 | 20.2226 | 18.8991 | 17.8795 | 16.4747 | 14.8061 | 13.3353 | 0 | 0 | 0 | 0 | 0 | 0 | 0 | 0 | 0 | 0 | 0 | 0 | 0 | 0 | 0.23308 | 0.22843 | 0.22533 | 0.16965 | 0 | 0 | 0 | 0 | 0 | 0 | 58.6621 | 57.802 | 57.5596 | 57.0831 | 56.0437 | 55.0058 | 55.3348 | 55.1145 | 58.6132 | 62.4015 | 67.0911 | 71.706 | 74.4974 | 76.108 | 77.1244 | 76.9544 | 75.011 | 71.8677 | 68.6698 | 66.1142 | 64.2557 | 63.468 | 62.5839 | 62.0285 | 0.027751 | 0.02847 | 0.027145 | 0.023948 | 0.024831 | 0.027077 | 0.032594 | 0.037857 | 0.042507 | 0.045059 | 0.046741 | 0.048325 | 0.04979 | 0.050156 | 0.048889 | 0.044253 | 0.040457 | 0.039176 | 0.035504 | 0.033852 | 0.033197 | 0.030481 | 0.029534 | 0.03117
Portfolio Adjusted1-in-2Size: 20 kW to 199.99 kWOrange County2026December Monthly Peak | Portfolio Adjusted | 1-in-2 | Size: 20 kW to 199.99 kW | Orange County | 2026 | December Monthly Peak | 12 | 11.9983 | 11.5134 | 11.2725 | 11.3799 | 11.9787 | 13.4582 | 16.257 | 17.969 | 20.071 | 20.9754 | 21.3225 | 21.295 | 21.0758 | 21.1042 | 20.824 | 19.8603 | 19.3587 | 19.3728 | 18.2893 | 17.2889 | 16.816 | 15.8899 | 14.5802 | 13.1966 | 0 | 0 | 0 | 0 | 0 | 0 | 0 | 0 | 0 | 0 | 0 | 0 | 0 | 0 | 0.19852 | 0.19214 | 0.19221 | 0.14884 | 0 | 0 | 0 | 0 | 0 | 0 | 49.4771 | 48.8037 | 48.0496 | 47.5835 | 47.1093 | 46.4769 | 46.1989 | 46.0461 | 46.8216 | 50.0603 | 53.6574 | 56.6422 | 58.9727 | 60.2188 | 60.8098 | 61.1105 | 60.7197 | 58.705 | 56.0383 | 53.7637 | 51.9674 | 50.1938 | 48.7143 | 47.4611 | 0.027659 | 0.028591 | 0.027438 | 0.024301 | 0.025439 | 0.027701 | 0.034515 | 0.039725 | 0.044317 | 0.045131 | 0.044371 | 0.043904 | 0.043502 | 0.043131 | 0.04164 | 0.037221 | 0.034511 | 0.034371 | 0.03211 | 0.030967 | 0.031222 | 0.0294 | 0.029083 | 0.030845
Portfolio Adjusted1-in-2Size: 20 kW to 199.99 kWOrange County2026Typical Event Day | Portfolio Adjusted | 1-in-2 | Size: 20 kW to 199.99 kW | Orange County | 2026 | Typical Event Day | 8 | 14.1855 | 13.4086 | 12.9305 | 12.8639 | 13.3668 | 14.8505 | 17.5637 | 20.5597 | 23.8604 | 26.7816 | 29.2477 | 30.875 | 31.681 | 32.465 | 32.719 | 32.202 | 30.7618 | 27.907 | 24.8976 | 23.705 | 22.8468 | 20.6766 | 18.1251 | 16.0603 | 0 | 0 | 0 | 0 | 0 | 0 | 0 | 0 | 0 | 0 | 0 | 0 | 0 | 0 | 0.31192 | 0.31154 | 0.30543 | 0.21441 | 0 | 0 | 0 | 0 | 0 | 0 | 73.3229 | 72.2829 | 71.3479 | 70.5637 | 69.9174 | 69.1551 | 68.8059 | 69.2457 | 71.6006 | 76.1106 | 80.9799 | 85.3718 | 88.5711 | 90.5722 | 92.0183 | 92.6716 | 92.7343 | 91.7752 | 90.196 | 87.2507 | 83.4584 | 80.1659 | 78.0289 | 76.4587 | 0.032701 | 0.033297 | 0.031473 | 0.02747 | 0.028387 | 0.030567 | 0.037289 | 0.045453 | 0.052685 | 0.057624 | 0.060863 | 0.063656 | 0.065392 | 0.06635 | 0.065425 | 0.060351 | 0.05484 | 0.049512 | 0.043712 | 0.04246 | 0.042419 | 0.038256 | 0.036154 | 0.037539
Portfolio Adjusted1-in-10Size: 20 kW to 199.99 kWSouth of Lugo2015January Monthly Peak | Portfolio Adjusted | 1-in-10 | Size: 20 kW to 199.99 kW | South of Lugo | 2015 | January Monthly Peak | 1
Portfolio Adjusted1-in-10Size: 20 kW to 199.99 kWSouth of Lugo2015February Monthly Peak | Portfolio Adjusted | 1-in-10 | Size: 20 kW to 199.99 kW | South of Lugo | 2015 | February Monthly Peak | 2
Portfolio Adjusted1-in-10Size: 20 kW to 199.99 kWSouth of Lugo2015March Monthly Peak | Portfolio Adjusted | 1-in-10 | Size: 20 kW to 199.99 kW | South of Lugo | 2015 | March Monthly Peak | 3
Portfolio Adjusted1-in-10Size: 20 kW to 199.99 kWSouth of Lugo2015April Monthly Peak | Portfolio Adjusted | 1-in-10 | Size: 20 kW to 199.99 kW | South of Lugo | 2015 | April Monthly Peak | 4
Portfolio Adjusted1-in-10Size: 20 kW to 199.99 kWSouth of Lugo2015May Monthly Peak | Portfolio Adjusted | 1-in-10 | Size: 20 kW to 199.99 kW | South of Lugo | 2015 | May Monthly Peak | 5
Portfolio Adjusted1-in-10Size: 20 kW to 199.99 kWSouth of Lugo2015June Monthly Peak | Portfolio Adjusted | 1-in-10 | Size: 20 kW to 199.99 kW | South of Lugo | 2015 | June Monthly Peak | 6
Portfolio Adjusted1-in-10Size: 20 kW to 199.99 kWSouth of Lugo2015July Monthly Peak | Portfolio Adjusted | 1-in-10 | Size: 20 kW to 199.99 kW | South of Lugo | 2015 | July Monthly Peak | 7
Portfolio Adjusted1-in-10Size: 20 kW to 199.99 kWSouth of Lugo2015August Monthly Peak | Portfolio Adjusted | 1-in-10 | Size: 20 kW to 199.99 kW | South of Lugo | 2015 | August Monthly Peak | 8
Portfolio Adjusted1-in-10Size: 20 kW to 199.99 kWSouth of Lugo2015September Monthly Peak | Portfolio Adjusted | 1-in-10 | Size: 20 kW to 199.99 kW | South of Lugo | 2015 | September Monthly Peak | 9
Portfolio Adjusted1-in-10Size: 20 kW to 199.99 kWSouth of Lugo2015October Monthly Peak | Portfolio Adjusted | 1-in-10 | Size: 20 kW to 199.99 kW | South of Lugo | 2015 | October Monthly Peak | 10
Portfolio Adjusted1-in-10Size: 20 kW to 199.99 kWSouth of Lugo2015November Monthly Peak | Portfolio Adjusted | 1-in-10 | Size: 20 kW to 199.99 kW | South of Lugo | 2015 | November Monthly Peak | 11
Portfolio Adjusted1-in-10Size: 20 kW to 199.99 kWSouth of Lugo2015December Monthly Peak | Portfolio Adjusted | 1-in-10 | Size: 20 kW to 199.99 kW | South of Lugo | 2015 | December Monthly Peak | 12
Portfolio Adjusted1-in-10Size: 20 kW to 199.99 kWSouth of Lugo2015Typical Event Day | Portfolio Adjusted | 1-in-10 | Size: 20 kW to 199.99 kW | South of Lugo | 2015 | Typical Event Day | 8
Portfolio Adjusted1-in-10Size: 20 kW to 199.99 kWSouth of Lugo2016January Monthly Peak | Portfolio Adjusted | 1-in-10 | Size: 20 kW to 199.99 kW | South of Lugo | 2016 | January Monthly Peak | 1
Portfolio Adjusted1-in-10Size: 20 kW to 199.99 kWSouth of Lugo2016February Monthly Peak | Portfolio Adjusted | 1-in-10 | Size: 20 kW to 199.99 kW | South of Lugo | 2016 | February Monthly Peak | 2
Portfolio Adjusted1-in-10Size: 20 kW to 199.99 kWSouth of Lugo2016March Monthly Peak | Portfolio Adjusted | 1-in-10 | Size: 20 kW to 199.99 kW | South of Lugo | 2016 | March Monthly Peak | 3
Portfolio Adjusted1-in-10Size: 20 kW to 199.99 kWSouth of Lugo2016April Monthly Peak | Portfolio Adjusted | 1-in-10 | Size: 20 kW to 199.99 kW | South of Lugo | 2016 | April Monthly Peak | 4
Portfolio Adjusted1-in-10Size: 20 kW to 199.99 kWSouth of Lugo2016May Monthly Peak | Portfolio Adjusted | 1-in-10 | Size: 20 kW to 199.99 kW | South of Lugo | 2016 | May Monthly Peak | 5
Portfolio Adjusted1-in-10Size: 20 kW to 199.99 kWSouth of Lugo2016June Monthly Peak | Portfolio Adjusted | 1-in-10 | Size: 20 kW to 199.99 kW | South of Lugo | 2016 | June Monthly Peak | 6
Portfolio Adjusted1-in-10Size: 20 kW to 199.99 kWSouth of Lugo2016July Monthly Peak | Portfolio Adjusted | 1-in-10 | Size: 20 kW to 199.99 kW | South of Lugo | 2016 | July Monthly Peak | 7
Portfolio Adjusted1-in-10Size: 20 kW to 199.99 kWSouth of Lugo2016August Monthly Peak | Portfolio Adjusted | 1-in-10 | Size: 20 kW to 199.99 kW | South of Lugo | 2016 | August Monthly Peak | 8
Portfolio Adjusted1-in-10Size: 20 kW to 199.99 kWSouth of Lugo2016September Monthly Peak | Portfolio Adjusted | 1-in-10 | Size: 20 kW to 199.99 kW | South of Lugo | 2016 | September Monthly Peak | 9
Portfolio Adjusted1-in-10Size: 20 kW to 199.99 kWSouth of Lugo2016October Monthly Peak | Portfolio Adjusted | 1-in-10 | Size: 20 kW to 199.99 kW | South of Lugo | 2016 | October Monthly Peak | 10
Portfolio Adjusted1-in-10Size: 20 kW to 199.99 kWSouth of Lugo2016November Monthly Peak | Portfolio Adjusted | 1-in-10 | Size: 20 kW to 199.99 kW | South of Lugo | 2016 | November Monthly Peak | 11
Portfolio Adjusted1-in-10Size: 20 kW to 199.99 kWSouth of Lugo2016December Monthly Peak | Portfolio Adjusted | 1-in-10 | Size: 20 kW to 199.99 kW | South of Lugo | 2016 | December Monthly Peak | 12
Portfolio Adjusted1-in-10Size: 20 kW to 199.99 kWSouth of Lugo2016Typical Event Day | Portfolio Adjusted | 1-in-10 | Size: 20 kW to 199.99 kW | South of Lugo | 2016 | Typical Event Day | 8
Portfolio Adjusted1-in-10Size: 20 kW to 199.99 kWSouth of Lugo2017January Monthly Peak | Portfolio Adjusted | 1-in-10 | Size: 20 kW to 199.99 kW | South of Lugo | 2017 | January Monthly Peak | 1
Portfolio Adjusted1-in-10Size: 20 kW to 199.99 kWSouth of Lugo2017February Monthly Peak | Portfolio Adjusted | 1-in-10 | Size: 20 kW to 199.99 kW | South of Lugo | 2017 | February Monthly Peak | 2
Portfolio Adjusted1-in-10Size: 20 kW to 199.99 kWSouth of Lugo2017March Monthly Peak | Portfolio Adjusted | 1-in-10 | Size: 20 kW to 199.99 kW | South of Lugo | 2017 | March Monthly Peak | 3
Portfolio Adjusted1-in-10Size: 20 kW to 199.99 kWSouth of Lugo2017April Monthly Peak | Portfolio Adjusted | 1-in-10 | Size: 20 kW to 199.99 kW | South of Lugo | 2017 | April Monthly Peak | 4
Portfolio Adjusted1-in-10Size: 20 kW to 199.99 kWSouth of Lugo2017May Monthly Peak | Portfolio Adjusted | 1-in-10 | Size: 20 kW to 199.99 kW | South of Lugo | 2017 | May Monthly Peak | 5
Portfolio Adjusted1-in-10Size: 20 kW to 199.99 kWSouth of Lugo2017June Monthly Peak | Portfolio Adjusted | 1-in-10 | Size: 20 kW to 199.99 kW | South of Lugo | 2017 | June Monthly Peak | 6
Portfolio Adjusted1-in-10Size: 20 kW to 199.99 kWSouth of Lugo2017July Monthly Peak | Portfolio Adjusted | 1-in-10 | Size: 20 kW to 199.99 kW | South of Lugo | 2017 | July Monthly Peak | 7
Portfolio Adjusted1-in-10Size: 20 kW to 199.99 kWSouth of Lugo2017August Monthly Peak | Portfolio Adjusted | 1-in-10 | Size: 20 kW to 199.99 kW | South of Lugo | 2017 | August Monthly Peak | 8
Portfolio Adjusted1-in-10Size: 20 kW to 199.99 kWSouth of Lugo2017September Monthly Peak | Portfolio Adjusted | 1-in-10 | Size: 20 kW to 199.99 kW | South of Lugo | 2017 | September Monthly Peak | 9
Portfolio Adjusted1-in-10Size: 20 kW to 199.99 kWSouth of Lugo2017October Monthly Peak | Portfolio Adjusted | 1-in-10 | Size: 20 kW to 199.99 kW | South of Lugo | 2017 | October Monthly Peak | 10
Portfolio Adjusted1-in-10Size: 20 kW to 199.99 kWSouth of Lugo2017November Monthly Peak | Portfolio Adjusted | 1-in-10 | Size: 20 kW to 199.99 kW | South of Lugo | 2017 | November Monthly Peak | 11
Portfolio Adjusted1-in-10Size: 20 kW to 199.99 kWSouth of Lugo2017December Monthly Peak | Portfolio Adjusted | 1-in-10 | Size: 20 kW to 199.99 kW | South of Lugo | 2017 | December Monthly Peak | 12
Portfolio Adjusted1-in-10Size: 20 kW to 199.99 kWSouth of Lugo2017Typical Event Day | Portfolio Adjusted | 1-in-10 | Size: 20 kW to 199.99 kW | South of Lugo | 2017 | Typical Event Day | 8
Portfolio Adjusted1-in-10Size: 20 kW to 199.99 kWSouth of Lugo2018January Monthly Peak | Portfolio Adjusted | 1-in-10 | Size: 20 kW to 199.99 kW | South of Lugo | 2018 | January Monthly Peak | 1
Portfolio Adjusted1-in-10Size: 20 kW to 199.99 kWSouth of Lugo2018February Monthly Peak | Portfolio Adjusted | 1-in-10 | Size: 20 kW to 199.99 kW | South of Lugo | 2018 | February Monthly Peak | 2
Portfolio Adjusted1-in-10Size: 20 kW to 199.99 kWSouth of Lugo2018March Monthly Peak | Portfolio Adjusted | 1-in-10 | Size: 20 kW to 199.99 kW | South of Lugo | 2018 | March Monthly Peak | 3
Portfolio Adjusted1-in-10Size: 20 kW to 199.99 kWSouth of Lugo2018April Monthly Peak | Portfolio Adjusted | 1-in-10 | Size: 20 kW to 199.99 kW | South of Lugo | 2018 | April Monthly Peak | 4 | 14.1142 | 13.4878 | 12.9689 | 12.7866 | 13.1802 | 14.4402 | 16.5219 | 18.5706 | 22.385 | 25.707 | 28.4431 | 30.3675 | 31.2372 | 32.0918 | 32.2531 | 31.8067 | 30.6137 | 28.2157 | 24.9194 | 23.7233 | 22.6545 | 20.6117 | 18.0937 | 15.6879 | 0 | 0 | 0 | 0 | 0 | 0 | 0 | 0 | 0 | 0 | 0 | 0 | 0 | 0 | 0.30747 | 0.30771 | 0.30396 | 0.21678 | 0 | 0 | 0 | 0 | 0 | 0 | 70.2366 | 69.2532 | 67.6769 | 66.0963 | 64.7401 | 63.8838 | 63.4959 | 63.576 | 66.2894 | 71.9069 | 77.2243 | 82.3192 | 85.3139 | 86.1566 | 85.2592 | 85.2006 | 85.1445 | 85.2123 | 83.8401 | 79.8078 | 75.0521 | 70.4282 | 68.1164 | 67.1315 | 0.032537 | 0.033494 | 0.031567 | 0.027305 | 0.027991 | 0.029723 | 0.035077 | 0.041055 | 0.049427 | 0.055312 | 0.059189 | 0.062609 | 0.064476 | 0.065587 | 0.064494 | 0.05961 | 0.054576 | 0.05006 | 0.04375 | 0.042493 | 0.042062 | 0.038136 | 0.036092 | 0.036669
Portfolio Adjusted1-in-10Size: 20 kW to 199.99 kWSouth of Lugo2018May Monthly Peak | Portfolio Adjusted | 1-in-10 | Size: 20 kW to 199.99 kW | South of Lugo | 2018 | May Monthly Peak | 5 | 13.9964 | 13.3907 | 12.9479 | 12.8115 | 13.2278 | 14.5186 | 16.328 | 18.7234 | 22.4485 | 25.6416 | 28.0944 | 29.884 | 30.7408 | 31.4028 | 31.5011 | 30.9705 | 29.8031 | 27.4893 | 24.4395 | 22.954 | 22.4201 | 20.435 | 17.872 | 15.5164 | 0 | 0 | 0 | 0 | 0 | 0 | 0 | 0 | 0 | 0 | 0 | 0 | 0 | 0 | 0.30031 | 0.29962 | 0.29591 | 0.2112 | 0 | 0 | 0 | 0 | 0 | 0 | 67.3841 | 66.7799 | 65.3704 | 64.6307 | 64.1236 | 63.5004 | 63.7552 | 63.8562 | 66.8419 | 72.4251 | 77.5471 | 81.2201 | 83.0993 | 83.8616 | 86.0419 | 87.2506 | 87.8041 | 86.6399 | 85.056 | 82.805 | 79.6113 | 75.6318 | 72.4927 | 70.2392 | 0.032265 | 0.033253 | 0.031516 | 0.027358 | 0.028092 | 0.029884 | 0.034666 | 0.041393 | 0.049567 | 0.055171 | 0.058463 | 0.061612 | 0.063452 | 0.064179 | 0.06299 | 0.058043 | 0.053131 | 0.048771 | 0.042908 | 0.041115 | 0.041627 | 0.037809 | 0.03565 | 0.036268
Portfolio Adjusted1-in-10Size: 20 kW to 199.99 kWSouth of Lugo2018June Monthly Peak | Portfolio Adjusted | 1-in-10 | Size: 20 kW to 199.99 kW | South of Lugo | 2018 | June Monthly Peak | 6 | 14.371 | 13.7428 | 13.3051 | 13.1505 | 13.5471 | 14.8873 | 16.9406 | 19.528 | 23.4647 | 26.8287 | 29.3917 | 31.1428 | 31.7683 | 32.4111 | 32.5106 | 32.0187 | 30.8689 | 28.5454 | 25.4256 | 23.4812 | 22.8191 | 20.9982 | 18.3731 | 15.9122 | 0 | 0 | 0 | 0 | 0 | 0 | 0 | 0 | 0 | 0 | 0 | 0 | 0 | 0 | 0.30993 | 0.30976 | 0.3065 | 0.21932 | 0 | 0 | 0 | 0 | 0 | 0 | 66.0212 | 65.585 | 65.3309 | 65.2751 | 64.1347 | 63.373 | 63.3796 | 64.4645 | 67.1189 | 71.3334 | 76.2774 | 79.8792 | 81.501 | 81.5356 | 82.6855 | 82.9017 | 84.1925 | 83.9644 | 83.9532 | 82.1954 | 77.8334 | 73.8503 | 71.3188 | 69.8164 | 0.033129 | 0.034127 | 0.032385 | 0.028082 | 0.02877 | 0.030643 | 0.035966 | 0.043172 | 0.051811 | 0.057725 | 0.061163 | 0.064208 | 0.065573 | 0.066239 | 0.065008 | 0.060008 | 0.055031 | 0.050645 | 0.044639 | 0.042059 | 0.042368 | 0.038851 | 0.036649 | 0.037193
Portfolio Adjusted1-in-10Size: 20 kW to 199.99 kWSouth of Lugo2018July Monthly Peak | Portfolio Adjusted | 1-in-10 | Size: 20 kW to 199.99 kW | South of Lugo | 2018 | July Monthly Peak | 7 | 15.0864 | 14.252 | 13.7768 | 13.6042 | 14.0736 | 15.7536 | 17.9405 | 20.6834 | 24.7266 | 27.9613 | 30.6 | 32.3234 | 32.9383 | 33.6441 | 33.8232 | 33.4193 | 32.3464 | 30.0778 | 26.8204 | 24.7897 | 24.1105 | 22.2067 | 19.5347 | 16.9428 | 0 | 0 | 0 | 0 | 0 | 0 | 0 | 0 | 0 | 0 | 0 | 0 | 0 | 0 | 0.32244 | 0.32331 | 0.32117 | 0.23109 | 0 | 0 | 0 | 0 | 0 | 0 | 69.5316 | 68.8204 | 68.5835 | 68.4135 | 68.0512 | 67.811 | 67.3945 | 67.5538 | 70.3127 | 74.3922 | 77.955 | 79.1667 | 80.1621 | 81.6898 | 83.979 | 84.9561 | 87.2309 | 85.7934 | 83.8218 | 81.0358 | 77.8254 | 75.3133 | 73.6063 | 72.4417 | 0.034778 | 0.035392 | 0.033533 | 0.029051 | 0.029888 | 0.032426 | 0.038089 | 0.045726 | 0.054597 | 0.060162 | 0.063677 | 0.066642 | 0.067988 | 0.068759 | 0.067633 | 0.062633 | 0.057665 | 0.053364 | 0.047088 | 0.044403 | 0.044766 | 0.041087 | 0.038966 | 0.039602
Portfolio Adjusted1-in-10Size: 20 kW to 199.99 kWSouth of Lugo2018August Monthly Peak | Portfolio Adjusted | 1-in-10 | Size: 20 kW to 199.99 kW | South of Lugo | 2018 | August Monthly Peak | 8 | 15.3531 | 14.5164 | 14.0154 | 13.8491 | 14.2522 | 16.0836 | 18.5227 | 21.2629 | 25.615 | 29.0053 | 31.9391 | 33.7127 | 34.3608 | 35.0701 | 35.2877 | 34.9403 | 33.8068 | 31.3772 | 27.8062 | 25.985 | 24.9421 | 22.6994 | 20.0268 | 17.257 | 0 | 0 | 0 | 0 | 0 | 0 | 0 | 0 | 0 | 0 | 0 | 0 | 0 | 0 | 0.3364 | 0.33803 | 0.33567 | 0.24107 | 0 | 0 | 0 | 0 | 0 | 0 | 70.3756 | 69.9811 | 69.8759 | 69.5803 | 69.1616 | 69.0092 | 68.9065 | 69.1685 | 71.4663 | 75.2084 | 78.5294 | 81.9129 | 84.4652 | 85.8842 | 86.2972 | 87.4156 | 87.9055 | 88.2639 | 87.4384 | 83.6992 | 78.577 | 75.2053 | 73.1679 | 71.8718 | 0.035393 | 0.036048 | 0.034114 | 0.029574 | 0.030268 | 0.033105 | 0.039325 | 0.047007 | 0.056559 | 0.062408 | 0.066464 | 0.069506 | 0.070924 | 0.071674 | 0.070561 | 0.065483 | 0.060269 | 0.055669 | 0.048819 | 0.046544 | 0.04631 | 0.041998 | 0.039948 | 0.040336
Portfolio Adjusted1-in-10Size: 20 kW to 199.99 kWSouth of Lugo2018September Monthly Peak | Portfolio Adjusted | 1-in-10 | Size: 20 kW to 199.99 kW | South of Lugo | 2018 | September Monthly Peak | 9 | 15.898 | 15.0937 | 14.5736 | 14.4054 | 14.8755 | 16.7689 | 19.7524 | 22.32 | 27.3796 | 30.9884 | 33.743 | 35.6998 | 36.2327 | 36.8663 | 36.8175 | 36.0862 | 34.5342 | 31.7833 | 27.9288 | 26.6789 | 25.1606 | 23.0093 | 20.1366 | 17.4606 | 0 | 0 | 0 | 0 | 0 | 0 | 0 | 0 | 0 | 0 | 0 | 0 | 0 | 0 | 0.35099 | 0.34912 | 0.34289 | 0.24419 | 0 | 0 | 0 | 0 | 0 | 0 | 73.7332 | 72.8242 | 72.322 | 72.0406 | 71.3795 | 70.8832 | 70.7294 | 71.0081 | 73.1505 | 77.2549 | 81.9121 | 87.3669 | 91.4925 | 94.7293 | 94.8104 | 94.6853 | 94.2038 | 93.0568 | 91.7681 | 89.2438 | 85.4826 | 80.2854 | 77.0179 | 75.0753 | 0.036649 | 0.037482 | 0.035473 | 0.030762 | 0.031591 | 0.034516 | 0.041936 | 0.049345 | 0.060455 | 0.066675 | 0.070218 | 0.073603 | 0.074787 | 0.075345 | 0.073621 | 0.067631 | 0.061565 | 0.056389 | 0.049034 | 0.047787 | 0.046715 | 0.042572 | 0.040167 | 0.040812
Portfolio Adjusted1-in-10Size: 20 kW to 199.99 kWSouth of Lugo2018October Monthly Peak | Portfolio Adjusted | 1-in-10 | Size: 20 kW to 199.99 kW | South of Lugo | 2018 | October Monthly Peak | 10 | 14.706 | 13.9909 | 13.5066 | 13.3105 | 13.7232 | 15.3266 | 18.0769 | 19.8832 | 23.8638 | 27.2144 | 29.7101 | 31.5745 | 32.3334 | 33.2063 | 33.4343 | 32.8188 | 31.4961 | 28.8081 | 26.1856 | 24.6956 | 23.199 | 21.2888 | 18.5595 | 16.2096 | 0 | 0 | 0 | 0 | 0 | 0 | 0 | 0 | 0 | 0 | 0 | 0 | 0 | 0 | 0.31874 | 0.31751 | 0.31272 | 0.22133 | 0 | 0 | 0 | 0 | 0 | 0 | 71.6194 | 71.1628 | 70.2739 | 69.3622 | 68.323 | 68.1268 | 68.2547 | 68.4171 | 69.516 | 72.2837 | 76.6237 | 81.5917 | 84.4384 | 85.7536 | 86.2235 | 86.65 | 85.7085 | 82.98 | 79.3771 | 77.155 | 75.1387 | 73.7179 | 72.5112 | 71.3959 | 0.033901 | 0.034743 | 0.032876 | 0.028424 | 0.029144 | 0.031547 | 0.038379 | 0.043957 | 0.052692 | 0.058555 | 0.061825 | 0.065098 | 0.066739 | 0.067865 | 0.066855 | 0.061507 | 0.056149 | 0.051111 | 0.045973 | 0.044234 | 0.043073 | 0.039389 | 0.037021 | 0.037888
Portfolio Adjusted1-in-10Size: 20 kW to 199.99 kWSouth of Lugo2018November Monthly Peak | Portfolio Adjusted | 1-in-10 | Size: 20 kW to 199.99 kW | South of Lugo | 2018 | November Monthly Peak | 11 | 13.1257 | 12.5647 | 12.2512 | 12.2188 | 12.5279 | 14.0934 | 15.7906 | 17.62 | 20.8453 | 23.6732 | 25.5671 | 27.1321 | 27.8572 | 28.5685 | 28.5681 | 27.8675 | 26.5803 | 25.3559 | 22.9756 | 21.4574 | 20.1638 | 18.3208 | 16.1342 | 14.2916 | 0 | 0 | 0 | 0 | 0 | 0 | 0 | 0 | 0 | 0 | 0 | 0 | 0 | 0 | 0.27234 | 0.2696 | 0.26392 | 0.19481 | 0 | 0 | 0 | 0 | 0 | 0 | 64.2239 | 62.5108 | 61.7076 | 60.1658 | 59.1754 | 58.4466 | 57.7675 | 58.8534 | 61.6331 | 66.8736 | 72.4638 | 76.6473 | 78.6726 | 80.1987 | 80.9191 | 80.3612 | 78.9327 | 76.8525 | 74.8666 | 72.1914 | 70.4714 | 69.038 | 67.2045 | 66.017 | 0.030258 | 0.031201 | 0.02982 | 0.026093 | 0.026606 | 0.029009 | 0.033525 | 0.038954 | 0.046027 | 0.050936 | 0.053204 | 0.055939 | 0.0575 | 0.058386 | 0.057125 | 0.052228 | 0.047386 | 0.044986 | 0.040338 | 0.038434 | 0.037438 | 0.033897 | 0.032183 | 0.033405
Portfolio Adjusted1-in-10Size: 20 kW to 199.99 kWSouth of Lugo2018December Monthly Peak | Portfolio Adjusted | 1-in-10 | Size: 20 kW to 199.99 kW | South of Lugo | 2018 | December Monthly Peak | 12 | 13.1106 | 12.6701 | 12.4775 | 12.6132 | 12.9583 | 14.8829 | 17.6175 | 19.2303 | 21.5974 | 22.3971 | 22.4285 | 22.1302 | 21.5627 | 21.5751 | 21.5112 | 20.9654 | 20.3824 | 20.5987 | 19.9774 | 19.3571 | 18.5656 | 17.331 | 15.8291 | 14.2715 | 0 | 0 | 0 | 0 | 0 | 0 | 0 | 0 | 0 | 0 | 0 | 0 | 0 | 0 | 0.20507 | 0.20283 | 0.20238 | 0.15826 | 0 | 0 | 0 | 0 | 0 | 0 | 47.0497 | 46.4524 | 45.5609 | 44.8637 | 44.3079 | 43.1863 | 43.9224 | 44.4235 | 45.7597 | 47.7722 | 50.2669 | 52.0659 | 53.1801 | 52.844 | 52.8133 | 52.686 | 52.367 | 51.1542 | 49.9358 | 49.1599 | 48.1515 | 47.5462 | 46.7935 | 46.4906 | 0.030223 | 0.031463 | 0.030371 | 0.026935 | 0.02752 | 0.030634 | 0.037404 | 0.042514 | 0.047688 | 0.04819 | 0.046673 | 0.045626 | 0.044507 | 0.044094 | 0.043014 | 0.039292 | 0.036337 | 0.036546 | 0.035074 | 0.034672 | 0.034471 | 0.032066 | 0.031575 | 0.033358
Portfolio Adjusted1-in-10Size: 20 kW to 199.99 kWSouth of Lugo2018Typical Event Day | Portfolio Adjusted | 1-in-10 | Size: 20 kW to 199.99 kW | South of Lugo | 2018 | Typical Event Day | 8 | 15.2938 | 14.4611 | 13.9641 | 13.7997 | 14.1983 | 16.0169 | 18.4361 | 21.1393 | 25.4393 | 28.792 | 31.6969 | 33.4603 | 34.1081 | 34.8256 | 35.057 | 34.7173 | 33.6026 | 31.1881 | 27.6424 | 25.8393 | 24.8145 | 22.5882 | 19.9295 | 17.1772 | 0 | 0 | 0 | 0 | 0 | 0 | 0 | 0 | 0 | 0 | 0 | 0 | 0 | 0 | 0.3342 | 0.33587 | 0.33364 | 0.23962 | 0 | 0 | 0 | 0 | 0 | 0 | 69.9154 | 69.3027 | 69.0281 | 68.8274 | 68.1818 | 67.7691 | 67.6025 | 68.0487 | 70.5121 | 74.5472 | 78.6685 | 82.0814 | 84.4052 | 85.9597 | 86.943 | 87.4897 | 88.3832 | 87.7696 | 86.7453 | 84.0436 | 79.9296 | 76.1636 | 73.7777 | 72.3013 | 0.035256 | 0.035911 | 0.033989 | 0.029469 | 0.030153 | 0.032968 | 0.039141 | 0.046734 | 0.056171 | 0.061949 | 0.06596 | 0.068986 | 0.070402 | 0.071174 | 0.0701 | 0.065065 | 0.059905 | 0.055333 | 0.048531 | 0.046283 | 0.046073 | 0.041793 | 0.039754 | 0.04015
Portfolio Adjusted1-in-10Size: 20 kW to 199.99 kWSouth of Lugo2019January Monthly Peak | Portfolio Adjusted | 1-in-10 | Size: 20 kW to 199.99 kW | South of Lugo | 2019 | January Monthly Peak | 1 | 13.193 | 12.9066 | 12.7533 | 12.8197 | 13.1597 | 14.8785 | 17.656 | 19.4556 | 21.5992 | 22.2931 | 22.4799 | 21.9989 | 21.2617 | 21.3051 | 21.1923 | 20.4228 | 19.6334 | 19.9953 | 19.7419 | 19.115 | 18.3183 | 17.0516 | 15.6008 | 14.0397 | 0 | 0 | 0 | 0 | 0 | 0 | 0 | 0 | 0 | 0 | 0 | 0 | 0 | 0 | 0.20203 | 0.19758 | 0.19494 | 0.15362 | 0 | 0 | 0 | 0 | 0 | 0 | 46.1277 | 46.1092 | 45.4825 | 44.7667 | 44.5135 | 44.1755 | 43.087 | 42.8208 | 43.8014 | 46.4944 | 48.5422 | 50.5974 | 52.68 | 53.7063 | 54.6475 | 54.8653 | 54.4573 | 53.4794 | 51.9047 | 50.8783 | 50.038 | 49.6927 | 49.4788 | 48.3829 | 0.030413 | 0.032051 | 0.031042 | 0.027376 | 0.027947 | 0.030625 | 0.037485 | 0.043012 | 0.047692 | 0.047966 | 0.04678 | 0.045356 | 0.043886 | 0.043542 | 0.042376 | 0.038275 | 0.035001 | 0.035475 | 0.03466 | 0.034238 | 0.034011 | 0.031549 | 0.031119 | 0.032816
Portfolio Adjusted1-in-10Size: 20 kW to 199.99 kWSouth of Lugo2019February Monthly Peak | Portfolio Adjusted | 1-in-10 | Size: 20 kW to 199.99 kW | South of Lugo | 2019 | February Monthly Peak | 2 | 13.0619 | 12.6311 | 12.3387 | 12.3222 | 12.6087 | 13.9723 | 16.1466 | 17.6514 | 19.8579 | 21.3191 | 22.4212 | 23.081 | 23.2665 | 23.8464 | 23.959 | 23.3971 | 22.5015 | 21.3414 | 20.6535 | 19.6773 | 18.735 | 17.3572 | 15.5746 | 13.8865 | 0 | 0 | 0 | 0 | 0 | 0 | 0 | 0 | 0 | 0 | 0 | 0 | 0 | 0 | 0.22841 | 0.22635 | 0.22342 | 0.16397 | 0 | 0 | 0 | 0 | 0 | 0 | 51.7549 | 51.0721 | 50.3189 | 49.3036 | 48.5727 | 48.3245 | 47.5292 | 47.282 | 48.7126 | 52.3712 | 56.2509 | 60.056 | 61.9756 | 63.3413 | 63.8294 | 63.7648 | 63.1255 | 62.2369 | 60.0379 | 58.0108 | 56.4718 | 55.2762 | 54.2997 | 53.0008 | 0.030111 | 0.031366 | 0.030033 | 0.026314 | 0.026777 | 0.02876 | 0.034281 | 0.039023 | 0.043847 | 0.04587 | 0.046658 | 0.047586 | 0.048024 | 0.048736 | 0.047908 | 0.04385 | 0.040114 | 0.037864 | 0.036261 | 0.035246 | 0.034785 | 0.032114 | 0.031067 | 0.032458
Portfolio Adjusted1-in-10Size: 20 kW to 199.99 kWSouth of Lugo2019March Monthly Peak | Portfolio Adjusted | 1-in-10 | Size: 20 kW to 199.99 kW | South of Lugo | 2019 | March Monthly Peak | 3 | 13.4399 | 12.9246 | 12.4785 | 12.3318 | 12.6617 | 13.8038 | 16.0695 | 17.5378 | 20.2759 | 22.9638 | 24.984 | 26.5728 | 27.2978 | 28.2755 | 28.6216 | 28.1859 | 27.277 | 25.3021 | 22.9446 | 21.9959 | 20.8743 | 19.0799 | 16.8271 | 14.7514 | 0 | 0 | 0 | 0 | 0 | 0 | 0 | 0 | 0 | 0 | 0 | 0 | 0 | 0 | 0.27286 | 0.27268 | 0.27083 | 0.1944 | 0 | 0 | 0 | 0 | 0 | 0 | 60.992 | 59.3531 | 58.6765 | 58.1601 | 57.2734 | 55.514 | 54.9777 | 55.6396 | 58.939 | 64.0938 | 69.4051 | 73.8843 | 76.7557 | 77.8109 | 78.3001 | 78.4099 | 77.4073 | 76.3182 | 74.7597 | 72.2572 | 69.6293 | 66.2525 | 63.2534 | 61.1025 | 0.030982 | 0.032095 | 0.030373 | 0.026334 | 0.02689 | 0.028413 | 0.034117 | 0.038772 | 0.04477 | 0.049409 | 0.051991 | 0.054786 | 0.056345 | 0.057787 | 0.057232 | 0.052824 | 0.048628 | 0.044891 | 0.040283 | 0.039399 | 0.038757 | 0.035302 | 0.033565 | 0.03448
Portfolio Adjusted1-in-10Size: 20 kW to 199.99 kWSouth of Lugo2019April Monthly Peak | Portfolio Adjusted | 1-in-10 | Size: 20 kW to 199.99 kW | South of Lugo | 2019 | April Monthly Peak | 4 | 14.1142 | 13.4878 | 12.9689 | 12.7866 | 13.1802 | 14.4402 | 16.5219 | 18.5706 | 22.385 | 25.707 | 28.4431 | 30.3675 | 31.2372 | 32.0918 | 32.2531 | 31.8067 | 30.6137 | 28.2157 | 24.9194 | 23.7233 | 22.6545 | 20.6117 | 18.0937 | 15.6879 | 0 | 0 | 0 | 0 | 0 | 0 | 0 | 0 | 0 | 0 | 0 | 0 | 0 | 0 | 0.30747 | 0.30771 | 0.30396 | 0.21678 | 0 | 0 | 0 | 0 | 0 | 0 | 70.2366 | 69.2532 | 67.6769 | 66.0963 | 64.7401 | 63.8838 | 63.4959 | 63.576 | 66.2894 | 71.9069 | 77.2243 | 82.3192 | 85.3139 | 86.1566 | 85.2592 | 85.2006 | 85.1445 | 85.2123 | 83.8401 | 79.8078 | 75.0521 | 70.4282 | 68.1164 | 67.1315 | 0.032537 | 0.033494 | 0.031567 | 0.027305 | 0.027991 | 0.029723 | 0.035077 | 0.041055 | 0.049427 | 0.055312 | 0.059189 | 0.062609 | 0.064476 | 0.065587 | 0.064494 | 0.05961 | 0.054576 | 0.05006 | 0.04375 | 0.042493 | 0.042062 | 0.038136 | 0.036092 | 0.036669
Portfolio Adjusted1-in-10Size: 20 kW to 199.99 kWSouth of Lugo2019May Monthly Peak | Portfolio Adjusted | 1-in-10 | Size: 20 kW to 199.99 kW | South of Lugo | 2019 | May Monthly Peak | 5 | 13.9964 | 13.3907 | 12.9479 | 12.8115 | 13.2278 | 14.5186 | 16.328 | 18.7234 | 22.4485 | 25.6416 | 28.0944 | 29.8839 | 30.7408 | 31.4028 | 31.5011 | 30.9705 | 29.8031 | 27.4893 | 24.4395 | 22.954 | 22.4201 | 20.435 | 17.872 | 15.5164 | 0 | 0 | 0 | 0 | 0 | 0 | 0 | 0 | 0 | 0 | 0 | 0 | 0 | 0 | 0.30031 | 0.29962 | 0.29591 | 0.2112 | 0 | 0 | 0 | 0 | 0 | 0 | 67.3841 | 66.7799 | 65.3704 | 64.6307 | 64.1236 | 63.5004 | 63.7552 | 63.8562 | 66.8419 | 72.4251 | 77.5471 | 81.2201 | 83.0993 | 83.8616 | 86.0419 | 87.2506 | 87.8041 | 86.6399 | 85.056 | 82.805 | 79.6113 | 75.6318 | 72.4927 | 70.2392 | 0.032265 | 0.033253 | 0.031516 | 0.027358 | 0.028092 | 0.029884 | 0.034666 | 0.041393 | 0.049567 | 0.055171 | 0.058463 | 0.061612 | 0.063452 | 0.064179 | 0.06299 | 0.058043 | 0.053131 | 0.048771 | 0.042908 | 0.041115 | 0.041627 | 0.037809 | 0.03565 | 0.036268
Portfolio Adjusted1-in-10Size: 20 kW to 199.99 kWSouth of Lugo2019June Monthly Peak | Portfolio Adjusted | 1-in-10 | Size: 20 kW to 199.99 kW | South of Lugo | 2019 | June Monthly Peak | 6 | 14.371 | 13.7428 | 13.3051 | 13.1505 | 13.5471 | 14.8873 | 16.9406 | 19.528 | 23.4647 | 26.8287 | 29.3917 | 31.1428 | 31.7683 | 32.4111 | 32.5106 | 32.0187 | 30.8689 | 28.5454 | 25.4256 | 23.4812 | 22.8191 | 20.9982 | 18.3731 | 15.9122 | 0 | 0 | 0 | 0 | 0 | 0 | 0 | 0 | 0 | 0 | 0 | 0 | 0 | 0 | 0.30993 | 0.30976 | 0.3065 | 0.21932 | 0 | 0 | 0 | 0 | 0 | 0 | 66.0212 | 65.585 | 65.3309 | 65.2751 | 64.1347 | 63.373 | 63.3796 | 64.4645 | 67.1189 | 71.3334 | 76.2774 | 79.8792 | 81.501 | 81.5356 | 82.6855 | 82.9017 | 84.1925 | 83.9644 | 83.9532 | 82.1954 | 77.8334 | 73.8503 | 71.3188 | 69.8164 | 0.033129 | 0.034127 | 0.032385 | 0.028082 | 0.02877 | 0.030643 | 0.035966 | 0.043172 | 0.051811 | 0.057725 | 0.061163 | 0.064208 | 0.065573 | 0.066239 | 0.065008 | 0.060008 | 0.055031 | 0.050645 | 0.044639 | 0.042059 | 0.042368 | 0.038851 | 0.036649 | 0.037193
Portfolio Adjusted1-in-10Size: 20 kW to 199.99 kWSouth of Lugo2019July Monthly Peak | Portfolio Adjusted | 1-in-10 | Size: 20 kW to 199.99 kW | South of Lugo | 2019 | July Monthly Peak | 7 | 15.0864 | 14.252 | 13.7768 | 13.6042 | 14.0736 | 15.7536 | 17.9405 | 20.6834 | 24.7266 | 27.9613 | 30.6 | 32.3234 | 32.9383 | 33.6441 | 33.8232 | 33.4193 | 32.3464 | 30.0778 | 26.8204 | 24.7897 | 24.1105 | 22.2067 | 19.5347 | 16.9428 | 0 | 0 | 0 | 0 | 0 | 0 | 0 | 0 | 0 | 0 | 0 | 0 | 0 | 0 | 0.32244 | 0.32331 | 0.32117 | 0.23109 | 0 | 0 | 0 | 0 | 0 | 0 | 69.5316 | 68.8204 | 68.5835 | 68.4135 | 68.0512 | 67.811 | 67.3945 | 67.5538 | 70.3127 | 74.3922 | 77.955 | 79.1667 | 80.1621 | 81.6898 | 83.979 | 84.9561 | 87.2309 | 85.7934 | 83.8218 | 81.0358 | 77.8254 | 75.3133 | 73.6063 | 72.4417 | 0.034778 | 0.035392 | 0.033533 | 0.029051 | 0.029888 | 0.032426 | 0.038089 | 0.045726 | 0.054597 | 0.060162 | 0.063677 | 0.066642 | 0.067988 | 0.068759 | 0.067633 | 0.062633 | 0.057665 | 0.053364 | 0.047088 | 0.044403 | 0.044766 | 0.041087 | 0.038966 | 0.039602
Portfolio Adjusted1-in-10Size: 20 kW to 199.99 kWSouth of Lugo2019August Monthly Peak | Portfolio Adjusted | 1-in-10 | Size: 20 kW to 199.99 kW | South of Lugo | 2019 | August Monthly Peak | 8 | 15.3531 | 14.5164 | 14.0154 | 13.8491 | 14.2522 | 16.0836 | 18.5227 | 21.2629 | 25.615 | 29.0053 | 31.9391 | 33.7127 | 34.3608 | 35.0701 | 35.2877 | 34.9403 | 33.8068 | 31.3772 | 27.8062 | 25.985 | 24.9421 | 22.6994 | 20.0268 | 17.257 | 0 | 0 | 0 | 0 | 0 | 0 | 0 | 0 | 0 | 0 | 0 | 0 | 0 | 0 | 0.3364 | 0.33803 | 0.33567 | 0.24107 | 0 | 0 | 0 | 0 | 0 | 0 | 70.3756 | 69.9811 | 69.8759 | 69.5803 | 69.1616 | 69.0092 | 68.9065 | 69.1685 | 71.4663 | 75.2084 | 78.5294 | 81.9129 | 84.4652 | 85.8842 | 86.2972 | 87.4156 | 87.9055 | 88.2639 | 87.4384 | 83.6992 | 78.5771 | 75.2053 | 73.1679 | 71.8718 | 0.035393 | 0.036048 | 0.034114 | 0.029574 | 0.030268 | 0.033105 | 0.039325 | 0.047007 | 0.056559 | 0.062408 | 0.066464 | 0.069506 | 0.070924 | 0.071674 | 0.070561 | 0.065483 | 0.060269 | 0.055669 | 0.048819 | 0.046544 | 0.04631 | 0.041998 | 0.039948 | 0.040336
Portfolio Adjusted1-in-10Size: 20 kW to 199.99 kWSouth of Lugo2019September Monthly Peak | Portfolio Adjusted | 1-in-10 | Size: 20 kW to 199.99 kW | South of Lugo | 2019 | September Monthly Peak | 9 | 15.898 | 15.0937 | 14.5736 | 14.4054 | 14.8755 | 16.7689 | 19.7524 | 22.32 | 27.3796 | 30.9884 | 33.743 | 35.6998 | 36.2327 | 36.8663 | 36.8175 | 36.0862 | 34.5342 | 31.7833 | 27.9288 | 26.6789 | 25.1606 | 23.0093 | 20.1366 | 17.4606 | 0 | 0 | 0 | 0 | 0 | 0 | 0 | 0 | 0 | 0 | 0 | 0 | 0 | 0 | 0.35099 | 0.34912 | 0.34289 | 0.24419 | 0 | 0 | 0 | 0 | 0 | 0 | 73.7332 | 72.8242 | 72.322 | 72.0406 | 71.3795 | 70.8832 | 70.7294 | 71.0081 | 73.1505 | 77.2549 | 81.9121 | 87.3669 | 91.4925 | 94.7293 | 94.8104 | 94.6853 | 94.2038 | 93.0568 | 91.7681 | 89.2438 | 85.4826 | 80.2854 | 77.0179 | 75.0753 | 0.036649 | 0.037482 | 0.035473 | 0.030762 | 0.031591 | 0.034516 | 0.041936 | 0.049345 | 0.060455 | 0.066675 | 0.070218 | 0.073603 | 0.074787 | 0.075345 | 0.073621 | 0.067631 | 0.061565 | 0.056389 | 0.049034 | 0.047787 | 0.046715 | 0.042572 | 0.040167 | 0.040812
Portfolio Adjusted1-in-10Size: 20 kW to 199.99 kWSouth of Lugo2019October Monthly Peak | Portfolio Adjusted | 1-in-10 | Size: 20 kW to 199.99 kW | South of Lugo | 2019 | October Monthly Peak | 10 | 14.706 | 13.9909 | 13.5066 | 13.3105 | 13.7232 | 15.3266 | 18.0769 | 19.8832 | 23.8638 | 27.2144 | 29.7101 | 31.5745 | 32.3334 | 33.2063 | 33.4343 | 32.8188 | 31.4961 | 28.8081 | 26.1856 | 24.6956 | 23.199 | 21.2888 | 18.5595 | 16.2096 | 0 | 0 | 0 | 0 | 0 | 0 | 0 | 0 | 0 | 0 | 0 | 0 | 0 | 0 | 0.31874 | 0.31751 | 0.31272 | 0.22133 | 0 | 0 | 0 | 0 | 0 | 0 | 71.6194 | 71.1628 | 70.2739 | 69.3622 | 68.323 | 68.1268 | 68.2547 | 68.4171 | 69.516 | 72.2837 | 76.6237 | 81.5917 | 84.4384 | 85.7536 | 86.2235 | 86.65 | 85.7085 | 82.98 | 79.3771 | 77.1551 | 75.1387 | 73.7179 | 72.5112 | 71.3959 | 0.033901 | 0.034743 | 0.032876 | 0.028424 | 0.029144 | 0.031547 | 0.038379 | 0.043957 | 0.052692 | 0.058555 | 0.061825 | 0.065098 | 0.066739 | 0.067865 | 0.066855 | 0.061507 | 0.056149 | 0.051111 | 0.045973 | 0.044234 | 0.043073 | 0.039389 | 0.037021 | 0.037888
Portfolio Adjusted1-in-10Size: 20 kW to 199.99 kWSouth of Lugo2019November Monthly Peak | Portfolio Adjusted | 1-in-10 | Size: 20 kW to 199.99 kW | South of Lugo | 2019 | November Monthly Peak | 11 | 13.1257 | 12.5647 | 12.2512 | 12.2188 | 12.5279 | 14.0934 | 15.7906 | 17.62 | 20.8453 | 23.6732 | 25.5671 | 27.1321 | 27.8572 | 28.5685 | 28.5681 | 27.8675 | 26.5803 | 25.3559 | 22.9756 | 21.4574 | 20.1638 | 18.3208 | 16.1342 | 14.2916 | 0 | 0 | 0 | 0 | 0 | 0 | 0 | 0 | 0 | 0 | 0 | 0 | 0 | 0 | 0.27234 | 0.2696 | 0.26392 | 0.19481 | 0 | 0 | 0 | 0 | 0 | 0 | 64.2239 | 62.5108 | 61.7076 | 60.1658 | 59.1754 | 58.4466 | 57.7675 | 58.8534 | 61.6331 | 66.8736 | 72.4638 | 76.6473 | 78.6726 | 80.1987 | 80.9191 | 80.3612 | 78.9327 | 76.8525 | 74.8666 | 72.1914 | 70.4714 | 69.038 | 67.2045 | 66.017 | 0.030258 | 0.031202 | 0.02982 | 0.026093 | 0.026606 | 0.029009 | 0.033525 | 0.038954 | 0.046027 | 0.050936 | 0.053204 | 0.055939 | 0.0575 | 0.058386 | 0.057125 | 0.052228 | 0.047386 | 0.044986 | 0.040338 | 0.038434 | 0.037438 | 0.033897 | 0.032183 | 0.033405
Portfolio Adjusted1-in-10Size: 20 kW to 199.99 kWSouth of Lugo2019December Monthly Peak | Portfolio Adjusted | 1-in-10 | Size: 20 kW to 199.99 kW | South of Lugo | 2019 | December Monthly Peak | 12 | 13.1106 | 12.6701 | 12.4775 | 12.6132 | 12.9583 | 14.8829 | 17.6175 | 19.2303 | 21.5974 | 22.3971 | 22.4285 | 22.1302 | 21.5627 | 21.5751 | 21.5112 | 20.9654 | 20.3824 | 20.5987 | 19.9774 | 19.3571 | 18.5656 | 17.331 | 15.8291 | 14.2715 | 0 | 0 | 0 | 0 | 0 | 0 | 0 | 0 | 0 | 0 | 0 | 0 | 0 | 0 | 0.20507 | 0.20283 | 0.20238 | 0.15826 | 0 | 0 | 0 | 0 | 0 | 0 | 47.0497 | 46.4524 | 45.5609 | 44.8637 | 44.3079 | 43.1863 | 43.9224 | 44.4235 | 45.7597 | 47.7722 | 50.2669 | 52.0659 | 53.1801 | 52.844 | 52.8133 | 52.686 | 52.367 | 51.1542 | 49.9358 | 49.1599 | 48.1515 | 47.5462 | 46.7935 | 46.4906 | 0.030223 | 0.031463 | 0.030371 | 0.026935 | 0.02752 | 0.030634 | 0.037404 | 0.042514 | 0.047688 | 0.04819 | 0.046673 | 0.045626 | 0.044507 | 0.044094 | 0.043014 | 0.039292 | 0.036337 | 0.036546 | 0.035074 | 0.034672 | 0.034471 | 0.032066 | 0.031575 | 0.033358
Portfolio Adjusted1-in-10Size: 20 kW to 199.99 kWSouth of Lugo2019Typical Event Day | Portfolio Adjusted | 1-in-10 | Size: 20 kW to 199.99 kW | South of Lugo | 2019 | Typical Event Day | 8 | 15.2938 | 14.4611 | 13.9641 | 13.7997 | 14.1983 | 16.0169 | 18.4361 | 21.1393 | 25.4393 | 28.792 | 31.6969 | 33.4603 | 34.1081 | 34.8256 | 35.057 | 34.7173 | 33.6026 | 31.1881 | 27.6424 | 25.8393 | 24.8145 | 22.5882 | 19.9295 | 17.1772 | 0 | 0 | 0 | 0 | 0 | 0 | 0 | 0 | 0 | 0 | 0 | 0 | 0 | 0 | 0.3342 | 0.33587 | 0.33364 | 0.23962 | 0 | 0 | 0 | 0 | 0 | 0 | 69.9154 | 69.3027 | 69.0281 | 68.8274 | 68.1818 | 67.7691 | 67.6025 | 68.0487 | 70.5121 | 74.5472 | 78.6685 | 82.0814 | 84.4052 | 85.9597 | 86.943 | 87.4897 | 88.3832 | 87.7696 | 86.7453 | 84.0436 | 79.9296 | 76.1636 | 73.7777 | 72.3013 | 0.035256 | 0.035911 | 0.033989 | 0.029469 | 0.030153 | 0.032968 | 0.039141 | 0.046734 | 0.056171 | 0.061949 | 0.06596 | 0.068986 | 0.070402 | 0.071174 | 0.0701 | 0.065065 | 0.059905 | 0.055333 | 0.048531 | 0.046283 | 0.046073 | 0.041793 | 0.039754 | 0.04015
Portfolio Adjusted1-in-10Size: 20 kW to 199.99 kWSouth of Lugo2020January Monthly Peak | Portfolio Adjusted | 1-in-10 | Size: 20 kW to 199.99 kW | South of Lugo | 2020 | January Monthly Peak | 1 | 13.193 | 12.9066 | 12.7533 | 12.8197 | 13.1597 | 14.8785 | 17.656 | 19.4556 | 21.5992 | 22.2931 | 22.4799 | 21.9989 | 21.2617 | 21.3051 | 21.1923 | 20.4228 | 19.6334 | 19.9953 | 19.7419 | 19.115 | 18.3183 | 17.0516 | 15.6008 | 14.0397 | 0 | 0 | 0 | 0 | 0 | 0 | 0 | 0 | 0 | 0 | 0 | 0 | 0 | 0 | 0.20203 | 0.19758 | 0.19494 | 0.15362 | 0 | 0 | 0 | 0 | 0 | 0 | 46.1277 | 46.1092 | 45.4825 | 44.7667 | 44.5135 | 44.1755 | 43.087 | 42.8208 | 43.8014 | 46.4944 | 48.5422 | 50.5974 | 52.68 | 53.7063 | 54.6475 | 54.8653 | 54.4573 | 53.4794 | 51.9047 | 50.8783 | 50.038 | 49.6927 | 49.4788 | 48.3829 | 0.030413 | 0.032051 | 0.031042 | 0.027376 | 0.027947 | 0.030625 | 0.037485 | 0.043012 | 0.047692 | 0.047966 | 0.04678 | 0.045356 | 0.043886 | 0.043542 | 0.042376 | 0.038275 | 0.035001 | 0.035475 | 0.03466 | 0.034238 | 0.034011 | 0.031549 | 0.031119 | 0.032816
Portfolio Adjusted1-in-10Size: 20 kW to 199.99 kWSouth of Lugo2020February Monthly Peak | Portfolio Adjusted | 1-in-10 | Size: 20 kW to 199.99 kW | South of Lugo | 2020 | February Monthly Peak | 2 | 13.0619 | 12.6311 | 12.3387 | 12.3222 | 12.6087 | 13.9723 | 16.1466 | 17.6514 | 19.8579 | 21.3191 | 22.4212 | 23.081 | 23.2665 | 23.8464 | 23.959 | 23.3971 | 22.5015 | 21.3414 | 20.6535 | 19.6773 | 18.735 | 17.3572 | 15.5746 | 13.8865 | 0 | 0 | 0 | 0 | 0 | 0 | 0 | 0 | 0 | 0 | 0 | 0 | 0 | 0 | 0.22841 | 0.22635 | 0.22342 | 0.16397 | 0 | 0 | 0 | 0 | 0 | 0 | 51.7549 | 51.0721 | 50.3189 | 49.3036 | 48.5727 | 48.3245 | 47.5292 | 47.282 | 48.7126 | 52.3712 | 56.2509 | 60.056 | 61.9756 | 63.3413 | 63.8294 | 63.7648 | 63.1255 | 62.2369 | 60.0379 | 58.0108 | 56.4718 | 55.2762 | 54.2997 | 53.0008 | 0.030111 | 0.031366 | 0.030033 | 0.026314 | 0.026777 | 0.02876 | 0.034281 | 0.039023 | 0.043847 | 0.04587 | 0.046658 | 0.047586 | 0.048024 | 0.048736 | 0.047908 | 0.04385 | 0.040114 | 0.037864 | 0.036261 | 0.035246 | 0.034785 | 0.032114 | 0.031067 | 0.032458
Portfolio Adjusted1-in-10Size: 20 kW to 199.99 kWSouth of Lugo2020March Monthly Peak | Portfolio Adjusted | 1-in-10 | Size: 20 kW to 199.99 kW | South of Lugo | 2020 | March Monthly Peak | 3 | 13.4399 | 12.9246 | 12.4785 | 12.3318 | 12.6617 | 13.8038 | 16.0695 | 17.5378 | 20.2759 | 22.9638 | 24.984 | 26.5728 | 27.2978 | 28.2755 | 28.6216 | 28.1859 | 27.277 | 25.3021 | 22.9446 | 21.9959 | 20.8743 | 19.0799 | 16.8271 | 14.7514 | 0 | 0 | 0 | 0 | 0 | 0 | 0 | 0 | 0 | 0 | 0 | 0 | 0 | 0 | 0.27286 | 0.27268 | 0.27083 | 0.1944 | 0 | 0 | 0 | 0 | 0 | 0 | 60.992 | 59.3531 | 58.6765 | 58.1601 | 57.2734 | 55.514 | 54.9777 | 55.6396 | 58.939 | 64.0938 | 69.4051 | 73.8843 | 76.7557 | 77.8109 | 78.3001 | 78.4099 | 77.4073 | 76.3182 | 74.7597 | 72.2572 | 69.6293 | 66.2525 | 63.2534 | 61.1025 | 0.030982 | 0.032095 | 0.030373 | 0.026334 | 0.02689 | 0.028413 | 0.034117 | 0.038772 | 0.04477 | 0.049409 | 0.051991 | 0.054786 | 0.056345 | 0.057787 | 0.057232 | 0.052824 | 0.048628 | 0.044891 | 0.040283 | 0.039399 | 0.038757 | 0.035302 | 0.033565 | 0.03448
Portfolio Adjusted1-in-10Size: 20 kW to 199.99 kWSouth of Lugo2020April Monthly Peak | Portfolio Adjusted | 1-in-10 | Size: 20 kW to 199.99 kW | South of Lugo | 2020 | April Monthly Peak | 4 | 14.1142 | 13.4878 | 12.9689 | 12.7866 | 13.1802 | 14.4402 | 16.5219 | 18.5706 | 22.385 | 25.707 | 28.4431 | 30.3675 | 31.2372 | 32.0918 | 32.2531 | 31.8067 | 30.6137 | 28.2157 | 24.9194 | 23.7233 | 22.6545 | 20.6117 | 18.0937 | 15.6879 | 0 | 0 | 0 | 0 | 0 | 0 | 0 | 0 | 0 | 0 | 0 | 0 | 0 | 0 | 0.30747 | 0.30771 | 0.30396 | 0.21678 | 0 | 0 | 0 | 0 | 0 | 0 | 70.2366 | 69.2532 | 67.6769 | 66.0963 | 64.7401 | 63.8838 | 63.4959 | 63.576 | 66.2894 | 71.9069 | 77.2243 | 82.3192 | 85.3139 | 86.1566 | 85.2592 | 85.2006 | 85.1445 | 85.2123 | 83.8401 | 79.8078 | 75.0521 | 70.4282 | 68.1164 | 67.1315 | 0.032537 | 0.033494 | 0.031567 | 0.027305 | 0.027991 | 0.029723 | 0.035077 | 0.041055 | 0.049427 | 0.055312 | 0.059189 | 0.062609 | 0.064476 | 0.065587 | 0.064494 | 0.05961 | 0.054576 | 0.05006 | 0.04375 | 0.042493 | 0.042062 | 0.038136 | 0.036092 | 0.036669
Portfolio Adjusted1-in-10Size: 20 kW to 199.99 kWSouth of Lugo2020May Monthly Peak | Portfolio Adjusted | 1-in-10 | Size: 20 kW to 199.99 kW | South of Lugo | 2020 | May Monthly Peak | 5 | 13.9964 | 13.3907 | 12.9479 | 12.8115 | 13.2278 | 14.5186 | 16.328 | 18.7234 | 22.4485 | 25.6416 | 28.0944 | 29.8839 | 30.7408 | 31.4028 | 31.5011 | 30.9705 | 29.8031 | 27.4893 | 24.4395 | 22.954 | 22.4201 | 20.435 | 17.872 | 15.5164 | 0 | 0 | 0 | 0 | 0 | 0 | 0 | 0 | 0 | 0 | 0 | 0 | 0 | 0 | 0.30031 | 0.29962 | 0.29591 | 0.2112 | 0 | 0 | 0 | 0 | 0 | 0 | 67.3841 | 66.7799 | 65.3704 | 64.6307 | 64.1236 | 63.5004 | 63.7552 | 63.8562 | 66.8419 | 72.4251 | 77.5471 | 81.2201 | 83.0993 | 83.8616 | 86.0419 | 87.2506 | 87.8041 | 86.6399 | 85.056 | 82.805 | 79.6113 | 75.6318 | 72.4927 | 70.2392 | 0.032265 | 0.033253 | 0.031516 | 0.027358 | 0.028092 | 0.029884 | 0.034666 | 0.041393 | 0.049567 | 0.055171 | 0.058463 | 0.061612 | 0.063452 | 0.064179 | 0.06299 | 0.058043 | 0.053131 | 0.048771 | 0.042908 | 0.041115 | 0.041627 | 0.037809 | 0.03565 | 0.036268
Portfolio Adjusted1-in-10Size: 20 kW to 199.99 kWSouth of Lugo2020June Monthly Peak | Portfolio Adjusted | 1-in-10 | Size: 20 kW to 199.99 kW | South of Lugo | 2020 | June Monthly Peak | 6 | 14.371 | 13.7428 | 13.3051 | 13.1505 | 13.5471 | 14.8873 | 16.9406 | 19.528 | 23.4647 | 26.8287 | 29.3917 | 31.1428 | 31.7683 | 32.4111 | 32.5106 | 32.0187 | 30.8689 | 28.5454 | 25.4256 | 23.4812 | 22.8191 | 20.9982 | 18.3731 | 15.9122 | 0 | 0 | 0 | 0 | 0 | 0 | 0 | 0 | 0 | 0 | 0 | 0 | 0 | 0 | 0.30993 | 0.30976 | 0.3065 | 0.21932 | 0 | 0 | 0 | 0 | 0 | 0 | 66.0212 | 65.585 | 65.3309 | 65.2751 | 64.1347 | 63.373 | 63.3796 | 64.4645 | 67.1189 | 71.3334 | 76.2774 | 79.8792 | 81.501 | 81.5356 | 82.6855 | 82.9017 | 84.1925 | 83.9644 | 83.9532 | 82.1954 | 77.8334 | 73.8503 | 71.3188 | 69.8164 | 0.033129 | 0.034127 | 0.032385 | 0.028082 | 0.02877 | 0.030643 | 0.035966 | 0.043172 | 0.051811 | 0.057725 | 0.061163 | 0.064208 | 0.065573 | 0.066239 | 0.065008 | 0.060008 | 0.055031 | 0.050645 | 0.044639 | 0.042059 | 0.042368 | 0.038851 | 0.036649 | 0.037193
Portfolio Adjusted1-in-10Size: 20 kW to 199.99 kWSouth of Lugo2020July Monthly Peak | Portfolio Adjusted | 1-in-10 | Size: 20 kW to 199.99 kW | South of Lugo | 2020 | July Monthly Peak | 7 | 15.0864 | 14.252 | 13.7768 | 13.6042 | 14.0736 | 15.7536 | 17.9405 | 20.6834 | 24.7266 | 27.9613 | 30.6 | 32.3234 | 32.9383 | 33.6441 | 33.8232 | 33.4193 | 32.3464 | 30.0778 | 26.8204 | 24.7897 | 24.1105 | 22.2067 | 19.5347 | 16.9428 | 0 | 0 | 0 | 0 | 0 | 0 | 0 | 0 | 0 | 0 | 0 | 0 | 0 | 0 | 0.32244 | 0.32331 | 0.32117 | 0.23109 | 0 | 0 | 0 | 0 | 0 | 0 | 69.5316 | 68.8204 | 68.5835 | 68.4135 | 68.0512 | 67.811 | 67.3945 | 67.5538 | 70.3127 | 74.3922 | 77.955 | 79.1667 | 80.1621 | 81.6898 | 83.979 | 84.9561 | 87.2309 | 85.7934 | 83.8218 | 81.0358 | 77.8254 | 75.3133 | 73.6063 | 72.4417 | 0.034778 | 0.035392 | 0.033533 | 0.029051 | 0.029888 | 0.032426 | 0.038089 | 0.045726 | 0.054597 | 0.060162 | 0.063677 | 0.066642 | 0.067988 | 0.068759 | 0.067633 | 0.062633 | 0.057665 | 0.053364 | 0.047088 | 0.044403 | 0.044766 | 0.041087 | 0.038966 | 0.039602
Portfolio Adjusted1-in-10Size: 20 kW to 199.99 kWSouth of Lugo2020August Monthly Peak | Portfolio Adjusted | 1-in-10 | Size: 20 kW to 199.99 kW | South of Lugo | 2020 | August Monthly Peak | 8 | 15.3531 | 14.5164 | 14.0154 | 13.8491 | 14.2522 | 16.0836 | 18.5227 | 21.2629 | 25.615 | 29.0053 | 31.9391 | 33.7127 | 34.3608 | 35.0701 | 35.2877 | 34.9403 | 33.8068 | 31.3772 | 27.8062 | 25.985 | 24.9421 | 22.6994 | 20.0268 | 17.257 | 0 | 0 | 0 | 0 | 0 | 0 | 0 | 0 | 0 | 0 | 0 | 0 | 0 | 0 | 0.3364 | 0.33803 | 0.33567 | 0.24107 | 0 | 0 | 0 | 0 | 0 | 0 | 70.3756 | 69.9811 | 69.8759 | 69.5803 | 69.1616 | 69.0092 | 68.9065 | 69.1685 | 71.4663 | 75.2084 | 78.5294 | 81.9129 | 84.4652 | 85.8842 | 86.2972 | 87.4156 | 87.9055 | 88.2639 | 87.4384 | 83.6992 | 78.5771 | 75.2053 | 73.1679 | 71.8718 | 0.035393 | 0.036048 | 0.034114 | 0.029574 | 0.030268 | 0.033105 | 0.039325 | 0.047007 | 0.056559 | 0.062408 | 0.066464 | 0.069506 | 0.070924 | 0.071674 | 0.070561 | 0.065483 | 0.060269 | 0.055669 | 0.048819 | 0.046544 | 0.04631 | 0.041998 | 0.039948 | 0.040336
Portfolio Adjusted1-in-10Size: 20 kW to 199.99 kWSouth of Lugo2020September Monthly Peak | Portfolio Adjusted | 1-in-10 | Size: 20 kW to 199.99 kW | South of Lugo | 2020 | September Monthly Peak | 9 | 15.898 | 15.0937 | 14.5736 | 14.4054 | 14.8755 | 16.7689 | 19.7524 | 22.32 | 27.3796 | 30.9884 | 33.743 | 35.6998 | 36.2327 | 36.8663 | 36.8175 | 36.0862 | 34.5342 | 31.7833 | 27.9288 | 26.6789 | 25.1606 | 23.0093 | 20.1366 | 17.4606 | 0 | 0 | 0 | 0 | 0 | 0 | 0 | 0 | 0 | 0 | 0 | 0 | 0 | 0 | 0.35099 | 0.34912 | 0.34289 | 0.24419 | 0 | 0 | 0 | 0 | 0 | 0 | 73.7332 | 72.8242 | 72.322 | 72.0406 | 71.3795 | 70.8832 | 70.7294 | 71.0081 | 73.1505 | 77.2549 | 81.9121 | 87.3669 | 91.4925 | 94.7293 | 94.8104 | 94.6853 | 94.2038 | 93.0568 | 91.7681 | 89.2438 | 85.4826 | 80.2854 | 77.0179 | 75.0753 | 0.036649 | 0.037482 | 0.035473 | 0.030762 | 0.031591 | 0.034516 | 0.041936 | 0.049345 | 0.060455 | 0.066675 | 0.070218 | 0.073603 | 0.074787 | 0.075345 | 0.073621 | 0.067631 | 0.061565 | 0.056389 | 0.049034 | 0.047787 | 0.046715 | 0.042572 | 0.040167 | 0.040812
Portfolio Adjusted1-in-10Size: 20 kW to 199.99 kWSouth of Lugo2020October Monthly Peak | Portfolio Adjusted | 1-in-10 | Size: 20 kW to 199.99 kW | South of Lugo | 2020 | October Monthly Peak | 10 | 14.706 | 13.9909 | 13.5066 | 13.3105 | 13.7232 | 15.3266 | 18.0769 | 19.8832 | 23.8638 | 27.2144 | 29.7101 | 31.5745 | 32.3334 | 33.2063 | 33.4343 | 32.8188 | 31.4961 | 28.8081 | 26.1856 | 24.6956 | 23.199 | 21.2888 | 18.5595 | 16.2096 | 0 | 0 | 0 | 0 | 0 | 0 | 0 | 0 | 0 | 0 | 0 | 0 | 0 | 0 | 0.31874 | 0.31751 | 0.31272 | 0.22133 | 0 | 0 | 0 | 0 | 0 | 0 | 71.6194 | 71.1628 | 70.2739 | 69.3622 | 68.323 | 68.1268 | 68.2547 | 68.4171 | 69.516 | 72.2837 | 76.6237 | 81.5917 | 84.4384 | 85.7536 | 86.2235 | 86.65 | 85.7085 | 82.98 | 79.3771 | 77.1551 | 75.1387 | 73.7179 | 72.5112 | 71.3959 | 0.033901 | 0.034743 | 0.032876 | 0.028424 | 0.029144 | 0.031547 | 0.038379 | 0.043957 | 0.052692 | 0.058555 | 0.061825 | 0.065098 | 0.066739 | 0.067865 | 0.066855 | 0.061507 | 0.056149 | 0.051111 | 0.045973 | 0.044234 | 0.043073 | 0.039389 | 0.037021 | 0.037888
Portfolio Adjusted1-in-10Size: 20 kW to 199.99 kWSouth of Lugo2020November Monthly Peak | Portfolio Adjusted | 1-in-10 | Size: 20 kW to 199.99 kW | South of Lugo | 2020 | November Monthly Peak | 11 | 13.1257 | 12.5647 | 12.2512 | 12.2188 | 12.5279 | 14.0934 | 15.7906 | 17.62 | 20.8453 | 23.6732 | 25.5671 | 27.1321 | 27.8572 | 28.5685 | 28.5681 | 27.8675 | 26.5803 | 25.3559 | 22.9756 | 21.4574 | 20.1638 | 18.3208 | 16.1342 | 14.2916 | 0 | 0 | 0 | 0 | 0 | 0 | 0 | 0 | 0 | 0 | 0 | 0 | 0 | 0 | 0.27234 | 0.2696 | 0.26392 | 0.19481 | 0 | 0 | 0 | 0 | 0 | 0 | 64.2239 | 62.5108 | 61.7076 | 60.1658 | 59.1754 | 58.4466 | 57.7675 | 58.8534 | 61.6331 | 66.8736 | 72.4638 | 76.6473 | 78.6726 | 80.1987 | 80.9191 | 80.3612 | 78.9327 | 76.8525 | 74.8666 | 72.1914 | 70.4714 | 69.038 | 67.2045 | 66.017 | 0.030258 | 0.031202 | 0.02982 | 0.026093 | 0.026606 | 0.029009 | 0.033525 | 0.038954 | 0.046027 | 0.050936 | 0.053204 | 0.055939 | 0.0575 | 0.058386 | 0.057125 | 0.052228 | 0.047386 | 0.044986 | 0.040338 | 0.038434 | 0.037438 | 0.033897 | 0.032183 | 0.033405
Portfolio Adjusted1-in-10Size: 20 kW to 199.99 kWSouth of Lugo2020December Monthly Peak | Portfolio Adjusted | 1-in-10 | Size: 20 kW to 199.99 kW | South of Lugo | 2020 | December Monthly Peak | 12 | 13.1106 | 12.6701 | 12.4775 | 12.6132 | 12.9583 | 14.8829 | 17.6175 | 19.2303 | 21.5974 | 22.3971 | 22.4285 | 22.1302 | 21.5627 | 21.5751 | 21.5112 | 20.9654 | 20.3824 | 20.5987 | 19.9774 | 19.3571 | 18.5656 | 17.331 | 15.8291 | 14.2715 | 0 | 0 | 0 | 0 | 0 | 0 | 0 | 0 | 0 | 0 | 0 | 0 | 0 | 0 | 0.20507 | 0.20283 | 0.20238 | 0.15826 | 0 | 0 | 0 | 0 | 0 | 0 | 47.0497 | 46.4524 | 45.5609 | 44.8637 | 44.3079 | 43.1863 | 43.9224 | 44.4235 | 45.7597 | 47.7722 | 50.2669 | 52.0659 | 53.1801 | 52.844 | 52.8133 | 52.686 | 52.367 | 51.1542 | 49.9358 | 49.1599 | 48.1515 | 47.5462 | 46.7935 | 46.4906 | 0.030223 | 0.031463 | 0.030371 | 0.026935 | 0.02752 | 0.030634 | 0.037404 | 0.042514 | 0.047688 | 0.04819 | 0.046673 | 0.045626 | 0.044507 | 0.044094 | 0.043014 | 0.039292 | 0.036337 | 0.036546 | 0.035074 | 0.034672 | 0.034471 | 0.032066 | 0.031575 | 0.033358
Portfolio Adjusted1-in-10Size: 20 kW to 199.99 kWSouth of Lugo2020Typical Event Day | Portfolio Adjusted | 1-in-10 | Size: 20 kW to 199.99 kW | South of Lugo | 2020 | Typical Event Day | 8 | 15.2938 | 14.4611 | 13.9641 | 13.7997 | 14.1983 | 16.0169 | 18.4361 | 21.1393 | 25.4393 | 28.792 | 31.6969 | 33.4603 | 34.1081 | 34.8256 | 35.057 | 34.7173 | 33.6026 | 31.1881 | 27.6424 | 25.8393 | 24.8145 | 22.5882 | 19.9295 | 17.1772 | 0 | 0 | 0 | 0 | 0 | 0 | 0 | 0 | 0 | 0 | 0 | 0 | 0 | 0 | 0.3342 | 0.33587 | 0.33364 | 0.23962 | 0 | 0 | 0 | 0 | 0 | 0 | 69.9154 | 69.3027 | 69.0281 | 68.8274 | 68.1818 | 67.7691 | 67.6025 | 68.0487 | 70.5121 | 74.5472 | 78.6685 | 82.0814 | 84.4052 | 85.9597 | 86.943 | 87.4897 | 88.3832 | 87.7696 | 86.7453 | 84.0436 | 79.9296 | 76.1636 | 73.7777 | 72.3013 | 0.035256 | 0.035911 | 0.033989 | 0.029469 | 0.030153 | 0.032968 | 0.039141 | 0.046734 | 0.056171 | 0.061949 | 0.06596 | 0.068986 | 0.070402 | 0.071174 | 0.0701 | 0.065065 | 0.059905 | 0.055333 | 0.048531 | 0.046283 | 0.046073 | 0.041793 | 0.039754 | 0.04015
Portfolio Adjusted1-in-10Size: 20 kW to 199.99 kWSouth of Lugo2021January Monthly Peak | Portfolio Adjusted | 1-in-10 | Size: 20 kW to 199.99 kW | South of Lugo | 2021 | January Monthly Peak | 1 | 13.193 | 12.9066 | 12.7533 | 12.8197 | 13.1597 | 14.8785 | 17.656 | 19.4556 | 21.5992 | 22.2931 | 22.4799 | 21.9989 | 21.2617 | 21.3051 | 21.1923 | 20.4228 | 19.6334 | 19.9953 | 19.7419 | 19.115 | 18.3183 | 17.0516 | 15.6008 | 14.0397 | 0 | 0 | 0 | 0 | 0 | 0 | 0 | 0 | 0 | 0 | 0 | 0 | 0 | 0 | 0.20203 | 0.19758 | 0.19494 | 0.15362 | 0 | 0 | 0 | 0 | 0 | 0 | 46.1277 | 46.1092 | 45.4825 | 44.7667 | 44.5135 | 44.1755 | 43.087 | 42.8208 | 43.8014 | 46.4944 | 48.5422 | 50.5974 | 52.68 | 53.7063 | 54.6475 | 54.8653 | 54.4573 | 53.4794 | 51.9047 | 50.8783 | 50.038 | 49.6927 | 49.4788 | 48.3829 | 0.030413 | 0.032051 | 0.031042 | 0.027376 | 0.027947 | 0.030625 | 0.037485 | 0.043012 | 0.047692 | 0.047966 | 0.04678 | 0.045356 | 0.043886 | 0.043542 | 0.042376 | 0.038275 | 0.035001 | 0.035475 | 0.03466 | 0.034238 | 0.034011 | 0.031549 | 0.031119 | 0.032816
Portfolio Adjusted1-in-10Size: 20 kW to 199.99 kWSouth of Lugo2021February Monthly Peak | Portfolio Adjusted | 1-in-10 | Size: 20 kW to 199.99 kW | South of Lugo | 2021 | February Monthly Peak | 2 | 13.0619 | 12.6311 | 12.3387 | 12.3222 | 12.6087 | 13.9723 | 16.1466 | 17.6514 | 19.8579 | 21.3191 | 22.4212 | 23.081 | 23.2665 | 23.8464 | 23.959 | 23.3971 | 22.5015 | 21.3414 | 20.6535 | 19.6773 | 18.735 | 17.3572 | 15.5746 | 13.8865 | 0 | 0 | 0 | 0 | 0 | 0 | 0 | 0 | 0 | 0 | 0 | 0 | 0 | 0 | 0.22841 | 0.22635 | 0.22342 | 0.16397 | 0 | 0 | 0 | 0 | 0 | 0 | 51.7549 | 51.0721 | 50.3189 | 49.3036 | 48.5727 | 48.3245 | 47.5292 | 47.282 | 48.7126 | 52.3712 | 56.2509 | 60.056 | 61.9756 | 63.3413 | 63.8294 | 63.7648 | 63.1255 | 62.2369 | 60.0379 | 58.0108 | 56.4718 | 55.2762 | 54.2997 | 53.0008 | 0.030111 | 0.031366 | 0.030033 | 0.026314 | 0.026777 | 0.02876 | 0.034281 | 0.039023 | 0.043847 | 0.04587 | 0.046658 | 0.047586 | 0.048024 | 0.048736 | 0.047908 | 0.04385 | 0.040114 | 0.037864 | 0.036261 | 0.035246 | 0.034785 | 0.032114 | 0.031067 | 0.032458
Portfolio Adjusted1-in-10Size: 20 kW to 199.99 kWSouth of Lugo2021March Monthly Peak | Portfolio Adjusted | 1-in-10 | Size: 20 kW to 199.99 kW | South of Lugo | 2021 | March Monthly Peak | 3 | 13.4399 | 12.9246 | 12.4785 | 12.3318 | 12.6617 | 13.8038 | 16.0695 | 17.5378 | 20.2759 | 22.9638 | 24.984 | 26.5728 | 27.2978 | 28.2755 | 28.6216 | 28.1859 | 27.277 | 25.3021 | 22.9446 | 21.9959 | 20.8743 | 19.0799 | 16.8271 | 14.7514 | 0 | 0 | 0 | 0 | 0 | 0 | 0 | 0 | 0 | 0 | 0 | 0 | 0 | 0 | 0.27286 | 0.27268 | 0.27083 | 0.1944 | 0 | 0 | 0 | 0 | 0 | 0 | 60.992 | 59.3531 | 58.6765 | 58.1601 | 57.2734 | 55.514 | 54.9777 | 55.6396 | 58.939 | 64.0938 | 69.4051 | 73.8843 | 76.7557 | 77.8109 | 78.3001 | 78.4099 | 77.4073 | 76.3182 | 74.7597 | 72.2572 | 69.6293 | 66.2525 | 63.2534 | 61.1025 | 0.030982 | 0.032095 | 0.030373 | 0.026334 | 0.02689 | 0.028413 | 0.034117 | 0.038772 | 0.04477 | 0.049409 | 0.051991 | 0.054786 | 0.056345 | 0.057787 | 0.057232 | 0.052824 | 0.048628 | 0.044891 | 0.040283 | 0.039399 | 0.038757 | 0.035302 | 0.033565 | 0.03448
Portfolio Adjusted1-in-10Size: 20 kW to 199.99 kWSouth of Lugo2021April Monthly Peak | Portfolio Adjusted | 1-in-10 | Size: 20 kW to 199.99 kW | South of Lugo | 2021 | April Monthly Peak | 4 | 14.1142 | 13.4878 | 12.9689 | 12.7866 | 13.1802 | 14.4402 | 16.5219 | 18.5706 | 22.385 | 25.707 | 28.4431 | 30.3675 | 31.2372 | 32.0918 | 32.2531 | 31.8067 | 30.6137 | 28.2157 | 24.9194 | 23.7233 | 22.6545 | 20.6117 | 18.0937 | 15.6879 | 0 | 0 | 0 | 0 | 0 | 0 | 0 | 0 | 0 | 0 | 0 | 0 | 0 | 0 | 0.30747 | 0.30771 | 0.30396 | 0.21678 | 0 | 0 | 0 | 0 | 0 | 0 | 70.2366 | 69.2532 | 67.6769 | 66.0963 | 64.7401 | 63.8838 | 63.4959 | 63.576 | 66.2894 | 71.9069 | 77.2243 | 82.3192 | 85.3139 | 86.1566 | 85.2592 | 85.2006 | 85.1445 | 85.2123 | 83.8401 | 79.8078 | 75.0521 | 70.4282 | 68.1164 | 67.1315 | 0.032537 | 0.033494 | 0.031567 | 0.027305 | 0.027991 | 0.029723 | 0.035077 | 0.041055 | 0.049427 | 0.055312 | 0.059189 | 0.062609 | 0.064476 | 0.065587 | 0.064494 | 0.05961 | 0.054576 | 0.05006 | 0.04375 | 0.042493 | 0.042062 | 0.038136 | 0.036092 | 0.036669
Portfolio Adjusted1-in-10Size: 20 kW to 199.99 kWSouth of Lugo2021May Monthly Peak | Portfolio Adjusted | 1-in-10 | Size: 20 kW to 199.99 kW | South of Lugo | 2021 | May Monthly Peak | 5 | 13.9964 | 13.3907 | 12.9479 | 12.8115 | 13.2278 | 14.5186 | 16.328 | 18.7234 | 22.4485 | 25.6416 | 28.0944 | 29.8839 | 30.7408 | 31.4028 | 31.5011 | 30.9705 | 29.8031 | 27.4893 | 24.4395 | 22.954 | 22.4201 | 20.435 | 17.872 | 15.5164 | 0 | 0 | 0 | 0 | 0 | 0 | 0 | 0 | 0 | 0 | 0 | 0 | 0 | 0 | 0.30031 | 0.29962 | 0.29591 | 0.2112 | 0 | 0 | 0 | 0 | 0 | 0 | 67.3841 | 66.7799 | 65.3704 | 64.6307 | 64.1236 | 63.5004 | 63.7552 | 63.8562 | 66.8419 | 72.4251 | 77.5471 | 81.2201 | 83.0993 | 83.8616 | 86.0419 | 87.2506 | 87.8041 | 86.6399 | 85.056 | 82.805 | 79.6113 | 75.6318 | 72.4927 | 70.2392 | 0.032265 | 0.033253 | 0.031516 | 0.027358 | 0.028092 | 0.029884 | 0.034666 | 0.041393 | 0.049567 | 0.055171 | 0.058463 | 0.061612 | 0.063452 | 0.064179 | 0.06299 | 0.058043 | 0.053131 | 0.048771 | 0.042908 | 0.041115 | 0.041627 | 0.037809 | 0.03565 | 0.036268
Portfolio Adjusted1-in-10Size: 20 kW to 199.99 kWSouth of Lugo2021June Monthly Peak | Portfolio Adjusted | 1-in-10 | Size: 20 kW to 199.99 kW | South of Lugo | 2021 | June Monthly Peak | 6 | 14.371 | 13.7428 | 13.3051 | 13.1505 | 13.5471 | 14.8873 | 16.9406 | 19.528 | 23.4647 | 26.8287 | 29.3917 | 31.1428 | 31.7683 | 32.4111 | 32.5106 | 32.0187 | 30.8689 | 28.5454 | 25.4256 | 23.4812 | 22.8191 | 20.9982 | 18.3731 | 15.9122 | 0 | 0 | 0 | 0 | 0 | 0 | 0 | 0 | 0 | 0 | 0 | 0 | 0 | 0 | 0.30993 | 0.30976 | 0.3065 | 0.21932 | 0 | 0 | 0 | 0 | 0 | 0 | 66.0212 | 65.585 | 65.3309 | 65.2751 | 64.1347 | 63.373 | 63.3796 | 64.4645 | 67.1189 | 71.3334 | 76.2774 | 79.8792 | 81.501 | 81.5356 | 82.6855 | 82.9017 | 84.1925 | 83.9644 | 83.9532 | 82.1954 | 77.8334 | 73.8503 | 71.3188 | 69.8164 | 0.033129 | 0.034127 | 0.032385 | 0.028082 | 0.02877 | 0.030643 | 0.035966 | 0.043172 | 0.051811 | 0.057725 | 0.061163 | 0.064208 | 0.065573 | 0.066239 | 0.065008 | 0.060008 | 0.055031 | 0.050645 | 0.044639 | 0.042059 | 0.042368 | 0.038851 | 0.036649 | 0.037193
Portfolio Adjusted1-in-10Size: 20 kW to 199.99 kWSouth of Lugo2021July Monthly Peak | Portfolio Adjusted | 1-in-10 | Size: 20 kW to 199.99 kW | South of Lugo | 2021 | July Monthly Peak | 7 | 15.0864 | 14.252 | 13.7768 | 13.6042 | 14.0736 | 15.7536 | 17.9405 | 20.6834 | 24.7266 | 27.9613 | 30.6 | 32.3234 | 32.9383 | 33.6441 | 33.8232 | 33.4193 | 32.3464 | 30.0778 | 26.8204 | 24.7897 | 24.1105 | 22.2067 | 19.5347 | 16.9428 | 0 | 0 | 0 | 0 | 0 | 0 | 0 | 0 | 0 | 0 | 0 | 0 | 0 | 0 | 0.32244 | 0.32331 | 0.32117 | 0.23109 | 0 | 0 | 0 | 0 | 0 | 0 | 69.5316 | 68.8204 | 68.5835 | 68.4135 | 68.0512 | 67.811 | 67.3945 | 67.5538 | 70.3127 | 74.3922 | 77.955 | 79.1667 | 80.1621 | 81.6898 | 83.979 | 84.9561 | 87.2309 | 85.7934 | 83.8218 | 81.0358 | 77.8254 | 75.3133 | 73.6063 | 72.4417 | 0.034778 | 0.035392 | 0.033533 | 0.029051 | 0.029888 | 0.032426 | 0.038089 | 0.045726 | 0.054597 | 0.060162 | 0.063677 | 0.066642 | 0.067988 | 0.068759 | 0.067633 | 0.062633 | 0.057665 | 0.053364 | 0.047088 | 0.044403 | 0.044766 | 0.041087 | 0.038966 | 0.039602
Portfolio Adjusted1-in-10Size: 20 kW to 199.99 kWSouth of Lugo2021August Monthly Peak | Portfolio Adjusted | 1-in-10 | Size: 20 kW to 199.99 kW | South of Lugo | 2021 | August Monthly Peak | 8 | 15.3531 | 14.5164 | 14.0154 | 13.8491 | 14.2522 | 16.0836 | 18.5227 | 21.2629 | 25.615 | 29.0053 | 31.9391 | 33.7127 | 34.3608 | 35.0701 | 35.2877 | 34.9403 | 33.8068 | 31.3772 | 27.8062 | 25.985 | 24.9421 | 22.6994 | 20.0268 | 17.257 | 0 | 0 | 0 | 0 | 0 | 0 | 0 | 0 | 0 | 0 | 0 | 0 | 0 | 0 | 0.3364 | 0.33803 | 0.33567 | 0.24107 | 0 | 0 | 0 | 0 | 0 | 0 | 70.3756 | 69.9811 | 69.8759 | 69.5803 | 69.1616 | 69.0092 | 68.9065 | 69.1685 | 71.4663 | 75.2084 | 78.5294 | 81.9129 | 84.4652 | 85.8842 | 86.2972 | 87.4156 | 87.9055 | 88.2639 | 87.4384 | 83.6992 | 78.5771 | 75.2053 | 73.1679 | 71.8718 | 0.035393 | 0.036048 | 0.034114 | 0.029574 | 0.030268 | 0.033105 | 0.039325 | 0.047007 | 0.056559 | 0.062408 | 0.066464 | 0.069506 | 0.070924 | 0.071674 | 0.070561 | 0.065483 | 0.060269 | 0.055669 | 0.048819 | 0.046544 | 0.04631 | 0.041998 | 0.039948 | 0.040336
Portfolio Adjusted1-in-10Size: 20 kW to 199.99 kWSouth of Lugo2021September Monthly Peak | Portfolio Adjusted | 1-in-10 | Size: 20 kW to 199.99 kW | South of Lugo | 2021 | September Monthly Peak | 9 | 15.898 | 15.0937 | 14.5736 | 14.4054 | 14.8755 | 16.7689 | 19.7524 | 22.32 | 27.3796 | 30.9884 | 33.743 | 35.6998 | 36.2327 | 36.8663 | 36.8175 | 36.0862 | 34.5342 | 31.7833 | 27.9288 | 26.6789 | 25.1606 | 23.0093 | 20.1366 | 17.4606 | 0 | 0 | 0 | 0 | 0 | 0 | 0 | 0 | 0 | 0 | 0 | 0 | 0 | 0 | 0.35099 | 0.34912 | 0.34289 | 0.24419 | 0 | 0 | 0 | 0 | 0 | 0 | 73.7332 | 72.8242 | 72.322 | 72.0406 | 71.3795 | 70.8832 | 70.7294 | 71.0081 | 73.1505 | 77.2549 | 81.9121 | 87.3669 | 91.4925 | 94.7293 | 94.8104 | 94.6853 | 94.2038 | 93.0568 | 91.7681 | 89.2438 | 85.4826 | 80.2854 | 77.0179 | 75.0753 | 0.036649 | 0.037482 | 0.035473 | 0.030762 | 0.031591 | 0.034516 | 0.041936 | 0.049345 | 0.060455 | 0.066675 | 0.070218 | 0.073603 | 0.074787 | 0.075345 | 0.073621 | 0.067631 | 0.061565 | 0.056389 | 0.049034 | 0.047787 | 0.046715 | 0.042572 | 0.040167 | 0.040812
Portfolio Adjusted1-in-10Size: 20 kW to 199.99 kWSouth of Lugo2021October Monthly Peak | Portfolio Adjusted | 1-in-10 | Size: 20 kW to 199.99 kW | South of Lugo | 2021 | October Monthly Peak | 10 | 14.706 | 13.9909 | 13.5066 | 13.3105 | 13.7232 | 15.3266 | 18.0769 | 19.8832 | 23.8638 | 27.2144 | 29.7101 | 31.5745 | 32.3334 | 33.2063 | 33.4343 | 32.8188 | 31.4961 | 28.8081 | 26.1856 | 24.6956 | 23.199 | 21.2888 | 18.5595 | 16.2096 | 0 | 0 | 0 | 0 | 0 | 0 | 0 | 0 | 0 | 0 | 0 | 0 | 0 | 0 | 0.31874 | 0.31751 | 0.31272 | 0.22133 | 0 | 0 | 0 | 0 | 0 | 0 | 71.6194 | 71.1628 | 70.2739 | 69.3622 | 68.323 | 68.1268 | 68.2547 | 68.4171 | 69.516 | 72.2837 | 76.6237 | 81.5917 | 84.4384 | 85.7536 | 86.2235 | 86.65 | 85.7085 | 82.98 | 79.3771 | 77.1551 | 75.1387 | 73.7179 | 72.5112 | 71.3959 | 0.033901 | 0.034743 | 0.032876 | 0.028424 | 0.029144 | 0.031547 | 0.038379 | 0.043957 | 0.052692 | 0.058555 | 0.061825 | 0.065098 | 0.066739 | 0.067865 | 0.066855 | 0.061507 | 0.056149 | 0.051111 | 0.045973 | 0.044234 | 0.043073 | 0.039389 | 0.037021 | 0.037888
Portfolio Adjusted1-in-10Size: 20 kW to 199.99 kWSouth of Lugo2021November Monthly Peak | Portfolio Adjusted | 1-in-10 | Size: 20 kW to 199.99 kW | South of Lugo | 2021 | November Monthly Peak | 11 | 13.1257 | 12.5647 | 12.2512 | 12.2188 | 12.5279 | 14.0934 | 15.7906 | 17.62 | 20.8453 | 23.6732 | 25.5671 | 27.1321 | 27.8572 | 28.5685 | 28.5681 | 27.8675 | 26.5803 | 25.3559 | 22.9756 | 21.4574 | 20.1638 | 18.3208 | 16.1342 | 14.2916 | 0 | 0 | 0 | 0 | 0 | 0 | 0 | 0 | 0 | 0 | 0 | 0 | 0 | 0 | 0.27234 | 0.2696 | 0.26392 | 0.19481 | 0 | 0 | 0 | 0 | 0 | 0 | 64.2239 | 62.5108 | 61.7076 | 60.1658 | 59.1754 | 58.4466 | 57.7675 | 58.8534 | 61.6331 | 66.8736 | 72.4638 | 76.6473 | 78.6726 | 80.1987 | 80.9191 | 80.3612 | 78.9327 | 76.8525 | 74.8666 | 72.1914 | 70.4714 | 69.038 | 67.2045 | 66.017 | 0.030258 | 0.031202 | 0.02982 | 0.026093 | 0.026606 | 0.029009 | 0.033525 | 0.038954 | 0.046027 | 0.050936 | 0.053204 | 0.055939 | 0.0575 | 0.058386 | 0.057125 | 0.052228 | 0.047386 | 0.044986 | 0.040338 | 0.038434 | 0.037438 | 0.033897 | 0.032183 | 0.033405
Portfolio Adjusted1-in-10Size: 20 kW to 199.99 kWSouth of Lugo2021December Monthly Peak | Portfolio Adjusted | 1-in-10 | Size: 20 kW to 199.99 kW | South of Lugo | 2021 | December Monthly Peak | 12 | 13.1106 | 12.6701 | 12.4775 | 12.6132 | 12.9583 | 14.8829 | 17.6175 | 19.2303 | 21.5974 | 22.3971 | 22.4285 | 22.1302 | 21.5627 | 21.5751 | 21.5112 | 20.9654 | 20.3824 | 20.5987 | 19.9774 | 19.3571 | 18.5656 | 17.331 | 15.8291 | 14.2715 | 0 | 0 | 0 | 0 | 0 | 0 | 0 | 0 | 0 | 0 | 0 | 0 | 0 | 0 | 0.20507 | 0.20283 | 0.20238 | 0.15826 | 0 | 0 | 0 | 0 | 0 | 0 | 47.0497 | 46.4524 | 45.5609 | 44.8637 | 44.3079 | 43.1863 | 43.9224 | 44.4235 | 45.7597 | 47.7722 | 50.2669 | 52.0659 | 53.1801 | 52.844 | 52.8133 | 52.686 | 52.367 | 51.1542 | 49.9358 | 49.1599 | 48.1515 | 47.5462 | 46.7935 | 46.4906 | 0.030223 | 0.031463 | 0.030371 | 0.026935 | 0.02752 | 0.030634 | 0.037404 | 0.042514 | 0.047688 | 0.04819 | 0.046673 | 0.045626 | 0.044507 | 0.044094 | 0.043014 | 0.039292 | 0.036337 | 0.036546 | 0.035074 | 0.034672 | 0.034471 | 0.032066 | 0.031575 | 0.033358
Portfolio Adjusted1-in-10Size: 20 kW to 199.99 kWSouth of Lugo2021Typical Event Day | Portfolio Adjusted | 1-in-10 | Size: 20 kW to 199.99 kW | South of Lugo | 2021 | Typical Event Day | 8 | 15.2938 | 14.4611 | 13.9641 | 13.7997 | 14.1983 | 16.0169 | 18.4361 | 21.1393 | 25.4393 | 28.792 | 31.6969 | 33.4603 | 34.1081 | 34.8256 | 35.057 | 34.7173 | 33.6026 | 31.1881 | 27.6424 | 25.8393 | 24.8145 | 22.5882 | 19.9295 | 17.1772 | 0 | 0 | 0 | 0 | 0 | 0 | 0 | 0 | 0 | 0 | 0 | 0 | 0 | 0 | 0.3342 | 0.33587 | 0.33364 | 0.23962 | 0 | 0 | 0 | 0 | 0 | 0 | 69.9154 | 69.3027 | 69.0281 | 68.8274 | 68.1818 | 67.7691 | 67.6025 | 68.0487 | 70.5121 | 74.5472 | 78.6685 | 82.0814 | 84.4052 | 85.9597 | 86.943 | 87.4897 | 88.3832 | 87.7696 | 86.7453 | 84.0436 | 79.9296 | 76.1636 | 73.7777 | 72.3013 | 0.035256 | 0.035911 | 0.033989 | 0.029469 | 0.030153 | 0.032968 | 0.039141 | 0.046734 | 0.056171 | 0.061949 | 0.06596 | 0.068986 | 0.070402 | 0.071174 | 0.0701 | 0.065065 | 0.059905 | 0.055333 | 0.048531 | 0.046283 | 0.046073 | 0.041793 | 0.039754 | 0.04015
Portfolio Adjusted1-in-10Size: 20 kW to 199.99 kWSouth of Lugo2022January Monthly Peak | Portfolio Adjusted | 1-in-10 | Size: 20 kW to 199.99 kW | South of Lugo | 2022 | January Monthly Peak | 1 | 13.193 | 12.9066 | 12.7533 | 12.8197 | 13.1597 | 14.8785 | 17.656 | 19.4556 | 21.5992 | 22.2931 | 22.4799 | 21.9989 | 21.2617 | 21.3051 | 21.1923 | 20.4228 | 19.6334 | 19.9953 | 19.7419 | 19.115 | 18.3183 | 17.0516 | 15.6008 | 14.0397 | 0 | 0 | 0 | 0 | 0 | 0 | 0 | 0 | 0 | 0 | 0 | 0 | 0 | 0 | 0.20203 | 0.19758 | 0.19494 | 0.15362 | 0 | 0 | 0 | 0 | 0 | 0 | 46.1277 | 46.1092 | 45.4825 | 44.7667 | 44.5135 | 44.1755 | 43.087 | 42.8208 | 43.8014 | 46.4944 | 48.5422 | 50.5974 | 52.68 | 53.7063 | 54.6475 | 54.8653 | 54.4573 | 53.4794 | 51.9047 | 50.8783 | 50.038 | 49.6927 | 49.4788 | 48.3829 | 0.030413 | 0.032051 | 0.031042 | 0.027376 | 0.027947 | 0.030625 | 0.037485 | 0.043012 | 0.047692 | 0.047966 | 0.04678 | 0.045356 | 0.043886 | 0.043542 | 0.042376 | 0.038275 | 0.035001 | 0.035475 | 0.03466 | 0.034238 | 0.034011 | 0.031549 | 0.031119 | 0.032816
Portfolio Adjusted1-in-10Size: 20 kW to 199.99 kWSouth of Lugo2022February Monthly Peak | Portfolio Adjusted | 1-in-10 | Size: 20 kW to 199.99 kW | South of Lugo | 2022 | February Monthly Peak | 2 | 13.0619 | 12.6311 | 12.3387 | 12.3222 | 12.6087 | 13.9723 | 16.1466 | 17.6514 | 19.8579 | 21.3191 | 22.4212 | 23.081 | 23.2665 | 23.8464 | 23.959 | 23.3971 | 22.5015 | 21.3414 | 20.6535 | 19.6773 | 18.735 | 17.3572 | 15.5746 | 13.8865 | 0 | 0 | 0 | 0 | 0 | 0 | 0 | 0 | 0 | 0 | 0 | 0 | 0 | 0 | 0.22841 | 0.22635 | 0.22342 | 0.16397 | 0 | 0 | 0 | 0 | 0 | 0 | 51.7549 | 51.0721 | 50.3189 | 49.3036 | 48.5727 | 48.3245 | 47.5292 | 47.282 | 48.7126 | 52.3712 | 56.2509 | 60.056 | 61.9756 | 63.3413 | 63.8294 | 63.7648 | 63.1255 | 62.2369 | 60.0379 | 58.0108 | 56.4718 | 55.2762 | 54.2997 | 53.0008 | 0.030111 | 0.031366 | 0.030033 | 0.026314 | 0.026777 | 0.02876 | 0.034281 | 0.039023 | 0.043847 | 0.04587 | 0.046658 | 0.047586 | 0.048024 | 0.048736 | 0.047908 | 0.04385 | 0.040114 | 0.037864 | 0.036261 | 0.035246 | 0.034785 | 0.032114 | 0.031067 | 0.032458
Portfolio Adjusted1-in-10Size: 20 kW to 199.99 kWSouth of Lugo2022March Monthly Peak | Portfolio Adjusted | 1-in-10 | Size: 20 kW to 199.99 kW | South of Lugo | 2022 | March Monthly Peak | 3 | 13.4399 | 12.9246 | 12.4785 | 12.3318 | 12.6617 | 13.8038 | 16.0695 | 17.5378 | 20.2759 | 22.9638 | 24.984 | 26.5728 | 27.2978 | 28.2755 | 28.6216 | 28.1859 | 27.277 | 25.3021 | 22.9446 | 21.9959 | 20.8743 | 19.0799 | 16.8271 | 14.7514 | 0 | 0 | 0 | 0 | 0 | 0 | 0 | 0 | 0 | 0 | 0 | 0 | 0 | 0 | 0.27286 | 0.27268 | 0.27083 | 0.1944 | 0 | 0 | 0 | 0 | 0 | 0 | 60.992 | 59.3531 | 58.6765 | 58.1601 | 57.2734 | 55.514 | 54.9777 | 55.6396 | 58.939 | 64.0938 | 69.4051 | 73.8843 | 76.7557 | 77.8109 | 78.3001 | 78.4099 | 77.4073 | 76.3182 | 74.7597 | 72.2572 | 69.6293 | 66.2525 | 63.2534 | 61.1025 | 0.030982 | 0.032095 | 0.030373 | 0.026334 | 0.02689 | 0.028413 | 0.034117 | 0.038772 | 0.04477 | 0.049409 | 0.051991 | 0.054786 | 0.056345 | 0.057787 | 0.057232 | 0.052824 | 0.048628 | 0.044891 | 0.040283 | 0.039399 | 0.038757 | 0.035302 | 0.033565 | 0.03448
Portfolio Adjusted1-in-10Size: 20 kW to 199.99 kWSouth of Lugo2022April Monthly Peak | Portfolio Adjusted | 1-in-10 | Size: 20 kW to 199.99 kW | South of Lugo | 2022 | April Monthly Peak | 4 | 14.1142 | 13.4878 | 12.9689 | 12.7866 | 13.1802 | 14.4402 | 16.5219 | 18.5706 | 22.385 | 25.707 | 28.4431 | 30.3675 | 31.2372 | 32.0918 | 32.2531 | 31.8067 | 30.6137 | 28.2157 | 24.9194 | 23.7233 | 22.6545 | 20.6117 | 18.0937 | 15.6879 | 0 | 0 | 0 | 0 | 0 | 0 | 0 | 0 | 0 | 0 | 0 | 0 | 0 | 0 | 0.30747 | 0.30771 | 0.30396 | 0.21678 | 0 | 0 | 0 | 0 | 0 | 0 | 70.2366 | 69.2532 | 67.6769 | 66.0963 | 64.7401 | 63.8838 | 63.4959 | 63.576 | 66.2894 | 71.9069 | 77.2243 | 82.3192 | 85.3139 | 86.1566 | 85.2592 | 85.2006 | 85.1445 | 85.2123 | 83.8401 | 79.8078 | 75.0521 | 70.4282 | 68.1164 | 67.1315 | 0.032537 | 0.033494 | 0.031567 | 0.027305 | 0.027991 | 0.029723 | 0.035077 | 0.041055 | 0.049427 | 0.055312 | 0.059189 | 0.062609 | 0.064476 | 0.065587 | 0.064494 | 0.05961 | 0.054576 | 0.05006 | 0.04375 | 0.042493 | 0.042062 | 0.038136 | 0.036092 | 0.036669
Portfolio Adjusted1-in-10Size: 20 kW to 199.99 kWSouth of Lugo2022May Monthly Peak | Portfolio Adjusted | 1-in-10 | Size: 20 kW to 199.99 kW | South of Lugo | 2022 | May Monthly Peak | 5 | 13.9964 | 13.3907 | 12.9479 | 12.8115 | 13.2278 | 14.5186 | 16.328 | 18.7234 | 22.4485 | 25.6416 | 28.0944 | 29.8839 | 30.7408 | 31.4028 | 31.5011 | 30.9705 | 29.8031 | 27.4893 | 24.4395 | 22.954 | 22.4201 | 20.435 | 17.872 | 15.5164 | 0 | 0 | 0 | 0 | 0 | 0 | 0 | 0 | 0 | 0 | 0 | 0 | 0 | 0 | 0.30031 | 0.29962 | 0.29591 | 0.2112 | 0 | 0 | 0 | 0 | 0 | 0 | 67.3841 | 66.7799 | 65.3704 | 64.6307 | 64.1236 | 63.5004 | 63.7552 | 63.8562 | 66.8419 | 72.4251 | 77.5471 | 81.2201 | 83.0993 | 83.8616 | 86.0419 | 87.2506 | 87.8041 | 86.6399 | 85.056 | 82.805 | 79.6113 | 75.6318 | 72.4927 | 70.2392 | 0.032265 | 0.033253 | 0.031516 | 0.027358 | 0.028092 | 0.029884 | 0.034666 | 0.041393 | 0.049567 | 0.055171 | 0.058463 | 0.061612 | 0.063452 | 0.064179 | 0.06299 | 0.058043 | 0.053131 | 0.048771 | 0.042908 | 0.041115 | 0.041627 | 0.037809 | 0.03565 | 0.036268
Portfolio Adjusted1-in-10Size: 20 kW to 199.99 kWSouth of Lugo2022June Monthly Peak | Portfolio Adjusted | 1-in-10 | Size: 20 kW to 199.99 kW | South of Lugo | 2022 | June Monthly Peak | 6 | 14.371 | 13.7428 | 13.3051 | 13.1505 | 13.5471 | 14.8873 | 16.9406 | 19.528 | 23.4647 | 26.8287 | 29.3917 | 31.1428 | 31.7683 | 32.4111 | 32.5106 | 32.0187 | 30.8689 | 28.5454 | 25.4256 | 23.4812 | 22.8191 | 20.9982 | 18.3731 | 15.9122 | 0 | 0 | 0 | 0 | 0 | 0 | 0 | 0 | 0 | 0 | 0 | 0 | 0 | 0 | 0.30993 | 0.30976 | 0.3065 | 0.21932 | 0 | 0 | 0 | 0 | 0 | 0 | 66.0212 | 65.585 | 65.3309 | 65.2751 | 64.1347 | 63.373 | 63.3796 | 64.4645 | 67.1189 | 71.3334 | 76.2774 | 79.8792 | 81.501 | 81.5356 | 82.6855 | 82.9017 | 84.1925 | 83.9644 | 83.9532 | 82.1954 | 77.8334 | 73.8503 | 71.3188 | 69.8164 | 0.033129 | 0.034127 | 0.032385 | 0.028082 | 0.02877 | 0.030643 | 0.035966 | 0.043172 | 0.051811 | 0.057725 | 0.061163 | 0.064208 | 0.065573 | 0.066239 | 0.065008 | 0.060008 | 0.055031 | 0.050645 | 0.044639 | 0.042059 | 0.042368 | 0.038851 | 0.036649 | 0.037193
Portfolio Adjusted1-in-10Size: 20 kW to 199.99 kWSouth of Lugo2022July Monthly Peak | Portfolio Adjusted | 1-in-10 | Size: 20 kW to 199.99 kW | South of Lugo | 2022 | July Monthly Peak | 7 | 15.0864 | 14.252 | 13.7768 | 13.6042 | 14.0736 | 15.7536 | 17.9405 | 20.6834 | 24.7266 | 27.9613 | 30.6 | 32.3234 | 32.9383 | 33.6441 | 33.8232 | 33.4193 | 32.3464 | 30.0778 | 26.8204 | 24.7897 | 24.1105 | 22.2067 | 19.5347 | 16.9428 | 0 | 0 | 0 | 0 | 0 | 0 | 0 | 0 | 0 | 0 | 0 | 0 | 0 | 0 | 0.32244 | 0.32331 | 0.32117 | 0.23109 | 0 | 0 | 0 | 0 | 0 | 0 | 69.5316 | 68.8204 | 68.5835 | 68.4135 | 68.0512 | 67.811 | 67.3945 | 67.5538 | 70.3127 | 74.3922 | 77.955 | 79.1667 | 80.1621 | 81.6898 | 83.979 | 84.9561 | 87.2309 | 85.7934 | 83.8218 | 81.0358 | 77.8254 | 75.3133 | 73.6063 | 72.4417 | 0.034778 | 0.035392 | 0.033533 | 0.029051 | 0.029888 | 0.032426 | 0.038089 | 0.045726 | 0.054597 | 0.060162 | 0.063677 | 0.066642 | 0.067988 | 0.068759 | 0.067633 | 0.062633 | 0.057665 | 0.053364 | 0.047088 | 0.044403 | 0.044766 | 0.041087 | 0.038966 | 0.039602
Portfolio Adjusted1-in-10Size: 20 kW to 199.99 kWSouth of Lugo2022August Monthly Peak | Portfolio Adjusted | 1-in-10 | Size: 20 kW to 199.99 kW | South of Lugo | 2022 | August Monthly Peak | 8 | 15.3531 | 14.5164 | 14.0154 | 13.8491 | 14.2522 | 16.0836 | 18.5227 | 21.2629 | 25.615 | 29.0053 | 31.9391 | 33.7127 | 34.3608 | 35.0701 | 35.2877 | 34.9403 | 33.8068 | 31.3772 | 27.8062 | 25.985 | 24.9421 | 22.6994 | 20.0268 | 17.257 | 0 | 0 | 0 | 0 | 0 | 0 | 0 | 0 | 0 | 0 | 0 | 0 | 0 | 0 | 0.3364 | 0.33803 | 0.33567 | 0.24107 | 0 | 0 | 0 | 0 | 0 | 0 | 70.3756 | 69.9811 | 69.8759 | 69.5803 | 69.1616 | 69.0092 | 68.9065 | 69.1685 | 71.4663 | 75.2084 | 78.5294 | 81.9129 | 84.4652 | 85.8842 | 86.2972 | 87.4156 | 87.9055 | 88.2639 | 87.4384 | 83.6992 | 78.5771 | 75.2053 | 73.1679 | 71.8718 | 0.035393 | 0.036048 | 0.034114 | 0.029574 | 0.030268 | 0.033105 | 0.039325 | 0.047007 | 0.056559 | 0.062408 | 0.066464 | 0.069506 | 0.070924 | 0.071674 | 0.070561 | 0.065483 | 0.060269 | 0.055669 | 0.048819 | 0.046544 | 0.04631 | 0.041998 | 0.039948 | 0.040336
Portfolio Adjusted1-in-10Size: 20 kW to 199.99 kWSouth of Lugo2022September Monthly Peak | Portfolio Adjusted | 1-in-10 | Size: 20 kW to 199.99 kW | South of Lugo | 2022 | September Monthly Peak | 9 | 15.898 | 15.0937 | 14.5736 | 14.4054 | 14.8755 | 16.7689 | 19.7524 | 22.32 | 27.3796 | 30.9884 | 33.743 | 35.6998 | 36.2327 | 36.8663 | 36.8175 | 36.0862 | 34.5342 | 31.7833 | 27.9288 | 26.6789 | 25.1606 | 23.0093 | 20.1366 | 17.4606 | 0 | 0 | 0 | 0 | 0 | 0 | 0 | 0 | 0 | 0 | 0 | 0 | 0 | 0 | 0.35099 | 0.34912 | 0.34289 | 0.24419 | 0 | 0 | 0 | 0 | 0 | 0 | 73.7332 | 72.8242 | 72.322 | 72.0406 | 71.3795 | 70.8832 | 70.7294 | 71.0081 | 73.1505 | 77.2549 | 81.9121 | 87.3669 | 91.4925 | 94.7293 | 94.8104 | 94.6853 | 94.2038 | 93.0568 | 91.7681 | 89.2438 | 85.4826 | 80.2854 | 77.0179 | 75.0753 | 0.036649 | 0.037482 | 0.035473 | 0.030762 | 0.031591 | 0.034516 | 0.041936 | 0.049345 | 0.060455 | 0.066675 | 0.070218 | 0.073603 | 0.074787 | 0.075345 | 0.073621 | 0.067631 | 0.061565 | 0.056389 | 0.049034 | 0.047787 | 0.046715 | 0.042572 | 0.040167 | 0.040812
Portfolio Adjusted1-in-10Size: 20 kW to 199.99 kWSouth of Lugo2022October Monthly Peak | Portfolio Adjusted | 1-in-10 | Size: 20 kW to 199.99 kW | South of Lugo | 2022 | October Monthly Peak | 10 | 14.706 | 13.9909 | 13.5066 | 13.3105 | 13.7232 | 15.3266 | 18.0769 | 19.8832 | 23.8638 | 27.2144 | 29.7101 | 31.5745 | 32.3334 | 33.2063 | 33.4343 | 32.8188 | 31.4961 | 28.8081 | 26.1856 | 24.6956 | 23.199 | 21.2888 | 18.5595 | 16.2096 | 0 | 0 | 0 | 0 | 0 | 0 | 0 | 0 | 0 | 0 | 0 | 0 | 0 | 0 | 0.31874 | 0.31751 | 0.31272 | 0.22133 | 0 | 0 | 0 | 0 | 0 | 0 | 71.6194 | 71.1628 | 70.2739 | 69.3622 | 68.323 | 68.1268 | 68.2547 | 68.4171 | 69.516 | 72.2837 | 76.6237 | 81.5917 | 84.4384 | 85.7536 | 86.2235 | 86.65 | 85.7085 | 82.98 | 79.3771 | 77.1551 | 75.1387 | 73.7179 | 72.5112 | 71.3959 | 0.033901 | 0.034743 | 0.032876 | 0.028424 | 0.029144 | 0.031547 | 0.038379 | 0.043957 | 0.052692 | 0.058555 | 0.061825 | 0.065098 | 0.066739 | 0.067865 | 0.066855 | 0.061507 | 0.056149 | 0.051111 | 0.045973 | 0.044234 | 0.043073 | 0.039389 | 0.037021 | 0.037888
Portfolio Adjusted1-in-10Size: 20 kW to 199.99 kWSouth of Lugo2022November Monthly Peak | Portfolio Adjusted | 1-in-10 | Size: 20 kW to 199.99 kW | South of Lugo | 2022 | November Monthly Peak | 11 | 13.1257 | 12.5647 | 12.2512 | 12.2188 | 12.5279 | 14.0934 | 15.7906 | 17.62 | 20.8453 | 23.6732 | 25.5671 | 27.1321 | 27.8572 | 28.5685 | 28.5681 | 27.8675 | 26.5803 | 25.3559 | 22.9756 | 21.4574 | 20.1638 | 18.3208 | 16.1342 | 14.2916 | 0 | 0 | 0 | 0 | 0 | 0 | 0 | 0 | 0 | 0 | 0 | 0 | 0 | 0 | 0.27234 | 0.2696 | 0.26392 | 0.19481 | 0 | 0 | 0 | 0 | 0 | 0 | 64.2239 | 62.5108 | 61.7076 | 60.1658 | 59.1754 | 58.4466 | 57.7675 | 58.8534 | 61.6331 | 66.8736 | 72.4638 | 76.6473 | 78.6726 | 80.1987 | 80.9191 | 80.3612 | 78.9327 | 76.8525 | 74.8666 | 72.1914 | 70.4714 | 69.038 | 67.2045 | 66.017 | 0.030258 | 0.031202 | 0.02982 | 0.026093 | 0.026606 | 0.029009 | 0.033525 | 0.038954 | 0.046027 | 0.050936 | 0.053204 | 0.055939 | 0.0575 | 0.058386 | 0.057125 | 0.052228 | 0.047386 | 0.044986 | 0.040338 | 0.038434 | 0.037438 | 0.033897 | 0.032183 | 0.033405
Portfolio Adjusted1-in-10Size: 20 kW to 199.99 kWSouth of Lugo2022December Monthly Peak | Portfolio Adjusted | 1-in-10 | Size: 20 kW to 199.99 kW | South of Lugo | 2022 | December Monthly Peak | 12 | 13.1106 | 12.6701 | 12.4775 | 12.6132 | 12.9583 | 14.8829 | 17.6175 | 19.2303 | 21.5974 | 22.3971 | 22.4285 | 22.1302 | 21.5627 | 21.5751 | 21.5112 | 20.9654 | 20.3824 | 20.5987 | 19.9774 | 19.3571 | 18.5656 | 17.331 | 15.8291 | 14.2715 | 0 | 0 | 0 | 0 | 0 | 0 | 0 | 0 | 0 | 0 | 0 | 0 | 0 | 0 | 0.20507 | 0.20283 | 0.20238 | 0.15826 | 0 | 0 | 0 | 0 | 0 | 0 | 47.0497 | 46.4524 | 45.5609 | 44.8637 | 44.3079 | 43.1863 | 43.9224 | 44.4235 | 45.7597 | 47.7722 | 50.2669 | 52.0659 | 53.1801 | 52.844 | 52.8133 | 52.686 | 52.367 | 51.1542 | 49.9358 | 49.1599 | 48.1515 | 47.5462 | 46.7935 | 46.4906 | 0.030223 | 0.031463 | 0.030371 | 0.026935 | 0.02752 | 0.030634 | 0.037404 | 0.042514 | 0.047688 | 0.04819 | 0.046673 | 0.045626 | 0.044507 | 0.044094 | 0.043014 | 0.039292 | 0.036337 | 0.036546 | 0.035074 | 0.034672 | 0.034471 | 0.032066 | 0.031575 | 0.033358
Portfolio Adjusted1-in-10Size: 20 kW to 199.99 kWSouth of Lugo2022Typical Event Day | Portfolio Adjusted | 1-in-10 | Size: 20 kW to 199.99 kW | South of Lugo | 2022 | Typical Event Day | 8 | 15.2938 | 14.4611 | 13.9641 | 13.7997 | 14.1983 | 16.0169 | 18.4361 | 21.1393 | 25.4393 | 28.792 | 31.6969 | 33.4603 | 34.1081 | 34.8256 | 35.057 | 34.7173 | 33.6026 | 31.1881 | 27.6424 | 25.8393 | 24.8145 | 22.5882 | 19.9295 | 17.1772 | 0 | 0 | 0 | 0 | 0 | 0 | 0 | 0 | 0 | 0 | 0 | 0 | 0 | 0 | 0.3342 | 0.33587 | 0.33364 | 0.23962 | 0 | 0 | 0 | 0 | 0 | 0 | 69.9154 | 69.3027 | 69.0281 | 68.8274 | 68.1818 | 67.7691 | 67.6025 | 68.0487 | 70.5121 | 74.5472 | 78.6685 | 82.0814 | 84.4052 | 85.9597 | 86.943 | 87.4897 | 88.3832 | 87.7696 | 86.7453 | 84.0436 | 79.9296 | 76.1636 | 73.7777 | 72.3013 | 0.035256 | 0.035911 | 0.033989 | 0.029469 | 0.030153 | 0.032968 | 0.039141 | 0.046734 | 0.056171 | 0.061949 | 0.06596 | 0.068986 | 0.070402 | 0.071174 | 0.0701 | 0.065065 | 0.059905 | 0.055333 | 0.048531 | 0.046283 | 0.046073 | 0.041793 | 0.039754 | 0.04015
Portfolio Adjusted1-in-10Size: 20 kW to 199.99 kWSouth of Lugo2023January Monthly Peak | Portfolio Adjusted | 1-in-10 | Size: 20 kW to 199.99 kW | South of Lugo | 2023 | January Monthly Peak | 1 | 13.193 | 12.9066 | 12.7533 | 12.8197 | 13.1597 | 14.8785 | 17.656 | 19.4556 | 21.5992 | 22.2931 | 22.4799 | 21.9989 | 21.2617 | 21.3051 | 21.1923 | 20.4228 | 19.6334 | 19.9953 | 19.7419 | 19.115 | 18.3183 | 17.0516 | 15.6008 | 14.0397 | 0 | 0 | 0 | 0 | 0 | 0 | 0 | 0 | 0 | 0 | 0 | 0 | 0 | 0 | 0.20203 | 0.19758 | 0.19494 | 0.15362 | 0 | 0 | 0 | 0 | 0 | 0 | 46.1277 | 46.1092 | 45.4825 | 44.7667 | 44.5135 | 44.1755 | 43.087 | 42.8208 | 43.8014 | 46.4944 | 48.5422 | 50.5974 | 52.68 | 53.7063 | 54.6475 | 54.8653 | 54.4573 | 53.4794 | 51.9047 | 50.8783 | 50.038 | 49.6927 | 49.4788 | 48.3829 | 0.030413 | 0.032051 | 0.031042 | 0.027376 | 0.027947 | 0.030625 | 0.037485 | 0.043012 | 0.047692 | 0.047966 | 0.04678 | 0.045356 | 0.043886 | 0.043542 | 0.042376 | 0.038275 | 0.035001 | 0.035475 | 0.03466 | 0.034238 | 0.034011 | 0.031549 | 0.031119 | 0.032816
Portfolio Adjusted1-in-10Size: 20 kW to 199.99 kWSouth of Lugo2023February Monthly Peak | Portfolio Adjusted | 1-in-10 | Size: 20 kW to 199.99 kW | South of Lugo | 2023 | February Monthly Peak | 2 | 13.0619 | 12.6311 | 12.3387 | 12.3222 | 12.6087 | 13.9723 | 16.1466 | 17.6514 | 19.8579 | 21.3191 | 22.4212 | 23.081 | 23.2665 | 23.8464 | 23.959 | 23.3971 | 22.5015 | 21.3414 | 20.6535 | 19.6773 | 18.735 | 17.3572 | 15.5746 | 13.8865 | 0 | 0 | 0 | 0 | 0 | 0 | 0 | 0 | 0 | 0 | 0 | 0 | 0 | 0 | 0.22841 | 0.22635 | 0.22342 | 0.16397 | 0 | 0 | 0 | 0 | 0 | 0 | 51.7549 | 51.0721 | 50.3189 | 49.3036 | 48.5727 | 48.3245 | 47.5292 | 47.282 | 48.7126 | 52.3712 | 56.2509 | 60.056 | 61.9756 | 63.3413 | 63.8294 | 63.7648 | 63.1255 | 62.2369 | 60.0379 | 58.0108 | 56.4718 | 55.2762 | 54.2997 | 53.0008 | 0.030111 | 0.031366 | 0.030033 | 0.026314 | 0.026777 | 0.02876 | 0.034281 | 0.039023 | 0.043847 | 0.04587 | 0.046658 | 0.047586 | 0.048024 | 0.048736 | 0.047908 | 0.04385 | 0.040114 | 0.037864 | 0.036261 | 0.035246 | 0.034785 | 0.032114 | 0.031067 | 0.032458
Portfolio Adjusted1-in-10Size: 20 kW to 199.99 kWSouth of Lugo2023March Monthly Peak | Portfolio Adjusted | 1-in-10 | Size: 20 kW to 199.99 kW | South of Lugo | 2023 | March Monthly Peak | 3 | 13.4399 | 12.9246 | 12.4785 | 12.3318 | 12.6617 | 13.8038 | 16.0695 | 17.5378 | 20.2759 | 22.9638 | 24.984 | 26.5728 | 27.2978 | 28.2755 | 28.6216 | 28.1859 | 27.277 | 25.3021 | 22.9446 | 21.9959 | 20.8743 | 19.0799 | 16.8271 | 14.7514 | 0 | 0 | 0 | 0 | 0 | 0 | 0 | 0 | 0 | 0 | 0 | 0 | 0 | 0 | 0.27286 | 0.27268 | 0.27083 | 0.1944 | 0 | 0 | 0 | 0 | 0 | 0 | 60.992 | 59.3531 | 58.6765 | 58.1601 | 57.2734 | 55.514 | 54.9777 | 55.6396 | 58.939 | 64.0938 | 69.4051 | 73.8843 | 76.7557 | 77.8109 | 78.3001 | 78.4099 | 77.4073 | 76.3182 | 74.7597 | 72.2572 | 69.6293 | 66.2525 | 63.2534 | 61.1025 | 0.030982 | 0.032095 | 0.030373 | 0.026334 | 0.02689 | 0.028413 | 0.034117 | 0.038772 | 0.04477 | 0.049409 | 0.051991 | 0.054786 | 0.056345 | 0.057787 | 0.057232 | 0.052824 | 0.048628 | 0.044891 | 0.040283 | 0.039399 | 0.038757 | 0.035302 | 0.033565 | 0.03448
Portfolio Adjusted1-in-10Size: 20 kW to 199.99 kWSouth of Lugo2023April Monthly Peak | Portfolio Adjusted | 1-in-10 | Size: 20 kW to 199.99 kW | South of Lugo | 2023 | April Monthly Peak | 4 | 14.1142 | 13.4878 | 12.9689 | 12.7866 | 13.1802 | 14.4402 | 16.5219 | 18.5706 | 22.385 | 25.707 | 28.4431 | 30.3675 | 31.2372 | 32.0918 | 32.2531 | 31.8067 | 30.6137 | 28.2157 | 24.9194 | 23.7233 | 22.6545 | 20.6117 | 18.0937 | 15.6879 | 0 | 0 | 0 | 0 | 0 | 0 | 0 | 0 | 0 | 0 | 0 | 0 | 0 | 0 | 0.30747 | 0.30771 | 0.30396 | 0.21678 | 0 | 0 | 0 | 0 | 0 | 0 | 70.2366 | 69.2532 | 67.6769 | 66.0963 | 64.7401 | 63.8838 | 63.4959 | 63.576 | 66.2894 | 71.9069 | 77.2243 | 82.3192 | 85.3139 | 86.1566 | 85.2592 | 85.2006 | 85.1445 | 85.2123 | 83.8401 | 79.8078 | 75.0521 | 70.4282 | 68.1164 | 67.1315 | 0.032537 | 0.033494 | 0.031567 | 0.027305 | 0.027991 | 0.029723 | 0.035077 | 0.041055 | 0.049427 | 0.055312 | 0.059189 | 0.062609 | 0.064476 | 0.065587 | 0.064494 | 0.05961 | 0.054576 | 0.05006 | 0.04375 | 0.042493 | 0.042062 | 0.038136 | 0.036092 | 0.036669
Portfolio Adjusted1-in-10Size: 20 kW to 199.99 kWSouth of Lugo2023May Monthly Peak | Portfolio Adjusted | 1-in-10 | Size: 20 kW to 199.99 kW | South of Lugo | 2023 | May Monthly Peak | 5 | 13.9964 | 13.3907 | 12.9479 | 12.8115 | 13.2278 | 14.5186 | 16.328 | 18.7234 | 22.4485 | 25.6416 | 28.0944 | 29.8839 | 30.7408 | 31.4028 | 31.5011 | 30.9705 | 29.8031 | 27.4893 | 24.4395 | 22.954 | 22.4201 | 20.435 | 17.872 | 15.5164 | 0 | 0 | 0 | 0 | 0 | 0 | 0 | 0 | 0 | 0 | 0 | 0 | 0 | 0 | 0.30031 | 0.29962 | 0.29591 | 0.2112 | 0 | 0 | 0 | 0 | 0 | 0 | 67.3841 | 66.7799 | 65.3704 | 64.6307 | 64.1236 | 63.5004 | 63.7552 | 63.8562 | 66.8419 | 72.4251 | 77.5471 | 81.2201 | 83.0993 | 83.8616 | 86.0419 | 87.2506 | 87.8041 | 86.6399 | 85.056 | 82.805 | 79.6113 | 75.6318 | 72.4927 | 70.2392 | 0.032265 | 0.033253 | 0.031516 | 0.027358 | 0.028092 | 0.029884 | 0.034666 | 0.041393 | 0.049567 | 0.055171 | 0.058463 | 0.061612 | 0.063452 | 0.064179 | 0.06299 | 0.058043 | 0.053131 | 0.048771 | 0.042908 | 0.041115 | 0.041627 | 0.037809 | 0.03565 | 0.036268
Portfolio Adjusted1-in-10Size: 20 kW to 199.99 kWSouth of Lugo2023June Monthly Peak | Portfolio Adjusted | 1-in-10 | Size: 20 kW to 199.99 kW | South of Lugo | 2023 | June Monthly Peak | 6 | 14.371 | 13.7428 | 13.3051 | 13.1505 | 13.5471 | 14.8873 | 16.9406 | 19.528 | 23.4647 | 26.8287 | 29.3917 | 31.1428 | 31.7683 | 32.4111 | 32.5106 | 32.0187 | 30.8689 | 28.5454 | 25.4256 | 23.4812 | 22.8191 | 20.9982 | 18.3731 | 15.9122 | 0 | 0 | 0 | 0 | 0 | 0 | 0 | 0 | 0 | 0 | 0 | 0 | 0 | 0 | 0.30993 | 0.30976 | 0.3065 | 0.21932 | 0 | 0 | 0 | 0 | 0 | 0 | 66.0212 | 65.585 | 65.3309 | 65.2751 | 64.1347 | 63.373 | 63.3796 | 64.4645 | 67.1189 | 71.3334 | 76.2774 | 79.8792 | 81.501 | 81.5356 | 82.6855 | 82.9017 | 84.1925 | 83.9644 | 83.9532 | 82.1954 | 77.8334 | 73.8503 | 71.3188 | 69.8164 | 0.033129 | 0.034127 | 0.032385 | 0.028082 | 0.02877 | 0.030643 | 0.035966 | 0.043172 | 0.051811 | 0.057725 | 0.061163 | 0.064208 | 0.065573 | 0.066239 | 0.065008 | 0.060008 | 0.055031 | 0.050645 | 0.044639 | 0.042059 | 0.042368 | 0.038851 | 0.036649 | 0.037193
Portfolio Adjusted1-in-10Size: 20 kW to 199.99 kWSouth of Lugo2023July Monthly Peak | Portfolio Adjusted | 1-in-10 | Size: 20 kW to 199.99 kW | South of Lugo | 2023 | July Monthly Peak | 7 | 15.0864 | 14.252 | 13.7768 | 13.6042 | 14.0736 | 15.7536 | 17.9405 | 20.6834 | 24.7266 | 27.9613 | 30.6 | 32.3234 | 32.9383 | 33.6441 | 33.8232 | 33.4193 | 32.3464 | 30.0778 | 26.8204 | 24.7897 | 24.1105 | 22.2067 | 19.5347 | 16.9428 | 0 | 0 | 0 | 0 | 0 | 0 | 0 | 0 | 0 | 0 | 0 | 0 | 0 | 0 | 0.32244 | 0.32331 | 0.32117 | 0.23109 | 0 | 0 | 0 | 0 | 0 | 0 | 69.5316 | 68.8204 | 68.5835 | 68.4135 | 68.0512 | 67.811 | 67.3945 | 67.5538 | 70.3127 | 74.3922 | 77.955 | 79.1667 | 80.1621 | 81.6898 | 83.979 | 84.9561 | 87.2309 | 85.7934 | 83.8218 | 81.0358 | 77.8254 | 75.3133 | 73.6063 | 72.4417 | 0.034778 | 0.035392 | 0.033533 | 0.029051 | 0.029888 | 0.032426 | 0.038089 | 0.045726 | 0.054597 | 0.060162 | 0.063677 | 0.066642 | 0.067988 | 0.068759 | 0.067633 | 0.062633 | 0.057665 | 0.053364 | 0.047088 | 0.044403 | 0.044766 | 0.041087 | 0.038966 | 0.039602
Portfolio Adjusted1-in-10Size: 20 kW to 199.99 kWSouth of Lugo2023August Monthly Peak | Portfolio Adjusted | 1-in-10 | Size: 20 kW to 199.99 kW | South of Lugo | 2023 | August Monthly Peak | 8 | 15.3531 | 14.5164 | 14.0154 | 13.8491 | 14.2522 | 16.0836 | 18.5227 | 21.2629 | 25.615 | 29.0053 | 31.9391 | 33.7127 | 34.3608 | 35.0701 | 35.2877 | 34.9403 | 33.8068 | 31.3772 | 27.8062 | 25.985 | 24.9421 | 22.6994 | 20.0268 | 17.257 | 0 | 0 | 0 | 0 | 0 | 0 | 0 | 0 | 0 | 0 | 0 | 0 | 0 | 0 | 0.3364 | 0.33803 | 0.33567 | 0.24107 | 0 | 0 | 0 | 0 | 0 | 0 | 70.3756 | 69.9811 | 69.8759 | 69.5803 | 69.1616 | 69.0092 | 68.9065 | 69.1685 | 71.4663 | 75.2084 | 78.5294 | 81.9129 | 84.4652 | 85.8842 | 86.2972 | 87.4156 | 87.9055 | 88.2639 | 87.4384 | 83.6992 | 78.5771 | 75.2053 | 73.1679 | 71.8718 | 0.035393 | 0.036048 | 0.034114 | 0.029574 | 0.030268 | 0.033105 | 0.039325 | 0.047007 | 0.056559 | 0.062408 | 0.066464 | 0.069506 | 0.070924 | 0.071674 | 0.070561 | 0.065483 | 0.060269 | 0.055669 | 0.048819 | 0.046544 | 0.04631 | 0.041998 | 0.039948 | 0.040336
Portfolio Adjusted1-in-10Size: 20 kW to 199.99 kWSouth of Lugo2023September Monthly Peak | Portfolio Adjusted | 1-in-10 | Size: 20 kW to 199.99 kW | South of Lugo | 2023 | September Monthly Peak | 9 | 15.898 | 15.0937 | 14.5736 | 14.4054 | 14.8755 | 16.7689 | 19.7524 | 22.32 | 27.3796 | 30.9884 | 33.743 | 35.6998 | 36.2327 | 36.8663 | 36.8175 | 36.0862 | 34.5342 | 31.7833 | 27.9288 | 26.6789 | 25.1606 | 23.0093 | 20.1366 | 17.4606 | 0 | 0 | 0 | 0 | 0 | 0 | 0 | 0 | 0 | 0 | 0 | 0 | 0 | 0 | 0.35099 | 0.34912 | 0.34289 | 0.24419 | 0 | 0 | 0 | 0 | 0 | 0 | 73.7332 | 72.8242 | 72.322 | 72.0406 | 71.3795 | 70.8832 | 70.7294 | 71.0081 | 73.1505 | 77.2549 | 81.9121 | 87.3669 | 91.4925 | 94.7293 | 94.8104 | 94.6853 | 94.2038 | 93.0568 | 91.7681 | 89.2438 | 85.4826 | 80.2854 | 77.0179 | 75.0753 | 0.036649 | 0.037482 | 0.035473 | 0.030762 | 0.031591 | 0.034516 | 0.041936 | 0.049345 | 0.060455 | 0.066675 | 0.070218 | 0.073603 | 0.074787 | 0.075345 | 0.073621 | 0.067631 | 0.061565 | 0.056389 | 0.049034 | 0.047787 | 0.046715 | 0.042572 | 0.040167 | 0.040812
Portfolio Adjusted1-in-10Size: 20 kW to 199.99 kWSouth of Lugo2023October Monthly Peak | Portfolio Adjusted | 1-in-10 | Size: 20 kW to 199.99 kW | South of Lugo | 2023 | October Monthly Peak | 10 | 14.706 | 13.9909 | 13.5066 | 13.3105 | 13.7232 | 15.3266 | 18.0769 | 19.8832 | 23.8638 | 27.2144 | 29.7101 | 31.5745 | 32.3334 | 33.2063 | 33.4343 | 32.8188 | 31.4961 | 28.8081 | 26.1856 | 24.6956 | 23.199 | 21.2888 | 18.5595 | 16.2096 | 0 | 0 | 0 | 0 | 0 | 0 | 0 | 0 | 0 | 0 | 0 | 0 | 0 | 0 | 0.31874 | 0.31751 | 0.31272 | 0.22133 | 0 | 0 | 0 | 0 | 0 | 0 | 71.6194 | 71.1628 | 70.2739 | 69.3622 | 68.323 | 68.1268 | 68.2547 | 68.4171 | 69.516 | 72.2837 | 76.6237 | 81.5917 | 84.4384 | 85.7536 | 86.2235 | 86.65 | 85.7085 | 82.98 | 79.3771 | 77.1551 | 75.1387 | 73.7179 | 72.5112 | 71.3959 | 0.033901 | 0.034743 | 0.032876 | 0.028424 | 0.029144 | 0.031547 | 0.038379 | 0.043957 | 0.052692 | 0.058555 | 0.061825 | 0.065098 | 0.066739 | 0.067865 | 0.066855 | 0.061507 | 0.056149 | 0.051111 | 0.045973 | 0.044234 | 0.043073 | 0.039389 | 0.037021 | 0.037888
Portfolio Adjusted1-in-10Size: 20 kW to 199.99 kWSouth of Lugo2023November Monthly Peak | Portfolio Adjusted | 1-in-10 | Size: 20 kW to 199.99 kW | South of Lugo | 2023 | November Monthly Peak | 11 | 13.1257 | 12.5647 | 12.2512 | 12.2188 | 12.5279 | 14.0934 | 15.7906 | 17.62 | 20.8453 | 23.6732 | 25.5671 | 27.1321 | 27.8572 | 28.5685 | 28.5681 | 27.8675 | 26.5803 | 25.3559 | 22.9756 | 21.4574 | 20.1638 | 18.3208 | 16.1342 | 14.2916 | 0 | 0 | 0 | 0 | 0 | 0 | 0 | 0 | 0 | 0 | 0 | 0 | 0 | 0 | 0.27234 | 0.2696 | 0.26392 | 0.19481 | 0 | 0 | 0 | 0 | 0 | 0 | 64.2239 | 62.5108 | 61.7076 | 60.1658 | 59.1754 | 58.4466 | 57.7675 | 58.8534 | 61.6331 | 66.8736 | 72.4638 | 76.6473 | 78.6726 | 80.1987 | 80.9191 | 80.3612 | 78.9327 | 76.8525 | 74.8666 | 72.1914 | 70.4714 | 69.038 | 67.2045 | 66.017 | 0.030258 | 0.031202 | 0.02982 | 0.026093 | 0.026606 | 0.029009 | 0.033525 | 0.038954 | 0.046027 | 0.050936 | 0.053204 | 0.055939 | 0.0575 | 0.058386 | 0.057125 | 0.052228 | 0.047386 | 0.044986 | 0.040338 | 0.038434 | 0.037438 | 0.033897 | 0.032183 | 0.033405
Portfolio Adjusted1-in-10Size: 20 kW to 199.99 kWSouth of Lugo2023December Monthly Peak | Portfolio Adjusted | 1-in-10 | Size: 20 kW to 199.99 kW | South of Lugo | 2023 | December Monthly Peak | 12 | 13.1106 | 12.6701 | 12.4775 | 12.6132 | 12.9583 | 14.8829 | 17.6175 | 19.2303 | 21.5974 | 22.3971 | 22.4285 | 22.1302 | 21.5627 | 21.5751 | 21.5112 | 20.9654 | 20.3824 | 20.5987 | 19.9774 | 19.3571 | 18.5656 | 17.331 | 15.8291 | 14.2715 | 0 | 0 | 0 | 0 | 0 | 0 | 0 | 0 | 0 | 0 | 0 | 0 | 0 | 0 | 0.20507 | 0.20283 | 0.20238 | 0.15826 | 0 | 0 | 0 | 0 | 0 | 0 | 47.0497 | 46.4524 | 45.5609 | 44.8637 | 44.3079 | 43.1863 | 43.9224 | 44.4235 | 45.7597 | 47.7722 | 50.2669 | 52.0659 | 53.1801 | 52.844 | 52.8133 | 52.686 | 52.367 | 51.1542 | 49.9358 | 49.1599 | 48.1515 | 47.5462 | 46.7935 | 46.4906 | 0.030223 | 0.031463 | 0.030371 | 0.026935 | 0.02752 | 0.030634 | 0.037404 | 0.042514 | 0.047688 | 0.04819 | 0.046673 | 0.045626 | 0.044507 | 0.044094 | 0.043014 | 0.039292 | 0.036337 | 0.036546 | 0.035074 | 0.034672 | 0.034471 | 0.032066 | 0.031575 | 0.033358
Portfolio Adjusted1-in-10Size: 20 kW to 199.99 kWSouth of Lugo2023Typical Event Day | Portfolio Adjusted | 1-in-10 | Size: 20 kW to 199.99 kW | South of Lugo | 2023 | Typical Event Day | 8 | 15.2938 | 14.4611 | 13.9641 | 13.7997 | 14.1983 | 16.0169 | 18.4361 | 21.1393 | 25.4393 | 28.792 | 31.6969 | 33.4603 | 34.1081 | 34.8256 | 35.057 | 34.7173 | 33.6026 | 31.1881 | 27.6424 | 25.8393 | 24.8145 | 22.5882 | 19.9295 | 17.1772 | 0 | 0 | 0 | 0 | 0 | 0 | 0 | 0 | 0 | 0 | 0 | 0 | 0 | 0 | 0.3342 | 0.33587 | 0.33364 | 0.23962 | 0 | 0 | 0 | 0 | 0 | 0 | 69.9154 | 69.3027 | 69.0281 | 68.8274 | 68.1818 | 67.7691 | 67.6025 | 68.0487 | 70.5121 | 74.5472 | 78.6685 | 82.0814 | 84.4052 | 85.9597 | 86.943 | 87.4897 | 88.3832 | 87.7696 | 86.7453 | 84.0436 | 79.9296 | 76.1636 | 73.7777 | 72.3013 | 0.035256 | 0.035911 | 0.033989 | 0.029469 | 0.030153 | 0.032968 | 0.039141 | 0.046734 | 0.056171 | 0.061949 | 0.06596 | 0.068986 | 0.070402 | 0.071174 | 0.0701 | 0.065065 | 0.059905 | 0.055333 | 0.048531 | 0.046283 | 0.046073 | 0.041793 | 0.039754 | 0.04015
Portfolio Adjusted1-in-10Size: 20 kW to 199.99 kWSouth of Lugo2024January Monthly Peak | Portfolio Adjusted | 1-in-10 | Size: 20 kW to 199.99 kW | South of Lugo | 2024 | January Monthly Peak | 1 | 13.193 | 12.9066 | 12.7533 | 12.8197 | 13.1597 | 14.8785 | 17.656 | 19.4556 | 21.5992 | 22.2931 | 22.4799 | 21.9989 | 21.2617 | 21.3051 | 21.1923 | 20.4228 | 19.6334 | 19.9953 | 19.7419 | 19.115 | 18.3183 | 17.0516 | 15.6008 | 14.0397 | 0 | 0 | 0 | 0 | 0 | 0 | 0 | 0 | 0 | 0 | 0 | 0 | 0 | 0 | 0.20203 | 0.19758 | 0.19494 | 0.15362 | 0 | 0 | 0 | 0 | 0 | 0 | 46.1277 | 46.1092 | 45.4825 | 44.7667 | 44.5135 | 44.1755 | 43.087 | 42.8208 | 43.8014 | 46.4944 | 48.5422 | 50.5974 | 52.68 | 53.7063 | 54.6475 | 54.8653 | 54.4573 | 53.4794 | 51.9047 | 50.8783 | 50.038 | 49.6927 | 49.4788 | 48.3829 | 0.030413 | 0.032051 | 0.031042 | 0.027376 | 0.027947 | 0.030625 | 0.037485 | 0.043012 | 0.047692 | 0.047966 | 0.04678 | 0.045356 | 0.043886 | 0.043542 | 0.042376 | 0.038275 | 0.035001 | 0.035475 | 0.03466 | 0.034238 | 0.034011 | 0.031549 | 0.031119 | 0.032816
Portfolio Adjusted1-in-10Size: 20 kW to 199.99 kWSouth of Lugo2024February Monthly Peak | Portfolio Adjusted | 1-in-10 | Size: 20 kW to 199.99 kW | South of Lugo | 2024 | February Monthly Peak | 2 | 13.0619 | 12.6311 | 12.3387 | 12.3222 | 12.6087 | 13.9723 | 16.1466 | 17.6514 | 19.8579 | 21.3191 | 22.4212 | 23.081 | 23.2665 | 23.8464 | 23.959 | 23.3971 | 22.5015 | 21.3414 | 20.6535 | 19.6773 | 18.735 | 17.3572 | 15.5746 | 13.8865 | 0 | 0 | 0 | 0 | 0 | 0 | 0 | 0 | 0 | 0 | 0 | 0 | 0 | 0 | 0.22841 | 0.22635 | 0.22342 | 0.16397 | 0 | 0 | 0 | 0 | 0 | 0 | 51.7549 | 51.0721 | 50.3189 | 49.3036 | 48.5727 | 48.3245 | 47.5292 | 47.282 | 48.7126 | 52.3712 | 56.2509 | 60.056 | 61.9756 | 63.3413 | 63.8294 | 63.7648 | 63.1255 | 62.2369 | 60.0379 | 58.0108 | 56.4718 | 55.2762 | 54.2997 | 53.0008 | 0.030111 | 0.031366 | 0.030033 | 0.026314 | 0.026777 | 0.02876 | 0.034281 | 0.039023 | 0.043847 | 0.04587 | 0.046658 | 0.047586 | 0.048024 | 0.048736 | 0.047908 | 0.04385 | 0.040114 | 0.037864 | 0.036261 | 0.035246 | 0.034785 | 0.032114 | 0.031067 | 0.032458
Portfolio Adjusted1-in-10Size: 20 kW to 199.99 kWSouth of Lugo2024March Monthly Peak | Portfolio Adjusted | 1-in-10 | Size: 20 kW to 199.99 kW | South of Lugo | 2024 | March Monthly Peak | 3 | 13.4399 | 12.9246 | 12.4785 | 12.3318 | 12.6617 | 13.8038 | 16.0695 | 17.5378 | 20.2759 | 22.9638 | 24.984 | 26.5728 | 27.2978 | 28.2755 | 28.6216 | 28.1859 | 27.277 | 25.3021 | 22.9446 | 21.9959 | 20.8743 | 19.0799 | 16.8271 | 14.7514 | 0 | 0 | 0 | 0 | 0 | 0 | 0 | 0 | 0 | 0 | 0 | 0 | 0 | 0 | 0.27286 | 0.27268 | 0.27083 | 0.1944 | 0 | 0 | 0 | 0 | 0 | 0 | 60.992 | 59.3531 | 58.6765 | 58.1601 | 57.2734 | 55.514 | 54.9777 | 55.6396 | 58.939 | 64.0938 | 69.4051 | 73.8843 | 76.7557 | 77.8109 | 78.3001 | 78.4099 | 77.4073 | 76.3182 | 74.7597 | 72.2572 | 69.6293 | 66.2525 | 63.2534 | 61.1025 | 0.030982 | 0.032095 | 0.030373 | 0.026334 | 0.02689 | 0.028413 | 0.034117 | 0.038772 | 0.04477 | 0.049409 | 0.051991 | 0.054786 | 0.056345 | 0.057787 | 0.057232 | 0.052824 | 0.048628 | 0.044891 | 0.040283 | 0.039399 | 0.038757 | 0.035302 | 0.033565 | 0.03448
Portfolio Adjusted1-in-10Size: 20 kW to 199.99 kWSouth of Lugo2024April Monthly Peak | Portfolio Adjusted | 1-in-10 | Size: 20 kW to 199.99 kW | South of Lugo | 2024 | April Monthly Peak | 4 | 14.1142 | 13.4878 | 12.9689 | 12.7866 | 13.1802 | 14.4402 | 16.5219 | 18.5706 | 22.385 | 25.707 | 28.4431 | 30.3675 | 31.2372 | 32.0918 | 32.2531 | 31.8067 | 30.6137 | 28.2157 | 24.9194 | 23.7233 | 22.6545 | 20.6117 | 18.0937 | 15.6879 | 0 | 0 | 0 | 0 | 0 | 0 | 0 | 0 | 0 | 0 | 0 | 0 | 0 | 0 | 0.30747 | 0.30771 | 0.30396 | 0.21678 | 0 | 0 | 0 | 0 | 0 | 0 | 70.2366 | 69.2532 | 67.6769 | 66.0963 | 64.7401 | 63.8838 | 63.4959 | 63.576 | 66.2894 | 71.9069 | 77.2243 | 82.3192 | 85.3139 | 86.1566 | 85.2592 | 85.2006 | 85.1445 | 85.2123 | 83.8401 | 79.8078 | 75.0521 | 70.4282 | 68.1164 | 67.1315 | 0.032537 | 0.033494 | 0.031567 | 0.027305 | 0.027991 | 0.029723 | 0.035077 | 0.041055 | 0.049427 | 0.055312 | 0.059189 | 0.062609 | 0.064476 | 0.065587 | 0.064494 | 0.05961 | 0.054576 | 0.05006 | 0.04375 | 0.042493 | 0.042062 | 0.038136 | 0.036092 | 0.036669
Portfolio Adjusted1-in-10Size: 20 kW to 199.99 kWSouth of Lugo2024May Monthly Peak | Portfolio Adjusted | 1-in-10 | Size: 20 kW to 199.99 kW | South of Lugo | 2024 | May Monthly Peak | 5 | 13.9964 | 13.3907 | 12.9479 | 12.8115 | 13.2278 | 14.5186 | 16.328 | 18.7234 | 22.4485 | 25.6416 | 28.0944 | 29.8839 | 30.7408 | 31.4028 | 31.5011 | 30.9705 | 29.8031 | 27.4893 | 24.4395 | 22.954 | 22.4201 | 20.435 | 17.872 | 15.5164 | 0 | 0 | 0 | 0 | 0 | 0 | 0 | 0 | 0 | 0 | 0 | 0 | 0 | 0 | 0.30031 | 0.29962 | 0.29591 | 0.2112 | 0 | 0 | 0 | 0 | 0 | 0 | 67.3841 | 66.7799 | 65.3704 | 64.6307 | 64.1236 | 63.5004 | 63.7552 | 63.8562 | 66.8419 | 72.4251 | 77.5471 | 81.2201 | 83.0993 | 83.8616 | 86.0419 | 87.2506 | 87.8041 | 86.6399 | 85.056 | 82.805 | 79.6113 | 75.6318 | 72.4927 | 70.2392 | 0.032265 | 0.033253 | 0.031516 | 0.027358 | 0.028092 | 0.029884 | 0.034666 | 0.041393 | 0.049567 | 0.055171 | 0.058463 | 0.061612 | 0.063452 | 0.064179 | 0.06299 | 0.058043 | 0.053131 | 0.048771 | 0.042908 | 0.041115 | 0.041627 | 0.037809 | 0.03565 | 0.036268
Portfolio Adjusted1-in-10Size: 20 kW to 199.99 kWSouth of Lugo2024June Monthly Peak | Portfolio Adjusted | 1-in-10 | Size: 20 kW to 199.99 kW | South of Lugo | 2024 | June Monthly Peak | 6 | 14.371 | 13.7428 | 13.3051 | 13.1505 | 13.5471 | 14.8873 | 16.9406 | 19.528 | 23.4647 | 26.8287 | 29.3917 | 31.1428 | 31.7683 | 32.4111 | 32.5106 | 32.0187 | 30.8689 | 28.5454 | 25.4256 | 23.4812 | 22.8191 | 20.9982 | 18.3731 | 15.9122 | 0 | 0 | 0 | 0 | 0 | 0 | 0 | 0 | 0 | 0 | 0 | 0 | 0 | 0 | 0.30993 | 0.30976 | 0.3065 | 0.21932 | 0 | 0 | 0 | 0 | 0 | 0 | 66.0212 | 65.585 | 65.3309 | 65.2751 | 64.1347 | 63.373 | 63.3796 | 64.4645 | 67.1189 | 71.3334 | 76.2774 | 79.8792 | 81.501 | 81.5356 | 82.6855 | 82.9017 | 84.1925 | 83.9644 | 83.9532 | 82.1954 | 77.8334 | 73.8503 | 71.3188 | 69.8164 | 0.033129 | 0.034127 | 0.032385 | 0.028082 | 0.02877 | 0.030643 | 0.035966 | 0.043172 | 0.051811 | 0.057725 | 0.061163 | 0.064208 | 0.065573 | 0.066239 | 0.065008 | 0.060008 | 0.055031 | 0.050645 | 0.044639 | 0.042059 | 0.042368 | 0.038851 | 0.036649 | 0.037193
Portfolio Adjusted1-in-10Size: 20 kW to 199.99 kWSouth of Lugo2024July Monthly Peak | Portfolio Adjusted | 1-in-10 | Size: 20 kW to 199.99 kW | South of Lugo | 2024 | July Monthly Peak | 7 | 15.0864 | 14.252 | 13.7768 | 13.6042 | 14.0736 | 15.7536 | 17.9405 | 20.6834 | 24.7266 | 27.9613 | 30.6 | 32.3234 | 32.9383 | 33.6441 | 33.8232 | 33.4193 | 32.3464 | 30.0778 | 26.8204 | 24.7897 | 24.1105 | 22.2067 | 19.5347 | 16.9428 | 0 | 0 | 0 | 0 | 0 | 0 | 0 | 0 | 0 | 0 | 0 | 0 | 0 | 0 | 0.32244 | 0.32331 | 0.32117 | 0.23109 | 0 | 0 | 0 | 0 | 0 | 0 | 69.5316 | 68.8204 | 68.5835 | 68.4135 | 68.0512 | 67.811 | 67.3945 | 67.5538 | 70.3127 | 74.3922 | 77.955 | 79.1667 | 80.1621 | 81.6898 | 83.979 | 84.9561 | 87.2309 | 85.7934 | 83.8218 | 81.0358 | 77.8254 | 75.3133 | 73.6063 | 72.4417 | 0.034778 | 0.035392 | 0.033533 | 0.029051 | 0.029888 | 0.032426 | 0.038089 | 0.045726 | 0.054597 | 0.060162 | 0.063677 | 0.066642 | 0.067988 | 0.068759 | 0.067633 | 0.062633 | 0.057665 | 0.053364 | 0.047088 | 0.044403 | 0.044766 | 0.041087 | 0.038966 | 0.039602
Portfolio Adjusted1-in-10Size: 20 kW to 199.99 kWSouth of Lugo2024August Monthly Peak | Portfolio Adjusted | 1-in-10 | Size: 20 kW to 199.99 kW | South of Lugo | 2024 | August Monthly Peak | 8 | 15.3531 | 14.5164 | 14.0154 | 13.8491 | 14.2522 | 16.0836 | 18.5227 | 21.2629 | 25.615 | 29.0053 | 31.9391 | 33.7127 | 34.3608 | 35.0701 | 35.2877 | 34.9403 | 33.8068 | 31.3772 | 27.8062 | 25.985 | 24.9421 | 22.6994 | 20.0268 | 17.257 | 0 | 0 | 0 | 0 | 0 | 0 | 0 | 0 | 0 | 0 | 0 | 0 | 0 | 0 | 0.3364 | 0.33803 | 0.33567 | 0.24107 | 0 | 0 | 0 | 0 | 0 | 0 | 70.3756 | 69.9811 | 69.8759 | 69.5803 | 69.1616 | 69.0092 | 68.9065 | 69.1685 | 71.4663 | 75.2084 | 78.5294 | 81.9129 | 84.4652 | 85.8842 | 86.2972 | 87.4156 | 87.9055 | 88.2639 | 87.4384 | 83.6992 | 78.5771 | 75.2053 | 73.1679 | 71.8718 | 0.035393 | 0.036048 | 0.034114 | 0.029574 | 0.030268 | 0.033105 | 0.039325 | 0.047007 | 0.056559 | 0.062408 | 0.066464 | 0.069506 | 0.070924 | 0.071674 | 0.070561 | 0.065483 | 0.060269 | 0.055669 | 0.048819 | 0.046544 | 0.04631 | 0.041998 | 0.039948 | 0.040336
Portfolio Adjusted1-in-10Size: 20 kW to 199.99 kWSouth of Lugo2024September Monthly Peak | Portfolio Adjusted | 1-in-10 | Size: 20 kW to 199.99 kW | South of Lugo | 2024 | September Monthly Peak | 9 | 15.898 | 15.0937 | 14.5736 | 14.4054 | 14.8755 | 16.7689 | 19.7524 | 22.32 | 27.3796 | 30.9884 | 33.743 | 35.6998 | 36.2327 | 36.8663 | 36.8175 | 36.0862 | 34.5342 | 31.7833 | 27.9288 | 26.6789 | 25.1606 | 23.0093 | 20.1366 | 17.4606 | 0 | 0 | 0 | 0 | 0 | 0 | 0 | 0 | 0 | 0 | 0 | 0 | 0 | 0 | 0.35099 | 0.34912 | 0.34289 | 0.24419 | 0 | 0 | 0 | 0 | 0 | 0 | 73.7332 | 72.8242 | 72.322 | 72.0406 | 71.3795 | 70.8832 | 70.7294 | 71.0081 | 73.1505 | 77.2549 | 81.9121 | 87.3669 | 91.4925 | 94.7293 | 94.8104 | 94.6853 | 94.2038 | 93.0568 | 91.7681 | 89.2438 | 85.4826 | 80.2854 | 77.0179 | 75.0753 | 0.036649 | 0.037482 | 0.035473 | 0.030762 | 0.031591 | 0.034516 | 0.041936 | 0.049345 | 0.060455 | 0.066675 | 0.070218 | 0.073603 | 0.074787 | 0.075345 | 0.073621 | 0.067631 | 0.061565 | 0.056389 | 0.049034 | 0.047787 | 0.046715 | 0.042572 | 0.040167 | 0.040812
Portfolio Adjusted1-in-10Size: 20 kW to 199.99 kWSouth of Lugo2024October Monthly Peak | Portfolio Adjusted | 1-in-10 | Size: 20 kW to 199.99 kW | South of Lugo | 2024 | October Monthly Peak | 10 | 14.706 | 13.9909 | 13.5066 | 13.3105 | 13.7232 | 15.3266 | 18.0769 | 19.8832 | 23.8638 | 27.2144 | 29.7101 | 31.5745 | 32.3334 | 33.2063 | 33.4343 | 32.8188 | 31.4961 | 28.8081 | 26.1856 | 24.6956 | 23.199 | 21.2888 | 18.5595 | 16.2096 | 0 | 0 | 0 | 0 | 0 | 0 | 0 | 0 | 0 | 0 | 0 | 0 | 0 | 0 | 0.31874 | 0.31751 | 0.31272 | 0.22133 | 0 | 0 | 0 | 0 | 0 | 0 | 71.6194 | 71.1628 | 70.2739 | 69.3622 | 68.323 | 68.1268 | 68.2547 | 68.4171 | 69.516 | 72.2837 | 76.6237 | 81.5917 | 84.4384 | 85.7536 | 86.2235 | 86.65 | 85.7085 | 82.98 | 79.3771 | 77.1551 | 75.1387 | 73.7179 | 72.5112 | 71.3959 | 0.033901 | 0.034743 | 0.032876 | 0.028424 | 0.029144 | 0.031547 | 0.038379 | 0.043957 | 0.052692 | 0.058555 | 0.061825 | 0.065098 | 0.066739 | 0.067865 | 0.066855 | 0.061507 | 0.056149 | 0.051111 | 0.045973 | 0.044234 | 0.043073 | 0.039389 | 0.037021 | 0.037888
Portfolio Adjusted1-in-10Size: 20 kW to 199.99 kWSouth of Lugo2024November Monthly Peak | Portfolio Adjusted | 1-in-10 | Size: 20 kW to 199.99 kW | South of Lugo | 2024 | November Monthly Peak | 11 | 13.1257 | 12.5647 | 12.2512 | 12.2188 | 12.5279 | 14.0934 | 15.7906 | 17.62 | 20.8453 | 23.6732 | 25.5671 | 27.1321 | 27.8572 | 28.5685 | 28.5681 | 27.8675 | 26.5803 | 25.3559 | 22.9756 | 21.4574 | 20.1638 | 18.3208 | 16.1342 | 14.2916 | 0 | 0 | 0 | 0 | 0 | 0 | 0 | 0 | 0 | 0 | 0 | 0 | 0 | 0 | 0.27234 | 0.2696 | 0.26392 | 0.19481 | 0 | 0 | 0 | 0 | 0 | 0 | 64.2239 | 62.5108 | 61.7076 | 60.1658 | 59.1754 | 58.4466 | 57.7675 | 58.8534 | 61.6331 | 66.8736 | 72.4638 | 76.6473 | 78.6726 | 80.1987 | 80.9191 | 80.3612 | 78.9327 | 76.8525 | 74.8666 | 72.1914 | 70.4714 | 69.038 | 67.2045 | 66.017 | 0.030258 | 0.031202 | 0.02982 | 0.026093 | 0.026606 | 0.029009 | 0.033525 | 0.038954 | 0.046027 | 0.050936 | 0.053204 | 0.055939 | 0.0575 | 0.058386 | 0.057125 | 0.052228 | 0.047386 | 0.044986 | 0.040338 | 0.038434 | 0.037438 | 0.033897 | 0.032183 | 0.033405
Portfolio Adjusted1-in-10Size: 20 kW to 199.99 kWSouth of Lugo2024December Monthly Peak | Portfolio Adjusted | 1-in-10 | Size: 20 kW to 199.99 kW | South of Lugo | 2024 | December Monthly Peak | 12 | 13.1106 | 12.6701 | 12.4775 | 12.6132 | 12.9583 | 14.8829 | 17.6175 | 19.2303 | 21.5974 | 22.3971 | 22.4285 | 22.1302 | 21.5627 | 21.5751 | 21.5112 | 20.9654 | 20.3824 | 20.5987 | 19.9774 | 19.3571 | 18.5656 | 17.331 | 15.8291 | 14.2715 | 0 | 0 | 0 | 0 | 0 | 0 | 0 | 0 | 0 | 0 | 0 | 0 | 0 | 0 | 0.20507 | 0.20283 | 0.20238 | 0.15826 | 0 | 0 | 0 | 0 | 0 | 0 | 47.0497 | 46.4524 | 45.5609 | 44.8637 | 44.3079 | 43.1863 | 43.9224 | 44.4235 | 45.7597 | 47.7722 | 50.2669 | 52.0659 | 53.1801 | 52.844 | 52.8133 | 52.686 | 52.367 | 51.1542 | 49.9358 | 49.1599 | 48.1515 | 47.5462 | 46.7935 | 46.4906 | 0.030223 | 0.031463 | 0.030371 | 0.026935 | 0.02752 | 0.030634 | 0.037404 | 0.042514 | 0.047688 | 0.04819 | 0.046673 | 0.045626 | 0.044507 | 0.044094 | 0.043014 | 0.039292 | 0.036337 | 0.036546 | 0.035074 | 0.034672 | 0.034471 | 0.032066 | 0.031575 | 0.033358
Portfolio Adjusted1-in-10Size: 20 kW to 199.99 kWSouth of Lugo2024Typical Event Day | Portfolio Adjusted | 1-in-10 | Size: 20 kW to 199.99 kW | South of Lugo | 2024 | Typical Event Day | 8 | 15.2938 | 14.4611 | 13.9641 | 13.7997 | 14.1983 | 16.0169 | 18.4361 | 21.1393 | 25.4393 | 28.792 | 31.6969 | 33.4603 | 34.1081 | 34.8256 | 35.057 | 34.7173 | 33.6026 | 31.1881 | 27.6424 | 25.8393 | 24.8145 | 22.5882 | 19.9295 | 17.1772 | 0 | 0 | 0 | 0 | 0 | 0 | 0 | 0 | 0 | 0 | 0 | 0 | 0 | 0 | 0.3342 | 0.33587 | 0.33364 | 0.23962 | 0 | 0 | 0 | 0 | 0 | 0 | 69.9154 | 69.3027 | 69.0281 | 68.8274 | 68.1818 | 67.7691 | 67.6025 | 68.0487 | 70.5121 | 74.5472 | 78.6685 | 82.0814 | 84.4052 | 85.9597 | 86.943 | 87.4897 | 88.3832 | 87.7696 | 86.7453 | 84.0436 | 79.9296 | 76.1636 | 73.7777 | 72.3013 | 0.035256 | 0.035911 | 0.033989 | 0.029469 | 0.030153 | 0.032968 | 0.039141 | 0.046734 | 0.056171 | 0.061949 | 0.06596 | 0.068986 | 0.070402 | 0.071174 | 0.0701 | 0.065065 | 0.059905 | 0.055333 | 0.048531 | 0.046283 | 0.046073 | 0.041793 | 0.039754 | 0.04015
Portfolio Adjusted1-in-10Size: 20 kW to 199.99 kWSouth of Lugo2025January Monthly Peak | Portfolio Adjusted | 1-in-10 | Size: 20 kW to 199.99 kW | South of Lugo | 2025 | January Monthly Peak | 1 | 13.193 | 12.9066 | 12.7533 | 12.8197 | 13.1597 | 14.8785 | 17.656 | 19.4556 | 21.5992 | 22.2931 | 22.4799 | 21.9989 | 21.2617 | 21.3051 | 21.1923 | 20.4228 | 19.6334 | 19.9953 | 19.7419 | 19.115 | 18.3183 | 17.0516 | 15.6008 | 14.0397 | 0 | 0 | 0 | 0 | 0 | 0 | 0 | 0 | 0 | 0 | 0 | 0 | 0 | 0 | 0.20203 | 0.19758 | 0.19494 | 0.15362 | 0 | 0 | 0 | 0 | 0 | 0 | 46.1277 | 46.1092 | 45.4825 | 44.7667 | 44.5135 | 44.1755 | 43.087 | 42.8208 | 43.8014 | 46.4944 | 48.5422 | 50.5974 | 52.68 | 53.7063 | 54.6475 | 54.8653 | 54.4573 | 53.4794 | 51.9047 | 50.8783 | 50.038 | 49.6927 | 49.4788 | 48.3829 | 0.030413 | 0.032051 | 0.031042 | 0.027376 | 0.027947 | 0.030625 | 0.037485 | 0.043012 | 0.047692 | 0.047966 | 0.04678 | 0.045356 | 0.043886 | 0.043542 | 0.042376 | 0.038275 | 0.035001 | 0.035475 | 0.03466 | 0.034238 | 0.034011 | 0.031549 | 0.031119 | 0.032816
Portfolio Adjusted1-in-10Size: 20 kW to 199.99 kWSouth of Lugo2025February Monthly Peak | Portfolio Adjusted | 1-in-10 | Size: 20 kW to 199.99 kW | South of Lugo | 2025 | February Monthly Peak | 2 | 13.0619 | 12.6311 | 12.3387 | 12.3222 | 12.6087 | 13.9723 | 16.1466 | 17.6514 | 19.8579 | 21.3191 | 22.4212 | 23.081 | 23.2665 | 23.8464 | 23.959 | 23.3971 | 22.5015 | 21.3414 | 20.6535 | 19.6773 | 18.735 | 17.3572 | 15.5746 | 13.8865 | 0 | 0 | 0 | 0 | 0 | 0 | 0 | 0 | 0 | 0 | 0 | 0 | 0 | 0 | 0.22841 | 0.22635 | 0.22342 | 0.16397 | 0 | 0 | 0 | 0 | 0 | 0 | 51.7549 | 51.0721 | 50.3189 | 49.3036 | 48.5727 | 48.3245 | 47.5292 | 47.282 | 48.7126 | 52.3712 | 56.2509 | 60.056 | 61.9756 | 63.3413 | 63.8294 | 63.7648 | 63.1255 | 62.2369 | 60.0379 | 58.0108 | 56.4718 | 55.2762 | 54.2997 | 53.0008 | 0.030111 | 0.031366 | 0.030033 | 0.026314 | 0.026777 | 0.02876 | 0.034281 | 0.039023 | 0.043847 | 0.04587 | 0.046658 | 0.047586 | 0.048024 | 0.048736 | 0.047908 | 0.04385 | 0.040114 | 0.037864 | 0.036261 | 0.035246 | 0.034785 | 0.032114 | 0.031067 | 0.032458
Portfolio Adjusted1-in-10Size: 20 kW to 199.99 kWSouth of Lugo2025March Monthly Peak | Portfolio Adjusted | 1-in-10 | Size: 20 kW to 199.99 kW | South of Lugo | 2025 | March Monthly Peak | 3 | 13.4399 | 12.9246 | 12.4785 | 12.3318 | 12.6617 | 13.8038 | 16.0695 | 17.5378 | 20.2759 | 22.9638 | 24.984 | 26.5728 | 27.2978 | 28.2755 | 28.6216 | 28.1859 | 27.277 | 25.3021 | 22.9446 | 21.9959 | 20.8743 | 19.0799 | 16.8271 | 14.7514 | 0 | 0 | 0 | 0 | 0 | 0 | 0 | 0 | 0 | 0 | 0 | 0 | 0 | 0 | 0.27286 | 0.27268 | 0.27083 | 0.1944 | 0 | 0 | 0 | 0 | 0 | 0 | 60.992 | 59.3531 | 58.6765 | 58.1601 | 57.2734 | 55.514 | 54.9777 | 55.6396 | 58.939 | 64.0938 | 69.4051 | 73.8843 | 76.7557 | 77.8109 | 78.3001 | 78.4099 | 77.4073 | 76.3182 | 74.7597 | 72.2572 | 69.6293 | 66.2525 | 63.2534 | 61.1025 | 0.030982 | 0.032095 | 0.030373 | 0.026334 | 0.02689 | 0.028413 | 0.034117 | 0.038772 | 0.04477 | 0.049409 | 0.051991 | 0.054786 | 0.056345 | 0.057787 | 0.057232 | 0.052824 | 0.048628 | 0.044891 | 0.040283 | 0.039399 | 0.038757 | 0.035302 | 0.033565 | 0.03448
Portfolio Adjusted1-in-10Size: 20 kW to 199.99 kWSouth of Lugo2025April Monthly Peak | Portfolio Adjusted | 1-in-10 | Size: 20 kW to 199.99 kW | South of Lugo | 2025 | April Monthly Peak | 4 | 14.1142 | 13.4878 | 12.9689 | 12.7866 | 13.1802 | 14.4402 | 16.5219 | 18.5706 | 22.385 | 25.707 | 28.4431 | 30.3675 | 31.2372 | 32.0918 | 32.2531 | 31.8067 | 30.6137 | 28.2157 | 24.9194 | 23.7233 | 22.6545 | 20.6117 | 18.0937 | 15.6879 | 0 | 0 | 0 | 0 | 0 | 0 | 0 | 0 | 0 | 0 | 0 | 0 | 0 | 0 | 0.30747 | 0.30771 | 0.30396 | 0.21678 | 0 | 0 | 0 | 0 | 0 | 0 | 70.2366 | 69.2532 | 67.6769 | 66.0963 | 64.7401 | 63.8838 | 63.4959 | 63.576 | 66.2894 | 71.9069 | 77.2243 | 82.3192 | 85.3139 | 86.1566 | 85.2592 | 85.2006 | 85.1445 | 85.2123 | 83.8401 | 79.8078 | 75.0521 | 70.4282 | 68.1164 | 67.1315 | 0.032537 | 0.033494 | 0.031567 | 0.027305 | 0.027991 | 0.029723 | 0.035077 | 0.041055 | 0.049427 | 0.055312 | 0.059189 | 0.062609 | 0.064476 | 0.065587 | 0.064494 | 0.05961 | 0.054576 | 0.05006 | 0.04375 | 0.042493 | 0.042062 | 0.038136 | 0.036092 | 0.036669
Portfolio Adjusted1-in-10Size: 20 kW to 199.99 kWSouth of Lugo2025May Monthly Peak | Portfolio Adjusted | 1-in-10 | Size: 20 kW to 199.99 kW | South of Lugo | 2025 | May Monthly Peak | 5 | 13.9964 | 13.3907 | 12.9479 | 12.8115 | 13.2278 | 14.5186 | 16.328 | 18.7234 | 22.4485 | 25.6416 | 28.0944 | 29.8839 | 30.7408 | 31.4028 | 31.5011 | 30.9705 | 29.8031 | 27.4893 | 24.4395 | 22.954 | 22.4201 | 20.435 | 17.872 | 15.5164 | 0 | 0 | 0 | 0 | 0 | 0 | 0 | 0 | 0 | 0 | 0 | 0 | 0 | 0 | 0.30031 | 0.29962 | 0.29591 | 0.2112 | 0 | 0 | 0 | 0 | 0 | 0 | 67.3841 | 66.7799 | 65.3704 | 64.6307 | 64.1236 | 63.5004 | 63.7552 | 63.8562 | 66.8419 | 72.4251 | 77.5471 | 81.2201 | 83.0993 | 83.8616 | 86.0419 | 87.2506 | 87.8041 | 86.6399 | 85.056 | 82.805 | 79.6113 | 75.6318 | 72.4927 | 70.2392 | 0.032265 | 0.033253 | 0.031516 | 0.027358 | 0.028092 | 0.029884 | 0.034666 | 0.041393 | 0.049567 | 0.055171 | 0.058463 | 0.061612 | 0.063452 | 0.064179 | 0.06299 | 0.058043 | 0.053131 | 0.048771 | 0.042908 | 0.041115 | 0.041627 | 0.037809 | 0.03565 | 0.036268
Portfolio Adjusted1-in-10Size: 20 kW to 199.99 kWSouth of Lugo2025June Monthly Peak | Portfolio Adjusted | 1-in-10 | Size: 20 kW to 199.99 kW | South of Lugo | 2025 | June Monthly Peak | 6 | 14.371 | 13.7428 | 13.3051 | 13.1505 | 13.5471 | 14.8873 | 16.9406 | 19.528 | 23.4647 | 26.8287 | 29.3917 | 31.1428 | 31.7683 | 32.4111 | 32.5106 | 32.0187 | 30.8689 | 28.5454 | 25.4256 | 23.4812 | 22.8191 | 20.9982 | 18.3731 | 15.9122 | 0 | 0 | 0 | 0 | 0 | 0 | 0 | 0 | 0 | 0 | 0 | 0 | 0 | 0 | 0.30993 | 0.30976 | 0.3065 | 0.21932 | 0 | 0 | 0 | 0 | 0 | 0 | 66.0212 | 65.585 | 65.3309 | 65.2751 | 64.1347 | 63.373 | 63.3796 | 64.4645 | 67.1189 | 71.3334 | 76.2774 | 79.8792 | 81.501 | 81.5356 | 82.6855 | 82.9017 | 84.1925 | 83.9644 | 83.9532 | 82.1954 | 77.8334 | 73.8503 | 71.3188 | 69.8164 | 0.033129 | 0.034127 | 0.032385 | 0.028082 | 0.02877 | 0.030643 | 0.035966 | 0.043172 | 0.051811 | 0.057725 | 0.061163 | 0.064208 | 0.065573 | 0.066239 | 0.065008 | 0.060008 | 0.055031 | 0.050645 | 0.044639 | 0.042059 | 0.042368 | 0.038851 | 0.036649 | 0.037193
Portfolio Adjusted1-in-10Size: 20 kW to 199.99 kWSouth of Lugo2025July Monthly Peak | Portfolio Adjusted | 1-in-10 | Size: 20 kW to 199.99 kW | South of Lugo | 2025 | July Monthly Peak | 7 | 15.0864 | 14.252 | 13.7768 | 13.6042 | 14.0736 | 15.7536 | 17.9405 | 20.6834 | 24.7266 | 27.9613 | 30.6 | 32.3234 | 32.9383 | 33.6441 | 33.8232 | 33.4193 | 32.3464 | 30.0778 | 26.8204 | 24.7897 | 24.1105 | 22.2067 | 19.5347 | 16.9428 | 0 | 0 | 0 | 0 | 0 | 0 | 0 | 0 | 0 | 0 | 0 | 0 | 0 | 0 | 0.32244 | 0.32331 | 0.32117 | 0.23109 | 0 | 0 | 0 | 0 | 0 | 0 | 69.5316 | 68.8204 | 68.5835 | 68.4135 | 68.0512 | 67.811 | 67.3945 | 67.5538 | 70.3127 | 74.3922 | 77.955 | 79.1667 | 80.1621 | 81.6898 | 83.979 | 84.9561 | 87.2309 | 85.7934 | 83.8218 | 81.0358 | 77.8254 | 75.3133 | 73.6063 | 72.4417 | 0.034778 | 0.035392 | 0.033533 | 0.029051 | 0.029888 | 0.032426 | 0.038089 | 0.045726 | 0.054597 | 0.060162 | 0.063677 | 0.066642 | 0.067988 | 0.068759 | 0.067633 | 0.062633 | 0.057665 | 0.053364 | 0.047088 | 0.044403 | 0.044766 | 0.041087 | 0.038966 | 0.039602
Portfolio Adjusted1-in-10Size: 20 kW to 199.99 kWSouth of Lugo2025August Monthly Peak | Portfolio Adjusted | 1-in-10 | Size: 20 kW to 199.99 kW | South of Lugo | 2025 | August Monthly Peak | 8 | 15.3531 | 14.5164 | 14.0154 | 13.8491 | 14.2522 | 16.0836 | 18.5227 | 21.2629 | 25.615 | 29.0053 | 31.9391 | 33.7127 | 34.3608 | 35.0701 | 35.2877 | 34.9403 | 33.8068 | 31.3772 | 27.8062 | 25.985 | 24.9421 | 22.6994 | 20.0268 | 17.257 | 0 | 0 | 0 | 0 | 0 | 0 | 0 | 0 | 0 | 0 | 0 | 0 | 0 | 0 | 0.3364 | 0.33803 | 0.33567 | 0.24107 | 0 | 0 | 0 | 0 | 0 | 0 | 70.3756 | 69.9811 | 69.8759 | 69.5803 | 69.1616 | 69.0092 | 68.9065 | 69.1685 | 71.4663 | 75.2084 | 78.5294 | 81.9129 | 84.4652 | 85.8842 | 86.2972 | 87.4156 | 87.9055 | 88.2639 | 87.4384 | 83.6992 | 78.5771 | 75.2053 | 73.1679 | 71.8718 | 0.035393 | 0.036048 | 0.034114 | 0.029574 | 0.030268 | 0.033105 | 0.039325 | 0.047007 | 0.056559 | 0.062408 | 0.066464 | 0.069506 | 0.070924 | 0.071674 | 0.070561 | 0.065483 | 0.060269 | 0.055669 | 0.048819 | 0.046544 | 0.04631 | 0.041998 | 0.039948 | 0.040336
Portfolio Adjusted1-in-10Size: 20 kW to 199.99 kWSouth of Lugo2025September Monthly Peak | Portfolio Adjusted | 1-in-10 | Size: 20 kW to 199.99 kW | South of Lugo | 2025 | September Monthly Peak | 9 | 15.898 | 15.0937 | 14.5736 | 14.4054 | 14.8755 | 16.7689 | 19.7524 | 22.32 | 27.3796 | 30.9884 | 33.743 | 35.6998 | 36.2327 | 36.8663 | 36.8175 | 36.0862 | 34.5342 | 31.7833 | 27.9288 | 26.6789 | 25.1606 | 23.0093 | 20.1366 | 17.4606 | 0 | 0 | 0 | 0 | 0 | 0 | 0 | 0 | 0 | 0 | 0 | 0 | 0 | 0 | 0.35099 | 0.34912 | 0.34289 | 0.24419 | 0 | 0 | 0 | 0 | 0 | 0 | 73.7332 | 72.8242 | 72.322 | 72.0406 | 71.3795 | 70.8832 | 70.7294 | 71.0081 | 73.1505 | 77.2549 | 81.9121 | 87.3669 | 91.4925 | 94.7293 | 94.8104 | 94.6853 | 94.2038 | 93.0568 | 91.7681 | 89.2438 | 85.4826 | 80.2854 | 77.0179 | 75.0753 | 0.036649 | 0.037482 | 0.035473 | 0.030762 | 0.031591 | 0.034516 | 0.041936 | 0.049345 | 0.060455 | 0.066675 | 0.070218 | 0.073603 | 0.074787 | 0.075345 | 0.073621 | 0.067631 | 0.061565 | 0.056389 | 0.049034 | 0.047787 | 0.046715 | 0.042572 | 0.040167 | 0.040812
Portfolio Adjusted1-in-10Size: 20 kW to 199.99 kWSouth of Lugo2025October Monthly Peak | Portfolio Adjusted | 1-in-10 | Size: 20 kW to 199.99 kW | South of Lugo | 2025 | October Monthly Peak | 10 | 14.706 | 13.9909 | 13.5066 | 13.3105 | 13.7232 | 15.3266 | 18.0769 | 19.8832 | 23.8638 | 27.2144 | 29.7101 | 31.5745 | 32.3334 | 33.2063 | 33.4343 | 32.8188 | 31.4961 | 28.8081 | 26.1856 | 24.6956 | 23.199 | 21.2888 | 18.5595 | 16.2096 | 0 | 0 | 0 | 0 | 0 | 0 | 0 | 0 | 0 | 0 | 0 | 0 | 0 | 0 | 0.31874 | 0.31751 | 0.31272 | 0.22133 | 0 | 0 | 0 | 0 | 0 | 0 | 71.6194 | 71.1628 | 70.2739 | 69.3622 | 68.323 | 68.1268 | 68.2547 | 68.4171 | 69.516 | 72.2837 | 76.6237 | 81.5917 | 84.4384 | 85.7536 | 86.2235 | 86.65 | 85.7085 | 82.98 | 79.3771 | 77.1551 | 75.1387 | 73.7179 | 72.5112 | 71.3959 | 0.033901 | 0.034743 | 0.032876 | 0.028424 | 0.029144 | 0.031547 | 0.038379 | 0.043957 | 0.052692 | 0.058555 | 0.061825 | 0.065098 | 0.066739 | 0.067865 | 0.066855 | 0.061507 | 0.056149 | 0.051111 | 0.045973 | 0.044234 | 0.043073 | 0.039389 | 0.037021 | 0.037888
Portfolio Adjusted1-in-10Size: 20 kW to 199.99 kWSouth of Lugo2025November Monthly Peak | Portfolio Adjusted | 1-in-10 | Size: 20 kW to 199.99 kW | South of Lugo | 2025 | November Monthly Peak | 11 | 13.1257 | 12.5647 | 12.2512 | 12.2188 | 12.5279 | 14.0934 | 15.7906 | 17.62 | 20.8453 | 23.6732 | 25.5671 | 27.1321 | 27.8572 | 28.5685 | 28.5681 | 27.8675 | 26.5803 | 25.3559 | 22.9756 | 21.4574 | 20.1638 | 18.3208 | 16.1342 | 14.2916 | 0 | 0 | 0 | 0 | 0 | 0 | 0 | 0 | 0 | 0 | 0 | 0 | 0 | 0 | 0.27234 | 0.2696 | 0.26392 | 0.19481 | 0 | 0 | 0 | 0 | 0 | 0 | 64.2239 | 62.5108 | 61.7076 | 60.1658 | 59.1754 | 58.4466 | 57.7675 | 58.8534 | 61.6331 | 66.8736 | 72.4638 | 76.6473 | 78.6726 | 80.1987 | 80.9191 | 80.3612 | 78.9327 | 76.8525 | 74.8666 | 72.1914 | 70.4714 | 69.038 | 67.2045 | 66.017 | 0.030258 | 0.031202 | 0.02982 | 0.026093 | 0.026606 | 0.029009 | 0.033525 | 0.038954 | 0.046027 | 0.050936 | 0.053204 | 0.055939 | 0.0575 | 0.058386 | 0.057125 | 0.052228 | 0.047386 | 0.044986 | 0.040338 | 0.038434 | 0.037438 | 0.033897 | 0.032183 | 0.033405
Portfolio Adjusted1-in-10Size: 20 kW to 199.99 kWSouth of Lugo2025December Monthly Peak | Portfolio Adjusted | 1-in-10 | Size: 20 kW to 199.99 kW | South of Lugo | 2025 | December Monthly Peak | 12 | 13.1106 | 12.6701 | 12.4775 | 12.6132 | 12.9583 | 14.8829 | 17.6175 | 19.2303 | 21.5974 | 22.3971 | 22.4285 | 22.1302 | 21.5627 | 21.5751 | 21.5112 | 20.9654 | 20.3824 | 20.5987 | 19.9774 | 19.3571 | 18.5656 | 17.331 | 15.8291 | 14.2715 | 0 | 0 | 0 | 0 | 0 | 0 | 0 | 0 | 0 | 0 | 0 | 0 | 0 | 0 | 0.20507 | 0.20283 | 0.20238 | 0.15826 | 0 | 0 | 0 | 0 | 0 | 0 | 47.0497 | 46.4524 | 45.5609 | 44.8637 | 44.3079 | 43.1863 | 43.9224 | 44.4235 | 45.7597 | 47.7722 | 50.2669 | 52.0659 | 53.1801 | 52.844 | 52.8133 | 52.686 | 52.367 | 51.1542 | 49.9358 | 49.1599 | 48.1515 | 47.5462 | 46.7935 | 46.4906 | 0.030223 | 0.031463 | 0.030371 | 0.026935 | 0.02752 | 0.030634 | 0.037404 | 0.042514 | 0.047688 | 0.04819 | 0.046673 | 0.045626 | 0.044507 | 0.044094 | 0.043014 | 0.039292 | 0.036337 | 0.036546 | 0.035074 | 0.034672 | 0.034471 | 0.032066 | 0.031575 | 0.033358
Portfolio Adjusted1-in-10Size: 20 kW to 199.99 kWSouth of Lugo2025Typical Event Day | Portfolio Adjusted | 1-in-10 | Size: 20 kW to 199.99 kW | South of Lugo | 2025 | Typical Event Day | 8 | 15.2938 | 14.4611 | 13.9641 | 13.7997 | 14.1983 | 16.0169 | 18.4361 | 21.1393 | 25.4393 | 28.792 | 31.6969 | 33.4603 | 34.1081 | 34.8256 | 35.057 | 34.7173 | 33.6026 | 31.1881 | 27.6424 | 25.8393 | 24.8145 | 22.5882 | 19.9295 | 17.1772 | 0 | 0 | 0 | 0 | 0 | 0 | 0 | 0 | 0 | 0 | 0 | 0 | 0 | 0 | 0.3342 | 0.33587 | 0.33364 | 0.23962 | 0 | 0 | 0 | 0 | 0 | 0 | 69.9154 | 69.3027 | 69.0281 | 68.8274 | 68.1818 | 67.7691 | 67.6025 | 68.0487 | 70.5121 | 74.5472 | 78.6685 | 82.0814 | 84.4052 | 85.9597 | 86.943 | 87.4897 | 88.3832 | 87.7696 | 86.7453 | 84.0436 | 79.9296 | 76.1636 | 73.7777 | 72.3013 | 0.035256 | 0.035911 | 0.033989 | 0.029469 | 0.030153 | 0.032968 | 0.039141 | 0.046734 | 0.056171 | 0.061949 | 0.06596 | 0.068986 | 0.070402 | 0.071174 | 0.0701 | 0.065065 | 0.059905 | 0.055333 | 0.048531 | 0.046283 | 0.046073 | 0.041793 | 0.039754 | 0.04015
Portfolio Adjusted1-in-10Size: 20 kW to 199.99 kWSouth of Lugo2026January Monthly Peak | Portfolio Adjusted | 1-in-10 | Size: 20 kW to 199.99 kW | South of Lugo | 2026 | January Monthly Peak | 1 | 13.193 | 12.9066 | 12.7533 | 12.8197 | 13.1597 | 14.8785 | 17.656 | 19.4556 | 21.5992 | 22.2931 | 22.4799 | 21.9989 | 21.2617 | 21.3051 | 21.1923 | 20.4228 | 19.6334 | 19.9953 | 19.7419 | 19.115 | 18.3183 | 17.0516 | 15.6008 | 14.0397 | 0 | 0 | 0 | 0 | 0 | 0 | 0 | 0 | 0 | 0 | 0 | 0 | 0 | 0 | 0.20203 | 0.19758 | 0.19494 | 0.15362 | 0 | 0 | 0 | 0 | 0 | 0 | 46.1277 | 46.1092 | 45.4825 | 44.7667 | 44.5135 | 44.1755 | 43.087 | 42.8208 | 43.8014 | 46.4944 | 48.5422 | 50.5974 | 52.68 | 53.7063 | 54.6475 | 54.8653 | 54.4573 | 53.4794 | 51.9047 | 50.8783 | 50.038 | 49.6927 | 49.4788 | 48.3829 | 0.030413 | 0.032051 | 0.031042 | 0.027376 | 0.027947 | 0.030625 | 0.037485 | 0.043012 | 0.047692 | 0.047966 | 0.04678 | 0.045356 | 0.043886 | 0.043542 | 0.042376 | 0.038275 | 0.035001 | 0.035475 | 0.03466 | 0.034238 | 0.034011 | 0.031549 | 0.031119 | 0.032816
Portfolio Adjusted1-in-10Size: 20 kW to 199.99 kWSouth of Lugo2026February Monthly Peak | Portfolio Adjusted | 1-in-10 | Size: 20 kW to 199.99 kW | South of Lugo | 2026 | February Monthly Peak | 2 | 13.0619 | 12.6311 | 12.3387 | 12.3222 | 12.6087 | 13.9723 | 16.1466 | 17.6514 | 19.8579 | 21.3191 | 22.4212 | 23.081 | 23.2665 | 23.8464 | 23.959 | 23.3971 | 22.5015 | 21.3414 | 20.6535 | 19.6773 | 18.735 | 17.3572 | 15.5746 | 13.8865 | 0 | 0 | 0 | 0 | 0 | 0 | 0 | 0 | 0 | 0 | 0 | 0 | 0 | 0 | 0.22841 | 0.22635 | 0.22342 | 0.16397 | 0 | 0 | 0 | 0 | 0 | 0 | 51.7549 | 51.0721 | 50.3189 | 49.3036 | 48.5727 | 48.3245 | 47.5292 | 47.282 | 48.7126 | 52.3712 | 56.2509 | 60.056 | 61.9756 | 63.3413 | 63.8294 | 63.7648 | 63.1255 | 62.2369 | 60.0379 | 58.0108 | 56.4718 | 55.2762 | 54.2997 | 53.0008 | 0.030111 | 0.031366 | 0.030033 | 0.026314 | 0.026777 | 0.02876 | 0.034281 | 0.039023 | 0.043847 | 0.04587 | 0.046658 | 0.047586 | 0.048024 | 0.048736 | 0.047908 | 0.04385 | 0.040114 | 0.037864 | 0.036261 | 0.035246 | 0.034785 | 0.032114 | 0.031067 | 0.032458
Portfolio Adjusted1-in-10Size: 20 kW to 199.99 kWSouth of Lugo2026March Monthly Peak | Portfolio Adjusted | 1-in-10 | Size: 20 kW to 199.99 kW | South of Lugo | 2026 | March Monthly Peak | 3 | 13.4399 | 12.9246 | 12.4785 | 12.3318 | 12.6617 | 13.8038 | 16.0695 | 17.5378 | 20.2759 | 22.9638 | 24.984 | 26.5728 | 27.2978 | 28.2755 | 28.6216 | 28.1859 | 27.277 | 25.3021 | 22.9446 | 21.9959 | 20.8743 | 19.0799 | 16.8271 | 14.7514 | 0 | 0 | 0 | 0 | 0 | 0 | 0 | 0 | 0 | 0 | 0 | 0 | 0 | 0 | 0.27286 | 0.27268 | 0.27083 | 0.1944 | 0 | 0 | 0 | 0 | 0 | 0 | 60.992 | 59.3531 | 58.6765 | 58.1601 | 57.2734 | 55.514 | 54.9777 | 55.6396 | 58.939 | 64.0938 | 69.4051 | 73.8843 | 76.7557 | 77.8109 | 78.3001 | 78.4099 | 77.4073 | 76.3182 | 74.7597 | 72.2572 | 69.6293 | 66.2525 | 63.2534 | 61.1025 | 0.030982 | 0.032095 | 0.030373 | 0.026334 | 0.02689 | 0.028413 | 0.034117 | 0.038772 | 0.04477 | 0.049409 | 0.051991 | 0.054786 | 0.056345 | 0.057787 | 0.057232 | 0.052824 | 0.048628 | 0.044891 | 0.040283 | 0.039399 | 0.038757 | 0.035302 | 0.033565 | 0.03448
Portfolio Adjusted1-in-10Size: 20 kW to 199.99 kWSouth of Lugo2026April Monthly Peak | Portfolio Adjusted | 1-in-10 | Size: 20 kW to 199.99 kW | South of Lugo | 2026 | April Monthly Peak | 4 | 14.1142 | 13.4878 | 12.9689 | 12.7866 | 13.1802 | 14.4402 | 16.5219 | 18.5706 | 22.385 | 25.707 | 28.4431 | 30.3675 | 31.2372 | 32.0918 | 32.2531 | 31.8067 | 30.6137 | 28.2157 | 24.9194 | 23.7233 | 22.6545 | 20.6117 | 18.0937 | 15.6879 | 0 | 0 | 0 | 0 | 0 | 0 | 0 | 0 | 0 | 0 | 0 | 0 | 0 | 0 | 0.30747 | 0.30771 | 0.30396 | 0.21678 | 0 | 0 | 0 | 0 | 0 | 0 | 70.2366 | 69.2532 | 67.6769 | 66.0963 | 64.7401 | 63.8838 | 63.4959 | 63.576 | 66.2894 | 71.9069 | 77.2243 | 82.3192 | 85.3139 | 86.1566 | 85.2592 | 85.2006 | 85.1445 | 85.2123 | 83.8401 | 79.8078 | 75.0521 | 70.4282 | 68.1164 | 67.1315 | 0.032537 | 0.033494 | 0.031567 | 0.027305 | 0.027991 | 0.029723 | 0.035077 | 0.041055 | 0.049427 | 0.055312 | 0.059189 | 0.062609 | 0.064476 | 0.065587 | 0.064494 | 0.05961 | 0.054576 | 0.05006 | 0.04375 | 0.042493 | 0.042062 | 0.038136 | 0.036092 | 0.036669
Portfolio Adjusted1-in-10Size: 20 kW to 199.99 kWSouth of Lugo2026May Monthly Peak | Portfolio Adjusted | 1-in-10 | Size: 20 kW to 199.99 kW | South of Lugo | 2026 | May Monthly Peak | 5 | 13.9964 | 13.3907 | 12.9479 | 12.8115 | 13.2278 | 14.5186 | 16.328 | 18.7234 | 22.4485 | 25.6416 | 28.0944 | 29.8839 | 30.7408 | 31.4028 | 31.5011 | 30.9705 | 29.8031 | 27.4893 | 24.4395 | 22.954 | 22.4201 | 20.435 | 17.872 | 15.5164 | 0 | 0 | 0 | 0 | 0 | 0 | 0 | 0 | 0 | 0 | 0 | 0 | 0 | 0 | 0.30031 | 0.29962 | 0.29591 | 0.2112 | 0 | 0 | 0 | 0 | 0 | 0 | 67.3841 | 66.7799 | 65.3704 | 64.6307 | 64.1236 | 63.5004 | 63.7552 | 63.8562 | 66.8419 | 72.4251 | 77.5471 | 81.2201 | 83.0993 | 83.8616 | 86.0419 | 87.2506 | 87.8041 | 86.6399 | 85.056 | 82.805 | 79.6113 | 75.6318 | 72.4927 | 70.2392 | 0.032265 | 0.033253 | 0.031516 | 0.027358 | 0.028092 | 0.029884 | 0.034666 | 0.041393 | 0.049567 | 0.055171 | 0.058463 | 0.061612 | 0.063452 | 0.064179 | 0.06299 | 0.058043 | 0.053131 | 0.048771 | 0.042908 | 0.041115 | 0.041627 | 0.037809 | 0.03565 | 0.036268
Portfolio Adjusted1-in-10Size: 20 kW to 199.99 kWSouth of Lugo2026June Monthly Peak | Portfolio Adjusted | 1-in-10 | Size: 20 kW to 199.99 kW | South of Lugo | 2026 | June Monthly Peak | 6 | 14.371 | 13.7428 | 13.3051 | 13.1505 | 13.5471 | 14.8873 | 16.9406 | 19.528 | 23.4647 | 26.8287 | 29.3917 | 31.1428 | 31.7683 | 32.4111 | 32.5106 | 32.0187 | 30.8689 | 28.5454 | 25.4256 | 23.4812 | 22.8191 | 20.9982 | 18.3731 | 15.9122 | 0 | 0 | 0 | 0 | 0 | 0 | 0 | 0 | 0 | 0 | 0 | 0 | 0 | 0 | 0.30993 | 0.30976 | 0.3065 | 0.21932 | 0 | 0 | 0 | 0 | 0 | 0 | 66.0212 | 65.585 | 65.3309 | 65.2751 | 64.1347 | 63.373 | 63.3796 | 64.4645 | 67.1189 | 71.3334 | 76.2774 | 79.8792 | 81.501 | 81.5356 | 82.6855 | 82.9017 | 84.1925 | 83.9644 | 83.9532 | 82.1954 | 77.8334 | 73.8503 | 71.3188 | 69.8164 | 0.033129 | 0.034127 | 0.032385 | 0.028082 | 0.02877 | 0.030643 | 0.035966 | 0.043172 | 0.051811 | 0.057725 | 0.061163 | 0.064208 | 0.065573 | 0.066239 | 0.065008 | 0.060008 | 0.055031 | 0.050645 | 0.044639 | 0.042059 | 0.042368 | 0.038851 | 0.036649 | 0.037193
Portfolio Adjusted1-in-10Size: 20 kW to 199.99 kWSouth of Lugo2026July Monthly Peak | Portfolio Adjusted | 1-in-10 | Size: 20 kW to 199.99 kW | South of Lugo | 2026 | July Monthly Peak | 7 | 15.0864 | 14.252 | 13.7768 | 13.6042 | 14.0736 | 15.7536 | 17.9405 | 20.6834 | 24.7266 | 27.9613 | 30.6 | 32.3234 | 32.9383 | 33.6441 | 33.8232 | 33.4193 | 32.3464 | 30.0778 | 26.8204 | 24.7897 | 24.1105 | 22.2067 | 19.5347 | 16.9428 | 0 | 0 | 0 | 0 | 0 | 0 | 0 | 0 | 0 | 0 | 0 | 0 | 0 | 0 | 0.32244 | 0.32331 | 0.32117 | 0.23109 | 0 | 0 | 0 | 0 | 0 | 0 | 69.5316 | 68.8204 | 68.5835 | 68.4135 | 68.0512 | 67.811 | 67.3945 | 67.5538 | 70.3127 | 74.3922 | 77.955 | 79.1667 | 80.1621 | 81.6898 | 83.979 | 84.9561 | 87.2309 | 85.7934 | 83.8218 | 81.0358 | 77.8254 | 75.3133 | 73.6063 | 72.4417 | 0.034778 | 0.035392 | 0.033533 | 0.029051 | 0.029888 | 0.032426 | 0.038089 | 0.045726 | 0.054597 | 0.060162 | 0.063677 | 0.066642 | 0.067988 | 0.068759 | 0.067633 | 0.062633 | 0.057665 | 0.053364 | 0.047088 | 0.044403 | 0.044766 | 0.041087 | 0.038966 | 0.039602
Portfolio Adjusted1-in-10Size: 20 kW to 199.99 kWSouth of Lugo2026August Monthly Peak | Portfolio Adjusted | 1-in-10 | Size: 20 kW to 199.99 kW | South of Lugo | 2026 | August Monthly Peak | 8 | 15.3531 | 14.5164 | 14.0154 | 13.8491 | 14.2522 | 16.0836 | 18.5227 | 21.2629 | 25.615 | 29.0053 | 31.9391 | 33.7127 | 34.3608 | 35.0701 | 35.2877 | 34.9403 | 33.8068 | 31.3772 | 27.8062 | 25.985 | 24.9421 | 22.6994 | 20.0268 | 17.257 | 0 | 0 | 0 | 0 | 0 | 0 | 0 | 0 | 0 | 0 | 0 | 0 | 0 | 0 | 0.3364 | 0.33803 | 0.33567 | 0.24107 | 0 | 0 | 0 | 0 | 0 | 0 | 70.3756 | 69.9811 | 69.8759 | 69.5803 | 69.1616 | 69.0092 | 68.9065 | 69.1685 | 71.4663 | 75.2084 | 78.5294 | 81.9129 | 84.4652 | 85.8842 | 86.2972 | 87.4156 | 87.9055 | 88.2639 | 87.4384 | 83.6992 | 78.5771 | 75.2053 | 73.1679 | 71.8718 | 0.035393 | 0.036048 | 0.034114 | 0.029574 | 0.030268 | 0.033105 | 0.039325 | 0.047007 | 0.056559 | 0.062408 | 0.066464 | 0.069506 | 0.070924 | 0.071674 | 0.070561 | 0.065483 | 0.060269 | 0.055669 | 0.048819 | 0.046544 | 0.04631 | 0.041998 | 0.039948 | 0.040336
Portfolio Adjusted1-in-10Size: 20 kW to 199.99 kWSouth of Lugo2026September Monthly Peak | Portfolio Adjusted | 1-in-10 | Size: 20 kW to 199.99 kW | South of Lugo | 2026 | September Monthly Peak | 9 | 15.898 | 15.0937 | 14.5736 | 14.4054 | 14.8755 | 16.7689 | 19.7524 | 22.32 | 27.3796 | 30.9884 | 33.743 | 35.6998 | 36.2327 | 36.8663 | 36.8175 | 36.0862 | 34.5342 | 31.7833 | 27.9288 | 26.6789 | 25.1606 | 23.0093 | 20.1366 | 17.4606 | 0 | 0 | 0 | 0 | 0 | 0 | 0 | 0 | 0 | 0 | 0 | 0 | 0 | 0 | 0.35099 | 0.34912 | 0.34289 | 0.24419 | 0 | 0 | 0 | 0 | 0 | 0 | 73.7332 | 72.8242 | 72.322 | 72.0406 | 71.3795 | 70.8832 | 70.7294 | 71.0081 | 73.1505 | 77.2549 | 81.9121 | 87.3669 | 91.4925 | 94.7293 | 94.8104 | 94.6853 | 94.2038 | 93.0568 | 91.7681 | 89.2438 | 85.4826 | 80.2854 | 77.0179 | 75.0753 | 0.036649 | 0.037482 | 0.035473 | 0.030762 | 0.031591 | 0.034516 | 0.041936 | 0.049345 | 0.060455 | 0.066675 | 0.070218 | 0.073603 | 0.074787 | 0.075345 | 0.073621 | 0.067631 | 0.061565 | 0.056389 | 0.049034 | 0.047787 | 0.046715 | 0.042572 | 0.040167 | 0.040812
Portfolio Adjusted1-in-10Size: 20 kW to 199.99 kWSouth of Lugo2026October Monthly Peak | Portfolio Adjusted | 1-in-10 | Size: 20 kW to 199.99 kW | South of Lugo | 2026 | October Monthly Peak | 10 | 14.706 | 13.9909 | 13.5066 | 13.3105 | 13.7232 | 15.3266 | 18.0769 | 19.8832 | 23.8638 | 27.2144 | 29.7101 | 31.5745 | 32.3334 | 33.2063 | 33.4343 | 32.8188 | 31.4961 | 28.8081 | 26.1856 | 24.6956 | 23.199 | 21.2888 | 18.5595 | 16.2096 | 0 | 0 | 0 | 0 | 0 | 0 | 0 | 0 | 0 | 0 | 0 | 0 | 0 | 0 | 0.31874 | 0.31751 | 0.31272 | 0.22133 | 0 | 0 | 0 | 0 | 0 | 0 | 71.6194 | 71.1628 | 70.2739 | 69.3622 | 68.323 | 68.1268 | 68.2547 | 68.4171 | 69.516 | 72.2837 | 76.6237 | 81.5917 | 84.4384 | 85.7536 | 86.2235 | 86.65 | 85.7085 | 82.98 | 79.3771 | 77.1551 | 75.1387 | 73.7179 | 72.5112 | 71.3959 | 0.033901 | 0.034743 | 0.032876 | 0.028424 | 0.029144 | 0.031547 | 0.038379 | 0.043957 | 0.052692 | 0.058555 | 0.061825 | 0.065098 | 0.066739 | 0.067865 | 0.066855 | 0.061507 | 0.056149 | 0.051111 | 0.045973 | 0.044234 | 0.043073 | 0.039389 | 0.037021 | 0.037888
Portfolio Adjusted1-in-10Size: 20 kW to 199.99 kWSouth of Lugo2026November Monthly Peak | Portfolio Adjusted | 1-in-10 | Size: 20 kW to 199.99 kW | South of Lugo | 2026 | November Monthly Peak | 11 | 13.1257 | 12.5647 | 12.2512 | 12.2188 | 12.5279 | 14.0934 | 15.7906 | 17.62 | 20.8453 | 23.6732 | 25.5671 | 27.1321 | 27.8572 | 28.5685 | 28.5681 | 27.8675 | 26.5803 | 25.3559 | 22.9756 | 21.4574 | 20.1638 | 18.3208 | 16.1342 | 14.2916 | 0 | 0 | 0 | 0 | 0 | 0 | 0 | 0 | 0 | 0 | 0 | 0 | 0 | 0 | 0.27234 | 0.2696 | 0.26392 | 0.19481 | 0 | 0 | 0 | 0 | 0 | 0 | 64.2239 | 62.5108 | 61.7076 | 60.1658 | 59.1754 | 58.4466 | 57.7675 | 58.8534 | 61.6331 | 66.8736 | 72.4638 | 76.6473 | 78.6726 | 80.1987 | 80.9191 | 80.3612 | 78.9327 | 76.8525 | 74.8666 | 72.1914 | 70.4714 | 69.038 | 67.2045 | 66.017 | 0.030258 | 0.031202 | 0.02982 | 0.026093 | 0.026606 | 0.029009 | 0.033525 | 0.038954 | 0.046027 | 0.050936 | 0.053204 | 0.055939 | 0.0575 | 0.058386 | 0.057125 | 0.052228 | 0.047386 | 0.044986 | 0.040338 | 0.038434 | 0.037438 | 0.033897 | 0.032183 | 0.033405
Portfolio Adjusted1-in-10Size: 20 kW to 199.99 kWSouth of Lugo2026December Monthly Peak | Portfolio Adjusted | 1-in-10 | Size: 20 kW to 199.99 kW | South of Lugo | 2026 | December Monthly Peak | 12 | 13.1106 | 12.6701 | 12.4775 | 12.6132 | 12.9583 | 14.8829 | 17.6175 | 19.2303 | 21.5974 | 22.3971 | 22.4285 | 22.1302 | 21.5627 | 21.5751 | 21.5112 | 20.9654 | 20.3824 | 20.5987 | 19.9774 | 19.3571 | 18.5656 | 17.331 | 15.8291 | 14.2715 | 0 | 0 | 0 | 0 | 0 | 0 | 0 | 0 | 0 | 0 | 0 | 0 | 0 | 0 | 0.20507 | 0.20283 | 0.20238 | 0.15826 | 0 | 0 | 0 | 0 | 0 | 0 | 47.0497 | 46.4524 | 45.5609 | 44.8637 | 44.3079 | 43.1863 | 43.9224 | 44.4235 | 45.7597 | 47.7722 | 50.2669 | 52.0659 | 53.1801 | 52.844 | 52.8133 | 52.686 | 52.367 | 51.1542 | 49.9358 | 49.1599 | 48.1515 | 47.5462 | 46.7935 | 46.4906 | 0.030223 | 0.031463 | 0.030371 | 0.026935 | 0.02752 | 0.030634 | 0.037404 | 0.042514 | 0.047688 | 0.04819 | 0.046673 | 0.045626 | 0.044507 | 0.044094 | 0.043014 | 0.039292 | 0.036337 | 0.036546 | 0.035074 | 0.034672 | 0.034471 | 0.032066 | 0.031575 | 0.033358
Portfolio Adjusted1-in-10Size: 20 kW to 199.99 kWSouth of Lugo2026Typical Event Day | Portfolio Adjusted | 1-in-10 | Size: 20 kW to 199.99 kW | South of Lugo | 2026 | Typical Event Day | 8 | 15.2938 | 14.4611 | 13.9641 | 13.7997 | 14.1983 | 16.0169 | 18.4361 | 21.1393 | 25.4393 | 28.792 | 31.6969 | 33.4603 | 34.1081 | 34.8256 | 35.057 | 34.7173 | 33.6026 | 31.1881 | 27.6424 | 25.8393 | 24.8145 | 22.5882 | 19.9295 | 17.1772 | 0 | 0 | 0 | 0 | 0 | 0 | 0 | 0 | 0 | 0 | 0 | 0 | 0 | 0 | 0.3342 | 0.33587 | 0.33364 | 0.23962 | 0 | 0 | 0 | 0 | 0 | 0 | 69.9154 | 69.3027 | 69.0281 | 68.8274 | 68.1818 | 67.7691 | 67.6025 | 68.0487 | 70.5121 | 74.5472 | 78.6685 | 82.0814 | 84.4052 | 85.9597 | 86.943 | 87.4897 | 88.3832 | 87.7696 | 86.7453 | 84.0436 | 79.9296 | 76.1636 | 73.7777 | 72.3013 | 0.035256 | 0.035911 | 0.033989 | 0.029469 | 0.030153 | 0.032968 | 0.039141 | 0.046734 | 0.056171 | 0.061949 | 0.06596 | 0.068986 | 0.070402 | 0.071174 | 0.0701 | 0.065065 | 0.059905 | 0.055333 | 0.048531 | 0.046283 | 0.046073 | 0.041793 | 0.039754 | 0.04015
Portfolio Adjusted1-in-2Size: 20 kW to 199.99 kWSouth of Lugo2015January Monthly Peak | Portfolio Adjusted | 1-in-2 | Size: 20 kW to 199.99 kW | South of Lugo | 2015 | January Monthly Peak | 1
Portfolio Adjusted1-in-2Size: 20 kW to 199.99 kWSouth of Lugo2015February Monthly Peak | Portfolio Adjusted | 1-in-2 | Size: 20 kW to 199.99 kW | South of Lugo | 2015 | February Monthly Peak | 2
Portfolio Adjusted1-in-2Size: 20 kW to 199.99 kWSouth of Lugo2015March Monthly Peak | Portfolio Adjusted | 1-in-2 | Size: 20 kW to 199.99 kW | South of Lugo | 2015 | March Monthly Peak | 3
Portfolio Adjusted1-in-2Size: 20 kW to 199.99 kWSouth of Lugo2015April Monthly Peak | Portfolio Adjusted | 1-in-2 | Size: 20 kW to 199.99 kW | South of Lugo | 2015 | April Monthly Peak | 4
Portfolio Adjusted1-in-2Size: 20 kW to 199.99 kWSouth of Lugo2015May Monthly Peak | Portfolio Adjusted | 1-in-2 | Size: 20 kW to 199.99 kW | South of Lugo | 2015 | May Monthly Peak | 5
Portfolio Adjusted1-in-2Size: 20 kW to 199.99 kWSouth of Lugo2015June Monthly Peak | Portfolio Adjusted | 1-in-2 | Size: 20 kW to 199.99 kW | South of Lugo | 2015 | June Monthly Peak | 6
Portfolio Adjusted1-in-2Size: 20 kW to 199.99 kWSouth of Lugo2015July Monthly Peak | Portfolio Adjusted | 1-in-2 | Size: 20 kW to 199.99 kW | South of Lugo | 2015 | July Monthly Peak | 7
Portfolio Adjusted1-in-2Size: 20 kW to 199.99 kWSouth of Lugo2015August Monthly Peak | Portfolio Adjusted | 1-in-2 | Size: 20 kW to 199.99 kW | South of Lugo | 2015 | August Monthly Peak | 8
Portfolio Adjusted1-in-2Size: 20 kW to 199.99 kWSouth of Lugo2015September Monthly Peak | Portfolio Adjusted | 1-in-2 | Size: 20 kW to 199.99 kW | South of Lugo | 2015 | September Monthly Peak | 9
Portfolio Adjusted1-in-2Size: 20 kW to 199.99 kWSouth of Lugo2015October Monthly Peak | Portfolio Adjusted | 1-in-2 | Size: 20 kW to 199.99 kW | South of Lugo | 2015 | October Monthly Peak | 10
Portfolio Adjusted1-in-2Size: 20 kW to 199.99 kWSouth of Lugo2015November Monthly Peak | Portfolio Adjusted | 1-in-2 | Size: 20 kW to 199.99 kW | South of Lugo | 2015 | November Monthly Peak | 11
Portfolio Adjusted1-in-2Size: 20 kW to 199.99 kWSouth of Lugo2015December Monthly Peak | Portfolio Adjusted | 1-in-2 | Size: 20 kW to 199.99 kW | South of Lugo | 2015 | December Monthly Peak | 12
Portfolio Adjusted1-in-2Size: 20 kW to 199.99 kWSouth of Lugo2015Typical Event Day | Portfolio Adjusted | 1-in-2 | Size: 20 kW to 199.99 kW | South of Lugo | 2015 | Typical Event Day | 8
Portfolio Adjusted1-in-2Size: 20 kW to 199.99 kWSouth of Lugo2016January Monthly Peak | Portfolio Adjusted | 1-in-2 | Size: 20 kW to 199.99 kW | South of Lugo | 2016 | January Monthly Peak | 1
Portfolio Adjusted1-in-2Size: 20 kW to 199.99 kWSouth of Lugo2016February Monthly Peak | Portfolio Adjusted | 1-in-2 | Size: 20 kW to 199.99 kW | South of Lugo | 2016 | February Monthly Peak | 2
Portfolio Adjusted1-in-2Size: 20 kW to 199.99 kWSouth of Lugo2016March Monthly Peak | Portfolio Adjusted | 1-in-2 | Size: 20 kW to 199.99 kW | South of Lugo | 2016 | March Monthly Peak | 3
Portfolio Adjusted1-in-2Size: 20 kW to 199.99 kWSouth of Lugo2016April Monthly Peak | Portfolio Adjusted | 1-in-2 | Size: 20 kW to 199.99 kW | South of Lugo | 2016 | April Monthly Peak | 4
Portfolio Adjusted1-in-2Size: 20 kW to 199.99 kWSouth of Lugo2016May Monthly Peak | Portfolio Adjusted | 1-in-2 | Size: 20 kW to 199.99 kW | South of Lugo | 2016 | May Monthly Peak | 5
Portfolio Adjusted1-in-2Size: 20 kW to 199.99 kWSouth of Lugo2016June Monthly Peak | Portfolio Adjusted | 1-in-2 | Size: 20 kW to 199.99 kW | South of Lugo | 2016 | June Monthly Peak | 6
Portfolio Adjusted1-in-2Size: 20 kW to 199.99 kWSouth of Lugo2016July Monthly Peak | Portfolio Adjusted | 1-in-2 | Size: 20 kW to 199.99 kW | South of Lugo | 2016 | July Monthly Peak | 7
Portfolio Adjusted1-in-2Size: 20 kW to 199.99 kWSouth of Lugo2016August Monthly Peak | Portfolio Adjusted | 1-in-2 | Size: 20 kW to 199.99 kW | South of Lugo | 2016 | August Monthly Peak | 8
Portfolio Adjusted1-in-2Size: 20 kW to 199.99 kWSouth of Lugo2016September Monthly Peak | Portfolio Adjusted | 1-in-2 | Size: 20 kW to 199.99 kW | South of Lugo | 2016 | September Monthly Peak | 9
Portfolio Adjusted1-in-2Size: 20 kW to 199.99 kWSouth of Lugo2016October Monthly Peak | Portfolio Adjusted | 1-in-2 | Size: 20 kW to 199.99 kW | South of Lugo | 2016 | October Monthly Peak | 10
Portfolio Adjusted1-in-2Size: 20 kW to 199.99 kWSouth of Lugo2016November Monthly Peak | Portfolio Adjusted | 1-in-2 | Size: 20 kW to 199.99 kW | South of Lugo | 2016 | November Monthly Peak | 11
Portfolio Adjusted1-in-2Size: 20 kW to 199.99 kWSouth of Lugo2016December Monthly Peak | Portfolio Adjusted | 1-in-2 | Size: 20 kW to 199.99 kW | South of Lugo | 2016 | December Monthly Peak | 12
Portfolio Adjusted1-in-2Size: 20 kW to 199.99 kWSouth of Lugo2016Typical Event Day | Portfolio Adjusted | 1-in-2 | Size: 20 kW to 199.99 kW | South of Lugo | 2016 | Typical Event Day | 8
Portfolio Adjusted1-in-2Size: 20 kW to 199.99 kWSouth of Lugo2017January Monthly Peak | Portfolio Adjusted | 1-in-2 | Size: 20 kW to 199.99 kW | South of Lugo | 2017 | January Monthly Peak | 1
Portfolio Adjusted1-in-2Size: 20 kW to 199.99 kWSouth of Lugo2017February Monthly Peak | Portfolio Adjusted | 1-in-2 | Size: 20 kW to 199.99 kW | South of Lugo | 2017 | February Monthly Peak | 2
Portfolio Adjusted1-in-2Size: 20 kW to 199.99 kWSouth of Lugo2017March Monthly Peak | Portfolio Adjusted | 1-in-2 | Size: 20 kW to 199.99 kW | South of Lugo | 2017 | March Monthly Peak | 3
Portfolio Adjusted1-in-2Size: 20 kW to 199.99 kWSouth of Lugo2017April Monthly Peak | Portfolio Adjusted | 1-in-2 | Size: 20 kW to 199.99 kW | South of Lugo | 2017 | April Monthly Peak | 4
Portfolio Adjusted1-in-2Size: 20 kW to 199.99 kWSouth of Lugo2017May Monthly Peak | Portfolio Adjusted | 1-in-2 | Size: 20 kW to 199.99 kW | South of Lugo | 2017 | May Monthly Peak | 5
Portfolio Adjusted1-in-2Size: 20 kW to 199.99 kWSouth of Lugo2017June Monthly Peak | Portfolio Adjusted | 1-in-2 | Size: 20 kW to 199.99 kW | South of Lugo | 2017 | June Monthly Peak | 6
Portfolio Adjusted1-in-2Size: 20 kW to 199.99 kWSouth of Lugo2017July Monthly Peak | Portfolio Adjusted | 1-in-2 | Size: 20 kW to 199.99 kW | South of Lugo | 2017 | July Monthly Peak | 7
Portfolio Adjusted1-in-2Size: 20 kW to 199.99 kWSouth of Lugo2017August Monthly Peak | Portfolio Adjusted | 1-in-2 | Size: 20 kW to 199.99 kW | South of Lugo | 2017 | August Monthly Peak | 8
Portfolio Adjusted1-in-2Size: 20 kW to 199.99 kWSouth of Lugo2017September Monthly Peak | Portfolio Adjusted | 1-in-2 | Size: 20 kW to 199.99 kW | South of Lugo | 2017 | September Monthly Peak | 9
Portfolio Adjusted1-in-2Size: 20 kW to 199.99 kWSouth of Lugo2017October Monthly Peak | Portfolio Adjusted | 1-in-2 | Size: 20 kW to 199.99 kW | South of Lugo | 2017 | October Monthly Peak | 10
Portfolio Adjusted1-in-2Size: 20 kW to 199.99 kWSouth of Lugo2017November Monthly Peak | Portfolio Adjusted | 1-in-2 | Size: 20 kW to 199.99 kW | South of Lugo | 2017 | November Monthly Peak | 11
Portfolio Adjusted1-in-2Size: 20 kW to 199.99 kWSouth of Lugo2017December Monthly Peak | Portfolio Adjusted | 1-in-2 | Size: 20 kW to 199.99 kW | South of Lugo | 2017 | December Monthly Peak | 12
Portfolio Adjusted1-in-2Size: 20 kW to 199.99 kWSouth of Lugo2017Typical Event Day | Portfolio Adjusted | 1-in-2 | Size: 20 kW to 199.99 kW | South of Lugo | 2017 | Typical Event Day | 8
Portfolio Adjusted1-in-2Size: 20 kW to 199.99 kWSouth of Lugo2018January Monthly Peak | Portfolio Adjusted | 1-in-2 | Size: 20 kW to 199.99 kW | South of Lugo | 2018 | January Monthly Peak | 1
Portfolio Adjusted1-in-2Size: 20 kW to 199.99 kWSouth of Lugo2018February Monthly Peak | Portfolio Adjusted | 1-in-2 | Size: 20 kW to 199.99 kW | South of Lugo | 2018 | February Monthly Peak | 2
Portfolio Adjusted1-in-2Size: 20 kW to 199.99 kWSouth of Lugo2018March Monthly Peak | Portfolio Adjusted | 1-in-2 | Size: 20 kW to 199.99 kW | South of Lugo | 2018 | March Monthly Peak | 3
Portfolio Adjusted1-in-2Size: 20 kW to 199.99 kWSouth of Lugo2018April Monthly Peak | Portfolio Adjusted | 1-in-2 | Size: 20 kW to 199.99 kW | South of Lugo | 2018 | April Monthly Peak | 4 | 13.3229 | 12.7792 | 12.3354 | 12.2061 | 12.5425 | 13.6986 | 15.5914 | 17.193 | 20.223 | 22.7518 | 24.8155 | 26.2706 | 26.9062 | 27.729 | 28.0466 | 27.702 | 26.8214 | 24.8534 | 22.2116 | 21.4038 | 20.6473 | 18.922 | 16.711 | 14.5909 | 0 | 0 | 0 | 0 | 0 | 0 | 0 | 0 | 0 | 0 | 0 | 0 | 0 | 0 | 0.26737 | 0.268 | 0.26631 | 0.19095 | 0 | 0 | 0 | 0 | 0 | 0 | 61.9066 | 61.4621 | 60.7114 | 59.6677 | 58.8938 | 58.096 | 57.6225 | 57.8175 | 59.5336 | 62.785 | 65.7957 | 68.8898 | 71.2624 | 72.9923 | 73.6054 | 73.7406 | 73.9766 | 73.1252 | 72.3109 | 70.4717 | 67.1391 | 65.7658 | 64.2298 | 61.7657 | 0.030712 | 0.031734 | 0.030025 | 0.026066 | 0.026637 | 0.028196 | 0.033102 | 0.03801 | 0.044653 | 0.048953 | 0.05164 | 0.054162 | 0.055537 | 0.056671 | 0.056082 | 0.051918 | 0.047816 | 0.044095 | 0.038996 | 0.038338 | 0.038336 | 0.035009 | 0.033334 | 0.034104
Portfolio Adjusted1-in-2Size: 20 kW to 199.99 kWSouth of Lugo2018May Monthly Peak | Portfolio Adjusted | 1-in-2 | Size: 20 kW to 199.99 kW | South of Lugo | 2018 | May Monthly Peak | 5 | 13.2002 | 12.684 | 12.3214 | 12.2441 | 12.6038 | 13.8043 | 15.4402 | 17.3955 | 20.3125 | 22.6453 | 24.3599 | 25.606 | 26.1781 | 26.7779 | 27.0277 | 26.5993 | 25.7592 | 23.9271 | 21.6034 | 20.5401 | 20.3356 | 18.691 | 16.4629 | 14.4059 | 0 | 0 | 0 | 0 | 0 | 0 | 0 | 0 | 0 | 0 | 0 | 0 | 0 | 0 | 0.25766 | 0.25733 | 0.25576 | 0.18383 | 0 | 0 | 0 | 0 | 0 | 0 | 59.4489 | 59.4995 | 59.504 | 58.9642 | 58.4734 | 58.4853 | 58.7531 | 59.3144 | 60.0356 | 61.6056 | 64.3622 | 67.2238 | 69.5136 | 70.2762 | 70.082 | 71.0459 | 71.1241 | 70.0666 | 68.1408 | 65.5601 | 62.9302 | 60.8461 | 60.3502 | 60.0426 | 0.03043 | 0.031498 | 0.029991 | 0.026147 | 0.026767 | 0.028414 | 0.032781 | 0.038458 | 0.044851 | 0.048724 | 0.050692 | 0.052792 | 0.054034 | 0.054727 | 0.054045 | 0.049851 | 0.045922 | 0.042451 | 0.037929 | 0.036791 | 0.037757 | 0.034582 | 0.032839 | 0.033672
Portfolio Adjusted1-in-2Size: 20 kW to 199.99 kWSouth of Lugo2018June Monthly Peak | Portfolio Adjusted | 1-in-2 | Size: 20 kW to 199.99 kW | South of Lugo | 2018 | June Monthly Peak | 6 | 13.9897 | 13.3988 | 12.9955 | 12.8642 | 13.233 | 14.5175 | 16.4733 | 18.8414 | 22.4075 | 25.4135 | 27.6764 | 29.2291 | 29.761 | 30.4002 | 30.5773 | 30.1345 | 29.1302 | 26.9948 | 24.1642 | 22.3946 | 21.8771 | 20.201 | 17.7137 | 15.3861 | 0 | 0 | 0 | 0 | 0 | 0 | 0 | 0 | 0 | 0 | 0 | 0 | 0 | 0 | 0.2915 | 0.29154 | 0.28923 | 0.2074 | 0 | 0 | 0 | 0 | 0 | 0 | 63.0189 | 62.9066 | 62.4162 | 61.8621 | 61.6842 | 61.2508 | 60.8545 | 61.3619 | 63.2682 | 67.3624 | 71.6544 | 75.1598 | 75.3579 | 75.1751 | 76.4651 | 76.8681 | 78.2198 | 78.5593 | 78.581 | 74.8426 | 70.6675 | 67.1579 | 65.7295 | 64.5528 | 0.032249 | 0.033273 | 0.031632 | 0.027471 | 0.028103 | 0.029882 | 0.034974 | 0.041654 | 0.049477 | 0.05468 | 0.057593 | 0.060262 | 0.061429 | 0.06213 | 0.061142 | 0.056476 | 0.051932 | 0.047894 | 0.042425 | 0.040113 | 0.040619 | 0.037376 | 0.035334 | 0.035963
Portfolio Adjusted1-in-2Size: 20 kW to 199.99 kWSouth of Lugo2018July Monthly Peak | Portfolio Adjusted | 1-in-2 | Size: 20 kW to 199.99 kW | South of Lugo | 2018 | July Monthly Peak | 7 | 14.9758 | 14.1497 | 13.6825 | 13.5143 | 13.9754 | 15.6334 | 17.7854 | 20.4606 | 24.404 | 27.56 | 30.1366 | 31.8313 | 32.4391 | 33.156 | 33.36 | 32.9704 | 31.9344 | 29.7006 | 26.4997 | 24.507 | 23.8636 | 21.9932 | 19.3507 | 16.7929 | 0 | 0 | 0 | 0 | 0 | 0 | 0 | 0 | 0 | 0 | 0 | 0 | 0 | 0 | 0.31803 | 0.31897 | 0.31708 | 0.22819 | 0 | 0 | 0 | 0 | 0 | 0 | 69.4902 | 68.7899 | 68.4916 | 68.3539 | 67.95 | 67.1654 | 67.0918 | 67.984 | 70.573 | 73.199 | 75.6296 | 78.9572 | 80.3657 | 80.6231 | 81.4823 | 81.8667 | 82.4386 | 82.8026 | 83.4324 | 81.7224 | 78.4484 | 74.2558 | 72.1179 | 71.2872 | 0.034523 | 0.035137 | 0.033304 | 0.028859 | 0.02968 | 0.032179 | 0.03776 | 0.045234 | 0.053885 | 0.059298 | 0.062713 | 0.065627 | 0.066957 | 0.067762 | 0.066707 | 0.061791 | 0.056931 | 0.052694 | 0.046525 | 0.043896 | 0.044307 | 0.040692 | 0.038599 | 0.039251
Portfolio Adjusted1-in-2Size: 20 kW to 199.99 kWSouth of Lugo2018August Monthly Peak | Portfolio Adjusted | 1-in-2 | Size: 20 kW to 199.99 kW | South of Lugo | 2018 | August Monthly Peak | 8 | 15.178 | 14.3532 | 13.8643 | 13.704 | 14.0936 | 15.8879 | 18.2689 | 20.9002 | 25.0976 | 28.3738 | 31.2196 | 32.9599 | 33.6049 | 34.3371 | 34.595 | 34.2703 | 33.1931 | 30.8102 | 27.3172 | 25.5509 | 24.5621 | 22.3688 | 19.7384 | 17.0208 | 0 | 0 | 0 | 0 | 0 | 0 | 0 | 0 | 0 | 0 | 0 | 0 | 0 | 0 | 0.3298 | 0.33155 | 0.32957 | 0.23672 | 0 | 0 | 0 | 0 | 0 | 0 | 69.7822 | 68.5225 | 68.0537 | 68.3872 | 68.3116 | 67.5344 | 67.244 | 67.2631 | 69.1812 | 73.3353 | 77.8423 | 82.2447 | 84.1677 | 84.49 | 84.8207 | 84.9443 | 86.3886 | 87.7238 | 86.9909 | 81.7153 | 76.3216 | 73.7175 | 72.3983 | 71.1927 | 0.034989 | 0.035643 | 0.033746 | 0.029264 | 0.029931 | 0.032702 | 0.038786 | 0.046206 | 0.055416 | 0.061049 | 0.064967 | 0.067954 | 0.069363 | 0.070176 | 0.069176 | 0.064227 | 0.059175 | 0.054663 | 0.04796 | 0.045766 | 0.045604 | 0.041387 | 0.039373 | 0.039784
Portfolio Adjusted1-in-2Size: 20 kW to 199.99 kWSouth of Lugo2018September Monthly Peak | Portfolio Adjusted | 1-in-2 | Size: 20 kW to 199.99 kW | South of Lugo | 2018 | September Monthly Peak | 9 | 15.1826 | 14.4216 | 13.9469 | 13.798 | 14.2122 | 15.9419 | 18.6732 | 20.7877 | 25.2314 | 28.4284 | 30.8776 | 32.7603 | 33.3238 | 34.0768 | 34.1978 | 33.5593 | 32.2261 | 29.623 | 26.0286 | 24.9752 | 23.6646 | 21.6968 | 18.9744 | 16.5012 | 0 | 0 | 0 | 0 | 0 | 0 | 0 | 0 | 0 | 0 | 0 | 0 | 0 | 0 | 0.32601 | 0.32467 | 0.31997 | 0.2276 | 0 | 0 | 0 | 0 | 0 | 0 | 69.8625 | 69.2022 | 68.6876 | 68.3201 | 67.7731 | 67.44 | 67.1774 | 67.0705 | 68.9704 | 72.9985 | 77.0958 | 81.8121 | 85.1146 | 86.5832 | 87.4912 | 88.2494 | 88.5325 | 87.35 | 86.7007 | 84.6405 | 80.8055 | 77.5378 | 75.7075 | 74.754 | 0.034999 | 0.035813 | 0.033947 | 0.029465 | 0.030183 | 0.032814 | 0.039645 | 0.045957 | 0.055712 | 0.061167 | 0.064255 | 0.067542 | 0.068783 | 0.069644 | 0.068382 | 0.062895 | 0.057451 | 0.052557 | 0.045698 | 0.044735 | 0.043938 | 0.040143 | 0.037848 | 0.03857
Portfolio Adjusted1-in-2Size: 20 kW to 199.99 kWSouth of Lugo2018October Monthly Peak | Portfolio Adjusted | 1-in-2 | Size: 20 kW to 199.99 kW | South of Lugo | 2018 | October Monthly Peak | 10 | 14.0076 | 13.3502 | 12.9213 | 12.7583 | 13.1185 | 14.5964 | 17.1406 | 18.5287 | 21.8621 | 24.66 | 26.7082 | 28.3276 | 28.9969 | 29.9132 | 30.2929 | 29.7676 | 28.6899 | 26.2652 | 24.0601 | 22.8382 | 21.5813 | 19.9013 | 17.3815 | 15.257 | 0 | 0 | 0 | 0 | 0 | 0 | 0 | 0 | 0 | 0 | 0 | 0 | 0 | 0 | 0.28879 | 0.28799 | 0.28486 | 0.2018 | 0 | 0 | 0 | 0 | 0 | 0 | 64.1463 | 63.7329 | 63.4535 | 62.4339 | 61.8871 | 61.2422 | 60.7217 | 60.6542 | 61.488 | 64.5863 | 68.643 | 74.194 | 80.2709 | 83.0443 | 81.8202 | 81.4269 | 81.7706 | 80.5675 | 77.808 | 73.9649 | 71.7746 | 70.1898 | 68.4866 | 66.8303 | 0.032291 | 0.033152 | 0.031451 | 0.027245 | 0.02786 | 0.030044 | 0.036391 | 0.040963 | 0.048272 | 0.053059 | 0.055579 | 0.058403 | 0.059852 | 0.061134 | 0.060574 | 0.055789 | 0.051147 | 0.046599 | 0.042242 | 0.040907 | 0.04007 | 0.036821 | 0.034671 | 0.035661
Portfolio Adjusted1-in-2Size: 20 kW to 199.99 kWSouth of Lugo2018November Monthly Peak | Portfolio Adjusted | 1-in-2 | Size: 20 kW to 199.99 kW | South of Lugo | 2018 | November Monthly Peak | 11 | 12.7956 | 12.2843 | 12.013 | 12.0166 | 12.3039 | 13.8598 | 15.5176 | 17.1841 | 20.0372 | 22.3866 | 23.8538 | 25.0538 | 25.5643 | 26.1906 | 26.2416 | 25.583 | 24.4569 | 23.5283 | 21.5814 | 20.2999 | 19.1726 | 17.5121 | 15.5151 | 13.8184 | 0 | 0 | 0 | 0 | 0 | 0 | 0 | 0 | 0 | 0 | 0 | 0 | 0 | 0 | 0.25017 | 0.2475 | 0.24283 | 0.18077 | 0 | 0 | 0 | 0 | 0 | 0 | 59.2323 | 58.2359 | 57.45 | 56.637 | 55.4567 | 54.6168 | 54.1874 | 54.5715 | 56.7761 | 59.9021 | 64.5144 | 68.7203 | 71.8081 | 73.5798 | 74.829 | 74.2437 | 72.0978 | 69.3938 | 66.9737 | 65.9312 | 64.7879 | 64.6094 | 64.0338 | 64.7273 | 0.029497 | 0.030505 | 0.02924 | 0.025661 | 0.02613 | 0.028528 | 0.032945 | 0.03799 | 0.044243 | 0.048167 | 0.049639 | 0.051654 | 0.052767 | 0.053526 | 0.052473 | 0.047946 | 0.0436 | 0.041744 | 0.03789 | 0.036361 | 0.035597 | 0.032401 | 0.030948 | 0.032299
Portfolio Adjusted1-in-2Size: 20 kW to 199.99 kWSouth of Lugo2018December Monthly Peak | Portfolio Adjusted | 1-in-2 | Size: 20 kW to 199.99 kW | South of Lugo | 2018 | December Monthly Peak | 12 | 12.8596 | 12.3592 | 12.1288 | 12.2027 | 12.5182 | 14.2188 | 16.6702 | 18.0075 | 20.381 | 21.7659 | 22.4129 | 22.925 | 22.9466 | 23.3549 | 23.4187 | 22.9073 | 22.2493 | 21.942 | 20.6192 | 19.6988 | 18.8021 | 17.3843 | 15.6309 | 14.0124 | 0 | 0 | 0 | 0 | 0 | 0 | 0 | 0 | 0 | 0 | 0 | 0 | 0 | 0 | 0.22325 | 0.22162 | 0.22091 | 0.16858 | 0 | 0 | 0 | 0 | 0 | 0 | 52.4415 | 51.1726 | 50.1994 | 49.4347 | 48.9573 | 47.927 | 48.166 | 48.3236 | 48.844 | 52.4886 | 57.0149 | 59.9981 | 61.7211 | 62.8494 | 63.2623 | 63.6455 | 62.8108 | 60.6842 | 58.6069 | 57.0209 | 55.2282 | 53.2187 | 51.3452 | 49.9246 | 0.029644 | 0.030691 | 0.029522 | 0.026058 | 0.026585 | 0.029267 | 0.035392 | 0.039811 | 0.045002 | 0.046832 | 0.04664 | 0.047265 | 0.047364 | 0.047731 | 0.046828 | 0.042932 | 0.039665 | 0.038929 | 0.036201 | 0.035284 | 0.03491 | 0.032164 | 0.031179 | 0.032752
Portfolio Adjusted1-in-2Size: 20 kW to 199.99 kWSouth of Lugo2018Typical Event Day | Portfolio Adjusted | 1-in-2 | Size: 20 kW to 199.99 kW | South of Lugo | 2018 | Typical Event Day | 8 | 14.9487 | 14.1411 | 13.6692 | 13.518 | 13.8902 | 15.6394 | 17.9481 | 20.4395 | 24.4296 | 27.5416 | 30.2575 | 31.937 | 32.5663 | 33.321 | 33.6303 | 33.3353 | 32.335 | 30.0249 | 26.6503 | 24.9633 | 24.049 | 21.9254 | 19.3567 | 16.7099 | 0 | 0 | 0 | 0 | 0 | 0 | 0 | 0 | 0 | 0 | 0 | 0 | 0 | 0 | 0.3206 | 0.3225 | 0.32105 | 0.23068 | 0 | 0 | 0 | 0 | 0 | 0 | 68.0385 | 67.3553 | 66.9122 | 66.7308 | 66.4297 | 65.8477 | 65.5919 | 65.9199 | 67.9982 | 71.7238 | 75.5555 | 79.5434 | 81.2515 | 81.7178 | 82.5648 | 82.9821 | 83.8949 | 84.1089 | 83.9263 | 80.7302 | 76.5608 | 73.1672 | 71.4883 | 70.4467 | 0.03446 | 0.035116 | 0.033271 | 0.028867 | 0.029499 | 0.032191 | 0.038105 | 0.045187 | 0.053941 | 0.059259 | 0.062965 | 0.065845 | 0.06722 | 0.068099 | 0.067247 | 0.062475 | 0.057645 | 0.05327 | 0.046789 | 0.044714 | 0.044651 | 0.040566 | 0.038611 | 0.039057
Portfolio Adjusted1-in-2Size: 20 kW to 199.99 kWSouth of Lugo2019January Monthly Peak | Portfolio Adjusted | 1-in-2 | Size: 20 kW to 199.99 kW | South of Lugo | 2019 | January Monthly Peak | 1 | 13.0434 | 12.7307 | 12.5615 | 12.5996 | 12.9232 | 14.5292 | 17.1622 | 18.8122 | 20.932 | 21.8838 | 22.3475 | 22.2454 | 21.7872 | 22.0225 | 21.9773 | 21.2281 | 20.4129 | 20.5343 | 19.9615 | 19.2017 | 18.3645 | 17.0194 | 15.4566 | 13.8757 | 0 | 0 | 0 | 0 | 0 | 0 | 0 | 0 | 0 | 0 | 0 | 0 | 0 | 0 | 0.20951 | 0.20537 | 0.20268 | 0.15777 | 0 | 0 | 0 | 0 | 0 | 0 | 48.3073 | 47.2893 | 46.2027 | 45.8422 | 45.7604 | 46.0494 | 45.681 | 45.6971 | 46.5485 | 48.6995 | 52.452 | 55.3514 | 56.9748 | 58.2576 | 58.602 | 58.7098 | 58.6026 | 57.0015 | 55.5492 | 54.121 | 53.254 | 52.027 | 51.0058 | 49.6361 | 0.030068 | 0.031614 | 0.030575 | 0.026906 | 0.027445 | 0.029906 | 0.036437 | 0.04159 | 0.046219 | 0.047085 | 0.046504 | 0.045864 | 0.044971 | 0.045008 | 0.043946 | 0.039784 | 0.036391 | 0.036432 | 0.035046 | 0.034394 | 0.034097 | 0.031489 | 0.030832 | 0.032433
Portfolio Adjusted1-in-2Size: 20 kW to 199.99 kWSouth of Lugo2019February Monthly Peak | Portfolio Adjusted | 1-in-2 | Size: 20 kW to 199.99 kW | South of Lugo | 2019 | February Monthly Peak | 2 | 13.0998 | 12.6844 | 12.4023 | 12.401 | 12.6927 | 14.1044 | 16.3381 | 17.8944 | 20.0808 | 21.3914 | 22.3389 | 22.8049 | 22.8521 | 23.3421 | 23.4296 | 22.8623 | 21.991 | 20.9591 | 20.4448 | 19.5454 | 18.6342 | 17.3052 | 15.5866 | 13.9189 | 0 | 0 | 0 | 0 | 0 | 0 | 0 | 0 | 0 | 0 | 0 | 0 | 0 | 0 | 0.22336 | 0.22118 | 0.21835 | 0.16103 | 0 | 0 | 0 | 0 | 0 | 0 | 51.6789 | 51.3633 | 51.0679 | 50.7792 | 50.4572 | 49.9984 | 49.7333 | 49.6444 | 50.3886 | 52.586 | 54.3812 | 56.0448 | 56.6082 | 56.698 | 56.6325 | 55.5879 | 55.5381 | 55.2544 | 53.8928 | 52.9148 | 52.1246 | 51.8647 | 50.5467 | 49.2125 | 0.030198 | 0.031499 | 0.030188 | 0.026482 | 0.026956 | 0.029031 | 0.034687 | 0.03956 | 0.044339 | 0.046026 | 0.046486 | 0.047017 | 0.047169 | 0.047705 | 0.04685 | 0.042847 | 0.039204 | 0.037185 | 0.035895 | 0.035009 | 0.034598 | 0.032018 | 0.031091 | 0.032534
Portfolio Adjusted1-in-2Size: 20 kW to 199.99 kWSouth of Lugo2019March Monthly Peak | Portfolio Adjusted | 1-in-2 | Size: 20 kW to 199.99 kW | South of Lugo | 2019 | March Monthly Peak | 3 | 13.2219 | 12.8207 | 12.4606 | 12.412 | 12.7382 | 14.0544 | 16.5049 | 17.9916 | 20.2429 | 21.8246 | 22.7802 | 23.2221 | 23.179 | 23.7172 | 24.0237 | 23.6137 | 22.9755 | 21.8193 | 20.6065 | 20.2138 | 19.395 | 17.9892 | 16.1911 | 14.3547 | 0 | 0 | 0 | 0 | 0 | 0 | 0 | 0 | 0 | 0 | 0 | 0 | 0 | 0 | 0.22902 | 0.22845 | 0.22812 | 0.16764 | 0 | 0 | 0 | 0 | 0 | 0 | 51.7964 | 50.6299 | 49.3851 | 48.8288 | 48.5531 | 48.079 | 47.9218 | 48.2993 | 50.6865 | 52.9225 | 55.1415 | 57.0953 | 58.0699 | 59.0483 | 59.0861 | 59.57 | 59.2012 | 58.0583 | 56.4806 | 54.8685 | 54.2157 | 53.3249 | 52.3535 | 51.2829 | 0.03048 | 0.031837 | 0.03033 | 0.026505 | 0.027052 | 0.028929 | 0.035041 | 0.039775 | 0.044697 | 0.046958 | 0.047405 | 0.047877 | 0.047843 | 0.048471 | 0.048038 | 0.044256 | 0.040959 | 0.038712 | 0.036178 | 0.036207 | 0.03601 | 0.033284 | 0.032297 | 0.033552
Portfolio Adjusted1-in-2Size: 20 kW to 199.99 kWSouth of Lugo2019April Monthly Peak | Portfolio Adjusted | 1-in-2 | Size: 20 kW to 199.99 kW | South of Lugo | 2019 | April Monthly Peak | 4 | 13.3229 | 12.7792 | 12.3354 | 12.2061 | 12.5425 | 13.6986 | 15.5914 | 17.193 | 20.223 | 22.7518 | 24.8155 | 26.2706 | 26.9062 | 27.729 | 28.0466 | 27.702 | 26.8214 | 24.8534 | 22.2116 | 21.4038 | 20.6473 | 18.922 | 16.711 | 14.5909 | 0 | 0 | 0 | 0 | 0 | 0 | 0 | 0 | 0 | 0 | 0 | 0 | 0 | 0 | 0.26737 | 0.268 | 0.26631 | 0.19095 | 0 | 0 | 0 | 0 | 0 | 0 | 61.9066 | 61.4621 | 60.7114 | 59.6677 | 58.8938 | 58.096 | 57.6225 | 57.8175 | 59.5336 | 62.785 | 65.7957 | 68.8898 | 71.2624 | 72.9923 | 73.6054 | 73.7406 | 73.9766 | 73.1252 | 72.3109 | 70.4717 | 67.1391 | 65.7658 | 64.2298 | 61.7657 | 0.030712 | 0.031734 | 0.030025 | 0.026066 | 0.026637 | 0.028196 | 0.033102 | 0.03801 | 0.044653 | 0.048953 | 0.05164 | 0.054162 | 0.055537 | 0.056671 | 0.056082 | 0.051918 | 0.047816 | 0.044095 | 0.038996 | 0.038338 | 0.038336 | 0.035009 | 0.033334 | 0.034104
Portfolio Adjusted1-in-2Size: 20 kW to 199.99 kWSouth of Lugo2019May Monthly Peak | Portfolio Adjusted | 1-in-2 | Size: 20 kW to 199.99 kW | South of Lugo | 2019 | May Monthly Peak | 5 | 13.2002 | 12.684 | 12.3214 | 12.2441 | 12.6038 | 13.8043 | 15.4402 | 17.3955 | 20.3125 | 22.6453 | 24.3599 | 25.606 | 26.1781 | 26.7779 | 27.0277 | 26.5993 | 25.7592 | 23.9271 | 21.6034 | 20.5401 | 20.3356 | 18.691 | 16.4629 | 14.4059 | 0 | 0 | 0 | 0 | 0 | 0 | 0 | 0 | 0 | 0 | 0 | 0 | 0 | 0 | 0.25766 | 0.25733 | 0.25576 | 0.18383 | 0 | 0 | 0 | 0 | 0 | 0 | 59.4489 | 59.4995 | 59.504 | 58.9642 | 58.4734 | 58.4853 | 58.7531 | 59.3144 | 60.0356 | 61.6056 | 64.3622 | 67.2238 | 69.5136 | 70.2762 | 70.082 | 71.0459 | 71.1241 | 70.0666 | 68.1408 | 65.5601 | 62.9302 | 60.8461 | 60.3502 | 60.0426 | 0.03043 | 0.031498 | 0.029991 | 0.026147 | 0.026767 | 0.028414 | 0.032781 | 0.038458 | 0.044851 | 0.048724 | 0.050692 | 0.052792 | 0.054034 | 0.054727 | 0.054045 | 0.049851 | 0.045922 | 0.042451 | 0.037929 | 0.036791 | 0.037757 | 0.034582 | 0.032839 | 0.033672
Portfolio Adjusted1-in-2Size: 20 kW to 199.99 kWSouth of Lugo2019June Monthly Peak | Portfolio Adjusted | 1-in-2 | Size: 20 kW to 199.99 kW | South of Lugo | 2019 | June Monthly Peak | 6 | 13.9897 | 13.3988 | 12.9955 | 12.8642 | 13.233 | 14.5175 | 16.4733 | 18.8414 | 22.4075 | 25.4135 | 27.6764 | 29.2291 | 29.761 | 30.4002 | 30.5773 | 30.1345 | 29.1302 | 26.9948 | 24.1642 | 22.3946 | 21.8771 | 20.201 | 17.7137 | 15.3861 | 0 | 0 | 0 | 0 | 0 | 0 | 0 | 0 | 0 | 0 | 0 | 0 | 0 | 0 | 0.2915 | 0.29154 | 0.28923 | 0.2074 | 0 | 0 | 0 | 0 | 0 | 0 | 63.0189 | 62.9066 | 62.4161 | 61.8621 | 61.6842 | 61.2508 | 60.8545 | 61.3619 | 63.2682 | 67.3624 | 71.6544 | 75.1598 | 75.3579 | 75.1751 | 76.4651 | 76.8681 | 78.2198 | 78.5593 | 78.581 | 74.8426 | 70.6675 | 67.1579 | 65.7295 | 64.5528 | 0.032249 | 0.033273 | 0.031632 | 0.027471 | 0.028103 | 0.029882 | 0.034974 | 0.041654 | 0.049477 | 0.05468 | 0.057593 | 0.060262 | 0.061429 | 0.06213 | 0.061142 | 0.056476 | 0.051932 | 0.047894 | 0.042425 | 0.040113 | 0.040619 | 0.037376 | 0.035334 | 0.035963
Portfolio Adjusted1-in-2Size: 20 kW to 199.99 kWSouth of Lugo2019July Monthly Peak | Portfolio Adjusted | 1-in-2 | Size: 20 kW to 199.99 kW | South of Lugo | 2019 | July Monthly Peak | 7 | 14.9758 | 14.1497 | 13.6825 | 13.5143 | 13.9754 | 15.6334 | 17.7854 | 20.4606 | 24.404 | 27.56 | 30.1366 | 31.8313 | 32.4391 | 33.156 | 33.36 | 32.9704 | 31.9344 | 29.7006 | 26.4997 | 24.507 | 23.8636 | 21.9932 | 19.3507 | 16.7929 | 0 | 0 | 0 | 0 | 0 | 0 | 0 | 0 | 0 | 0 | 0 | 0 | 0 | 0 | 0.31803 | 0.31897 | 0.31708 | 0.22819 | 0 | 0 | 0 | 0 | 0 | 0 | 69.4902 | 68.7899 | 68.4916 | 68.3539 | 67.95 | 67.1654 | 67.0918 | 67.984 | 70.573 | 73.199 | 75.6296 | 78.9572 | 80.3657 | 80.6231 | 81.4823 | 81.8667 | 82.4386 | 82.8026 | 83.4324 | 81.7224 | 78.4484 | 74.2558 | 72.1179 | 71.2873 | 0.034523 | 0.035137 | 0.033304 | 0.028859 | 0.02968 | 0.032179 | 0.03776 | 0.045234 | 0.053885 | 0.059298 | 0.062713 | 0.065627 | 0.066957 | 0.067762 | 0.066707 | 0.061791 | 0.056931 | 0.052694 | 0.046525 | 0.043896 | 0.044307 | 0.040692 | 0.038599 | 0.039251
Portfolio Adjusted1-in-2Size: 20 kW to 199.99 kWSouth of Lugo2019August Monthly Peak | Portfolio Adjusted | 1-in-2 | Size: 20 kW to 199.99 kW | South of Lugo | 2019 | August Monthly Peak | 8 | 15.178 | 14.3532 | 13.8643 | 13.704 | 14.0936 | 15.8879 | 18.2689 | 20.9002 | 25.0976 | 28.3738 | 31.2196 | 32.9599 | 33.6049 | 34.3371 | 34.595 | 34.2703 | 33.1931 | 30.8102 | 27.3172 | 25.5509 | 24.5621 | 22.3688 | 19.7384 | 17.0208 | 0 | 0 | 0 | 0 | 0 | 0 | 0 | 0 | 0 | 0 | 0 | 0 | 0 | 0 | 0.3298 | 0.33155 | 0.32957 | 0.23672 | 0 | 0 | 0 | 0 | 0 | 0 | 69.7822 | 68.5225 | 68.0537 | 68.3872 | 68.3116 | 67.5344 | 67.244 | 67.2631 | 69.1812 | 73.3353 | 77.8423 | 82.2447 | 84.1677 | 84.49 | 84.8207 | 84.9443 | 86.3886 | 87.7238 | 86.9909 | 81.7153 | 76.3216 | 73.7175 | 72.3983 | 71.1927 | 0.034989 | 0.035643 | 0.033746 | 0.029264 | 0.029931 | 0.032702 | 0.038786 | 0.046206 | 0.055416 | 0.061049 | 0.064967 | 0.067954 | 0.069363 | 0.070176 | 0.069176 | 0.064227 | 0.059175 | 0.054663 | 0.04796 | 0.045766 | 0.045604 | 0.041387 | 0.039373 | 0.039784
Portfolio Adjusted1-in-2Size: 20 kW to 199.99 kWSouth of Lugo2019September Monthly Peak | Portfolio Adjusted | 1-in-2 | Size: 20 kW to 199.99 kW | South of Lugo | 2019 | September Monthly Peak | 9 | 15.1826 | 14.4216 | 13.9469 | 13.798 | 14.2122 | 15.9419 | 18.6732 | 20.7877 | 25.2314 | 28.4284 | 30.8776 | 32.7603 | 33.3238 | 34.0768 | 34.1978 | 33.5592 | 32.2261 | 29.623 | 26.0286 | 24.9752 | 23.6646 | 21.6968 | 18.9744 | 16.5012 | 0 | 0 | 0 | 0 | 0 | 0 | 0 | 0 | 0 | 0 | 0 | 0 | 0 | 0 | 0.32601 | 0.32467 | 0.31997 | 0.2276 | 0 | 0 | 0 | 0 | 0 | 0 | 69.8625 | 69.2022 | 68.6876 | 68.3201 | 67.7731 | 67.44 | 67.1774 | 67.0705 | 68.9704 | 72.9985 | 77.0958 | 81.8121 | 85.1146 | 86.5832 | 87.4912 | 88.2494 | 88.5325 | 87.35 | 86.7007 | 84.6405 | 80.8055 | 77.5378 | 75.7075 | 74.754 | 0.034999 | 0.035813 | 0.033947 | 0.029465 | 0.030183 | 0.032814 | 0.039645 | 0.045957 | 0.055712 | 0.061167 | 0.064255 | 0.067542 | 0.068783 | 0.069644 | 0.068382 | 0.062895 | 0.057451 | 0.052557 | 0.045698 | 0.044735 | 0.043938 | 0.040143 | 0.037848 | 0.03857
Portfolio Adjusted1-in-2Size: 20 kW to 199.99 kWSouth of Lugo2019October Monthly Peak | Portfolio Adjusted | 1-in-2 | Size: 20 kW to 199.99 kW | South of Lugo | 2019 | October Monthly Peak | 10 | 14.0076 | 13.3502 | 12.9213 | 12.7583 | 13.1185 | 14.5964 | 17.1406 | 18.5287 | 21.8621 | 24.66 | 26.7082 | 28.3276 | 28.9969 | 29.9132 | 30.2929 | 29.7676 | 28.6899 | 26.2652 | 24.0601 | 22.8382 | 21.5813 | 19.9013 | 17.3815 | 15.257 | 0 | 0 | 0 | 0 | 0 | 0 | 0 | 0 | 0 | 0 | 0 | 0 | 0 | 0 | 0.28879 | 0.28799 | 0.28486 | 0.2018 | 0 | 0 | 0 | 0 | 0 | 0 | 64.1464 | 63.7329 | 63.4535 | 62.4339 | 61.8871 | 61.2422 | 60.7217 | 60.6542 | 61.488 | 64.5863 | 68.643 | 74.194 | 80.2709 | 83.0443 | 81.8202 | 81.4269 | 81.7706 | 80.5675 | 77.808 | 73.9649 | 71.7746 | 70.1898 | 68.4866 | 66.8303 | 0.032291 | 0.033152 | 0.031451 | 0.027245 | 0.02786 | 0.030044 | 0.036391 | 0.040963 | 0.048272 | 0.053059 | 0.055579 | 0.058403 | 0.059852 | 0.061134 | 0.060574 | 0.055789 | 0.051147 | 0.046599 | 0.042242 | 0.040907 | 0.04007 | 0.036821 | 0.034671 | 0.035661
Portfolio Adjusted1-in-2Size: 20 kW to 199.99 kWSouth of Lugo2019November Monthly Peak | Portfolio Adjusted | 1-in-2 | Size: 20 kW to 199.99 kW | South of Lugo | 2019 | November Monthly Peak | 11 | 12.7956 | 12.2843 | 12.013 | 12.0166 | 12.3039 | 13.8598 | 15.5176 | 17.1841 | 20.0372 | 22.3866 | 23.8538 | 25.0538 | 25.5643 | 26.1906 | 26.2416 | 25.583 | 24.4569 | 23.5283 | 21.5814 | 20.2999 | 19.1726 | 17.5121 | 15.5151 | 13.8184 | 0 | 0 | 0 | 0 | 0 | 0 | 0 | 0 | 0 | 0 | 0 | 0 | 0 | 0 | 0.25017 | 0.2475 | 0.24283 | 0.18077 | 0 | 0 | 0 | 0 | 0 | 0 | 59.2323 | 58.2359 | 57.45 | 56.637 | 55.4567 | 54.6168 | 54.1874 | 54.5715 | 56.7761 | 59.9021 | 64.5144 | 68.7203 | 71.8081 | 73.5798 | 74.829 | 74.2437 | 72.0978 | 69.3938 | 66.9737 | 65.9312 | 64.7879 | 64.6094 | 64.0338 | 64.7273 | 0.029497 | 0.030505 | 0.02924 | 0.025661 | 0.02613 | 0.028528 | 0.032945 | 0.03799 | 0.044243 | 0.048167 | 0.049639 | 0.051654 | 0.052767 | 0.053526 | 0.052473 | 0.047946 | 0.0436 | 0.041744 | 0.03789 | 0.036361 | 0.035597 | 0.032401 | 0.030948 | 0.032299
Portfolio Adjusted1-in-2Size: 20 kW to 199.99 kWSouth of Lugo2019December Monthly Peak | Portfolio Adjusted | 1-in-2 | Size: 20 kW to 199.99 kW | South of Lugo | 2019 | December Monthly Peak | 12 | 12.8596 | 12.3592 | 12.1288 | 12.2027 | 12.5182 | 14.2188 | 16.6702 | 18.0075 | 20.381 | 21.7659 | 22.4129 | 22.925 | 22.9466 | 23.3549 | 23.4187 | 22.9073 | 22.2493 | 21.942 | 20.6192 | 19.6988 | 18.8021 | 17.3843 | 15.6309 | 14.0124 | 0 | 0 | 0 | 0 | 0 | 0 | 0 | 0 | 0 | 0 | 0 | 0 | 0 | 0 | 0.22325 | 0.22162 | 0.22091 | 0.16858 | 0 | 0 | 0 | 0 | 0 | 0 | 52.4415 | 51.1726 | 50.1994 | 49.4347 | 48.9573 | 47.927 | 48.166 | 48.3236 | 48.844 | 52.4886 | 57.0149 | 59.9981 | 61.7211 | 62.8494 | 63.2623 | 63.6455 | 62.8108 | 60.6842 | 58.6069 | 57.0209 | 55.2282 | 53.2187 | 51.3452 | 49.9246 | 0.029644 | 0.030691 | 0.029522 | 0.026058 | 0.026585 | 0.029267 | 0.035392 | 0.039811 | 0.045002 | 0.046832 | 0.04664 | 0.047265 | 0.047364 | 0.047731 | 0.046828 | 0.042932 | 0.039665 | 0.038929 | 0.036201 | 0.035284 | 0.03491 | 0.032165 | 0.031179 | 0.032752
Portfolio Adjusted1-in-2Size: 20 kW to 199.99 kWSouth of Lugo2019Typical Event Day | Portfolio Adjusted | 1-in-2 | Size: 20 kW to 199.99 kW | South of Lugo | 2019 | Typical Event Day | 8 | 14.9487 | 14.1411 | 13.6692 | 13.518 | 13.8902 | 15.6394 | 17.9481 | 20.4395 | 24.4296 | 27.5416 | 30.2575 | 31.937 | 32.5663 | 33.321 | 33.6303 | 33.3353 | 32.335 | 30.0249 | 26.6503 | 24.9633 | 24.049 | 21.9254 | 19.3567 | 16.7099 | 0 | 0 | 0 | 0 | 0 | 0 | 0 | 0 | 0 | 0 | 0 | 0 | 0 | 0 | 0.3206 | 0.3225 | 0.32105 | 0.23068 | 0 | 0 | 0 | 0 | 0 | 0 | 68.0385 | 67.3553 | 66.9122 | 66.7308 | 66.4297 | 65.8477 | 65.5919 | 65.9199 | 67.9982 | 71.7238 | 75.5555 | 79.5434 | 81.2515 | 81.7178 | 82.5648 | 82.9821 | 83.8949 | 84.1089 | 83.9263 | 80.7302 | 76.5608 | 73.1672 | 71.4883 | 70.4467 | 0.03446 | 0.035116 | 0.033271 | 0.028867 | 0.029499 | 0.032191 | 0.038105 | 0.045187 | 0.053941 | 0.059259 | 0.062965 | 0.065845 | 0.06722 | 0.068099 | 0.067247 | 0.062475 | 0.057645 | 0.05327 | 0.046789 | 0.044714 | 0.044651 | 0.040566 | 0.038611 | 0.039057
Portfolio Adjusted1-in-2Size: 20 kW to 199.99 kWSouth of Lugo2020January Monthly Peak | Portfolio Adjusted | 1-in-2 | Size: 20 kW to 199.99 kW | South of Lugo | 2020 | January Monthly Peak | 1 | 13.0434 | 12.7307 | 12.5615 | 12.5996 | 12.9232 | 14.5292 | 17.1622 | 18.8122 | 20.932 | 21.8838 | 22.3475 | 22.2454 | 21.7872 | 22.0225 | 21.9773 | 21.2281 | 20.4129 | 20.5343 | 19.9615 | 19.2017 | 18.3645 | 17.0194 | 15.4566 | 13.8757 | 0 | 0 | 0 | 0 | 0 | 0 | 0 | 0 | 0 | 0 | 0 | 0 | 0 | 0 | 0.20951 | 0.20537 | 0.20268 | 0.15777 | 0 | 0 | 0 | 0 | 0 | 0 | 48.3073 | 47.2893 | 46.2027 | 45.8422 | 45.7604 | 46.0494 | 45.681 | 45.6971 | 46.5485 | 48.6995 | 52.452 | 55.3514 | 56.9748 | 58.2576 | 58.602 | 58.7098 | 58.6026 | 57.0015 | 55.5492 | 54.121 | 53.254 | 52.027 | 51.0058 | 49.6361 | 0.030068 | 0.031614 | 0.030575 | 0.026906 | 0.027445 | 0.029906 | 0.036437 | 0.04159 | 0.046219 | 0.047085 | 0.046504 | 0.045864 | 0.044971 | 0.045008 | 0.043946 | 0.039784 | 0.036391 | 0.036432 | 0.035046 | 0.034394 | 0.034097 | 0.031489 | 0.030832 | 0.032433
Portfolio Adjusted1-in-2Size: 20 kW to 199.99 kWSouth of Lugo2020February Monthly Peak | Portfolio Adjusted | 1-in-2 | Size: 20 kW to 199.99 kW | South of Lugo | 2020 | February Monthly Peak | 2 | 13.0998 | 12.6844 | 12.4023 | 12.401 | 12.6927 | 14.1044 | 16.3381 | 17.8944 | 20.0808 | 21.3914 | 22.3389 | 22.8049 | 22.8521 | 23.3421 | 23.4296 | 22.8623 | 21.991 | 20.9591 | 20.4448 | 19.5454 | 18.6342 | 17.3052 | 15.5866 | 13.9189 | 0 | 0 | 0 | 0 | 0 | 0 | 0 | 0 | 0 | 0 | 0 | 0 | 0 | 0 | 0.22336 | 0.22118 | 0.21835 | 0.16103 | 0 | 0 | 0 | 0 | 0 | 0 | 51.6789 | 51.3633 | 51.0679 | 50.7792 | 50.4572 | 49.9984 | 49.7333 | 49.6444 | 50.3886 | 52.586 | 54.3812 | 56.0448 | 56.6081 | 56.698 | 56.6325 | 55.5879 | 55.5381 | 55.2544 | 53.8928 | 52.9148 | 52.1246 | 51.8647 | 50.5467 | 49.2125 | 0.030198 | 0.031499 | 0.030188 | 0.026482 | 0.026956 | 0.029031 | 0.034687 | 0.03956 | 0.044339 | 0.046026 | 0.046486 | 0.047017 | 0.047169 | 0.047705 | 0.04685 | 0.042847 | 0.039204 | 0.037185 | 0.035895 | 0.035009 | 0.034598 | 0.032018 | 0.031091 | 0.032534
Portfolio Adjusted1-in-2Size: 20 kW to 199.99 kWSouth of Lugo2020March Monthly Peak | Portfolio Adjusted | 1-in-2 | Size: 20 kW to 199.99 kW | South of Lugo | 2020 | March Monthly Peak | 3 | 13.2219 | 12.8207 | 12.4606 | 12.412 | 12.7382 | 14.0544 | 16.5049 | 17.9916 | 20.2429 | 21.8246 | 22.7802 | 23.2221 | 23.179 | 23.7172 | 24.0237 | 23.6137 | 22.9755 | 21.8193 | 20.6065 | 20.2138 | 19.395 | 17.9892 | 16.1911 | 14.3547 | 0 | 0 | 0 | 0 | 0 | 0 | 0 | 0 | 0 | 0 | 0 | 0 | 0 | 0 | 0.22902 | 0.22845 | 0.22812 | 0.16764 | 0 | 0 | 0 | 0 | 0 | 0 | 51.7964 | 50.6299 | 49.3851 | 48.8288 | 48.5531 | 48.079 | 47.9218 | 48.2993 | 50.6865 | 52.9225 | 55.1415 | 57.0953 | 58.0699 | 59.0483 | 59.0861 | 59.57 | 59.2011 | 58.0583 | 56.4806 | 54.8685 | 54.2157 | 53.3249 | 52.3535 | 51.2829 | 0.03048 | 0.031837 | 0.03033 | 0.026505 | 0.027052 | 0.028929 | 0.035041 | 0.039775 | 0.044697 | 0.046958 | 0.047405 | 0.047877 | 0.047843 | 0.048471 | 0.048038 | 0.044256 | 0.040959 | 0.038712 | 0.036178 | 0.036207 | 0.03601 | 0.033284 | 0.032297 | 0.033552
Portfolio Adjusted1-in-2Size: 20 kW to 199.99 kWSouth of Lugo2020April Monthly Peak | Portfolio Adjusted | 1-in-2 | Size: 20 kW to 199.99 kW | South of Lugo | 2020 | April Monthly Peak | 4 | 13.3229 | 12.7792 | 12.3354 | 12.2061 | 12.5425 | 13.6986 | 15.5914 | 17.193 | 20.223 | 22.7518 | 24.8155 | 26.2706 | 26.9062 | 27.729 | 28.0466 | 27.702 | 26.8214 | 24.8534 | 22.2116 | 21.4038 | 20.6473 | 18.922 | 16.711 | 14.5909 | 0 | 0 | 0 | 0 | 0 | 0 | 0 | 0 | 0 | 0 | 0 | 0 | 0 | 0 | 0.26737 | 0.268 | 0.26631 | 0.19095 | 0 | 0 | 0 | 0 | 0 | 0 | 61.9066 | 61.4621 | 60.7114 | 59.6677 | 58.8938 | 58.096 | 57.6225 | 57.8175 | 59.5336 | 62.785 | 65.7957 | 68.8898 | 71.2624 | 72.9923 | 73.6054 | 73.7406 | 73.9766 | 73.1252 | 72.3109 | 70.4717 | 67.1391 | 65.7658 | 64.2298 | 61.7657 | 0.030712 | 0.031734 | 0.030025 | 0.026066 | 0.026637 | 0.028196 | 0.033102 | 0.03801 | 0.044653 | 0.048953 | 0.05164 | 0.054162 | 0.055537 | 0.056671 | 0.056082 | 0.051918 | 0.047816 | 0.044095 | 0.038996 | 0.038338 | 0.038336 | 0.035009 | 0.033334 | 0.034104
Portfolio Adjusted1-in-2Size: 20 kW to 199.99 kWSouth of Lugo2020May Monthly Peak | Portfolio Adjusted | 1-in-2 | Size: 20 kW to 199.99 kW | South of Lugo | 2020 | May Monthly Peak | 5 | 13.2002 | 12.684 | 12.3214 | 12.2441 | 12.6038 | 13.8043 | 15.4402 | 17.3955 | 20.3125 | 22.6453 | 24.3599 | 25.606 | 26.1781 | 26.7779 | 27.0277 | 26.5993 | 25.7592 | 23.9271 | 21.6034 | 20.5401 | 20.3356 | 18.691 | 16.4629 | 14.4059 | 0 | 0 | 0 | 0 | 0 | 0 | 0 | 0 | 0 | 0 | 0 | 0 | 0 | 0 | 0.25766 | 0.25733 | 0.25576 | 0.18383 | 0 | 0 | 0 | 0 | 0 | 0 | 59.4489 | 59.4995 | 59.504 | 58.9642 | 58.4734 | 58.4853 | 58.7531 | 59.3144 | 60.0356 | 61.6056 | 64.3622 | 67.2238 | 69.5136 | 70.2762 | 70.082 | 71.0459 | 71.1241 | 70.0666 | 68.1408 | 65.5601 | 62.9302 | 60.8461 | 60.3502 | 60.0426 | 0.03043 | 0.031498 | 0.029991 | 0.026147 | 0.026767 | 0.028414 | 0.032781 | 0.038458 | 0.044851 | 0.048724 | 0.050692 | 0.052792 | 0.054034 | 0.054727 | 0.054045 | 0.049851 | 0.045922 | 0.042451 | 0.037929 | 0.036791 | 0.037757 | 0.034582 | 0.032839 | 0.033672
Portfolio Adjusted1-in-2Size: 20 kW to 199.99 kWSouth of Lugo2020June Monthly Peak | Portfolio Adjusted | 1-in-2 | Size: 20 kW to 199.99 kW | South of Lugo | 2020 | June Monthly Peak | 6 | 13.9897 | 13.3988 | 12.9955 | 12.8642 | 13.233 | 14.5175 | 16.4733 | 18.8414 | 22.4075 | 25.4135 | 27.6764 | 29.2291 | 29.761 | 30.4002 | 30.5773 | 30.1345 | 29.1302 | 26.9948 | 24.1642 | 22.3946 | 21.8771 | 20.201 | 17.7137 | 15.3861 | 0 | 0 | 0 | 0 | 0 | 0 | 0 | 0 | 0 | 0 | 0 | 0 | 0 | 0 | 0.2915 | 0.29154 | 0.28923 | 0.2074 | 0 | 0 | 0 | 0 | 0 | 0 | 63.0189 | 62.9066 | 62.4161 | 61.8621 | 61.6842 | 61.2508 | 60.8545 | 61.3619 | 63.2682 | 67.3624 | 71.6544 | 75.1598 | 75.3579 | 75.1751 | 76.4651 | 76.8681 | 78.2198 | 78.5593 | 78.581 | 74.8426 | 70.6675 | 67.1579 | 65.7295 | 64.5528 | 0.032249 | 0.033273 | 0.031632 | 0.027471 | 0.028103 | 0.029882 | 0.034974 | 0.041654 | 0.049477 | 0.05468 | 0.057593 | 0.060262 | 0.061429 | 0.06213 | 0.061142 | 0.056476 | 0.051932 | 0.047894 | 0.042425 | 0.040113 | 0.040619 | 0.037376 | 0.035334 | 0.035963
Portfolio Adjusted1-in-2Size: 20 kW to 199.99 kWSouth of Lugo2020July Monthly Peak | Portfolio Adjusted | 1-in-2 | Size: 20 kW to 199.99 kW | South of Lugo | 2020 | July Monthly Peak | 7 | 14.9758 | 14.1497 | 13.6825 | 13.5143 | 13.9754 | 15.6334 | 17.7854 | 20.4606 | 24.404 | 27.56 | 30.1366 | 31.8313 | 32.4391 | 33.156 | 33.36 | 32.9704 | 31.9344 | 29.7006 | 26.4997 | 24.507 | 23.8636 | 21.9932 | 19.3507 | 16.7929 | 0 | 0 | 0 | 0 | 0 | 0 | 0 | 0 | 0 | 0 | 0 | 0 | 0 | 0 | 0.31803 | 0.31897 | 0.31708 | 0.22819 | 0 | 0 | 0 | 0 | 0 | 0 | 69.4902 | 68.7899 | 68.4916 | 68.3539 | 67.95 | 67.1654 | 67.0918 | 67.984 | 70.573 | 73.199 | 75.6296 | 78.9572 | 80.3657 | 80.6231 | 81.4823 | 81.8667 | 82.4386 | 82.8026 | 83.4324 | 81.7224 | 78.4484 | 74.2558 | 72.1179 | 71.2873 | 0.034523 | 0.035137 | 0.033304 | 0.028859 | 0.02968 | 0.032179 | 0.03776 | 0.045234 | 0.053885 | 0.059298 | 0.062713 | 0.065627 | 0.066957 | 0.067762 | 0.066707 | 0.061791 | 0.056931 | 0.052694 | 0.046525 | 0.043896 | 0.044307 | 0.040692 | 0.038599 | 0.039251
Portfolio Adjusted1-in-2Size: 20 kW to 199.99 kWSouth of Lugo2020August Monthly Peak | Portfolio Adjusted | 1-in-2 | Size: 20 kW to 199.99 kW | South of Lugo | 2020 | August Monthly Peak | 8 | 15.178 | 14.3532 | 13.8643 | 13.704 | 14.0936 | 15.8879 | 18.2689 | 20.9002 | 25.0976 | 28.3738 | 31.2196 | 32.9599 | 33.6049 | 34.3371 | 34.595 | 34.2703 | 33.1931 | 30.8102 | 27.3172 | 25.5509 | 24.5621 | 22.3688 | 19.7384 | 17.0208 | 0 | 0 | 0 | 0 | 0 | 0 | 0 | 0 | 0 | 0 | 0 | 0 | 0 | 0 | 0.3298 | 0.33155 | 0.32957 | 0.23672 | 0 | 0 | 0 | 0 | 0 | 0 | 69.7822 | 68.5225 | 68.0537 | 68.3872 | 68.3116 | 67.5344 | 67.244 | 67.2631 | 69.1812 | 73.3353 | 77.8423 | 82.2447 | 84.1677 | 84.49 | 84.8207 | 84.9443 | 86.3886 | 87.7238 | 86.9909 | 81.7153 | 76.3216 | 73.7175 | 72.3983 | 71.1927 | 0.034989 | 0.035643 | 0.033746 | 0.029264 | 0.029931 | 0.032702 | 0.038786 | 0.046206 | 0.055416 | 0.061049 | 0.064967 | 0.067954 | 0.069363 | 0.070176 | 0.069176 | 0.064227 | 0.059175 | 0.054663 | 0.04796 | 0.045766 | 0.045604 | 0.041387 | 0.039373 | 0.039784
Portfolio Adjusted1-in-2Size: 20 kW to 199.99 kWSouth of Lugo2020September Monthly Peak | Portfolio Adjusted | 1-in-2 | Size: 20 kW to 199.99 kW | South of Lugo | 2020 | September Monthly Peak | 9 | 15.1826 | 14.4216 | 13.9469 | 13.798 | 14.2122 | 15.9419 | 18.6732 | 20.7877 | 25.2314 | 28.4284 | 30.8776 | 32.7603 | 33.3238 | 34.0768 | 34.1978 | 33.5592 | 32.2261 | 29.623 | 26.0286 | 24.9752 | 23.6646 | 21.6968 | 18.9744 | 16.5012 | 0 | 0 | 0 | 0 | 0 | 0 | 0 | 0 | 0 | 0 | 0 | 0 | 0 | 0 | 0.32601 | 0.32467 | 0.31997 | 0.2276 | 0 | 0 | 0 | 0 | 0 | 0 | 69.8625 | 69.2022 | 68.6876 | 68.3201 | 67.7731 | 67.44 | 67.1774 | 67.0705 | 68.9704 | 72.9985 | 77.0958 | 81.8121 | 85.1146 | 86.5832 | 87.4912 | 88.2494 | 88.5325 | 87.35 | 86.7007 | 84.6405 | 80.8055 | 77.5378 | 75.7075 | 74.754 | 0.034999 | 0.035813 | 0.033947 | 0.029465 | 0.030183 | 0.032814 | 0.039645 | 0.045957 | 0.055712 | 0.061167 | 0.064255 | 0.067542 | 0.068783 | 0.069644 | 0.068382 | 0.062895 | 0.057451 | 0.052557 | 0.045698 | 0.044735 | 0.043938 | 0.040143 | 0.037848 | 0.03857
Portfolio Adjusted1-in-2Size: 20 kW to 199.99 kWSouth of Lugo2020October Monthly Peak | Portfolio Adjusted | 1-in-2 | Size: 20 kW to 199.99 kW | South of Lugo | 2020 | October Monthly Peak | 10 | 14.0076 | 13.3502 | 12.9213 | 12.7583 | 13.1185 | 14.5964 | 17.1406 | 18.5287 | 21.8621 | 24.66 | 26.7082 | 28.3276 | 28.9969 | 29.9132 | 30.2929 | 29.7676 | 28.6899 | 26.2652 | 24.0601 | 22.8382 | 21.5813 | 19.9013 | 17.3815 | 15.257 | 0 | 0 | 0 | 0 | 0 | 0 | 0 | 0 | 0 | 0 | 0 | 0 | 0 | 0 | 0.28879 | 0.28799 | 0.28486 | 0.2018 | 0 | 0 | 0 | 0 | 0 | 0 | 64.1464 | 63.7329 | 63.4535 | 62.4339 | 61.8871 | 61.2422 | 60.7217 | 60.6542 | 61.488 | 64.5863 | 68.643 | 74.194 | 80.2709 | 83.0443 | 81.8202 | 81.4269 | 81.7706 | 80.5675 | 77.808 | 73.9649 | 71.7746 | 70.1898 | 68.4866 | 66.8303 | 0.032291 | 0.033152 | 0.031451 | 0.027245 | 0.02786 | 0.030044 | 0.036391 | 0.040963 | 0.048272 | 0.053059 | 0.055579 | 0.058403 | 0.059852 | 0.061134 | 0.060574 | 0.055789 | 0.051147 | 0.046599 | 0.042242 | 0.040907 | 0.04007 | 0.036821 | 0.034671 | 0.035661
Portfolio Adjusted1-in-2Size: 20 kW to 199.99 kWSouth of Lugo2020November Monthly Peak | Portfolio Adjusted | 1-in-2 | Size: 20 kW to 199.99 kW | South of Lugo | 2020 | November Monthly Peak | 11 | 12.7956 | 12.2843 | 12.013 | 12.0166 | 12.3039 | 13.8598 | 15.5176 | 17.1841 | 20.0372 | 22.3866 | 23.8538 | 25.0538 | 25.5643 | 26.1906 | 26.2416 | 25.583 | 24.4569 | 23.5283 | 21.5814 | 20.2999 | 19.1726 | 17.5121 | 15.5151 | 13.8184 | 0 | 0 | 0 | 0 | 0 | 0 | 0 | 0 | 0 | 0 | 0 | 0 | 0 | 0 | 0.25017 | 0.2475 | 0.24283 | 0.18077 | 0 | 0 | 0 | 0 | 0 | 0 | 59.2323 | 58.2359 | 57.45 | 56.637 | 55.4567 | 54.6168 | 54.1874 | 54.5715 | 56.7761 | 59.9021 | 64.5144 | 68.7203 | 71.8081 | 73.5798 | 74.829 | 74.2437 | 72.0978 | 69.3938 | 66.9737 | 65.9312 | 64.7879 | 64.6094 | 64.0338 | 64.7273 | 0.029497 | 0.030505 | 0.02924 | 0.025661 | 0.02613 | 0.028528 | 0.032945 | 0.03799 | 0.044243 | 0.048167 | 0.049639 | 0.051654 | 0.052767 | 0.053526 | 0.052473 | 0.047946 | 0.0436 | 0.041744 | 0.03789 | 0.036361 | 0.035597 | 0.032401 | 0.030948 | 0.032299
Portfolio Adjusted1-in-2Size: 20 kW to 199.99 kWSouth of Lugo2020December Monthly Peak | Portfolio Adjusted | 1-in-2 | Size: 20 kW to 199.99 kW | South of Lugo | 2020 | December Monthly Peak | 12 | 12.8596 | 12.3592 | 12.1288 | 12.2027 | 12.5182 | 14.2188 | 16.6702 | 18.0075 | 20.381 | 21.7659 | 22.4129 | 22.925 | 22.9466 | 23.3549 | 23.4187 | 22.9073 | 22.2493 | 21.942 | 20.6192 | 19.6988 | 18.8021 | 17.3843 | 15.6309 | 14.0124 | 0 | 0 | 0 | 0 | 0 | 0 | 0 | 0 | 0 | 0 | 0 | 0 | 0 | 0 | 0.22325 | 0.22162 | 0.22091 | 0.16858 | 0 | 0 | 0 | 0 | 0 | 0 | 52.4415 | 51.1726 | 50.1994 | 49.4347 | 48.9573 | 47.927 | 48.166 | 48.3236 | 48.844 | 52.4886 | 57.0149 | 59.9981 | 61.7211 | 62.8494 | 63.2623 | 63.6455 | 62.8108 | 60.6842 | 58.6069 | 57.0209 | 55.2282 | 53.2187 | 51.3452 | 49.9246 | 0.029644 | 0.030691 | 0.029522 | 0.026058 | 0.026585 | 0.029267 | 0.035392 | 0.039811 | 0.045002 | 0.046832 | 0.04664 | 0.047265 | 0.047364 | 0.047731 | 0.046828 | 0.042932 | 0.039665 | 0.038929 | 0.036201 | 0.035284 | 0.03491 | 0.032165 | 0.031179 | 0.032752
Portfolio Adjusted1-in-2Size: 20 kW to 199.99 kWSouth of Lugo2020Typical Event Day | Portfolio Adjusted | 1-in-2 | Size: 20 kW to 199.99 kW | South of Lugo | 2020 | Typical Event Day | 8 | 14.9487 | 14.1411 | 13.6692 | 13.518 | 13.8902 | 15.6394 | 17.9481 | 20.4395 | 24.4296 | 27.5416 | 30.2575 | 31.937 | 32.5663 | 33.321 | 33.6303 | 33.3353 | 32.335 | 30.0249 | 26.6503 | 24.9633 | 24.049 | 21.9254 | 19.3567 | 16.7099 | 0 | 0 | 0 | 0 | 0 | 0 | 0 | 0 | 0 | 0 | 0 | 0 | 0 | 0 | 0.3206 | 0.3225 | 0.32105 | 0.23068 | 0 | 0 | 0 | 0 | 0 | 0 | 68.0385 | 67.3553 | 66.9122 | 66.7308 | 66.4297 | 65.8477 | 65.5919 | 65.9199 | 67.9982 | 71.7238 | 75.5555 | 79.5434 | 81.2515 | 81.7178 | 82.5648 | 82.9821 | 83.8949 | 84.1089 | 83.9263 | 80.7302 | 76.5608 | 73.1672 | 71.4883 | 70.4467 | 0.03446 | 0.035116 | 0.033271 | 0.028867 | 0.029499 | 0.032191 | 0.038105 | 0.045187 | 0.053941 | 0.059259 | 0.062965 | 0.065845 | 0.06722 | 0.068099 | 0.067247 | 0.062475 | 0.057645 | 0.05327 | 0.046789 | 0.044714 | 0.044651 | 0.040566 | 0.038611 | 0.039057
Portfolio Adjusted1-in-2Size: 20 kW to 199.99 kWSouth of Lugo2021January Monthly Peak | Portfolio Adjusted | 1-in-2 | Size: 20 kW to 199.99 kW | South of Lugo | 2021 | January Monthly Peak | 1 | 13.0434 | 12.7307 | 12.5615 | 12.5996 | 12.9232 | 14.5292 | 17.1622 | 18.8122 | 20.932 | 21.8838 | 22.3475 | 22.2454 | 21.7872 | 22.0225 | 21.9773 | 21.2281 | 20.4129 | 20.5343 | 19.9615 | 19.2017 | 18.3645 | 17.0194 | 15.4566 | 13.8757 | 0 | 0 | 0 | 0 | 0 | 0 | 0 | 0 | 0 | 0 | 0 | 0 | 0 | 0 | 0.20951 | 0.20537 | 0.20268 | 0.15777 | 0 | 0 | 0 | 0 | 0 | 0 | 48.3073 | 47.2893 | 46.2027 | 45.8422 | 45.7604 | 46.0494 | 45.681 | 45.6971 | 46.5485 | 48.6995 | 52.452 | 55.3514 | 56.9748 | 58.2576 | 58.602 | 58.7098 | 58.6026 | 57.0015 | 55.5492 | 54.121 | 53.254 | 52.027 | 51.0058 | 49.6361 | 0.030068 | 0.031614 | 0.030575 | 0.026906 | 0.027445 | 0.029906 | 0.036437 | 0.04159 | 0.046219 | 0.047085 | 0.046504 | 0.045864 | 0.044971 | 0.045008 | 0.043946 | 0.039784 | 0.036391 | 0.036432 | 0.035046 | 0.034394 | 0.034097 | 0.031489 | 0.030832 | 0.032433
Portfolio Adjusted1-in-2Size: 20 kW to 199.99 kWSouth of Lugo2021February Monthly Peak | Portfolio Adjusted | 1-in-2 | Size: 20 kW to 199.99 kW | South of Lugo | 2021 | February Monthly Peak | 2 | 13.0998 | 12.6844 | 12.4023 | 12.401 | 12.6927 | 14.1044 | 16.3381 | 17.8944 | 20.0808 | 21.3914 | 22.3389 | 22.8049 | 22.8521 | 23.3421 | 23.4296 | 22.8623 | 21.991 | 20.9591 | 20.4448 | 19.5454 | 18.6342 | 17.3052 | 15.5866 | 13.9189 | 0 | 0 | 0 | 0 | 0 | 0 | 0 | 0 | 0 | 0 | 0 | 0 | 0 | 0 | 0.22336 | 0.22118 | 0.21835 | 0.16103 | 0 | 0 | 0 | 0 | 0 | 0 | 51.6789 | 51.3633 | 51.0679 | 50.7792 | 50.4572 | 49.9984 | 49.7333 | 49.6444 | 50.3886 | 52.586 | 54.3812 | 56.0448 | 56.6081 | 56.698 | 56.6325 | 55.5879 | 55.5381 | 55.2544 | 53.8928 | 52.9148 | 52.1246 | 51.8647 | 50.5467 | 49.2125 | 0.030198 | 0.031499 | 0.030188 | 0.026482 | 0.026956 | 0.029031 | 0.034687 | 0.03956 | 0.044339 | 0.046026 | 0.046486 | 0.047017 | 0.047169 | 0.047705 | 0.04685 | 0.042847 | 0.039204 | 0.037185 | 0.035895 | 0.035009 | 0.034598 | 0.032018 | 0.031091 | 0.032534
Portfolio Adjusted1-in-2Size: 20 kW to 199.99 kWSouth of Lugo2021March Monthly Peak | Portfolio Adjusted | 1-in-2 | Size: 20 kW to 199.99 kW | South of Lugo | 2021 | March Monthly Peak | 3 | 13.2219 | 12.8207 | 12.4606 | 12.412 | 12.7382 | 14.0544 | 16.5049 | 17.9916 | 20.2429 | 21.8246 | 22.7802 | 23.2221 | 23.179 | 23.7172 | 24.0237 | 23.6137 | 22.9755 | 21.8193 | 20.6065 | 20.2138 | 19.395 | 17.9892 | 16.1911 | 14.3547 | 0 | 0 | 0 | 0 | 0 | 0 | 0 | 0 | 0 | 0 | 0 | 0 | 0 | 0 | 0.22902 | 0.22845 | 0.22812 | 0.16764 | 0 | 0 | 0 | 0 | 0 | 0 | 51.7964 | 50.6299 | 49.3851 | 48.8288 | 48.5531 | 48.079 | 47.9218 | 48.2993 | 50.6865 | 52.9225 | 55.1415 | 57.0953 | 58.0699 | 59.0483 | 59.0861 | 59.57 | 59.2011 | 58.0583 | 56.4806 | 54.8685 | 54.2157 | 53.3249 | 52.3535 | 51.2829 | 0.03048 | 0.031837 | 0.03033 | 0.026505 | 0.027052 | 0.028929 | 0.035041 | 0.039775 | 0.044697 | 0.046958 | 0.047405 | 0.047877 | 0.047843 | 0.048471 | 0.048038 | 0.044256 | 0.040959 | 0.038712 | 0.036178 | 0.036207 | 0.03601 | 0.033284 | 0.032297 | 0.033552
Portfolio Adjusted1-in-2Size: 20 kW to 199.99 kWSouth of Lugo2021April Monthly Peak | Portfolio Adjusted | 1-in-2 | Size: 20 kW to 199.99 kW | South of Lugo | 2021 | April Monthly Peak | 4 | 13.3229 | 12.7792 | 12.3354 | 12.2061 | 12.5425 | 13.6986 | 15.5914 | 17.193 | 20.223 | 22.7518 | 24.8155 | 26.2706 | 26.9062 | 27.729 | 28.0466 | 27.702 | 26.8214 | 24.8534 | 22.2116 | 21.4038 | 20.6473 | 18.922 | 16.711 | 14.5909 | 0 | 0 | 0 | 0 | 0 | 0 | 0 | 0 | 0 | 0 | 0 | 0 | 0 | 0 | 0.26737 | 0.268 | 0.26631 | 0.19095 | 0 | 0 | 0 | 0 | 0 | 0 | 61.9066 | 61.4621 | 60.7114 | 59.6677 | 58.8938 | 58.096 | 57.6225 | 57.8175 | 59.5336 | 62.785 | 65.7957 | 68.8898 | 71.2624 | 72.9923 | 73.6054 | 73.7406 | 73.9766 | 73.1252 | 72.3109 | 70.4717 | 67.1391 | 65.7658 | 64.2298 | 61.7657 | 0.030712 | 0.031734 | 0.030025 | 0.026066 | 0.026637 | 0.028196 | 0.033102 | 0.03801 | 0.044653 | 0.048953 | 0.05164 | 0.054162 | 0.055537 | 0.056671 | 0.056082 | 0.051918 | 0.047816 | 0.044095 | 0.038996 | 0.038338 | 0.038336 | 0.035009 | 0.033334 | 0.034104
Portfolio Adjusted1-in-2Size: 20 kW to 199.99 kWSouth of Lugo2021May Monthly Peak | Portfolio Adjusted | 1-in-2 | Size: 20 kW to 199.99 kW | South of Lugo | 2021 | May Monthly Peak | 5 | 13.2002 | 12.684 | 12.3214 | 12.2441 | 12.6038 | 13.8043 | 15.4402 | 17.3955 | 20.3125 | 22.6453 | 24.3599 | 25.606 | 26.1781 | 26.7779 | 27.0277 | 26.5993 | 25.7592 | 23.9271 | 21.6034 | 20.5401 | 20.3356 | 18.691 | 16.4629 | 14.4059 | 0 | 0 | 0 | 0 | 0 | 0 | 0 | 0 | 0 | 0 | 0 | 0 | 0 | 0 | 0.25766 | 0.25733 | 0.25576 | 0.18383 | 0 | 0 | 0 | 0 | 0 | 0 | 59.4489 | 59.4995 | 59.504 | 58.9642 | 58.4734 | 58.4853 | 58.7531 | 59.3144 | 60.0356 | 61.6056 | 64.3622 | 67.2238 | 69.5136 | 70.2762 | 70.082 | 71.0459 | 71.1241 | 70.0666 | 68.1408 | 65.5601 | 62.9302 | 60.8461 | 60.3502 | 60.0426 | 0.03043 | 0.031498 | 0.029991 | 0.026147 | 0.026767 | 0.028414 | 0.032781 | 0.038458 | 0.044851 | 0.048724 | 0.050692 | 0.052792 | 0.054034 | 0.054727 | 0.054045 | 0.049851 | 0.045922 | 0.042451 | 0.037929 | 0.036791 | 0.037757 | 0.034582 | 0.032839 | 0.033672
Portfolio Adjusted1-in-2Size: 20 kW to 199.99 kWSouth of Lugo2021June Monthly Peak | Portfolio Adjusted | 1-in-2 | Size: 20 kW to 199.99 kW | South of Lugo | 2021 | June Monthly Peak | 6 | 13.9897 | 13.3988 | 12.9955 | 12.8642 | 13.233 | 14.5175 | 16.4733 | 18.8414 | 22.4075 | 25.4135 | 27.6764 | 29.2291 | 29.761 | 30.4002 | 30.5773 | 30.1345 | 29.1302 | 26.9948 | 24.1642 | 22.3946 | 21.8771 | 20.201 | 17.7137 | 15.3861 | 0 | 0 | 0 | 0 | 0 | 0 | 0 | 0 | 0 | 0 | 0 | 0 | 0 | 0 | 0.2915 | 0.29154 | 0.28923 | 0.2074 | 0 | 0 | 0 | 0 | 0 | 0 | 63.0189 | 62.9066 | 62.4161 | 61.8621 | 61.6842 | 61.2508 | 60.8545 | 61.3619 | 63.2682 | 67.3624 | 71.6544 | 75.1598 | 75.3579 | 75.1751 | 76.4651 | 76.8681 | 78.2198 | 78.5593 | 78.581 | 74.8426 | 70.6675 | 67.1579 | 65.7295 | 64.5528 | 0.032249 | 0.033273 | 0.031632 | 0.027471 | 0.028103 | 0.029882 | 0.034974 | 0.041654 | 0.049477 | 0.05468 | 0.057593 | 0.060262 | 0.061429 | 0.06213 | 0.061142 | 0.056476 | 0.051932 | 0.047894 | 0.042425 | 0.040113 | 0.040619 | 0.037376 | 0.035334 | 0.035963
Portfolio Adjusted1-in-2Size: 20 kW to 199.99 kWSouth of Lugo2021July Monthly Peak | Portfolio Adjusted | 1-in-2 | Size: 20 kW to 199.99 kW | South of Lugo | 2021 | July Monthly Peak | 7 | 14.9758 | 14.1497 | 13.6825 | 13.5143 | 13.9754 | 15.6334 | 17.7854 | 20.4606 | 24.404 | 27.56 | 30.1366 | 31.8313 | 32.4391 | 33.156 | 33.36 | 32.9704 | 31.9344 | 29.7006 | 26.4997 | 24.507 | 23.8636 | 21.9932 | 19.3507 | 16.7929 | 0 | 0 | 0 | 0 | 0 | 0 | 0 | 0 | 0 | 0 | 0 | 0 | 0 | 0 | 0.31803 | 0.31897 | 0.31708 | 0.22819 | 0 | 0 | 0 | 0 | 0 | 0 | 69.4902 | 68.7899 | 68.4916 | 68.3539 | 67.95 | 67.1654 | 67.0918 | 67.984 | 70.573 | 73.199 | 75.6296 | 78.9572 | 80.3657 | 80.6231 | 81.4823 | 81.8667 | 82.4386 | 82.8026 | 83.4324 | 81.7224 | 78.4484 | 74.2558 | 72.1179 | 71.2873 | 0.034523 | 0.035137 | 0.033304 | 0.028859 | 0.02968 | 0.032179 | 0.03776 | 0.045234 | 0.053885 | 0.059298 | 0.062713 | 0.065627 | 0.066957 | 0.067762 | 0.066707 | 0.061791 | 0.056931 | 0.052694 | 0.046525 | 0.043896 | 0.044307 | 0.040692 | 0.038599 | 0.039251
Portfolio Adjusted1-in-2Size: 20 kW to 199.99 kWSouth of Lugo2021August Monthly Peak | Portfolio Adjusted | 1-in-2 | Size: 20 kW to 199.99 kW | South of Lugo | 2021 | August Monthly Peak | 8 | 15.178 | 14.3532 | 13.8643 | 13.704 | 14.0936 | 15.8879 | 18.2689 | 20.9002 | 25.0976 | 28.3738 | 31.2196 | 32.9599 | 33.6049 | 34.3371 | 34.595 | 34.2703 | 33.1931 | 30.8102 | 27.3172 | 25.5509 | 24.5621 | 22.3688 | 19.7384 | 17.0208 | 0 | 0 | 0 | 0 | 0 | 0 | 0 | 0 | 0 | 0 | 0 | 0 | 0 | 0 | 0.3298 | 0.33155 | 0.32957 | 0.23672 | 0 | 0 | 0 | 0 | 0 | 0 | 69.7822 | 68.5225 | 68.0537 | 68.3872 | 68.3116 | 67.5344 | 67.244 | 67.2631 | 69.1812 | 73.3353 | 77.8423 | 82.2447 | 84.1677 | 84.49 | 84.8207 | 84.9443 | 86.3886 | 87.7238 | 86.9909 | 81.7153 | 76.3216 | 73.7175 | 72.3983 | 71.1927 | 0.034989 | 0.035643 | 0.033746 | 0.029264 | 0.029931 | 0.032702 | 0.038786 | 0.046206 | 0.055416 | 0.061049 | 0.064967 | 0.067954 | 0.069363 | 0.070176 | 0.069176 | 0.064227 | 0.059175 | 0.054663 | 0.04796 | 0.045766 | 0.045604 | 0.041387 | 0.039373 | 0.039784
Portfolio Adjusted1-in-2Size: 20 kW to 199.99 kWSouth of Lugo2021September Monthly Peak | Portfolio Adjusted | 1-in-2 | Size: 20 kW to 199.99 kW | South of Lugo | 2021 | September Monthly Peak | 9 | 15.1826 | 14.4216 | 13.9469 | 13.798 | 14.2122 | 15.9419 | 18.6732 | 20.7877 | 25.2314 | 28.4284 | 30.8776 | 32.7603 | 33.3238 | 34.0768 | 34.1978 | 33.5592 | 32.2261 | 29.623 | 26.0286 | 24.9752 | 23.6646 | 21.6968 | 18.9744 | 16.5012 | 0 | 0 | 0 | 0 | 0 | 0 | 0 | 0 | 0 | 0 | 0 | 0 | 0 | 0 | 0.32601 | 0.32467 | 0.31997 | 0.2276 | 0 | 0 | 0 | 0 | 0 | 0 | 69.8625 | 69.2022 | 68.6876 | 68.3201 | 67.7731 | 67.44 | 67.1774 | 67.0705 | 68.9704 | 72.9985 | 77.0958 | 81.8121 | 85.1146 | 86.5832 | 87.4912 | 88.2494 | 88.5325 | 87.35 | 86.7007 | 84.6405 | 80.8055 | 77.5378 | 75.7075 | 74.754 | 0.034999 | 0.035813 | 0.033947 | 0.029465 | 0.030183 | 0.032814 | 0.039645 | 0.045957 | 0.055712 | 0.061167 | 0.064255 | 0.067542 | 0.068783 | 0.069644 | 0.068382 | 0.062895 | 0.057451 | 0.052557 | 0.045698 | 0.044735 | 0.043938 | 0.040143 | 0.037848 | 0.03857
Portfolio Adjusted1-in-2Size: 20 kW to 199.99 kWSouth of Lugo2021October Monthly Peak | Portfolio Adjusted | 1-in-2 | Size: 20 kW to 199.99 kW | South of Lugo | 2021 | October Monthly Peak | 10 | 14.0076 | 13.3502 | 12.9213 | 12.7583 | 13.1185 | 14.5964 | 17.1406 | 18.5287 | 21.8621 | 24.66 | 26.7082 | 28.3276 | 28.9969 | 29.9132 | 30.2929 | 29.7676 | 28.6899 | 26.2652 | 24.0601 | 22.8382 | 21.5813 | 19.9013 | 17.3815 | 15.257 | 0 | 0 | 0 | 0 | 0 | 0 | 0 | 0 | 0 | 0 | 0 | 0 | 0 | 0 | 0.28879 | 0.28799 | 0.28486 | 0.2018 | 0 | 0 | 0 | 0 | 0 | 0 | 64.1464 | 63.7329 | 63.4535 | 62.4339 | 61.8871 | 61.2422 | 60.7217 | 60.6542 | 61.488 | 64.5863 | 68.643 | 74.194 | 80.2709 | 83.0443 | 81.8202 | 81.4269 | 81.7706 | 80.5675 | 77.808 | 73.9649 | 71.7746 | 70.1898 | 68.4866 | 66.8303 | 0.032291 | 0.033152 | 0.031451 | 0.027245 | 0.02786 | 0.030044 | 0.036391 | 0.040963 | 0.048272 | 0.053059 | 0.055579 | 0.058403 | 0.059852 | 0.061134 | 0.060574 | 0.055789 | 0.051147 | 0.046599 | 0.042242 | 0.040907 | 0.04007 | 0.036821 | 0.034671 | 0.035661
Portfolio Adjusted1-in-2Size: 20 kW to 199.99 kWSouth of Lugo2021November Monthly Peak | Portfolio Adjusted | 1-in-2 | Size: 20 kW to 199.99 kW | South of Lugo | 2021 | November Monthly Peak | 11 | 12.7956 | 12.2843 | 12.013 | 12.0166 | 12.3039 | 13.8598 | 15.5176 | 17.1841 | 20.0372 | 22.3866 | 23.8538 | 25.0538 | 25.5643 | 26.1906 | 26.2416 | 25.583 | 24.4569 | 23.5283 | 21.5814 | 20.2999 | 19.1726 | 17.5121 | 15.5151 | 13.8184 | 0 | 0 | 0 | 0 | 0 | 0 | 0 | 0 | 0 | 0 | 0 | 0 | 0 | 0 | 0.25017 | 0.2475 | 0.24283 | 0.18077 | 0 | 0 | 0 | 0 | 0 | 0 | 59.2323 | 58.2359 | 57.45 | 56.637 | 55.4567 | 54.6168 | 54.1874 | 54.5715 | 56.7761 | 59.9021 | 64.5144 | 68.7203 | 71.8081 | 73.5798 | 74.829 | 74.2437 | 72.0978 | 69.3938 | 66.9737 | 65.9312 | 64.7879 | 64.6094 | 64.0338 | 64.7273 | 0.029497 | 0.030505 | 0.02924 | 0.025661 | 0.02613 | 0.028528 | 0.032945 | 0.03799 | 0.044243 | 0.048167 | 0.049639 | 0.051654 | 0.052767 | 0.053526 | 0.052473 | 0.047946 | 0.0436 | 0.041744 | 0.03789 | 0.036361 | 0.035597 | 0.032401 | 0.030948 | 0.032299
Portfolio Adjusted1-in-2Size: 20 kW to 199.99 kWSouth of Lugo2021December Monthly Peak | Portfolio Adjusted | 1-in-2 | Size: 20 kW to 199.99 kW | South of Lugo | 2021 | December Monthly Peak | 12 | 12.8596 | 12.3592 | 12.1288 | 12.2027 | 12.5182 | 14.2188 | 16.6702 | 18.0075 | 20.381 | 21.7659 | 22.4129 | 22.925 | 22.9466 | 23.3549 | 23.4187 | 22.9073 | 22.2493 | 21.942 | 20.6192 | 19.6988 | 18.8021 | 17.3843 | 15.6309 | 14.0124 | 0 | 0 | 0 | 0 | 0 | 0 | 0 | 0 | 0 | 0 | 0 | 0 | 0 | 0 | 0.22325 | 0.22162 | 0.22091 | 0.16858 | 0 | 0 | 0 | 0 | 0 | 0 | 52.4415 | 51.1726 | 50.1994 | 49.4347 | 48.9573 | 47.927 | 48.166 | 48.3236 | 48.844 | 52.4886 | 57.0149 | 59.9981 | 61.7211 | 62.8494 | 63.2623 | 63.6455 | 62.8108 | 60.6842 | 58.6069 | 57.0209 | 55.2282 | 53.2187 | 51.3452 | 49.9246 | 0.029644 | 0.030691 | 0.029522 | 0.026058 | 0.026585 | 0.029267 | 0.035392 | 0.039811 | 0.045002 | 0.046832 | 0.04664 | 0.047265 | 0.047364 | 0.047731 | 0.046828 | 0.042932 | 0.039665 | 0.038929 | 0.036201 | 0.035284 | 0.03491 | 0.032165 | 0.031179 | 0.032752
Portfolio Adjusted1-in-2Size: 20 kW to 199.99 kWSouth of Lugo2021Typical Event Day | Portfolio Adjusted | 1-in-2 | Size: 20 kW to 199.99 kW | South of Lugo | 2021 | Typical Event Day | 8 | 14.9487 | 14.1411 | 13.6692 | 13.518 | 13.8902 | 15.6394 | 17.9481 | 20.4395 | 24.4296 | 27.5416 | 30.2575 | 31.937 | 32.5663 | 33.321 | 33.6303 | 33.3353 | 32.335 | 30.0249 | 26.6503 | 24.9633 | 24.049 | 21.9254 | 19.3567 | 16.7099 | 0 | 0 | 0 | 0 | 0 | 0 | 0 | 0 | 0 | 0 | 0 | 0 | 0 | 0 | 0.3206 | 0.3225 | 0.32105 | 0.23068 | 0 | 0 | 0 | 0 | 0 | 0 | 68.0385 | 67.3553 | 66.9122 | 66.7308 | 66.4297 | 65.8477 | 65.5919 | 65.9199 | 67.9982 | 71.7238 | 75.5555 | 79.5434 | 81.2515 | 81.7178 | 82.5648 | 82.9821 | 83.8949 | 84.1089 | 83.9263 | 80.7302 | 76.5608 | 73.1672 | 71.4883 | 70.4467 | 0.03446 | 0.035116 | 0.033271 | 0.028867 | 0.029499 | 0.032191 | 0.038105 | 0.045187 | 0.053941 | 0.059259 | 0.062965 | 0.065845 | 0.06722 | 0.068099 | 0.067247 | 0.062475 | 0.057645 | 0.05327 | 0.046789 | 0.044714 | 0.044651 | 0.040566 | 0.038611 | 0.039057
Portfolio Adjusted1-in-2Size: 20 kW to 199.99 kWSouth of Lugo2022January Monthly Peak | Portfolio Adjusted | 1-in-2 | Size: 20 kW to 199.99 kW | South of Lugo | 2022 | January Monthly Peak | 1 | 13.0434 | 12.7307 | 12.5615 | 12.5996 | 12.9232 | 14.5292 | 17.1622 | 18.8122 | 20.932 | 21.8838 | 22.3475 | 22.2454 | 21.7872 | 22.0225 | 21.9773 | 21.2281 | 20.4129 | 20.5343 | 19.9615 | 19.2017 | 18.3645 | 17.0194 | 15.4566 | 13.8757 | 0 | 0 | 0 | 0 | 0 | 0 | 0 | 0 | 0 | 0 | 0 | 0 | 0 | 0 | 0.20951 | 0.20537 | 0.20268 | 0.15777 | 0 | 0 | 0 | 0 | 0 | 0 | 48.3073 | 47.2893 | 46.2027 | 45.8422 | 45.7604 | 46.0494 | 45.681 | 45.6971 | 46.5485 | 48.6995 | 52.452 | 55.3514 | 56.9748 | 58.2576 | 58.602 | 58.7098 | 58.6026 | 57.0015 | 55.5492 | 54.121 | 53.254 | 52.027 | 51.0058 | 49.6361 | 0.030068 | 0.031614 | 0.030575 | 0.026906 | 0.027445 | 0.029906 | 0.036437 | 0.04159 | 0.046219 | 0.047085 | 0.046504 | 0.045864 | 0.044971 | 0.045008 | 0.043946 | 0.039784 | 0.036391 | 0.036432 | 0.035046 | 0.034394 | 0.034097 | 0.031489 | 0.030832 | 0.032433
Portfolio Adjusted1-in-2Size: 20 kW to 199.99 kWSouth of Lugo2022February Monthly Peak | Portfolio Adjusted | 1-in-2 | Size: 20 kW to 199.99 kW | South of Lugo | 2022 | February Monthly Peak | 2 | 13.0998 | 12.6844 | 12.4023 | 12.401 | 12.6927 | 14.1044 | 16.3381 | 17.8944 | 20.0808 | 21.3914 | 22.3389 | 22.8049 | 22.8521 | 23.3421 | 23.4296 | 22.8623 | 21.991 | 20.9591 | 20.4448 | 19.5454 | 18.6342 | 17.3052 | 15.5866 | 13.9189 | 0 | 0 | 0 | 0 | 0 | 0 | 0 | 0 | 0 | 0 | 0 | 0 | 0 | 0 | 0.22336 | 0.22118 | 0.21835 | 0.16103 | 0 | 0 | 0 | 0 | 0 | 0 | 51.6789 | 51.3633 | 51.0679 | 50.7792 | 50.4572 | 49.9984 | 49.7333 | 49.6444 | 50.3886 | 52.586 | 54.3812 | 56.0448 | 56.6081 | 56.698 | 56.6325 | 55.5879 | 55.5381 | 55.2544 | 53.8928 | 52.9148 | 52.1246 | 51.8647 | 50.5467 | 49.2125 | 0.030198 | 0.031499 | 0.030188 | 0.026482 | 0.026956 | 0.029031 | 0.034687 | 0.03956 | 0.044339 | 0.046026 | 0.046486 | 0.047017 | 0.047169 | 0.047705 | 0.04685 | 0.042847 | 0.039204 | 0.037185 | 0.035895 | 0.035009 | 0.034598 | 0.032018 | 0.031091 | 0.032534
Portfolio Adjusted1-in-2Size: 20 kW to 199.99 kWSouth of Lugo2022March Monthly Peak | Portfolio Adjusted | 1-in-2 | Size: 20 kW to 199.99 kW | South of Lugo | 2022 | March Monthly Peak | 3 | 13.2219 | 12.8207 | 12.4606 | 12.412 | 12.7382 | 14.0544 | 16.5049 | 17.9916 | 20.2429 | 21.8246 | 22.7802 | 23.2221 | 23.179 | 23.7172 | 24.0237 | 23.6137 | 22.9755 | 21.8193 | 20.6065 | 20.2138 | 19.395 | 17.9892 | 16.1911 | 14.3547 | 0 | 0 | 0 | 0 | 0 | 0 | 0 | 0 | 0 | 0 | 0 | 0 | 0 | 0 | 0.22902 | 0.22845 | 0.22812 | 0.16764 | 0 | 0 | 0 | 0 | 0 | 0 | 51.7964 | 50.6299 | 49.3851 | 48.8288 | 48.5531 | 48.079 | 47.9218 | 48.2993 | 50.6865 | 52.9225 | 55.1415 | 57.0953 | 58.0699 | 59.0483 | 59.0861 | 59.57 | 59.2011 | 58.0583 | 56.4806 | 54.8685 | 54.2157 | 53.3249 | 52.3535 | 51.2829 | 0.03048 | 0.031837 | 0.03033 | 0.026505 | 0.027052 | 0.028929 | 0.035041 | 0.039775 | 0.044697 | 0.046958 | 0.047405 | 0.047877 | 0.047843 | 0.048471 | 0.048038 | 0.044256 | 0.040959 | 0.038712 | 0.036178 | 0.036207 | 0.03601 | 0.033284 | 0.032297 | 0.033552
Portfolio Adjusted1-in-2Size: 20 kW to 199.99 kWSouth of Lugo2022April Monthly Peak | Portfolio Adjusted | 1-in-2 | Size: 20 kW to 199.99 kW | South of Lugo | 2022 | April Monthly Peak | 4 | 13.3229 | 12.7792 | 12.3354 | 12.2061 | 12.5425 | 13.6986 | 15.5914 | 17.193 | 20.223 | 22.7518 | 24.8155 | 26.2706 | 26.9062 | 27.729 | 28.0466 | 27.702 | 26.8214 | 24.8534 | 22.2116 | 21.4038 | 20.6473 | 18.922 | 16.711 | 14.5909 | 0 | 0 | 0 | 0 | 0 | 0 | 0 | 0 | 0 | 0 | 0 | 0 | 0 | 0 | 0.26737 | 0.268 | 0.26631 | 0.19095 | 0 | 0 | 0 | 0 | 0 | 0 | 61.9066 | 61.4621 | 60.7114 | 59.6677 | 58.8938 | 58.096 | 57.6225 | 57.8175 | 59.5336 | 62.785 | 65.7957 | 68.8898 | 71.2624 | 72.9923 | 73.6054 | 73.7406 | 73.9766 | 73.1252 | 72.3109 | 70.4717 | 67.1391 | 65.7658 | 64.2298 | 61.7657 | 0.030712 | 0.031734 | 0.030025 | 0.026066 | 0.026637 | 0.028196 | 0.033102 | 0.03801 | 0.044653 | 0.048953 | 0.05164 | 0.054162 | 0.055537 | 0.056671 | 0.056082 | 0.051918 | 0.047816 | 0.044095 | 0.038996 | 0.038338 | 0.038336 | 0.035009 | 0.033334 | 0.034104
Portfolio Adjusted1-in-2Size: 20 kW to 199.99 kWSouth of Lugo2022May Monthly Peak | Portfolio Adjusted | 1-in-2 | Size: 20 kW to 199.99 kW | South of Lugo | 2022 | May Monthly Peak | 5 | 13.2002 | 12.684 | 12.3214 | 12.2441 | 12.6038 | 13.8043 | 15.4402 | 17.3955 | 20.3125 | 22.6453 | 24.3599 | 25.606 | 26.1781 | 26.7779 | 27.0277 | 26.5993 | 25.7592 | 23.9271 | 21.6034 | 20.5401 | 20.3356 | 18.691 | 16.4629 | 14.4059 | 0 | 0 | 0 | 0 | 0 | 0 | 0 | 0 | 0 | 0 | 0 | 0 | 0 | 0 | 0.25766 | 0.25733 | 0.25576 | 0.18383 | 0 | 0 | 0 | 0 | 0 | 0 | 59.4489 | 59.4995 | 59.504 | 58.9642 | 58.4734 | 58.4853 | 58.7531 | 59.3144 | 60.0356 | 61.6056 | 64.3622 | 67.2238 | 69.5136 | 70.2762 | 70.082 | 71.0459 | 71.1241 | 70.0666 | 68.1408 | 65.5601 | 62.9302 | 60.8461 | 60.3502 | 60.0426 | 0.03043 | 0.031498 | 0.029991 | 0.026147 | 0.026767 | 0.028414 | 0.032781 | 0.038458 | 0.044851 | 0.048724 | 0.050692 | 0.052792 | 0.054034 | 0.054727 | 0.054045 | 0.049851 | 0.045922 | 0.042451 | 0.037929 | 0.036791 | 0.037757 | 0.034582 | 0.032839 | 0.033672
Portfolio Adjusted1-in-2Size: 20 kW to 199.99 kWSouth of Lugo2022June Monthly Peak | Portfolio Adjusted | 1-in-2 | Size: 20 kW to 199.99 kW | South of Lugo | 2022 | June Monthly Peak | 6 | 13.9897 | 13.3988 | 12.9955 | 12.8642 | 13.233 | 14.5175 | 16.4733 | 18.8414 | 22.4075 | 25.4135 | 27.6764 | 29.2291 | 29.761 | 30.4002 | 30.5773 | 30.1345 | 29.1302 | 26.9948 | 24.1642 | 22.3946 | 21.8771 | 20.201 | 17.7137 | 15.3861 | 0 | 0 | 0 | 0 | 0 | 0 | 0 | 0 | 0 | 0 | 0 | 0 | 0 | 0 | 0.2915 | 0.29154 | 0.28923 | 0.2074 | 0 | 0 | 0 | 0 | 0 | 0 | 63.0189 | 62.9066 | 62.4161 | 61.8621 | 61.6842 | 61.2508 | 60.8545 | 61.3619 | 63.2682 | 67.3624 | 71.6544 | 75.1598 | 75.3579 | 75.1751 | 76.4651 | 76.8681 | 78.2198 | 78.5593 | 78.581 | 74.8426 | 70.6675 | 67.1579 | 65.7295 | 64.5528 | 0.032249 | 0.033273 | 0.031632 | 0.027471 | 0.028103 | 0.029882 | 0.034974 | 0.041654 | 0.049477 | 0.05468 | 0.057593 | 0.060262 | 0.061429 | 0.06213 | 0.061142 | 0.056476 | 0.051932 | 0.047894 | 0.042425 | 0.040113 | 0.040619 | 0.037376 | 0.035334 | 0.035963
Portfolio Adjusted1-in-2Size: 20 kW to 199.99 kWSouth of Lugo2022July Monthly Peak | Portfolio Adjusted | 1-in-2 | Size: 20 kW to 199.99 kW | South of Lugo | 2022 | July Monthly Peak | 7 | 14.9758 | 14.1497 | 13.6825 | 13.5143 | 13.9754 | 15.6334 | 17.7854 | 20.4606 | 24.404 | 27.56 | 30.1366 | 31.8313 | 32.4391 | 33.156 | 33.36 | 32.9704 | 31.9344 | 29.7006 | 26.4997 | 24.507 | 23.8636 | 21.9932 | 19.3507 | 16.7929 | 0 | 0 | 0 | 0 | 0 | 0 | 0 | 0 | 0 | 0 | 0 | 0 | 0 | 0 | 0.31803 | 0.31897 | 0.31708 | 0.22819 | 0 | 0 | 0 | 0 | 0 | 0 | 69.4902 | 68.7899 | 68.4916 | 68.3539 | 67.95 | 67.1654 | 67.0918 | 67.984 | 70.573 | 73.199 | 75.6296 | 78.9572 | 80.3657 | 80.6231 | 81.4823 | 81.8667 | 82.4386 | 82.8026 | 83.4324 | 81.7224 | 78.4484 | 74.2558 | 72.1179 | 71.2873 | 0.034523 | 0.035137 | 0.033304 | 0.028859 | 0.02968 | 0.032179 | 0.03776 | 0.045234 | 0.053885 | 0.059298 | 0.062713 | 0.065627 | 0.066957 | 0.067762 | 0.066707 | 0.061791 | 0.056931 | 0.052694 | 0.046525 | 0.043896 | 0.044307 | 0.040692 | 0.038599 | 0.039251
Portfolio Adjusted1-in-2Size: 20 kW to 199.99 kWSouth of Lugo2022August Monthly Peak | Portfolio Adjusted | 1-in-2 | Size: 20 kW to 199.99 kW | South of Lugo | 2022 | August Monthly Peak | 8 | 15.178 | 14.3532 | 13.8643 | 13.704 | 14.0936 | 15.8879 | 18.2689 | 20.9002 | 25.0976 | 28.3738 | 31.2196 | 32.9599 | 33.6049 | 34.3371 | 34.595 | 34.2703 | 33.1931 | 30.8102 | 27.3172 | 25.5509 | 24.5621 | 22.3688 | 19.7384 | 17.0208 | 0 | 0 | 0 | 0 | 0 | 0 | 0 | 0 | 0 | 0 | 0 | 0 | 0 | 0 | 0.3298 | 0.33155 | 0.32957 | 0.23672 | 0 | 0 | 0 | 0 | 0 | 0 | 69.7822 | 68.5225 | 68.0537 | 68.3872 | 68.3116 | 67.5344 | 67.244 | 67.2631 | 69.1812 | 73.3353 | 77.8423 | 82.2447 | 84.1677 | 84.49 | 84.8207 | 84.9443 | 86.3886 | 87.7238 | 86.9909 | 81.7153 | 76.3216 | 73.7175 | 72.3983 | 71.1927 | 0.034989 | 0.035643 | 0.033746 | 0.029264 | 0.029931 | 0.032702 | 0.038786 | 0.046206 | 0.055416 | 0.061049 | 0.064967 | 0.067954 | 0.069363 | 0.070176 | 0.069176 | 0.064227 | 0.059175 | 0.054663 | 0.04796 | 0.045766 | 0.045604 | 0.041387 | 0.039373 | 0.039784
Portfolio Adjusted1-in-2Size: 20 kW to 199.99 kWSouth of Lugo2022September Monthly Peak | Portfolio Adjusted | 1-in-2 | Size: 20 kW to 199.99 kW | South of Lugo | 2022 | September Monthly Peak | 9 | 15.1826 | 14.4216 | 13.9469 | 13.798 | 14.2122 | 15.9419 | 18.6732 | 20.7877 | 25.2314 | 28.4284 | 30.8776 | 32.7603 | 33.3238 | 34.0768 | 34.1978 | 33.5592 | 32.2261 | 29.623 | 26.0286 | 24.9752 | 23.6646 | 21.6968 | 18.9744 | 16.5012 | 0 | 0 | 0 | 0 | 0 | 0 | 0 | 0 | 0 | 0 | 0 | 0 | 0 | 0 | 0.32601 | 0.32467 | 0.31997 | 0.2276 | 0 | 0 | 0 | 0 | 0 | 0 | 69.8625 | 69.2022 | 68.6876 | 68.3201 | 67.7731 | 67.44 | 67.1774 | 67.0705 | 68.9704 | 72.9985 | 77.0958 | 81.8121 | 85.1146 | 86.5832 | 87.4912 | 88.2494 | 88.5325 | 87.35 | 86.7007 | 84.6405 | 80.8055 | 77.5378 | 75.7075 | 74.754 | 0.034999 | 0.035813 | 0.033947 | 0.029465 | 0.030183 | 0.032814 | 0.039645 | 0.045957 | 0.055712 | 0.061167 | 0.064255 | 0.067542 | 0.068783 | 0.069644 | 0.068382 | 0.062895 | 0.057451 | 0.052557 | 0.045698 | 0.044735 | 0.043938 | 0.040143 | 0.037848 | 0.03857
Portfolio Adjusted1-in-2Size: 20 kW to 199.99 kWSouth of Lugo2022October Monthly Peak | Portfolio Adjusted | 1-in-2 | Size: 20 kW to 199.99 kW | South of Lugo | 2022 | October Monthly Peak | 10 | 14.0076 | 13.3502 | 12.9213 | 12.7583 | 13.1185 | 14.5964 | 17.1406 | 18.5287 | 21.8621 | 24.66 | 26.7082 | 28.3276 | 28.9969 | 29.9132 | 30.2929 | 29.7676 | 28.6899 | 26.2652 | 24.0601 | 22.8382 | 21.5813 | 19.9013 | 17.3815 | 15.257 | 0 | 0 | 0 | 0 | 0 | 0 | 0 | 0 | 0 | 0 | 0 | 0 | 0 | 0 | 0.28879 | 0.28799 | 0.28486 | 0.2018 | 0 | 0 | 0 | 0 | 0 | 0 | 64.1464 | 63.7329 | 63.4535 | 62.4339 | 61.8871 | 61.2422 | 60.7217 | 60.6542 | 61.488 | 64.5863 | 68.643 | 74.194 | 80.2709 | 83.0443 | 81.8202 | 81.4269 | 81.7706 | 80.5675 | 77.808 | 73.9649 | 71.7746 | 70.1898 | 68.4866 | 66.8303 | 0.032291 | 0.033152 | 0.031451 | 0.027245 | 0.02786 | 0.030044 | 0.036391 | 0.040963 | 0.048272 | 0.053059 | 0.055579 | 0.058403 | 0.059852 | 0.061134 | 0.060574 | 0.055789 | 0.051147 | 0.046599 | 0.042242 | 0.040907 | 0.04007 | 0.036821 | 0.034671 | 0.035661
Portfolio Adjusted1-in-2Size: 20 kW to 199.99 kWSouth of Lugo2022November Monthly Peak | Portfolio Adjusted | 1-in-2 | Size: 20 kW to 199.99 kW | South of Lugo | 2022 | November Monthly Peak | 11 | 12.7956 | 12.2843 | 12.013 | 12.0166 | 12.3039 | 13.8598 | 15.5176 | 17.1841 | 20.0372 | 22.3866 | 23.8538 | 25.0538 | 25.5643 | 26.1906 | 26.2416 | 25.583 | 24.4569 | 23.5283 | 21.5814 | 20.2999 | 19.1726 | 17.5121 | 15.5151 | 13.8184 | 0 | 0 | 0 | 0 | 0 | 0 | 0 | 0 | 0 | 0 | 0 | 0 | 0 | 0 | 0.25017 | 0.2475 | 0.24283 | 0.18077 | 0 | 0 | 0 | 0 | 0 | 0 | 59.2323 | 58.2359 | 57.45 | 56.637 | 55.4567 | 54.6168 | 54.1874 | 54.5715 | 56.7761 | 59.9021 | 64.5144 | 68.7203 | 71.8081 | 73.5798 | 74.829 | 74.2437 | 72.0978 | 69.3938 | 66.9737 | 65.9312 | 64.7879 | 64.6094 | 64.0338 | 64.7273 | 0.029497 | 0.030505 | 0.02924 | 0.025661 | 0.02613 | 0.028528 | 0.032945 | 0.03799 | 0.044243 | 0.048167 | 0.049639 | 0.051654 | 0.052767 | 0.053526 | 0.052473 | 0.047946 | 0.0436 | 0.041744 | 0.03789 | 0.036361 | 0.035597 | 0.032401 | 0.030948 | 0.032299
Portfolio Adjusted1-in-2Size: 20 kW to 199.99 kWSouth of Lugo2022December Monthly Peak | Portfolio Adjusted | 1-in-2 | Size: 20 kW to 199.99 kW | South of Lugo | 2022 | December Monthly Peak | 12 | 12.8596 | 12.3592 | 12.1288 | 12.2027 | 12.5182 | 14.2188 | 16.6702 | 18.0075 | 20.381 | 21.7659 | 22.4129 | 22.925 | 22.9466 | 23.3549 | 23.4187 | 22.9073 | 22.2493 | 21.942 | 20.6192 | 19.6988 | 18.8021 | 17.3843 | 15.6309 | 14.0124 | 0 | 0 | 0 | 0 | 0 | 0 | 0 | 0 | 0 | 0 | 0 | 0 | 0 | 0 | 0.22325 | 0.22162 | 0.22091 | 0.16858 | 0 | 0 | 0 | 0 | 0 | 0 | 52.4415 | 51.1726 | 50.1994 | 49.4347 | 48.9573 | 47.927 | 48.166 | 48.3236 | 48.844 | 52.4886 | 57.0149 | 59.9981 | 61.7211 | 62.8494 | 63.2623 | 63.6455 | 62.8108 | 60.6842 | 58.6069 | 57.0209 | 55.2282 | 53.2187 | 51.3452 | 49.9246 | 0.029644 | 0.030691 | 0.029522 | 0.026058 | 0.026585 | 0.029267 | 0.035392 | 0.039811 | 0.045002 | 0.046832 | 0.04664 | 0.047265 | 0.047364 | 0.047731 | 0.046828 | 0.042932 | 0.039665 | 0.038929 | 0.036201 | 0.035284 | 0.03491 | 0.032165 | 0.031179 | 0.032752
Portfolio Adjusted1-in-2Size: 20 kW to 199.99 kWSouth of Lugo2022Typical Event Day | Portfolio Adjusted | 1-in-2 | Size: 20 kW to 199.99 kW | South of Lugo | 2022 | Typical Event Day | 8 | 14.9487 | 14.1411 | 13.6692 | 13.518 | 13.8902 | 15.6394 | 17.9481 | 20.4395 | 24.4296 | 27.5416 | 30.2575 | 31.937 | 32.5663 | 33.321 | 33.6303 | 33.3353 | 32.335 | 30.0249 | 26.6503 | 24.9633 | 24.049 | 21.9254 | 19.3567 | 16.7099 | 0 | 0 | 0 | 0 | 0 | 0 | 0 | 0 | 0 | 0 | 0 | 0 | 0 | 0 | 0.3206 | 0.3225 | 0.32105 | 0.23068 | 0 | 0 | 0 | 0 | 0 | 0 | 68.0385 | 67.3553 | 66.9122 | 66.7308 | 66.4297 | 65.8477 | 65.5919 | 65.9199 | 67.9982 | 71.7238 | 75.5555 | 79.5434 | 81.2515 | 81.7178 | 82.5648 | 82.9821 | 83.8949 | 84.1089 | 83.9263 | 80.7302 | 76.5608 | 73.1672 | 71.4883 | 70.4467 | 0.03446 | 0.035116 | 0.033271 | 0.028867 | 0.029499 | 0.032191 | 0.038105 | 0.045187 | 0.053941 | 0.059259 | 0.062965 | 0.065845 | 0.06722 | 0.068099 | 0.067247 | 0.062475 | 0.057645 | 0.05327 | 0.046789 | 0.044714 | 0.044651 | 0.040566 | 0.038611 | 0.039057
Portfolio Adjusted1-in-2Size: 20 kW to 199.99 kWSouth of Lugo2023January Monthly Peak | Portfolio Adjusted | 1-in-2 | Size: 20 kW to 199.99 kW | South of Lugo | 2023 | January Monthly Peak | 1 | 13.0434 | 12.7307 | 12.5615 | 12.5996 | 12.9232 | 14.5292 | 17.1622 | 18.8122 | 20.932 | 21.8838 | 22.3475 | 22.2454 | 21.7872 | 22.0225 | 21.9773 | 21.2281 | 20.4129 | 20.5343 | 19.9615 | 19.2017 | 18.3645 | 17.0194 | 15.4566 | 13.8757 | 0 | 0 | 0 | 0 | 0 | 0 | 0 | 0 | 0 | 0 | 0 | 0 | 0 | 0 | 0.20951 | 0.20537 | 0.20268 | 0.15777 | 0 | 0 | 0 | 0 | 0 | 0 | 48.3073 | 47.2893 | 46.2027 | 45.8422 | 45.7604 | 46.0494 | 45.681 | 45.6971 | 46.5485 | 48.6995 | 52.452 | 55.3514 | 56.9748 | 58.2576 | 58.602 | 58.7098 | 58.6026 | 57.0015 | 55.5492 | 54.121 | 53.254 | 52.027 | 51.0058 | 49.6361 | 0.030068 | 0.031614 | 0.030575 | 0.026906 | 0.027445 | 0.029906 | 0.036437 | 0.04159 | 0.046219 | 0.047085 | 0.046504 | 0.045864 | 0.044971 | 0.045008 | 0.043946 | 0.039784 | 0.036391 | 0.036432 | 0.035046 | 0.034394 | 0.034097 | 0.031489 | 0.030832 | 0.032433
Portfolio Adjusted1-in-2Size: 20 kW to 199.99 kWSouth of Lugo2023February Monthly Peak | Portfolio Adjusted | 1-in-2 | Size: 20 kW to 199.99 kW | South of Lugo | 2023 | February Monthly Peak | 2 | 13.0998 | 12.6844 | 12.4023 | 12.401 | 12.6927 | 14.1044 | 16.3381 | 17.8944 | 20.0808 | 21.3914 | 22.3389 | 22.8049 | 22.8521 | 23.3421 | 23.4296 | 22.8623 | 21.991 | 20.9591 | 20.4448 | 19.5454 | 18.6342 | 17.3052 | 15.5866 | 13.9189 | 0 | 0 | 0 | 0 | 0 | 0 | 0 | 0 | 0 | 0 | 0 | 0 | 0 | 0 | 0.22336 | 0.22118 | 0.21835 | 0.16103 | 0 | 0 | 0 | 0 | 0 | 0 | 51.6789 | 51.3633 | 51.0679 | 50.7792 | 50.4572 | 49.9984 | 49.7333 | 49.6444 | 50.3886 | 52.586 | 54.3812 | 56.0448 | 56.6081 | 56.698 | 56.6325 | 55.5879 | 55.5381 | 55.2544 | 53.8928 | 52.9148 | 52.1246 | 51.8647 | 50.5467 | 49.2125 | 0.030198 | 0.031499 | 0.030188 | 0.026482 | 0.026956 | 0.029031 | 0.034687 | 0.03956 | 0.044339 | 0.046026 | 0.046486 | 0.047017 | 0.047169 | 0.047705 | 0.04685 | 0.042847 | 0.039204 | 0.037185 | 0.035895 | 0.035009 | 0.034598 | 0.032018 | 0.031091 | 0.032534
Portfolio Adjusted1-in-2Size: 20 kW to 199.99 kWSouth of Lugo2023March Monthly Peak | Portfolio Adjusted | 1-in-2 | Size: 20 kW to 199.99 kW | South of Lugo | 2023 | March Monthly Peak | 3 | 13.2219 | 12.8207 | 12.4606 | 12.412 | 12.7382 | 14.0544 | 16.5049 | 17.9916 | 20.2429 | 21.8246 | 22.7802 | 23.2221 | 23.179 | 23.7172 | 24.0237 | 23.6137 | 22.9755 | 21.8193 | 20.6065 | 20.2138 | 19.395 | 17.9892 | 16.1911 | 14.3547 | 0 | 0 | 0 | 0 | 0 | 0 | 0 | 0 | 0 | 0 | 0 | 0 | 0 | 0 | 0.22902 | 0.22845 | 0.22812 | 0.16764 | 0 | 0 | 0 | 0 | 0 | 0 | 51.7964 | 50.6299 | 49.3851 | 48.8288 | 48.5531 | 48.079 | 47.9218 | 48.2993 | 50.6865 | 52.9225 | 55.1415 | 57.0953 | 58.0699 | 59.0483 | 59.0861 | 59.57 | 59.2011 | 58.0583 | 56.4806 | 54.8685 | 54.2157 | 53.3249 | 52.3535 | 51.2829 | 0.03048 | 0.031837 | 0.03033 | 0.026505 | 0.027052 | 0.028929 | 0.035041 | 0.039775 | 0.044697 | 0.046958 | 0.047405 | 0.047877 | 0.047843 | 0.048471 | 0.048038 | 0.044256 | 0.040959 | 0.038712 | 0.036178 | 0.036207 | 0.03601 | 0.033284 | 0.032297 | 0.033552
Portfolio Adjusted1-in-2Size: 20 kW to 199.99 kWSouth of Lugo2023April Monthly Peak | Portfolio Adjusted | 1-in-2 | Size: 20 kW to 199.99 kW | South of Lugo | 2023 | April Monthly Peak | 4 | 13.3229 | 12.7792 | 12.3354 | 12.2061 | 12.5425 | 13.6986 | 15.5914 | 17.193 | 20.223 | 22.7518 | 24.8155 | 26.2706 | 26.9062 | 27.729 | 28.0466 | 27.702 | 26.8214 | 24.8534 | 22.2116 | 21.4038 | 20.6473 | 18.922 | 16.711 | 14.5909 | 0 | 0 | 0 | 0 | 0 | 0 | 0 | 0 | 0 | 0 | 0 | 0 | 0 | 0 | 0.26737 | 0.268 | 0.26631 | 0.19095 | 0 | 0 | 0 | 0 | 0 | 0 | 61.9066 | 61.4621 | 60.7114 | 59.6677 | 58.8938 | 58.096 | 57.6225 | 57.8175 | 59.5336 | 62.785 | 65.7957 | 68.8898 | 71.2624 | 72.9923 | 73.6054 | 73.7406 | 73.9766 | 73.1252 | 72.3109 | 70.4717 | 67.1391 | 65.7658 | 64.2298 | 61.7657 | 0.030712 | 0.031734 | 0.030025 | 0.026066 | 0.026637 | 0.028196 | 0.033102 | 0.03801 | 0.044653 | 0.048953 | 0.05164 | 0.054162 | 0.055537 | 0.056671 | 0.056082 | 0.051918 | 0.047816 | 0.044095 | 0.038996 | 0.038338 | 0.038336 | 0.035009 | 0.033334 | 0.034104
Portfolio Adjusted1-in-2Size: 20 kW to 199.99 kWSouth of Lugo2023May Monthly Peak | Portfolio Adjusted | 1-in-2 | Size: 20 kW to 199.99 kW | South of Lugo | 2023 | May Monthly Peak | 5 | 13.2002 | 12.684 | 12.3214 | 12.2441 | 12.6038 | 13.8043 | 15.4402 | 17.3955 | 20.3125 | 22.6453 | 24.3599 | 25.606 | 26.1781 | 26.7779 | 27.0277 | 26.5993 | 25.7592 | 23.9271 | 21.6034 | 20.5401 | 20.3356 | 18.691 | 16.4629 | 14.4059 | 0 | 0 | 0 | 0 | 0 | 0 | 0 | 0 | 0 | 0 | 0 | 0 | 0 | 0 | 0.25766 | 0.25733 | 0.25576 | 0.18383 | 0 | 0 | 0 | 0 | 0 | 0 | 59.4489 | 59.4995 | 59.504 | 58.9642 | 58.4734 | 58.4853 | 58.7531 | 59.3144 | 60.0356 | 61.6056 | 64.3622 | 67.2238 | 69.5136 | 70.2762 | 70.082 | 71.0459 | 71.1241 | 70.0666 | 68.1408 | 65.5601 | 62.9302 | 60.8461 | 60.3502 | 60.0426 | 0.03043 | 0.031498 | 0.029991 | 0.026147 | 0.026767 | 0.028414 | 0.032781 | 0.038458 | 0.044851 | 0.048724 | 0.050692 | 0.052792 | 0.054034 | 0.054727 | 0.054045 | 0.049851 | 0.045922 | 0.042451 | 0.037929 | 0.036791 | 0.037757 | 0.034582 | 0.032839 | 0.033672
Portfolio Adjusted1-in-2Size: 20 kW to 199.99 kWSouth of Lugo2023June Monthly Peak | Portfolio Adjusted | 1-in-2 | Size: 20 kW to 199.99 kW | South of Lugo | 2023 | June Monthly Peak | 6 | 13.9897 | 13.3988 | 12.9955 | 12.8642 | 13.233 | 14.5175 | 16.4733 | 18.8414 | 22.4075 | 25.4135 | 27.6764 | 29.2291 | 29.761 | 30.4002 | 30.5773 | 30.1345 | 29.1302 | 26.9948 | 24.1642 | 22.3946 | 21.8771 | 20.201 | 17.7137 | 15.3861 | 0 | 0 | 0 | 0 | 0 | 0 | 0 | 0 | 0 | 0 | 0 | 0 | 0 | 0 | 0.2915 | 0.29154 | 0.28923 | 0.2074 | 0 | 0 | 0 | 0 | 0 | 0 | 63.0189 | 62.9066 | 62.4161 | 61.8621 | 61.6842 | 61.2508 | 60.8545 | 61.3619 | 63.2682 | 67.3624 | 71.6544 | 75.1598 | 75.3579 | 75.1751 | 76.4651 | 76.8681 | 78.2198 | 78.5593 | 78.581 | 74.8426 | 70.6675 | 67.1579 | 65.7295 | 64.5528 | 0.032249 | 0.033273 | 0.031632 | 0.027471 | 0.028103 | 0.029882 | 0.034974 | 0.041654 | 0.049477 | 0.05468 | 0.057593 | 0.060262 | 0.061429 | 0.06213 | 0.061142 | 0.056476 | 0.051932 | 0.047894 | 0.042425 | 0.040113 | 0.040619 | 0.037376 | 0.035334 | 0.035963
Portfolio Adjusted1-in-2Size: 20 kW to 199.99 kWSouth of Lugo2023July Monthly Peak | Portfolio Adjusted | 1-in-2 | Size: 20 kW to 199.99 kW | South of Lugo | 2023 | July Monthly Peak | 7 | 14.9758 | 14.1497 | 13.6825 | 13.5143 | 13.9754 | 15.6334 | 17.7854 | 20.4606 | 24.404 | 27.56 | 30.1366 | 31.8313 | 32.4391 | 33.156 | 33.36 | 32.9704 | 31.9344 | 29.7006 | 26.4997 | 24.507 | 23.8636 | 21.9932 | 19.3507 | 16.7929 | 0 | 0 | 0 | 0 | 0 | 0 | 0 | 0 | 0 | 0 | 0 | 0 | 0 | 0 | 0.31803 | 0.31897 | 0.31708 | 0.22819 | 0 | 0 | 0 | 0 | 0 | 0 | 69.4902 | 68.7899 | 68.4916 | 68.3539 | 67.95 | 67.1654 | 67.0918 | 67.984 | 70.573 | 73.199 | 75.6296 | 78.9572 | 80.3657 | 80.6231 | 81.4823 | 81.8667 | 82.4386 | 82.8026 | 83.4324 | 81.7224 | 78.4484 | 74.2558 | 72.1179 | 71.2873 | 0.034523 | 0.035137 | 0.033304 | 0.028859 | 0.02968 | 0.032179 | 0.03776 | 0.045234 | 0.053885 | 0.059298 | 0.062713 | 0.065627 | 0.066957 | 0.067762 | 0.066707 | 0.061791 | 0.056931 | 0.052694 | 0.046525 | 0.043896 | 0.044307 | 0.040692 | 0.038599 | 0.039251
Portfolio Adjusted1-in-2Size: 20 kW to 199.99 kWSouth of Lugo2023August Monthly Peak | Portfolio Adjusted | 1-in-2 | Size: 20 kW to 199.99 kW | South of Lugo | 2023 | August Monthly Peak | 8 | 15.178 | 14.3532 | 13.8643 | 13.704 | 14.0936 | 15.8879 | 18.2689 | 20.9002 | 25.0976 | 28.3738 | 31.2196 | 32.9599 | 33.6049 | 34.3371 | 34.595 | 34.2703 | 33.1931 | 30.8102 | 27.3172 | 25.5509 | 24.5621 | 22.3688 | 19.7384 | 17.0208 | 0 | 0 | 0 | 0 | 0 | 0 | 0 | 0 | 0 | 0 | 0 | 0 | 0 | 0 | 0.3298 | 0.33155 | 0.32957 | 0.23672 | 0 | 0 | 0 | 0 | 0 | 0 | 69.7822 | 68.5225 | 68.0537 | 68.3872 | 68.3116 | 67.5344 | 67.244 | 67.2631 | 69.1812 | 73.3353 | 77.8423 | 82.2447 | 84.1677 | 84.49 | 84.8207 | 84.9443 | 86.3886 | 87.7238 | 86.9909 | 81.7153 | 76.3216 | 73.7175 | 72.3983 | 71.1927 | 0.034989 | 0.035643 | 0.033746 | 0.029264 | 0.029931 | 0.032702 | 0.038786 | 0.046206 | 0.055416 | 0.061049 | 0.064967 | 0.067954 | 0.069363 | 0.070176 | 0.069176 | 0.064227 | 0.059175 | 0.054663 | 0.04796 | 0.045766 | 0.045604 | 0.041387 | 0.039373 | 0.039784
Portfolio Adjusted1-in-2Size: 20 kW to 199.99 kWSouth of Lugo2023September Monthly Peak | Portfolio Adjusted | 1-in-2 | Size: 20 kW to 199.99 kW | South of Lugo | 2023 | September Monthly Peak | 9 | 15.1826 | 14.4216 | 13.9469 | 13.798 | 14.2122 | 15.9419 | 18.6732 | 20.7877 | 25.2314 | 28.4284 | 30.8776 | 32.7603 | 33.3238 | 34.0768 | 34.1978 | 33.5592 | 32.2261 | 29.623 | 26.0286 | 24.9752 | 23.6646 | 21.6968 | 18.9744 | 16.5012 | 0 | 0 | 0 | 0 | 0 | 0 | 0 | 0 | 0 | 0 | 0 | 0 | 0 | 0 | 0.32601 | 0.32467 | 0.31997 | 0.2276 | 0 | 0 | 0 | 0 | 0 | 0 | 69.8625 | 69.2022 | 68.6876 | 68.3201 | 67.7731 | 67.44 | 67.1774 | 67.0705 | 68.9704 | 72.9985 | 77.0958 | 81.8121 | 85.1146 | 86.5832 | 87.4912 | 88.2494 | 88.5325 | 87.35 | 86.7007 | 84.6405 | 80.8055 | 77.5378 | 75.7075 | 74.754 | 0.034999 | 0.035813 | 0.033947 | 0.029465 | 0.030183 | 0.032814 | 0.039645 | 0.045957 | 0.055712 | 0.061167 | 0.064255 | 0.067542 | 0.068783 | 0.069644 | 0.068382 | 0.062895 | 0.057451 | 0.052557 | 0.045698 | 0.044735 | 0.043938 | 0.040143 | 0.037848 | 0.03857
Portfolio Adjusted1-in-2Size: 20 kW to 199.99 kWSouth of Lugo2023October Monthly Peak | Portfolio Adjusted | 1-in-2 | Size: 20 kW to 199.99 kW | South of Lugo | 2023 | October Monthly Peak | 10 | 14.0076 | 13.3502 | 12.9213 | 12.7583 | 13.1185 | 14.5964 | 17.1406 | 18.5287 | 21.8621 | 24.66 | 26.7082 | 28.3276 | 28.9969 | 29.9132 | 30.2929 | 29.7676 | 28.6899 | 26.2652 | 24.0601 | 22.8382 | 21.5813 | 19.9013 | 17.3815 | 15.257 | 0 | 0 | 0 | 0 | 0 | 0 | 0 | 0 | 0 | 0 | 0 | 0 | 0 | 0 | 0.28879 | 0.28799 | 0.28486 | 0.2018 | 0 | 0 | 0 | 0 | 0 | 0 | 64.1464 | 63.7329 | 63.4535 | 62.4339 | 61.8871 | 61.2422 | 60.7217 | 60.6542 | 61.488 | 64.5863 | 68.643 | 74.194 | 80.2709 | 83.0443 | 81.8202 | 81.4269 | 81.7706 | 80.5675 | 77.808 | 73.9649 | 71.7746 | 70.1898 | 68.4866 | 66.8303 | 0.032291 | 0.033152 | 0.031451 | 0.027245 | 0.02786 | 0.030044 | 0.036391 | 0.040963 | 0.048272 | 0.053059 | 0.055579 | 0.058403 | 0.059852 | 0.061134 | 0.060574 | 0.055789 | 0.051147 | 0.046599 | 0.042242 | 0.040907 | 0.04007 | 0.036821 | 0.034671 | 0.035661
Portfolio Adjusted1-in-2Size: 20 kW to 199.99 kWSouth of Lugo2023November Monthly Peak | Portfolio Adjusted | 1-in-2 | Size: 20 kW to 199.99 kW | South of Lugo | 2023 | November Monthly Peak | 11 | 12.7956 | 12.2843 | 12.013 | 12.0166 | 12.3039 | 13.8598 | 15.5176 | 17.1841 | 20.0372 | 22.3866 | 23.8538 | 25.0538 | 25.5643 | 26.1906 | 26.2416 | 25.583 | 24.4569 | 23.5283 | 21.5814 | 20.2999 | 19.1726 | 17.5121 | 15.5151 | 13.8184 | 0 | 0 | 0 | 0 | 0 | 0 | 0 | 0 | 0 | 0 | 0 | 0 | 0 | 0 | 0.25017 | 0.2475 | 0.24283 | 0.18077 | 0 | 0 | 0 | 0 | 0 | 0 | 59.2323 | 58.2359 | 57.45 | 56.637 | 55.4567 | 54.6168 | 54.1874 | 54.5715 | 56.7761 | 59.9021 | 64.5144 | 68.7203 | 71.8081 | 73.5798 | 74.829 | 74.2437 | 72.0978 | 69.3938 | 66.9737 | 65.9312 | 64.7879 | 64.6094 | 64.0338 | 64.7273 | 0.029497 | 0.030505 | 0.02924 | 0.025661 | 0.02613 | 0.028528 | 0.032945 | 0.03799 | 0.044243 | 0.048167 | 0.049639 | 0.051654 | 0.052767 | 0.053526 | 0.052473 | 0.047946 | 0.0436 | 0.041744 | 0.03789 | 0.036361 | 0.035597 | 0.032401 | 0.030948 | 0.032299
Portfolio Adjusted1-in-2Size: 20 kW to 199.99 kWSouth of Lugo2023December Monthly Peak | Portfolio Adjusted | 1-in-2 | Size: 20 kW to 199.99 kW | South of Lugo | 2023 | December Monthly Peak | 12 | 12.8596 | 12.3592 | 12.1288 | 12.2027 | 12.5182 | 14.2188 | 16.6702 | 18.0075 | 20.381 | 21.7659 | 22.4129 | 22.925 | 22.9466 | 23.3549 | 23.4187 | 22.9073 | 22.2493 | 21.942 | 20.6192 | 19.6988 | 18.8021 | 17.3843 | 15.6309 | 14.0124 | 0 | 0 | 0 | 0 | 0 | 0 | 0 | 0 | 0 | 0 | 0 | 0 | 0 | 0 | 0.22325 | 0.22162 | 0.22091 | 0.16858 | 0 | 0 | 0 | 0 | 0 | 0 | 52.4415 | 51.1726 | 50.1994 | 49.4347 | 48.9573 | 47.927 | 48.166 | 48.3236 | 48.844 | 52.4886 | 57.0149 | 59.9981 | 61.7211 | 62.8494 | 63.2623 | 63.6455 | 62.8108 | 60.6842 | 58.6069 | 57.0209 | 55.2282 | 53.2187 | 51.3452 | 49.9246 | 0.029644 | 0.030691 | 0.029522 | 0.026058 | 0.026585 | 0.029267 | 0.035392 | 0.039811 | 0.045002 | 0.046832 | 0.04664 | 0.047265 | 0.047364 | 0.047731 | 0.046828 | 0.042932 | 0.039665 | 0.038929 | 0.036201 | 0.035284 | 0.03491 | 0.032165 | 0.031179 | 0.032752
Portfolio Adjusted1-in-2Size: 20 kW to 199.99 kWSouth of Lugo2023Typical Event Day | Portfolio Adjusted | 1-in-2 | Size: 20 kW to 199.99 kW | South of Lugo | 2023 | Typical Event Day | 8 | 14.9487 | 14.1411 | 13.6692 | 13.518 | 13.8902 | 15.6394 | 17.9481 | 20.4395 | 24.4296 | 27.5416 | 30.2575 | 31.937 | 32.5663 | 33.321 | 33.6303 | 33.3353 | 32.335 | 30.0249 | 26.6503 | 24.9633 | 24.049 | 21.9254 | 19.3567 | 16.7099 | 0 | 0 | 0 | 0 | 0 | 0 | 0 | 0 | 0 | 0 | 0 | 0 | 0 | 0 | 0.3206 | 0.3225 | 0.32105 | 0.23068 | 0 | 0 | 0 | 0 | 0 | 0 | 68.0385 | 67.3553 | 66.9122 | 66.7308 | 66.4297 | 65.8477 | 65.5919 | 65.9199 | 67.9982 | 71.7238 | 75.5555 | 79.5434 | 81.2515 | 81.7178 | 82.5648 | 82.9821 | 83.8949 | 84.1089 | 83.9263 | 80.7302 | 76.5608 | 73.1672 | 71.4883 | 70.4467 | 0.03446 | 0.035116 | 0.033271 | 0.028867 | 0.029499 | 0.032191 | 0.038105 | 0.045187 | 0.053941 | 0.059259 | 0.062965 | 0.065845 | 0.06722 | 0.068099 | 0.067247 | 0.062475 | 0.057645 | 0.05327 | 0.046789 | 0.044714 | 0.044651 | 0.040566 | 0.038611 | 0.039057
Portfolio Adjusted1-in-2Size: 20 kW to 199.99 kWSouth of Lugo2024January Monthly Peak | Portfolio Adjusted | 1-in-2 | Size: 20 kW to 199.99 kW | South of Lugo | 2024 | January Monthly Peak | 1 | 13.0434 | 12.7307 | 12.5615 | 12.5996 | 12.9232 | 14.5292 | 17.1622 | 18.8122 | 20.932 | 21.8838 | 22.3475 | 22.2454 | 21.7872 | 22.0225 | 21.9773 | 21.2281 | 20.4129 | 20.5343 | 19.9615 | 19.2017 | 18.3645 | 17.0194 | 15.4566 | 13.8757 | 0 | 0 | 0 | 0 | 0 | 0 | 0 | 0 | 0 | 0 | 0 | 0 | 0 | 0 | 0.20951 | 0.20537 | 0.20268 | 0.15777 | 0 | 0 | 0 | 0 | 0 | 0 | 48.3073 | 47.2893 | 46.2027 | 45.8422 | 45.7604 | 46.0494 | 45.681 | 45.6971 | 46.5485 | 48.6995 | 52.452 | 55.3514 | 56.9748 | 58.2576 | 58.602 | 58.7098 | 58.6026 | 57.0015 | 55.5492 | 54.121 | 53.254 | 52.027 | 51.0058 | 49.6361 | 0.030068 | 0.031614 | 0.030575 | 0.026906 | 0.027445 | 0.029906 | 0.036437 | 0.04159 | 0.046219 | 0.047085 | 0.046504 | 0.045864 | 0.044971 | 0.045008 | 0.043946 | 0.039784 | 0.036391 | 0.036432 | 0.035046 | 0.034394 | 0.034097 | 0.031489 | 0.030832 | 0.032433
Portfolio Adjusted1-in-2Size: 20 kW to 199.99 kWSouth of Lugo2024February Monthly Peak | Portfolio Adjusted | 1-in-2 | Size: 20 kW to 199.99 kW | South of Lugo | 2024 | February Monthly Peak | 2 | 13.0998 | 12.6844 | 12.4023 | 12.401 | 12.6927 | 14.1044 | 16.3381 | 17.8944 | 20.0808 | 21.3914 | 22.3389 | 22.8049 | 22.8521 | 23.3421 | 23.4296 | 22.8623 | 21.991 | 20.9591 | 20.4448 | 19.5454 | 18.6342 | 17.3052 | 15.5866 | 13.9189 | 0 | 0 | 0 | 0 | 0 | 0 | 0 | 0 | 0 | 0 | 0 | 0 | 0 | 0 | 0.22336 | 0.22118 | 0.21835 | 0.16103 | 0 | 0 | 0 | 0 | 0 | 0 | 51.6789 | 51.3633 | 51.0679 | 50.7792 | 50.4572 | 49.9984 | 49.7333 | 49.6444 | 50.3886 | 52.586 | 54.3812 | 56.0448 | 56.6081 | 56.698 | 56.6325 | 55.5879 | 55.5381 | 55.2544 | 53.8928 | 52.9148 | 52.1246 | 51.8647 | 50.5467 | 49.2125 | 0.030198 | 0.031499 | 0.030188 | 0.026482 | 0.026956 | 0.029031 | 0.034687 | 0.03956 | 0.044339 | 0.046026 | 0.046486 | 0.047017 | 0.047169 | 0.047705 | 0.04685 | 0.042847 | 0.039204 | 0.037185 | 0.035895 | 0.035009 | 0.034598 | 0.032018 | 0.031091 | 0.032534
Portfolio Adjusted1-in-2Size: 20 kW to 199.99 kWSouth of Lugo2024March Monthly Peak | Portfolio Adjusted | 1-in-2 | Size: 20 kW to 199.99 kW | South of Lugo | 2024 | March Monthly Peak | 3 | 13.2219 | 12.8207 | 12.4606 | 12.412 | 12.7382 | 14.0544 | 16.5049 | 17.9916 | 20.2429 | 21.8246 | 22.7802 | 23.2221 | 23.179 | 23.7172 | 24.0237 | 23.6137 | 22.9755 | 21.8193 | 20.6065 | 20.2138 | 19.395 | 17.9892 | 16.1911 | 14.3547 | 0 | 0 | 0 | 0 | 0 | 0 | 0 | 0 | 0 | 0 | 0 | 0 | 0 | 0 | 0.22902 | 0.22845 | 0.22812 | 0.16764 | 0 | 0 | 0 | 0 | 0 | 0 | 51.7964 | 50.6299 | 49.3851 | 48.8288 | 48.5531 | 48.079 | 47.9218 | 48.2993 | 50.6865 | 52.9225 | 55.1415 | 57.0953 | 58.0699 | 59.0483 | 59.0861 | 59.57 | 59.2011 | 58.0583 | 56.4806 | 54.8685 | 54.2157 | 53.3249 | 52.3535 | 51.2829 | 0.03048 | 0.031837 | 0.03033 | 0.026505 | 0.027052 | 0.028929 | 0.035041 | 0.039775 | 0.044697 | 0.046958 | 0.047405 | 0.047877 | 0.047843 | 0.048471 | 0.048038 | 0.044256 | 0.040959 | 0.038712 | 0.036178 | 0.036207 | 0.03601 | 0.033284 | 0.032297 | 0.033552
Portfolio Adjusted1-in-2Size: 20 kW to 199.99 kWSouth of Lugo2024April Monthly Peak | Portfolio Adjusted | 1-in-2 | Size: 20 kW to 199.99 kW | South of Lugo | 2024 | April Monthly Peak | 4 | 13.3229 | 12.7792 | 12.3354 | 12.2061 | 12.5425 | 13.6986 | 15.5914 | 17.193 | 20.223 | 22.7518 | 24.8155 | 26.2706 | 26.9062 | 27.729 | 28.0466 | 27.702 | 26.8214 | 24.8534 | 22.2116 | 21.4038 | 20.6473 | 18.922 | 16.711 | 14.5909 | 0 | 0 | 0 | 0 | 0 | 0 | 0 | 0 | 0 | 0 | 0 | 0 | 0 | 0 | 0.26737 | 0.268 | 0.26631 | 0.19095 | 0 | 0 | 0 | 0 | 0 | 0 | 61.9066 | 61.4621 | 60.7114 | 59.6677 | 58.8938 | 58.096 | 57.6225 | 57.8175 | 59.5336 | 62.785 | 65.7957 | 68.8898 | 71.2624 | 72.9923 | 73.6054 | 73.7406 | 73.9766 | 73.1252 | 72.3109 | 70.4717 | 67.1391 | 65.7658 | 64.2298 | 61.7657 | 0.030712 | 0.031734 | 0.030025 | 0.026066 | 0.026637 | 0.028196 | 0.033102 | 0.03801 | 0.044653 | 0.048953 | 0.05164 | 0.054162 | 0.055537 | 0.056671 | 0.056082 | 0.051918 | 0.047816 | 0.044095 | 0.038996 | 0.038338 | 0.038336 | 0.035009 | 0.033334 | 0.034104
Portfolio Adjusted1-in-2Size: 20 kW to 199.99 kWSouth of Lugo2024May Monthly Peak | Portfolio Adjusted | 1-in-2 | Size: 20 kW to 199.99 kW | South of Lugo | 2024 | May Monthly Peak | 5 | 13.2002 | 12.684 | 12.3214 | 12.2441 | 12.6038 | 13.8043 | 15.4402 | 17.3955 | 20.3125 | 22.6453 | 24.3599 | 25.606 | 26.1781 | 26.7779 | 27.0277 | 26.5993 | 25.7592 | 23.9271 | 21.6034 | 20.5401 | 20.3356 | 18.691 | 16.4629 | 14.4059 | 0 | 0 | 0 | 0 | 0 | 0 | 0 | 0 | 0 | 0 | 0 | 0 | 0 | 0 | 0.25766 | 0.25733 | 0.25576 | 0.18383 | 0 | 0 | 0 | 0 | 0 | 0 | 59.4489 | 59.4995 | 59.504 | 58.9642 | 58.4734 | 58.4853 | 58.7531 | 59.3144 | 60.0356 | 61.6056 | 64.3622 | 67.2238 | 69.5136 | 70.2762 | 70.082 | 71.0459 | 71.1241 | 70.0666 | 68.1408 | 65.5601 | 62.9302 | 60.8461 | 60.3502 | 60.0426 | 0.03043 | 0.031498 | 0.029991 | 0.026147 | 0.026767 | 0.028414 | 0.032781 | 0.038458 | 0.044851 | 0.048724 | 0.050692 | 0.052792 | 0.054034 | 0.054727 | 0.054045 | 0.049851 | 0.045922 | 0.042451 | 0.037929 | 0.036791 | 0.037757 | 0.034582 | 0.032839 | 0.033672
Portfolio Adjusted1-in-2Size: 20 kW to 199.99 kWSouth of Lugo2024June Monthly Peak | Portfolio Adjusted | 1-in-2 | Size: 20 kW to 199.99 kW | South of Lugo | 2024 | June Monthly Peak | 6 | 13.9897 | 13.3988 | 12.9955 | 12.8642 | 13.233 | 14.5175 | 16.4733 | 18.8414 | 22.4075 | 25.4135 | 27.6764 | 29.2291 | 29.761 | 30.4002 | 30.5773 | 30.1345 | 29.1302 | 26.9948 | 24.1642 | 22.3946 | 21.8771 | 20.201 | 17.7137 | 15.3861 | 0 | 0 | 0 | 0 | 0 | 0 | 0 | 0 | 0 | 0 | 0 | 0 | 0 | 0 | 0.2915 | 0.29154 | 0.28923 | 0.2074 | 0 | 0 | 0 | 0 | 0 | 0 | 63.0189 | 62.9066 | 62.4161 | 61.8621 | 61.6842 | 61.2508 | 60.8545 | 61.3619 | 63.2682 | 67.3624 | 71.6544 | 75.1598 | 75.3579 | 75.1751 | 76.4651 | 76.8681 | 78.2198 | 78.5593 | 78.581 | 74.8426 | 70.6675 | 67.1579 | 65.7295 | 64.5528 | 0.032249 | 0.033273 | 0.031632 | 0.027471 | 0.028103 | 0.029882 | 0.034974 | 0.041654 | 0.049477 | 0.05468 | 0.057593 | 0.060262 | 0.061429 | 0.06213 | 0.061142 | 0.056476 | 0.051932 | 0.047894 | 0.042425 | 0.040113 | 0.040619 | 0.037376 | 0.035334 | 0.035963
Portfolio Adjusted1-in-2Size: 20 kW to 199.99 kWSouth of Lugo2024July Monthly Peak | Portfolio Adjusted | 1-in-2 | Size: 20 kW to 199.99 kW | South of Lugo | 2024 | July Monthly Peak | 7 | 14.9758 | 14.1497 | 13.6825 | 13.5143 | 13.9754 | 15.6334 | 17.7854 | 20.4606 | 24.404 | 27.56 | 30.1366 | 31.8313 | 32.4391 | 33.156 | 33.36 | 32.9704 | 31.9344 | 29.7006 | 26.4997 | 24.507 | 23.8636 | 21.9932 | 19.3507 | 16.7929 | 0 | 0 | 0 | 0 | 0 | 0 | 0 | 0 | 0 | 0 | 0 | 0 | 0 | 0 | 0.31803 | 0.31897 | 0.31708 | 0.22819 | 0 | 0 | 0 | 0 | 0 | 0 | 69.4902 | 68.7899 | 68.4916 | 68.3539 | 67.95 | 67.1654 | 67.0918 | 67.984 | 70.573 | 73.199 | 75.6296 | 78.9572 | 80.3657 | 80.6231 | 81.4823 | 81.8667 | 82.4386 | 82.8026 | 83.4324 | 81.7224 | 78.4484 | 74.2558 | 72.1179 | 71.2873 | 0.034523 | 0.035137 | 0.033304 | 0.028859 | 0.02968 | 0.032179 | 0.03776 | 0.045234 | 0.053885 | 0.059298 | 0.062713 | 0.065627 | 0.066957 | 0.067762 | 0.066707 | 0.061791 | 0.056931 | 0.052694 | 0.046525 | 0.043896 | 0.044307 | 0.040692 | 0.038599 | 0.039251
Portfolio Adjusted1-in-2Size: 20 kW to 199.99 kWSouth of Lugo2024August Monthly Peak | Portfolio Adjusted | 1-in-2 | Size: 20 kW to 199.99 kW | South of Lugo | 2024 | August Monthly Peak | 8 | 15.178 | 14.3532 | 13.8643 | 13.704 | 14.0936 | 15.8879 | 18.2689 | 20.9002 | 25.0976 | 28.3738 | 31.2196 | 32.9599 | 33.6049 | 34.3371 | 34.595 | 34.2703 | 33.1931 | 30.8102 | 27.3172 | 25.5509 | 24.5621 | 22.3688 | 19.7384 | 17.0208 | 0 | 0 | 0 | 0 | 0 | 0 | 0 | 0 | 0 | 0 | 0 | 0 | 0 | 0 | 0.3298 | 0.33155 | 0.32957 | 0.23672 | 0 | 0 | 0 | 0 | 0 | 0 | 69.7822 | 68.5225 | 68.0537 | 68.3872 | 68.3116 | 67.5344 | 67.244 | 67.2631 | 69.1812 | 73.3353 | 77.8423 | 82.2447 | 84.1677 | 84.49 | 84.8207 | 84.9443 | 86.3886 | 87.7238 | 86.9909 | 81.7153 | 76.3216 | 73.7175 | 72.3983 | 71.1927 | 0.034989 | 0.035643 | 0.033746 | 0.029264 | 0.029931 | 0.032702 | 0.038786 | 0.046206 | 0.055416 | 0.061049 | 0.064967 | 0.067954 | 0.069363 | 0.070176 | 0.069176 | 0.064227 | 0.059175 | 0.054663 | 0.04796 | 0.045766 | 0.045604 | 0.041387 | 0.039373 | 0.039784
Portfolio Adjusted1-in-2Size: 20 kW to 199.99 kWSouth of Lugo2024September Monthly Peak | Portfolio Adjusted | 1-in-2 | Size: 20 kW to 199.99 kW | South of Lugo | 2024 | September Monthly Peak | 9 | 15.1826 | 14.4216 | 13.9469 | 13.798 | 14.2122 | 15.9419 | 18.6732 | 20.7877 | 25.2314 | 28.4284 | 30.8776 | 32.7603 | 33.3238 | 34.0768 | 34.1978 | 33.5592 | 32.2261 | 29.623 | 26.0286 | 24.9752 | 23.6646 | 21.6968 | 18.9744 | 16.5012 | 0 | 0 | 0 | 0 | 0 | 0 | 0 | 0 | 0 | 0 | 0 | 0 | 0 | 0 | 0.32601 | 0.32467 | 0.31997 | 0.2276 | 0 | 0 | 0 | 0 | 0 | 0 | 69.8625 | 69.2022 | 68.6876 | 68.3201 | 67.7731 | 67.44 | 67.1774 | 67.0705 | 68.9704 | 72.9985 | 77.0958 | 81.8121 | 85.1146 | 86.5832 | 87.4912 | 88.2494 | 88.5325 | 87.35 | 86.7007 | 84.6405 | 80.8055 | 77.5378 | 75.7075 | 74.754 | 0.034999 | 0.035813 | 0.033947 | 0.029465 | 0.030183 | 0.032814 | 0.039645 | 0.045957 | 0.055712 | 0.061167 | 0.064255 | 0.067542 | 0.068783 | 0.069644 | 0.068382 | 0.062895 | 0.057451 | 0.052557 | 0.045698 | 0.044735 | 0.043938 | 0.040143 | 0.037848 | 0.03857
Portfolio Adjusted1-in-2Size: 20 kW to 199.99 kWSouth of Lugo2024October Monthly Peak | Portfolio Adjusted | 1-in-2 | Size: 20 kW to 199.99 kW | South of Lugo | 2024 | October Monthly Peak | 10 | 14.0076 | 13.3502 | 12.9213 | 12.7583 | 13.1185 | 14.5964 | 17.1406 | 18.5287 | 21.8621 | 24.66 | 26.7082 | 28.3276 | 28.9969 | 29.9132 | 30.2929 | 29.7676 | 28.6899 | 26.2652 | 24.0601 | 22.8382 | 21.5813 | 19.9013 | 17.3815 | 15.257 | 0 | 0 | 0 | 0 | 0 | 0 | 0 | 0 | 0 | 0 | 0 | 0 | 0 | 0 | 0.28879 | 0.28799 | 0.28486 | 0.2018 | 0 | 0 | 0 | 0 | 0 | 0 | 64.1464 | 63.7329 | 63.4535 | 62.4339 | 61.8871 | 61.2422 | 60.7217 | 60.6542 | 61.488 | 64.5863 | 68.643 | 74.194 | 80.2709 | 83.0443 | 81.8202 | 81.4269 | 81.7706 | 80.5675 | 77.808 | 73.9649 | 71.7746 | 70.1898 | 68.4866 | 66.8303 | 0.032291 | 0.033152 | 0.031451 | 0.027245 | 0.02786 | 0.030044 | 0.036391 | 0.040963 | 0.048272 | 0.053059 | 0.055579 | 0.058403 | 0.059852 | 0.061134 | 0.060574 | 0.055789 | 0.051147 | 0.046599 | 0.042242 | 0.040907 | 0.04007 | 0.036821 | 0.034671 | 0.035661
Portfolio Adjusted1-in-2Size: 20 kW to 199.99 kWSouth of Lugo2024November Monthly Peak | Portfolio Adjusted | 1-in-2 | Size: 20 kW to 199.99 kW | South of Lugo | 2024 | November Monthly Peak | 11 | 12.7956 | 12.2843 | 12.013 | 12.0166 | 12.3039 | 13.8598 | 15.5176 | 17.1841 | 20.0372 | 22.3866 | 23.8538 | 25.0538 | 25.5643 | 26.1906 | 26.2416 | 25.583 | 24.4569 | 23.5283 | 21.5814 | 20.2999 | 19.1726 | 17.5121 | 15.5151 | 13.8184 | 0 | 0 | 0 | 0 | 0 | 0 | 0 | 0 | 0 | 0 | 0 | 0 | 0 | 0 | 0.25017 | 0.2475 | 0.24283 | 0.18077 | 0 | 0 | 0 | 0 | 0 | 0 | 59.2323 | 58.2359 | 57.45 | 56.637 | 55.4567 | 54.6168 | 54.1874 | 54.5715 | 56.7761 | 59.9021 | 64.5144 | 68.7203 | 71.8081 | 73.5798 | 74.829 | 74.2437 | 72.0978 | 69.3938 | 66.9737 | 65.9312 | 64.7879 | 64.6094 | 64.0338 | 64.7273 | 0.029497 | 0.030505 | 0.02924 | 0.025661 | 0.02613 | 0.028528 | 0.032945 | 0.03799 | 0.044243 | 0.048167 | 0.049639 | 0.051654 | 0.052767 | 0.053526 | 0.052473 | 0.047946 | 0.0436 | 0.041744 | 0.03789 | 0.036361 | 0.035597 | 0.032401 | 0.030948 | 0.032299
Portfolio Adjusted1-in-2Size: 20 kW to 199.99 kWSouth of Lugo2024December Monthly Peak | Portfolio Adjusted | 1-in-2 | Size: 20 kW to 199.99 kW | South of Lugo | 2024 | December Monthly Peak | 12 | 12.8596 | 12.3592 | 12.1288 | 12.2027 | 12.5182 | 14.2188 | 16.6702 | 18.0075 | 20.381 | 21.7659 | 22.4129 | 22.925 | 22.9466 | 23.3549 | 23.4187 | 22.9073 | 22.2493 | 21.942 | 20.6192 | 19.6988 | 18.8021 | 17.3843 | 15.6309 | 14.0124 | 0 | 0 | 0 | 0 | 0 | 0 | 0 | 0 | 0 | 0 | 0 | 0 | 0 | 0 | 0.22325 | 0.22162 | 0.22091 | 0.16858 | 0 | 0 | 0 | 0 | 0 | 0 | 52.4415 | 51.1726 | 50.1994 | 49.4347 | 48.9573 | 47.927 | 48.166 | 48.3236 | 48.844 | 52.4886 | 57.0149 | 59.9981 | 61.7211 | 62.8494 | 63.2623 | 63.6455 | 62.8108 | 60.6842 | 58.6069 | 57.0209 | 55.2282 | 53.2187 | 51.3452 | 49.9246 | 0.029644 | 0.030691 | 0.029522 | 0.026058 | 0.026585 | 0.029267 | 0.035392 | 0.039811 | 0.045002 | 0.046832 | 0.04664 | 0.047265 | 0.047364 | 0.047731 | 0.046828 | 0.042932 | 0.039665 | 0.038929 | 0.036201 | 0.035284 | 0.03491 | 0.032165 | 0.031179 | 0.032752
Portfolio Adjusted1-in-2Size: 20 kW to 199.99 kWSouth of Lugo2024Typical Event Day | Portfolio Adjusted | 1-in-2 | Size: 20 kW to 199.99 kW | South of Lugo | 2024 | Typical Event Day | 8 | 14.9487 | 14.1411 | 13.6692 | 13.518 | 13.8902 | 15.6394 | 17.9481 | 20.4395 | 24.4296 | 27.5416 | 30.2575 | 31.937 | 32.5663 | 33.321 | 33.6303 | 33.3353 | 32.335 | 30.0249 | 26.6503 | 24.9633 | 24.049 | 21.9254 | 19.3567 | 16.7099 | 0 | 0 | 0 | 0 | 0 | 0 | 0 | 0 | 0 | 0 | 0 | 0 | 0 | 0 | 0.3206 | 0.3225 | 0.32105 | 0.23068 | 0 | 0 | 0 | 0 | 0 | 0 | 68.0385 | 67.3553 | 66.9122 | 66.7308 | 66.4297 | 65.8477 | 65.5919 | 65.9199 | 67.9982 | 71.7238 | 75.5555 | 79.5434 | 81.2515 | 81.7178 | 82.5648 | 82.9821 | 83.8949 | 84.1089 | 83.9263 | 80.7302 | 76.5608 | 73.1672 | 71.4883 | 70.4467 | 0.03446 | 0.035116 | 0.033271 | 0.028867 | 0.029499 | 0.032191 | 0.038105 | 0.045187 | 0.053941 | 0.059259 | 0.062965 | 0.065845 | 0.06722 | 0.068099 | 0.067247 | 0.062475 | 0.057645 | 0.05327 | 0.046789 | 0.044714 | 0.044651 | 0.040566 | 0.038611 | 0.039057
Portfolio Adjusted1-in-2Size: 20 kW to 199.99 kWSouth of Lugo2025January Monthly Peak | Portfolio Adjusted | 1-in-2 | Size: 20 kW to 199.99 kW | South of Lugo | 2025 | January Monthly Peak | 1 | 13.0434 | 12.7307 | 12.5615 | 12.5996 | 12.9232 | 14.5292 | 17.1622 | 18.8122 | 20.932 | 21.8838 | 22.3475 | 22.2454 | 21.7872 | 22.0225 | 21.9773 | 21.2281 | 20.4129 | 20.5343 | 19.9615 | 19.2017 | 18.3645 | 17.0194 | 15.4566 | 13.8757 | 0 | 0 | 0 | 0 | 0 | 0 | 0 | 0 | 0 | 0 | 0 | 0 | 0 | 0 | 0.20951 | 0.20537 | 0.20268 | 0.15777 | 0 | 0 | 0 | 0 | 0 | 0 | 48.3073 | 47.2893 | 46.2027 | 45.8422 | 45.7604 | 46.0494 | 45.681 | 45.6971 | 46.5485 | 48.6995 | 52.452 | 55.3514 | 56.9748 | 58.2576 | 58.602 | 58.7098 | 58.6026 | 57.0015 | 55.5492 | 54.121 | 53.254 | 52.027 | 51.0058 | 49.6361 | 0.030068 | 0.031614 | 0.030575 | 0.026906 | 0.027445 | 0.029906 | 0.036437 | 0.04159 | 0.046219 | 0.047085 | 0.046504 | 0.045864 | 0.044971 | 0.045008 | 0.043946 | 0.039784 | 0.036391 | 0.036432 | 0.035046 | 0.034394 | 0.034097 | 0.031489 | 0.030832 | 0.032433
Portfolio Adjusted1-in-2Size: 20 kW to 199.99 kWSouth of Lugo2025February Monthly Peak | Portfolio Adjusted | 1-in-2 | Size: 20 kW to 199.99 kW | South of Lugo | 2025 | February Monthly Peak | 2 | 13.0998 | 12.6844 | 12.4023 | 12.401 | 12.6927 | 14.1044 | 16.3381 | 17.8944 | 20.0808 | 21.3914 | 22.3389 | 22.8049 | 22.8521 | 23.3421 | 23.4296 | 22.8623 | 21.991 | 20.9591 | 20.4448 | 19.5454 | 18.6342 | 17.3052 | 15.5866 | 13.9189 | 0 | 0 | 0 | 0 | 0 | 0 | 0 | 0 | 0 | 0 | 0 | 0 | 0 | 0 | 0.22336 | 0.22118 | 0.21835 | 0.16103 | 0 | 0 | 0 | 0 | 0 | 0 | 51.6789 | 51.3633 | 51.0679 | 50.7792 | 50.4572 | 49.9984 | 49.7333 | 49.6444 | 50.3886 | 52.586 | 54.3812 | 56.0448 | 56.6081 | 56.698 | 56.6325 | 55.5879 | 55.5381 | 55.2544 | 53.8928 | 52.9148 | 52.1246 | 51.8647 | 50.5467 | 49.2125 | 0.030198 | 0.031499 | 0.030188 | 0.026482 | 0.026956 | 0.029031 | 0.034687 | 0.03956 | 0.044339 | 0.046026 | 0.046486 | 0.047017 | 0.047169 | 0.047705 | 0.04685 | 0.042847 | 0.039204 | 0.037185 | 0.035895 | 0.035009 | 0.034598 | 0.032018 | 0.031091 | 0.032534
Portfolio Adjusted1-in-2Size: 20 kW to 199.99 kWSouth of Lugo2025March Monthly Peak | Portfolio Adjusted | 1-in-2 | Size: 20 kW to 199.99 kW | South of Lugo | 2025 | March Monthly Peak | 3 | 13.2219 | 12.8207 | 12.4606 | 12.412 | 12.7382 | 14.0544 | 16.5049 | 17.9916 | 20.2429 | 21.8246 | 22.7802 | 23.2221 | 23.179 | 23.7172 | 24.0237 | 23.6137 | 22.9755 | 21.8193 | 20.6065 | 20.2138 | 19.395 | 17.9892 | 16.1911 | 14.3547 | 0 | 0 | 0 | 0 | 0 | 0 | 0 | 0 | 0 | 0 | 0 | 0 | 0 | 0 | 0.22902 | 0.22845 | 0.22812 | 0.16764 | 0 | 0 | 0 | 0 | 0 | 0 | 51.7964 | 50.6299 | 49.3851 | 48.8288 | 48.5531 | 48.079 | 47.9218 | 48.2993 | 50.6865 | 52.9225 | 55.1415 | 57.0953 | 58.0699 | 59.0483 | 59.0861 | 59.57 | 59.2011 | 58.0583 | 56.4806 | 54.8685 | 54.2157 | 53.3249 | 52.3535 | 51.2829 | 0.03048 | 0.031837 | 0.03033 | 0.026505 | 0.027052 | 0.028929 | 0.035041 | 0.039775 | 0.044697 | 0.046958 | 0.047405 | 0.047877 | 0.047843 | 0.048471 | 0.048038 | 0.044256 | 0.040959 | 0.038712 | 0.036178 | 0.036207 | 0.03601 | 0.033284 | 0.032297 | 0.033552
Portfolio Adjusted1-in-2Size: 20 kW to 199.99 kWSouth of Lugo2025April Monthly Peak | Portfolio Adjusted | 1-in-2 | Size: 20 kW to 199.99 kW | South of Lugo | 2025 | April Monthly Peak | 4 | 13.3229 | 12.7792 | 12.3354 | 12.2061 | 12.5425 | 13.6986 | 15.5914 | 17.193 | 20.223 | 22.7518 | 24.8155 | 26.2706 | 26.9062 | 27.729 | 28.0466 | 27.702 | 26.8214 | 24.8534 | 22.2116 | 21.4038 | 20.6473 | 18.922 | 16.711 | 14.5909 | 0 | 0 | 0 | 0 | 0 | 0 | 0 | 0 | 0 | 0 | 0 | 0 | 0 | 0 | 0.26737 | 0.268 | 0.26631 | 0.19095 | 0 | 0 | 0 | 0 | 0 | 0 | 61.9066 | 61.4621 | 60.7114 | 59.6677 | 58.8938 | 58.096 | 57.6225 | 57.8175 | 59.5336 | 62.785 | 65.7957 | 68.8898 | 71.2624 | 72.9923 | 73.6054 | 73.7406 | 73.9766 | 73.1252 | 72.3109 | 70.4717 | 67.1391 | 65.7658 | 64.2298 | 61.7657 | 0.030712 | 0.031734 | 0.030025 | 0.026066 | 0.026637 | 0.028196 | 0.033102 | 0.03801 | 0.044653 | 0.048953 | 0.05164 | 0.054162 | 0.055537 | 0.056671 | 0.056082 | 0.051918 | 0.047816 | 0.044095 | 0.038996 | 0.038338 | 0.038336 | 0.035009 | 0.033334 | 0.034104
Portfolio Adjusted1-in-2Size: 20 kW to 199.99 kWSouth of Lugo2025May Monthly Peak | Portfolio Adjusted | 1-in-2 | Size: 20 kW to 199.99 kW | South of Lugo | 2025 | May Monthly Peak | 5 | 13.2002 | 12.684 | 12.3214 | 12.2441 | 12.6038 | 13.8043 | 15.4402 | 17.3955 | 20.3125 | 22.6453 | 24.3599 | 25.606 | 26.1781 | 26.7779 | 27.0277 | 26.5993 | 25.7592 | 23.9271 | 21.6034 | 20.5401 | 20.3356 | 18.691 | 16.4629 | 14.4059 | 0 | 0 | 0 | 0 | 0 | 0 | 0 | 0 | 0 | 0 | 0 | 0 | 0 | 0 | 0.25766 | 0.25733 | 0.25576 | 0.18383 | 0 | 0 | 0 | 0 | 0 | 0 | 59.4489 | 59.4995 | 59.504 | 58.9642 | 58.4734 | 58.4853 | 58.7531 | 59.3144 | 60.0356 | 61.6056 | 64.3622 | 67.2238 | 69.5136 | 70.2762 | 70.082 | 71.0459 | 71.1241 | 70.0666 | 68.1408 | 65.5601 | 62.9302 | 60.8461 | 60.3502 | 60.0426 | 0.03043 | 0.031498 | 0.029991 | 0.026147 | 0.026767 | 0.028414 | 0.032781 | 0.038458 | 0.044851 | 0.048724 | 0.050692 | 0.052792 | 0.054034 | 0.054727 | 0.054045 | 0.049851 | 0.045922 | 0.042451 | 0.037929 | 0.036791 | 0.037757 | 0.034582 | 0.032839 | 0.033672
Portfolio Adjusted1-in-2Size: 20 kW to 199.99 kWSouth of Lugo2025June Monthly Peak | Portfolio Adjusted | 1-in-2 | Size: 20 kW to 199.99 kW | South of Lugo | 2025 | June Monthly Peak | 6 | 13.9897 | 13.3988 | 12.9955 | 12.8642 | 13.233 | 14.5175 | 16.4733 | 18.8414 | 22.4075 | 25.4135 | 27.6764 | 29.2291 | 29.761 | 30.4002 | 30.5773 | 30.1345 | 29.1302 | 26.9948 | 24.1642 | 22.3946 | 21.8771 | 20.201 | 17.7137 | 15.3861 | 0 | 0 | 0 | 0 | 0 | 0 | 0 | 0 | 0 | 0 | 0 | 0 | 0 | 0 | 0.2915 | 0.29154 | 0.28923 | 0.2074 | 0 | 0 | 0 | 0 | 0 | 0 | 63.0189 | 62.9066 | 62.4161 | 61.8621 | 61.6842 | 61.2508 | 60.8545 | 61.3619 | 63.2682 | 67.3624 | 71.6544 | 75.1598 | 75.3579 | 75.1751 | 76.4651 | 76.8681 | 78.2198 | 78.5593 | 78.581 | 74.8426 | 70.6675 | 67.1579 | 65.7295 | 64.5528 | 0.032249 | 0.033273 | 0.031632 | 0.027471 | 0.028103 | 0.029882 | 0.034974 | 0.041654 | 0.049477 | 0.05468 | 0.057593 | 0.060262 | 0.061429 | 0.06213 | 0.061142 | 0.056476 | 0.051932 | 0.047894 | 0.042425 | 0.040113 | 0.040619 | 0.037376 | 0.035334 | 0.035963
Portfolio Adjusted1-in-2Size: 20 kW to 199.99 kWSouth of Lugo2025July Monthly Peak | Portfolio Adjusted | 1-in-2 | Size: 20 kW to 199.99 kW | South of Lugo | 2025 | July Monthly Peak | 7 | 14.9758 | 14.1497 | 13.6825 | 13.5143 | 13.9754 | 15.6334 | 17.7854 | 20.4606 | 24.404 | 27.56 | 30.1366 | 31.8313 | 32.4391 | 33.156 | 33.36 | 32.9704 | 31.9344 | 29.7006 | 26.4997 | 24.507 | 23.8636 | 21.9932 | 19.3507 | 16.7929 | 0 | 0 | 0 | 0 | 0 | 0 | 0 | 0 | 0 | 0 | 0 | 0 | 0 | 0 | 0.31803 | 0.31897 | 0.31708 | 0.22819 | 0 | 0 | 0 | 0 | 0 | 0 | 69.4902 | 68.7899 | 68.4916 | 68.3539 | 67.95 | 67.1654 | 67.0918 | 67.984 | 70.573 | 73.199 | 75.6296 | 78.9572 | 80.3657 | 80.6231 | 81.4823 | 81.8667 | 82.4386 | 82.8026 | 83.4324 | 81.7224 | 78.4484 | 74.2558 | 72.1179 | 71.2873 | 0.034523 | 0.035137 | 0.033304 | 0.028859 | 0.02968 | 0.032179 | 0.03776 | 0.045234 | 0.053885 | 0.059298 | 0.062713 | 0.065627 | 0.066957 | 0.067762 | 0.066707 | 0.061791 | 0.056931 | 0.052694 | 0.046525 | 0.043896 | 0.044307 | 0.040692 | 0.038599 | 0.039251
Portfolio Adjusted1-in-2Size: 20 kW to 199.99 kWSouth of Lugo2025August Monthly Peak | Portfolio Adjusted | 1-in-2 | Size: 20 kW to 199.99 kW | South of Lugo | 2025 | August Monthly Peak | 8 | 15.178 | 14.3532 | 13.8643 | 13.704 | 14.0936 | 15.8879 | 18.2689 | 20.9002 | 25.0976 | 28.3738 | 31.2196 | 32.9599 | 33.6049 | 34.3371 | 34.595 | 34.2703 | 33.1931 | 30.8102 | 27.3172 | 25.5509 | 24.5621 | 22.3688 | 19.7384 | 17.0208 | 0 | 0 | 0 | 0 | 0 | 0 | 0 | 0 | 0 | 0 | 0 | 0 | 0 | 0 | 0.3298 | 0.33155 | 0.32957 | 0.23672 | 0 | 0 | 0 | 0 | 0 | 0 | 69.7822 | 68.5225 | 68.0537 | 68.3872 | 68.3116 | 67.5344 | 67.244 | 67.2631 | 69.1812 | 73.3353 | 77.8423 | 82.2447 | 84.1677 | 84.49 | 84.8207 | 84.9443 | 86.3886 | 87.7238 | 86.9909 | 81.7153 | 76.3216 | 73.7175 | 72.3983 | 71.1927 | 0.034989 | 0.035643 | 0.033746 | 0.029264 | 0.029931 | 0.032702 | 0.038786 | 0.046206 | 0.055416 | 0.061049 | 0.064967 | 0.067954 | 0.069363 | 0.070176 | 0.069176 | 0.064227 | 0.059175 | 0.054663 | 0.04796 | 0.045766 | 0.045604 | 0.041387 | 0.039373 | 0.039784
Portfolio Adjusted1-in-2Size: 20 kW to 199.99 kWSouth of Lugo2025September Monthly Peak | Portfolio Adjusted | 1-in-2 | Size: 20 kW to 199.99 kW | South of Lugo | 2025 | September Monthly Peak | 9 | 15.1826 | 14.4216 | 13.9469 | 13.798 | 14.2122 | 15.9419 | 18.6732 | 20.7877 | 25.2314 | 28.4284 | 30.8776 | 32.7603 | 33.3238 | 34.0768 | 34.1978 | 33.5592 | 32.2261 | 29.623 | 26.0286 | 24.9752 | 23.6646 | 21.6968 | 18.9744 | 16.5012 | 0 | 0 | 0 | 0 | 0 | 0 | 0 | 0 | 0 | 0 | 0 | 0 | 0 | 0 | 0.32601 | 0.32467 | 0.31997 | 0.2276 | 0 | 0 | 0 | 0 | 0 | 0 | 69.8625 | 69.2022 | 68.6876 | 68.3201 | 67.7731 | 67.44 | 67.1774 | 67.0705 | 68.9704 | 72.9985 | 77.0958 | 81.8121 | 85.1146 | 86.5832 | 87.4912 | 88.2494 | 88.5325 | 87.35 | 86.7007 | 84.6405 | 80.8055 | 77.5378 | 75.7075 | 74.754 | 0.034999 | 0.035813 | 0.033947 | 0.029465 | 0.030183 | 0.032814 | 0.039645 | 0.045957 | 0.055712 | 0.061167 | 0.064255 | 0.067542 | 0.068783 | 0.069644 | 0.068382 | 0.062895 | 0.057451 | 0.052557 | 0.045698 | 0.044735 | 0.043938 | 0.040143 | 0.037848 | 0.03857
Portfolio Adjusted1-in-2Size: 20 kW to 199.99 kWSouth of Lugo2025October Monthly Peak | Portfolio Adjusted | 1-in-2 | Size: 20 kW to 199.99 kW | South of Lugo | 2025 | October Monthly Peak | 10 | 14.0076 | 13.3502 | 12.9213 | 12.7583 | 13.1185 | 14.5964 | 17.1406 | 18.5287 | 21.8621 | 24.66 | 26.7082 | 28.3276 | 28.9969 | 29.9132 | 30.2929 | 29.7676 | 28.6899 | 26.2652 | 24.0601 | 22.8382 | 21.5813 | 19.9013 | 17.3815 | 15.257 | 0 | 0 | 0 | 0 | 0 | 0 | 0 | 0 | 0 | 0 | 0 | 0 | 0 | 0 | 0.28879 | 0.28799 | 0.28486 | 0.2018 | 0 | 0 | 0 | 0 | 0 | 0 | 64.1464 | 63.7329 | 63.4535 | 62.4339 | 61.8871 | 61.2422 | 60.7217 | 60.6542 | 61.488 | 64.5863 | 68.643 | 74.194 | 80.2709 | 83.0443 | 81.8202 | 81.4269 | 81.7706 | 80.5675 | 77.808 | 73.9649 | 71.7746 | 70.1898 | 68.4866 | 66.8303 | 0.032291 | 0.033152 | 0.031451 | 0.027245 | 0.02786 | 0.030044 | 0.036391 | 0.040963 | 0.048272 | 0.053059 | 0.055579 | 0.058403 | 0.059852 | 0.061134 | 0.060574 | 0.055789 | 0.051147 | 0.046599 | 0.042242 | 0.040907 | 0.04007 | 0.036821 | 0.034671 | 0.035661
Portfolio Adjusted1-in-2Size: 20 kW to 199.99 kWSouth of Lugo2025November Monthly Peak | Portfolio Adjusted | 1-in-2 | Size: 20 kW to 199.99 kW | South of Lugo | 2025 | November Monthly Peak | 11 | 12.7956 | 12.2843 | 12.013 | 12.0166 | 12.3039 | 13.8598 | 15.5176 | 17.1841 | 20.0372 | 22.3866 | 23.8538 | 25.0538 | 25.5643 | 26.1906 | 26.2416 | 25.583 | 24.4569 | 23.5283 | 21.5814 | 20.2999 | 19.1726 | 17.5121 | 15.5151 | 13.8184 | 0 | 0 | 0 | 0 | 0 | 0 | 0 | 0 | 0 | 0 | 0 | 0 | 0 | 0 | 0.25017 | 0.2475 | 0.24283 | 0.18077 | 0 | 0 | 0 | 0 | 0 | 0 | 59.2323 | 58.2359 | 57.45 | 56.637 | 55.4567 | 54.6168 | 54.1874 | 54.5715 | 56.7761 | 59.9021 | 64.5144 | 68.7203 | 71.8081 | 73.5798 | 74.829 | 74.2437 | 72.0978 | 69.3938 | 66.9737 | 65.9312 | 64.7879 | 64.6094 | 64.0338 | 64.7273 | 0.029497 | 0.030505 | 0.02924 | 0.025661 | 0.02613 | 0.028528 | 0.032945 | 0.03799 | 0.044243 | 0.048167 | 0.049639 | 0.051654 | 0.052767 | 0.053526 | 0.052473 | 0.047946 | 0.0436 | 0.041744 | 0.03789 | 0.036361 | 0.035597 | 0.032401 | 0.030948 | 0.032299
Portfolio Adjusted1-in-2Size: 20 kW to 199.99 kWSouth of Lugo2025December Monthly Peak | Portfolio Adjusted | 1-in-2 | Size: 20 kW to 199.99 kW | South of Lugo | 2025 | December Monthly Peak | 12 | 12.8596 | 12.3592 | 12.1288 | 12.2027 | 12.5182 | 14.2188 | 16.6702 | 18.0075 | 20.381 | 21.7659 | 22.4129 | 22.925 | 22.9466 | 23.3549 | 23.4187 | 22.9073 | 22.2493 | 21.942 | 20.6192 | 19.6988 | 18.8021 | 17.3843 | 15.6309 | 14.0124 | 0 | 0 | 0 | 0 | 0 | 0 | 0 | 0 | 0 | 0 | 0 | 0 | 0 | 0 | 0.22325 | 0.22162 | 0.22091 | 0.16858 | 0 | 0 | 0 | 0 | 0 | 0 | 52.4415 | 51.1726 | 50.1994 | 49.4347 | 48.9573 | 47.927 | 48.166 | 48.3236 | 48.844 | 52.4886 | 57.0149 | 59.9981 | 61.7211 | 62.8494 | 63.2623 | 63.6455 | 62.8108 | 60.6842 | 58.6069 | 57.0209 | 55.2282 | 53.2187 | 51.3452 | 49.9246 | 0.029644 | 0.030691 | 0.029522 | 0.026058 | 0.026585 | 0.029267 | 0.035392 | 0.039811 | 0.045002 | 0.046832 | 0.04664 | 0.047265 | 0.047364 | 0.047731 | 0.046828 | 0.042932 | 0.039665 | 0.038929 | 0.036201 | 0.035284 | 0.03491 | 0.032165 | 0.031179 | 0.032752
Portfolio Adjusted1-in-2Size: 20 kW to 199.99 kWSouth of Lugo2025Typical Event Day | Portfolio Adjusted | 1-in-2 | Size: 20 kW to 199.99 kW | South of Lugo | 2025 | Typical Event Day | 8 | 14.9487 | 14.1411 | 13.6692 | 13.518 | 13.8902 | 15.6394 | 17.9481 | 20.4395 | 24.4296 | 27.5416 | 30.2575 | 31.937 | 32.5663 | 33.321 | 33.6303 | 33.3353 | 32.335 | 30.0249 | 26.6503 | 24.9633 | 24.049 | 21.9254 | 19.3567 | 16.7099 | 0 | 0 | 0 | 0 | 0 | 0 | 0 | 0 | 0 | 0 | 0 | 0 | 0 | 0 | 0.3206 | 0.3225 | 0.32105 | 0.23068 | 0 | 0 | 0 | 0 | 0 | 0 | 68.0385 | 67.3553 | 66.9122 | 66.7308 | 66.4297 | 65.8477 | 65.5919 | 65.9199 | 67.9982 | 71.7238 | 75.5555 | 79.5434 | 81.2515 | 81.7178 | 82.5648 | 82.9821 | 83.8949 | 84.1089 | 83.9263 | 80.7302 | 76.5608 | 73.1672 | 71.4883 | 70.4467 | 0.03446 | 0.035116 | 0.033271 | 0.028867 | 0.029499 | 0.032191 | 0.038105 | 0.045187 | 0.053941 | 0.059259 | 0.062965 | 0.065845 | 0.06722 | 0.068099 | 0.067247 | 0.062475 | 0.057645 | 0.05327 | 0.046789 | 0.044714 | 0.044651 | 0.040566 | 0.038611 | 0.039057
Portfolio Adjusted1-in-2Size: 20 kW to 199.99 kWSouth of Lugo2026January Monthly Peak | Portfolio Adjusted | 1-in-2 | Size: 20 kW to 199.99 kW | South of Lugo | 2026 | January Monthly Peak | 1 | 13.0434 | 12.7307 | 12.5615 | 12.5996 | 12.9232 | 14.5292 | 17.1622 | 18.8122 | 20.932 | 21.8838 | 22.3475 | 22.2454 | 21.7872 | 22.0225 | 21.9773 | 21.2281 | 20.4129 | 20.5343 | 19.9615 | 19.2017 | 18.3645 | 17.0194 | 15.4566 | 13.8757 | 0 | 0 | 0 | 0 | 0 | 0 | 0 | 0 | 0 | 0 | 0 | 0 | 0 | 0 | 0.20951 | 0.20537 | 0.20268 | 0.15777 | 0 | 0 | 0 | 0 | 0 | 0 | 48.3073 | 47.2893 | 46.2027 | 45.8422 | 45.7604 | 46.0494 | 45.681 | 45.6971 | 46.5485 | 48.6995 | 52.452 | 55.3514 | 56.9748 | 58.2576 | 58.602 | 58.7098 | 58.6026 | 57.0015 | 55.5492 | 54.121 | 53.254 | 52.027 | 51.0058 | 49.6361 | 0.030068 | 0.031614 | 0.030575 | 0.026906 | 0.027445 | 0.029906 | 0.036437 | 0.04159 | 0.046219 | 0.047085 | 0.046504 | 0.045864 | 0.044971 | 0.045008 | 0.043946 | 0.039784 | 0.036391 | 0.036432 | 0.035046 | 0.034394 | 0.034097 | 0.031489 | 0.030832 | 0.032433
Portfolio Adjusted1-in-2Size: 20 kW to 199.99 kWSouth of Lugo2026February Monthly Peak | Portfolio Adjusted | 1-in-2 | Size: 20 kW to 199.99 kW | South of Lugo | 2026 | February Monthly Peak | 2 | 13.0998 | 12.6844 | 12.4023 | 12.401 | 12.6927 | 14.1044 | 16.3381 | 17.8944 | 20.0808 | 21.3914 | 22.3389 | 22.8049 | 22.8521 | 23.3421 | 23.4296 | 22.8623 | 21.991 | 20.9591 | 20.4448 | 19.5454 | 18.6342 | 17.3052 | 15.5866 | 13.9189 | 0 | 0 | 0 | 0 | 0 | 0 | 0 | 0 | 0 | 0 | 0 | 0 | 0 | 0 | 0.22336 | 0.22118 | 0.21835 | 0.16103 | 0 | 0 | 0 | 0 | 0 | 0 | 51.6789 | 51.3633 | 51.0679 | 50.7792 | 50.4572 | 49.9984 | 49.7333 | 49.6444 | 50.3886 | 52.586 | 54.3812 | 56.0448 | 56.6081 | 56.698 | 56.6325 | 55.5879 | 55.5381 | 55.2544 | 53.8928 | 52.9148 | 52.1246 | 51.8647 | 50.5467 | 49.2125 | 0.030198 | 0.031499 | 0.030188 | 0.026482 | 0.026956 | 0.029031 | 0.034687 | 0.03956 | 0.044339 | 0.046026 | 0.046486 | 0.047017 | 0.047169 | 0.047705 | 0.04685 | 0.042847 | 0.039204 | 0.037185 | 0.035895 | 0.035009 | 0.034598 | 0.032018 | 0.031091 | 0.032534
Portfolio Adjusted1-in-2Size: 20 kW to 199.99 kWSouth of Lugo2026March Monthly Peak | Portfolio Adjusted | 1-in-2 | Size: 20 kW to 199.99 kW | South of Lugo | 2026 | March Monthly Peak | 3 | 13.2219 | 12.8207 | 12.4606 | 12.412 | 12.7382 | 14.0544 | 16.5049 | 17.9916 | 20.2429 | 21.8246 | 22.7802 | 23.2221 | 23.179 | 23.7172 | 24.0237 | 23.6137 | 22.9755 | 21.8193 | 20.6065 | 20.2138 | 19.395 | 17.9892 | 16.1911 | 14.3547 | 0 | 0 | 0 | 0 | 0 | 0 | 0 | 0 | 0 | 0 | 0 | 0 | 0 | 0 | 0.22902 | 0.22845 | 0.22812 | 0.16764 | 0 | 0 | 0 | 0 | 0 | 0 | 51.7964 | 50.6299 | 49.3851 | 48.8288 | 48.5531 | 48.079 | 47.9218 | 48.2993 | 50.6865 | 52.9225 | 55.1415 | 57.0953 | 58.0699 | 59.0483 | 59.0861 | 59.57 | 59.2011 | 58.0583 | 56.4806 | 54.8685 | 54.2157 | 53.3249 | 52.3535 | 51.2829 | 0.03048 | 0.031837 | 0.03033 | 0.026505 | 0.027052 | 0.028929 | 0.035041 | 0.039775 | 0.044697 | 0.046958 | 0.047405 | 0.047877 | 0.047843 | 0.048471 | 0.048038 | 0.044256 | 0.040959 | 0.038712 | 0.036178 | 0.036207 | 0.03601 | 0.033284 | 0.032297 | 0.033552
Portfolio Adjusted1-in-2Size: 20 kW to 199.99 kWSouth of Lugo2026April Monthly Peak | Portfolio Adjusted | 1-in-2 | Size: 20 kW to 199.99 kW | South of Lugo | 2026 | April Monthly Peak | 4 | 13.3229 | 12.7792 | 12.3354 | 12.2061 | 12.5425 | 13.6986 | 15.5914 | 17.193 | 20.223 | 22.7518 | 24.8155 | 26.2706 | 26.9062 | 27.729 | 28.0466 | 27.702 | 26.8214 | 24.8534 | 22.2116 | 21.4038 | 20.6473 | 18.922 | 16.711 | 14.5909 | 0 | 0 | 0 | 0 | 0 | 0 | 0 | 0 | 0 | 0 | 0 | 0 | 0 | 0 | 0.26737 | 0.268 | 0.26631 | 0.19095 | 0 | 0 | 0 | 0 | 0 | 0 | 61.9066 | 61.4621 | 60.7114 | 59.6677 | 58.8938 | 58.096 | 57.6225 | 57.8175 | 59.5336 | 62.785 | 65.7957 | 68.8898 | 71.2624 | 72.9923 | 73.6054 | 73.7406 | 73.9766 | 73.1252 | 72.3109 | 70.4717 | 67.1391 | 65.7658 | 64.2298 | 61.7657 | 0.030712 | 0.031734 | 0.030025 | 0.026066 | 0.026637 | 0.028196 | 0.033102 | 0.03801 | 0.044653 | 0.048953 | 0.05164 | 0.054162 | 0.055537 | 0.056671 | 0.056082 | 0.051918 | 0.047816 | 0.044095 | 0.038996 | 0.038338 | 0.038336 | 0.035009 | 0.033334 | 0.034104
Portfolio Adjusted1-in-2Size: 20 kW to 199.99 kWSouth of Lugo2026May Monthly Peak | Portfolio Adjusted | 1-in-2 | Size: 20 kW to 199.99 kW | South of Lugo | 2026 | May Monthly Peak | 5 | 13.2002 | 12.684 | 12.3214 | 12.2441 | 12.6038 | 13.8043 | 15.4402 | 17.3955 | 20.3125 | 22.6453 | 24.3599 | 25.606 | 26.1781 | 26.7779 | 27.0277 | 26.5993 | 25.7592 | 23.9271 | 21.6034 | 20.5401 | 20.3356 | 18.691 | 16.4629 | 14.4059 | 0 | 0 | 0 | 0 | 0 | 0 | 0 | 0 | 0 | 0 | 0 | 0 | 0 | 0 | 0.25766 | 0.25733 | 0.25576 | 0.18383 | 0 | 0 | 0 | 0 | 0 | 0 | 59.4489 | 59.4995 | 59.504 | 58.9642 | 58.4734 | 58.4853 | 58.7531 | 59.3144 | 60.0356 | 61.6056 | 64.3622 | 67.2238 | 69.5136 | 70.2762 | 70.082 | 71.0459 | 71.1241 | 70.0666 | 68.1408 | 65.5601 | 62.9302 | 60.8461 | 60.3502 | 60.0426 | 0.03043 | 0.031498 | 0.029991 | 0.026147 | 0.026767 | 0.028414 | 0.032781 | 0.038458 | 0.044851 | 0.048724 | 0.050692 | 0.052792 | 0.054034 | 0.054727 | 0.054045 | 0.049851 | 0.045922 | 0.042451 | 0.037929 | 0.036791 | 0.037757 | 0.034582 | 0.032839 | 0.033672
Portfolio Adjusted1-in-2Size: 20 kW to 199.99 kWSouth of Lugo2026June Monthly Peak | Portfolio Adjusted | 1-in-2 | Size: 20 kW to 199.99 kW | South of Lugo | 2026 | June Monthly Peak | 6 | 13.9897 | 13.3988 | 12.9955 | 12.8642 | 13.233 | 14.5175 | 16.4733 | 18.8414 | 22.4075 | 25.4135 | 27.6764 | 29.2291 | 29.761 | 30.4002 | 30.5773 | 30.1345 | 29.1302 | 26.9948 | 24.1642 | 22.3946 | 21.8771 | 20.201 | 17.7137 | 15.3861 | 0 | 0 | 0 | 0 | 0 | 0 | 0 | 0 | 0 | 0 | 0 | 0 | 0 | 0 | 0.2915 | 0.29154 | 0.28923 | 0.2074 | 0 | 0 | 0 | 0 | 0 | 0 | 63.0189 | 62.9066 | 62.4161 | 61.8621 | 61.6842 | 61.2508 | 60.8545 | 61.3619 | 63.2682 | 67.3624 | 71.6544 | 75.1598 | 75.3579 | 75.1751 | 76.4651 | 76.8681 | 78.2198 | 78.5593 | 78.581 | 74.8426 | 70.6675 | 67.1579 | 65.7295 | 64.5528 | 0.032249 | 0.033273 | 0.031632 | 0.027471 | 0.028103 | 0.029882 | 0.034974 | 0.041654 | 0.049477 | 0.05468 | 0.057593 | 0.060262 | 0.061429 | 0.06213 | 0.061142 | 0.056476 | 0.051932 | 0.047894 | 0.042425 | 0.040113 | 0.040619 | 0.037376 | 0.035334 | 0.035963
Portfolio Adjusted1-in-2Size: 20 kW to 199.99 kWSouth of Lugo2026July Monthly Peak | Portfolio Adjusted | 1-in-2 | Size: 20 kW to 199.99 kW | South of Lugo | 2026 | July Monthly Peak | 7 | 14.9758 | 14.1497 | 13.6825 | 13.5143 | 13.9754 | 15.6334 | 17.7854 | 20.4606 | 24.404 | 27.56 | 30.1366 | 31.8313 | 32.4391 | 33.156 | 33.36 | 32.9704 | 31.9344 | 29.7006 | 26.4997 | 24.507 | 23.8636 | 21.9932 | 19.3507 | 16.7929 | 0 | 0 | 0 | 0 | 0 | 0 | 0 | 0 | 0 | 0 | 0 | 0 | 0 | 0 | 0.31803 | 0.31897 | 0.31708 | 0.22819 | 0 | 0 | 0 | 0 | 0 | 0 | 69.4902 | 68.7899 | 68.4916 | 68.3539 | 67.95 | 67.1654 | 67.0918 | 67.984 | 70.573 | 73.199 | 75.6296 | 78.9572 | 80.3657 | 80.6231 | 81.4823 | 81.8667 | 82.4386 | 82.8026 | 83.4324 | 81.7224 | 78.4484 | 74.2558 | 72.1179 | 71.2873 | 0.034523 | 0.035137 | 0.033304 | 0.028859 | 0.02968 | 0.032179 | 0.03776 | 0.045234 | 0.053885 | 0.059298 | 0.062713 | 0.065627 | 0.066957 | 0.067762 | 0.066707 | 0.061791 | 0.056931 | 0.052694 | 0.046525 | 0.043896 | 0.044307 | 0.040692 | 0.038599 | 0.039251
Portfolio Adjusted1-in-2Size: 20 kW to 199.99 kWSouth of Lugo2026August Monthly Peak | Portfolio Adjusted | 1-in-2 | Size: 20 kW to 199.99 kW | South of Lugo | 2026 | August Monthly Peak | 8 | 15.178 | 14.3532 | 13.8643 | 13.704 | 14.0936 | 15.8879 | 18.2689 | 20.9002 | 25.0976 | 28.3738 | 31.2196 | 32.9599 | 33.6049 | 34.3371 | 34.595 | 34.2703 | 33.1931 | 30.8102 | 27.3172 | 25.5509 | 24.5621 | 22.3688 | 19.7384 | 17.0208 | 0 | 0 | 0 | 0 | 0 | 0 | 0 | 0 | 0 | 0 | 0 | 0 | 0 | 0 | 0.3298 | 0.33155 | 0.32957 | 0.23672 | 0 | 0 | 0 | 0 | 0 | 0 | 69.7822 | 68.5225 | 68.0537 | 68.3872 | 68.3116 | 67.5344 | 67.244 | 67.2631 | 69.1812 | 73.3353 | 77.8423 | 82.2447 | 84.1677 | 84.49 | 84.8207 | 84.9443 | 86.3886 | 87.7238 | 86.9909 | 81.7153 | 76.3216 | 73.7175 | 72.3983 | 71.1927 | 0.034989 | 0.035643 | 0.033746 | 0.029264 | 0.029931 | 0.032702 | 0.038786 | 0.046206 | 0.055416 | 0.061049 | 0.064967 | 0.067954 | 0.069363 | 0.070176 | 0.069176 | 0.064227 | 0.059175 | 0.054663 | 0.04796 | 0.045766 | 0.045604 | 0.041387 | 0.039373 | 0.039784
Portfolio Adjusted1-in-2Size: 20 kW to 199.99 kWSouth of Lugo2026September Monthly Peak | Portfolio Adjusted | 1-in-2 | Size: 20 kW to 199.99 kW | South of Lugo | 2026 | September Monthly Peak | 9 | 15.1826 | 14.4216 | 13.9469 | 13.798 | 14.2122 | 15.9419 | 18.6732 | 20.7877 | 25.2314 | 28.4284 | 30.8776 | 32.7603 | 33.3238 | 34.0768 | 34.1978 | 33.5592 | 32.2261 | 29.623 | 26.0286 | 24.9752 | 23.6646 | 21.6968 | 18.9744 | 16.5012 | 0 | 0 | 0 | 0 | 0 | 0 | 0 | 0 | 0 | 0 | 0 | 0 | 0 | 0 | 0.32601 | 0.32467 | 0.31997 | 0.2276 | 0 | 0 | 0 | 0 | 0 | 0 | 69.8625 | 69.2022 | 68.6876 | 68.3201 | 67.7731 | 67.44 | 67.1774 | 67.0705 | 68.9704 | 72.9985 | 77.0958 | 81.8121 | 85.1146 | 86.5832 | 87.4912 | 88.2494 | 88.5325 | 87.35 | 86.7007 | 84.6405 | 80.8055 | 77.5378 | 75.7075 | 74.754 | 0.034999 | 0.035813 | 0.033947 | 0.029465 | 0.030183 | 0.032814 | 0.039645 | 0.045957 | 0.055712 | 0.061167 | 0.064255 | 0.067542 | 0.068783 | 0.069644 | 0.068382 | 0.062895 | 0.057451 | 0.052557 | 0.045698 | 0.044735 | 0.043938 | 0.040143 | 0.037848 | 0.03857
Portfolio Adjusted1-in-2Size: 20 kW to 199.99 kWSouth of Lugo2026October Monthly Peak | Portfolio Adjusted | 1-in-2 | Size: 20 kW to 199.99 kW | South of Lugo | 2026 | October Monthly Peak | 10 | 14.0076 | 13.3502 | 12.9213 | 12.7583 | 13.1185 | 14.5964 | 17.1406 | 18.5287 | 21.8621 | 24.66 | 26.7082 | 28.3276 | 28.9969 | 29.9132 | 30.2929 | 29.7676 | 28.6899 | 26.2652 | 24.0601 | 22.8382 | 21.5813 | 19.9013 | 17.3815 | 15.257 | 0 | 0 | 0 | 0 | 0 | 0 | 0 | 0 | 0 | 0 | 0 | 0 | 0 | 0 | 0.28879 | 0.28799 | 0.28486 | 0.2018 | 0 | 0 | 0 | 0 | 0 | 0 | 64.1464 | 63.7329 | 63.4535 | 62.4339 | 61.8871 | 61.2422 | 60.7217 | 60.6542 | 61.488 | 64.5863 | 68.643 | 74.194 | 80.2709 | 83.0443 | 81.8202 | 81.4269 | 81.7706 | 80.5675 | 77.808 | 73.9649 | 71.7746 | 70.1898 | 68.4866 | 66.8303 | 0.032291 | 0.033152 | 0.031451 | 0.027245 | 0.02786 | 0.030044 | 0.036391 | 0.040963 | 0.048272 | 0.053059 | 0.055579 | 0.058403 | 0.059852 | 0.061134 | 0.060574 | 0.055789 | 0.051147 | 0.046599 | 0.042242 | 0.040907 | 0.04007 | 0.036821 | 0.034671 | 0.035661
Portfolio Adjusted1-in-2Size: 20 kW to 199.99 kWSouth of Lugo2026November Monthly Peak | Portfolio Adjusted | 1-in-2 | Size: 20 kW to 199.99 kW | South of Lugo | 2026 | November Monthly Peak | 11 | 12.7956 | 12.2843 | 12.013 | 12.0166 | 12.3039 | 13.8598 | 15.5176 | 17.1841 | 20.0372 | 22.3866 | 23.8538 | 25.0538 | 25.5643 | 26.1906 | 26.2416 | 25.583 | 24.4569 | 23.5283 | 21.5814 | 20.2999 | 19.1726 | 17.5121 | 15.5151 | 13.8184 | 0 | 0 | 0 | 0 | 0 | 0 | 0 | 0 | 0 | 0 | 0 | 0 | 0 | 0 | 0.25017 | 0.2475 | 0.24283 | 0.18077 | 0 | 0 | 0 | 0 | 0 | 0 | 59.2323 | 58.2359 | 57.45 | 56.637 | 55.4567 | 54.6168 | 54.1874 | 54.5715 | 56.7761 | 59.9021 | 64.5144 | 68.7203 | 71.8081 | 73.5798 | 74.829 | 74.2437 | 72.0978 | 69.3938 | 66.9737 | 65.9312 | 64.7879 | 64.6094 | 64.0338 | 64.7273 | 0.029497 | 0.030505 | 0.02924 | 0.025661 | 0.02613 | 0.028528 | 0.032945 | 0.03799 | 0.044243 | 0.048167 | 0.049639 | 0.051654 | 0.052767 | 0.053526 | 0.052473 | 0.047946 | 0.0436 | 0.041744 | 0.03789 | 0.036361 | 0.035597 | 0.032401 | 0.030948 | 0.032299
Portfolio Adjusted1-in-2Size: 20 kW to 199.99 kWSouth of Lugo2026December Monthly Peak | Portfolio Adjusted | 1-in-2 | Size: 20 kW to 199.99 kW | South of Lugo | 2026 | December Monthly Peak | 12 | 12.8596 | 12.3592 | 12.1288 | 12.2027 | 12.5182 | 14.2188 | 16.6702 | 18.0075 | 20.381 | 21.7659 | 22.4129 | 22.925 | 22.9466 | 23.3549 | 23.4187 | 22.9073 | 22.2493 | 21.942 | 20.6192 | 19.6988 | 18.8021 | 17.3843 | 15.6309 | 14.0124 | 0 | 0 | 0 | 0 | 0 | 0 | 0 | 0 | 0 | 0 | 0 | 0 | 0 | 0 | 0.22325 | 0.22162 | 0.22091 | 0.16858 | 0 | 0 | 0 | 0 | 0 | 0 | 52.4415 | 51.1726 | 50.1994 | 49.4347 | 48.9573 | 47.927 | 48.166 | 48.3236 | 48.844 | 52.4886 | 57.0149 | 59.9981 | 61.7211 | 62.8494 | 63.2623 | 63.6455 | 62.8108 | 60.6842 | 58.6069 | 57.0209 | 55.2282 | 53.2187 | 51.3452 | 49.9246 | 0.029644 | 0.030691 | 0.029522 | 0.026058 | 0.026585 | 0.029267 | 0.035392 | 0.039811 | 0.045002 | 0.046832 | 0.04664 | 0.047265 | 0.047364 | 0.047731 | 0.046828 | 0.042932 | 0.039665 | 0.038929 | 0.036201 | 0.035284 | 0.03491 | 0.032165 | 0.031179 | 0.032752
Portfolio Adjusted1-in-2Size: 20 kW to 199.99 kWSouth of Lugo2026Typical Event Day | Portfolio Adjusted | 1-in-2 | Size: 20 kW to 199.99 kW | South of Lugo | 2026 | Typical Event Day | 8 | 14.9487 | 14.1411 | 13.6692 | 13.518 | 13.8902 | 15.6394 | 17.9481 | 20.4395 | 24.4296 | 27.5416 | 30.2575 | 31.937 | 32.5663 | 33.321 | 33.6303 | 33.3353 | 32.335 | 30.0249 | 26.6503 | 24.9633 | 24.049 | 21.9254 | 19.3567 | 16.7099 | 0 | 0 | 0 | 0 | 0 | 0 | 0 | 0 | 0 | 0 | 0 | 0 | 0 | 0 | 0.3206 | 0.3225 | 0.32105 | 0.23068 | 0 | 0 | 0 | 0 | 0 | 0 | 68.0385 | 67.3553 | 66.9122 | 66.7308 | 66.4297 | 65.8477 | 65.5919 | 65.9199 | 67.9982 | 71.7238 | 75.5555 | 79.5434 | 81.2515 | 81.7178 | 82.5648 | 82.9821 | 83.8949 | 84.1089 | 83.9263 | 80.7302 | 76.5608 | 73.1672 | 71.4883 | 70.4467 | 0.03446 | 0.035116 | 0.033271 | 0.028867 | 0.029499 | 0.032191 | 0.038105 | 0.045187 | 0.053941 | 0.059259 | 0.062965 | 0.065845 | 0.06722 | 0.068099 | 0.067247 | 0.062475 | 0.057645 | 0.05327 | 0.046789 | 0.044714 | 0.044651 | 0.040566 | 0.038611 | 0.039057
Portfolio Adjusted1-in-10Size: 20 kW to 199.99 kWOther2015January Monthly Peak | Portfolio Adjusted | 1-in-10 | Size: 20 kW to 199.99 kW | Other | 2015 | January Monthly Peak | 1
Portfolio Adjusted1-in-10Size: 20 kW to 199.99 kWOther2015February Monthly Peak | Portfolio Adjusted | 1-in-10 | Size: 20 kW to 199.99 kW | Other | 2015 | February Monthly Peak | 2
Portfolio Adjusted1-in-10Size: 20 kW to 199.99 kWOther2015March Monthly Peak | Portfolio Adjusted | 1-in-10 | Size: 20 kW to 199.99 kW | Other | 2015 | March Monthly Peak | 3
Portfolio Adjusted1-in-10Size: 20 kW to 199.99 kWOther2015April Monthly Peak | Portfolio Adjusted | 1-in-10 | Size: 20 kW to 199.99 kW | Other | 2015 | April Monthly Peak | 4
Portfolio Adjusted1-in-10Size: 20 kW to 199.99 kWOther2015May Monthly Peak | Portfolio Adjusted | 1-in-10 | Size: 20 kW to 199.99 kW | Other | 2015 | May Monthly Peak | 5
Portfolio Adjusted1-in-10Size: 20 kW to 199.99 kWOther2015June Monthly Peak | Portfolio Adjusted | 1-in-10 | Size: 20 kW to 199.99 kW | Other | 2015 | June Monthly Peak | 6
Portfolio Adjusted1-in-10Size: 20 kW to 199.99 kWOther2015July Monthly Peak | Portfolio Adjusted | 1-in-10 | Size: 20 kW to 199.99 kW | Other | 2015 | July Monthly Peak | 7
Portfolio Adjusted1-in-10Size: 20 kW to 199.99 kWOther2015August Monthly Peak | Portfolio Adjusted | 1-in-10 | Size: 20 kW to 199.99 kW | Other | 2015 | August Monthly Peak | 8
Portfolio Adjusted1-in-10Size: 20 kW to 199.99 kWOther2015September Monthly Peak | Portfolio Adjusted | 1-in-10 | Size: 20 kW to 199.99 kW | Other | 2015 | September Monthly Peak | 9
Portfolio Adjusted1-in-10Size: 20 kW to 199.99 kWOther2015October Monthly Peak | Portfolio Adjusted | 1-in-10 | Size: 20 kW to 199.99 kW | Other | 2015 | October Monthly Peak | 10
Portfolio Adjusted1-in-10Size: 20 kW to 199.99 kWOther2015November Monthly Peak | Portfolio Adjusted | 1-in-10 | Size: 20 kW to 199.99 kW | Other | 2015 | November Monthly Peak | 11
Portfolio Adjusted1-in-10Size: 20 kW to 199.99 kWOther2015December Monthly Peak | Portfolio Adjusted | 1-in-10 | Size: 20 kW to 199.99 kW | Other | 2015 | December Monthly Peak | 12
Portfolio Adjusted1-in-10Size: 20 kW to 199.99 kWOther2015Typical Event Day | Portfolio Adjusted | 1-in-10 | Size: 20 kW to 199.99 kW | Other | 2015 | Typical Event Day | 8
Portfolio Adjusted1-in-10Size: 20 kW to 199.99 kWOther2016January Monthly Peak | Portfolio Adjusted | 1-in-10 | Size: 20 kW to 199.99 kW | Other | 2016 | January Monthly Peak | 1
Portfolio Adjusted1-in-10Size: 20 kW to 199.99 kWOther2016February Monthly Peak | Portfolio Adjusted | 1-in-10 | Size: 20 kW to 199.99 kW | Other | 2016 | February Monthly Peak | 2
Portfolio Adjusted1-in-10Size: 20 kW to 199.99 kWOther2016March Monthly Peak | Portfolio Adjusted | 1-in-10 | Size: 20 kW to 199.99 kW | Other | 2016 | March Monthly Peak | 3
Portfolio Adjusted1-in-10Size: 20 kW to 199.99 kWOther2016April Monthly Peak | Portfolio Adjusted | 1-in-10 | Size: 20 kW to 199.99 kW | Other | 2016 | April Monthly Peak | 4
Portfolio Adjusted1-in-10Size: 20 kW to 199.99 kWOther2016May Monthly Peak | Portfolio Adjusted | 1-in-10 | Size: 20 kW to 199.99 kW | Other | 2016 | May Monthly Peak | 5
Portfolio Adjusted1-in-10Size: 20 kW to 199.99 kWOther2016June Monthly Peak | Portfolio Adjusted | 1-in-10 | Size: 20 kW to 199.99 kW | Other | 2016 | June Monthly Peak | 6
Portfolio Adjusted1-in-10Size: 20 kW to 199.99 kWOther2016July Monthly Peak | Portfolio Adjusted | 1-in-10 | Size: 20 kW to 199.99 kW | Other | 2016 | July Monthly Peak | 7
Portfolio Adjusted1-in-10Size: 20 kW to 199.99 kWOther2016August Monthly Peak | Portfolio Adjusted | 1-in-10 | Size: 20 kW to 199.99 kW | Other | 2016 | August Monthly Peak | 8
Portfolio Adjusted1-in-10Size: 20 kW to 199.99 kWOther2016September Monthly Peak | Portfolio Adjusted | 1-in-10 | Size: 20 kW to 199.99 kW | Other | 2016 | September Monthly Peak | 9
Portfolio Adjusted1-in-10Size: 20 kW to 199.99 kWOther2016October Monthly Peak | Portfolio Adjusted | 1-in-10 | Size: 20 kW to 199.99 kW | Other | 2016 | October Monthly Peak | 10
Portfolio Adjusted1-in-10Size: 20 kW to 199.99 kWOther2016November Monthly Peak | Portfolio Adjusted | 1-in-10 | Size: 20 kW to 199.99 kW | Other | 2016 | November Monthly Peak | 11
Portfolio Adjusted1-in-10Size: 20 kW to 199.99 kWOther2016December Monthly Peak | Portfolio Adjusted | 1-in-10 | Size: 20 kW to 199.99 kW | Other | 2016 | December Monthly Peak | 12
Portfolio Adjusted1-in-10Size: 20 kW to 199.99 kWOther2016Typical Event Day | Portfolio Adjusted | 1-in-10 | Size: 20 kW to 199.99 kW | Other | 2016 | Typical Event Day | 8
Portfolio Adjusted1-in-10Size: 20 kW to 199.99 kWOther2017January Monthly Peak | Portfolio Adjusted | 1-in-10 | Size: 20 kW to 199.99 kW | Other | 2017 | January Monthly Peak | 1
Portfolio Adjusted1-in-10Size: 20 kW to 199.99 kWOther2017February Monthly Peak | Portfolio Adjusted | 1-in-10 | Size: 20 kW to 199.99 kW | Other | 2017 | February Monthly Peak | 2
Portfolio Adjusted1-in-10Size: 20 kW to 199.99 kWOther2017March Monthly Peak | Portfolio Adjusted | 1-in-10 | Size: 20 kW to 199.99 kW | Other | 2017 | March Monthly Peak | 3
Portfolio Adjusted1-in-10Size: 20 kW to 199.99 kWOther2017April Monthly Peak | Portfolio Adjusted | 1-in-10 | Size: 20 kW to 199.99 kW | Other | 2017 | April Monthly Peak | 4
Portfolio Adjusted1-in-10Size: 20 kW to 199.99 kWOther2017May Monthly Peak | Portfolio Adjusted | 1-in-10 | Size: 20 kW to 199.99 kW | Other | 2017 | May Monthly Peak | 5
Portfolio Adjusted1-in-10Size: 20 kW to 199.99 kWOther2017June Monthly Peak | Portfolio Adjusted | 1-in-10 | Size: 20 kW to 199.99 kW | Other | 2017 | June Monthly Peak | 6
Portfolio Adjusted1-in-10Size: 20 kW to 199.99 kWOther2017July Monthly Peak | Portfolio Adjusted | 1-in-10 | Size: 20 kW to 199.99 kW | Other | 2017 | July Monthly Peak | 7
Portfolio Adjusted1-in-10Size: 20 kW to 199.99 kWOther2017August Monthly Peak | Portfolio Adjusted | 1-in-10 | Size: 20 kW to 199.99 kW | Other | 2017 | August Monthly Peak | 8
Portfolio Adjusted1-in-10Size: 20 kW to 199.99 kWOther2017September Monthly Peak | Portfolio Adjusted | 1-in-10 | Size: 20 kW to 199.99 kW | Other | 2017 | September Monthly Peak | 9
Portfolio Adjusted1-in-10Size: 20 kW to 199.99 kWOther2017October Monthly Peak | Portfolio Adjusted | 1-in-10 | Size: 20 kW to 199.99 kW | Other | 2017 | October Monthly Peak | 10
Portfolio Adjusted1-in-10Size: 20 kW to 199.99 kWOther2017November Monthly Peak | Portfolio Adjusted | 1-in-10 | Size: 20 kW to 199.99 kW | Other | 2017 | November Monthly Peak | 11
Portfolio Adjusted1-in-10Size: 20 kW to 199.99 kWOther2017December Monthly Peak | Portfolio Adjusted | 1-in-10 | Size: 20 kW to 199.99 kW | Other | 2017 | December Monthly Peak | 12
Portfolio Adjusted1-in-10Size: 20 kW to 199.99 kWOther2017Typical Event Day | Portfolio Adjusted | 1-in-10 | Size: 20 kW to 199.99 kW | Other | 2017 | Typical Event Day | 8
Portfolio Adjusted1-in-10Size: 20 kW to 199.99 kWOther2018January Monthly Peak | Portfolio Adjusted | 1-in-10 | Size: 20 kW to 199.99 kW | Other | 2018 | January Monthly Peak | 1
Portfolio Adjusted1-in-10Size: 20 kW to 199.99 kWOther2018February Monthly Peak | Portfolio Adjusted | 1-in-10 | Size: 20 kW to 199.99 kW | Other | 2018 | February Monthly Peak | 2
Portfolio Adjusted1-in-10Size: 20 kW to 199.99 kWOther2018March Monthly Peak | Portfolio Adjusted | 1-in-10 | Size: 20 kW to 199.99 kW | Other | 2018 | March Monthly Peak | 3
Portfolio Adjusted1-in-10Size: 20 kW to 199.99 kWOther2018April Monthly Peak | Portfolio Adjusted | 1-in-10 | Size: 20 kW to 199.99 kW | Other | 2018 | April Monthly Peak | 4 | 13.4903 | 12.8064 | 12.408 | 12.3866 | 12.8571 | 13.9968 | 15.8145 | 17.8418 | 20.905 | 23.4293 | 25.5522 | 26.9623 | 27.8185 | 28.5142 | 28.6738 | 28.194 | 26.9266 | 24.9282 | 22.7462 | 22.2099 | 21.2481 | 19.5244 | 17.1081 | 15.1499 | 0 | 0 | 0 | 0 | 0 | 0 | 0 | 0 | 0 | 0 | 0 | 0 | 0 | 0 | 0.27335 | 0.27276 | 0.26735 | 0.19152 | 0 | 0 | 0 | 0 | 0 | 0 | 66.9273 | 65.498 | 63.8219 | 62.6264 | 61.4734 | 60.3576 | 59.7403 | 59.6921 | 63.1361 | 69.5057 | 75.8598 | 81.1435 | 84.2907 | 86.3332 | 87.5612 | 88.2366 | 88.0744 | 87.3945 | 85.3463 | 82.2399 | 78.1228 | 74.378 | 71.5874 | 69.9234 | 0.031098 | 0.031802 | 0.030202 | 0.026451 | 0.027305 | 0.02881 | 0.033576 | 0.039444 | 0.046159 | 0.050411 | 0.053173 | 0.055589 | 0.05742 | 0.058275 | 0.057336 | 0.05284 | 0.048003 | 0.044227 | 0.039935 | 0.039782 | 0.039451 | 0.036124 | 0.034126 | 0.035411
Portfolio Adjusted1-in-10Size: 20 kW to 199.99 kWOther2018May Monthly Peak | Portfolio Adjusted | 1-in-10 | Size: 20 kW to 199.99 kW | Other | 2018 | May Monthly Peak | 5 | 14.2027 | 13.4542 | 13.03 | 12.9806 | 13.4943 | 14.717 | 16.3394 | 18.9102 | 22.4714 | 25.2403 | 27.4903 | 28.9291 | 29.6907 | 30.2777 | 30.3394 | 29.8076 | 28.4506 | 26.3656 | 23.9702 | 22.9787 | 22.3233 | 20.5973 | 18.0359 | 15.9927 | 0 | 0 | 0 | 0 | 0 | 0 | 0 | 0 | 0 | 0 | 0 | 0 | 0 | 0 | 0.28923 | 0.28837 | 0.28249 | 0.20257 | 0 | 0 | 0 | 0 | 0 | 0 | 71.328 | 69.648 | 68.2946 | 66.9497 | 65.6211 | 64.6744 | 64.1199 | 64.5317 | 67.9488 | 73.4723 | 79.4167 | 83.6679 | 87.1322 | 89.4501 | 90.879 | 91.4573 | 91.1618 | 90.484 | 88.8014 | 86.3377 | 82.5311 | 78.4193 | 75.4251 | 72.5984 | 0.03274 | 0.033411 | 0.031716 | 0.02772 | 0.028658 | 0.030292 | 0.03469 | 0.041806 | 0.049618 | 0.054307 | 0.057206 | 0.059644 | 0.061284 | 0.061879 | 0.060667 | 0.055864 | 0.05072 | 0.046778 | 0.042084 | 0.041159 | 0.041447 | 0.038109 | 0.035976 | 0.037381
Portfolio Adjusted1-in-10Size: 20 kW to 199.99 kWOther2018June Monthly Peak | Portfolio Adjusted | 1-in-10 | Size: 20 kW to 199.99 kW | Other | 2018 | June Monthly Peak | 6 | 15.1336 | 14.357 | 13.8447 | 13.7585 | 14.1729 | 15.5427 | 17.5268 | 20.6668 | 24.6253 | 27.7658 | 30.1169 | 31.6713 | 32.3746 | 32.9992 | 33.0345 | 32.3814 | 31.1037 | 28.8511 | 26.1596 | 24.5823 | 23.7477 | 21.9655 | 19.2791 | 17.0935 | 0 | 0 | 0 | 0 | 0 | 0 | 0 | 0 | 0 | 0 | 0 | 0 | 0 | 0 | 0.31492 | 0.31327 | 0.30883 | 0.22166 | 0 | 0 | 0 | 0 | 0 | 0 | 73.932 | 72.4007 | 71.2887 | 69.9067 | 69.0655 | 67.5569 | 66.7026 | 67.4977 | 71.6225 | 77.0836 | 82.1798 | 85.7844 | 88.3313 | 90.1553 | 91.4893 | 92.2708 | 92.6919 | 92.1663 | 90.8976 | 88.8434 | 85.7144 | 81.8513 | 79.2203 | 77.3039 | 0.034887 | 0.035652 | 0.033699 | 0.029381 | 0.030099 | 0.031992 | 0.037211 | 0.04569 | 0.054374 | 0.059741 | 0.062672 | 0.065297 | 0.066824 | 0.067441 | 0.066056 | 0.060687 | 0.05545 | 0.051187 | 0.045928 | 0.044031 | 0.044092 | 0.040641 | 0.038456 | 0.039954
Portfolio Adjusted1-in-10Size: 20 kW to 199.99 kWOther2018July Monthly Peak | Portfolio Adjusted | 1-in-10 | Size: 20 kW to 199.99 kW | Other | 2018 | July Monthly Peak | 7 | 15.8167 | 14.9872 | 14.4736 | 14.3662 | 14.8009 | 16.4428 | 18.7779 | 21.9413 | 25.9403 | 29.0972 | 31.4674 | 33.0582 | 33.8257 | 34.4653 | 34.534 | 33.8225 | 32.5538 | 30.2389 | 27.2661 | 25.5508 | 24.6792 | 22.8499 | 20.0947 | 17.8305 | 0 | 0 | 0 | 0 | 0 | 0 | 0 | 0 | 0 | 0 | 0 | 0 | 0 | 0 | 0.32922 | 0.32722 | 0.32323 | 0.23233 | 0 | 0 | 0 | 0 | 0 | 0 | 75.7144 | 74.6277 | 73.4927 | 72.4692 | 71.6454 | 70.7259 | 70.0535 | 70.3265 | 73.6457 | 78.6853 | 83.6123 | 87.4726 | 90.1291 | 91.9458 | 92.824 | 93.0876 | 92.8966 | 92.2913 | 90.8061 | 88.5644 | 85.7396 | 82.6358 | 80.4285 | 78.9324 | 0.036461 | 0.037217 | 0.035229 | 0.030678 | 0.031433 | 0.033845 | 0.039867 | 0.048507 | 0.057277 | 0.062606 | 0.065483 | 0.068157 | 0.069819 | 0.070438 | 0.069054 | 0.063388 | 0.058035 | 0.053649 | 0.047871 | 0.045766 | 0.045821 | 0.042277 | 0.040083 | 0.041677
Portfolio Adjusted1-in-10Size: 20 kW to 199.99 kWOther2018August Monthly Peak | Portfolio Adjusted | 1-in-10 | Size: 20 kW to 199.99 kW | Other | 2018 | August Monthly Peak | 8 | 15.9414 | 15.0967 | 14.5807 | 14.4997 | 14.9693 | 16.5749 | 18.9775 | 21.978 | 26.1362 | 29.4307 | 31.9137 | 33.5414 | 34.3183 | 34.9457 | 34.9635 | 34.2169 | 32.8972 | 30.4637 | 27.3416 | 25.9356 | 24.937 | 22.93 | 20.1753 | 17.8332 | 0 | 0 | 0 | 0 | 0 | 0 | 0 | 0 | 0 | 0 | 0 | 0 | 0 | 0 | 0.33331 | 0.33103 | 0.32663 | 0.23405 | 0 | 0 | 0 | 0 | 0 | 0 | 76.3436 | 75.2518 | 73.9081 | 72.8972 | 71.9644 | 71.2206 | 70.5425 | 70.3808 | 73.0959 | 78.2508 | 82.9274 | 87.1984 | 90.4345 | 92.5913 | 93.8913 | 94.2999 | 93.876 | 93.0282 | 91.8233 | 89.6192 | 86.0461 | 83.094 | 81.2402 | 79.3793 | 0.036749 | 0.037489 | 0.03549 | 0.030964 | 0.03179 | 0.034117 | 0.040291 | 0.048588 | 0.05771 | 0.063323 | 0.066411 | 0.069153 | 0.070836 | 0.071419 | 0.069913 | 0.064127 | 0.058647 | 0.054048 | 0.048003 | 0.046455 | 0.0463 | 0.042425 | 0.040244 | 0.041683
Portfolio Adjusted1-in-10Size: 20 kW to 199.99 kWOther2018September Monthly Peak | Portfolio Adjusted | 1-in-10 | Size: 20 kW to 199.99 kW | Other | 2018 | September Monthly Peak | 9 | 15.8482 | 15.0979 | 14.6062 | 14.5072 | 15.0149 | 16.6756 | 19.3976 | 22.1267 | 26.3719 | 29.7833 | 32.3744 | 33.9917 | 34.7686 | 35.3606 | 35.2365 | 34.3288 | 32.8527 | 30.2174 | 27.2036 | 26.35 | 24.6935 | 22.6295 | 19.826 | 17.6686 | 0 | 0 | 0 | 0 | 0 | 0 | 0 | 0 | 0 | 0 | 0 | 0 | 0 | 0 | 0.33592 | 0.33211 | 0.32619 | 0.23216 | 0 | 0 | 0 | 0 | 0 | 0 | 76.7847 | 75.5201 | 74.133 | 73.1763 | 72.0851 | 70.9799 | 70.2343 | 70.0395 | 72.3009 | 77.4315 | 83.0754 | 88.0488 | 91.9311 | 94.39 | 95.067 | 95.7162 | 95.7146 | 94.8508 | 93.1308 | 90.1143 | 85.7613 | 82.6166 | 80.4544 | 78.6681 | 0.036534 | 0.037492 | 0.035552 | 0.030979 | 0.031887 | 0.034324 | 0.041183 | 0.048917 | 0.05823 | 0.064082 | 0.06737 | 0.070081 | 0.071765 | 0.072267 | 0.070459 | 0.064337 | 0.058568 | 0.053611 | 0.047761 | 0.047198 | 0.045848 | 0.041869 | 0.039547 | 0.041298
Portfolio Adjusted1-in-10Size: 20 kW to 199.99 kWOther2018October Monthly Peak | Portfolio Adjusted | 1-in-10 | Size: 20 kW to 199.99 kW | Other | 2018 | October Monthly Peak | 10 | 14.3723 | 13.6726 | 13.29 | 13.2376 | 13.7097 | 15.0795 | 17.5886 | 19.6111 | 22.7699 | 25.7063 | 27.9189 | 29.4533 | 30.1932 | 30.8618 | 30.9425 | 30.2429 | 28.7921 | 26.5507 | 24.8826 | 23.8782 | 22.2458 | 20.3978 | 17.8767 | 15.9548 | 0 | 0 | 0 | 0 | 0 | 0 | 0 | 0 | 0 | 0 | 0 | 0 | 0 | 0 | 0.29498 | 0.29258 | 0.28588 | 0.20399 | 0 | 0 | 0 | 0 | 0 | 0 | 72.4257 | 71.2181 | 70.0479 | 68.6395 | 67.5858 | 66.5304 | 66.0929 | 65.663 | 66.4449 | 71.2332 | 76.948 | 81.7946 | 85.2035 | 87.6737 | 88.8783 | 89.2109 | 88.5792 | 87.086 | 84.5518 | 81.3727 | 78.1697 | 75.802 | 73.9279 | 72.4167 | 0.033132 | 0.033953 | 0.032348 | 0.028268 | 0.029116 | 0.031038 | 0.037342 | 0.043356 | 0.050277 | 0.05531 | 0.058098 | 0.060724 | 0.062321 | 0.063073 | 0.061873 | 0.05668 | 0.051329 | 0.047106 | 0.043686 | 0.04277 | 0.041303 | 0.03774 | 0.035659 | 0.037292
Portfolio Adjusted1-in-10Size: 20 kW to 199.99 kWOther2018November Monthly Peak | Portfolio Adjusted | 1-in-10 | Size: 20 kW to 199.99 kW | Other | 2018 | November Monthly Peak | 11 | 12.4499 | 11.894 | 11.6939 | 11.6992 | 12.2188 | 13.3169 | 14.848 | 16.5789 | 18.9764 | 20.804 | 22.2068 | 23.0562 | 23.5673 | 23.9871 | 23.9778 | 23.3721 | 22.4306 | 22.0309 | 20.5248 | 19.4876 | 18.3433 | 16.9412 | 15.0519 | 13.5373 | 0 | 0 | 0 | 0 | 0 | 0 | 0 | 0 | 0 | 0 | 0 | 0 | 0 | 0 | 0.22858 | 0.22611 | 0.22271 | 0.16926 | 0 | 0 | 0 | 0 | 0 | 0 | 59.5439 | 58.1612 | 56.9544 | 55.6419 | 54.8538 | 54.3258 | 53.7238 | 53.3507 | 55.6617 | 60.1722 | 65.6348 | 69.8899 | 72.7195 | 74.4317 | 75.5831 | 75.9213 | 75.0182 | 72.743 | 69.9212 | 66.6301 | 64.3035 | 62.7825 | 61.2438 | 60.1131 | 0.0287 | 0.029536 | 0.028464 | 0.024983 | 0.025949 | 0.027411 | 0.031524 | 0.036652 | 0.041901 | 0.044762 | 0.046211 | 0.047535 | 0.048645 | 0.049023 | 0.047946 | 0.043803 | 0.039988 | 0.039087 | 0.036035 | 0.034906 | 0.034058 | 0.031345 | 0.030024 | 0.031642
Portfolio Adjusted1-in-10Size: 20 kW to 199.99 kWOther2018December Monthly Peak | Portfolio Adjusted | 1-in-10 | Size: 20 kW to 199.99 kW | Other | 2018 | December Monthly Peak | 12 | 12.0278 | 11.8787 | 11.7867 | 11.9127 | 12.3061 | 14.5096 | 17.7429 | 19.5857 | 21.8509 | 22.7243 | 22.5254 | 22.1466 | 21.2251 | 20.9082 | 20.2359 | 19.1092 | 19.0557 | 19.0098 | 17.7867 | 16.9679 | 16.3153 | 15.3697 | 14.4024 | 13.1717 | 0 | 0 | 0 | 0 | 0 | 0 | 0 | 0 | 0 | 0 | 0 | 0 | 0 | 0 | 0.19291 | 0.18487 | 0.1892 | 0.14605 | 0 | 0 | 0 | 0 | 0 | 0 | 40.9118 | 40.2331 | 39.9705 | 39.487 | 39.0477 | 38.4521 | 38.2537 | 38.0297 | 38.6038 | 41.4214 | 44.2271 | 46.8235 | 48.5208 | 49.3804 | 49.799 | 49.788 | 49.0485 | 47.4474 | 45.6723 | 44.3764 | 43.3841 | 42.3696 | 41.9854 | 41.5203 | 0.027727 | 0.029498 | 0.028689 | 0.025439 | 0.026135 | 0.029865 | 0.03767 | 0.043299 | 0.048248 | 0.048894 | 0.046874 | 0.04566 | 0.04381 | 0.042731 | 0.040464 | 0.035813 | 0.033971 | 0.033727 | 0.031228 | 0.030393 | 0.030292 | 0.028437 | 0.028729 | 0.030787
Portfolio Adjusted1-in-10Size: 20 kW to 199.99 kWOther2018Typical Event Day | Portfolio Adjusted | 1-in-10 | Size: 20 kW to 199.99 kW | Other | 2018 | Typical Event Day | 8 | 15.8561 | 15.0123 | 14.5011 | 14.4217 | 14.8926 | 16.4666 | 18.8247 | 21.7806 | 25.8715 | 29.1186 | 31.5746 | 33.1866 | 33.9757 | 34.614 | 34.6512 | 33.9297 | 32.6202 | 30.2186 | 27.141 | 25.7561 | 24.7743 | 22.7839 | 20.0417 | 17.7165 | 0 | 0 | 0 | 0 | 0 | 0 | 0 | 0 | 0 | 0 | 0 | 0 | 0 | 0 | 0.33034 | 0.32825 | 0.32389 | 0.23217 | 0 | 0 | 0 | 0 | 0 | 0 | 75.6936 | 74.4501 | 73.2056 | 72.1123 | 71.1901 | 70.1208 | 69.3832 | 69.5611 | 72.6663 | 77.8628 | 82.9487 | 87.126 | 90.2065 | 92.2706 | 93.3179 | 93.8436 | 93.7948 | 93.0841 | 91.6645 | 89.2853 | 85.8153 | 82.5494 | 80.3358 | 78.5709 | 0.036552 | 0.03728 | 0.035296 | 0.030797 | 0.031628 | 0.033894 | 0.039967 | 0.048152 | 0.057125 | 0.062652 | 0.065705 | 0.068421 | 0.070129 | 0.070742 | 0.069289 | 0.063589 | 0.058153 | 0.053613 | 0.047651 | 0.046134 | 0.045998 | 0.042155 | 0.039978 | 0.04141
Portfolio Adjusted1-in-10Size: 20 kW to 199.99 kWOther2019January Monthly Peak | Portfolio Adjusted | 1-in-10 | Size: 20 kW to 199.99 kW | Other | 2019 | January Monthly Peak | 1 | 11.489 | 11.6003 | 11.5446 | 11.7488 | 11.9167 | 15.0331 | 19.4696 | 21.5662 | 23.9487 | 24.7731 | 24.0478 | 23.53 | 21.974 | 21.4923 | 20.4317 | 18.7562 | 18.6176 | 18.2749 | 16.9148 | 15.9044 | 15.3557 | 14.2926 | 13.6176 | 12.6228 | 0 | 0 | 0 | 0 | 0 | 0 | 0 | 0 | 0 | 0 | 0 | 0 | 0 | 0 | 0.19478 | 0.18146 | 0.18485 | 0.14041 | 0 | 0 | 0 | 0 | 0 | 0 | 37.6087 | 36.836 | 36.2891 | 35.4815 | 34.9616 | 34.4666 | 33.9882 | 33.6903 | 34.2634 | 37.3342 | 40.6872 | 43.2122 | 44.8986 | 46.1718 | 47.1804 | 47.3531 | 47.15 | 46.1874 | 44.3274 | 42.9785 | 41.8451 | 41.1675 | 40.3653 | 39.6955 | 0.026485 | 0.028807 | 0.0281 | 0.025089 | 0.025308 | 0.030943 | 0.041336 | 0.047678 | 0.052879 | 0.053302 | 0.050042 | 0.048512 | 0.045356 | 0.043924 | 0.040855 | 0.035152 | 0.03319 | 0.032423 | 0.029697 | 0.028488 | 0.028511 | 0.026444 | 0.027163 | 0.029504
Portfolio Adjusted1-in-10Size: 20 kW to 199.99 kWOther2019February Monthly Peak | Portfolio Adjusted | 1-in-10 | Size: 20 kW to 199.99 kW | Other | 2019 | February Monthly Peak | 2 | 11.8326 | 11.5318 | 11.3776 | 11.5369 | 11.9367 | 13.744 | 16.4312 | 17.9529 | 20.1364 | 21.3345 | 21.801 | 22.0576 | 21.798 | 21.9547 | 21.6923 | 20.8885 | 20.1593 | 19.4689 | 18.8361 | 17.802 | 16.9296 | 15.6517 | 14.1883 | 12.8827 | 0 | 0 | 0 | 0 | 0 | 0 | 0 | 0 | 0 | 0 | 0 | 0 | 0 | 0 | 0.2068 | 0.20209 | 0.20016 | 0.14958 | 0 | 0 | 0 | 0 | 0 | 0 | 45.7746 | 45.4256 | 45.2141 | 44.859 | 44.7818 | 44.0631 | 43.5826 | 43.6859 | 44.9088 | 48.2808 | 51.414 | 53.8188 | 55.4748 | 56.4412 | 57.126 | 57.4508 | 57.0286 | 56.0113 | 53.8657 | 51.6355 | 50.0086 | 48.6336 | 47.4996 | 46.278 | 0.027277 | 0.028636 | 0.027694 | 0.024637 | 0.02535 | 0.02829 | 0.034885 | 0.03969 | 0.044462 | 0.045904 | 0.045367 | 0.045477 | 0.044993 | 0.044869 | 0.043376 | 0.039148 | 0.035939 | 0.034541 | 0.03307 | 0.031887 | 0.031433 | 0.028959 | 0.028302 | 0.030112
Portfolio Adjusted1-in-10Size: 20 kW to 199.99 kWOther2019March Monthly Peak | Portfolio Adjusted | 1-in-10 | Size: 20 kW to 199.99 kW | Other | 2019 | March Monthly Peak | 3 | 12.586 | 11.9959 | 11.7073 | 11.7483 | 12.2018 | 13.3899 | 15.5583 | 17.0533 | 19.2209 | 21.0628 | 22.4812 | 23.4659 | 24.1298 | 24.8082 | 25.0235 | 24.6034 | 23.6088 | 22.1197 | 20.7684 | 20.3439 | 19.248 | 17.695 | 15.5996 | 13.9355 | 0 | 0 | 0 | 0 | 0 | 0 | 0 | 0 | 0 | 0 | 0 | 0 | 0 | 0 | 0.23855 | 0.23803 | 0.23441 | 0.16995 | 0 | 0 | 0 | 0 | 0 | 0 | 56.3588 | 55.1761 | 54.3378 | 53.4048 | 52.6736 | 51.854 | 51.225 | 51.6774 | 55.3421 | 60.7852 | 66.0616 | 70.3687 | 73.2391 | 74.8442 | 75.6493 | 76.0145 | 75.6576 | 74.2725 | 71.6495 | 67.7963 | 64.3434 | 61.5065 | 59.3522 | 57.7124 | 0.029014 | 0.029789 | 0.028496 | 0.025088 | 0.025913 | 0.027561 | 0.033032 | 0.037701 | 0.04244 | 0.045319 | 0.046782 | 0.04838 | 0.049806 | 0.050701 | 0.050037 | 0.04611 | 0.042088 | 0.039244 | 0.036463 | 0.03644 | 0.035737 | 0.032739 | 0.031117 | 0.032573
Portfolio Adjusted1-in-10Size: 20 kW to 199.99 kWOther2019April Monthly Peak | Portfolio Adjusted | 1-in-10 | Size: 20 kW to 199.99 kW | Other | 2019 | April Monthly Peak | 4 | 13.4903 | 12.8064 | 12.408 | 12.3866 | 12.8571 | 13.9968 | 15.8145 | 17.8418 | 20.905 | 23.4293 | 25.5522 | 26.9623 | 27.8185 | 28.5142 | 28.6738 | 28.194 | 26.9266 | 24.9282 | 22.7462 | 22.2099 | 21.2481 | 19.5244 | 17.1081 | 15.1499 | 0 | 0 | 0 | 0 | 0 | 0 | 0 | 0 | 0 | 0 | 0 | 0 | 0 | 0 | 0.27335 | 0.27276 | 0.26735 | 0.19152 | 0 | 0 | 0 | 0 | 0 | 0 | 66.9273 | 65.498 | 63.8219 | 62.6264 | 61.4734 | 60.3576 | 59.7403 | 59.6921 | 63.1361 | 69.5057 | 75.8598 | 81.1435 | 84.2907 | 86.3332 | 87.5612 | 88.2366 | 88.0744 | 87.3945 | 85.3463 | 82.2399 | 78.1228 | 74.378 | 71.5874 | 69.9234 | 0.031098 | 0.031802 | 0.030202 | 0.026451 | 0.027305 | 0.02881 | 0.033576 | 0.039444 | 0.046159 | 0.050411 | 0.053173 | 0.055589 | 0.05742 | 0.058275 | 0.057336 | 0.05284 | 0.048003 | 0.044227 | 0.039935 | 0.039782 | 0.039451 | 0.036124 | 0.034126 | 0.035411
Portfolio Adjusted1-in-10Size: 20 kW to 199.99 kWOther2019May Monthly Peak | Portfolio Adjusted | 1-in-10 | Size: 20 kW to 199.99 kW | Other | 2019 | May Monthly Peak | 5 | 14.2027 | 13.4542 | 13.03 | 12.9806 | 13.4943 | 14.717 | 16.3394 | 18.9102 | 22.4714 | 25.2403 | 27.4903 | 28.9291 | 29.6907 | 30.2777 | 30.3394 | 29.8076 | 28.4506 | 26.3656 | 23.9702 | 22.9787 | 22.3233 | 20.5973 | 18.0359 | 15.9927 | 0 | 0 | 0 | 0 | 0 | 0 | 0 | 0 | 0 | 0 | 0 | 0 | 0 | 0 | 0.28923 | 0.28837 | 0.28249 | 0.20257 | 0 | 0 | 0 | 0 | 0 | 0 | 71.328 | 69.648 | 68.2946 | 66.9497 | 65.6211 | 64.6744 | 64.1199 | 64.5317 | 67.9488 | 73.4723 | 79.4167 | 83.6679 | 87.1322 | 89.4501 | 90.879 | 91.4573 | 91.1618 | 90.484 | 88.8014 | 86.3377 | 82.5311 | 78.4193 | 75.4251 | 72.5984 | 0.03274 | 0.033411 | 0.031716 | 0.02772 | 0.028658 | 0.030292 | 0.03469 | 0.041806 | 0.049618 | 0.054307 | 0.057206 | 0.059644 | 0.061284 | 0.061879 | 0.060667 | 0.055864 | 0.05072 | 0.046777 | 0.042084 | 0.041159 | 0.041447 | 0.038109 | 0.035976 | 0.037381
Portfolio Adjusted1-in-10Size: 20 kW to 199.99 kWOther2019June Monthly Peak | Portfolio Adjusted | 1-in-10 | Size: 20 kW to 199.99 kW | Other | 2019 | June Monthly Peak | 6 | 15.1336 | 14.357 | 13.8447 | 13.7585 | 14.1729 | 15.5427 | 17.5268 | 20.6668 | 24.6253 | 27.7658 | 30.1169 | 31.6713 | 32.3747 | 32.9992 | 33.0345 | 32.3814 | 31.1037 | 28.8511 | 26.1596 | 24.5823 | 23.7477 | 21.9655 | 19.2791 | 17.0935 | 0 | 0 | 0 | 0 | 0 | 0 | 0 | 0 | 0 | 0 | 0 | 0 | 0 | 0 | 0.31492 | 0.31327 | 0.30883 | 0.22166 | 0 | 0 | 0 | 0 | 0 | 0 | 73.932 | 72.4007 | 71.2887 | 69.9067 | 69.0655 | 67.5569 | 66.7026 | 67.4977 | 71.6225 | 77.0836 | 82.1798 | 85.7844 | 88.3314 | 90.1553 | 91.4893 | 92.2708 | 92.6919 | 92.1663 | 90.8976 | 88.8434 | 85.7144 | 81.8513 | 79.2203 | 77.3039 | 0.034887 | 0.035652 | 0.033699 | 0.029381 | 0.030099 | 0.031992 | 0.037211 | 0.04569 | 0.054374 | 0.059741 | 0.062672 | 0.065297 | 0.066824 | 0.067441 | 0.066056 | 0.060687 | 0.05545 | 0.051187 | 0.045928 | 0.044031 | 0.044092 | 0.040641 | 0.038456 | 0.039954
Portfolio Adjusted1-in-10Size: 20 kW to 199.99 kWOther2019July Monthly Peak | Portfolio Adjusted | 1-in-10 | Size: 20 kW to 199.99 kW | Other | 2019 | July Monthly Peak | 7 | 15.8167 | 14.9872 | 14.4736 | 14.3662 | 14.8009 | 16.4428 | 18.7779 | 21.9413 | 25.9403 | 29.0972 | 31.4674 | 33.0582 | 33.8257 | 34.4653 | 34.534 | 33.8225 | 32.5538 | 30.2389 | 27.2661 | 25.5508 | 24.6792 | 22.8499 | 20.0947 | 17.8305 | 0 | 0 | 0 | 0 | 0 | 0 | 0 | 0 | 0 | 0 | 0 | 0 | 0 | 0 | 0.32922 | 0.32722 | 0.32323 | 0.23233 | 0 | 0 | 0 | 0 | 0 | 0 | 75.7144 | 74.6277 | 73.4927 | 72.4692 | 71.6454 | 70.7259 | 70.0535 | 70.3265 | 73.6457 | 78.6853 | 83.6123 | 87.4726 | 90.1291 | 91.9458 | 92.824 | 93.0876 | 92.8966 | 92.2913 | 90.8061 | 88.5644 | 85.7396 | 82.6358 | 80.4285 | 78.9324 | 0.036461 | 0.037217 | 0.035229 | 0.030678 | 0.031433 | 0.033845 | 0.039867 | 0.048507 | 0.057277 | 0.062606 | 0.065483 | 0.068157 | 0.069819 | 0.070438 | 0.069054 | 0.063388 | 0.058035 | 0.053649 | 0.047871 | 0.045766 | 0.045821 | 0.042277 | 0.040083 | 0.041677
Portfolio Adjusted1-in-10Size: 20 kW to 199.99 kWOther2019August Monthly Peak | Portfolio Adjusted | 1-in-10 | Size: 20 kW to 199.99 kW | Other | 2019 | August Monthly Peak | 8 | 15.9414 | 15.0967 | 14.5807 | 14.4997 | 14.9693 | 16.5749 | 18.9775 | 21.978 | 26.1362 | 29.4307 | 31.9137 | 33.5414 | 34.3183 | 34.9457 | 34.9635 | 34.2169 | 32.8972 | 30.4637 | 27.3416 | 25.9356 | 24.937 | 22.93 | 20.1753 | 17.8332 | 0 | 0 | 0 | 0 | 0 | 0 | 0 | 0 | 0 | 0 | 0 | 0 | 0 | 0 | 0.33331 | 0.33103 | 0.32663 | 0.23405 | 0 | 0 | 0 | 0 | 0 | 0 | 76.3436 | 75.2518 | 73.9081 | 72.8972 | 71.9644 | 71.2206 | 70.5425 | 70.3808 | 73.0959 | 78.2508 | 82.9274 | 87.1984 | 90.4345 | 92.5913 | 93.8913 | 94.2999 | 93.876 | 93.0282 | 91.8233 | 89.6192 | 86.0461 | 83.094 | 81.2402 | 79.3793 | 0.036749 | 0.037489 | 0.03549 | 0.030964 | 0.03179 | 0.034117 | 0.040291 | 0.048588 | 0.05771 | 0.063323 | 0.066411 | 0.069153 | 0.070836 | 0.071419 | 0.069913 | 0.064127 | 0.058647 | 0.054048 | 0.048003 | 0.046455 | 0.0463 | 0.042425 | 0.040244 | 0.041683
Portfolio Adjusted1-in-10Size: 20 kW to 199.99 kWOther2019September Monthly Peak | Portfolio Adjusted | 1-in-10 | Size: 20 kW to 199.99 kW | Other | 2019 | September Monthly Peak | 9 | 15.8482 | 15.0979 | 14.6062 | 14.5072 | 15.0149 | 16.6756 | 19.3976 | 22.1267 | 26.3719 | 29.7833 | 32.3744 | 33.9917 | 34.7686 | 35.3606 | 35.2365 | 34.3288 | 32.8527 | 30.2174 | 27.2036 | 26.35 | 24.6935 | 22.6295 | 19.826 | 17.6686 | 0 | 0 | 0 | 0 | 0 | 0 | 0 | 0 | 0 | 0 | 0 | 0 | 0 | 0 | 0.33592 | 0.33211 | 0.32619 | 0.23216 | 0 | 0 | 0 | 0 | 0 | 0 | 76.7847 | 75.5201 | 74.133 | 73.1763 | 72.0851 | 70.9799 | 70.2343 | 70.0395 | 72.3009 | 77.4315 | 83.0754 | 88.0488 | 91.9311 | 94.39 | 95.067 | 95.7162 | 95.7146 | 94.8508 | 93.1308 | 90.1143 | 85.7613 | 82.6166 | 80.4544 | 78.6681 | 0.036534 | 0.037492 | 0.035552 | 0.030979 | 0.031887 | 0.034324 | 0.041183 | 0.048917 | 0.05823 | 0.064082 | 0.06737 | 0.070081 | 0.071765 | 0.072267 | 0.070459 | 0.064337 | 0.058568 | 0.053611 | 0.047761 | 0.047198 | 0.045848 | 0.041869 | 0.039547 | 0.041298
Portfolio Adjusted1-in-10Size: 20 kW to 199.99 kWOther2019October Monthly Peak | Portfolio Adjusted | 1-in-10 | Size: 20 kW to 199.99 kW | Other | 2019 | October Monthly Peak | 10 | 14.3723 | 13.6726 | 13.29 | 13.2376 | 13.7097 | 15.0795 | 17.5886 | 19.6111 | 22.7699 | 25.7063 | 27.9189 | 29.4533 | 30.1932 | 30.8618 | 30.9425 | 30.2429 | 28.7921 | 26.5507 | 24.8827 | 23.8782 | 22.2458 | 20.3978 | 17.8767 | 15.9548 | 0 | 0 | 0 | 0 | 0 | 0 | 0 | 0 | 0 | 0 | 0 | 0 | 0 | 0 | 0.29498 | 0.29258 | 0.28588 | 0.20399 | 0 | 0 | 0 | 0 | 0 | 0 | 72.4257 | 71.2181 | 70.0479 | 68.6395 | 67.5858 | 66.5304 | 66.0929 | 65.663 | 66.4449 | 71.2332 | 76.948 | 81.7946 | 85.2035 | 87.6737 | 88.8783 | 89.2109 | 88.5792 | 87.086 | 84.5518 | 81.3727 | 78.1697 | 75.802 | 73.9279 | 72.4167 | 0.033131 | 0.033953 | 0.032348 | 0.028268 | 0.029116 | 0.031038 | 0.037342 | 0.043356 | 0.050277 | 0.05531 | 0.058098 | 0.060724 | 0.062321 | 0.063073 | 0.061873 | 0.05668 | 0.051329 | 0.047106 | 0.043686 | 0.04277 | 0.041303 | 0.03774 | 0.035659 | 0.037292
Portfolio Adjusted1-in-10Size: 20 kW to 199.99 kWOther2019November Monthly Peak | Portfolio Adjusted | 1-in-10 | Size: 20 kW to 199.99 kW | Other | 2019 | November Monthly Peak | 11 | 12.4499 | 11.894 | 11.6939 | 11.6992 | 12.2188 | 13.3169 | 14.848 | 16.5789 | 18.9764 | 20.804 | 22.2068 | 23.0562 | 23.5673 | 23.9872 | 23.9778 | 23.3721 | 22.4306 | 22.0309 | 20.5248 | 19.4876 | 18.3433 | 16.9412 | 15.0519 | 13.5373 | 0 | 0 | 0 | 0 | 0 | 0 | 0 | 0 | 0 | 0 | 0 | 0 | 0 | 0 | 0.22858 | 0.22611 | 0.22271 | 0.16926 | 0 | 0 | 0 | 0 | 0 | 0 | 59.5439 | 58.1612 | 56.9544 | 55.6419 | 54.8538 | 54.3258 | 53.7238 | 53.3507 | 55.6617 | 60.1722 | 65.6348 | 69.8899 | 72.7195 | 74.4317 | 75.5831 | 75.9213 | 75.0182 | 72.743 | 69.9212 | 66.6301 | 64.3035 | 62.7825 | 61.2438 | 60.1131 | 0.0287 | 0.029536 | 0.028464 | 0.024983 | 0.025949 | 0.027411 | 0.031524 | 0.036652 | 0.041901 | 0.044762 | 0.046211 | 0.047535 | 0.048645 | 0.049023 | 0.047946 | 0.043803 | 0.039988 | 0.039087 | 0.036035 | 0.034906 | 0.034058 | 0.031345 | 0.030024 | 0.031642
Portfolio Adjusted1-in-10Size: 20 kW to 199.99 kWOther2019December Monthly Peak | Portfolio Adjusted | 1-in-10 | Size: 20 kW to 199.99 kW | Other | 2019 | December Monthly Peak | 12 | 12.0278 | 11.8787 | 11.7867 | 11.9127 | 12.3061 | 14.5096 | 17.7429 | 19.5857 | 21.8509 | 22.7243 | 22.5254 | 22.1466 | 21.2251 | 20.9082 | 20.2359 | 19.1092 | 19.0557 | 19.0098 | 17.7867 | 16.9679 | 16.3153 | 15.3697 | 14.4024 | 13.1717 | 0 | 0 | 0 | 0 | 0 | 0 | 0 | 0 | 0 | 0 | 0 | 0 | 0 | 0 | 0.19291 | 0.18487 | 0.1892 | 0.14605 | 0 | 0 | 0 | 0 | 0 | 0 | 40.9118 | 40.2331 | 39.9706 | 39.487 | 39.0477 | 38.4521 | 38.2537 | 38.0297 | 38.6038 | 41.4214 | 44.2271 | 46.8235 | 48.5208 | 49.3804 | 49.799 | 49.788 | 49.0485 | 47.4474 | 45.6723 | 44.3764 | 43.3841 | 42.3696 | 41.9854 | 41.5203 | 0.027727 | 0.029498 | 0.028689 | 0.025439 | 0.026135 | 0.029865 | 0.03767 | 0.043299 | 0.048248 | 0.048894 | 0.046874 | 0.04566 | 0.04381 | 0.042731 | 0.040464 | 0.035813 | 0.033971 | 0.033727 | 0.031228 | 0.030393 | 0.030292 | 0.028437 | 0.028729 | 0.030787
Portfolio Adjusted1-in-10Size: 20 kW to 199.99 kWOther2019Typical Event Day | Portfolio Adjusted | 1-in-10 | Size: 20 kW to 199.99 kW | Other | 2019 | Typical Event Day | 8 | 15.8561 | 15.0123 | 14.5011 | 14.4217 | 14.8926 | 16.4666 | 18.8247 | 21.7806 | 25.8715 | 29.1186 | 31.5746 | 33.1866 | 33.9757 | 34.614 | 34.6512 | 33.9297 | 32.6202 | 30.2186 | 27.141 | 25.7561 | 24.7743 | 22.7839 | 20.0417 | 17.7165 | 0 | 0 | 0 | 0 | 0 | 0 | 0 | 0 | 0 | 0 | 0 | 0 | 0 | 0 | 0.33034 | 0.32825 | 0.32389 | 0.23217 | 0 | 0 | 0 | 0 | 0 | 0 | 75.6936 | 74.4501 | 73.2056 | 72.1123 | 71.1901 | 70.1208 | 69.3832 | 69.5611 | 72.6663 | 77.8628 | 82.9487 | 87.126 | 90.2065 | 92.2706 | 93.3179 | 93.8436 | 93.7948 | 93.0841 | 91.6645 | 89.2853 | 85.8153 | 82.5494 | 80.3358 | 78.5709 | 0.036552 | 0.03728 | 0.035296 | 0.030797 | 0.031628 | 0.033894 | 0.039967 | 0.048152 | 0.057125 | 0.062652 | 0.065705 | 0.068421 | 0.070129 | 0.070742 | 0.069289 | 0.063589 | 0.058153 | 0.053613 | 0.047651 | 0.046134 | 0.045998 | 0.042155 | 0.039978 | 0.04141
Portfolio Adjusted1-in-10Size: 20 kW to 199.99 kWOther2020January Monthly Peak | Portfolio Adjusted | 1-in-10 | Size: 20 kW to 199.99 kW | Other | 2020 | January Monthly Peak | 1 | 11.489 | 11.6003 | 11.5446 | 11.7488 | 11.9167 | 15.0331 | 19.4696 | 21.5662 | 23.9487 | 24.7731 | 24.0478 | 23.53 | 21.974 | 21.4923 | 20.4317 | 18.7562 | 18.6176 | 18.2749 | 16.9148 | 15.9044 | 15.3557 | 14.2926 | 13.6176 | 12.6228 | 0 | 0 | 0 | 0 | 0 | 0 | 0 | 0 | 0 | 0 | 0 | 0 | 0 | 0 | 0.19478 | 0.18146 | 0.18485 | 0.14041 | 0 | 0 | 0 | 0 | 0 | 0 | 37.6087 | 36.836 | 36.2891 | 35.4815 | 34.9616 | 34.4666 | 33.9882 | 33.6903 | 34.2634 | 37.3342 | 40.6872 | 43.2122 | 44.8986 | 46.1718 | 47.1804 | 47.3531 | 47.15 | 46.1874 | 44.3274 | 42.9785 | 41.8451 | 41.1675 | 40.3653 | 39.6955 | 0.026485 | 0.028807 | 0.0281 | 0.025089 | 0.025308 | 0.030943 | 0.041336 | 0.047678 | 0.052879 | 0.053302 | 0.050042 | 0.048512 | 0.045356 | 0.043924 | 0.040855 | 0.035152 | 0.03319 | 0.032423 | 0.029697 | 0.028488 | 0.028511 | 0.026444 | 0.027163 | 0.029504
Portfolio Adjusted1-in-10Size: 20 kW to 199.99 kWOther2020February Monthly Peak | Portfolio Adjusted | 1-in-10 | Size: 20 kW to 199.99 kW | Other | 2020 | February Monthly Peak | 2 | 11.8326 | 11.5318 | 11.3776 | 11.5369 | 11.9367 | 13.744 | 16.4312 | 17.9529 | 20.1364 | 21.3345 | 21.801 | 22.0576 | 21.798 | 21.9547 | 21.6923 | 20.8885 | 20.1593 | 19.4689 | 18.8361 | 17.802 | 16.9296 | 15.6517 | 14.1883 | 12.8827 | 0 | 0 | 0 | 0 | 0 | 0 | 0 | 0 | 0 | 0 | 0 | 0 | 0 | 0 | 0.2068 | 0.20209 | 0.20016 | 0.14958 | 0 | 0 | 0 | 0 | 0 | 0 | 45.7746 | 45.4256 | 45.2141 | 44.859 | 44.7818 | 44.0631 | 43.5826 | 43.6859 | 44.9088 | 48.2808 | 51.414 | 53.8188 | 55.4748 | 56.4412 | 57.126 | 57.4508 | 57.0286 | 56.0113 | 53.8657 | 51.6355 | 50.0086 | 48.6336 | 47.4996 | 46.278 | 0.027277 | 0.028636 | 0.027694 | 0.024637 | 0.02535 | 0.02829 | 0.034885 | 0.03969 | 0.044462 | 0.045904 | 0.045367 | 0.045477 | 0.044993 | 0.044869 | 0.043376 | 0.039148 | 0.035939 | 0.034541 | 0.03307 | 0.031887 | 0.031433 | 0.028959 | 0.028302 | 0.030112
Portfolio Adjusted1-in-10Size: 20 kW to 199.99 kWOther2020March Monthly Peak | Portfolio Adjusted | 1-in-10 | Size: 20 kW to 199.99 kW | Other | 2020 | March Monthly Peak | 3 | 12.586 | 11.9959 | 11.7073 | 11.7483 | 12.2018 | 13.3899 | 15.5583 | 17.0533 | 19.2209 | 21.0628 | 22.4812 | 23.4659 | 24.1298 | 24.8082 | 25.0235 | 24.6034 | 23.6088 | 22.1197 | 20.7684 | 20.3439 | 19.248 | 17.695 | 15.5996 | 13.9355 | 0 | 0 | 0 | 0 | 0 | 0 | 0 | 0 | 0 | 0 | 0 | 0 | 0 | 0 | 0.23855 | 0.23803 | 0.23441 | 0.16995 | 0 | 0 | 0 | 0 | 0 | 0 | 56.3588 | 55.1761 | 54.3378 | 53.4048 | 52.6736 | 51.854 | 51.225 | 51.6774 | 55.3421 | 60.7852 | 66.0616 | 70.3687 | 73.2391 | 74.8442 | 75.6493 | 76.0145 | 75.6576 | 74.2725 | 71.6495 | 67.7963 | 64.3434 | 61.5065 | 59.3522 | 57.7124 | 0.029014 | 0.029789 | 0.028496 | 0.025088 | 0.025913 | 0.027561 | 0.033032 | 0.037701 | 0.04244 | 0.045319 | 0.046782 | 0.04838 | 0.049806 | 0.050701 | 0.050037 | 0.04611 | 0.042088 | 0.039244 | 0.036463 | 0.03644 | 0.035737 | 0.032739 | 0.031117 | 0.032573
Portfolio Adjusted1-in-10Size: 20 kW to 199.99 kWOther2020April Monthly Peak | Portfolio Adjusted | 1-in-10 | Size: 20 kW to 199.99 kW | Other | 2020 | April Monthly Peak | 4 | 13.4903 | 12.8064 | 12.408 | 12.3866 | 12.8571 | 13.9968 | 15.8145 | 17.8418 | 20.905 | 23.4293 | 25.5522 | 26.9623 | 27.8185 | 28.5142 | 28.6738 | 28.194 | 26.9266 | 24.9282 | 22.7462 | 22.2099 | 21.2481 | 19.5244 | 17.1081 | 15.1499 | 0 | 0 | 0 | 0 | 0 | 0 | 0 | 0 | 0 | 0 | 0 | 0 | 0 | 0 | 0.27335 | 0.27276 | 0.26735 | 0.19152 | 0 | 0 | 0 | 0 | 0 | 0 | 66.9273 | 65.498 | 63.8219 | 62.6264 | 61.4734 | 60.3576 | 59.7403 | 59.6921 | 63.1361 | 69.5057 | 75.8598 | 81.1435 | 84.2907 | 86.3332 | 87.5612 | 88.2366 | 88.0744 | 87.3945 | 85.3463 | 82.2399 | 78.1228 | 74.378 | 71.5874 | 69.9234 | 0.031098 | 0.031802 | 0.030202 | 0.026451 | 0.027305 | 0.02881 | 0.033576 | 0.039444 | 0.046159 | 0.050411 | 0.053173 | 0.055589 | 0.05742 | 0.058275 | 0.057336 | 0.05284 | 0.048003 | 0.044227 | 0.039935 | 0.039782 | 0.039451 | 0.036124 | 0.034126 | 0.035411
Portfolio Adjusted1-in-10Size: 20 kW to 199.99 kWOther2020May Monthly Peak | Portfolio Adjusted | 1-in-10 | Size: 20 kW to 199.99 kW | Other | 2020 | May Monthly Peak | 5 | 14.2027 | 13.4542 | 13.03 | 12.9806 | 13.4943 | 14.717 | 16.3394 | 18.9102 | 22.4714 | 25.2403 | 27.4903 | 28.9291 | 29.6907 | 30.2777 | 30.3394 | 29.8076 | 28.4506 | 26.3656 | 23.9702 | 22.9787 | 22.3233 | 20.5973 | 18.0359 | 15.9927 | 0 | 0 | 0 | 0 | 0 | 0 | 0 | 0 | 0 | 0 | 0 | 0 | 0 | 0 | 0.28923 | 0.28837 | 0.28249 | 0.20257 | 0 | 0 | 0 | 0 | 0 | 0 | 71.328 | 69.648 | 68.2946 | 66.9497 | 65.6211 | 64.6744 | 64.1199 | 64.5317 | 67.9488 | 73.4723 | 79.4167 | 83.6679 | 87.1322 | 89.4501 | 90.879 | 91.4573 | 91.1618 | 90.484 | 88.8014 | 86.3377 | 82.5311 | 78.4193 | 75.4251 | 72.5984 | 0.03274 | 0.033411 | 0.031716 | 0.02772 | 0.028658 | 0.030292 | 0.03469 | 0.041806 | 0.049618 | 0.054307 | 0.057206 | 0.059644 | 0.061284 | 0.061879 | 0.060667 | 0.055864 | 0.05072 | 0.046777 | 0.042084 | 0.041159 | 0.041447 | 0.038109 | 0.035976 | 0.037381
Portfolio Adjusted1-in-10Size: 20 kW to 199.99 kWOther2020June Monthly Peak | Portfolio Adjusted | 1-in-10 | Size: 20 kW to 199.99 kW | Other | 2020 | June Monthly Peak | 6 | 15.1336 | 14.357 | 13.8447 | 13.7585 | 14.1729 | 15.5427 | 17.5268 | 20.6668 | 24.6253 | 27.7658 | 30.1169 | 31.6713 | 32.3747 | 32.9992 | 33.0345 | 32.3814 | 31.1037 | 28.8511 | 26.1596 | 24.5823 | 23.7477 | 21.9655 | 19.2791 | 17.0935 | 0 | 0 | 0 | 0 | 0 | 0 | 0 | 0 | 0 | 0 | 0 | 0 | 0 | 0 | 0.31492 | 0.31327 | 0.30883 | 0.22166 | 0 | 0 | 0 | 0 | 0 | 0 | 73.932 | 72.4007 | 71.2887 | 69.9067 | 69.0655 | 67.5569 | 66.7026 | 67.4977 | 71.6225 | 77.0836 | 82.1798 | 85.7844 | 88.3314 | 90.1553 | 91.4893 | 92.2708 | 92.6919 | 92.1663 | 90.8976 | 88.8434 | 85.7144 | 81.8513 | 79.2203 | 77.3039 | 0.034887 | 0.035652 | 0.033699 | 0.029381 | 0.030099 | 0.031992 | 0.037211 | 0.04569 | 0.054374 | 0.059741 | 0.062672 | 0.065297 | 0.066824 | 0.067441 | 0.066056 | 0.060687 | 0.05545 | 0.051187 | 0.045928 | 0.044031 | 0.044092 | 0.040641 | 0.038456 | 0.039954
Portfolio Adjusted1-in-10Size: 20 kW to 199.99 kWOther2020July Monthly Peak | Portfolio Adjusted | 1-in-10 | Size: 20 kW to 199.99 kW | Other | 2020 | July Monthly Peak | 7 | 15.8167 | 14.9872 | 14.4736 | 14.3662 | 14.8009 | 16.4428 | 18.7779 | 21.9413 | 25.9403 | 29.0972 | 31.4674 | 33.0582 | 33.8257 | 34.4653 | 34.534 | 33.8225 | 32.5538 | 30.2389 | 27.2661 | 25.5508 | 24.6792 | 22.8499 | 20.0947 | 17.8305 | 0 | 0 | 0 | 0 | 0 | 0 | 0 | 0 | 0 | 0 | 0 | 0 | 0 | 0 | 0.32922 | 0.32722 | 0.32323 | 0.23233 | 0 | 0 | 0 | 0 | 0 | 0 | 75.7144 | 74.6277 | 73.4927 | 72.4692 | 71.6454 | 70.7259 | 70.0535 | 70.3265 | 73.6457 | 78.6853 | 83.6123 | 87.4726 | 90.1291 | 91.9458 | 92.824 | 93.0876 | 92.8966 | 92.2913 | 90.8061 | 88.5644 | 85.7396 | 82.6358 | 80.4285 | 78.9324 | 0.036461 | 0.037217 | 0.035229 | 0.030678 | 0.031433 | 0.033845 | 0.039867 | 0.048507 | 0.057277 | 0.062606 | 0.065483 | 0.068157 | 0.069819 | 0.070438 | 0.069054 | 0.063388 | 0.058035 | 0.053649 | 0.047871 | 0.045766 | 0.045821 | 0.042277 | 0.040083 | 0.041677
Portfolio Adjusted1-in-10Size: 20 kW to 199.99 kWOther2020August Monthly Peak | Portfolio Adjusted | 1-in-10 | Size: 20 kW to 199.99 kW | Other | 2020 | August Monthly Peak | 8 | 15.9414 | 15.0967 | 14.5807 | 14.4997 | 14.9693 | 16.5749 | 18.9775 | 21.978 | 26.1362 | 29.4307 | 31.9137 | 33.5414 | 34.3183 | 34.9457 | 34.9635 | 34.2169 | 32.8972 | 30.4637 | 27.3416 | 25.9356 | 24.937 | 22.93 | 20.1753 | 17.8332 | 0 | 0 | 0 | 0 | 0 | 0 | 0 | 0 | 0 | 0 | 0 | 0 | 0 | 0 | 0.33331 | 0.33103 | 0.32663 | 0.23405 | 0 | 0 | 0 | 0 | 0 | 0 | 76.3436 | 75.2518 | 73.9081 | 72.8972 | 71.9644 | 71.2206 | 70.5425 | 70.3808 | 73.0959 | 78.2508 | 82.9274 | 87.1984 | 90.4345 | 92.5913 | 93.8913 | 94.2999 | 93.876 | 93.0282 | 91.8233 | 89.6192 | 86.0461 | 83.094 | 81.2402 | 79.3793 | 0.036749 | 0.037489 | 0.03549 | 0.030964 | 0.03179 | 0.034117 | 0.040291 | 0.048588 | 0.05771 | 0.063323 | 0.066411 | 0.069153 | 0.070836 | 0.071419 | 0.069913 | 0.064127 | 0.058647 | 0.054048 | 0.048003 | 0.046455 | 0.0463 | 0.042425 | 0.040244 | 0.041683
Portfolio Adjusted1-in-10Size: 20 kW to 199.99 kWOther2020September Monthly Peak | Portfolio Adjusted | 1-in-10 | Size: 20 kW to 199.99 kW | Other | 2020 | September Monthly Peak | 9 | 15.8482 | 15.0979 | 14.6062 | 14.5072 | 15.0149 | 16.6756 | 19.3976 | 22.1267 | 26.3719 | 29.7833 | 32.3744 | 33.9917 | 34.7686 | 35.3606 | 35.2365 | 34.3288 | 32.8527 | 30.2174 | 27.2036 | 26.35 | 24.6935 | 22.6295 | 19.826 | 17.6686 | 0 | 0 | 0 | 0 | 0 | 0 | 0 | 0 | 0 | 0 | 0 | 0 | 0 | 0 | 0.33592 | 0.33211 | 0.32619 | 0.23216 | 0 | 0 | 0 | 0 | 0 | 0 | 76.7847 | 75.5201 | 74.133 | 73.1763 | 72.0851 | 70.9799 | 70.2343 | 70.0395 | 72.3009 | 77.4315 | 83.0754 | 88.0488 | 91.9311 | 94.39 | 95.067 | 95.7162 | 95.7146 | 94.8508 | 93.1308 | 90.1143 | 85.7613 | 82.6166 | 80.4544 | 78.6681 | 0.036534 | 0.037492 | 0.035552 | 0.030979 | 0.031887 | 0.034324 | 0.041183 | 0.048917 | 0.05823 | 0.064082 | 0.06737 | 0.070081 | 0.071765 | 0.072267 | 0.070459 | 0.064337 | 0.058568 | 0.053611 | 0.047761 | 0.047198 | 0.045848 | 0.041869 | 0.039547 | 0.041298
Portfolio Adjusted1-in-10Size: 20 kW to 199.99 kWOther2020October Monthly Peak | Portfolio Adjusted | 1-in-10 | Size: 20 kW to 199.99 kW | Other | 2020 | October Monthly Peak | 10 | 14.3723 | 13.6726 | 13.29 | 13.2376 | 13.7097 | 15.0795 | 17.5886 | 19.6111 | 22.7699 | 25.7063 | 27.9189 | 29.4533 | 30.1932 | 30.8618 | 30.9425 | 30.2429 | 28.7921 | 26.5507 | 24.8827 | 23.8782 | 22.2458 | 20.3978 | 17.8767 | 15.9548 | 0 | 0 | 0 | 0 | 0 | 0 | 0 | 0 | 0 | 0 | 0 | 0 | 0 | 0 | 0.29498 | 0.29258 | 0.28588 | 0.20399 | 0 | 0 | 0 | 0 | 0 | 0 | 72.4257 | 71.2181 | 70.0479 | 68.6395 | 67.5858 | 66.5304 | 66.0929 | 65.663 | 66.4449 | 71.2332 | 76.948 | 81.7946 | 85.2035 | 87.6737 | 88.8783 | 89.2109 | 88.5792 | 87.086 | 84.5518 | 81.3727 | 78.1697 | 75.802 | 73.9279 | 72.4167 | 0.033131 | 0.033953 | 0.032348 | 0.028268 | 0.029116 | 0.031038 | 0.037342 | 0.043356 | 0.050277 | 0.05531 | 0.058098 | 0.060724 | 0.062321 | 0.063073 | 0.061873 | 0.05668 | 0.051329 | 0.047106 | 0.043686 | 0.04277 | 0.041303 | 0.03774 | 0.035659 | 0.037292
Portfolio Adjusted1-in-10Size: 20 kW to 199.99 kWOther2020November Monthly Peak | Portfolio Adjusted | 1-in-10 | Size: 20 kW to 199.99 kW | Other | 2020 | November Monthly Peak | 11 | 12.4499 | 11.894 | 11.6939 | 11.6992 | 12.2188 | 13.3169 | 14.848 | 16.5789 | 18.9764 | 20.804 | 22.2068 | 23.0562 | 23.5673 | 23.9872 | 23.9778 | 23.3721 | 22.4306 | 22.0309 | 20.5248 | 19.4876 | 18.3433 | 16.9412 | 15.0519 | 13.5373 | 0 | 0 | 0 | 0 | 0 | 0 | 0 | 0 | 0 | 0 | 0 | 0 | 0 | 0 | 0.22858 | 0.22611 | 0.22271 | 0.16926 | 0 | 0 | 0 | 0 | 0 | 0 | 59.5439 | 58.1612 | 56.9544 | 55.6419 | 54.8538 | 54.3258 | 53.7238 | 53.3507 | 55.6617 | 60.1722 | 65.6348 | 69.8899 | 72.7195 | 74.4317 | 75.5831 | 75.9213 | 75.0182 | 72.743 | 69.9212 | 66.6301 | 64.3035 | 62.7825 | 61.2438 | 60.1131 | 0.0287 | 0.029536 | 0.028464 | 0.024983 | 0.025949 | 0.027411 | 0.031524 | 0.036652 | 0.041901 | 0.044762 | 0.046211 | 0.047535 | 0.048645 | 0.049023 | 0.047946 | 0.043803 | 0.039988 | 0.039087 | 0.036035 | 0.034906 | 0.034058 | 0.031345 | 0.030024 | 0.031642
Portfolio Adjusted1-in-10Size: 20 kW to 199.99 kWOther2020December Monthly Peak | Portfolio Adjusted | 1-in-10 | Size: 20 kW to 199.99 kW | Other | 2020 | December Monthly Peak | 12 | 12.0278 | 11.8787 | 11.7867 | 11.9127 | 12.3061 | 14.5096 | 17.7429 | 19.5857 | 21.8509 | 22.7243 | 22.5254 | 22.1466 | 21.2251 | 20.9082 | 20.2359 | 19.1092 | 19.0557 | 19.0098 | 17.7867 | 16.9679 | 16.3153 | 15.3697 | 14.4024 | 13.1717 | 0 | 0 | 0 | 0 | 0 | 0 | 0 | 0 | 0 | 0 | 0 | 0 | 0 | 0 | 0.19291 | 0.18487 | 0.1892 | 0.14605 | 0 | 0 | 0 | 0 | 0 | 0 | 40.9118 | 40.2331 | 39.9706 | 39.487 | 39.0477 | 38.4521 | 38.2537 | 38.0297 | 38.6038 | 41.4214 | 44.2271 | 46.8235 | 48.5208 | 49.3804 | 49.799 | 49.788 | 49.0485 | 47.4474 | 45.6723 | 44.3764 | 43.3841 | 42.3696 | 41.9854 | 41.5203 | 0.027727 | 0.029498 | 0.028689 | 0.025439 | 0.026135 | 0.029865 | 0.03767 | 0.043299 | 0.048248 | 0.048894 | 0.046874 | 0.04566 | 0.04381 | 0.042731 | 0.040464 | 0.035813 | 0.033971 | 0.033727 | 0.031228 | 0.030393 | 0.030292 | 0.028437 | 0.028729 | 0.030787
Portfolio Adjusted1-in-10Size: 20 kW to 199.99 kWOther2020Typical Event Day | Portfolio Adjusted | 1-in-10 | Size: 20 kW to 199.99 kW | Other | 2020 | Typical Event Day | 8 | 15.8561 | 15.0123 | 14.5011 | 14.4217 | 14.8926 | 16.4666 | 18.8247 | 21.7806 | 25.8715 | 29.1186 | 31.5746 | 33.1866 | 33.9757 | 34.614 | 34.6512 | 33.9297 | 32.6202 | 30.2186 | 27.141 | 25.7561 | 24.7743 | 22.7839 | 20.0417 | 17.7165 | 0 | 0 | 0 | 0 | 0 | 0 | 0 | 0 | 0 | 0 | 0 | 0 | 0 | 0 | 0.33034 | 0.32825 | 0.32389 | 0.23217 | 0 | 0 | 0 | 0 | 0 | 0 | 75.6936 | 74.4501 | 73.2056 | 72.1123 | 71.1901 | 70.1208 | 69.3832 | 69.5611 | 72.6663 | 77.8628 | 82.9487 | 87.126 | 90.2065 | 92.2706 | 93.3179 | 93.8436 | 93.7948 | 93.0841 | 91.6645 | 89.2853 | 85.8153 | 82.5494 | 80.3358 | 78.5709 | 0.036552 | 0.03728 | 0.035296 | 0.030797 | 0.031628 | 0.033894 | 0.039967 | 0.048152 | 0.057125 | 0.062652 | 0.065705 | 0.068421 | 0.070129 | 0.070742 | 0.069289 | 0.063589 | 0.058153 | 0.053613 | 0.047651 | 0.046134 | 0.045998 | 0.042155 | 0.039978 | 0.04141
Portfolio Adjusted1-in-10Size: 20 kW to 199.99 kWOther2021January Monthly Peak | Portfolio Adjusted | 1-in-10 | Size: 20 kW to 199.99 kW | Other | 2021 | January Monthly Peak | 1 | 11.489 | 11.6003 | 11.5446 | 11.7488 | 11.9167 | 15.0331 | 19.4696 | 21.5662 | 23.9487 | 24.7731 | 24.0478 | 23.53 | 21.974 | 21.4923 | 20.4317 | 18.7562 | 18.6176 | 18.2749 | 16.9148 | 15.9044 | 15.3557 | 14.2926 | 13.6176 | 12.6228 | 0 | 0 | 0 | 0 | 0 | 0 | 0 | 0 | 0 | 0 | 0 | 0 | 0 | 0 | 0.19478 | 0.18146 | 0.18485 | 0.14041 | 0 | 0 | 0 | 0 | 0 | 0 | 37.6087 | 36.836 | 36.2891 | 35.4815 | 34.9616 | 34.4666 | 33.9882 | 33.6903 | 34.2634 | 37.3342 | 40.6872 | 43.2122 | 44.8986 | 46.1718 | 47.1804 | 47.3531 | 47.15 | 46.1874 | 44.3274 | 42.9785 | 41.8451 | 41.1675 | 40.3653 | 39.6955 | 0.026485 | 0.028807 | 0.0281 | 0.025089 | 0.025308 | 0.030943 | 0.041336 | 0.047678 | 0.052879 | 0.053302 | 0.050042 | 0.048512 | 0.045356 | 0.043924 | 0.040855 | 0.035152 | 0.03319 | 0.032423 | 0.029697 | 0.028488 | 0.028511 | 0.026444 | 0.027163 | 0.029504
Portfolio Adjusted1-in-10Size: 20 kW to 199.99 kWOther2021February Monthly Peak | Portfolio Adjusted | 1-in-10 | Size: 20 kW to 199.99 kW | Other | 2021 | February Monthly Peak | 2 | 11.8326 | 11.5318 | 11.3776 | 11.5369 | 11.9367 | 13.744 | 16.4312 | 17.9529 | 20.1364 | 21.3345 | 21.801 | 22.0576 | 21.798 | 21.9547 | 21.6923 | 20.8885 | 20.1593 | 19.4689 | 18.8361 | 17.802 | 16.9296 | 15.6517 | 14.1883 | 12.8827 | 0 | 0 | 0 | 0 | 0 | 0 | 0 | 0 | 0 | 0 | 0 | 0 | 0 | 0 | 0.2068 | 0.20209 | 0.20016 | 0.14958 | 0 | 0 | 0 | 0 | 0 | 0 | 45.7746 | 45.4256 | 45.2141 | 44.859 | 44.7818 | 44.0631 | 43.5826 | 43.6859 | 44.9088 | 48.2808 | 51.414 | 53.8188 | 55.4748 | 56.4412 | 57.126 | 57.4508 | 57.0286 | 56.0113 | 53.8657 | 51.6355 | 50.0086 | 48.6336 | 47.4996 | 46.278 | 0.027277 | 0.028636 | 0.027694 | 0.024637 | 0.02535 | 0.02829 | 0.034885 | 0.03969 | 0.044462 | 0.045904 | 0.045367 | 0.045477 | 0.044993 | 0.044869 | 0.043376 | 0.039148 | 0.035939 | 0.034541 | 0.03307 | 0.031887 | 0.031433 | 0.028959 | 0.028302 | 0.030112
Portfolio Adjusted1-in-10Size: 20 kW to 199.99 kWOther2021March Monthly Peak | Portfolio Adjusted | 1-in-10 | Size: 20 kW to 199.99 kW | Other | 2021 | March Monthly Peak | 3 | 12.586 | 11.9959 | 11.7073 | 11.7483 | 12.2018 | 13.3899 | 15.5583 | 17.0533 | 19.2209 | 21.0628 | 22.4812 | 23.4659 | 24.1298 | 24.8082 | 25.0235 | 24.6034 | 23.6088 | 22.1197 | 20.7684 | 20.3439 | 19.248 | 17.695 | 15.5996 | 13.9355 | 0 | 0 | 0 | 0 | 0 | 0 | 0 | 0 | 0 | 0 | 0 | 0 | 0 | 0 | 0.23855 | 0.23803 | 0.23441 | 0.16995 | 0 | 0 | 0 | 0 | 0 | 0 | 56.3588 | 55.1761 | 54.3378 | 53.4048 | 52.6736 | 51.854 | 51.225 | 51.6774 | 55.3421 | 60.7852 | 66.0616 | 70.3687 | 73.2391 | 74.8442 | 75.6493 | 76.0145 | 75.6576 | 74.2725 | 71.6495 | 67.7963 | 64.3434 | 61.5065 | 59.3522 | 57.7124 | 0.029014 | 0.029789 | 0.028496 | 0.025088 | 0.025913 | 0.027561 | 0.033032 | 0.037701 | 0.04244 | 0.045319 | 0.046782 | 0.04838 | 0.049806 | 0.050701 | 0.050037 | 0.04611 | 0.042088 | 0.039244 | 0.036463 | 0.03644 | 0.035737 | 0.032739 | 0.031117 | 0.032573
Portfolio Adjusted1-in-10Size: 20 kW to 199.99 kWOther2021April Monthly Peak | Portfolio Adjusted | 1-in-10 | Size: 20 kW to 199.99 kW | Other | 2021 | April Monthly Peak | 4 | 13.4903 | 12.8064 | 12.408 | 12.3866 | 12.8571 | 13.9968 | 15.8145 | 17.8418 | 20.905 | 23.4293 | 25.5522 | 26.9623 | 27.8185 | 28.5142 | 28.6738 | 28.194 | 26.9266 | 24.9282 | 22.7462 | 22.2099 | 21.2481 | 19.5244 | 17.1081 | 15.1499 | 0 | 0 | 0 | 0 | 0 | 0 | 0 | 0 | 0 | 0 | 0 | 0 | 0 | 0 | 0.27335 | 0.27276 | 0.26735 | 0.19152 | 0 | 0 | 0 | 0 | 0 | 0 | 66.9273 | 65.498 | 63.8219 | 62.6264 | 61.4734 | 60.3576 | 59.7403 | 59.6921 | 63.1361 | 69.5057 | 75.8598 | 81.1435 | 84.2907 | 86.3332 | 87.5612 | 88.2366 | 88.0744 | 87.3945 | 85.3463 | 82.2399 | 78.1228 | 74.378 | 71.5874 | 69.9234 | 0.031098 | 0.031802 | 0.030202 | 0.026451 | 0.027305 | 0.02881 | 0.033576 | 0.039444 | 0.046159 | 0.050411 | 0.053173 | 0.055589 | 0.05742 | 0.058275 | 0.057336 | 0.05284 | 0.048003 | 0.044227 | 0.039935 | 0.039782 | 0.039451 | 0.036124 | 0.034126 | 0.035411
Portfolio Adjusted1-in-10Size: 20 kW to 199.99 kWOther2021May Monthly Peak | Portfolio Adjusted | 1-in-10 | Size: 20 kW to 199.99 kW | Other | 2021 | May Monthly Peak | 5 | 14.2027 | 13.4542 | 13.03 | 12.9806 | 13.4943 | 14.717 | 16.3394 | 18.9102 | 22.4714 | 25.2403 | 27.4903 | 28.9291 | 29.6907 | 30.2777 | 30.3394 | 29.8076 | 28.4506 | 26.3656 | 23.9702 | 22.9787 | 22.3233 | 20.5973 | 18.0359 | 15.9927 | 0 | 0 | 0 | 0 | 0 | 0 | 0 | 0 | 0 | 0 | 0 | 0 | 0 | 0 | 0.28923 | 0.28837 | 0.28249 | 0.20257 | 0 | 0 | 0 | 0 | 0 | 0 | 71.328 | 69.648 | 68.2946 | 66.9497 | 65.6211 | 64.6744 | 64.1199 | 64.5317 | 67.9488 | 73.4723 | 79.4167 | 83.6679 | 87.1322 | 89.4501 | 90.879 | 91.4573 | 91.1618 | 90.484 | 88.8014 | 86.3377 | 82.5311 | 78.4193 | 75.4251 | 72.5984 | 0.03274 | 0.033411 | 0.031716 | 0.02772 | 0.028658 | 0.030292 | 0.03469 | 0.041806 | 0.049618 | 0.054307 | 0.057206 | 0.059644 | 0.061284 | 0.061879 | 0.060667 | 0.055864 | 0.05072 | 0.046777 | 0.042084 | 0.041159 | 0.041447 | 0.038109 | 0.035976 | 0.037381
Portfolio Adjusted1-in-10Size: 20 kW to 199.99 kWOther2021June Monthly Peak | Portfolio Adjusted | 1-in-10 | Size: 20 kW to 199.99 kW | Other | 2021 | June Monthly Peak | 6 | 15.1336 | 14.357 | 13.8447 | 13.7585 | 14.1729 | 15.5427 | 17.5268 | 20.6668 | 24.6253 | 27.7658 | 30.1169 | 31.6713 | 32.3747 | 32.9992 | 33.0345 | 32.3814 | 31.1037 | 28.8511 | 26.1596 | 24.5823 | 23.7477 | 21.9655 | 19.2791 | 17.0935 | 0 | 0 | 0 | 0 | 0 | 0 | 0 | 0 | 0 | 0 | 0 | 0 | 0 | 0 | 0.31492 | 0.31327 | 0.30883 | 0.22166 | 0 | 0 | 0 | 0 | 0 | 0 | 73.932 | 72.4007 | 71.2887 | 69.9067 | 69.0655 | 67.5569 | 66.7026 | 67.4977 | 71.6225 | 77.0836 | 82.1798 | 85.7844 | 88.3314 | 90.1553 | 91.4893 | 92.2708 | 92.6919 | 92.1663 | 90.8976 | 88.8434 | 85.7144 | 81.8513 | 79.2203 | 77.3039 | 0.034887 | 0.035652 | 0.033699 | 0.029381 | 0.030099 | 0.031992 | 0.037211 | 0.04569 | 0.054374 | 0.059741 | 0.062672 | 0.065297 | 0.066824 | 0.067441 | 0.066056 | 0.060687 | 0.05545 | 0.051187 | 0.045928 | 0.044031 | 0.044092 | 0.040641 | 0.038456 | 0.039954
Portfolio Adjusted1-in-10Size: 20 kW to 199.99 kWOther2021July Monthly Peak | Portfolio Adjusted | 1-in-10 | Size: 20 kW to 199.99 kW | Other | 2021 | July Monthly Peak | 7 | 15.8167 | 14.9872 | 14.4736 | 14.3662 | 14.8009 | 16.4428 | 18.7779 | 21.9413 | 25.9403 | 29.0972 | 31.4674 | 33.0582 | 33.8257 | 34.4653 | 34.534 | 33.8225 | 32.5538 | 30.2389 | 27.2661 | 25.5508 | 24.6792 | 22.8499 | 20.0947 | 17.8305 | 0 | 0 | 0 | 0 | 0 | 0 | 0 | 0 | 0 | 0 | 0 | 0 | 0 | 0 | 0.32922 | 0.32722 | 0.32323 | 0.23233 | 0 | 0 | 0 | 0 | 0 | 0 | 75.7144 | 74.6277 | 73.4927 | 72.4692 | 71.6454 | 70.7259 | 70.0535 | 70.3265 | 73.6457 | 78.6853 | 83.6123 | 87.4726 | 90.1291 | 91.9458 | 92.824 | 93.0876 | 92.8966 | 92.2913 | 90.8061 | 88.5644 | 85.7396 | 82.6358 | 80.4285 | 78.9324 | 0.036461 | 0.037217 | 0.035229 | 0.030678 | 0.031433 | 0.033845 | 0.039867 | 0.048507 | 0.057277 | 0.062606 | 0.065483 | 0.068157 | 0.069819 | 0.070438 | 0.069054 | 0.063388 | 0.058035 | 0.053649 | 0.047871 | 0.045766 | 0.045821 | 0.042277 | 0.040083 | 0.041677
Portfolio Adjusted1-in-10Size: 20 kW to 199.99 kWOther2021August Monthly Peak | Portfolio Adjusted | 1-in-10 | Size: 20 kW to 199.99 kW | Other | 2021 | August Monthly Peak | 8 | 15.9414 | 15.0967 | 14.5807 | 14.4997 | 14.9693 | 16.5749 | 18.9775 | 21.978 | 26.1362 | 29.4307 | 31.9137 | 33.5414 | 34.3183 | 34.9457 | 34.9635 | 34.2169 | 32.8972 | 30.4637 | 27.3416 | 25.9356 | 24.937 | 22.93 | 20.1753 | 17.8332 | 0 | 0 | 0 | 0 | 0 | 0 | 0 | 0 | 0 | 0 | 0 | 0 | 0 | 0 | 0.33331 | 0.33103 | 0.32663 | 0.23405 | 0 | 0 | 0 | 0 | 0 | 0 | 76.3436 | 75.2518 | 73.9081 | 72.8972 | 71.9644 | 71.2206 | 70.5425 | 70.3808 | 73.0959 | 78.2508 | 82.9274 | 87.1984 | 90.4345 | 92.5913 | 93.8913 | 94.2999 | 93.876 | 93.0282 | 91.8233 | 89.6192 | 86.0461 | 83.094 | 81.2402 | 79.3793 | 0.036749 | 0.037489 | 0.03549 | 0.030964 | 0.03179 | 0.034117 | 0.040291 | 0.048588 | 0.05771 | 0.063323 | 0.066411 | 0.069153 | 0.070836 | 0.071419 | 0.069913 | 0.064127 | 0.058647 | 0.054048 | 0.048003 | 0.046455 | 0.0463 | 0.042425 | 0.040244 | 0.041683
Portfolio Adjusted1-in-10Size: 20 kW to 199.99 kWOther2021September Monthly Peak | Portfolio Adjusted | 1-in-10 | Size: 20 kW to 199.99 kW | Other | 2021 | September Monthly Peak | 9 | 15.8482 | 15.0979 | 14.6062 | 14.5072 | 15.0149 | 16.6756 | 19.3976 | 22.1267 | 26.3719 | 29.7833 | 32.3744 | 33.9917 | 34.7686 | 35.3606 | 35.2365 | 34.3288 | 32.8527 | 30.2174 | 27.2036 | 26.35 | 24.6935 | 22.6295 | 19.826 | 17.6686 | 0 | 0 | 0 | 0 | 0 | 0 | 0 | 0 | 0 | 0 | 0 | 0 | 0 | 0 | 0.33592 | 0.33211 | 0.32619 | 0.23216 | 0 | 0 | 0 | 0 | 0 | 0 | 76.7847 | 75.5201 | 74.133 | 73.1763 | 72.0851 | 70.9799 | 70.2343 | 70.0395 | 72.3009 | 77.4315 | 83.0754 | 88.0488 | 91.9311 | 94.39 | 95.067 | 95.7162 | 95.7146 | 94.8508 | 93.1308 | 90.1143 | 85.7613 | 82.6166 | 80.4544 | 78.6681 | 0.036534 | 0.037492 | 0.035552 | 0.030979 | 0.031887 | 0.034324 | 0.041183 | 0.048917 | 0.05823 | 0.064082 | 0.06737 | 0.070081 | 0.071765 | 0.072267 | 0.070459 | 0.064337 | 0.058568 | 0.053611 | 0.047761 | 0.047198 | 0.045848 | 0.041869 | 0.039547 | 0.041298
Portfolio Adjusted1-in-10Size: 20 kW to 199.99 kWOther2021October Monthly Peak | Portfolio Adjusted | 1-in-10 | Size: 20 kW to 199.99 kW | Other | 2021 | October Monthly Peak | 10 | 14.3723 | 13.6726 | 13.29 | 13.2376 | 13.7097 | 15.0795 | 17.5886 | 19.6111 | 22.7699 | 25.7063 | 27.9189 | 29.4533 | 30.1932 | 30.8618 | 30.9425 | 30.2429 | 28.7921 | 26.5507 | 24.8827 | 23.8782 | 22.2458 | 20.3978 | 17.8767 | 15.9548 | 0 | 0 | 0 | 0 | 0 | 0 | 0 | 0 | 0 | 0 | 0 | 0 | 0 | 0 | 0.29498 | 0.29258 | 0.28588 | 0.20399 | 0 | 0 | 0 | 0 | 0 | 0 | 72.4257 | 71.2181 | 70.0479 | 68.6395 | 67.5858 | 66.5304 | 66.0929 | 65.663 | 66.4449 | 71.2332 | 76.948 | 81.7946 | 85.2035 | 87.6737 | 88.8783 | 89.2109 | 88.5792 | 87.086 | 84.5518 | 81.3727 | 78.1697 | 75.802 | 73.9279 | 72.4167 | 0.033131 | 0.033953 | 0.032348 | 0.028268 | 0.029116 | 0.031038 | 0.037342 | 0.043356 | 0.050277 | 0.05531 | 0.058098 | 0.060724 | 0.062321 | 0.063073 | 0.061873 | 0.05668 | 0.051329 | 0.047106 | 0.043686 | 0.04277 | 0.041303 | 0.03774 | 0.035659 | 0.037292
Portfolio Adjusted1-in-10Size: 20 kW to 199.99 kWOther2021November Monthly Peak | Portfolio Adjusted | 1-in-10 | Size: 20 kW to 199.99 kW | Other | 2021 | November Monthly Peak | 11 | 12.4499 | 11.894 | 11.6939 | 11.6992 | 12.2188 | 13.3169 | 14.848 | 16.5789 | 18.9764 | 20.804 | 22.2068 | 23.0562 | 23.5673 | 23.9872 | 23.9778 | 23.3721 | 22.4306 | 22.0309 | 20.5248 | 19.4876 | 18.3433 | 16.9412 | 15.0519 | 13.5373 | 0 | 0 | 0 | 0 | 0 | 0 | 0 | 0 | 0 | 0 | 0 | 0 | 0 | 0 | 0.22858 | 0.22611 | 0.22271 | 0.16926 | 0 | 0 | 0 | 0 | 0 | 0 | 59.5439 | 58.1612 | 56.9544 | 55.6419 | 54.8538 | 54.3258 | 53.7238 | 53.3507 | 55.6617 | 60.1722 | 65.6348 | 69.8899 | 72.7195 | 74.4317 | 75.5831 | 75.9213 | 75.0182 | 72.743 | 69.9212 | 66.6301 | 64.3035 | 62.7825 | 61.2438 | 60.1131 | 0.0287 | 0.029536 | 0.028464 | 0.024983 | 0.025949 | 0.027411 | 0.031524 | 0.036652 | 0.041901 | 0.044762 | 0.046211 | 0.047535 | 0.048645 | 0.049023 | 0.047946 | 0.043803 | 0.039988 | 0.039087 | 0.036035 | 0.034906 | 0.034058 | 0.031345 | 0.030024 | 0.031642
Portfolio Adjusted1-in-10Size: 20 kW to 199.99 kWOther2021December Monthly Peak | Portfolio Adjusted | 1-in-10 | Size: 20 kW to 199.99 kW | Other | 2021 | December Monthly Peak | 12 | 12.0278 | 11.8787 | 11.7867 | 11.9127 | 12.3061 | 14.5096 | 17.7429 | 19.5857 | 21.8509 | 22.7243 | 22.5254 | 22.1466 | 21.2251 | 20.9082 | 20.2359 | 19.1092 | 19.0557 | 19.0098 | 17.7867 | 16.9679 | 16.3153 | 15.3697 | 14.4024 | 13.1717 | 0 | 0 | 0 | 0 | 0 | 0 | 0 | 0 | 0 | 0 | 0 | 0 | 0 | 0 | 0.19291 | 0.18487 | 0.1892 | 0.14605 | 0 | 0 | 0 | 0 | 0 | 0 | 40.9118 | 40.2331 | 39.9706 | 39.487 | 39.0477 | 38.4521 | 38.2537 | 38.0297 | 38.6038 | 41.4214 | 44.2271 | 46.8235 | 48.5208 | 49.3804 | 49.799 | 49.788 | 49.0485 | 47.4474 | 45.6723 | 44.3764 | 43.3841 | 42.3696 | 41.9854 | 41.5203 | 0.027727 | 0.029498 | 0.028689 | 0.025439 | 0.026135 | 0.029865 | 0.03767 | 0.043299 | 0.048248 | 0.048894 | 0.046874 | 0.04566 | 0.04381 | 0.042731 | 0.040464 | 0.035813 | 0.033971 | 0.033727 | 0.031228 | 0.030393 | 0.030292 | 0.028437 | 0.028729 | 0.030787
Portfolio Adjusted1-in-10Size: 20 kW to 199.99 kWOther2021Typical Event Day | Portfolio Adjusted | 1-in-10 | Size: 20 kW to 199.99 kW | Other | 2021 | Typical Event Day | 8 | 15.8561 | 15.0123 | 14.5011 | 14.4217 | 14.8926 | 16.4666 | 18.8247 | 21.7806 | 25.8715 | 29.1186 | 31.5746 | 33.1866 | 33.9757 | 34.614 | 34.6512 | 33.9297 | 32.6202 | 30.2186 | 27.141 | 25.7561 | 24.7743 | 22.7839 | 20.0417 | 17.7165 | 0 | 0 | 0 | 0 | 0 | 0 | 0 | 0 | 0 | 0 | 0 | 0 | 0 | 0 | 0.33034 | 0.32825 | 0.32389 | 0.23217 | 0 | 0 | 0 | 0 | 0 | 0 | 75.6936 | 74.4501 | 73.2056 | 72.1123 | 71.1901 | 70.1208 | 69.3832 | 69.5611 | 72.6663 | 77.8628 | 82.9487 | 87.126 | 90.2065 | 92.2706 | 93.3179 | 93.8436 | 93.7948 | 93.0841 | 91.6645 | 89.2853 | 85.8153 | 82.5494 | 80.3358 | 78.5709 | 0.036552 | 0.03728 | 0.035296 | 0.030797 | 0.031628 | 0.033894 | 0.039967 | 0.048152 | 0.057125 | 0.062652 | 0.065705 | 0.068421 | 0.070129 | 0.070742 | 0.069289 | 0.063589 | 0.058153 | 0.053613 | 0.047651 | 0.046134 | 0.045998 | 0.042155 | 0.039978 | 0.04141
Portfolio Adjusted1-in-10Size: 20 kW to 199.99 kWOther2022January Monthly Peak | Portfolio Adjusted | 1-in-10 | Size: 20 kW to 199.99 kW | Other | 2022 | January Monthly Peak | 1 | 11.489 | 11.6003 | 11.5446 | 11.7488 | 11.9167 | 15.0331 | 19.4696 | 21.5662 | 23.9487 | 24.7731 | 24.0478 | 23.53 | 21.974 | 21.4923 | 20.4317 | 18.7562 | 18.6176 | 18.2749 | 16.9148 | 15.9044 | 15.3557 | 14.2926 | 13.6176 | 12.6228 | 0 | 0 | 0 | 0 | 0 | 0 | 0 | 0 | 0 | 0 | 0 | 0 | 0 | 0 | 0.19478 | 0.18146 | 0.18485 | 0.14041 | 0 | 0 | 0 | 0 | 0 | 0 | 37.6087 | 36.836 | 36.2891 | 35.4815 | 34.9616 | 34.4666 | 33.9882 | 33.6903 | 34.2634 | 37.3342 | 40.6872 | 43.2122 | 44.8986 | 46.1718 | 47.1804 | 47.3531 | 47.15 | 46.1874 | 44.3274 | 42.9785 | 41.8451 | 41.1675 | 40.3653 | 39.6955 | 0.026485 | 0.028807 | 0.0281 | 0.025089 | 0.025308 | 0.030943 | 0.041336 | 0.047678 | 0.052879 | 0.053302 | 0.050042 | 0.048512 | 0.045356 | 0.043924 | 0.040855 | 0.035152 | 0.03319 | 0.032423 | 0.029697 | 0.028488 | 0.028511 | 0.026444 | 0.027163 | 0.029504
Portfolio Adjusted1-in-10Size: 20 kW to 199.99 kWOther2022February Monthly Peak | Portfolio Adjusted | 1-in-10 | Size: 20 kW to 199.99 kW | Other | 2022 | February Monthly Peak | 2 | 11.8326 | 11.5318 | 11.3776 | 11.5369 | 11.9367 | 13.744 | 16.4312 | 17.9529 | 20.1364 | 21.3345 | 21.801 | 22.0576 | 21.798 | 21.9547 | 21.6923 | 20.8885 | 20.1593 | 19.4689 | 18.8361 | 17.802 | 16.9296 | 15.6517 | 14.1883 | 12.8827 | 0 | 0 | 0 | 0 | 0 | 0 | 0 | 0 | 0 | 0 | 0 | 0 | 0 | 0 | 0.2068 | 0.20209 | 0.20016 | 0.14958 | 0 | 0 | 0 | 0 | 0 | 0 | 45.7746 | 45.4256 | 45.2141 | 44.859 | 44.7818 | 44.0631 | 43.5826 | 43.6859 | 44.9088 | 48.2808 | 51.414 | 53.8188 | 55.4748 | 56.4412 | 57.126 | 57.4508 | 57.0286 | 56.0113 | 53.8657 | 51.6355 | 50.0086 | 48.6336 | 47.4996 | 46.278 | 0.027277 | 0.028636 | 0.027694 | 0.024637 | 0.02535 | 0.02829 | 0.034885 | 0.03969 | 0.044462 | 0.045904 | 0.045367 | 0.045477 | 0.044993 | 0.044869 | 0.043376 | 0.039148 | 0.035939 | 0.034541 | 0.03307 | 0.031887 | 0.031433 | 0.028959 | 0.028302 | 0.030112
Portfolio Adjusted1-in-10Size: 20 kW to 199.99 kWOther2022March Monthly Peak | Portfolio Adjusted | 1-in-10 | Size: 20 kW to 199.99 kW | Other | 2022 | March Monthly Peak | 3 | 12.586 | 11.9959 | 11.7073 | 11.7483 | 12.2018 | 13.3899 | 15.5583 | 17.0533 | 19.2209 | 21.0628 | 22.4812 | 23.4659 | 24.1298 | 24.8082 | 25.0235 | 24.6034 | 23.6088 | 22.1197 | 20.7684 | 20.3439 | 19.248 | 17.695 | 15.5996 | 13.9355 | 0 | 0 | 0 | 0 | 0 | 0 | 0 | 0 | 0 | 0 | 0 | 0 | 0 | 0 | 0.23855 | 0.23803 | 0.23441 | 0.16995 | 0 | 0 | 0 | 0 | 0 | 0 | 56.3588 | 55.1761 | 54.3378 | 53.4048 | 52.6736 | 51.854 | 51.225 | 51.6774 | 55.3421 | 60.7852 | 66.0616 | 70.3687 | 73.2391 | 74.8442 | 75.6493 | 76.0145 | 75.6576 | 74.2725 | 71.6495 | 67.7963 | 64.3434 | 61.5065 | 59.3522 | 57.7124 | 0.029014 | 0.029789 | 0.028496 | 0.025088 | 0.025913 | 0.027561 | 0.033032 | 0.037701 | 0.04244 | 0.045319 | 0.046782 | 0.04838 | 0.049806 | 0.050701 | 0.050037 | 0.04611 | 0.042088 | 0.039244 | 0.036463 | 0.03644 | 0.035737 | 0.032739 | 0.031117 | 0.032573
Portfolio Adjusted1-in-10Size: 20 kW to 199.99 kWOther2022April Monthly Peak | Portfolio Adjusted | 1-in-10 | Size: 20 kW to 199.99 kW | Other | 2022 | April Monthly Peak | 4 | 13.4903 | 12.8064 | 12.408 | 12.3866 | 12.8571 | 13.9968 | 15.8145 | 17.8418 | 20.905 | 23.4293 | 25.5522 | 26.9623 | 27.8185 | 28.5142 | 28.6738 | 28.194 | 26.9266 | 24.9282 | 22.7462 | 22.2099 | 21.2481 | 19.5244 | 17.1081 | 15.1499 | 0 | 0 | 0 | 0 | 0 | 0 | 0 | 0 | 0 | 0 | 0 | 0 | 0 | 0 | 0.27335 | 0.27276 | 0.26735 | 0.19152 | 0 | 0 | 0 | 0 | 0 | 0 | 66.9273 | 65.498 | 63.8219 | 62.6264 | 61.4734 | 60.3576 | 59.7403 | 59.6921 | 63.1361 | 69.5057 | 75.8598 | 81.1435 | 84.2907 | 86.3332 | 87.5612 | 88.2366 | 88.0744 | 87.3945 | 85.3463 | 82.2399 | 78.1228 | 74.378 | 71.5874 | 69.9234 | 0.031098 | 0.031802 | 0.030202 | 0.026451 | 0.027305 | 0.02881 | 0.033576 | 0.039444 | 0.046159 | 0.050411 | 0.053173 | 0.055589 | 0.05742 | 0.058275 | 0.057336 | 0.05284 | 0.048003 | 0.044227 | 0.039935 | 0.039782 | 0.039451 | 0.036124 | 0.034126 | 0.035411
Portfolio Adjusted1-in-10Size: 20 kW to 199.99 kWOther2022May Monthly Peak | Portfolio Adjusted | 1-in-10 | Size: 20 kW to 199.99 kW | Other | 2022 | May Monthly Peak | 5 | 14.2027 | 13.4542 | 13.03 | 12.9806 | 13.4943 | 14.717 | 16.3394 | 18.9102 | 22.4714 | 25.2403 | 27.4903 | 28.9291 | 29.6907 | 30.2777 | 30.3394 | 29.8076 | 28.4506 | 26.3656 | 23.9702 | 22.9787 | 22.3233 | 20.5973 | 18.0359 | 15.9927 | 0 | 0 | 0 | 0 | 0 | 0 | 0 | 0 | 0 | 0 | 0 | 0 | 0 | 0 | 0.28923 | 0.28837 | 0.28249 | 0.20257 | 0 | 0 | 0 | 0 | 0 | 0 | 71.328 | 69.648 | 68.2946 | 66.9497 | 65.6211 | 64.6744 | 64.1199 | 64.5317 | 67.9488 | 73.4723 | 79.4167 | 83.6679 | 87.1322 | 89.4501 | 90.879 | 91.4573 | 91.1618 | 90.484 | 88.8014 | 86.3377 | 82.5311 | 78.4193 | 75.4251 | 72.5984 | 0.03274 | 0.033411 | 0.031716 | 0.02772 | 0.028658 | 0.030292 | 0.03469 | 0.041806 | 0.049618 | 0.054307 | 0.057206 | 0.059644 | 0.061284 | 0.061879 | 0.060667 | 0.055864 | 0.05072 | 0.046777 | 0.042084 | 0.041159 | 0.041447 | 0.038109 | 0.035976 | 0.037381
Portfolio Adjusted1-in-10Size: 20 kW to 199.99 kWOther2022June Monthly Peak | Portfolio Adjusted | 1-in-10 | Size: 20 kW to 199.99 kW | Other | 2022 | June Monthly Peak | 6 | 15.1336 | 14.357 | 13.8447 | 13.7585 | 14.1729 | 15.5427 | 17.5268 | 20.6668 | 24.6253 | 27.7658 | 30.1169 | 31.6713 | 32.3747 | 32.9992 | 33.0345 | 32.3814 | 31.1037 | 28.8511 | 26.1596 | 24.5823 | 23.7477 | 21.9655 | 19.2791 | 17.0935 | 0 | 0 | 0 | 0 | 0 | 0 | 0 | 0 | 0 | 0 | 0 | 0 | 0 | 0 | 0.31492 | 0.31327 | 0.30883 | 0.22166 | 0 | 0 | 0 | 0 | 0 | 0 | 73.932 | 72.4007 | 71.2887 | 69.9067 | 69.0655 | 67.5569 | 66.7026 | 67.4977 | 71.6225 | 77.0836 | 82.1798 | 85.7844 | 88.3314 | 90.1553 | 91.4893 | 92.2708 | 92.6919 | 92.1663 | 90.8976 | 88.8434 | 85.7144 | 81.8513 | 79.2203 | 77.3039 | 0.034887 | 0.035652 | 0.033699 | 0.029381 | 0.030099 | 0.031992 | 0.037211 | 0.04569 | 0.054374 | 0.059741 | 0.062672 | 0.065297 | 0.066824 | 0.067441 | 0.066056 | 0.060687 | 0.05545 | 0.051187 | 0.045928 | 0.044031 | 0.044092 | 0.040641 | 0.038456 | 0.039954
Portfolio Adjusted1-in-10Size: 20 kW to 199.99 kWOther2022July Monthly Peak | Portfolio Adjusted | 1-in-10 | Size: 20 kW to 199.99 kW | Other | 2022 | July Monthly Peak | 7 | 15.8167 | 14.9872 | 14.4736 | 14.3662 | 14.8009 | 16.4428 | 18.7779 | 21.9413 | 25.9403 | 29.0972 | 31.4674 | 33.0582 | 33.8257 | 34.4653 | 34.534 | 33.8225 | 32.5538 | 30.2389 | 27.2661 | 25.5508 | 24.6792 | 22.8499 | 20.0947 | 17.8305 | 0 | 0 | 0 | 0 | 0 | 0 | 0 | 0 | 0 | 0 | 0 | 0 | 0 | 0 | 0.32922 | 0.32722 | 0.32323 | 0.23233 | 0 | 0 | 0 | 0 | 0 | 0 | 75.7144 | 74.6277 | 73.4927 | 72.4692 | 71.6454 | 70.7259 | 70.0535 | 70.3265 | 73.6457 | 78.6853 | 83.6123 | 87.4726 | 90.1291 | 91.9458 | 92.824 | 93.0876 | 92.8966 | 92.2913 | 90.8061 | 88.5644 | 85.7396 | 82.6358 | 80.4285 | 78.9324 | 0.036461 | 0.037217 | 0.035229 | 0.030678 | 0.031433 | 0.033845 | 0.039867 | 0.048507 | 0.057277 | 0.062606 | 0.065483 | 0.068157 | 0.069819 | 0.070438 | 0.069054 | 0.063388 | 0.058035 | 0.053649 | 0.047871 | 0.045766 | 0.045821 | 0.042277 | 0.040083 | 0.041677
Portfolio Adjusted1-in-10Size: 20 kW to 199.99 kWOther2022August Monthly Peak | Portfolio Adjusted | 1-in-10 | Size: 20 kW to 199.99 kW | Other | 2022 | August Monthly Peak | 8 | 15.9414 | 15.0967 | 14.5807 | 14.4997 | 14.9693 | 16.5749 | 18.9775 | 21.978 | 26.1362 | 29.4307 | 31.9137 | 33.5414 | 34.3183 | 34.9457 | 34.9635 | 34.2169 | 32.8972 | 30.4637 | 27.3416 | 25.9356 | 24.937 | 22.93 | 20.1753 | 17.8332 | 0 | 0 | 0 | 0 | 0 | 0 | 0 | 0 | 0 | 0 | 0 | 0 | 0 | 0 | 0.33331 | 0.33103 | 0.32663 | 0.23405 | 0 | 0 | 0 | 0 | 0 | 0 | 76.3436 | 75.2518 | 73.9081 | 72.8972 | 71.9644 | 71.2206 | 70.5425 | 70.3808 | 73.0959 | 78.2508 | 82.9274 | 87.1984 | 90.4345 | 92.5913 | 93.8913 | 94.2999 | 93.876 | 93.0282 | 91.8233 | 89.6192 | 86.0461 | 83.094 | 81.2402 | 79.3793 | 0.036749 | 0.037489 | 0.03549 | 0.030964 | 0.03179 | 0.034117 | 0.040291 | 0.048588 | 0.05771 | 0.063323 | 0.066411 | 0.069153 | 0.070836 | 0.071419 | 0.069913 | 0.064127 | 0.058647 | 0.054048 | 0.048003 | 0.046455 | 0.0463 | 0.042425 | 0.040244 | 0.041683
Portfolio Adjusted1-in-10Size: 20 kW to 199.99 kWOther2022September Monthly Peak | Portfolio Adjusted | 1-in-10 | Size: 20 kW to 199.99 kW | Other | 2022 | September Monthly Peak | 9 | 15.8482 | 15.0979 | 14.6062 | 14.5072 | 15.0149 | 16.6756 | 19.3976 | 22.1267 | 26.3719 | 29.7833 | 32.3744 | 33.9917 | 34.7686 | 35.3606 | 35.2365 | 34.3288 | 32.8527 | 30.2174 | 27.2036 | 26.35 | 24.6935 | 22.6295 | 19.826 | 17.6686 | 0 | 0 | 0 | 0 | 0 | 0 | 0 | 0 | 0 | 0 | 0 | 0 | 0 | 0 | 0.33592 | 0.33211 | 0.32619 | 0.23216 | 0 | 0 | 0 | 0 | 0 | 0 | 76.7847 | 75.5201 | 74.133 | 73.1763 | 72.0851 | 70.9799 | 70.2343 | 70.0395 | 72.3009 | 77.4315 | 83.0754 | 88.0488 | 91.9311 | 94.39 | 95.067 | 95.7162 | 95.7146 | 94.8508 | 93.1308 | 90.1143 | 85.7613 | 82.6166 | 80.4544 | 78.6681 | 0.036534 | 0.037492 | 0.035552 | 0.030979 | 0.031887 | 0.034324 | 0.041183 | 0.048917 | 0.05823 | 0.064082 | 0.06737 | 0.070081 | 0.071765 | 0.072267 | 0.070459 | 0.064337 | 0.058568 | 0.053611 | 0.047761 | 0.047198 | 0.045848 | 0.041869 | 0.039547 | 0.041298
Portfolio Adjusted1-in-10Size: 20 kW to 199.99 kWOther2022October Monthly Peak | Portfolio Adjusted | 1-in-10 | Size: 20 kW to 199.99 kW | Other | 2022 | October Monthly Peak | 10 | 14.3723 | 13.6726 | 13.29 | 13.2376 | 13.7097 | 15.0795 | 17.5886 | 19.6111 | 22.7699 | 25.7063 | 27.9189 | 29.4533 | 30.1932 | 30.8618 | 30.9425 | 30.2429 | 28.7921 | 26.5507 | 24.8827 | 23.8782 | 22.2458 | 20.3978 | 17.8767 | 15.9548 | 0 | 0 | 0 | 0 | 0 | 0 | 0 | 0 | 0 | 0 | 0 | 0 | 0 | 0 | 0.29498 | 0.29258 | 0.28588 | 0.20399 | 0 | 0 | 0 | 0 | 0 | 0 | 72.4257 | 71.2181 | 70.0479 | 68.6395 | 67.5858 | 66.5304 | 66.0929 | 65.663 | 66.4449 | 71.2332 | 76.948 | 81.7946 | 85.2035 | 87.6737 | 88.8783 | 89.2109 | 88.5792 | 87.086 | 84.5518 | 81.3727 | 78.1697 | 75.802 | 73.9279 | 72.4167 | 0.033131 | 0.033953 | 0.032348 | 0.028268 | 0.029116 | 0.031038 | 0.037342 | 0.043356 | 0.050277 | 0.05531 | 0.058098 | 0.060724 | 0.062321 | 0.063073 | 0.061873 | 0.05668 | 0.051329 | 0.047106 | 0.043686 | 0.04277 | 0.041303 | 0.03774 | 0.035659 | 0.037292
Portfolio Adjusted1-in-10Size: 20 kW to 199.99 kWOther2022November Monthly Peak | Portfolio Adjusted | 1-in-10 | Size: 20 kW to 199.99 kW | Other | 2022 | November Monthly Peak | 11 | 12.4499 | 11.894 | 11.6939 | 11.6992 | 12.2188 | 13.3169 | 14.848 | 16.5789 | 18.9764 | 20.804 | 22.2068 | 23.0562 | 23.5673 | 23.9872 | 23.9778 | 23.3721 | 22.4306 | 22.0309 | 20.5248 | 19.4876 | 18.3433 | 16.9412 | 15.0519 | 13.5373 | 0 | 0 | 0 | 0 | 0 | 0 | 0 | 0 | 0 | 0 | 0 | 0 | 0 | 0 | 0.22858 | 0.22611 | 0.22271 | 0.16926 | 0 | 0 | 0 | 0 | 0 | 0 | 59.5439 | 58.1612 | 56.9544 | 55.6419 | 54.8538 | 54.3258 | 53.7238 | 53.3507 | 55.6617 | 60.1722 | 65.6348 | 69.8899 | 72.7195 | 74.4317 | 75.5831 | 75.9213 | 75.0182 | 72.743 | 69.9212 | 66.6301 | 64.3035 | 62.7825 | 61.2438 | 60.1131 | 0.0287 | 0.029536 | 0.028464 | 0.024983 | 0.025949 | 0.027411 | 0.031524 | 0.036652 | 0.041901 | 0.044762 | 0.046211 | 0.047535 | 0.048645 | 0.049023 | 0.047946 | 0.043803 | 0.039988 | 0.039087 | 0.036035 | 0.034906 | 0.034058 | 0.031345 | 0.030024 | 0.031642
Portfolio Adjusted1-in-10Size: 20 kW to 199.99 kWOther2022December Monthly Peak | Portfolio Adjusted | 1-in-10 | Size: 20 kW to 199.99 kW | Other | 2022 | December Monthly Peak | 12 | 12.0278 | 11.8787 | 11.7867 | 11.9127 | 12.3061 | 14.5096 | 17.7429 | 19.5857 | 21.8509 | 22.7243 | 22.5254 | 22.1466 | 21.2251 | 20.9082 | 20.2359 | 19.1092 | 19.0557 | 19.0098 | 17.7867 | 16.9679 | 16.3153 | 15.3697 | 14.4024 | 13.1717 | 0 | 0 | 0 | 0 | 0 | 0 | 0 | 0 | 0 | 0 | 0 | 0 | 0 | 0 | 0.19291 | 0.18487 | 0.1892 | 0.14605 | 0 | 0 | 0 | 0 | 0 | 0 | 40.9118 | 40.2331 | 39.9706 | 39.487 | 39.0477 | 38.4521 | 38.2537 | 38.0297 | 38.6038 | 41.4214 | 44.2271 | 46.8235 | 48.5208 | 49.3804 | 49.799 | 49.788 | 49.0485 | 47.4474 | 45.6723 | 44.3764 | 43.3841 | 42.3696 | 41.9854 | 41.5203 | 0.027727 | 0.029498 | 0.028689 | 0.025439 | 0.026135 | 0.029865 | 0.03767 | 0.043299 | 0.048248 | 0.048894 | 0.046874 | 0.04566 | 0.04381 | 0.042731 | 0.040464 | 0.035813 | 0.033971 | 0.033727 | 0.031228 | 0.030393 | 0.030292 | 0.028437 | 0.028729 | 0.030787
Portfolio Adjusted1-in-10Size: 20 kW to 199.99 kWOther2022Typical Event Day | Portfolio Adjusted | 1-in-10 | Size: 20 kW to 199.99 kW | Other | 2022 | Typical Event Day | 8 | 15.8561 | 15.0123 | 14.5011 | 14.4217 | 14.8926 | 16.4666 | 18.8247 | 21.7806 | 25.8715 | 29.1186 | 31.5746 | 33.1866 | 33.9757 | 34.614 | 34.6512 | 33.9297 | 32.6202 | 30.2186 | 27.141 | 25.7561 | 24.7743 | 22.7839 | 20.0417 | 17.7165 | 0 | 0 | 0 | 0 | 0 | 0 | 0 | 0 | 0 | 0 | 0 | 0 | 0 | 0 | 0.33034 | 0.32825 | 0.32389 | 0.23217 | 0 | 0 | 0 | 0 | 0 | 0 | 75.6936 | 74.4501 | 73.2056 | 72.1123 | 71.1901 | 70.1208 | 69.3832 | 69.5611 | 72.6663 | 77.8628 | 82.9487 | 87.126 | 90.2065 | 92.2706 | 93.3179 | 93.8436 | 93.7948 | 93.0841 | 91.6645 | 89.2853 | 85.8153 | 82.5494 | 80.3358 | 78.5709 | 0.036552 | 0.03728 | 0.035296 | 0.030797 | 0.031628 | 0.033894 | 0.039967 | 0.048152 | 0.057125 | 0.062652 | 0.065705 | 0.068421 | 0.070129 | 0.070742 | 0.069289 | 0.063589 | 0.058153 | 0.053613 | 0.047651 | 0.046134 | 0.045998 | 0.042155 | 0.039978 | 0.04141
Portfolio Adjusted1-in-10Size: 20 kW to 199.99 kWOther2023January Monthly Peak | Portfolio Adjusted | 1-in-10 | Size: 20 kW to 199.99 kW | Other | 2023 | January Monthly Peak | 1 | 11.489 | 11.6003 | 11.5446 | 11.7488 | 11.9167 | 15.0331 | 19.4696 | 21.5662 | 23.9487 | 24.7731 | 24.0478 | 23.53 | 21.974 | 21.4923 | 20.4317 | 18.7562 | 18.6176 | 18.2749 | 16.9148 | 15.9044 | 15.3557 | 14.2926 | 13.6176 | 12.6228 | 0 | 0 | 0 | 0 | 0 | 0 | 0 | 0 | 0 | 0 | 0 | 0 | 0 | 0 | 0.19478 | 0.18146 | 0.18485 | 0.14041 | 0 | 0 | 0 | 0 | 0 | 0 | 37.6087 | 36.836 | 36.2891 | 35.4815 | 34.9616 | 34.4666 | 33.9882 | 33.6903 | 34.2634 | 37.3342 | 40.6872 | 43.2122 | 44.8986 | 46.1718 | 47.1804 | 47.3531 | 47.15 | 46.1874 | 44.3274 | 42.9785 | 41.8451 | 41.1675 | 40.3653 | 39.6955 | 0.026485 | 0.028807 | 0.0281 | 0.025089 | 0.025308 | 0.030943 | 0.041336 | 0.047678 | 0.052879 | 0.053302 | 0.050042 | 0.048512 | 0.045356 | 0.043924 | 0.040855 | 0.035152 | 0.03319 | 0.032423 | 0.029697 | 0.028488 | 0.028511 | 0.026444 | 0.027163 | 0.029504
Portfolio Adjusted1-in-10Size: 20 kW to 199.99 kWOther2023February Monthly Peak | Portfolio Adjusted | 1-in-10 | Size: 20 kW to 199.99 kW | Other | 2023 | February Monthly Peak | 2 | 11.8326 | 11.5318 | 11.3776 | 11.5369 | 11.9367 | 13.744 | 16.4312 | 17.9529 | 20.1364 | 21.3345 | 21.801 | 22.0576 | 21.798 | 21.9547 | 21.6923 | 20.8885 | 20.1593 | 19.4689 | 18.8361 | 17.802 | 16.9296 | 15.6517 | 14.1883 | 12.8827 | 0 | 0 | 0 | 0 | 0 | 0 | 0 | 0 | 0 | 0 | 0 | 0 | 0 | 0 | 0.2068 | 0.20209 | 0.20016 | 0.14958 | 0 | 0 | 0 | 0 | 0 | 0 | 45.7746 | 45.4256 | 45.2141 | 44.859 | 44.7818 | 44.0631 | 43.5826 | 43.6859 | 44.9088 | 48.2808 | 51.414 | 53.8188 | 55.4748 | 56.4412 | 57.126 | 57.4508 | 57.0286 | 56.0113 | 53.8657 | 51.6355 | 50.0086 | 48.6336 | 47.4996 | 46.278 | 0.027277 | 0.028636 | 0.027694 | 0.024637 | 0.02535 | 0.02829 | 0.034885 | 0.03969 | 0.044462 | 0.045904 | 0.045367 | 0.045477 | 0.044993 | 0.044869 | 0.043376 | 0.039148 | 0.035939 | 0.034541 | 0.03307 | 0.031887 | 0.031433 | 0.028959 | 0.028302 | 0.030112
Portfolio Adjusted1-in-10Size: 20 kW to 199.99 kWOther2023March Monthly Peak | Portfolio Adjusted | 1-in-10 | Size: 20 kW to 199.99 kW | Other | 2023 | March Monthly Peak | 3 | 12.586 | 11.9959 | 11.7073 | 11.7483 | 12.2018 | 13.3899 | 15.5583 | 17.0533 | 19.2209 | 21.0628 | 22.4812 | 23.4659 | 24.1298 | 24.8082 | 25.0235 | 24.6034 | 23.6088 | 22.1197 | 20.7684 | 20.3439 | 19.248 | 17.695 | 15.5996 | 13.9355 | 0 | 0 | 0 | 0 | 0 | 0 | 0 | 0 | 0 | 0 | 0 | 0 | 0 | 0 | 0.23855 | 0.23803 | 0.23441 | 0.16995 | 0 | 0 | 0 | 0 | 0 | 0 | 56.3588 | 55.1761 | 54.3378 | 53.4048 | 52.6736 | 51.854 | 51.225 | 51.6774 | 55.3421 | 60.7852 | 66.0616 | 70.3687 | 73.2391 | 74.8442 | 75.6493 | 76.0145 | 75.6576 | 74.2725 | 71.6495 | 67.7963 | 64.3434 | 61.5065 | 59.3522 | 57.7124 | 0.029014 | 0.029789 | 0.028496 | 0.025088 | 0.025913 | 0.027561 | 0.033032 | 0.037701 | 0.04244 | 0.045319 | 0.046782 | 0.04838 | 0.049806 | 0.050701 | 0.050037 | 0.04611 | 0.042088 | 0.039244 | 0.036463 | 0.03644 | 0.035737 | 0.032739 | 0.031117 | 0.032573
Portfolio Adjusted1-in-10Size: 20 kW to 199.99 kWOther2023April Monthly Peak | Portfolio Adjusted | 1-in-10 | Size: 20 kW to 199.99 kW | Other | 2023 | April Monthly Peak | 4 | 13.4903 | 12.8064 | 12.408 | 12.3866 | 12.8571 | 13.9968 | 15.8145 | 17.8418 | 20.905 | 23.4293 | 25.5522 | 26.9623 | 27.8185 | 28.5142 | 28.6738 | 28.194 | 26.9266 | 24.9282 | 22.7462 | 22.2099 | 21.2481 | 19.5244 | 17.1081 | 15.1499 | 0 | 0 | 0 | 0 | 0 | 0 | 0 | 0 | 0 | 0 | 0 | 0 | 0 | 0 | 0.27335 | 0.27276 | 0.26735 | 0.19152 | 0 | 0 | 0 | 0 | 0 | 0 | 66.9273 | 65.498 | 63.8219 | 62.6264 | 61.4734 | 60.3576 | 59.7403 | 59.6921 | 63.1361 | 69.5057 | 75.8598 | 81.1435 | 84.2907 | 86.3332 | 87.5612 | 88.2366 | 88.0744 | 87.3945 | 85.3463 | 82.2399 | 78.1228 | 74.378 | 71.5874 | 69.9234 | 0.031098 | 0.031802 | 0.030202 | 0.026451 | 0.027305 | 0.02881 | 0.033576 | 0.039444 | 0.046159 | 0.050411 | 0.053173 | 0.055589 | 0.05742 | 0.058275 | 0.057336 | 0.05284 | 0.048003 | 0.044227 | 0.039935 | 0.039782 | 0.039451 | 0.036124 | 0.034126 | 0.035411
Portfolio Adjusted1-in-10Size: 20 kW to 199.99 kWOther2023May Monthly Peak | Portfolio Adjusted | 1-in-10 | Size: 20 kW to 199.99 kW | Other | 2023 | May Monthly Peak | 5 | 14.2027 | 13.4542 | 13.03 | 12.9806 | 13.4943 | 14.717 | 16.3394 | 18.9102 | 22.4714 | 25.2403 | 27.4903 | 28.9291 | 29.6907 | 30.2777 | 30.3394 | 29.8076 | 28.4506 | 26.3656 | 23.9702 | 22.9787 | 22.3233 | 20.5973 | 18.0359 | 15.9927 | 0 | 0 | 0 | 0 | 0 | 0 | 0 | 0 | 0 | 0 | 0 | 0 | 0 | 0 | 0.28923 | 0.28837 | 0.28249 | 0.20257 | 0 | 0 | 0 | 0 | 0 | 0 | 71.328 | 69.648 | 68.2946 | 66.9497 | 65.6211 | 64.6744 | 64.1199 | 64.5317 | 67.9488 | 73.4723 | 79.4167 | 83.6679 | 87.1322 | 89.4501 | 90.879 | 91.4573 | 91.1618 | 90.484 | 88.8014 | 86.3377 | 82.5311 | 78.4193 | 75.4251 | 72.5984 | 0.03274 | 0.033411 | 0.031716 | 0.02772 | 0.028658 | 0.030292 | 0.03469 | 0.041806 | 0.049618 | 0.054307 | 0.057206 | 0.059644 | 0.061284 | 0.061879 | 0.060667 | 0.055864 | 0.05072 | 0.046777 | 0.042084 | 0.041159 | 0.041447 | 0.038109 | 0.035976 | 0.037381
Portfolio Adjusted1-in-10Size: 20 kW to 199.99 kWOther2023June Monthly Peak | Portfolio Adjusted | 1-in-10 | Size: 20 kW to 199.99 kW | Other | 2023 | June Monthly Peak | 6 | 15.1336 | 14.357 | 13.8447 | 13.7585 | 14.1729 | 15.5427 | 17.5268 | 20.6668 | 24.6253 | 27.7658 | 30.1169 | 31.6713 | 32.3747 | 32.9992 | 33.0345 | 32.3814 | 31.1037 | 28.8511 | 26.1596 | 24.5823 | 23.7477 | 21.9655 | 19.2791 | 17.0935 | 0 | 0 | 0 | 0 | 0 | 0 | 0 | 0 | 0 | 0 | 0 | 0 | 0 | 0 | 0.31492 | 0.31327 | 0.30883 | 0.22166 | 0 | 0 | 0 | 0 | 0 | 0 | 73.932 | 72.4007 | 71.2887 | 69.9067 | 69.0655 | 67.5569 | 66.7026 | 67.4977 | 71.6225 | 77.0836 | 82.1798 | 85.7844 | 88.3314 | 90.1553 | 91.4893 | 92.2708 | 92.6919 | 92.1663 | 90.8976 | 88.8434 | 85.7144 | 81.8513 | 79.2203 | 77.3039 | 0.034887 | 0.035652 | 0.033699 | 0.029381 | 0.030099 | 0.031992 | 0.037211 | 0.04569 | 0.054374 | 0.059741 | 0.062672 | 0.065297 | 0.066824 | 0.067441 | 0.066056 | 0.060687 | 0.05545 | 0.051187 | 0.045928 | 0.044031 | 0.044092 | 0.040641 | 0.038456 | 0.039954
Portfolio Adjusted1-in-10Size: 20 kW to 199.99 kWOther2023July Monthly Peak | Portfolio Adjusted | 1-in-10 | Size: 20 kW to 199.99 kW | Other | 2023 | July Monthly Peak | 7 | 15.8167 | 14.9872 | 14.4736 | 14.3662 | 14.8009 | 16.4428 | 18.7779 | 21.9413 | 25.9403 | 29.0972 | 31.4674 | 33.0582 | 33.8257 | 34.4653 | 34.534 | 33.8225 | 32.5538 | 30.2389 | 27.2661 | 25.5508 | 24.6792 | 22.8499 | 20.0947 | 17.8305 | 0 | 0 | 0 | 0 | 0 | 0 | 0 | 0 | 0 | 0 | 0 | 0 | 0 | 0 | 0.32922 | 0.32722 | 0.32323 | 0.23233 | 0 | 0 | 0 | 0 | 0 | 0 | 75.7144 | 74.6277 | 73.4927 | 72.4692 | 71.6454 | 70.7259 | 70.0535 | 70.3265 | 73.6457 | 78.6853 | 83.6123 | 87.4726 | 90.1291 | 91.9458 | 92.824 | 93.0876 | 92.8966 | 92.2913 | 90.8061 | 88.5644 | 85.7396 | 82.6358 | 80.4285 | 78.9324 | 0.036461 | 0.037217 | 0.035229 | 0.030678 | 0.031433 | 0.033845 | 0.039867 | 0.048507 | 0.057277 | 0.062606 | 0.065483 | 0.068157 | 0.069819 | 0.070438 | 0.069054 | 0.063388 | 0.058035 | 0.053649 | 0.047871 | 0.045766 | 0.045821 | 0.042277 | 0.040083 | 0.041677
Portfolio Adjusted1-in-10Size: 20 kW to 199.99 kWOther2023August Monthly Peak | Portfolio Adjusted | 1-in-10 | Size: 20 kW to 199.99 kW | Other | 2023 | August Monthly Peak | 8 | 15.9414 | 15.0967 | 14.5807 | 14.4997 | 14.9693 | 16.5749 | 18.9775 | 21.978 | 26.1362 | 29.4307 | 31.9137 | 33.5414 | 34.3183 | 34.9457 | 34.9635 | 34.2169 | 32.8972 | 30.4637 | 27.3416 | 25.9356 | 24.937 | 22.93 | 20.1753 | 17.8332 | 0 | 0 | 0 | 0 | 0 | 0 | 0 | 0 | 0 | 0 | 0 | 0 | 0 | 0 | 0.33331 | 0.33103 | 0.32663 | 0.23405 | 0 | 0 | 0 | 0 | 0 | 0 | 76.3436 | 75.2518 | 73.9081 | 72.8972 | 71.9644 | 71.2206 | 70.5425 | 70.3808 | 73.0959 | 78.2508 | 82.9274 | 87.1984 | 90.4345 | 92.5913 | 93.8913 | 94.2999 | 93.876 | 93.0282 | 91.8233 | 89.6192 | 86.0461 | 83.094 | 81.2402 | 79.3793 | 0.036749 | 0.037489 | 0.03549 | 0.030964 | 0.03179 | 0.034117 | 0.040291 | 0.048588 | 0.05771 | 0.063323 | 0.066411 | 0.069153 | 0.070836 | 0.071419 | 0.069913 | 0.064127 | 0.058647 | 0.054048 | 0.048003 | 0.046455 | 0.0463 | 0.042425 | 0.040244 | 0.041683
Portfolio Adjusted1-in-10Size: 20 kW to 199.99 kWOther2023September Monthly Peak | Portfolio Adjusted | 1-in-10 | Size: 20 kW to 199.99 kW | Other | 2023 | September Monthly Peak | 9 | 15.8482 | 15.0979 | 14.6062 | 14.5072 | 15.0149 | 16.6756 | 19.3976 | 22.1267 | 26.3719 | 29.7833 | 32.3744 | 33.9917 | 34.7686 | 35.3606 | 35.2365 | 34.3288 | 32.8527 | 30.2174 | 27.2036 | 26.35 | 24.6935 | 22.6295 | 19.826 | 17.6686 | 0 | 0 | 0 | 0 | 0 | 0 | 0 | 0 | 0 | 0 | 0 | 0 | 0 | 0 | 0.33592 | 0.33211 | 0.32619 | 0.23216 | 0 | 0 | 0 | 0 | 0 | 0 | 76.7847 | 75.5201 | 74.133 | 73.1763 | 72.0851 | 70.9799 | 70.2343 | 70.0395 | 72.3009 | 77.4315 | 83.0754 | 88.0488 | 91.9311 | 94.39 | 95.067 | 95.7162 | 95.7146 | 94.8508 | 93.1308 | 90.1143 | 85.7613 | 82.6166 | 80.4544 | 78.6681 | 0.036534 | 0.037492 | 0.035552 | 0.030979 | 0.031887 | 0.034324 | 0.041183 | 0.048917 | 0.05823 | 0.064082 | 0.06737 | 0.070081 | 0.071765 | 0.072267 | 0.070459 | 0.064337 | 0.058568 | 0.053611 | 0.047761 | 0.047198 | 0.045848 | 0.041869 | 0.039547 | 0.041298
Portfolio Adjusted1-in-10Size: 20 kW to 199.99 kWOther2023October Monthly Peak | Portfolio Adjusted | 1-in-10 | Size: 20 kW to 199.99 kW | Other | 2023 | October Monthly Peak | 10 | 14.3723 | 13.6726 | 13.29 | 13.2376 | 13.7097 | 15.0795 | 17.5886 | 19.6111 | 22.7699 | 25.7063 | 27.9189 | 29.4533 | 30.1932 | 30.8618 | 30.9425 | 30.2429 | 28.7921 | 26.5507 | 24.8827 | 23.8782 | 22.2458 | 20.3978 | 17.8767 | 15.9548 | 0 | 0 | 0 | 0 | 0 | 0 | 0 | 0 | 0 | 0 | 0 | 0 | 0 | 0 | 0.29498 | 0.29258 | 0.28588 | 0.20399 | 0 | 0 | 0 | 0 | 0 | 0 | 72.4257 | 71.2181 | 70.0479 | 68.6395 | 67.5858 | 66.5304 | 66.0929 | 65.663 | 66.4449 | 71.2332 | 76.948 | 81.7946 | 85.2035 | 87.6737 | 88.8783 | 89.2109 | 88.5792 | 87.086 | 84.5518 | 81.3727 | 78.1697 | 75.802 | 73.9279 | 72.4167 | 0.033131 | 0.033953 | 0.032348 | 0.028268 | 0.029116 | 0.031038 | 0.037342 | 0.043356 | 0.050277 | 0.05531 | 0.058098 | 0.060724 | 0.062321 | 0.063073 | 0.061873 | 0.05668 | 0.051329 | 0.047106 | 0.043686 | 0.04277 | 0.041303 | 0.03774 | 0.035659 | 0.037292
Portfolio Adjusted1-in-10Size: 20 kW to 199.99 kWOther2023November Monthly Peak | Portfolio Adjusted | 1-in-10 | Size: 20 kW to 199.99 kW | Other | 2023 | November Monthly Peak | 11 | 12.4499 | 11.894 | 11.6939 | 11.6992 | 12.2188 | 13.3169 | 14.848 | 16.5789 | 18.9764 | 20.804 | 22.2068 | 23.0562 | 23.5673 | 23.9872 | 23.9778 | 23.3721 | 22.4306 | 22.0309 | 20.5248 | 19.4876 | 18.3433 | 16.9412 | 15.0519 | 13.5373 | 0 | 0 | 0 | 0 | 0 | 0 | 0 | 0 | 0 | 0 | 0 | 0 | 0 | 0 | 0.22858 | 0.22611 | 0.22271 | 0.16926 | 0 | 0 | 0 | 0 | 0 | 0 | 59.5439 | 58.1612 | 56.9544 | 55.6419 | 54.8538 | 54.3258 | 53.7238 | 53.3507 | 55.6617 | 60.1722 | 65.6348 | 69.8899 | 72.7195 | 74.4317 | 75.5831 | 75.9213 | 75.0182 | 72.743 | 69.9212 | 66.6301 | 64.3035 | 62.7825 | 61.2438 | 60.1131 | 0.0287 | 0.029536 | 0.028464 | 0.024983 | 0.025949 | 0.027411 | 0.031524 | 0.036652 | 0.041901 | 0.044762 | 0.046211 | 0.047535 | 0.048645 | 0.049023 | 0.047946 | 0.043803 | 0.039988 | 0.039087 | 0.036035 | 0.034906 | 0.034058 | 0.031345 | 0.030024 | 0.031642
Portfolio Adjusted1-in-10Size: 20 kW to 199.99 kWOther2023December Monthly Peak | Portfolio Adjusted | 1-in-10 | Size: 20 kW to 199.99 kW | Other | 2023 | December Monthly Peak | 12 | 12.0278 | 11.8787 | 11.7867 | 11.9127 | 12.3061 | 14.5096 | 17.7429 | 19.5857 | 21.8509 | 22.7243 | 22.5254 | 22.1466 | 21.2251 | 20.9082 | 20.2359 | 19.1092 | 19.0557 | 19.0098 | 17.7867 | 16.9679 | 16.3153 | 15.3697 | 14.4024 | 13.1717 | 0 | 0 | 0 | 0 | 0 | 0 | 0 | 0 | 0 | 0 | 0 | 0 | 0 | 0 | 0.19291 | 0.18487 | 0.1892 | 0.14605 | 0 | 0 | 0 | 0 | 0 | 0 | 40.9118 | 40.2331 | 39.9706 | 39.487 | 39.0477 | 38.4521 | 38.2537 | 38.0297 | 38.6038 | 41.4214 | 44.2271 | 46.8235 | 48.5208 | 49.3804 | 49.799 | 49.788 | 49.0485 | 47.4474 | 45.6723 | 44.3764 | 43.3841 | 42.3696 | 41.9854 | 41.5203 | 0.027727 | 0.029498 | 0.028689 | 0.025439 | 0.026135 | 0.029865 | 0.03767 | 0.043299 | 0.048248 | 0.048894 | 0.046874 | 0.04566 | 0.04381 | 0.042731 | 0.040464 | 0.035813 | 0.033971 | 0.033727 | 0.031228 | 0.030393 | 0.030292 | 0.028437 | 0.028729 | 0.030787
Portfolio Adjusted1-in-10Size: 20 kW to 199.99 kWOther2023Typical Event Day | Portfolio Adjusted | 1-in-10 | Size: 20 kW to 199.99 kW | Other | 2023 | Typical Event Day | 8 | 15.8561 | 15.0123 | 14.5011 | 14.4217 | 14.8926 | 16.4666 | 18.8247 | 21.7806 | 25.8715 | 29.1186 | 31.5746 | 33.1866 | 33.9757 | 34.614 | 34.6512 | 33.9297 | 32.6202 | 30.2186 | 27.141 | 25.7561 | 24.7743 | 22.7839 | 20.0417 | 17.7165 | 0 | 0 | 0 | 0 | 0 | 0 | 0 | 0 | 0 | 0 | 0 | 0 | 0 | 0 | 0.33034 | 0.32825 | 0.32389 | 0.23217 | 0 | 0 | 0 | 0 | 0 | 0 | 75.6936 | 74.4501 | 73.2056 | 72.1123 | 71.1901 | 70.1208 | 69.3832 | 69.5611 | 72.6663 | 77.8628 | 82.9487 | 87.126 | 90.2065 | 92.2706 | 93.3179 | 93.8436 | 93.7948 | 93.0841 | 91.6645 | 89.2853 | 85.8153 | 82.5494 | 80.3358 | 78.5709 | 0.036552 | 0.03728 | 0.035296 | 0.030797 | 0.031628 | 0.033894 | 0.039967 | 0.048152 | 0.057125 | 0.062652 | 0.065705 | 0.068421 | 0.070129 | 0.070742 | 0.069289 | 0.063589 | 0.058153 | 0.053613 | 0.047651 | 0.046134 | 0.045998 | 0.042155 | 0.039978 | 0.04141
Portfolio Adjusted1-in-10Size: 20 kW to 199.99 kWOther2024January Monthly Peak | Portfolio Adjusted | 1-in-10 | Size: 20 kW to 199.99 kW | Other | 2024 | January Monthly Peak | 1 | 11.489 | 11.6003 | 11.5446 | 11.7488 | 11.9167 | 15.0331 | 19.4696 | 21.5662 | 23.9487 | 24.7731 | 24.0478 | 23.53 | 21.974 | 21.4923 | 20.4317 | 18.7562 | 18.6176 | 18.2749 | 16.9148 | 15.9044 | 15.3557 | 14.2926 | 13.6176 | 12.6228 | 0 | 0 | 0 | 0 | 0 | 0 | 0 | 0 | 0 | 0 | 0 | 0 | 0 | 0 | 0.19478 | 0.18146 | 0.18485 | 0.14041 | 0 | 0 | 0 | 0 | 0 | 0 | 37.6087 | 36.836 | 36.2891 | 35.4815 | 34.9616 | 34.4666 | 33.9882 | 33.6903 | 34.2634 | 37.3342 | 40.6872 | 43.2122 | 44.8986 | 46.1718 | 47.1804 | 47.3531 | 47.15 | 46.1874 | 44.3274 | 42.9785 | 41.8451 | 41.1675 | 40.3653 | 39.6955 | 0.026485 | 0.028807 | 0.0281 | 0.025089 | 0.025308 | 0.030943 | 0.041336 | 0.047678 | 0.052879 | 0.053302 | 0.050042 | 0.048512 | 0.045356 | 0.043924 | 0.040855 | 0.035152 | 0.03319 | 0.032423 | 0.029697 | 0.028488 | 0.028511 | 0.026444 | 0.027163 | 0.029504
Portfolio Adjusted1-in-10Size: 20 kW to 199.99 kWOther2024February Monthly Peak | Portfolio Adjusted | 1-in-10 | Size: 20 kW to 199.99 kW | Other | 2024 | February Monthly Peak | 2 | 11.8326 | 11.5318 | 11.3776 | 11.5369 | 11.9367 | 13.744 | 16.4312 | 17.9529 | 20.1364 | 21.3345 | 21.801 | 22.0576 | 21.798 | 21.9547 | 21.6923 | 20.8885 | 20.1593 | 19.4689 | 18.8361 | 17.802 | 16.9296 | 15.6517 | 14.1883 | 12.8827 | 0 | 0 | 0 | 0 | 0 | 0 | 0 | 0 | 0 | 0 | 0 | 0 | 0 | 0 | 0.2068 | 0.20209 | 0.20016 | 0.14958 | 0 | 0 | 0 | 0 | 0 | 0 | 45.7746 | 45.4256 | 45.2141 | 44.859 | 44.7818 | 44.0631 | 43.5826 | 43.6859 | 44.9088 | 48.2808 | 51.414 | 53.8188 | 55.4748 | 56.4412 | 57.126 | 57.4508 | 57.0286 | 56.0113 | 53.8657 | 51.6355 | 50.0086 | 48.6336 | 47.4996 | 46.278 | 0.027277 | 0.028636 | 0.027694 | 0.024637 | 0.02535 | 0.02829 | 0.034885 | 0.03969 | 0.044462 | 0.045904 | 0.045367 | 0.045477 | 0.044993 | 0.044869 | 0.043376 | 0.039148 | 0.035939 | 0.034541 | 0.03307 | 0.031887 | 0.031433 | 0.028959 | 0.028302 | 0.030112
Portfolio Adjusted1-in-10Size: 20 kW to 199.99 kWOther2024March Monthly Peak | Portfolio Adjusted | 1-in-10 | Size: 20 kW to 199.99 kW | Other | 2024 | March Monthly Peak | 3 | 12.586 | 11.9959 | 11.7073 | 11.7483 | 12.2018 | 13.3899 | 15.5583 | 17.0533 | 19.2209 | 21.0628 | 22.4812 | 23.4659 | 24.1298 | 24.8082 | 25.0235 | 24.6034 | 23.6088 | 22.1197 | 20.7684 | 20.3439 | 19.248 | 17.695 | 15.5996 | 13.9355 | 0 | 0 | 0 | 0 | 0 | 0 | 0 | 0 | 0 | 0 | 0 | 0 | 0 | 0 | 0.23855 | 0.23803 | 0.23441 | 0.16995 | 0 | 0 | 0 | 0 | 0 | 0 | 56.3588 | 55.1761 | 54.3378 | 53.4048 | 52.6736 | 51.854 | 51.225 | 51.6774 | 55.3421 | 60.7852 | 66.0616 | 70.3687 | 73.2391 | 74.8442 | 75.6493 | 76.0145 | 75.6576 | 74.2725 | 71.6495 | 67.7963 | 64.3434 | 61.5065 | 59.3522 | 57.7124 | 0.029014 | 0.029789 | 0.028496 | 0.025088 | 0.025913 | 0.027561 | 0.033032 | 0.037701 | 0.04244 | 0.045319 | 0.046782 | 0.04838 | 0.049806 | 0.050701 | 0.050037 | 0.04611 | 0.042088 | 0.039244 | 0.036463 | 0.03644 | 0.035737 | 0.032739 | 0.031117 | 0.032573
Portfolio Adjusted1-in-10Size: 20 kW to 199.99 kWOther2024April Monthly Peak | Portfolio Adjusted | 1-in-10 | Size: 20 kW to 199.99 kW | Other | 2024 | April Monthly Peak | 4 | 13.4903 | 12.8064 | 12.408 | 12.3866 | 12.8571 | 13.9968 | 15.8145 | 17.8418 | 20.905 | 23.4293 | 25.5522 | 26.9623 | 27.8185 | 28.5142 | 28.6738 | 28.194 | 26.9266 | 24.9282 | 22.7462 | 22.2099 | 21.2481 | 19.5244 | 17.1081 | 15.1499 | 0 | 0 | 0 | 0 | 0 | 0 | 0 | 0 | 0 | 0 | 0 | 0 | 0 | 0 | 0.27335 | 0.27276 | 0.26735 | 0.19152 | 0 | 0 | 0 | 0 | 0 | 0 | 66.9273 | 65.498 | 63.8219 | 62.6264 | 61.4734 | 60.3576 | 59.7403 | 59.6921 | 63.1361 | 69.5057 | 75.8598 | 81.1435 | 84.2907 | 86.3332 | 87.5612 | 88.2366 | 88.0744 | 87.3945 | 85.3463 | 82.2399 | 78.1228 | 74.378 | 71.5874 | 69.9234 | 0.031098 | 0.031802 | 0.030202 | 0.026451 | 0.027305 | 0.02881 | 0.033576 | 0.039444 | 0.046159 | 0.050411 | 0.053173 | 0.055589 | 0.05742 | 0.058275 | 0.057336 | 0.05284 | 0.048003 | 0.044227 | 0.039935 | 0.039782 | 0.039451 | 0.036124 | 0.034126 | 0.035411
Portfolio Adjusted1-in-10Size: 20 kW to 199.99 kWOther2024May Monthly Peak | Portfolio Adjusted | 1-in-10 | Size: 20 kW to 199.99 kW | Other | 2024 | May Monthly Peak | 5 | 14.2027 | 13.4542 | 13.03 | 12.9806 | 13.4943 | 14.717 | 16.3394 | 18.9102 | 22.4714 | 25.2403 | 27.4903 | 28.9291 | 29.6907 | 30.2777 | 30.3394 | 29.8076 | 28.4506 | 26.3656 | 23.9702 | 22.9787 | 22.3233 | 20.5973 | 18.0359 | 15.9927 | 0 | 0 | 0 | 0 | 0 | 0 | 0 | 0 | 0 | 0 | 0 | 0 | 0 | 0 | 0.28923 | 0.28837 | 0.28249 | 0.20257 | 0 | 0 | 0 | 0 | 0 | 0 | 71.328 | 69.648 | 68.2946 | 66.9497 | 65.6211 | 64.6744 | 64.1199 | 64.5317 | 67.9488 | 73.4723 | 79.4167 | 83.6679 | 87.1322 | 89.4501 | 90.879 | 91.4573 | 91.1618 | 90.484 | 88.8014 | 86.3377 | 82.5311 | 78.4193 | 75.4251 | 72.5984 | 0.03274 | 0.033411 | 0.031716 | 0.02772 | 0.028658 | 0.030292 | 0.03469 | 0.041806 | 0.049618 | 0.054307 | 0.057206 | 0.059644 | 0.061284 | 0.061879 | 0.060667 | 0.055864 | 0.05072 | 0.046777 | 0.042084 | 0.041159 | 0.041447 | 0.038109 | 0.035976 | 0.037381
Portfolio Adjusted1-in-10Size: 20 kW to 199.99 kWOther2024June Monthly Peak | Portfolio Adjusted | 1-in-10 | Size: 20 kW to 199.99 kW | Other | 2024 | June Monthly Peak | 6 | 15.1336 | 14.357 | 13.8447 | 13.7585 | 14.1729 | 15.5427 | 17.5268 | 20.6668 | 24.6253 | 27.7658 | 30.1169 | 31.6713 | 32.3747 | 32.9992 | 33.0345 | 32.3814 | 31.1037 | 28.8511 | 26.1596 | 24.5823 | 23.7477 | 21.9655 | 19.2791 | 17.0935 | 0 | 0 | 0 | 0 | 0 | 0 | 0 | 0 | 0 | 0 | 0 | 0 | 0 | 0 | 0.31492 | 0.31327 | 0.30883 | 0.22166 | 0 | 0 | 0 | 0 | 0 | 0 | 73.932 | 72.4007 | 71.2887 | 69.9067 | 69.0655 | 67.5569 | 66.7026 | 67.4977 | 71.6225 | 77.0836 | 82.1798 | 85.7844 | 88.3314 | 90.1553 | 91.4893 | 92.2708 | 92.6919 | 92.1663 | 90.8976 | 88.8434 | 85.7144 | 81.8513 | 79.2203 | 77.3039 | 0.034887 | 0.035652 | 0.033699 | 0.029381 | 0.030099 | 0.031992 | 0.037211 | 0.04569 | 0.054374 | 0.059741 | 0.062672 | 0.065297 | 0.066824 | 0.067441 | 0.066056 | 0.060687 | 0.05545 | 0.051187 | 0.045928 | 0.044031 | 0.044092 | 0.040641 | 0.038456 | 0.039954
Portfolio Adjusted1-in-10Size: 20 kW to 199.99 kWOther2024July Monthly Peak | Portfolio Adjusted | 1-in-10 | Size: 20 kW to 199.99 kW | Other | 2024 | July Monthly Peak | 7 | 15.8167 | 14.9872 | 14.4736 | 14.3662 | 14.8009 | 16.4428 | 18.7779 | 21.9413 | 25.9403 | 29.0972 | 31.4674 | 33.0582 | 33.8257 | 34.4653 | 34.534 | 33.8225 | 32.5538 | 30.2389 | 27.2661 | 25.5508 | 24.6792 | 22.8499 | 20.0947 | 17.8305 | 0 | 0 | 0 | 0 | 0 | 0 | 0 | 0 | 0 | 0 | 0 | 0 | 0 | 0 | 0.32922 | 0.32722 | 0.32323 | 0.23233 | 0 | 0 | 0 | 0 | 0 | 0 | 75.7144 | 74.6277 | 73.4927 | 72.4692 | 71.6454 | 70.7259 | 70.0535 | 70.3265 | 73.6457 | 78.6853 | 83.6123 | 87.4726 | 90.1291 | 91.9458 | 92.824 | 93.0876 | 92.8966 | 92.2913 | 90.8061 | 88.5644 | 85.7396 | 82.6358 | 80.4285 | 78.9324 | 0.036461 | 0.037217 | 0.035229 | 0.030678 | 0.031433 | 0.033845 | 0.039867 | 0.048507 | 0.057277 | 0.062606 | 0.065483 | 0.068157 | 0.069819 | 0.070438 | 0.069054 | 0.063388 | 0.058035 | 0.053649 | 0.047871 | 0.045766 | 0.045821 | 0.042277 | 0.040083 | 0.041677
Portfolio Adjusted1-in-10Size: 20 kW to 199.99 kWOther2024August Monthly Peak | Portfolio Adjusted | 1-in-10 | Size: 20 kW to 199.99 kW | Other | 2024 | August Monthly Peak | 8 | 15.9414 | 15.0967 | 14.5807 | 14.4997 | 14.9693 | 16.5749 | 18.9775 | 21.978 | 26.1362 | 29.4307 | 31.9137 | 33.5414 | 34.3183 | 34.9457 | 34.9635 | 34.2169 | 32.8972 | 30.4637 | 27.3416 | 25.9356 | 24.937 | 22.93 | 20.1753 | 17.8332 | 0 | 0 | 0 | 0 | 0 | 0 | 0 | 0 | 0 | 0 | 0 | 0 | 0 | 0 | 0.33331 | 0.33103 | 0.32663 | 0.23405 | 0 | 0 | 0 | 0 | 0 | 0 | 76.3436 | 75.2518 | 73.9081 | 72.8972 | 71.9644 | 71.2206 | 70.5425 | 70.3808 | 73.0959 | 78.2508 | 82.9274 | 87.1984 | 90.4345 | 92.5913 | 93.8913 | 94.2999 | 93.876 | 93.0282 | 91.8233 | 89.6192 | 86.0461 | 83.094 | 81.2402 | 79.3793 | 0.036749 | 0.037489 | 0.03549 | 0.030964 | 0.03179 | 0.034117 | 0.040291 | 0.048588 | 0.05771 | 0.063323 | 0.066411 | 0.069153 | 0.070836 | 0.071419 | 0.069913 | 0.064127 | 0.058647 | 0.054048 | 0.048003 | 0.046455 | 0.0463 | 0.042425 | 0.040244 | 0.041683
Portfolio Adjusted1-in-10Size: 20 kW to 199.99 kWOther2024September Monthly Peak | Portfolio Adjusted | 1-in-10 | Size: 20 kW to 199.99 kW | Other | 2024 | September Monthly Peak | 9 | 15.8482 | 15.0979 | 14.6062 | 14.5072 | 15.0149 | 16.6756 | 19.3976 | 22.1267 | 26.3719 | 29.7833 | 32.3744 | 33.9917 | 34.7686 | 35.3606 | 35.2365 | 34.3288 | 32.8527 | 30.2174 | 27.2036 | 26.35 | 24.6935 | 22.6295 | 19.826 | 17.6686 | 0 | 0 | 0 | 0 | 0 | 0 | 0 | 0 | 0 | 0 | 0 | 0 | 0 | 0 | 0.33592 | 0.33211 | 0.32619 | 0.23216 | 0 | 0 | 0 | 0 | 0 | 0 | 76.7847 | 75.5201 | 74.133 | 73.1763 | 72.0851 | 70.9799 | 70.2343 | 70.0395 | 72.3009 | 77.4315 | 83.0754 | 88.0488 | 91.9311 | 94.39 | 95.067 | 95.7162 | 95.7146 | 94.8508 | 93.1308 | 90.1143 | 85.7613 | 82.6166 | 80.4544 | 78.6681 | 0.036534 | 0.037492 | 0.035552 | 0.030979 | 0.031887 | 0.034324 | 0.041183 | 0.048917 | 0.05823 | 0.064082 | 0.06737 | 0.070081 | 0.071765 | 0.072267 | 0.070459 | 0.064337 | 0.058568 | 0.053611 | 0.047761 | 0.047198 | 0.045848 | 0.041869 | 0.039547 | 0.041298
Portfolio Adjusted1-in-10Size: 20 kW to 199.99 kWOther2024October Monthly Peak | Portfolio Adjusted | 1-in-10 | Size: 20 kW to 199.99 kW | Other | 2024 | October Monthly Peak | 10 | 14.3723 | 13.6726 | 13.29 | 13.2376 | 13.7097 | 15.0795 | 17.5886 | 19.6111 | 22.7699 | 25.7063 | 27.9189 | 29.4533 | 30.1932 | 30.8618 | 30.9425 | 30.2429 | 28.7921 | 26.5507 | 24.8827 | 23.8782 | 22.2458 | 20.3978 | 17.8767 | 15.9548 | 0 | 0 | 0 | 0 | 0 | 0 | 0 | 0 | 0 | 0 | 0 | 0 | 0 | 0 | 0.29498 | 0.29258 | 0.28588 | 0.20399 | 0 | 0 | 0 | 0 | 0 | 0 | 72.4257 | 71.2181 | 70.0479 | 68.6395 | 67.5858 | 66.5304 | 66.0929 | 65.663 | 66.4449 | 71.2332 | 76.948 | 81.7946 | 85.2035 | 87.6737 | 88.8783 | 89.2109 | 88.5792 | 87.086 | 84.5518 | 81.3727 | 78.1697 | 75.802 | 73.9279 | 72.4167 | 0.033131 | 0.033953 | 0.032348 | 0.028268 | 0.029116 | 0.031038 | 0.037342 | 0.043356 | 0.050277 | 0.05531 | 0.058098 | 0.060724 | 0.062321 | 0.063073 | 0.061873 | 0.05668 | 0.051329 | 0.047106 | 0.043686 | 0.04277 | 0.041303 | 0.03774 | 0.035659 | 0.037292
Portfolio Adjusted1-in-10Size: 20 kW to 199.99 kWOther2024November Monthly Peak | Portfolio Adjusted | 1-in-10 | Size: 20 kW to 199.99 kW | Other | 2024 | November Monthly Peak | 11 | 12.4499 | 11.894 | 11.6939 | 11.6992 | 12.2188 | 13.3169 | 14.848 | 16.5789 | 18.9764 | 20.804 | 22.2068 | 23.0562 | 23.5673 | 23.9872 | 23.9778 | 23.3721 | 22.4306 | 22.0309 | 20.5248 | 19.4876 | 18.3433 | 16.9412 | 15.0519 | 13.5373 | 0 | 0 | 0 | 0 | 0 | 0 | 0 | 0 | 0 | 0 | 0 | 0 | 0 | 0 | 0.22858 | 0.22611 | 0.22271 | 0.16926 | 0 | 0 | 0 | 0 | 0 | 0 | 59.5439 | 58.1612 | 56.9544 | 55.6419 | 54.8538 | 54.3258 | 53.7238 | 53.3507 | 55.6617 | 60.1722 | 65.6348 | 69.8899 | 72.7195 | 74.4317 | 75.5831 | 75.9213 | 75.0182 | 72.743 | 69.9212 | 66.6301 | 64.3035 | 62.7825 | 61.2438 | 60.1131 | 0.0287 | 0.029536 | 0.028464 | 0.024983 | 0.025949 | 0.027411 | 0.031524 | 0.036652 | 0.041901 | 0.044762 | 0.046211 | 0.047535 | 0.048645 | 0.049023 | 0.047946 | 0.043803 | 0.039988 | 0.039087 | 0.036035 | 0.034906 | 0.034058 | 0.031345 | 0.030024 | 0.031642
Portfolio Adjusted1-in-10Size: 20 kW to 199.99 kWOther2024December Monthly Peak | Portfolio Adjusted | 1-in-10 | Size: 20 kW to 199.99 kW | Other | 2024 | December Monthly Peak | 12 | 12.0278 | 11.8787 | 11.7867 | 11.9127 | 12.3061 | 14.5096 | 17.7429 | 19.5857 | 21.8509 | 22.7243 | 22.5254 | 22.1466 | 21.2251 | 20.9082 | 20.2359 | 19.1092 | 19.0557 | 19.0098 | 17.7867 | 16.9679 | 16.3153 | 15.3697 | 14.4024 | 13.1717 | 0 | 0 | 0 | 0 | 0 | 0 | 0 | 0 | 0 | 0 | 0 | 0 | 0 | 0 | 0.19291 | 0.18487 | 0.1892 | 0.14605 | 0 | 0 | 0 | 0 | 0 | 0 | 40.9118 | 40.2331 | 39.9706 | 39.487 | 39.0477 | 38.4521 | 38.2537 | 38.0297 | 38.6038 | 41.4214 | 44.2271 | 46.8235 | 48.5208 | 49.3804 | 49.799 | 49.788 | 49.0485 | 47.4474 | 45.6723 | 44.3764 | 43.3841 | 42.3696 | 41.9854 | 41.5203 | 0.027727 | 0.029498 | 0.028689 | 0.025439 | 0.026135 | 0.029865 | 0.03767 | 0.043299 | 0.048248 | 0.048894 | 0.046874 | 0.04566 | 0.04381 | 0.042731 | 0.040464 | 0.035813 | 0.033971 | 0.033727 | 0.031228 | 0.030393 | 0.030292 | 0.028437 | 0.028729 | 0.030787
Portfolio Adjusted1-in-10Size: 20 kW to 199.99 kWOther2024Typical Event Day | Portfolio Adjusted | 1-in-10 | Size: 20 kW to 199.99 kW | Other | 2024 | Typical Event Day | 8 | 15.8561 | 15.0123 | 14.5011 | 14.4217 | 14.8926 | 16.4666 | 18.8247 | 21.7806 | 25.8715 | 29.1186 | 31.5746 | 33.1866 | 33.9757 | 34.614 | 34.6512 | 33.9297 | 32.6202 | 30.2186 | 27.141 | 25.7561 | 24.7743 | 22.7839 | 20.0417 | 17.7165 | 0 | 0 | 0 | 0 | 0 | 0 | 0 | 0 | 0 | 0 | 0 | 0 | 0 | 0 | 0.33034 | 0.32825 | 0.32389 | 0.23217 | 0 | 0 | 0 | 0 | 0 | 0 | 75.6936 | 74.4501 | 73.2056 | 72.1123 | 71.1901 | 70.1208 | 69.3832 | 69.5611 | 72.6663 | 77.8628 | 82.9487 | 87.126 | 90.2065 | 92.2706 | 93.3179 | 93.8436 | 93.7948 | 93.0841 | 91.6645 | 89.2853 | 85.8153 | 82.5494 | 80.3358 | 78.5709 | 0.036552 | 0.03728 | 0.035296 | 0.030797 | 0.031628 | 0.033894 | 0.039967 | 0.048152 | 0.057125 | 0.062652 | 0.065705 | 0.068421 | 0.070129 | 0.070742 | 0.069289 | 0.063589 | 0.058153 | 0.053613 | 0.047651 | 0.046134 | 0.045998 | 0.042155 | 0.039978 | 0.04141
Portfolio Adjusted1-in-10Size: 20 kW to 199.99 kWOther2025January Monthly Peak | Portfolio Adjusted | 1-in-10 | Size: 20 kW to 199.99 kW | Other | 2025 | January Monthly Peak | 1 | 11.489 | 11.6003 | 11.5446 | 11.7488 | 11.9167 | 15.0331 | 19.4696 | 21.5662 | 23.9487 | 24.7731 | 24.0478 | 23.53 | 21.974 | 21.4923 | 20.4317 | 18.7562 | 18.6176 | 18.2749 | 16.9148 | 15.9044 | 15.3557 | 14.2926 | 13.6176 | 12.6228 | 0 | 0 | 0 | 0 | 0 | 0 | 0 | 0 | 0 | 0 | 0 | 0 | 0 | 0 | 0.19478 | 0.18146 | 0.18485 | 0.14041 | 0 | 0 | 0 | 0 | 0 | 0 | 37.6087 | 36.836 | 36.2891 | 35.4815 | 34.9616 | 34.4666 | 33.9882 | 33.6903 | 34.2634 | 37.3342 | 40.6872 | 43.2122 | 44.8986 | 46.1718 | 47.1804 | 47.3531 | 47.15 | 46.1874 | 44.3274 | 42.9785 | 41.8451 | 41.1675 | 40.3653 | 39.6955 | 0.026485 | 0.028807 | 0.0281 | 0.025089 | 0.025308 | 0.030943 | 0.041336 | 0.047678 | 0.052879 | 0.053302 | 0.050042 | 0.048512 | 0.045356 | 0.043924 | 0.040855 | 0.035152 | 0.03319 | 0.032423 | 0.029697 | 0.028488 | 0.028511 | 0.026444 | 0.027163 | 0.029504
Portfolio Adjusted1-in-10Size: 20 kW to 199.99 kWOther2025February Monthly Peak | Portfolio Adjusted | 1-in-10 | Size: 20 kW to 199.99 kW | Other | 2025 | February Monthly Peak | 2 | 11.8326 | 11.5318 | 11.3776 | 11.5369 | 11.9367 | 13.744 | 16.4312 | 17.9529 | 20.1364 | 21.3345 | 21.801 | 22.0576 | 21.798 | 21.9547 | 21.6923 | 20.8885 | 20.1593 | 19.4689 | 18.8361 | 17.802 | 16.9296 | 15.6517 | 14.1883 | 12.8827 | 0 | 0 | 0 | 0 | 0 | 0 | 0 | 0 | 0 | 0 | 0 | 0 | 0 | 0 | 0.2068 | 0.20209 | 0.20016 | 0.14958 | 0 | 0 | 0 | 0 | 0 | 0 | 45.7746 | 45.4256 | 45.2141 | 44.859 | 44.7818 | 44.0631 | 43.5826 | 43.6859 | 44.9088 | 48.2808 | 51.414 | 53.8188 | 55.4748 | 56.4412 | 57.126 | 57.4508 | 57.0286 | 56.0113 | 53.8657 | 51.6355 | 50.0086 | 48.6336 | 47.4996 | 46.278 | 0.027277 | 0.028636 | 0.027694 | 0.024637 | 0.02535 | 0.02829 | 0.034885 | 0.03969 | 0.044462 | 0.045904 | 0.045367 | 0.045477 | 0.044993 | 0.044869 | 0.043376 | 0.039148 | 0.035939 | 0.034541 | 0.03307 | 0.031887 | 0.031433 | 0.028959 | 0.028302 | 0.030112
Portfolio Adjusted1-in-10Size: 20 kW to 199.99 kWOther2025March Monthly Peak | Portfolio Adjusted | 1-in-10 | Size: 20 kW to 199.99 kW | Other | 2025 | March Monthly Peak | 3 | 12.586 | 11.9959 | 11.7073 | 11.7483 | 12.2018 | 13.3899 | 15.5583 | 17.0533 | 19.2209 | 21.0628 | 22.4812 | 23.4659 | 24.1298 | 24.8082 | 25.0235 | 24.6034 | 23.6088 | 22.1197 | 20.7684 | 20.3439 | 19.248 | 17.695 | 15.5996 | 13.9355 | 0 | 0 | 0 | 0 | 0 | 0 | 0 | 0 | 0 | 0 | 0 | 0 | 0 | 0 | 0.23855 | 0.23803 | 0.23441 | 0.16995 | 0 | 0 | 0 | 0 | 0 | 0 | 56.3588 | 55.1761 | 54.3378 | 53.4048 | 52.6736 | 51.854 | 51.225 | 51.6774 | 55.3421 | 60.7852 | 66.0616 | 70.3687 | 73.2391 | 74.8442 | 75.6493 | 76.0145 | 75.6576 | 74.2725 | 71.6495 | 67.7963 | 64.3434 | 61.5065 | 59.3522 | 57.7124 | 0.029014 | 0.029789 | 0.028496 | 0.025088 | 0.025913 | 0.027561 | 0.033032 | 0.037701 | 0.04244 | 0.045319 | 0.046782 | 0.04838 | 0.049806 | 0.050701 | 0.050037 | 0.04611 | 0.042088 | 0.039244 | 0.036463 | 0.03644 | 0.035737 | 0.032739 | 0.031117 | 0.032573
Portfolio Adjusted1-in-10Size: 20 kW to 199.99 kWOther2025April Monthly Peak | Portfolio Adjusted | 1-in-10 | Size: 20 kW to 199.99 kW | Other | 2025 | April Monthly Peak | 4 | 13.4903 | 12.8064 | 12.408 | 12.3866 | 12.8571 | 13.9968 | 15.8145 | 17.8418 | 20.905 | 23.4293 | 25.5522 | 26.9623 | 27.8185 | 28.5142 | 28.6738 | 28.194 | 26.9266 | 24.9282 | 22.7462 | 22.2099 | 21.2481 | 19.5244 | 17.1081 | 15.1499 | 0 | 0 | 0 | 0 | 0 | 0 | 0 | 0 | 0 | 0 | 0 | 0 | 0 | 0 | 0.27335 | 0.27276 | 0.26735 | 0.19152 | 0 | 0 | 0 | 0 | 0 | 0 | 66.9273 | 65.498 | 63.8219 | 62.6264 | 61.4734 | 60.3576 | 59.7403 | 59.6921 | 63.1361 | 69.5057 | 75.8598 | 81.1435 | 84.2907 | 86.3332 | 87.5612 | 88.2366 | 88.0744 | 87.3945 | 85.3463 | 82.2399 | 78.1228 | 74.378 | 71.5874 | 69.9234 | 0.031098 | 0.031802 | 0.030202 | 0.026451 | 0.027305 | 0.02881 | 0.033576 | 0.039444 | 0.046159 | 0.050411 | 0.053173 | 0.055589 | 0.05742 | 0.058275 | 0.057336 | 0.05284 | 0.048003 | 0.044227 | 0.039935 | 0.039782 | 0.039451 | 0.036124 | 0.034126 | 0.035411
Portfolio Adjusted1-in-10Size: 20 kW to 199.99 kWOther2025May Monthly Peak | Portfolio Adjusted | 1-in-10 | Size: 20 kW to 199.99 kW | Other | 2025 | May Monthly Peak | 5 | 14.2027 | 13.4542 | 13.03 | 12.9806 | 13.4943 | 14.717 | 16.3394 | 18.9102 | 22.4714 | 25.2403 | 27.4903 | 28.9291 | 29.6907 | 30.2777 | 30.3394 | 29.8076 | 28.4506 | 26.3656 | 23.9702 | 22.9787 | 22.3233 | 20.5973 | 18.0359 | 15.9927 | 0 | 0 | 0 | 0 | 0 | 0 | 0 | 0 | 0 | 0 | 0 | 0 | 0 | 0 | 0.28923 | 0.28837 | 0.28249 | 0.20257 | 0 | 0 | 0 | 0 | 0 | 0 | 71.328 | 69.648 | 68.2946 | 66.9497 | 65.6211 | 64.6744 | 64.1199 | 64.5317 | 67.9488 | 73.4723 | 79.4167 | 83.6679 | 87.1322 | 89.4501 | 90.879 | 91.4573 | 91.1618 | 90.484 | 88.8014 | 86.3377 | 82.5311 | 78.4193 | 75.4251 | 72.5984 | 0.03274 | 0.033411 | 0.031716 | 0.02772 | 0.028658 | 0.030292 | 0.03469 | 0.041806 | 0.049618 | 0.054307 | 0.057206 | 0.059644 | 0.061284 | 0.061879 | 0.060667 | 0.055864 | 0.05072 | 0.046777 | 0.042084 | 0.041159 | 0.041447 | 0.038109 | 0.035976 | 0.037381
Portfolio Adjusted1-in-10Size: 20 kW to 199.99 kWOther2025June Monthly Peak | Portfolio Adjusted | 1-in-10 | Size: 20 kW to 199.99 kW | Other | 2025 | June Monthly Peak | 6 | 15.1336 | 14.357 | 13.8447 | 13.7585 | 14.1729 | 15.5427 | 17.5268 | 20.6668 | 24.6253 | 27.7658 | 30.1169 | 31.6713 | 32.3747 | 32.9992 | 33.0345 | 32.3814 | 31.1037 | 28.8511 | 26.1596 | 24.5823 | 23.7477 | 21.9655 | 19.2791 | 17.0935 | 0 | 0 | 0 | 0 | 0 | 0 | 0 | 0 | 0 | 0 | 0 | 0 | 0 | 0 | 0.31492 | 0.31327 | 0.30883 | 0.22166 | 0 | 0 | 0 | 0 | 0 | 0 | 73.932 | 72.4007 | 71.2887 | 69.9067 | 69.0655 | 67.5569 | 66.7026 | 67.4977 | 71.6225 | 77.0836 | 82.1798 | 85.7844 | 88.3314 | 90.1553 | 91.4893 | 92.2708 | 92.6919 | 92.1663 | 90.8976 | 88.8434 | 85.7144 | 81.8513 | 79.2203 | 77.3039 | 0.034887 | 0.035652 | 0.033699 | 0.029381 | 0.030099 | 0.031992 | 0.037211 | 0.04569 | 0.054374 | 0.059741 | 0.062672 | 0.065297 | 0.066824 | 0.067441 | 0.066056 | 0.060687 | 0.05545 | 0.051187 | 0.045928 | 0.044031 | 0.044092 | 0.040641 | 0.038456 | 0.039954
Portfolio Adjusted1-in-10Size: 20 kW to 199.99 kWOther2025July Monthly Peak | Portfolio Adjusted | 1-in-10 | Size: 20 kW to 199.99 kW | Other | 2025 | July Monthly Peak | 7 | 15.8167 | 14.9872 | 14.4736 | 14.3662 | 14.8009 | 16.4428 | 18.7779 | 21.9413 | 25.9403 | 29.0972 | 31.4674 | 33.0582 | 33.8257 | 34.4653 | 34.534 | 33.8225 | 32.5538 | 30.2389 | 27.2661 | 25.5508 | 24.6792 | 22.8499 | 20.0947 | 17.8305 | 0 | 0 | 0 | 0 | 0 | 0 | 0 | 0 | 0 | 0 | 0 | 0 | 0 | 0 | 0.32922 | 0.32722 | 0.32323 | 0.23233 | 0 | 0 | 0 | 0 | 0 | 0 | 75.7144 | 74.6277 | 73.4927 | 72.4692 | 71.6454 | 70.7259 | 70.0535 | 70.3265 | 73.6457 | 78.6853 | 83.6123 | 87.4726 | 90.1291 | 91.9458 | 92.824 | 93.0876 | 92.8966 | 92.2913 | 90.8061 | 88.5644 | 85.7396 | 82.6358 | 80.4285 | 78.9324 | 0.036461 | 0.037217 | 0.035229 | 0.030678 | 0.031433 | 0.033845 | 0.039867 | 0.048507 | 0.057277 | 0.062606 | 0.065483 | 0.068157 | 0.069819 | 0.070438 | 0.069054 | 0.063388 | 0.058035 | 0.053649 | 0.047871 | 0.045766 | 0.045821 | 0.042277 | 0.040083 | 0.041677
Portfolio Adjusted1-in-10Size: 20 kW to 199.99 kWOther2025August Monthly Peak | Portfolio Adjusted | 1-in-10 | Size: 20 kW to 199.99 kW | Other | 2025 | August Monthly Peak | 8 | 15.9414 | 15.0967 | 14.5807 | 14.4997 | 14.9693 | 16.5749 | 18.9775 | 21.978 | 26.1362 | 29.4307 | 31.9137 | 33.5414 | 34.3183 | 34.9457 | 34.9635 | 34.2169 | 32.8972 | 30.4637 | 27.3416 | 25.9356 | 24.937 | 22.93 | 20.1753 | 17.8332 | 0 | 0 | 0 | 0 | 0 | 0 | 0 | 0 | 0 | 0 | 0 | 0 | 0 | 0 | 0.33331 | 0.33103 | 0.32663 | 0.23405 | 0 | 0 | 0 | 0 | 0 | 0 | 76.3436 | 75.2518 | 73.9081 | 72.8972 | 71.9644 | 71.2206 | 70.5425 | 70.3808 | 73.0959 | 78.2508 | 82.9274 | 87.1984 | 90.4345 | 92.5913 | 93.8913 | 94.2999 | 93.876 | 93.0282 | 91.8233 | 89.6192 | 86.0461 | 83.094 | 81.2402 | 79.3793 | 0.036749 | 0.037489 | 0.03549 | 0.030964 | 0.03179 | 0.034117 | 0.040291 | 0.048588 | 0.05771 | 0.063323 | 0.066411 | 0.069153 | 0.070836 | 0.071419 | 0.069913 | 0.064127 | 0.058647 | 0.054048 | 0.048003 | 0.046455 | 0.0463 | 0.042425 | 0.040244 | 0.041683
Portfolio Adjusted1-in-10Size: 20 kW to 199.99 kWOther2025September Monthly Peak | Portfolio Adjusted | 1-in-10 | Size: 20 kW to 199.99 kW | Other | 2025 | September Monthly Peak | 9 | 15.8482 | 15.0979 | 14.6062 | 14.5072 | 15.0149 | 16.6756 | 19.3976 | 22.1267 | 26.3719 | 29.7833 | 32.3744 | 33.9917 | 34.7686 | 35.3606 | 35.2365 | 34.3288 | 32.8527 | 30.2174 | 27.2036 | 26.35 | 24.6935 | 22.6295 | 19.826 | 17.6686 | 0 | 0 | 0 | 0 | 0 | 0 | 0 | 0 | 0 | 0 | 0 | 0 | 0 | 0 | 0.33592 | 0.33211 | 0.32619 | 0.23216 | 0 | 0 | 0 | 0 | 0 | 0 | 76.7847 | 75.5201 | 74.133 | 73.1763 | 72.0851 | 70.9799 | 70.2343 | 70.0395 | 72.3009 | 77.4315 | 83.0754 | 88.0488 | 91.9311 | 94.39 | 95.067 | 95.7162 | 95.7146 | 94.8508 | 93.1308 | 90.1143 | 85.7613 | 82.6166 | 80.4544 | 78.6681 | 0.036534 | 0.037492 | 0.035552 | 0.030979 | 0.031887 | 0.034324 | 0.041183 | 0.048917 | 0.05823 | 0.064082 | 0.06737 | 0.070081 | 0.071765 | 0.072267 | 0.070459 | 0.064337 | 0.058568 | 0.053611 | 0.047761 | 0.047198 | 0.045848 | 0.041869 | 0.039547 | 0.041298
Portfolio Adjusted1-in-10Size: 20 kW to 199.99 kWOther2025October Monthly Peak | Portfolio Adjusted | 1-in-10 | Size: 20 kW to 199.99 kW | Other | 2025 | October Monthly Peak | 10 | 14.3723 | 13.6726 | 13.29 | 13.2376 | 13.7097 | 15.0795 | 17.5886 | 19.6111 | 22.7699 | 25.7063 | 27.9189 | 29.4533 | 30.1932 | 30.8618 | 30.9425 | 30.2429 | 28.7921 | 26.5507 | 24.8827 | 23.8782 | 22.2458 | 20.3978 | 17.8767 | 15.9548 | 0 | 0 | 0 | 0 | 0 | 0 | 0 | 0 | 0 | 0 | 0 | 0 | 0 | 0 | 0.29498 | 0.29258 | 0.28588 | 0.20399 | 0 | 0 | 0 | 0 | 0 | 0 | 72.4257 | 71.2181 | 70.0479 | 68.6395 | 67.5858 | 66.5304 | 66.0929 | 65.663 | 66.4449 | 71.2332 | 76.948 | 81.7946 | 85.2035 | 87.6737 | 88.8783 | 89.2109 | 88.5792 | 87.086 | 84.5518 | 81.3727 | 78.1697 | 75.802 | 73.9279 | 72.4167 | 0.033131 | 0.033953 | 0.032348 | 0.028268 | 0.029116 | 0.031038 | 0.037342 | 0.043356 | 0.050277 | 0.05531 | 0.058098 | 0.060724 | 0.062321 | 0.063073 | 0.061873 | 0.05668 | 0.051329 | 0.047106 | 0.043686 | 0.04277 | 0.041303 | 0.03774 | 0.035659 | 0.037292
Portfolio Adjusted1-in-10Size: 20 kW to 199.99 kWOther2025November Monthly Peak | Portfolio Adjusted | 1-in-10 | Size: 20 kW to 199.99 kW | Other | 2025 | November Monthly Peak | 11 | 12.4499 | 11.894 | 11.6939 | 11.6992 | 12.2188 | 13.3169 | 14.848 | 16.5789 | 18.9764 | 20.804 | 22.2068 | 23.0562 | 23.5673 | 23.9872 | 23.9778 | 23.3721 | 22.4306 | 22.0309 | 20.5248 | 19.4876 | 18.3433 | 16.9412 | 15.0519 | 13.5373 | 0 | 0 | 0 | 0 | 0 | 0 | 0 | 0 | 0 | 0 | 0 | 0 | 0 | 0 | 0.22858 | 0.22611 | 0.22271 | 0.16926 | 0 | 0 | 0 | 0 | 0 | 0 | 59.5439 | 58.1612 | 56.9544 | 55.6419 | 54.8538 | 54.3258 | 53.7238 | 53.3507 | 55.6617 | 60.1722 | 65.6348 | 69.8899 | 72.7195 | 74.4317 | 75.5831 | 75.9213 | 75.0182 | 72.743 | 69.9212 | 66.6301 | 64.3035 | 62.7825 | 61.2438 | 60.1131 | 0.0287 | 0.029536 | 0.028464 | 0.024983 | 0.025949 | 0.027411 | 0.031524 | 0.036652 | 0.041901 | 0.044762 | 0.046211 | 0.047535 | 0.048645 | 0.049023 | 0.047946 | 0.043803 | 0.039988 | 0.039087 | 0.036035 | 0.034906 | 0.034058 | 0.031345 | 0.030024 | 0.031642
Portfolio Adjusted1-in-10Size: 20 kW to 199.99 kWOther2025December Monthly Peak | Portfolio Adjusted | 1-in-10 | Size: 20 kW to 199.99 kW | Other | 2025 | December Monthly Peak | 12 | 12.0278 | 11.8787 | 11.7867 | 11.9127 | 12.3061 | 14.5096 | 17.7429 | 19.5857 | 21.8509 | 22.7243 | 22.5254 | 22.1466 | 21.2251 | 20.9082 | 20.2359 | 19.1092 | 19.0557 | 19.0098 | 17.7867 | 16.9679 | 16.3153 | 15.3697 | 14.4024 | 13.1717 | 0 | 0 | 0 | 0 | 0 | 0 | 0 | 0 | 0 | 0 | 0 | 0 | 0 | 0 | 0.19291 | 0.18487 | 0.1892 | 0.14605 | 0 | 0 | 0 | 0 | 0 | 0 | 40.9118 | 40.2331 | 39.9706 | 39.487 | 39.0477 | 38.4521 | 38.2537 | 38.0297 | 38.6038 | 41.4214 | 44.2271 | 46.8235 | 48.5208 | 49.3804 | 49.799 | 49.788 | 49.0485 | 47.4474 | 45.6723 | 44.3764 | 43.3841 | 42.3696 | 41.9854 | 41.5203 | 0.027727 | 0.029498 | 0.028689 | 0.025439 | 0.026135 | 0.029865 | 0.03767 | 0.043299 | 0.048248 | 0.048894 | 0.046874 | 0.04566 | 0.04381 | 0.042731 | 0.040464 | 0.035813 | 0.033971 | 0.033727 | 0.031228 | 0.030393 | 0.030292 | 0.028437 | 0.028729 | 0.030787
Portfolio Adjusted1-in-10Size: 20 kW to 199.99 kWOther2025Typical Event Day | Portfolio Adjusted | 1-in-10 | Size: 20 kW to 199.99 kW | Other | 2025 | Typical Event Day | 8 | 15.8561 | 15.0123 | 14.5011 | 14.4217 | 14.8926 | 16.4666 | 18.8247 | 21.7806 | 25.8715 | 29.1186 | 31.5746 | 33.1866 | 33.9757 | 34.614 | 34.6512 | 33.9297 | 32.6202 | 30.2186 | 27.141 | 25.7561 | 24.7743 | 22.7839 | 20.0417 | 17.7165 | 0 | 0 | 0 | 0 | 0 | 0 | 0 | 0 | 0 | 0 | 0 | 0 | 0 | 0 | 0.33034 | 0.32825 | 0.32389 | 0.23217 | 0 | 0 | 0 | 0 | 0 | 0 | 75.6936 | 74.4501 | 73.2056 | 72.1123 | 71.1901 | 70.1208 | 69.3832 | 69.5611 | 72.6663 | 77.8628 | 82.9487 | 87.126 | 90.2065 | 92.2706 | 93.3179 | 93.8436 | 93.7948 | 93.0841 | 91.6645 | 89.2853 | 85.8153 | 82.5494 | 80.3358 | 78.5709 | 0.036552 | 0.03728 | 0.035296 | 0.030797 | 0.031628 | 0.033894 | 0.039967 | 0.048152 | 0.057125 | 0.062652 | 0.065705 | 0.068421 | 0.070129 | 0.070742 | 0.069289 | 0.063589 | 0.058153 | 0.053613 | 0.047651 | 0.046134 | 0.045998 | 0.042155 | 0.039978 | 0.04141
Portfolio Adjusted1-in-10Size: 20 kW to 199.99 kWOther2026January Monthly Peak | Portfolio Adjusted | 1-in-10 | Size: 20 kW to 199.99 kW | Other | 2026 | January Monthly Peak | 1 | 11.489 | 11.6003 | 11.5446 | 11.7488 | 11.9167 | 15.0331 | 19.4696 | 21.5662 | 23.9487 | 24.7731 | 24.0478 | 23.53 | 21.974 | 21.4923 | 20.4317 | 18.7562 | 18.6176 | 18.2749 | 16.9148 | 15.9044 | 15.3557 | 14.2926 | 13.6176 | 12.6228 | 0 | 0 | 0 | 0 | 0 | 0 | 0 | 0 | 0 | 0 | 0 | 0 | 0 | 0 | 0.19478 | 0.18146 | 0.18485 | 0.14041 | 0 | 0 | 0 | 0 | 0 | 0 | 37.6087 | 36.836 | 36.2891 | 35.4815 | 34.9616 | 34.4666 | 33.9882 | 33.6903 | 34.2634 | 37.3342 | 40.6872 | 43.2122 | 44.8986 | 46.1718 | 47.1804 | 47.3531 | 47.15 | 46.1874 | 44.3274 | 42.9785 | 41.8451 | 41.1675 | 40.3653 | 39.6955 | 0.026485 | 0.028807 | 0.0281 | 0.025089 | 0.025308 | 0.030943 | 0.041336 | 0.047678 | 0.052879 | 0.053302 | 0.050042 | 0.048512 | 0.045356 | 0.043924 | 0.040855 | 0.035152 | 0.03319 | 0.032423 | 0.029697 | 0.028488 | 0.028511 | 0.026444 | 0.027163 | 0.029504
Portfolio Adjusted1-in-10Size: 20 kW to 199.99 kWOther2026February Monthly Peak | Portfolio Adjusted | 1-in-10 | Size: 20 kW to 199.99 kW | Other | 2026 | February Monthly Peak | 2 | 11.8326 | 11.5318 | 11.3776 | 11.5369 | 11.9367 | 13.744 | 16.4312 | 17.9529 | 20.1364 | 21.3345 | 21.801 | 22.0576 | 21.798 | 21.9547 | 21.6923 | 20.8885 | 20.1593 | 19.4689 | 18.8361 | 17.802 | 16.9296 | 15.6517 | 14.1883 | 12.8827 | 0 | 0 | 0 | 0 | 0 | 0 | 0 | 0 | 0 | 0 | 0 | 0 | 0 | 0 | 0.2068 | 0.20209 | 0.20016 | 0.14958 | 0 | 0 | 0 | 0 | 0 | 0 | 45.7746 | 45.4256 | 45.2141 | 44.859 | 44.7818 | 44.0631 | 43.5826 | 43.6859 | 44.9088 | 48.2808 | 51.414 | 53.8188 | 55.4748 | 56.4412 | 57.126 | 57.4508 | 57.0286 | 56.0113 | 53.8657 | 51.6355 | 50.0086 | 48.6336 | 47.4996 | 46.278 | 0.027277 | 0.028636 | 0.027694 | 0.024637 | 0.02535 | 0.02829 | 0.034885 | 0.03969 | 0.044462 | 0.045904 | 0.045367 | 0.045477 | 0.044993 | 0.044869 | 0.043376 | 0.039148 | 0.035939 | 0.034541 | 0.03307 | 0.031887 | 0.031433 | 0.028959 | 0.028302 | 0.030112
Portfolio Adjusted1-in-10Size: 20 kW to 199.99 kWOther2026March Monthly Peak | Portfolio Adjusted | 1-in-10 | Size: 20 kW to 199.99 kW | Other | 2026 | March Monthly Peak | 3 | 12.586 | 11.9959 | 11.7073 | 11.7483 | 12.2018 | 13.3899 | 15.5583 | 17.0533 | 19.2209 | 21.0628 | 22.4812 | 23.4659 | 24.1298 | 24.8082 | 25.0235 | 24.6034 | 23.6088 | 22.1197 | 20.7684 | 20.3439 | 19.248 | 17.695 | 15.5996 | 13.9355 | 0 | 0 | 0 | 0 | 0 | 0 | 0 | 0 | 0 | 0 | 0 | 0 | 0 | 0 | 0.23855 | 0.23803 | 0.23441 | 0.16995 | 0 | 0 | 0 | 0 | 0 | 0 | 56.3588 | 55.1761 | 54.3378 | 53.4048 | 52.6736 | 51.854 | 51.225 | 51.6774 | 55.3421 | 60.7852 | 66.0616 | 70.3687 | 73.2391 | 74.8442 | 75.6493 | 76.0145 | 75.6576 | 74.2725 | 71.6495 | 67.7963 | 64.3434 | 61.5065 | 59.3522 | 57.7124 | 0.029014 | 0.029789 | 0.028496 | 0.025088 | 0.025913 | 0.027561 | 0.033032 | 0.037701 | 0.04244 | 0.045319 | 0.046782 | 0.04838 | 0.049806 | 0.050701 | 0.050037 | 0.04611 | 0.042088 | 0.039244 | 0.036463 | 0.03644 | 0.035737 | 0.032739 | 0.031117 | 0.032573
Portfolio Adjusted1-in-10Size: 20 kW to 199.99 kWOther2026April Monthly Peak | Portfolio Adjusted | 1-in-10 | Size: 20 kW to 199.99 kW | Other | 2026 | April Monthly Peak | 4 | 13.4903 | 12.8064 | 12.408 | 12.3866 | 12.8571 | 13.9968 | 15.8145 | 17.8418 | 20.905 | 23.4293 | 25.5522 | 26.9623 | 27.8185 | 28.5142 | 28.6738 | 28.194 | 26.9266 | 24.9282 | 22.7462 | 22.2099 | 21.2481 | 19.5244 | 17.1081 | 15.1499 | 0 | 0 | 0 | 0 | 0 | 0 | 0 | 0 | 0 | 0 | 0 | 0 | 0 | 0 | 0.27335 | 0.27276 | 0.26735 | 0.19152 | 0 | 0 | 0 | 0 | 0 | 0 | 66.9273 | 65.498 | 63.8219 | 62.6264 | 61.4734 | 60.3576 | 59.7403 | 59.6921 | 63.1361 | 69.5057 | 75.8598 | 81.1435 | 84.2907 | 86.3332 | 87.5612 | 88.2366 | 88.0744 | 87.3945 | 85.3463 | 82.2399 | 78.1228 | 74.378 | 71.5874 | 69.9234 | 0.031098 | 0.031802 | 0.030202 | 0.026451 | 0.027305 | 0.02881 | 0.033576 | 0.039444 | 0.046159 | 0.050411 | 0.053173 | 0.055589 | 0.05742 | 0.058275 | 0.057336 | 0.05284 | 0.048003 | 0.044227 | 0.039935 | 0.039782 | 0.039451 | 0.036124 | 0.034126 | 0.035411
Portfolio Adjusted1-in-10Size: 20 kW to 199.99 kWOther2026May Monthly Peak | Portfolio Adjusted | 1-in-10 | Size: 20 kW to 199.99 kW | Other | 2026 | May Monthly Peak | 5 | 14.2027 | 13.4542 | 13.03 | 12.9806 | 13.4943 | 14.717 | 16.3394 | 18.9102 | 22.4714 | 25.2403 | 27.4903 | 28.9291 | 29.6907 | 30.2777 | 30.3394 | 29.8076 | 28.4506 | 26.3656 | 23.9702 | 22.9787 | 22.3233 | 20.5973 | 18.0359 | 15.9927 | 0 | 0 | 0 | 0 | 0 | 0 | 0 | 0 | 0 | 0 | 0 | 0 | 0 | 0 | 0.28923 | 0.28837 | 0.28249 | 0.20257 | 0 | 0 | 0 | 0 | 0 | 0 | 71.328 | 69.648 | 68.2946 | 66.9497 | 65.6211 | 64.6744 | 64.1199 | 64.5317 | 67.9488 | 73.4723 | 79.4167 | 83.6679 | 87.1322 | 89.4501 | 90.879 | 91.4573 | 91.1618 | 90.484 | 88.8014 | 86.3377 | 82.5311 | 78.4193 | 75.4251 | 72.5984 | 0.03274 | 0.033411 | 0.031716 | 0.02772 | 0.028658 | 0.030292 | 0.03469 | 0.041806 | 0.049618 | 0.054307 | 0.057206 | 0.059644 | 0.061284 | 0.061879 | 0.060667 | 0.055864 | 0.05072 | 0.046777 | 0.042084 | 0.041159 | 0.041447 | 0.038109 | 0.035976 | 0.037381
Portfolio Adjusted1-in-10Size: 20 kW to 199.99 kWOther2026June Monthly Peak | Portfolio Adjusted | 1-in-10 | Size: 20 kW to 199.99 kW | Other | 2026 | June Monthly Peak | 6 | 15.1336 | 14.357 | 13.8447 | 13.7585 | 14.1729 | 15.5427 | 17.5268 | 20.6668 | 24.6253 | 27.7658 | 30.1169 | 31.6713 | 32.3747 | 32.9992 | 33.0345 | 32.3814 | 31.1037 | 28.8511 | 26.1596 | 24.5823 | 23.7477 | 21.9655 | 19.2791 | 17.0935 | 0 | 0 | 0 | 0 | 0 | 0 | 0 | 0 | 0 | 0 | 0 | 0 | 0 | 0 | 0.31492 | 0.31327 | 0.30883 | 0.22166 | 0 | 0 | 0 | 0 | 0 | 0 | 73.932 | 72.4007 | 71.2887 | 69.9067 | 69.0655 | 67.5569 | 66.7026 | 67.4977 | 71.6225 | 77.0836 | 82.1798 | 85.7844 | 88.3314 | 90.1553 | 91.4893 | 92.2708 | 92.6919 | 92.1663 | 90.8976 | 88.8434 | 85.7144 | 81.8513 | 79.2203 | 77.3039 | 0.034887 | 0.035652 | 0.033699 | 0.029381 | 0.030099 | 0.031992 | 0.037211 | 0.04569 | 0.054374 | 0.059741 | 0.062672 | 0.065297 | 0.066824 | 0.067441 | 0.066056 | 0.060687 | 0.05545 | 0.051187 | 0.045928 | 0.044031 | 0.044092 | 0.040641 | 0.038456 | 0.039954
Portfolio Adjusted1-in-10Size: 20 kW to 199.99 kWOther2026July Monthly Peak | Portfolio Adjusted | 1-in-10 | Size: 20 kW to 199.99 kW | Other | 2026 | July Monthly Peak | 7 | 15.8167 | 14.9872 | 14.4736 | 14.3662 | 14.8009 | 16.4428 | 18.7779 | 21.9413 | 25.9403 | 29.0972 | 31.4674 | 33.0582 | 33.8257 | 34.4653 | 34.534 | 33.8225 | 32.5538 | 30.2389 | 27.2661 | 25.5508 | 24.6792 | 22.8499 | 20.0947 | 17.8305 | 0 | 0 | 0 | 0 | 0 | 0 | 0 | 0 | 0 | 0 | 0 | 0 | 0 | 0 | 0.32922 | 0.32722 | 0.32323 | 0.23233 | 0 | 0 | 0 | 0 | 0 | 0 | 75.7144 | 74.6277 | 73.4927 | 72.4692 | 71.6454 | 70.7259 | 70.0535 | 70.3265 | 73.6457 | 78.6853 | 83.6123 | 87.4726 | 90.1291 | 91.9458 | 92.824 | 93.0876 | 92.8966 | 92.2913 | 90.8061 | 88.5644 | 85.7396 | 82.6358 | 80.4285 | 78.9324 | 0.036461 | 0.037217 | 0.035229 | 0.030678 | 0.031433 | 0.033845 | 0.039867 | 0.048507 | 0.057277 | 0.062606 | 0.065483 | 0.068157 | 0.069819 | 0.070438 | 0.069054 | 0.063388 | 0.058035 | 0.053649 | 0.047871 | 0.045766 | 0.045821 | 0.042277 | 0.040083 | 0.041677
Portfolio Adjusted1-in-10Size: 20 kW to 199.99 kWOther2026August Monthly Peak | Portfolio Adjusted | 1-in-10 | Size: 20 kW to 199.99 kW | Other | 2026 | August Monthly Peak | 8 | 15.9414 | 15.0967 | 14.5807 | 14.4997 | 14.9693 | 16.5749 | 18.9775 | 21.978 | 26.1362 | 29.4307 | 31.9137 | 33.5414 | 34.3183 | 34.9457 | 34.9635 | 34.2169 | 32.8972 | 30.4637 | 27.3416 | 25.9356 | 24.937 | 22.93 | 20.1753 | 17.8332 | 0 | 0 | 0 | 0 | 0 | 0 | 0 | 0 | 0 | 0 | 0 | 0 | 0 | 0 | 0.33331 | 0.33103 | 0.32663 | 0.23405 | 0 | 0 | 0 | 0 | 0 | 0 | 76.3436 | 75.2518 | 73.9081 | 72.8972 | 71.9644 | 71.2206 | 70.5425 | 70.3808 | 73.0959 | 78.2508 | 82.9274 | 87.1984 | 90.4345 | 92.5913 | 93.8913 | 94.2999 | 93.876 | 93.0282 | 91.8233 | 89.6192 | 86.0461 | 83.094 | 81.2402 | 79.3793 | 0.036749 | 0.037489 | 0.03549 | 0.030964 | 0.03179 | 0.034117 | 0.040291 | 0.048588 | 0.05771 | 0.063323 | 0.066411 | 0.069153 | 0.070836 | 0.071419 | 0.069913 | 0.064127 | 0.058647 | 0.054048 | 0.048003 | 0.046455 | 0.0463 | 0.042425 | 0.040244 | 0.041683
Portfolio Adjusted1-in-10Size: 20 kW to 199.99 kWOther2026September Monthly Peak | Portfolio Adjusted | 1-in-10 | Size: 20 kW to 199.99 kW | Other | 2026 | September Monthly Peak | 9 | 15.8482 | 15.0979 | 14.6062 | 14.5072 | 15.0149 | 16.6756 | 19.3976 | 22.1267 | 26.3719 | 29.7833 | 32.3744 | 33.9917 | 34.7686 | 35.3606 | 35.2365 | 34.3288 | 32.8527 | 30.2174 | 27.2036 | 26.35 | 24.6935 | 22.6295 | 19.826 | 17.6686 | 0 | 0 | 0 | 0 | 0 | 0 | 0 | 0 | 0 | 0 | 0 | 0 | 0 | 0 | 0.33592 | 0.33211 | 0.32619 | 0.23216 | 0 | 0 | 0 | 0 | 0 | 0 | 76.7847 | 75.5201 | 74.133 | 73.1763 | 72.0851 | 70.9799 | 70.2343 | 70.0395 | 72.3009 | 77.4315 | 83.0754 | 88.0488 | 91.9311 | 94.39 | 95.067 | 95.7162 | 95.7146 | 94.8508 | 93.1308 | 90.1143 | 85.7613 | 82.6166 | 80.4544 | 78.6681 | 0.036534 | 0.037492 | 0.035552 | 0.030979 | 0.031887 | 0.034324 | 0.041183 | 0.048917 | 0.05823 | 0.064082 | 0.06737 | 0.070081 | 0.071765 | 0.072267 | 0.070459 | 0.064337 | 0.058568 | 0.053611 | 0.047761 | 0.047198 | 0.045848 | 0.041869 | 0.039547 | 0.041298
Portfolio Adjusted1-in-10Size: 20 kW to 199.99 kWOther2026October Monthly Peak | Portfolio Adjusted | 1-in-10 | Size: 20 kW to 199.99 kW | Other | 2026 | October Monthly Peak | 10 | 14.3723 | 13.6726 | 13.29 | 13.2376 | 13.7097 | 15.0795 | 17.5886 | 19.6111 | 22.7699 | 25.7063 | 27.9189 | 29.4533 | 30.1932 | 30.8618 | 30.9425 | 30.2429 | 28.7921 | 26.5507 | 24.8827 | 23.8782 | 22.2458 | 20.3978 | 17.8767 | 15.9548 | 0 | 0 | 0 | 0 | 0 | 0 | 0 | 0 | 0 | 0 | 0 | 0 | 0 | 0 | 0.29498 | 0.29258 | 0.28588 | 0.20399 | 0 | 0 | 0 | 0 | 0 | 0 | 72.4257 | 71.2181 | 70.0479 | 68.6395 | 67.5858 | 66.5304 | 66.0929 | 65.663 | 66.4449 | 71.2332 | 76.948 | 81.7946 | 85.2035 | 87.6737 | 88.8783 | 89.2109 | 88.5792 | 87.086 | 84.5518 | 81.3727 | 78.1697 | 75.802 | 73.9279 | 72.4167 | 0.033131 | 0.033953 | 0.032348 | 0.028268 | 0.029116 | 0.031038 | 0.037342 | 0.043356 | 0.050277 | 0.05531 | 0.058098 | 0.060724 | 0.062321 | 0.063073 | 0.061873 | 0.05668 | 0.051329 | 0.047106 | 0.043686 | 0.04277 | 0.041303 | 0.03774 | 0.035659 | 0.037292
Portfolio Adjusted1-in-10Size: 20 kW to 199.99 kWOther2026November Monthly Peak | Portfolio Adjusted | 1-in-10 | Size: 20 kW to 199.99 kW | Other | 2026 | November Monthly Peak | 11 | 12.4499 | 11.894 | 11.6939 | 11.6992 | 12.2188 | 13.3169 | 14.848 | 16.5789 | 18.9764 | 20.804 | 22.2068 | 23.0562 | 23.5673 | 23.9872 | 23.9778 | 23.3721 | 22.4306 | 22.0309 | 20.5248 | 19.4876 | 18.3433 | 16.9412 | 15.0519 | 13.5373 | 0 | 0 | 0 | 0 | 0 | 0 | 0 | 0 | 0 | 0 | 0 | 0 | 0 | 0 | 0.22858 | 0.22611 | 0.22271 | 0.16926 | 0 | 0 | 0 | 0 | 0 | 0 | 59.5439 | 58.1612 | 56.9544 | 55.6419 | 54.8538 | 54.3258 | 53.7238 | 53.3507 | 55.6617 | 60.1722 | 65.6348 | 69.8899 | 72.7195 | 74.4317 | 75.5831 | 75.9213 | 75.0182 | 72.743 | 69.9212 | 66.6301 | 64.3035 | 62.7825 | 61.2438 | 60.1131 | 0.0287 | 0.029536 | 0.028464 | 0.024983 | 0.025949 | 0.027411 | 0.031524 | 0.036652 | 0.041901 | 0.044762 | 0.046211 | 0.047535 | 0.048645 | 0.049023 | 0.047946 | 0.043803 | 0.039988 | 0.039087 | 0.036035 | 0.034906 | 0.034058 | 0.031345 | 0.030024 | 0.031642
Portfolio Adjusted1-in-10Size: 20 kW to 199.99 kWOther2026December Monthly Peak | Portfolio Adjusted | 1-in-10 | Size: 20 kW to 199.99 kW | Other | 2026 | December Monthly Peak | 12 | 12.0278 | 11.8787 | 11.7867 | 11.9127 | 12.3061 | 14.5096 | 17.7429 | 19.5857 | 21.8509 | 22.7243 | 22.5254 | 22.1466 | 21.2251 | 20.9082 | 20.2359 | 19.1092 | 19.0557 | 19.0098 | 17.7867 | 16.9679 | 16.3153 | 15.3697 | 14.4024 | 13.1717 | 0 | 0 | 0 | 0 | 0 | 0 | 0 | 0 | 0 | 0 | 0 | 0 | 0 | 0 | 0.19291 | 0.18487 | 0.1892 | 0.14605 | 0 | 0 | 0 | 0 | 0 | 0 | 40.9118 | 40.2331 | 39.9706 | 39.487 | 39.0477 | 38.4521 | 38.2537 | 38.0297 | 38.6038 | 41.4214 | 44.2271 | 46.8235 | 48.5208 | 49.3804 | 49.799 | 49.788 | 49.0485 | 47.4474 | 45.6723 | 44.3764 | 43.3841 | 42.3696 | 41.9854 | 41.5203 | 0.027727 | 0.029498 | 0.028689 | 0.025439 | 0.026135 | 0.029865 | 0.03767 | 0.043299 | 0.048248 | 0.048894 | 0.046874 | 0.04566 | 0.04381 | 0.042731 | 0.040464 | 0.035813 | 0.033971 | 0.033727 | 0.031228 | 0.030393 | 0.030292 | 0.028437 | 0.028729 | 0.030787
Portfolio Adjusted1-in-10Size: 20 kW to 199.99 kWOther2026Typical Event Day | Portfolio Adjusted | 1-in-10 | Size: 20 kW to 199.99 kW | Other | 2026 | Typical Event Day | 8 | 15.8561 | 15.0123 | 14.5011 | 14.4217 | 14.8926 | 16.4666 | 18.8247 | 21.7806 | 25.8715 | 29.1186 | 31.5746 | 33.1866 | 33.9757 | 34.614 | 34.6512 | 33.9297 | 32.6202 | 30.2186 | 27.141 | 25.7561 | 24.7743 | 22.7839 | 20.0417 | 17.7165 | 0 | 0 | 0 | 0 | 0 | 0 | 0 | 0 | 0 | 0 | 0 | 0 | 0 | 0 | 0.33034 | 0.32825 | 0.32389 | 0.23217 | 0 | 0 | 0 | 0 | 0 | 0 | 75.6936 | 74.4501 | 73.2056 | 72.1123 | 71.1901 | 70.1208 | 69.3832 | 69.5611 | 72.6663 | 77.8628 | 82.9487 | 87.126 | 90.2065 | 92.2706 | 93.3179 | 93.8436 | 93.7948 | 93.0841 | 91.6645 | 89.2853 | 85.8153 | 82.5494 | 80.3358 | 78.5709 | 0.036552 | 0.03728 | 0.035296 | 0.030797 | 0.031628 | 0.033894 | 0.039967 | 0.048152 | 0.057125 | 0.062652 | 0.065705 | 0.068421 | 0.070129 | 0.070742 | 0.069289 | 0.063589 | 0.058153 | 0.053613 | 0.047651 | 0.046134 | 0.045998 | 0.042155 | 0.039978 | 0.04141
Portfolio Adjusted1-in-2Size: 20 kW to 199.99 kWOther2015January Monthly Peak | Portfolio Adjusted | 1-in-2 | Size: 20 kW to 199.99 kW | Other | 2015 | January Monthly Peak | 1
Portfolio Adjusted1-in-2Size: 20 kW to 199.99 kWOther2015February Monthly Peak | Portfolio Adjusted | 1-in-2 | Size: 20 kW to 199.99 kW | Other | 2015 | February Monthly Peak | 2
Portfolio Adjusted1-in-2Size: 20 kW to 199.99 kWOther2015March Monthly Peak | Portfolio Adjusted | 1-in-2 | Size: 20 kW to 199.99 kW | Other | 2015 | March Monthly Peak | 3
Portfolio Adjusted1-in-2Size: 20 kW to 199.99 kWOther2015April Monthly Peak | Portfolio Adjusted | 1-in-2 | Size: 20 kW to 199.99 kW | Other | 2015 | April Monthly Peak | 4
Portfolio Adjusted1-in-2Size: 20 kW to 199.99 kWOther2015May Monthly Peak | Portfolio Adjusted | 1-in-2 | Size: 20 kW to 199.99 kW | Other | 2015 | May Monthly Peak | 5
Portfolio Adjusted1-in-2Size: 20 kW to 199.99 kWOther2015June Monthly Peak | Portfolio Adjusted | 1-in-2 | Size: 20 kW to 199.99 kW | Other | 2015 | June Monthly Peak | 6
Portfolio Adjusted1-in-2Size: 20 kW to 199.99 kWOther2015July Monthly Peak | Portfolio Adjusted | 1-in-2 | Size: 20 kW to 199.99 kW | Other | 2015 | July Monthly Peak | 7
Portfolio Adjusted1-in-2Size: 20 kW to 199.99 kWOther2015August Monthly Peak | Portfolio Adjusted | 1-in-2 | Size: 20 kW to 199.99 kW | Other | 2015 | August Monthly Peak | 8
Portfolio Adjusted1-in-2Size: 20 kW to 199.99 kWOther2015September Monthly Peak | Portfolio Adjusted | 1-in-2 | Size: 20 kW to 199.99 kW | Other | 2015 | September Monthly Peak | 9
Portfolio Adjusted1-in-2Size: 20 kW to 199.99 kWOther2015October Monthly Peak | Portfolio Adjusted | 1-in-2 | Size: 20 kW to 199.99 kW | Other | 2015 | October Monthly Peak | 10
Portfolio Adjusted1-in-2Size: 20 kW to 199.99 kWOther2015November Monthly Peak | Portfolio Adjusted | 1-in-2 | Size: 20 kW to 199.99 kW | Other | 2015 | November Monthly Peak | 11
Portfolio Adjusted1-in-2Size: 20 kW to 199.99 kWOther2015December Monthly Peak | Portfolio Adjusted | 1-in-2 | Size: 20 kW to 199.99 kW | Other | 2015 | December Monthly Peak | 12
Portfolio Adjusted1-in-2Size: 20 kW to 199.99 kWOther2015Typical Event Day | Portfolio Adjusted | 1-in-2 | Size: 20 kW to 199.99 kW | Other | 2015 | Typical Event Day | 8
Portfolio Adjusted1-in-2Size: 20 kW to 199.99 kWOther2016January Monthly Peak | Portfolio Adjusted | 1-in-2 | Size: 20 kW to 199.99 kW | Other | 2016 | January Monthly Peak | 1
Portfolio Adjusted1-in-2Size: 20 kW to 199.99 kWOther2016February Monthly Peak | Portfolio Adjusted | 1-in-2 | Size: 20 kW to 199.99 kW | Other | 2016 | February Monthly Peak | 2
Portfolio Adjusted1-in-2Size: 20 kW to 199.99 kWOther2016March Monthly Peak | Portfolio Adjusted | 1-in-2 | Size: 20 kW to 199.99 kW | Other | 2016 | March Monthly Peak | 3
Portfolio Adjusted1-in-2Size: 20 kW to 199.99 kWOther2016April Monthly Peak | Portfolio Adjusted | 1-in-2 | Size: 20 kW to 199.99 kW | Other | 2016 | April Monthly Peak | 4
Portfolio Adjusted1-in-2Size: 20 kW to 199.99 kWOther2016May Monthly Peak | Portfolio Adjusted | 1-in-2 | Size: 20 kW to 199.99 kW | Other | 2016 | May Monthly Peak | 5
Portfolio Adjusted1-in-2Size: 20 kW to 199.99 kWOther2016June Monthly Peak | Portfolio Adjusted | 1-in-2 | Size: 20 kW to 199.99 kW | Other | 2016 | June Monthly Peak | 6
Portfolio Adjusted1-in-2Size: 20 kW to 199.99 kWOther2016July Monthly Peak | Portfolio Adjusted | 1-in-2 | Size: 20 kW to 199.99 kW | Other | 2016 | July Monthly Peak | 7
Portfolio Adjusted1-in-2Size: 20 kW to 199.99 kWOther2016August Monthly Peak | Portfolio Adjusted | 1-in-2 | Size: 20 kW to 199.99 kW | Other | 2016 | August Monthly Peak | 8
Portfolio Adjusted1-in-2Size: 20 kW to 199.99 kWOther2016September Monthly Peak | Portfolio Adjusted | 1-in-2 | Size: 20 kW to 199.99 kW | Other | 2016 | September Monthly Peak | 9
Portfolio Adjusted1-in-2Size: 20 kW to 199.99 kWOther2016October Monthly Peak | Portfolio Adjusted | 1-in-2 | Size: 20 kW to 199.99 kW | Other | 2016 | October Monthly Peak | 10
Portfolio Adjusted1-in-2Size: 20 kW to 199.99 kWOther2016November Monthly Peak | Portfolio Adjusted | 1-in-2 | Size: 20 kW to 199.99 kW | Other | 2016 | November Monthly Peak | 11
Portfolio Adjusted1-in-2Size: 20 kW to 199.99 kWOther2016December Monthly Peak | Portfolio Adjusted | 1-in-2 | Size: 20 kW to 199.99 kW | Other | 2016 | December Monthly Peak | 12
Portfolio Adjusted1-in-2Size: 20 kW to 199.99 kWOther2016Typical Event Day | Portfolio Adjusted | 1-in-2 | Size: 20 kW to 199.99 kW | Other | 2016 | Typical Event Day | 8
Portfolio Adjusted1-in-2Size: 20 kW to 199.99 kWOther2017January Monthly Peak | Portfolio Adjusted | 1-in-2 | Size: 20 kW to 199.99 kW | Other | 2017 | January Monthly Peak | 1
Portfolio Adjusted1-in-2Size: 20 kW to 199.99 kWOther2017February Monthly Peak | Portfolio Adjusted | 1-in-2 | Size: 20 kW to 199.99 kW | Other | 2017 | February Monthly Peak | 2
Portfolio Adjusted1-in-2Size: 20 kW to 199.99 kWOther2017March Monthly Peak | Portfolio Adjusted | 1-in-2 | Size: 20 kW to 199.99 kW | Other | 2017 | March Monthly Peak | 3
Portfolio Adjusted1-in-2Size: 20 kW to 199.99 kWOther2017April Monthly Peak | Portfolio Adjusted | 1-in-2 | Size: 20 kW to 199.99 kW | Other | 2017 | April Monthly Peak | 4
Portfolio Adjusted1-in-2Size: 20 kW to 199.99 kWOther2017May Monthly Peak | Portfolio Adjusted | 1-in-2 | Size: 20 kW to 199.99 kW | Other | 2017 | May Monthly Peak | 5
Portfolio Adjusted1-in-2Size: 20 kW to 199.99 kWOther2017June Monthly Peak | Portfolio Adjusted | 1-in-2 | Size: 20 kW to 199.99 kW | Other | 2017 | June Monthly Peak | 6
Portfolio Adjusted1-in-2Size: 20 kW to 199.99 kWOther2017July Monthly Peak | Portfolio Adjusted | 1-in-2 | Size: 20 kW to 199.99 kW | Other | 2017 | July Monthly Peak | 7
Portfolio Adjusted1-in-2Size: 20 kW to 199.99 kWOther2017August Monthly Peak | Portfolio Adjusted | 1-in-2 | Size: 20 kW to 199.99 kW | Other | 2017 | August Monthly Peak | 8
Portfolio Adjusted1-in-2Size: 20 kW to 199.99 kWOther2017September Monthly Peak | Portfolio Adjusted | 1-in-2 | Size: 20 kW to 199.99 kW | Other | 2017 | September Monthly Peak | 9
Portfolio Adjusted1-in-2Size: 20 kW to 199.99 kWOther2017October Monthly Peak | Portfolio Adjusted | 1-in-2 | Size: 20 kW to 199.99 kW | Other | 2017 | October Monthly Peak | 10
Portfolio Adjusted1-in-2Size: 20 kW to 199.99 kWOther2017November Monthly Peak | Portfolio Adjusted | 1-in-2 | Size: 20 kW to 199.99 kW | Other | 2017 | November Monthly Peak | 11
Portfolio Adjusted1-in-2Size: 20 kW to 199.99 kWOther2017December Monthly Peak | Portfolio Adjusted | 1-in-2 | Size: 20 kW to 199.99 kW | Other | 2017 | December Monthly Peak | 12
Portfolio Adjusted1-in-2Size: 20 kW to 199.99 kWOther2017Typical Event Day | Portfolio Adjusted | 1-in-2 | Size: 20 kW to 199.99 kW | Other | 2017 | Typical Event Day | 8
Portfolio Adjusted1-in-2Size: 20 kW to 199.99 kWOther2018January Monthly Peak | Portfolio Adjusted | 1-in-2 | Size: 20 kW to 199.99 kW | Other | 2018 | January Monthly Peak | 1
Portfolio Adjusted1-in-2Size: 20 kW to 199.99 kWOther2018February Monthly Peak | Portfolio Adjusted | 1-in-2 | Size: 20 kW to 199.99 kW | Other | 2018 | February Monthly Peak | 2
Portfolio Adjusted1-in-2Size: 20 kW to 199.99 kWOther2018March Monthly Peak | Portfolio Adjusted | 1-in-2 | Size: 20 kW to 199.99 kW | Other | 2018 | March Monthly Peak | 3
Portfolio Adjusted1-in-2Size: 20 kW to 199.99 kWOther2018April Monthly Peak | Portfolio Adjusted | 1-in-2 | Size: 20 kW to 199.99 kW | Other | 2018 | April Monthly Peak | 4 | 12.8536 | 12.235 | 11.883 | 11.8849 | 12.3368 | 13.4293 | 15.1474 | 16.9286 | 19.5585 | 21.6841 | 23.4407 | 24.6113 | 25.3598 | 26.0317 | 26.223 | 25.818 | 24.6936 | 22.9249 | 21.0662 | 20.6899 | 19.8943 | 18.3241 | 16.1048 | 14.3047 | 0 | 0 | 0 | 0 | 0 | 0 | 0 | 0 | 0 | 0 | 0 | 0 | 0 | 0 | 0.24999 | 0.24978 | 0.24518 | 0.17613 | 0 | 0 | 0 | 0 | 0 | 0 | 62.1141 | 60.8931 | 59.4323 | 58.2086 | 57.2847 | 56.6224 | 56.0604 | 56.1542 | 58.7786 | 62.8278 | 68.0955 | 72.5205 | 75.9055 | 78.3283 | 79.4548 | 80.0945 | 80.1072 | 79.755 | 78.5046 | 76.1423 | 72.3587 | 69.2184 | 67.0275 | 64.7661 | 0.029631 | 0.030383 | 0.028924 | 0.02538 | 0.0262 | 0.027642 | 0.032159 | 0.037425 | 0.043186 | 0.046656 | 0.048779 | 0.050741 | 0.052345 | 0.053202 | 0.052436 | 0.048387 | 0.044022 | 0.040673 | 0.036985 | 0.037059 | 0.036937 | 0.033903 | 0.032125 | 0.033436
Portfolio Adjusted1-in-2Size: 20 kW to 199.99 kWOther2018May Monthly Peak | Portfolio Adjusted | 1-in-2 | Size: 20 kW to 199.99 kW | Other | 2018 | May Monthly Peak | 5 | 13.4264 | 12.7282 | 12.3551 | 12.3284 | 12.8338 | 13.9034 | 15.287 | 17.5139 | 20.5118 | 22.8175 | 24.7042 | 25.9133 | 26.6436 | 27.255 | 27.4122 | 27.0289 | 25.8126 | 24.0115 | 22.0143 | 21.2168 | 20.7435 | 19.1898 | 16.816 | 14.9494 | 0 | 0 | 0 | 0 | 0 | 0 | 0 | 0 | 0 | 0 | 0 | 0 | 0 | 0 | 0.26133 | 0.26149 | 0.25629 | 0.18448 | 0 | 0 | 0 | 0 | 0 | 0 | 65.8897 | 64.7428 | 63.8564 | 62.8874 | 62.0445 | 61.2816 | 60.5095 | 60.9147 | 63.4048 | 67.1836 | 70.9409 | 74.6563 | 77.841 | 80.4843 | 81.592 | 82.0827 | 81.9305 | 81.3935 | 80.105 | 77.7991 | 74.4207 | 71.5841 | 69.1214 | 67.4413 | 0.030951 | 0.031608 | 0.030073 | 0.026327 | 0.027255 | 0.028618 | 0.032456 | 0.038719 | 0.045291 | 0.049094 | 0.051408 | 0.053426 | 0.054995 | 0.055702 | 0.054813 | 0.050656 | 0.046017 | 0.042601 | 0.03865 | 0.038003 | 0.038514 | 0.035505 | 0.033543 | 0.034942
Portfolio Adjusted1-in-2Size: 20 kW to 199.99 kWOther2018June Monthly Peak | Portfolio Adjusted | 1-in-2 | Size: 20 kW to 199.99 kW | Other | 2018 | June Monthly Peak | 6 | 14.5708 | 13.815 | 13.3367 | 13.264 | 13.6801 | 14.8879 | 16.6364 | 19.5036 | 23.0351 | 25.8518 | 27.984 | 29.4051 | 30.1391 | 30.8097 | 30.9445 | 30.4296 | 29.236 | 27.1914 | 24.7908 | 23.3535 | 22.6399 | 20.9748 | 18.3964 | 16.3303 | 0 | 0 | 0 | 0 | 0 | 0 | 0 | 0 | 0 | 0 | 0 | 0 | 0 | 0 | 0.295 | 0.29439 | 0.29028 | 0.20891 | 0 | 0 | 0 | 0 | 0 | 0 | 69.842 | 68.4196 | 67.2543 | 66.2062 | 65.0827 | 64.0565 | 63.1321 | 63.9905 | 67.6479 | 72.4119 | 77.1587 | 81.5851 | 84.7353 | 86.4167 | 87.2732 | 87.6285 | 87.7524 | 87.4133 | 86.4147 | 84.4853 | 81.4475 | 77.3223 | 74.6175 | 72.5718 | 0.033589 | 0.034306 | 0.032462 | 0.028325 | 0.029053 | 0.030644 | 0.035321 | 0.043118 | 0.050862 | 0.055623 | 0.058234 | 0.060625 | 0.06221 | 0.062967 | 0.061877 | 0.057029 | 0.05212 | 0.048243 | 0.043525 | 0.04183 | 0.042035 | 0.038808 | 0.036696 | 0.03817
Portfolio Adjusted1-in-2Size: 20 kW to 199.99 kWOther2018July Monthly Peak | Portfolio Adjusted | 1-in-2 | Size: 20 kW to 199.99 kW | Other | 2018 | July Monthly Peak | 7 | 15.7137 | 14.8856 | 14.3778 | 14.2724 | 14.7086 | 16.313 | 18.5954 | 21.7053 | 25.6233 | 28.7228 | 31.0599 | 32.6313 | 33.4126 | 34.065 | 34.1566 | 33.475 | 32.219 | 29.9424 | 27.0232 | 25.3335 | 24.4823 | 22.6732 | 19.9335 | 17.6898 | 0 | 0 | 0 | 0 | 0 | 0 | 0 | 0 | 0 | 0 | 0 | 0 | 0 | 0 | 0.32562 | 0.32385 | 0.3199 | 0.23005 | 0 | 0 | 0 | 0 | 0 | 0 | 75.7941 | 74.4066 | 73.4442 | 72.5014 | 71.4647 | 70.5078 | 69.7085 | 70.1713 | 73.4806 | 77.9151 | 82.356 | 85.7653 | 88.7976 | 90.5015 | 91.4484 | 91.8968 | 91.8204 | 90.818 | 89.6496 | 88.297 | 85.6983 | 82.1078 | 79.6024 | 77.7906 | 0.036224 | 0.036965 | 0.034996 | 0.030478 | 0.031237 | 0.033578 | 0.03948 | 0.047986 | 0.056577 | 0.0618 | 0.064634 | 0.067277 | 0.068966 | 0.06962 | 0.0683 | 0.062737 | 0.057438 | 0.053123 | 0.047444 | 0.045377 | 0.045456 | 0.04195 | 0.039762 | 0.041348
Portfolio Adjusted1-in-2Size: 20 kW to 199.99 kWOther2018August Monthly Peak | Portfolio Adjusted | 1-in-2 | Size: 20 kW to 199.99 kW | Other | 2018 | August Monthly Peak | 8 | 15.5426 | 14.7047 | 14.2115 | 14.1385 | 14.613 | 16.0785 | 18.2829 | 21.0785 | 24.9247 | 27.9959 | 30.3459 | 31.8956 | 32.7209 | 33.3951 | 33.4985 | 32.8651 | 31.596 | 29.3109 | 26.3961 | 25.089 | 24.1707 | 22.2428 | 19.5506 | 17.2889 | 0 | 0 | 0 | 0 | 0 | 0 | 0 | 0 | 0 | 0 | 0 | 0 | 0 | 0 | 0.31935 | 0.31795 | 0.31372 | 0.2252 | 0 | 0 | 0 | 0 | 0 | 0 | 74.1573 | 72.9937 | 71.4888 | 70.2215 | 69.1954 | 68.2394 | 67.6409 | 67.025 | 69.3344 | 74.5421 | 80.1982 | 84.7552 | 88.245 | 90.2975 | 91.5733 | 92.2219 | 92.0684 | 91.4624 | 90.02 | 87.4419 | 83.6268 | 80.3542 | 78.0338 | 76.2855 | 0.035829 | 0.036516 | 0.034591 | 0.030192 | 0.031034 | 0.033095 | 0.038816 | 0.0466 | 0.055035 | 0.060236 | 0.063149 | 0.06576 | 0.067539 | 0.06825 | 0.066984 | 0.061594 | 0.056327 | 0.052003 | 0.046343 | 0.044939 | 0.044877 | 0.041154 | 0.038998 | 0.040411
Portfolio Adjusted1-in-2Size: 20 kW to 199.99 kWOther2018September Monthly Peak | Portfolio Adjusted | 1-in-2 | Size: 20 kW to 199.99 kW | Other | 2018 | September Monthly Peak | 9 | 15.2086 | 14.4707 | 14.0157 | 13.9299 | 14.4449 | 15.8854 | 18.2954 | 20.6981 | 24.4446 | 27.4968 | 29.8705 | 31.3597 | 32.2092 | 32.8738 | 32.8842 | 32.1551 | 30.762 | 28.3645 | 25.6828 | 24.988 | 23.4612 | 21.5247 | 18.8241 | 16.7964 | 0 | 0 | 0 | 0 | 0 | 0 | 0 | 0 | 0 | 0 | 0 | 0 | 0 | 0 | 0.31349 | 0.31108 | 0.30543 | 0.21793 | 0 | 0 | 0 | 0 | 0 | 0 | 72.5031 | 71.2624 | 69.9105 | 68.5883 | 67.4446 | 66.5063 | 65.9536 | 65.63 | 68.0431 | 73.2979 | 78.8537 | 83.6696 | 87.6416 | 89.9765 | 91.2758 | 91.7119 | 91.6051 | 90.7647 | 89.343 | 86.5361 | 82.3947 | 79.3474 | 77.0378 | 75.4527 | 0.035059 | 0.035935 | 0.034115 | 0.029747 | 0.030677 | 0.032697 | 0.038843 | 0.045759 | 0.053975 | 0.059162 | 0.062159 | 0.064655 | 0.066483 | 0.067185 | 0.065755 | 0.060263 | 0.054841 | 0.050324 | 0.045091 | 0.044758 | 0.04356 | 0.039825 | 0.037549 | 0.039259
Portfolio Adjusted1-in-2Size: 20 kW to 199.99 kWOther2018October Monthly Peak | Portfolio Adjusted | 1-in-2 | Size: 20 kW to 199.99 kW | Other | 2018 | October Monthly Peak | 10 | 13.5874 | 12.9414 | 12.6111 | 12.5823 | 13.0446 | 14.269 | 16.5485 | 18.2276 | 20.8203 | 23.2861 | 25.1232 | 26.4191 | 27.1174 | 27.8053 | 27.9769 | 27.4217 | 26.1165 | 24.1618 | 22.896 | 22.0877 | 20.6414 | 18.9692 | 16.643 | 14.9013 | 0 | 0 | 0 | 0 | 0 | 0 | 0 | 0 | 0 | 0 | 0 | 0 | 0 | 0 | 0.26671 | 0.26529 | 0.25931 | 0.18564 | 0 | 0 | 0 | 0 | 0 | 0 | 64.0173 | 63.0484 | 62.0997 | 61.0825 | 60.1087 | 59.354 | 58.4945 | 57.8964 | 58.759 | 63.1326 | 69.3412 | 75.7001 | 80.6598 | 83.6679 | 84.8908 | 85.7758 | 85.834 | 84.9872 | 82.7829 | 78.2158 | 74.1248 | 70.9329 | 68.3988 | 66.3495 | 0.031322 | 0.032137 | 0.030696 | 0.026869 | 0.027703 | 0.02937 | 0.035134 | 0.040297 | 0.045972 | 0.050103 | 0.05228 | 0.054469 | 0.055973 | 0.056826 | 0.055943 | 0.051392 | 0.046559 | 0.042868 | 0.040198 | 0.039563 | 0.038325 | 0.035097 | 0.033198 | 0.03483
Portfolio Adjusted1-in-2Size: 20 kW to 199.99 kWOther2018November Monthly Peak | Portfolio Adjusted | 1-in-2 | Size: 20 kW to 199.99 kW | Other | 2018 | November Monthly Peak | 11 | 12.2351 | 11.7285 | 11.5492 | 11.5676 | 12.0675 | 13.2383 | 14.8445 | 16.5329 | 18.8167 | 20.4886 | 21.6906 | 22.4014 | 22.7834 | 23.1459 | 23.0945 | 22.461 | 21.5989 | 21.2731 | 19.8723 | 18.8901 | 17.821 | 16.4844 | 14.7103 | 13.264 | 0 | 0 | 0 | 0 | 0 | 0 | 0 | 0 | 0 | 0 | 0 | 0 | 0 | 0 | 0.22016 | 0.2173 | 0.21446 | 0.16344 | 0 | 0 | 0 | 0 | 0 | 0 | 55.6625 | 54.7352 | 53.8707 | 52.9209 | 51.8753 | 51.2699 | 50.9909 | 50.9475 | 53.2389 | 58.2758 | 63.1697 | 67.515 | 70.3588 | 71.8413 | 72.4468 | 72.3406 | 70.985 | 68.1242 | 64.6224 | 62.4699 | 60.7966 | 59.4332 | 58.3023 | 57.1854 | 0.028205 | 0.029125 | 0.028111 | 0.024702 | 0.025628 | 0.027249 | 0.031516 | 0.036551 | 0.041548 | 0.044083 | 0.045137 | 0.046185 | 0.047027 | 0.047304 | 0.04618 | 0.042095 | 0.038505 | 0.037742 | 0.034889 | 0.033836 | 0.033088 | 0.030499 | 0.029343 | 0.031003
Portfolio Adjusted1-in-2Size: 20 kW to 199.99 kWOther2018December Monthly Peak | Portfolio Adjusted | 1-in-2 | Size: 20 kW to 199.99 kW | Other | 2018 | December Monthly Peak | 12 | 12.0817 | 11.7364 | 11.6045 | 11.6918 | 12.1799 | 13.7672 | 16.2476 | 17.8268 | 19.9014 | 20.9568 | 21.3292 | 21.3752 | 21.1121 | 21.1435 | 20.837 | 20.076 | 19.7922 | 19.7521 | 18.5285 | 17.689 | 16.8884 | 15.8339 | 14.5085 | 13.1599 | 0 | 0 | 0 | 0 | 0 | 0 | 0 | 0 | 0 | 0 | 0 | 0 | 0 | 0 | 0.19864 | 0.19423 | 0.19652 | 0.15176 | 0 | 0 | 0 | 0 | 0 | 0 | 46.6118 | 45.9894 | 45.6129 | 45.0371 | 44.506 | 44.0581 | 43.7613 | 43.6632 | 44.3624 | 47.6497 | 51.3144 | 54.5029 | 56.5224 | 57.4192 | 58.1096 | 58.347 | 57.636 | 55.2344 | 52.2439 | 50.208 | 48.7388 | 46.8854 | 45.1244 | 43.8742 | 0.027851 | 0.029145 | 0.028246 | 0.024967 | 0.025867 | 0.028337 | 0.034495 | 0.039411 | 0.043943 | 0.045091 | 0.044385 | 0.04407 | 0.043577 | 0.043211 | 0.041666 | 0.037625 | 0.035284 | 0.035044 | 0.03253 | 0.031684 | 0.031356 | 0.029296 | 0.02894 | 0.03076
Portfolio Adjusted1-in-2Size: 20 kW to 199.99 kWOther2018Typical Event Day | Portfolio Adjusted | 1-in-2 | Size: 20 kW to 199.99 kW | Other | 2018 | Typical Event Day | 8 | 15.4241 | 14.5895 | 14.1033 | 14.0329 | 14.5083 | 15.9363 | 18.0869 | 20.8235 | 24.5786 | 27.5823 | 29.8892 | 31.413 | 32.2483 | 32.9342 | 33.0606 | 32.4582 | 31.2057 | 28.9646 | 26.1112 | 24.8335 | 23.9399 | 22.0361 | 19.3649 | 17.1277 | 0 | 0 | 0 | 0 | 0 | 0 | 0 | 0 | 0 | 0 | 0 | 0 | 0 | 0 | 0.31517 | 0.31402 | 0.30984 | 0.22254 | 0 | 0 | 0 | 0 | 0 | 0 | 73.0741 | 71.7706 | 70.5245 | 69.3794 | 68.2969 | 67.3275 | 66.6088 | 66.7042 | 69.6265 | 74.5418 | 79.6416 | 83.9438 | 87.3549 | 89.2981 | 90.3927 | 90.8648 | 90.8116 | 90.1146 | 88.8568 | 86.6901 | 83.2918 | 79.7829 | 77.3229 | 75.5252 | 0.035556 | 0.03623 | 0.034328 | 0.029967 | 0.030811 | 0.032802 | 0.0384 | 0.046036 | 0.05427 | 0.059346 | 0.062198 | 0.064765 | 0.066563 | 0.067308 | 0.066108 | 0.060831 | 0.055632 | 0.051389 | 0.045843 | 0.044481 | 0.044449 | 0.040771 | 0.038627 | 0.040034
Portfolio Adjusted1-in-2Size: 20 kW to 199.99 kWOther2019January Monthly Peak | Portfolio Adjusted | 1-in-2 | Size: 20 kW to 199.99 kW | Other | 2019 | January Monthly Peak | 1 | 11.4341 | 11.373 | 11.2877 | 11.4597 | 11.7129 | 14.2462 | 17.963 | 19.7729 | 21.9057 | 22.8343 | 22.5821 | 22.4214 | 21.4624 | 21.3021 | 20.5883 | 19.2666 | 18.9367 | 18.6373 | 17.3301 | 16.3269 | 15.6674 | 14.5279 | 13.5511 | 12.4722 | 0 | 0 | 0 | 0 | 0 | 0 | 0 | 0 | 0 | 0 | 0 | 0 | 0 | 0 | 0.19627 | 0.18639 | 0.18802 | 0.14319 | 0 | 0 | 0 | 0 | 0 | 0 | 42.4938 | 42.0574 | 41.4198 | 40.7616 | 40.0881 | 39.6306 | 39.5479 | 39.3144 | 39.5977 | 42.0208 | 45.6058 | 48.3183 | 50.2781 | 51.5597 | 52.4091 | 52.8157 | 52.5336 | 51.2284 | 49.3009 | 47.9474 | 46.73 | 45.8169 | 44.9556 | 44.3565 | 0.026358 | 0.028242 | 0.027475 | 0.024472 | 0.024875 | 0.029323 | 0.038137 | 0.043713 | 0.048369 | 0.04913 | 0.046992 | 0.046227 | 0.0443 | 0.043536 | 0.041168 | 0.036108 | 0.033759 | 0.033066 | 0.030426 | 0.029244 | 0.029089 | 0.026879 | 0.027031 | 0.029152
Portfolio Adjusted1-in-2Size: 20 kW to 199.99 kWOther2019February Monthly Peak | Portfolio Adjusted | 1-in-2 | Size: 20 kW to 199.99 kW | Other | 2019 | February Monthly Peak | 2 | 11.8196 | 11.5368 | 11.3868 | 11.5498 | 11.941 | 13.8019 | 16.554 | 18.0958 | 20.2904 | 21.4673 | 21.8788 | 22.0948 | 21.7759 | 21.9016 | 21.6075 | 20.7725 | 20.0654 | 19.3774 | 18.7489 | 17.7187 | 16.8615 | 15.5952 | 14.1658 | 12.8727 | 0 | 0 | 0 | 0 | 0 | 0 | 0 | 0 | 0 | 0 | 0 | 0 | 0 | 0 | 0.20599 | 0.20096 | 0.19923 | 0.14888 | 0 | 0 | 0 | 0 | 0 | 0 | 47.2375 | 46.7573 | 46.4164 | 46.0285 | 45.8317 | 45.8173 | 45.8203 | 45.7808 | 46.0234 | 47.8545 | 49.9908 | 51.9053 | 52.7694 | 52.7458 | 52.8064 | 52.4693 | 51.8 | 50.6587 | 49.1277 | 47.6719 | 46.3038 | 45.2941 | 44.0526 | 43.0972 | 0.027247 | 0.028649 | 0.027716 | 0.024664 | 0.025359 | 0.028409 | 0.035146 | 0.040006 | 0.044802 | 0.046189 | 0.045529 | 0.045553 | 0.044947 | 0.044761 | 0.043206 | 0.038931 | 0.035771 | 0.034379 | 0.032917 | 0.031737 | 0.031307 | 0.028854 | 0.028257 | 0.030088
Portfolio Adjusted1-in-2Size: 20 kW to 199.99 kWOther2019March Monthly Peak | Portfolio Adjusted | 1-in-2 | Size: 20 kW to 199.99 kW | Other | 2019 | March Monthly Peak | 3 | 11.9678 | 11.6564 | 11.4536 | 11.5586 | 11.8889 | 13.7317 | 16.6634 | 18.2407 | 20.2442 | 21.5315 | 21.9838 | 22.2789 | 22.1048 | 22.3689 | 22.1988 | 21.431 | 20.8217 | 19.5272 | 18.4596 | 18.1984 | 17.4153 | 16.1197 | 14.6013 | 13.2088 | 0 | 0 | 0 | 0 | 0 | 0 | 0 | 0 | 0 | 0 | 0 | 0 | 0 | 0 | 0.21163 | 0.20733 | 0.20674 | 0.15003 | 0 | 0 | 0 | 0 | 0 | 0 | 46.8203 | 46.3656 | 45.9562 | 45.637 | 45.2401 | 44.7943 | 44.3873 | 44.1603 | 45.8953 | 48.2292 | 50.495 | 52.5699 | 54.1849 | 55.2847 | 55.7953 | 56.2344 | 56.0757 | 55.4068 | 53.7704 | 51.4809 | 49.9107 | 48.7025 | 47.8376 | 46.9188 | 0.027589 | 0.028946 | 0.027879 | 0.024683 | 0.025249 | 0.028264 | 0.035378 | 0.040326 | 0.0447 | 0.046327 | 0.045747 | 0.045933 | 0.045626 | 0.045716 | 0.044389 | 0.040165 | 0.03712 | 0.034645 | 0.032409 | 0.032597 | 0.032335 | 0.029825 | 0.029125 | 0.030874
Portfolio Adjusted1-in-2Size: 20 kW to 199.99 kWOther2019April Monthly Peak | Portfolio Adjusted | 1-in-2 | Size: 20 kW to 199.99 kW | Other | 2019 | April Monthly Peak | 4 | 12.8536 | 12.235 | 11.883 | 11.885 | 12.3368 | 13.4293 | 15.1474 | 16.9286 | 19.5585 | 21.6841 | 23.4407 | 24.6113 | 25.3598 | 26.0317 | 26.223 | 25.818 | 24.6936 | 22.9249 | 21.0662 | 20.6899 | 19.8943 | 18.3241 | 16.1048 | 14.3047 | 0 | 0 | 0 | 0 | 0 | 0 | 0 | 0 | 0 | 0 | 0 | 0 | 0 | 0 | 0.24999 | 0.24978 | 0.24518 | 0.17613 | 0 | 0 | 0 | 0 | 0 | 0 | 62.1141 | 60.8931 | 59.4323 | 58.2086 | 57.2847 | 56.6224 | 56.0604 | 56.1542 | 58.7786 | 62.8278 | 68.0955 | 72.5205 | 75.9055 | 78.3283 | 79.4548 | 80.0945 | 80.1072 | 79.755 | 78.5046 | 76.1423 | 72.3587 | 69.2184 | 67.0275 | 64.7661 | 0.029631 | 0.030383 | 0.028924 | 0.02538 | 0.0262 | 0.027642 | 0.032159 | 0.037425 | 0.043186 | 0.046656 | 0.048779 | 0.050741 | 0.052345 | 0.053202 | 0.052436 | 0.048387 | 0.044022 | 0.040673 | 0.036985 | 0.037059 | 0.036937 | 0.033903 | 0.032125 | 0.033436
Portfolio Adjusted1-in-2Size: 20 kW to 199.99 kWOther2019May Monthly Peak | Portfolio Adjusted | 1-in-2 | Size: 20 kW to 199.99 kW | Other | 2019 | May Monthly Peak | 5 | 13.4264 | 12.7282 | 12.3551 | 12.3284 | 12.8338 | 13.9034 | 15.287 | 17.5139 | 20.5118 | 22.8175 | 24.7042 | 25.9133 | 26.6436 | 27.255 | 27.4122 | 27.0289 | 25.8126 | 24.0115 | 22.0143 | 21.2168 | 20.7435 | 19.1898 | 16.816 | 14.9494 | 0 | 0 | 0 | 0 | 0 | 0 | 0 | 0 | 0 | 0 | 0 | 0 | 0 | 0 | 0.26133 | 0.26149 | 0.25629 | 0.18448 | 0 | 0 | 0 | 0 | 0 | 0 | 65.8897 | 64.7428 | 63.8564 | 62.8874 | 62.0445 | 61.2816 | 60.5095 | 60.9147 | 63.4048 | 67.1836 | 70.9409 | 74.6563 | 77.841 | 80.4843 | 81.592 | 82.0827 | 81.9305 | 81.3935 | 80.105 | 77.7991 | 74.4207 | 71.5841 | 69.1214 | 67.4413 | 0.030951 | 0.031608 | 0.030073 | 0.026327 | 0.027255 | 0.028618 | 0.032456 | 0.038719 | 0.045291 | 0.049094 | 0.051409 | 0.053426 | 0.054995 | 0.055702 | 0.054813 | 0.050656 | 0.046017 | 0.042601 | 0.03865 | 0.038003 | 0.038514 | 0.035505 | 0.033543 | 0.034942
Portfolio Adjusted1-in-2Size: 20 kW to 199.99 kWOther2019June Monthly Peak | Portfolio Adjusted | 1-in-2 | Size: 20 kW to 199.99 kW | Other | 2019 | June Monthly Peak | 6 | 14.5708 | 13.815 | 13.3367 | 13.264 | 13.6801 | 14.8879 | 16.6364 | 19.5036 | 23.0351 | 25.8518 | 27.984 | 29.4051 | 30.1391 | 30.8097 | 30.9445 | 30.4296 | 29.236 | 27.1914 | 24.7908 | 23.3535 | 22.6399 | 20.9748 | 18.3964 | 16.3303 | 0 | 0 | 0 | 0 | 0 | 0 | 0 | 0 | 0 | 0 | 0 | 0 | 0 | 0 | 0.295 | 0.29439 | 0.29028 | 0.20891 | 0 | 0 | 0 | 0 | 0 | 0 | 69.842 | 68.4196 | 67.2543 | 66.2062 | 65.0827 | 64.0565 | 63.1321 | 63.9905 | 67.6479 | 72.4119 | 77.1587 | 81.5851 | 84.7353 | 86.4167 | 87.2732 | 87.6285 | 87.7524 | 87.4133 | 86.4147 | 84.4853 | 81.4475 | 77.3223 | 74.6175 | 72.5718 | 0.033589 | 0.034306 | 0.032462 | 0.028325 | 0.029053 | 0.030644 | 0.035321 | 0.043118 | 0.050862 | 0.055623 | 0.058234 | 0.060625 | 0.06221 | 0.062967 | 0.061877 | 0.057029 | 0.05212 | 0.048243 | 0.043525 | 0.04183 | 0.042035 | 0.038808 | 0.036696 | 0.03817
Portfolio Adjusted1-in-2Size: 20 kW to 199.99 kWOther2019July Monthly Peak | Portfolio Adjusted | 1-in-2 | Size: 20 kW to 199.99 kW | Other | 2019 | July Monthly Peak | 7 | 15.7137 | 14.8856 | 14.3778 | 14.2724 | 14.7086 | 16.313 | 18.5954 | 21.7053 | 25.6233 | 28.7228 | 31.0599 | 32.6313 | 33.4126 | 34.065 | 34.1566 | 33.475 | 32.219 | 29.9424 | 27.0232 | 25.3335 | 24.4823 | 22.6732 | 19.9335 | 17.6898 | 0 | 0 | 0 | 0 | 0 | 0 | 0 | 0 | 0 | 0 | 0 | 0 | 0 | 0 | 0.32562 | 0.32385 | 0.3199 | 0.23005 | 0 | 0 | 0 | 0 | 0 | 0 | 75.7941 | 74.4066 | 73.4442 | 72.5014 | 71.4647 | 70.5078 | 69.7085 | 70.1713 | 73.4806 | 77.9151 | 82.356 | 85.7653 | 88.7976 | 90.5015 | 91.4484 | 91.8968 | 91.8204 | 90.818 | 89.6496 | 88.297 | 85.6983 | 82.1077 | 79.6024 | 77.7906 | 0.036224 | 0.036965 | 0.034996 | 0.030478 | 0.031237 | 0.033578 | 0.03948 | 0.047986 | 0.056577 | 0.0618 | 0.064634 | 0.067277 | 0.068966 | 0.06962 | 0.0683 | 0.062737 | 0.057438 | 0.053123 | 0.047444 | 0.045377 | 0.045456 | 0.04195 | 0.039762 | 0.041348
Portfolio Adjusted1-in-2Size: 20 kW to 199.99 kWOther2019August Monthly Peak | Portfolio Adjusted | 1-in-2 | Size: 20 kW to 199.99 kW | Other | 2019 | August Monthly Peak | 8 | 15.5426 | 14.7047 | 14.2115 | 14.1385 | 14.613 | 16.0785 | 18.2829 | 21.0785 | 24.9247 | 27.9959 | 30.3459 | 31.8956 | 32.7209 | 33.3951 | 33.4985 | 32.8651 | 31.596 | 29.3109 | 26.3961 | 25.089 | 24.1707 | 22.2428 | 19.5506 | 17.2889 | 0 | 0 | 0 | 0 | 0 | 0 | 0 | 0 | 0 | 0 | 0 | 0 | 0 | 0 | 0.31935 | 0.31795 | 0.31372 | 0.2252 | 0 | 0 | 0 | 0 | 0 | 0 | 74.1573 | 72.9937 | 71.4888 | 70.2215 | 69.1955 | 68.2394 | 67.6409 | 67.025 | 69.3344 | 74.5421 | 80.1982 | 84.7552 | 88.245 | 90.2975 | 91.5733 | 92.2219 | 92.0684 | 91.4624 | 90.02 | 87.4419 | 83.6268 | 80.3542 | 78.0338 | 76.2855 | 0.035829 | 0.036516 | 0.034591 | 0.030192 | 0.031034 | 0.033095 | 0.038816 | 0.0466 | 0.055035 | 0.060236 | 0.063149 | 0.06576 | 0.067539 | 0.06825 | 0.066984 | 0.061594 | 0.056327 | 0.052003 | 0.046343 | 0.044939 | 0.044877 | 0.041154 | 0.038998 | 0.040411
Portfolio Adjusted1-in-2Size: 20 kW to 199.99 kWOther2019September Monthly Peak | Portfolio Adjusted | 1-in-2 | Size: 20 kW to 199.99 kW | Other | 2019 | September Monthly Peak | 9 | 15.2086 | 14.4707 | 14.0157 | 13.9299 | 14.4449 | 15.8854 | 18.2954 | 20.6981 | 24.4446 | 27.4968 | 29.8705 | 31.3597 | 32.2092 | 32.8738 | 32.8842 | 32.1551 | 30.762 | 28.3645 | 25.6828 | 24.988 | 23.4612 | 21.5247 | 18.8241 | 16.7964 | 0 | 0 | 0 | 0 | 0 | 0 | 0 | 0 | 0 | 0 | 0 | 0 | 0 | 0 | 0.31349 | 0.31108 | 0.30543 | 0.21793 | 0 | 0 | 0 | 0 | 0 | 0 | 72.5031 | 71.2624 | 69.9105 | 68.5883 | 67.4446 | 66.5063 | 65.9536 | 65.63 | 68.0431 | 73.2979 | 78.8537 | 83.6696 | 87.6416 | 89.9765 | 91.2758 | 91.7119 | 91.6051 | 90.7647 | 89.343 | 86.5361 | 82.3947 | 79.3474 | 77.0378 | 75.4527 | 0.035059 | 0.035935 | 0.034115 | 0.029747 | 0.030677 | 0.032697 | 0.038843 | 0.045759 | 0.053975 | 0.059162 | 0.062159 | 0.064655 | 0.066483 | 0.067185 | 0.065755 | 0.060263 | 0.054841 | 0.050324 | 0.045091 | 0.044758 | 0.04356 | 0.039825 | 0.037549 | 0.039259
Portfolio Adjusted1-in-2Size: 20 kW to 199.99 kWOther2019October Monthly Peak | Portfolio Adjusted | 1-in-2 | Size: 20 kW to 199.99 kW | Other | 2019 | October Monthly Peak | 10 | 13.5874 | 12.9414 | 12.6111 | 12.5823 | 13.0446 | 14.269 | 16.5485 | 18.2276 | 20.8203 | 23.2861 | 25.1232 | 26.4191 | 27.1174 | 27.8053 | 27.9769 | 27.4217 | 26.1165 | 24.1618 | 22.896 | 22.0877 | 20.6414 | 18.9692 | 16.643 | 14.9013 | 0 | 0 | 0 | 0 | 0 | 0 | 0 | 0 | 0 | 0 | 0 | 0 | 0 | 0 | 0.26671 | 0.26529 | 0.25931 | 0.18564 | 0 | 0 | 0 | 0 | 0 | 0 | 64.0173 | 63.0484 | 62.0997 | 61.0825 | 60.1087 | 59.354 | 58.4945 | 57.8964 | 58.759 | 63.1326 | 69.3412 | 75.7001 | 80.6598 | 83.6679 | 84.8908 | 85.7758 | 85.834 | 84.9872 | 82.7829 | 78.2158 | 74.1248 | 70.9329 | 68.3988 | 66.3495 | 0.031322 | 0.032137 | 0.030696 | 0.026869 | 0.027703 | 0.02937 | 0.035134 | 0.040297 | 0.045972 | 0.050103 | 0.05228 | 0.054469 | 0.055973 | 0.056826 | 0.055943 | 0.051392 | 0.046559 | 0.042868 | 0.040198 | 0.039563 | 0.038325 | 0.035097 | 0.033198 | 0.03483
Portfolio Adjusted1-in-2Size: 20 kW to 199.99 kWOther2019November Monthly Peak | Portfolio Adjusted | 1-in-2 | Size: 20 kW to 199.99 kW | Other | 2019 | November Monthly Peak | 11 | 12.2351 | 11.7285 | 11.5492 | 11.5676 | 12.0675 | 13.2383 | 14.8445 | 16.5329 | 18.8167 | 20.4886 | 21.6906 | 22.4014 | 22.7834 | 23.1459 | 23.0945 | 22.461 | 21.5989 | 21.2731 | 19.8723 | 18.8901 | 17.821 | 16.4844 | 14.7103 | 13.264 | 0 | 0 | 0 | 0 | 0 | 0 | 0 | 0 | 0 | 0 | 0 | 0 | 0 | 0 | 0.22016 | 0.2173 | 0.21446 | 0.16344 | 0 | 0 | 0 | 0 | 0 | 0 | 55.6625 | 54.7352 | 53.8707 | 52.9209 | 51.8753 | 51.2699 | 50.9909 | 50.9475 | 53.2389 | 58.2758 | 63.1697 | 67.515 | 70.3588 | 71.8413 | 72.4468 | 72.3406 | 70.985 | 68.1242 | 64.6224 | 62.4699 | 60.7966 | 59.4332 | 58.3023 | 57.1854 | 0.028205 | 0.029125 | 0.028111 | 0.024702 | 0.025628 | 0.027249 | 0.031516 | 0.036551 | 0.041548 | 0.044083 | 0.045137 | 0.046185 | 0.047027 | 0.047304 | 0.04618 | 0.042095 | 0.038505 | 0.037742 | 0.034889 | 0.033836 | 0.033088 | 0.030499 | 0.029343 | 0.031003
Portfolio Adjusted1-in-2Size: 20 kW to 199.99 kWOther2019December Monthly Peak | Portfolio Adjusted | 1-in-2 | Size: 20 kW to 199.99 kW | Other | 2019 | December Monthly Peak | 12 | 12.0817 | 11.7364 | 11.6045 | 11.6918 | 12.1799 | 13.7672 | 16.2476 | 17.8268 | 19.9014 | 20.9568 | 21.3292 | 21.3752 | 21.1121 | 21.1435 | 20.837 | 20.076 | 19.7922 | 19.7521 | 18.5285 | 17.689 | 16.8884 | 15.8339 | 14.5085 | 13.1599 | 0 | 0 | 0 | 0 | 0 | 0 | 0 | 0 | 0 | 0 | 0 | 0 | 0 | 0 | 0.19864 | 0.19423 | 0.19652 | 0.15176 | 0 | 0 | 0 | 0 | 0 | 0 | 46.6118 | 45.9894 | 45.6129 | 45.0371 | 44.506 | 44.0581 | 43.7613 | 43.6632 | 44.3624 | 47.6497 | 51.3144 | 54.5029 | 56.5224 | 57.4192 | 58.1096 | 58.347 | 57.636 | 55.2344 | 52.2439 | 50.208 | 48.7388 | 46.8854 | 45.1244 | 43.8742 | 0.027851 | 0.029145 | 0.028246 | 0.024967 | 0.025867 | 0.028337 | 0.034495 | 0.039411 | 0.043943 | 0.045091 | 0.044385 | 0.04407 | 0.043577 | 0.043211 | 0.041666 | 0.037625 | 0.035284 | 0.035044 | 0.03253 | 0.031684 | 0.031356 | 0.029296 | 0.02894 | 0.03076
Portfolio Adjusted1-in-2Size: 20 kW to 199.99 kWOther2019Typical Event Day | Portfolio Adjusted | 1-in-2 | Size: 20 kW to 199.99 kW | Other | 2019 | Typical Event Day | 8 | 15.4241 | 14.5895 | 14.1033 | 14.0329 | 14.5083 | 15.9363 | 18.0869 | 20.8235 | 24.5786 | 27.5824 | 29.8892 | 31.413 | 32.2483 | 32.9342 | 33.0606 | 32.4582 | 31.2057 | 28.9646 | 26.1112 | 24.8335 | 23.9399 | 22.0361 | 19.3649 | 17.1277 | 0 | 0 | 0 | 0 | 0 | 0 | 0 | 0 | 0 | 0 | 0 | 0 | 0 | 0 | 0.31517 | 0.31402 | 0.30984 | 0.22254 | 0 | 0 | 0 | 0 | 0 | 0 | 73.0741 | 71.7706 | 70.5245 | 69.3794 | 68.2969 | 67.3275 | 66.6088 | 66.7042 | 69.6265 | 74.5418 | 79.6416 | 83.9438 | 87.3549 | 89.2981 | 90.3927 | 90.8648 | 90.8116 | 90.1146 | 88.8568 | 86.6901 | 83.2919 | 79.7829 | 77.3229 | 75.5252 | 0.035556 | 0.03623 | 0.034328 | 0.029967 | 0.030811 | 0.032802 | 0.0384 | 0.046036 | 0.05427 | 0.059346 | 0.062198 | 0.064765 | 0.066563 | 0.067308 | 0.066108 | 0.060831 | 0.055632 | 0.051389 | 0.045843 | 0.044481 | 0.044449 | 0.040771 | 0.038627 | 0.040034
Portfolio Adjusted1-in-2Size: 20 kW to 199.99 kWOther2020January Monthly Peak | Portfolio Adjusted | 1-in-2 | Size: 20 kW to 199.99 kW | Other | 2020 | January Monthly Peak | 1 | 11.4341 | 11.373 | 11.2877 | 11.4597 | 11.7129 | 14.2462 | 17.963 | 19.7729 | 21.9057 | 22.8343 | 22.5821 | 22.4214 | 21.4624 | 21.3021 | 20.5883 | 19.2666 | 18.9367 | 18.6373 | 17.3301 | 16.3269 | 15.6674 | 14.5279 | 13.5511 | 12.4722 | 0 | 0 | 0 | 0 | 0 | 0 | 0 | 0 | 0 | 0 | 0 | 0 | 0 | 0 | 0.19627 | 0.18639 | 0.18802 | 0.14319 | 0 | 0 | 0 | 0 | 0 | 0 | 42.4938 | 42.0574 | 41.4198 | 40.7616 | 40.0881 | 39.6306 | 39.5479 | 39.3144 | 39.5977 | 42.0208 | 45.6058 | 48.3183 | 50.2781 | 51.5597 | 52.4091 | 52.8157 | 52.5336 | 51.2284 | 49.3009 | 47.9474 | 46.73 | 45.8169 | 44.9556 | 44.3565 | 0.026358 | 0.028242 | 0.027475 | 0.024472 | 0.024875 | 0.029323 | 0.038137 | 0.043713 | 0.048369 | 0.04913 | 0.046992 | 0.046227 | 0.0443 | 0.043536 | 0.041168 | 0.036108 | 0.033759 | 0.033066 | 0.030426 | 0.029244 | 0.029089 | 0.026879 | 0.027031 | 0.029152
Portfolio Adjusted1-in-2Size: 20 kW to 199.99 kWOther2020February Monthly Peak | Portfolio Adjusted | 1-in-2 | Size: 20 kW to 199.99 kW | Other | 2020 | February Monthly Peak | 2 | 11.8196 | 11.5368 | 11.3868 | 11.5498 | 11.941 | 13.8019 | 16.554 | 18.0958 | 20.2904 | 21.4673 | 21.8788 | 22.0948 | 21.7759 | 21.9016 | 21.6075 | 20.7725 | 20.0654 | 19.3774 | 18.7489 | 17.7187 | 16.8615 | 15.5952 | 14.1658 | 12.8727 | 0 | 0 | 0 | 0 | 0 | 0 | 0 | 0 | 0 | 0 | 0 | 0 | 0 | 0 | 0.20599 | 0.20096 | 0.19923 | 0.14888 | 0 | 0 | 0 | 0 | 0 | 0 | 47.2375 | 46.7573 | 46.4164 | 46.0285 | 45.8317 | 45.8173 | 45.8203 | 45.7808 | 46.0234 | 47.8545 | 49.9908 | 51.9053 | 52.7694 | 52.7458 | 52.8064 | 52.4693 | 51.8 | 50.6587 | 49.1277 | 47.6719 | 46.3038 | 45.2941 | 44.0526 | 43.0972 | 0.027247 | 0.028649 | 0.027716 | 0.024664 | 0.025359 | 0.028409 | 0.035146 | 0.040006 | 0.044802 | 0.046189 | 0.045529 | 0.045553 | 0.044947 | 0.044761 | 0.043206 | 0.038931 | 0.035771 | 0.034379 | 0.032917 | 0.031737 | 0.031307 | 0.028854 | 0.028257 | 0.030088
Portfolio Adjusted1-in-2Size: 20 kW to 199.99 kWOther2020March Monthly Peak | Portfolio Adjusted | 1-in-2 | Size: 20 kW to 199.99 kW | Other | 2020 | March Monthly Peak | 3 | 11.9678 | 11.6564 | 11.4536 | 11.5586 | 11.8889 | 13.7317 | 16.6634 | 18.2407 | 20.2442 | 21.5315 | 21.9838 | 22.2789 | 22.1048 | 22.3689 | 22.1988 | 21.431 | 20.8217 | 19.5272 | 18.4596 | 18.1984 | 17.4153 | 16.1197 | 14.6013 | 13.2088 | 0 | 0 | 0 | 0 | 0 | 0 | 0 | 0 | 0 | 0 | 0 | 0 | 0 | 0 | 0.21163 | 0.20733 | 0.20674 | 0.15003 | 0 | 0 | 0 | 0 | 0 | 0 | 46.8203 | 46.3656 | 45.9562 | 45.637 | 45.2401 | 44.7943 | 44.3873 | 44.1603 | 45.8953 | 48.2292 | 50.495 | 52.5699 | 54.1848 | 55.2847 | 55.7952 | 56.2344 | 56.0757 | 55.4068 | 53.7704 | 51.4809 | 49.9107 | 48.7025 | 47.8376 | 46.9188 | 0.027589 | 0.028946 | 0.027879 | 0.024683 | 0.025249 | 0.028264 | 0.035378 | 0.040326 | 0.0447 | 0.046327 | 0.045747 | 0.045933 | 0.045626 | 0.045716 | 0.044389 | 0.040165 | 0.03712 | 0.034645 | 0.032409 | 0.032597 | 0.032335 | 0.029825 | 0.029125 | 0.030874
Portfolio Adjusted1-in-2Size: 20 kW to 199.99 kWOther2020April Monthly Peak | Portfolio Adjusted | 1-in-2 | Size: 20 kW to 199.99 kW | Other | 2020 | April Monthly Peak | 4 | 12.8536 | 12.235 | 11.883 | 11.885 | 12.3368 | 13.4293 | 15.1474 | 16.9286 | 19.5585 | 21.6841 | 23.4407 | 24.6113 | 25.3598 | 26.0317 | 26.223 | 25.818 | 24.6936 | 22.9249 | 21.0662 | 20.6899 | 19.8943 | 18.3241 | 16.1048 | 14.3047 | 0 | 0 | 0 | 0 | 0 | 0 | 0 | 0 | 0 | 0 | 0 | 0 | 0 | 0 | 0.24999 | 0.24978 | 0.24518 | 0.17613 | 0 | 0 | 0 | 0 | 0 | 0 | 62.1141 | 60.8931 | 59.4323 | 58.2086 | 57.2847 | 56.6224 | 56.0604 | 56.1542 | 58.7786 | 62.8278 | 68.0955 | 72.5205 | 75.9055 | 78.3283 | 79.4548 | 80.0945 | 80.1072 | 79.755 | 78.5046 | 76.1423 | 72.3587 | 69.2184 | 67.0275 | 64.7661 | 0.029631 | 0.030383 | 0.028924 | 0.02538 | 0.0262 | 0.027642 | 0.032159 | 0.037425 | 0.043186 | 0.046656 | 0.048779 | 0.050741 | 0.052345 | 0.053202 | 0.052436 | 0.048387 | 0.044022 | 0.040673 | 0.036985 | 0.037059 | 0.036937 | 0.033903 | 0.032125 | 0.033436
Portfolio Adjusted1-in-2Size: 20 kW to 199.99 kWOther2020May Monthly Peak | Portfolio Adjusted | 1-in-2 | Size: 20 kW to 199.99 kW | Other | 2020 | May Monthly Peak | 5 | 13.4264 | 12.7282 | 12.3551 | 12.3284 | 12.8338 | 13.9034 | 15.287 | 17.5139 | 20.5118 | 22.8175 | 24.7042 | 25.9133 | 26.6436 | 27.255 | 27.4122 | 27.0289 | 25.8126 | 24.0115 | 22.0143 | 21.2168 | 20.7435 | 19.1898 | 16.816 | 14.9494 | 0 | 0 | 0 | 0 | 0 | 0 | 0 | 0 | 0 | 0 | 0 | 0 | 0 | 0 | 0.26133 | 0.26149 | 0.25629 | 0.18448 | 0 | 0 | 0 | 0 | 0 | 0 | 65.8897 | 64.7428 | 63.8564 | 62.8874 | 62.0445 | 61.2816 | 60.5095 | 60.9147 | 63.4048 | 67.1836 | 70.9409 | 74.6563 | 77.841 | 80.4843 | 81.592 | 82.0827 | 81.9305 | 81.3935 | 80.105 | 77.7991 | 74.4207 | 71.5841 | 69.1214 | 67.4413 | 0.030951 | 0.031608 | 0.030073 | 0.026327 | 0.027255 | 0.028618 | 0.032456 | 0.038719 | 0.045291 | 0.049094 | 0.051409 | 0.053426 | 0.054995 | 0.055702 | 0.054813 | 0.050656 | 0.046017 | 0.042601 | 0.03865 | 0.038003 | 0.038514 | 0.035505 | 0.033543 | 0.034942
Portfolio Adjusted1-in-2Size: 20 kW to 199.99 kWOther2020June Monthly Peak | Portfolio Adjusted | 1-in-2 | Size: 20 kW to 199.99 kW | Other | 2020 | June Monthly Peak | 6 | 14.5708 | 13.815 | 13.3367 | 13.264 | 13.6801 | 14.8879 | 16.6364 | 19.5036 | 23.0351 | 25.8518 | 27.984 | 29.4051 | 30.1391 | 30.8097 | 30.9445 | 30.4296 | 29.236 | 27.1914 | 24.7908 | 23.3535 | 22.6399 | 20.9748 | 18.3964 | 16.3303 | 0 | 0 | 0 | 0 | 0 | 0 | 0 | 0 | 0 | 0 | 0 | 0 | 0 | 0 | 0.295 | 0.29439 | 0.29028 | 0.20891 | 0 | 0 | 0 | 0 | 0 | 0 | 69.842 | 68.4196 | 67.2543 | 66.2062 | 65.0827 | 64.0565 | 63.1321 | 63.9905 | 67.6479 | 72.4119 | 77.1587 | 81.5851 | 84.7353 | 86.4167 | 87.2732 | 87.6285 | 87.7524 | 87.4133 | 86.4147 | 84.4853 | 81.4475 | 77.3223 | 74.6175 | 72.5718 | 0.033589 | 0.034306 | 0.032462 | 0.028325 | 0.029053 | 0.030644 | 0.035321 | 0.043118 | 0.050862 | 0.055623 | 0.058234 | 0.060625 | 0.06221 | 0.062967 | 0.061877 | 0.057029 | 0.05212 | 0.048243 | 0.043525 | 0.04183 | 0.042035 | 0.038808 | 0.036696 | 0.03817
Portfolio Adjusted1-in-2Size: 20 kW to 199.99 kWOther2020July Monthly Peak | Portfolio Adjusted | 1-in-2 | Size: 20 kW to 199.99 kW | Other | 2020 | July Monthly Peak | 7 | 15.7137 | 14.8856 | 14.3778 | 14.2724 | 14.7086 | 16.313 | 18.5954 | 21.7053 | 25.6233 | 28.7228 | 31.0599 | 32.6313 | 33.4126 | 34.065 | 34.1566 | 33.475 | 32.219 | 29.9424 | 27.0232 | 25.3335 | 24.4823 | 22.6732 | 19.9335 | 17.6898 | 0 | 0 | 0 | 0 | 0 | 0 | 0 | 0 | 0 | 0 | 0 | 0 | 0 | 0 | 0.32562 | 0.32385 | 0.3199 | 0.23005 | 0 | 0 | 0 | 0 | 0 | 0 | 75.7941 | 74.4066 | 73.4442 | 72.5014 | 71.4647 | 70.5078 | 69.7085 | 70.1713 | 73.4806 | 77.9151 | 82.356 | 85.7653 | 88.7976 | 90.5015 | 91.4484 | 91.8968 | 91.8204 | 90.818 | 89.6496 | 88.297 | 85.6983 | 82.1077 | 79.6024 | 77.7906 | 0.036224 | 0.036965 | 0.034996 | 0.030478 | 0.031237 | 0.033578 | 0.03948 | 0.047986 | 0.056577 | 0.0618 | 0.064634 | 0.067277 | 0.068966 | 0.06962 | 0.0683 | 0.062737 | 0.057438 | 0.053123 | 0.047444 | 0.045377 | 0.045456 | 0.04195 | 0.039762 | 0.041348
Portfolio Adjusted1-in-2Size: 20 kW to 199.99 kWOther2020August Monthly Peak | Portfolio Adjusted | 1-in-2 | Size: 20 kW to 199.99 kW | Other | 2020 | August Monthly Peak | 8 | 15.5426 | 14.7047 | 14.2115 | 14.1385 | 14.613 | 16.0785 | 18.2829 | 21.0785 | 24.9247 | 27.9959 | 30.3459 | 31.8956 | 32.7209 | 33.3951 | 33.4985 | 32.8651 | 31.596 | 29.3109 | 26.3961 | 25.089 | 24.1707 | 22.2428 | 19.5506 | 17.2889 | 0 | 0 | 0 | 0 | 0 | 0 | 0 | 0 | 0 | 0 | 0 | 0 | 0 | 0 | 0.31935 | 0.31795 | 0.31372 | 0.2252 | 0 | 0 | 0 | 0 | 0 | 0 | 74.1573 | 72.9937 | 71.4888 | 70.2215 | 69.1955 | 68.2394 | 67.6409 | 67.025 | 69.3344 | 74.5421 | 80.1982 | 84.7552 | 88.245 | 90.2975 | 91.5733 | 92.2219 | 92.0684 | 91.4624 | 90.02 | 87.4419 | 83.6268 | 80.3542 | 78.0338 | 76.2855 | 0.035829 | 0.036516 | 0.034591 | 0.030192 | 0.031034 | 0.033095 | 0.038816 | 0.0466 | 0.055035 | 0.060236 | 0.063149 | 0.06576 | 0.067539 | 0.06825 | 0.066984 | 0.061594 | 0.056327 | 0.052003 | 0.046343 | 0.044939 | 0.044877 | 0.041154 | 0.038998 | 0.040411
Portfolio Adjusted1-in-2Size: 20 kW to 199.99 kWOther2020September Monthly Peak | Portfolio Adjusted | 1-in-2 | Size: 20 kW to 199.99 kW | Other | 2020 | September Monthly Peak | 9 | 15.2086 | 14.4707 | 14.0157 | 13.9299 | 14.4449 | 15.8854 | 18.2954 | 20.6981 | 24.4446 | 27.4968 | 29.8705 | 31.3597 | 32.2092 | 32.8738 | 32.8842 | 32.1551 | 30.762 | 28.3645 | 25.6828 | 24.988 | 23.4612 | 21.5247 | 18.8241 | 16.7964 | 0 | 0 | 0 | 0 | 0 | 0 | 0 | 0 | 0 | 0 | 0 | 0 | 0 | 0 | 0.31349 | 0.31108 | 0.30543 | 0.21793 | 0 | 0 | 0 | 0 | 0 | 0 | 72.5031 | 71.2624 | 69.9105 | 68.5883 | 67.4446 | 66.5063 | 65.9536 | 65.63 | 68.0431 | 73.2979 | 78.8537 | 83.6696 | 87.6416 | 89.9765 | 91.2758 | 91.7119 | 91.6051 | 90.7647 | 89.343 | 86.5361 | 82.3947 | 79.3474 | 77.0378 | 75.4527 | 0.035059 | 0.035935 | 0.034115 | 0.029747 | 0.030677 | 0.032697 | 0.038843 | 0.045759 | 0.053975 | 0.059162 | 0.062159 | 0.064655 | 0.066483 | 0.067185 | 0.065755 | 0.060263 | 0.054841 | 0.050324 | 0.045091 | 0.044758 | 0.04356 | 0.039825 | 0.037549 | 0.039259
Portfolio Adjusted1-in-2Size: 20 kW to 199.99 kWOther2020October Monthly Peak | Portfolio Adjusted | 1-in-2 | Size: 20 kW to 199.99 kW | Other | 2020 | October Monthly Peak | 10 | 13.5874 | 12.9414 | 12.6111 | 12.5823 | 13.0446 | 14.269 | 16.5485 | 18.2276 | 20.8203 | 23.2861 | 25.1232 | 26.4191 | 27.1174 | 27.8053 | 27.9769 | 27.4217 | 26.1165 | 24.1618 | 22.896 | 22.0877 | 20.6414 | 18.9692 | 16.643 | 14.9013 | 0 | 0 | 0 | 0 | 0 | 0 | 0 | 0 | 0 | 0 | 0 | 0 | 0 | 0 | 0.26671 | 0.26529 | 0.25931 | 0.18564 | 0 | 0 | 0 | 0 | 0 | 0 | 64.0173 | 63.0484 | 62.0997 | 61.0825 | 60.1087 | 59.354 | 58.4945 | 57.8964 | 58.759 | 63.1326 | 69.3412 | 75.7001 | 80.6598 | 83.6679 | 84.8908 | 85.7758 | 85.834 | 84.9872 | 82.7829 | 78.2158 | 74.1248 | 70.9329 | 68.3988 | 66.3495 | 0.031322 | 0.032137 | 0.030696 | 0.026869 | 0.027703 | 0.02937 | 0.035134 | 0.040297 | 0.045972 | 0.050103 | 0.05228 | 0.054469 | 0.055973 | 0.056826 | 0.055943 | 0.051392 | 0.046559 | 0.042868 | 0.040198 | 0.039563 | 0.038325 | 0.035097 | 0.033198 | 0.03483
Portfolio Adjusted1-in-2Size: 20 kW to 199.99 kWOther2020November Monthly Peak | Portfolio Adjusted | 1-in-2 | Size: 20 kW to 199.99 kW | Other | 2020 | November Monthly Peak | 11 | 12.2351 | 11.7285 | 11.5492 | 11.5676 | 12.0675 | 13.2383 | 14.8445 | 16.5329 | 18.8167 | 20.4886 | 21.6906 | 22.4014 | 22.7834 | 23.1459 | 23.0945 | 22.461 | 21.5989 | 21.2731 | 19.8723 | 18.8901 | 17.821 | 16.4844 | 14.7103 | 13.264 | 0 | 0 | 0 | 0 | 0 | 0 | 0 | 0 | 0 | 0 | 0 | 0 | 0 | 0 | 0.22016 | 0.2173 | 0.21446 | 0.16344 | 0 | 0 | 0 | 0 | 0 | 0 | 55.6625 | 54.7352 | 53.8707 | 52.9209 | 51.8753 | 51.2699 | 50.9909 | 50.9475 | 53.2389 | 58.2758 | 63.1697 | 67.515 | 70.3588 | 71.8413 | 72.4468 | 72.3406 | 70.985 | 68.1242 | 64.6224 | 62.4699 | 60.7966 | 59.4332 | 58.3023 | 57.1854 | 0.028205 | 0.029125 | 0.028111 | 0.024702 | 0.025628 | 0.027249 | 0.031516 | 0.036551 | 0.041548 | 0.044083 | 0.045137 | 0.046185 | 0.047027 | 0.047304 | 0.04618 | 0.042095 | 0.038505 | 0.037742 | 0.034889 | 0.033836 | 0.033088 | 0.030499 | 0.029343 | 0.031003
Portfolio Adjusted1-in-2Size: 20 kW to 199.99 kWOther2020December Monthly Peak | Portfolio Adjusted | 1-in-2 | Size: 20 kW to 199.99 kW | Other | 2020 | December Monthly Peak | 12 | 12.0817 | 11.7364 | 11.6045 | 11.6918 | 12.1799 | 13.7672 | 16.2476 | 17.8268 | 19.9014 | 20.9568 | 21.3292 | 21.3752 | 21.1121 | 21.1435 | 20.837 | 20.076 | 19.7922 | 19.7521 | 18.5285 | 17.689 | 16.8884 | 15.8339 | 14.5085 | 13.1599 | 0 | 0 | 0 | 0 | 0 | 0 | 0 | 0 | 0 | 0 | 0 | 0 | 0 | 0 | 0.19864 | 0.19423 | 0.19652 | 0.15176 | 0 | 0 | 0 | 0 | 0 | 0 | 46.6118 | 45.9894 | 45.6129 | 45.0371 | 44.506 | 44.0581 | 43.7613 | 43.6632 | 44.3624 | 47.6497 | 51.3144 | 54.5029 | 56.5224 | 57.4192 | 58.1096 | 58.347 | 57.636 | 55.2344 | 52.2439 | 50.208 | 48.7388 | 46.8854 | 45.1244 | 43.8742 | 0.027851 | 0.029145 | 0.028246 | 0.024967 | 0.025867 | 0.028337 | 0.034495 | 0.039411 | 0.043943 | 0.045091 | 0.044385 | 0.04407 | 0.043577 | 0.043211 | 0.041666 | 0.037625 | 0.035284 | 0.035044 | 0.03253 | 0.031684 | 0.031356 | 0.029296 | 0.02894 | 0.03076
Portfolio Adjusted1-in-2Size: 20 kW to 199.99 kWOther2020Typical Event Day | Portfolio Adjusted | 1-in-2 | Size: 20 kW to 199.99 kW | Other | 2020 | Typical Event Day | 8 | 15.4241 | 14.5895 | 14.1033 | 14.0329 | 14.5083 | 15.9363 | 18.0869 | 20.8235 | 24.5786 | 27.5824 | 29.8892 | 31.413 | 32.2483 | 32.9342 | 33.0606 | 32.4582 | 31.2057 | 28.9646 | 26.1112 | 24.8335 | 23.9399 | 22.0361 | 19.3649 | 17.1277 | 0 | 0 | 0 | 0 | 0 | 0 | 0 | 0 | 0 | 0 | 0 | 0 | 0 | 0 | 0.31517 | 0.31402 | 0.30984 | 0.22254 | 0 | 0 | 0 | 0 | 0 | 0 | 73.0741 | 71.7706 | 70.5245 | 69.3794 | 68.2969 | 67.3275 | 66.6088 | 66.7042 | 69.6265 | 74.5418 | 79.6416 | 83.9438 | 87.3549 | 89.2981 | 90.3927 | 90.8648 | 90.8116 | 90.1146 | 88.8568 | 86.6901 | 83.2919 | 79.7829 | 77.3229 | 75.5252 | 0.035556 | 0.03623 | 0.034328 | 0.029967 | 0.030811 | 0.032802 | 0.0384 | 0.046036 | 0.05427 | 0.059346 | 0.062198 | 0.064765 | 0.066563 | 0.067308 | 0.066108 | 0.060831 | 0.055632 | 0.051389 | 0.045843 | 0.044481 | 0.044449 | 0.040771 | 0.038627 | 0.040034
Portfolio Adjusted1-in-2Size: 20 kW to 199.99 kWOther2021January Monthly Peak | Portfolio Adjusted | 1-in-2 | Size: 20 kW to 199.99 kW | Other | 2021 | January Monthly Peak | 1 | 11.4341 | 11.373 | 11.2877 | 11.4597 | 11.7129 | 14.2462 | 17.963 | 19.7729 | 21.9057 | 22.8343 | 22.5821 | 22.4214 | 21.4624 | 21.3021 | 20.5883 | 19.2666 | 18.9367 | 18.6373 | 17.3301 | 16.3269 | 15.6674 | 14.5279 | 13.5511 | 12.4722 | 0 | 0 | 0 | 0 | 0 | 0 | 0 | 0 | 0 | 0 | 0 | 0 | 0 | 0 | 0.19627 | 0.18639 | 0.18802 | 0.14319 | 0 | 0 | 0 | 0 | 0 | 0 | 42.4938 | 42.0574 | 41.4198 | 40.7616 | 40.0881 | 39.6306 | 39.5479 | 39.3144 | 39.5977 | 42.0208 | 45.6058 | 48.3183 | 50.2781 | 51.5597 | 52.4091 | 52.8157 | 52.5336 | 51.2284 | 49.3009 | 47.9474 | 46.73 | 45.8169 | 44.9556 | 44.3565 | 0.026358 | 0.028242 | 0.027475 | 0.024472 | 0.024875 | 0.029323 | 0.038137 | 0.043713 | 0.048369 | 0.04913 | 0.046992 | 0.046227 | 0.0443 | 0.043536 | 0.041168 | 0.036108 | 0.033759 | 0.033066 | 0.030426 | 0.029244 | 0.029089 | 0.026879 | 0.027031 | 0.029152
Portfolio Adjusted1-in-2Size: 20 kW to 199.99 kWOther2021February Monthly Peak | Portfolio Adjusted | 1-in-2 | Size: 20 kW to 199.99 kW | Other | 2021 | February Monthly Peak | 2 | 11.8196 | 11.5368 | 11.3868 | 11.5498 | 11.941 | 13.8019 | 16.554 | 18.0958 | 20.2904 | 21.4673 | 21.8788 | 22.0948 | 21.7759 | 21.9016 | 21.6075 | 20.7725 | 20.0654 | 19.3774 | 18.7489 | 17.7187 | 16.8615 | 15.5952 | 14.1658 | 12.8727 | 0 | 0 | 0 | 0 | 0 | 0 | 0 | 0 | 0 | 0 | 0 | 0 | 0 | 0 | 0.20599 | 0.20096 | 0.19923 | 0.14888 | 0 | 0 | 0 | 0 | 0 | 0 | 47.2375 | 46.7573 | 46.4164 | 46.0285 | 45.8317 | 45.8173 | 45.8203 | 45.7808 | 46.0234 | 47.8545 | 49.9908 | 51.9053 | 52.7694 | 52.7458 | 52.8064 | 52.4693 | 51.8 | 50.6587 | 49.1277 | 47.6719 | 46.3038 | 45.2941 | 44.0526 | 43.0972 | 0.027247 | 0.028649 | 0.027716 | 0.024664 | 0.025359 | 0.028409 | 0.035146 | 0.040006 | 0.044802 | 0.046189 | 0.045529 | 0.045553 | 0.044947 | 0.044761 | 0.043206 | 0.038931 | 0.035771 | 0.034379 | 0.032917 | 0.031737 | 0.031307 | 0.028854 | 0.028257 | 0.030088
Portfolio Adjusted1-in-2Size: 20 kW to 199.99 kWOther2021March Monthly Peak | Portfolio Adjusted | 1-in-2 | Size: 20 kW to 199.99 kW | Other | 2021 | March Monthly Peak | 3 | 11.9678 | 11.6564 | 11.4536 | 11.5586 | 11.8889 | 13.7317 | 16.6634 | 18.2407 | 20.2442 | 21.5315 | 21.9838 | 22.2789 | 22.1048 | 22.3689 | 22.1988 | 21.431 | 20.8217 | 19.5272 | 18.4596 | 18.1984 | 17.4153 | 16.1197 | 14.6013 | 13.2088 | 0 | 0 | 0 | 0 | 0 | 0 | 0 | 0 | 0 | 0 | 0 | 0 | 0 | 0 | 0.21163 | 0.20733 | 0.20674 | 0.15003 | 0 | 0 | 0 | 0 | 0 | 0 | 46.8203 | 46.3656 | 45.9562 | 45.637 | 45.2401 | 44.7943 | 44.3873 | 44.1603 | 45.8953 | 48.2292 | 50.495 | 52.5699 | 54.1848 | 55.2847 | 55.7952 | 56.2344 | 56.0757 | 55.4068 | 53.7704 | 51.4809 | 49.9107 | 48.7025 | 47.8376 | 46.9188 | 0.027589 | 0.028946 | 0.027879 | 0.024683 | 0.025249 | 0.028264 | 0.035378 | 0.040326 | 0.0447 | 0.046327 | 0.045747 | 0.045933 | 0.045626 | 0.045716 | 0.044389 | 0.040165 | 0.03712 | 0.034645 | 0.032409 | 0.032597 | 0.032335 | 0.029825 | 0.029125 | 0.030874
Portfolio Adjusted1-in-2Size: 20 kW to 199.99 kWOther2021April Monthly Peak | Portfolio Adjusted | 1-in-2 | Size: 20 kW to 199.99 kW | Other | 2021 | April Monthly Peak | 4 | 12.8536 | 12.235 | 11.883 | 11.885 | 12.3368 | 13.4293 | 15.1474 | 16.9286 | 19.5585 | 21.6841 | 23.4407 | 24.6113 | 25.3598 | 26.0317 | 26.223 | 25.818 | 24.6936 | 22.9249 | 21.0662 | 20.6899 | 19.8943 | 18.3241 | 16.1048 | 14.3047 | 0 | 0 | 0 | 0 | 0 | 0 | 0 | 0 | 0 | 0 | 0 | 0 | 0 | 0 | 0.24999 | 0.24978 | 0.24518 | 0.17613 | 0 | 0 | 0 | 0 | 0 | 0 | 62.1141 | 60.8931 | 59.4323 | 58.2086 | 57.2847 | 56.6224 | 56.0604 | 56.1542 | 58.7786 | 62.8278 | 68.0955 | 72.5205 | 75.9055 | 78.3283 | 79.4548 | 80.0945 | 80.1072 | 79.755 | 78.5046 | 76.1423 | 72.3587 | 69.2184 | 67.0275 | 64.7661 | 0.029631 | 0.030383 | 0.028924 | 0.02538 | 0.0262 | 0.027642 | 0.032159 | 0.037425 | 0.043186 | 0.046656 | 0.048779 | 0.050741 | 0.052345 | 0.053202 | 0.052436 | 0.048387 | 0.044022 | 0.040673 | 0.036985 | 0.037059 | 0.036937 | 0.033903 | 0.032125 | 0.033436
Portfolio Adjusted1-in-2Size: 20 kW to 199.99 kWOther2021May Monthly Peak | Portfolio Adjusted | 1-in-2 | Size: 20 kW to 199.99 kW | Other | 2021 | May Monthly Peak | 5 | 13.4264 | 12.7282 | 12.3551 | 12.3284 | 12.8338 | 13.9034 | 15.287 | 17.5139 | 20.5118 | 22.8175 | 24.7042 | 25.9133 | 26.6436 | 27.255 | 27.4122 | 27.0289 | 25.8126 | 24.0115 | 22.0143 | 21.2168 | 20.7435 | 19.1898 | 16.816 | 14.9494 | 0 | 0 | 0 | 0 | 0 | 0 | 0 | 0 | 0 | 0 | 0 | 0 | 0 | 0 | 0.26133 | 0.26149 | 0.25629 | 0.18448 | 0 | 0 | 0 | 0 | 0 | 0 | 65.8897 | 64.7428 | 63.8564 | 62.8874 | 62.0445 | 61.2816 | 60.5095 | 60.9147 | 63.4048 | 67.1836 | 70.9409 | 74.6563 | 77.841 | 80.4843 | 81.592 | 82.0827 | 81.9305 | 81.3935 | 80.105 | 77.7991 | 74.4207 | 71.5841 | 69.1214 | 67.4413 | 0.030951 | 0.031608 | 0.030073 | 0.026327 | 0.027255 | 0.028618 | 0.032456 | 0.038719 | 0.045291 | 0.049094 | 0.051409 | 0.053426 | 0.054995 | 0.055702 | 0.054813 | 0.050656 | 0.046017 | 0.042601 | 0.03865 | 0.038003 | 0.038514 | 0.035505 | 0.033543 | 0.034942
Portfolio Adjusted1-in-2Size: 20 kW to 199.99 kWOther2021June Monthly Peak | Portfolio Adjusted | 1-in-2 | Size: 20 kW to 199.99 kW | Other | 2021 | June Monthly Peak | 6 | 14.5708 | 13.815 | 13.3367 | 13.264 | 13.6801 | 14.8879 | 16.6364 | 19.5036 | 23.0351 | 25.8518 | 27.984 | 29.4051 | 30.1391 | 30.8097 | 30.9445 | 30.4296 | 29.236 | 27.1914 | 24.7908 | 23.3535 | 22.6399 | 20.9748 | 18.3964 | 16.3303 | 0 | 0 | 0 | 0 | 0 | 0 | 0 | 0 | 0 | 0 | 0 | 0 | 0 | 0 | 0.295 | 0.29439 | 0.29028 | 0.20891 | 0 | 0 | 0 | 0 | 0 | 0 | 69.842 | 68.4196 | 67.2543 | 66.2062 | 65.0827 | 64.0565 | 63.1321 | 63.9905 | 67.6479 | 72.4119 | 77.1587 | 81.5851 | 84.7353 | 86.4167 | 87.2732 | 87.6285 | 87.7524 | 87.4133 | 86.4147 | 84.4853 | 81.4475 | 77.3223 | 74.6175 | 72.5718 | 0.033589 | 0.034306 | 0.032462 | 0.028325 | 0.029053 | 0.030644 | 0.035321 | 0.043118 | 0.050862 | 0.055623 | 0.058234 | 0.060625 | 0.06221 | 0.062967 | 0.061877 | 0.057029 | 0.05212 | 0.048243 | 0.043525 | 0.04183 | 0.042035 | 0.038808 | 0.036696 | 0.03817
Portfolio Adjusted1-in-2Size: 20 kW to 199.99 kWOther2021July Monthly Peak | Portfolio Adjusted | 1-in-2 | Size: 20 kW to 199.99 kW | Other | 2021 | July Monthly Peak | 7 | 15.7137 | 14.8856 | 14.3778 | 14.2724 | 14.7086 | 16.313 | 18.5954 | 21.7053 | 25.6233 | 28.7228 | 31.0599 | 32.6313 | 33.4126 | 34.065 | 34.1566 | 33.475 | 32.219 | 29.9424 | 27.0232 | 25.3335 | 24.4823 | 22.6732 | 19.9335 | 17.6898 | 0 | 0 | 0 | 0 | 0 | 0 | 0 | 0 | 0 | 0 | 0 | 0 | 0 | 0 | 0.32562 | 0.32385 | 0.3199 | 0.23005 | 0 | 0 | 0 | 0 | 0 | 0 | 75.7941 | 74.4066 | 73.4442 | 72.5014 | 71.4647 | 70.5078 | 69.7085 | 70.1713 | 73.4806 | 77.9151 | 82.356 | 85.7653 | 88.7976 | 90.5015 | 91.4484 | 91.8968 | 91.8204 | 90.818 | 89.6496 | 88.297 | 85.6983 | 82.1077 | 79.6024 | 77.7906 | 0.036224 | 0.036965 | 0.034996 | 0.030478 | 0.031237 | 0.033578 | 0.03948 | 0.047986 | 0.056577 | 0.0618 | 0.064634 | 0.067277 | 0.068966 | 0.06962 | 0.0683 | 0.062737 | 0.057438 | 0.053123 | 0.047444 | 0.045377 | 0.045456 | 0.04195 | 0.039762 | 0.041348
Portfolio Adjusted1-in-2Size: 20 kW to 199.99 kWOther2021August Monthly Peak | Portfolio Adjusted | 1-in-2 | Size: 20 kW to 199.99 kW | Other | 2021 | August Monthly Peak | 8 | 15.5426 | 14.7047 | 14.2115 | 14.1385 | 14.613 | 16.0785 | 18.2829 | 21.0785 | 24.9247 | 27.9959 | 30.3459 | 31.8956 | 32.7209 | 33.3951 | 33.4985 | 32.8651 | 31.596 | 29.3109 | 26.3961 | 25.089 | 24.1707 | 22.2428 | 19.5506 | 17.2889 | 0 | 0 | 0 | 0 | 0 | 0 | 0 | 0 | 0 | 0 | 0 | 0 | 0 | 0 | 0.31935 | 0.31795 | 0.31372 | 0.2252 | 0 | 0 | 0 | 0 | 0 | 0 | 74.1573 | 72.9937 | 71.4888 | 70.2215 | 69.1955 | 68.2394 | 67.6409 | 67.025 | 69.3344 | 74.5421 | 80.1982 | 84.7552 | 88.245 | 90.2975 | 91.5733 | 92.2219 | 92.0684 | 91.4624 | 90.02 | 87.4419 | 83.6268 | 80.3542 | 78.0338 | 76.2855 | 0.035829 | 0.036516 | 0.034591 | 0.030192 | 0.031034 | 0.033095 | 0.038816 | 0.0466 | 0.055035 | 0.060236 | 0.063149 | 0.06576 | 0.067539 | 0.06825 | 0.066984 | 0.061594 | 0.056327 | 0.052003 | 0.046343 | 0.044939 | 0.044877 | 0.041154 | 0.038998 | 0.040411
Portfolio Adjusted1-in-2Size: 20 kW to 199.99 kWOther2021September Monthly Peak | Portfolio Adjusted | 1-in-2 | Size: 20 kW to 199.99 kW | Other | 2021 | September Monthly Peak | 9 | 15.2086 | 14.4707 | 14.0157 | 13.9299 | 14.4449 | 15.8854 | 18.2954 | 20.6981 | 24.4446 | 27.4968 | 29.8705 | 31.3597 | 32.2092 | 32.8738 | 32.8842 | 32.1551 | 30.762 | 28.3645 | 25.6828 | 24.988 | 23.4612 | 21.5247 | 18.8241 | 16.7964 | 0 | 0 | 0 | 0 | 0 | 0 | 0 | 0 | 0 | 0 | 0 | 0 | 0 | 0 | 0.31349 | 0.31108 | 0.30543 | 0.21793 | 0 | 0 | 0 | 0 | 0 | 0 | 72.5031 | 71.2624 | 69.9105 | 68.5883 | 67.4446 | 66.5063 | 65.9536 | 65.63 | 68.0431 | 73.2979 | 78.8537 | 83.6696 | 87.6416 | 89.9765 | 91.2758 | 91.7119 | 91.6051 | 90.7647 | 89.343 | 86.5361 | 82.3947 | 79.3474 | 77.0378 | 75.4527 | 0.035059 | 0.035935 | 0.034115 | 0.029747 | 0.030677 | 0.032697 | 0.038843 | 0.045759 | 0.053975 | 0.059162 | 0.062159 | 0.064655 | 0.066483 | 0.067185 | 0.065755 | 0.060263 | 0.054841 | 0.050324 | 0.045091 | 0.044758 | 0.04356 | 0.039825 | 0.037549 | 0.039259
Portfolio Adjusted1-in-2Size: 20 kW to 199.99 kWOther2021October Monthly Peak | Portfolio Adjusted | 1-in-2 | Size: 20 kW to 199.99 kW | Other | 2021 | October Monthly Peak | 10 | 13.5874 | 12.9414 | 12.6111 | 12.5823 | 13.0446 | 14.269 | 16.5485 | 18.2276 | 20.8203 | 23.2861 | 25.1232 | 26.4191 | 27.1174 | 27.8053 | 27.9769 | 27.4217 | 26.1165 | 24.1618 | 22.896 | 22.0877 | 20.6414 | 18.9692 | 16.643 | 14.9013 | 0 | 0 | 0 | 0 | 0 | 0 | 0 | 0 | 0 | 0 | 0 | 0 | 0 | 0 | 0.26671 | 0.26529 | 0.25931 | 0.18564 | 0 | 0 | 0 | 0 | 0 | 0 | 64.0173 | 63.0484 | 62.0997 | 61.0825 | 60.1087 | 59.354 | 58.4945 | 57.8964 | 58.759 | 63.1326 | 69.3412 | 75.7001 | 80.6598 | 83.6679 | 84.8908 | 85.7758 | 85.834 | 84.9872 | 82.7829 | 78.2158 | 74.1248 | 70.9329 | 68.3988 | 66.3495 | 0.031322 | 0.032137 | 0.030696 | 0.026869 | 0.027703 | 0.02937 | 0.035134 | 0.040297 | 0.045972 | 0.050103 | 0.05228 | 0.054469 | 0.055973 | 0.056826 | 0.055943 | 0.051392 | 0.046559 | 0.042868 | 0.040198 | 0.039563 | 0.038325 | 0.035097 | 0.033198 | 0.03483
Portfolio Adjusted1-in-2Size: 20 kW to 199.99 kWOther2021November Monthly Peak | Portfolio Adjusted | 1-in-2 | Size: 20 kW to 199.99 kW | Other | 2021 | November Monthly Peak | 11 | 12.2351 | 11.7285 | 11.5492 | 11.5676 | 12.0675 | 13.2383 | 14.8445 | 16.5329 | 18.8167 | 20.4886 | 21.6906 | 22.4014 | 22.7834 | 23.1459 | 23.0945 | 22.461 | 21.5989 | 21.2731 | 19.8723 | 18.8901 | 17.821 | 16.4844 | 14.7103 | 13.264 | 0 | 0 | 0 | 0 | 0 | 0 | 0 | 0 | 0 | 0 | 0 | 0 | 0 | 0 | 0.22016 | 0.2173 | 0.21446 | 0.16344 | 0 | 0 | 0 | 0 | 0 | 0 | 55.6625 | 54.7352 | 53.8707 | 52.9209 | 51.8753 | 51.2699 | 50.9909 | 50.9475 | 53.2389 | 58.2758 | 63.1697 | 67.515 | 70.3588 | 71.8413 | 72.4468 | 72.3406 | 70.985 | 68.1242 | 64.6224 | 62.4699 | 60.7966 | 59.4332 | 58.3023 | 57.1854 | 0.028205 | 0.029125 | 0.028111 | 0.024702 | 0.025628 | 0.027249 | 0.031516 | 0.036551 | 0.041548 | 0.044083 | 0.045137 | 0.046185 | 0.047027 | 0.047304 | 0.04618 | 0.042095 | 0.038505 | 0.037742 | 0.034889 | 0.033836 | 0.033088 | 0.030499 | 0.029343 | 0.031003
Portfolio Adjusted1-in-2Size: 20 kW to 199.99 kWOther2021December Monthly Peak | Portfolio Adjusted | 1-in-2 | Size: 20 kW to 199.99 kW | Other | 2021 | December Monthly Peak | 12 | 12.0817 | 11.7364 | 11.6045 | 11.6918 | 12.1799 | 13.7672 | 16.2476 | 17.8268 | 19.9014 | 20.9568 | 21.3292 | 21.3752 | 21.1121 | 21.1435 | 20.837 | 20.076 | 19.7922 | 19.7521 | 18.5285 | 17.689 | 16.8884 | 15.8339 | 14.5085 | 13.1599 | 0 | 0 | 0 | 0 | 0 | 0 | 0 | 0 | 0 | 0 | 0 | 0 | 0 | 0 | 0.19864 | 0.19423 | 0.19652 | 0.15176 | 0 | 0 | 0 | 0 | 0 | 0 | 46.6118 | 45.9894 | 45.6129 | 45.0371 | 44.506 | 44.0581 | 43.7613 | 43.6632 | 44.3624 | 47.6497 | 51.3144 | 54.5029 | 56.5224 | 57.4192 | 58.1096 | 58.347 | 57.636 | 55.2344 | 52.2439 | 50.208 | 48.7388 | 46.8854 | 45.1244 | 43.8742 | 0.027851 | 0.029145 | 0.028246 | 0.024967 | 0.025867 | 0.028337 | 0.034495 | 0.039411 | 0.043943 | 0.045091 | 0.044385 | 0.04407 | 0.043577 | 0.043211 | 0.041666 | 0.037625 | 0.035284 | 0.035044 | 0.03253 | 0.031684 | 0.031356 | 0.029296 | 0.02894 | 0.03076
Portfolio Adjusted1-in-2Size: 20 kW to 199.99 kWOther2021Typical Event Day | Portfolio Adjusted | 1-in-2 | Size: 20 kW to 199.99 kW | Other | 2021 | Typical Event Day | 8 | 15.4241 | 14.5895 | 14.1033 | 14.0329 | 14.5083 | 15.9363 | 18.0869 | 20.8235 | 24.5786 | 27.5824 | 29.8892 | 31.413 | 32.2483 | 32.9342 | 33.0606 | 32.4582 | 31.2057 | 28.9646 | 26.1112 | 24.8335 | 23.9399 | 22.0361 | 19.3649 | 17.1277 | 0 | 0 | 0 | 0 | 0 | 0 | 0 | 0 | 0 | 0 | 0 | 0 | 0 | 0 | 0.31517 | 0.31402 | 0.30984 | 0.22254 | 0 | 0 | 0 | 0 | 0 | 0 | 73.0741 | 71.7706 | 70.5245 | 69.3794 | 68.2969 | 67.3275 | 66.6088 | 66.7042 | 69.6265 | 74.5418 | 79.6416 | 83.9438 | 87.3549 | 89.2981 | 90.3927 | 90.8648 | 90.8116 | 90.1146 | 88.8568 | 86.6901 | 83.2919 | 79.7829 | 77.3229 | 75.5252 | 0.035556 | 0.03623 | 0.034328 | 0.029967 | 0.030811 | 0.032802 | 0.0384 | 0.046036 | 0.05427 | 0.059346 | 0.062198 | 0.064765 | 0.066563 | 0.067308 | 0.066108 | 0.060831 | 0.055632 | 0.051389 | 0.045843 | 0.044481 | 0.044449 | 0.040771 | 0.038627 | 0.040034
Portfolio Adjusted1-in-2Size: 20 kW to 199.99 kWOther2022January Monthly Peak | Portfolio Adjusted | 1-in-2 | Size: 20 kW to 199.99 kW | Other | 2022 | January Monthly Peak | 1 | 11.4341 | 11.373 | 11.2877 | 11.4597 | 11.7129 | 14.2462 | 17.963 | 19.7729 | 21.9057 | 22.8343 | 22.5821 | 22.4214 | 21.4624 | 21.3021 | 20.5883 | 19.2666 | 18.9367 | 18.6373 | 17.3301 | 16.3269 | 15.6674 | 14.5279 | 13.5511 | 12.4722 | 0 | 0 | 0 | 0 | 0 | 0 | 0 | 0 | 0 | 0 | 0 | 0 | 0 | 0 | 0.19627 | 0.18639 | 0.18802 | 0.14319 | 0 | 0 | 0 | 0 | 0 | 0 | 42.4938 | 42.0574 | 41.4198 | 40.7616 | 40.0881 | 39.6306 | 39.5479 | 39.3144 | 39.5977 | 42.0208 | 45.6058 | 48.3183 | 50.2781 | 51.5597 | 52.4091 | 52.8157 | 52.5336 | 51.2284 | 49.3009 | 47.9474 | 46.73 | 45.8169 | 44.9556 | 44.3565 | 0.026358 | 0.028242 | 0.027475 | 0.024472 | 0.024875 | 0.029323 | 0.038137 | 0.043713 | 0.048369 | 0.04913 | 0.046992 | 0.046227 | 0.0443 | 0.043536 | 0.041168 | 0.036108 | 0.033759 | 0.033066 | 0.030426 | 0.029244 | 0.029089 | 0.026879 | 0.027031 | 0.029152
Portfolio Adjusted1-in-2Size: 20 kW to 199.99 kWOther2022February Monthly Peak | Portfolio Adjusted | 1-in-2 | Size: 20 kW to 199.99 kW | Other | 2022 | February Monthly Peak | 2 | 11.8196 | 11.5368 | 11.3868 | 11.5498 | 11.941 | 13.8019 | 16.554 | 18.0958 | 20.2904 | 21.4673 | 21.8788 | 22.0948 | 21.7759 | 21.9016 | 21.6075 | 20.7725 | 20.0654 | 19.3774 | 18.7489 | 17.7187 | 16.8615 | 15.5952 | 14.1658 | 12.8727 | 0 | 0 | 0 | 0 | 0 | 0 | 0 | 0 | 0 | 0 | 0 | 0 | 0 | 0 | 0.20599 | 0.20096 | 0.19923 | 0.14888 | 0 | 0 | 0 | 0 | 0 | 0 | 47.2375 | 46.7573 | 46.4164 | 46.0285 | 45.8317 | 45.8173 | 45.8203 | 45.7808 | 46.0234 | 47.8545 | 49.9908 | 51.9053 | 52.7694 | 52.7458 | 52.8064 | 52.4693 | 51.8 | 50.6587 | 49.1277 | 47.6719 | 46.3038 | 45.2941 | 44.0526 | 43.0972 | 0.027247 | 0.028649 | 0.027716 | 0.024664 | 0.025359 | 0.028409 | 0.035146 | 0.040006 | 0.044802 | 0.046189 | 0.045529 | 0.045553 | 0.044947 | 0.044761 | 0.043206 | 0.038931 | 0.035771 | 0.034379 | 0.032917 | 0.031737 | 0.031307 | 0.028854 | 0.028257 | 0.030088
Portfolio Adjusted1-in-2Size: 20 kW to 199.99 kWOther2022March Monthly Peak | Portfolio Adjusted | 1-in-2 | Size: 20 kW to 199.99 kW | Other | 2022 | March Monthly Peak | 3 | 11.9678 | 11.6564 | 11.4536 | 11.5586 | 11.8889 | 13.7317 | 16.6634 | 18.2407 | 20.2442 | 21.5315 | 21.9838 | 22.2789 | 22.1048 | 22.3689 | 22.1988 | 21.431 | 20.8217 | 19.5272 | 18.4596 | 18.1984 | 17.4153 | 16.1197 | 14.6013 | 13.2088 | 0 | 0 | 0 | 0 | 0 | 0 | 0 | 0 | 0 | 0 | 0 | 0 | 0 | 0 | 0.21163 | 0.20733 | 0.20674 | 0.15003 | 0 | 0 | 0 | 0 | 0 | 0 | 46.8203 | 46.3656 | 45.9562 | 45.637 | 45.2401 | 44.7943 | 44.3873 | 44.1603 | 45.8953 | 48.2292 | 50.495 | 52.5699 | 54.1848 | 55.2847 | 55.7952 | 56.2344 | 56.0757 | 55.4068 | 53.7704 | 51.4809 | 49.9107 | 48.7025 | 47.8376 | 46.9188 | 0.027589 | 0.028946 | 0.027879 | 0.024683 | 0.025249 | 0.028264 | 0.035378 | 0.040326 | 0.0447 | 0.046327 | 0.045747 | 0.045933 | 0.045626 | 0.045716 | 0.044389 | 0.040165 | 0.03712 | 0.034645 | 0.032409 | 0.032597 | 0.032335 | 0.029825 | 0.029125 | 0.030874
Portfolio Adjusted1-in-2Size: 20 kW to 199.99 kWOther2022April Monthly Peak | Portfolio Adjusted | 1-in-2 | Size: 20 kW to 199.99 kW | Other | 2022 | April Monthly Peak | 4 | 12.8536 | 12.235 | 11.883 | 11.885 | 12.3368 | 13.4293 | 15.1474 | 16.9286 | 19.5585 | 21.6841 | 23.4407 | 24.6113 | 25.3598 | 26.0317 | 26.223 | 25.818 | 24.6936 | 22.9249 | 21.0662 | 20.6899 | 19.8943 | 18.3241 | 16.1048 | 14.3047 | 0 | 0 | 0 | 0 | 0 | 0 | 0 | 0 | 0 | 0 | 0 | 0 | 0 | 0 | 0.24999 | 0.24978 | 0.24518 | 0.17613 | 0 | 0 | 0 | 0 | 0 | 0 | 62.1141 | 60.8931 | 59.4323 | 58.2086 | 57.2847 | 56.6224 | 56.0604 | 56.1542 | 58.7786 | 62.8278 | 68.0955 | 72.5205 | 75.9055 | 78.3283 | 79.4548 | 80.0945 | 80.1072 | 79.755 | 78.5046 | 76.1423 | 72.3587 | 69.2184 | 67.0275 | 64.7661 | 0.029631 | 0.030383 | 0.028924 | 0.02538 | 0.0262 | 0.027642 | 0.032159 | 0.037425 | 0.043186 | 0.046656 | 0.048779 | 0.050741 | 0.052345 | 0.053202 | 0.052436 | 0.048387 | 0.044022 | 0.040673 | 0.036985 | 0.037059 | 0.036937 | 0.033903 | 0.032125 | 0.033436
Portfolio Adjusted1-in-2Size: 20 kW to 199.99 kWOther2022May Monthly Peak | Portfolio Adjusted | 1-in-2 | Size: 20 kW to 199.99 kW | Other | 2022 | May Monthly Peak | 5 | 13.4264 | 12.7282 | 12.3551 | 12.3284 | 12.8338 | 13.9034 | 15.287 | 17.5139 | 20.5118 | 22.8175 | 24.7042 | 25.9133 | 26.6436 | 27.255 | 27.4122 | 27.0289 | 25.8126 | 24.0115 | 22.0143 | 21.2168 | 20.7435 | 19.1898 | 16.816 | 14.9494 | 0 | 0 | 0 | 0 | 0 | 0 | 0 | 0 | 0 | 0 | 0 | 0 | 0 | 0 | 0.26133 | 0.26149 | 0.25629 | 0.18448 | 0 | 0 | 0 | 0 | 0 | 0 | 65.8897 | 64.7428 | 63.8564 | 62.8874 | 62.0445 | 61.2816 | 60.5095 | 60.9147 | 63.4048 | 67.1836 | 70.9409 | 74.6563 | 77.841 | 80.4843 | 81.592 | 82.0827 | 81.9305 | 81.3935 | 80.105 | 77.7991 | 74.4207 | 71.5841 | 69.1214 | 67.4413 | 0.030951 | 0.031608 | 0.030073 | 0.026327 | 0.027255 | 0.028618 | 0.032456 | 0.038719 | 0.045291 | 0.049094 | 0.051409 | 0.053426 | 0.054995 | 0.055702 | 0.054813 | 0.050656 | 0.046017 | 0.042601 | 0.03865 | 0.038003 | 0.038514 | 0.035505 | 0.033543 | 0.034942
Portfolio Adjusted1-in-2Size: 20 kW to 199.99 kWOther2022June Monthly Peak | Portfolio Adjusted | 1-in-2 | Size: 20 kW to 199.99 kW | Other | 2022 | June Monthly Peak | 6 | 14.5708 | 13.815 | 13.3367 | 13.264 | 13.6801 | 14.8879 | 16.6364 | 19.5036 | 23.0351 | 25.8518 | 27.984 | 29.4051 | 30.1391 | 30.8097 | 30.9445 | 30.4296 | 29.236 | 27.1914 | 24.7908 | 23.3535 | 22.6399 | 20.9748 | 18.3964 | 16.3303 | 0 | 0 | 0 | 0 | 0 | 0 | 0 | 0 | 0 | 0 | 0 | 0 | 0 | 0 | 0.295 | 0.29439 | 0.29028 | 0.20891 | 0 | 0 | 0 | 0 | 0 | 0 | 69.842 | 68.4196 | 67.2543 | 66.2062 | 65.0827 | 64.0565 | 63.1321 | 63.9905 | 67.6479 | 72.4119 | 77.1587 | 81.5851 | 84.7353 | 86.4167 | 87.2732 | 87.6285 | 87.7524 | 87.4133 | 86.4147 | 84.4853 | 81.4475 | 77.3223 | 74.6175 | 72.5718 | 0.033589 | 0.034306 | 0.032462 | 0.028325 | 0.029053 | 0.030644 | 0.035321 | 0.043118 | 0.050862 | 0.055623 | 0.058234 | 0.060625 | 0.06221 | 0.062967 | 0.061877 | 0.057029 | 0.05212 | 0.048243 | 0.043525 | 0.04183 | 0.042035 | 0.038808 | 0.036696 | 0.03817
Portfolio Adjusted1-in-2Size: 20 kW to 199.99 kWOther2022July Monthly Peak | Portfolio Adjusted | 1-in-2 | Size: 20 kW to 199.99 kW | Other | 2022 | July Monthly Peak | 7 | 15.7137 | 14.8856 | 14.3778 | 14.2724 | 14.7086 | 16.313 | 18.5954 | 21.7053 | 25.6233 | 28.7228 | 31.0599 | 32.6313 | 33.4126 | 34.065 | 34.1566 | 33.475 | 32.219 | 29.9424 | 27.0232 | 25.3335 | 24.4823 | 22.6732 | 19.9335 | 17.6898 | 0 | 0 | 0 | 0 | 0 | 0 | 0 | 0 | 0 | 0 | 0 | 0 | 0 | 0 | 0.32562 | 0.32385 | 0.3199 | 0.23005 | 0 | 0 | 0 | 0 | 0 | 0 | 75.7941 | 74.4066 | 73.4442 | 72.5014 | 71.4647 | 70.5078 | 69.7085 | 70.1713 | 73.4806 | 77.9151 | 82.356 | 85.7653 | 88.7976 | 90.5015 | 91.4484 | 91.8968 | 91.8204 | 90.818 | 89.6496 | 88.297 | 85.6983 | 82.1077 | 79.6024 | 77.7906 | 0.036224 | 0.036965 | 0.034996 | 0.030478 | 0.031237 | 0.033578 | 0.03948 | 0.047986 | 0.056577 | 0.0618 | 0.064634 | 0.067277 | 0.068966 | 0.06962 | 0.0683 | 0.062737 | 0.057438 | 0.053123 | 0.047444 | 0.045377 | 0.045456 | 0.04195 | 0.039762 | 0.041348
Portfolio Adjusted1-in-2Size: 20 kW to 199.99 kWOther2022August Monthly Peak | Portfolio Adjusted | 1-in-2 | Size: 20 kW to 199.99 kW | Other | 2022 | August Monthly Peak | 8 | 15.5426 | 14.7047 | 14.2115 | 14.1385 | 14.613 | 16.0785 | 18.2829 | 21.0785 | 24.9247 | 27.9959 | 30.3459 | 31.8956 | 32.7209 | 33.3951 | 33.4985 | 32.8651 | 31.596 | 29.3109 | 26.3961 | 25.089 | 24.1707 | 22.2428 | 19.5506 | 17.2889 | 0 | 0 | 0 | 0 | 0 | 0 | 0 | 0 | 0 | 0 | 0 | 0 | 0 | 0 | 0.31935 | 0.31795 | 0.31372 | 0.2252 | 0 | 0 | 0 | 0 | 0 | 0 | 74.1573 | 72.9937 | 71.4888 | 70.2215 | 69.1955 | 68.2394 | 67.6409 | 67.025 | 69.3344 | 74.5421 | 80.1982 | 84.7552 | 88.245 | 90.2975 | 91.5733 | 92.2219 | 92.0684 | 91.4624 | 90.02 | 87.4419 | 83.6268 | 80.3542 | 78.0338 | 76.2855 | 0.035829 | 0.036516 | 0.034591 | 0.030192 | 0.031034 | 0.033095 | 0.038816 | 0.0466 | 0.055035 | 0.060236 | 0.063149 | 0.06576 | 0.067539 | 0.06825 | 0.066984 | 0.061594 | 0.056327 | 0.052003 | 0.046343 | 0.044939 | 0.044877 | 0.041154 | 0.038998 | 0.040411
Portfolio Adjusted1-in-2Size: 20 kW to 199.99 kWOther2022September Monthly Peak | Portfolio Adjusted | 1-in-2 | Size: 20 kW to 199.99 kW | Other | 2022 | September Monthly Peak | 9 | 15.2086 | 14.4707 | 14.0157 | 13.9299 | 14.4449 | 15.8854 | 18.2954 | 20.6981 | 24.4446 | 27.4968 | 29.8705 | 31.3597 | 32.2092 | 32.8738 | 32.8842 | 32.1551 | 30.762 | 28.3645 | 25.6828 | 24.988 | 23.4612 | 21.5247 | 18.8241 | 16.7964 | 0 | 0 | 0 | 0 | 0 | 0 | 0 | 0 | 0 | 0 | 0 | 0 | 0 | 0 | 0.31349 | 0.31108 | 0.30543 | 0.21793 | 0 | 0 | 0 | 0 | 0 | 0 | 72.5031 | 71.2624 | 69.9105 | 68.5883 | 67.4446 | 66.5063 | 65.9536 | 65.63 | 68.0431 | 73.2979 | 78.8537 | 83.6696 | 87.6416 | 89.9765 | 91.2758 | 91.7119 | 91.6051 | 90.7647 | 89.343 | 86.5361 | 82.3947 | 79.3474 | 77.0378 | 75.4527 | 0.035059 | 0.035935 | 0.034115 | 0.029747 | 0.030677 | 0.032697 | 0.038843 | 0.045759 | 0.053975 | 0.059162 | 0.062159 | 0.064655 | 0.066483 | 0.067185 | 0.065755 | 0.060263 | 0.054841 | 0.050324 | 0.045091 | 0.044758 | 0.04356 | 0.039825 | 0.037549 | 0.039259
Portfolio Adjusted1-in-2Size: 20 kW to 199.99 kWOther2022October Monthly Peak | Portfolio Adjusted | 1-in-2 | Size: 20 kW to 199.99 kW | Other | 2022 | October Monthly Peak | 10 | 13.5874 | 12.9414 | 12.6111 | 12.5823 | 13.0446 | 14.269 | 16.5485 | 18.2276 | 20.8203 | 23.2861 | 25.1232 | 26.4191 | 27.1174 | 27.8053 | 27.9769 | 27.4217 | 26.1165 | 24.1618 | 22.896 | 22.0877 | 20.6414 | 18.9692 | 16.643 | 14.9013 | 0 | 0 | 0 | 0 | 0 | 0 | 0 | 0 | 0 | 0 | 0 | 0 | 0 | 0 | 0.26671 | 0.26529 | 0.25931 | 0.18564 | 0 | 0 | 0 | 0 | 0 | 0 | 64.0173 | 63.0484 | 62.0997 | 61.0825 | 60.1087 | 59.354 | 58.4945 | 57.8964 | 58.759 | 63.1326 | 69.3412 | 75.7001 | 80.6598 | 83.6679 | 84.8908 | 85.7758 | 85.834 | 84.9872 | 82.7829 | 78.2158 | 74.1248 | 70.9329 | 68.3988 | 66.3495 | 0.031322 | 0.032137 | 0.030696 | 0.026869 | 0.027703 | 0.02937 | 0.035134 | 0.040297 | 0.045972 | 0.050103 | 0.05228 | 0.054469 | 0.055973 | 0.056826 | 0.055943 | 0.051392 | 0.046559 | 0.042868 | 0.040198 | 0.039563 | 0.038325 | 0.035097 | 0.033198 | 0.03483
Portfolio Adjusted1-in-2Size: 20 kW to 199.99 kWOther2022November Monthly Peak | Portfolio Adjusted | 1-in-2 | Size: 20 kW to 199.99 kW | Other | 2022 | November Monthly Peak | 11 | 12.2351 | 11.7285 | 11.5492 | 11.5676 | 12.0675 | 13.2383 | 14.8445 | 16.5329 | 18.8167 | 20.4886 | 21.6906 | 22.4014 | 22.7834 | 23.1459 | 23.0945 | 22.461 | 21.5989 | 21.2731 | 19.8723 | 18.8901 | 17.821 | 16.4844 | 14.7103 | 13.264 | 0 | 0 | 0 | 0 | 0 | 0 | 0 | 0 | 0 | 0 | 0 | 0 | 0 | 0 | 0.22016 | 0.2173 | 0.21446 | 0.16344 | 0 | 0 | 0 | 0 | 0 | 0 | 55.6625 | 54.7352 | 53.8707 | 52.9209 | 51.8753 | 51.2699 | 50.9909 | 50.9475 | 53.2389 | 58.2758 | 63.1697 | 67.515 | 70.3588 | 71.8413 | 72.4468 | 72.3406 | 70.985 | 68.1242 | 64.6224 | 62.4699 | 60.7966 | 59.4332 | 58.3023 | 57.1854 | 0.028205 | 0.029125 | 0.028111 | 0.024702 | 0.025628 | 0.027249 | 0.031516 | 0.036551 | 0.041548 | 0.044083 | 0.045137 | 0.046185 | 0.047027 | 0.047304 | 0.04618 | 0.042095 | 0.038505 | 0.037742 | 0.034889 | 0.033836 | 0.033088 | 0.030499 | 0.029343 | 0.031003
Portfolio Adjusted1-in-2Size: 20 kW to 199.99 kWOther2022December Monthly Peak | Portfolio Adjusted | 1-in-2 | Size: 20 kW to 199.99 kW | Other | 2022 | December Monthly Peak | 12 | 12.0817 | 11.7364 | 11.6045 | 11.6918 | 12.1799 | 13.7672 | 16.2476 | 17.8268 | 19.9014 | 20.9568 | 21.3292 | 21.3752 | 21.1121 | 21.1435 | 20.837 | 20.076 | 19.7922 | 19.7521 | 18.5285 | 17.689 | 16.8884 | 15.8339 | 14.5085 | 13.1599 | 0 | 0 | 0 | 0 | 0 | 0 | 0 | 0 | 0 | 0 | 0 | 0 | 0 | 0 | 0.19864 | 0.19423 | 0.19652 | 0.15176 | 0 | 0 | 0 | 0 | 0 | 0 | 46.6118 | 45.9894 | 45.6129 | 45.0371 | 44.506 | 44.0581 | 43.7613 | 43.6632 | 44.3624 | 47.6497 | 51.3144 | 54.5029 | 56.5224 | 57.4192 | 58.1096 | 58.347 | 57.636 | 55.2344 | 52.2439 | 50.208 | 48.7388 | 46.8854 | 45.1244 | 43.8742 | 0.027851 | 0.029145 | 0.028246 | 0.024967 | 0.025867 | 0.028337 | 0.034495 | 0.039411 | 0.043943 | 0.045091 | 0.044385 | 0.04407 | 0.043577 | 0.043211 | 0.041666 | 0.037625 | 0.035284 | 0.035044 | 0.03253 | 0.031684 | 0.031356 | 0.029296 | 0.02894 | 0.03076
Portfolio Adjusted1-in-2Size: 20 kW to 199.99 kWOther2022Typical Event Day | Portfolio Adjusted | 1-in-2 | Size: 20 kW to 199.99 kW | Other | 2022 | Typical Event Day | 8 | 15.4241 | 14.5895 | 14.1033 | 14.0329 | 14.5083 | 15.9363 | 18.0869 | 20.8235 | 24.5786 | 27.5824 | 29.8892 | 31.413 | 32.2483 | 32.9342 | 33.0606 | 32.4582 | 31.2057 | 28.9646 | 26.1112 | 24.8335 | 23.9399 | 22.0361 | 19.3649 | 17.1277 | 0 | 0 | 0 | 0 | 0 | 0 | 0 | 0 | 0 | 0 | 0 | 0 | 0 | 0 | 0.31517 | 0.31402 | 0.30984 | 0.22254 | 0 | 0 | 0 | 0 | 0 | 0 | 73.0741 | 71.7706 | 70.5245 | 69.3794 | 68.2969 | 67.3275 | 66.6088 | 66.7042 | 69.6265 | 74.5418 | 79.6416 | 83.9438 | 87.3549 | 89.2981 | 90.3927 | 90.8648 | 90.8116 | 90.1146 | 88.8568 | 86.6901 | 83.2919 | 79.7829 | 77.3229 | 75.5252 | 0.035556 | 0.03623 | 0.034328 | 0.029967 | 0.030811 | 0.032802 | 0.0384 | 0.046036 | 0.05427 | 0.059346 | 0.062198 | 0.064765 | 0.066563 | 0.067308 | 0.066108 | 0.060831 | 0.055632 | 0.051389 | 0.045843 | 0.044481 | 0.044449 | 0.040771 | 0.038627 | 0.040034
Portfolio Adjusted1-in-2Size: 20 kW to 199.99 kWOther2023January Monthly Peak | Portfolio Adjusted | 1-in-2 | Size: 20 kW to 199.99 kW | Other | 2023 | January Monthly Peak | 1 | 11.4341 | 11.373 | 11.2877 | 11.4597 | 11.7129 | 14.2462 | 17.963 | 19.7729 | 21.9057 | 22.8343 | 22.5821 | 22.4214 | 21.4624 | 21.3021 | 20.5883 | 19.2666 | 18.9367 | 18.6373 | 17.3301 | 16.3269 | 15.6674 | 14.5279 | 13.5511 | 12.4722 | 0 | 0 | 0 | 0 | 0 | 0 | 0 | 0 | 0 | 0 | 0 | 0 | 0 | 0 | 0.19627 | 0.18639 | 0.18802 | 0.14319 | 0 | 0 | 0 | 0 | 0 | 0 | 42.4938 | 42.0574 | 41.4198 | 40.7616 | 40.0881 | 39.6306 | 39.5479 | 39.3144 | 39.5977 | 42.0208 | 45.6058 | 48.3183 | 50.2781 | 51.5597 | 52.4091 | 52.8157 | 52.5336 | 51.2284 | 49.3009 | 47.9474 | 46.73 | 45.8169 | 44.9556 | 44.3565 | 0.026358 | 0.028242 | 0.027475 | 0.024472 | 0.024875 | 0.029323 | 0.038137 | 0.043713 | 0.048369 | 0.04913 | 0.046992 | 0.046227 | 0.0443 | 0.043536 | 0.041168 | 0.036108 | 0.033759 | 0.033066 | 0.030426 | 0.029244 | 0.029089 | 0.026879 | 0.027031 | 0.029152
Portfolio Adjusted1-in-2Size: 20 kW to 199.99 kWOther2023February Monthly Peak | Portfolio Adjusted | 1-in-2 | Size: 20 kW to 199.99 kW | Other | 2023 | February Monthly Peak | 2 | 11.8196 | 11.5368 | 11.3868 | 11.5498 | 11.941 | 13.8019 | 16.554 | 18.0958 | 20.2904 | 21.4673 | 21.8788 | 22.0948 | 21.7759 | 21.9016 | 21.6075 | 20.7725 | 20.0654 | 19.3774 | 18.7489 | 17.7187 | 16.8615 | 15.5952 | 14.1658 | 12.8727 | 0 | 0 | 0 | 0 | 0 | 0 | 0 | 0 | 0 | 0 | 0 | 0 | 0 | 0 | 0.20599 | 0.20096 | 0.19923 | 0.14888 | 0 | 0 | 0 | 0 | 0 | 0 | 47.2375 | 46.7573 | 46.4164 | 46.0285 | 45.8317 | 45.8173 | 45.8203 | 45.7808 | 46.0234 | 47.8545 | 49.9908 | 51.9053 | 52.7694 | 52.7458 | 52.8064 | 52.4693 | 51.8 | 50.6587 | 49.1277 | 47.6719 | 46.3038 | 45.2941 | 44.0526 | 43.0972 | 0.027247 | 0.028649 | 0.027716 | 0.024664 | 0.025359 | 0.028409 | 0.035146 | 0.040006 | 0.044802 | 0.046189 | 0.045529 | 0.045553 | 0.044947 | 0.044761 | 0.043206 | 0.038931 | 0.035771 | 0.034379 | 0.032917 | 0.031737 | 0.031307 | 0.028854 | 0.028257 | 0.030088
Portfolio Adjusted1-in-2Size: 20 kW to 199.99 kWOther2023March Monthly Peak | Portfolio Adjusted | 1-in-2 | Size: 20 kW to 199.99 kW | Other | 2023 | March Monthly Peak | 3 | 11.9678 | 11.6564 | 11.4536 | 11.5586 | 11.8889 | 13.7317 | 16.6634 | 18.2407 | 20.2442 | 21.5315 | 21.9838 | 22.2789 | 22.1048 | 22.3689 | 22.1988 | 21.431 | 20.8217 | 19.5272 | 18.4596 | 18.1984 | 17.4153 | 16.1197 | 14.6013 | 13.2088 | 0 | 0 | 0 | 0 | 0 | 0 | 0 | 0 | 0 | 0 | 0 | 0 | 0 | 0 | 0.21163 | 0.20733 | 0.20674 | 0.15003 | 0 | 0 | 0 | 0 | 0 | 0 | 46.8203 | 46.3656 | 45.9562 | 45.637 | 45.2401 | 44.7943 | 44.3873 | 44.1603 | 45.8953 | 48.2292 | 50.495 | 52.5699 | 54.1848 | 55.2847 | 55.7952 | 56.2344 | 56.0757 | 55.4068 | 53.7704 | 51.4809 | 49.9107 | 48.7025 | 47.8376 | 46.9188 | 0.027589 | 0.028946 | 0.027879 | 0.024683 | 0.025249 | 0.028264 | 0.035378 | 0.040326 | 0.0447 | 0.046327 | 0.045747 | 0.045933 | 0.045626 | 0.045716 | 0.044389 | 0.040165 | 0.03712 | 0.034645 | 0.032409 | 0.032597 | 0.032335 | 0.029825 | 0.029125 | 0.030874
Portfolio Adjusted1-in-2Size: 20 kW to 199.99 kWOther2023April Monthly Peak | Portfolio Adjusted | 1-in-2 | Size: 20 kW to 199.99 kW | Other | 2023 | April Monthly Peak | 4 | 12.8536 | 12.235 | 11.883 | 11.885 | 12.3368 | 13.4293 | 15.1474 | 16.9286 | 19.5585 | 21.6841 | 23.4407 | 24.6113 | 25.3598 | 26.0317 | 26.223 | 25.818 | 24.6936 | 22.9249 | 21.0662 | 20.6899 | 19.8943 | 18.3241 | 16.1048 | 14.3047 | 0 | 0 | 0 | 0 | 0 | 0 | 0 | 0 | 0 | 0 | 0 | 0 | 0 | 0 | 0.24999 | 0.24978 | 0.24518 | 0.17613 | 0 | 0 | 0 | 0 | 0 | 0 | 62.1141 | 60.8931 | 59.4323 | 58.2086 | 57.2847 | 56.6224 | 56.0604 | 56.1542 | 58.7786 | 62.8278 | 68.0955 | 72.5205 | 75.9055 | 78.3283 | 79.4548 | 80.0945 | 80.1072 | 79.755 | 78.5046 | 76.1423 | 72.3587 | 69.2184 | 67.0275 | 64.7661 | 0.029631 | 0.030383 | 0.028924 | 0.02538 | 0.0262 | 0.027642 | 0.032159 | 0.037425 | 0.043186 | 0.046656 | 0.048779 | 0.050741 | 0.052345 | 0.053202 | 0.052436 | 0.048387 | 0.044022 | 0.040673 | 0.036985 | 0.037059 | 0.036937 | 0.033903 | 0.032125 | 0.033436
Portfolio Adjusted1-in-2Size: 20 kW to 199.99 kWOther2023May Monthly Peak | Portfolio Adjusted | 1-in-2 | Size: 20 kW to 199.99 kW | Other | 2023 | May Monthly Peak | 5 | 13.4264 | 12.7282 | 12.3551 | 12.3284 | 12.8338 | 13.9034 | 15.287 | 17.5139 | 20.5118 | 22.8175 | 24.7042 | 25.9133 | 26.6436 | 27.255 | 27.4122 | 27.0289 | 25.8126 | 24.0115 | 22.0143 | 21.2168 | 20.7435 | 19.1898 | 16.816 | 14.9494 | 0 | 0 | 0 | 0 | 0 | 0 | 0 | 0 | 0 | 0 | 0 | 0 | 0 | 0 | 0.26133 | 0.26149 | 0.25629 | 0.18448 | 0 | 0 | 0 | 0 | 0 | 0 | 65.8897 | 64.7428 | 63.8564 | 62.8874 | 62.0445 | 61.2816 | 60.5095 | 60.9147 | 63.4048 | 67.1836 | 70.9409 | 74.6563 | 77.841 | 80.4843 | 81.592 | 82.0827 | 81.9305 | 81.3935 | 80.105 | 77.7991 | 74.4207 | 71.5841 | 69.1214 | 67.4413 | 0.030951 | 0.031608 | 0.030073 | 0.026327 | 0.027255 | 0.028618 | 0.032456 | 0.038719 | 0.045291 | 0.049094 | 0.051409 | 0.053426 | 0.054995 | 0.055702 | 0.054813 | 0.050656 | 0.046017 | 0.042601 | 0.03865 | 0.038003 | 0.038514 | 0.035505 | 0.033543 | 0.034942
Portfolio Adjusted1-in-2Size: 20 kW to 199.99 kWOther2023June Monthly Peak | Portfolio Adjusted | 1-in-2 | Size: 20 kW to 199.99 kW | Other | 2023 | June Monthly Peak | 6 | 14.5708 | 13.815 | 13.3367 | 13.264 | 13.6801 | 14.8879 | 16.6364 | 19.5036 | 23.0351 | 25.8518 | 27.984 | 29.4051 | 30.1391 | 30.8097 | 30.9445 | 30.4296 | 29.236 | 27.1914 | 24.7908 | 23.3535 | 22.6399 | 20.9748 | 18.3964 | 16.3303 | 0 | 0 | 0 | 0 | 0 | 0 | 0 | 0 | 0 | 0 | 0 | 0 | 0 | 0 | 0.295 | 0.29439 | 0.29028 | 0.20891 | 0 | 0 | 0 | 0 | 0 | 0 | 69.842 | 68.4196 | 67.2543 | 66.2062 | 65.0827 | 64.0565 | 63.1321 | 63.9905 | 67.6479 | 72.4119 | 77.1587 | 81.5851 | 84.7353 | 86.4167 | 87.2732 | 87.6285 | 87.7524 | 87.4133 | 86.4147 | 84.4853 | 81.4475 | 77.3223 | 74.6175 | 72.5718 | 0.033589 | 0.034306 | 0.032462 | 0.028325 | 0.029053 | 0.030644 | 0.035321 | 0.043118 | 0.050862 | 0.055623 | 0.058234 | 0.060625 | 0.06221 | 0.062967 | 0.061877 | 0.057029 | 0.05212 | 0.048243 | 0.043525 | 0.04183 | 0.042035 | 0.038808 | 0.036696 | 0.03817
Portfolio Adjusted1-in-2Size: 20 kW to 199.99 kWOther2023July Monthly Peak | Portfolio Adjusted | 1-in-2 | Size: 20 kW to 199.99 kW | Other | 2023 | July Monthly Peak | 7 | 15.7137 | 14.8856 | 14.3778 | 14.2724 | 14.7086 | 16.313 | 18.5954 | 21.7053 | 25.6233 | 28.7228 | 31.0599 | 32.6313 | 33.4126 | 34.065 | 34.1566 | 33.475 | 32.219 | 29.9424 | 27.0232 | 25.3335 | 24.4823 | 22.6732 | 19.9335 | 17.6898 | 0 | 0 | 0 | 0 | 0 | 0 | 0 | 0 | 0 | 0 | 0 | 0 | 0 | 0 | 0.32562 | 0.32385 | 0.3199 | 0.23005 | 0 | 0 | 0 | 0 | 0 | 0 | 75.7941 | 74.4066 | 73.4442 | 72.5014 | 71.4647 | 70.5078 | 69.7085 | 70.1713 | 73.4806 | 77.9151 | 82.356 | 85.7653 | 88.7976 | 90.5015 | 91.4484 | 91.8968 | 91.8204 | 90.818 | 89.6496 | 88.297 | 85.6983 | 82.1077 | 79.6024 | 77.7906 | 0.036224 | 0.036965 | 0.034996 | 0.030478 | 0.031237 | 0.033578 | 0.03948 | 0.047986 | 0.056577 | 0.0618 | 0.064634 | 0.067277 | 0.068966 | 0.06962 | 0.0683 | 0.062737 | 0.057438 | 0.053123 | 0.047444 | 0.045377 | 0.045456 | 0.04195 | 0.039762 | 0.041348
Portfolio Adjusted1-in-2Size: 20 kW to 199.99 kWOther2023August Monthly Peak | Portfolio Adjusted | 1-in-2 | Size: 20 kW to 199.99 kW | Other | 2023 | August Monthly Peak | 8 | 15.5426 | 14.7047 | 14.2115 | 14.1385 | 14.613 | 16.0785 | 18.2829 | 21.0785 | 24.9247 | 27.9959 | 30.3459 | 31.8956 | 32.7209 | 33.3951 | 33.4985 | 32.8651 | 31.596 | 29.3109 | 26.3961 | 25.089 | 24.1707 | 22.2428 | 19.5506 | 17.2889 | 0 | 0 | 0 | 0 | 0 | 0 | 0 | 0 | 0 | 0 | 0 | 0 | 0 | 0 | 0.31935 | 0.31795 | 0.31372 | 0.2252 | 0 | 0 | 0 | 0 | 0 | 0 | 74.1573 | 72.9937 | 71.4888 | 70.2215 | 69.1955 | 68.2394 | 67.6409 | 67.025 | 69.3344 | 74.5421 | 80.1982 | 84.7552 | 88.245 | 90.2975 | 91.5733 | 92.2219 | 92.0684 | 91.4624 | 90.02 | 87.4419 | 83.6268 | 80.3542 | 78.0338 | 76.2855 | 0.035829 | 0.036516 | 0.034591 | 0.030192 | 0.031034 | 0.033095 | 0.038816 | 0.0466 | 0.055035 | 0.060236 | 0.063149 | 0.06576 | 0.067539 | 0.06825 | 0.066984 | 0.061594 | 0.056327 | 0.052003 | 0.046343 | 0.044939 | 0.044877 | 0.041154 | 0.038998 | 0.040411
Portfolio Adjusted1-in-2Size: 20 kW to 199.99 kWOther2023September Monthly Peak | Portfolio Adjusted | 1-in-2 | Size: 20 kW to 199.99 kW | Other | 2023 | September Monthly Peak | 9 | 15.2086 | 14.4707 | 14.0157 | 13.9299 | 14.4449 | 15.8854 | 18.2954 | 20.6981 | 24.4446 | 27.4968 | 29.8705 | 31.3597 | 32.2092 | 32.8738 | 32.8842 | 32.1551 | 30.762 | 28.3645 | 25.6828 | 24.988 | 23.4612 | 21.5247 | 18.8241 | 16.7964 | 0 | 0 | 0 | 0 | 0 | 0 | 0 | 0 | 0 | 0 | 0 | 0 | 0 | 0 | 0.31349 | 0.31108 | 0.30543 | 0.21793 | 0 | 0 | 0 | 0 | 0 | 0 | 72.5031 | 71.2624 | 69.9105 | 68.5883 | 67.4446 | 66.5063 | 65.9536 | 65.63 | 68.0431 | 73.2979 | 78.8537 | 83.6696 | 87.6416 | 89.9765 | 91.2758 | 91.7119 | 91.6051 | 90.7647 | 89.343 | 86.5361 | 82.3947 | 79.3474 | 77.0378 | 75.4527 | 0.035059 | 0.035935 | 0.034115 | 0.029747 | 0.030677 | 0.032697 | 0.038843 | 0.045759 | 0.053975 | 0.059162 | 0.062159 | 0.064655 | 0.066483 | 0.067185 | 0.065755 | 0.060263 | 0.054841 | 0.050324 | 0.045091 | 0.044758 | 0.04356 | 0.039825 | 0.037549 | 0.039259
Portfolio Adjusted1-in-2Size: 20 kW to 199.99 kWOther2023October Monthly Peak | Portfolio Adjusted | 1-in-2 | Size: 20 kW to 199.99 kW | Other | 2023 | October Monthly Peak | 10 | 13.5874 | 12.9414 | 12.6111 | 12.5823 | 13.0446 | 14.269 | 16.5485 | 18.2276 | 20.8203 | 23.2861 | 25.1232 | 26.4191 | 27.1174 | 27.8053 | 27.9769 | 27.4217 | 26.1165 | 24.1618 | 22.896 | 22.0877 | 20.6414 | 18.9692 | 16.643 | 14.9013 | 0 | 0 | 0 | 0 | 0 | 0 | 0 | 0 | 0 | 0 | 0 | 0 | 0 | 0 | 0.26671 | 0.26529 | 0.25931 | 0.18564 | 0 | 0 | 0 | 0 | 0 | 0 | 64.0173 | 63.0484 | 62.0997 | 61.0825 | 60.1087 | 59.354 | 58.4945 | 57.8964 | 58.759 | 63.1326 | 69.3412 | 75.7001 | 80.6598 | 83.6679 | 84.8908 | 85.7758 | 85.834 | 84.9872 | 82.7829 | 78.2158 | 74.1248 | 70.9329 | 68.3988 | 66.3495 | 0.031322 | 0.032137 | 0.030696 | 0.026869 | 0.027703 | 0.02937 | 0.035134 | 0.040297 | 0.045972 | 0.050103 | 0.05228 | 0.054469 | 0.055973 | 0.056826 | 0.055943 | 0.051392 | 0.046559 | 0.042868 | 0.040198 | 0.039563 | 0.038325 | 0.035097 | 0.033198 | 0.03483
Portfolio Adjusted1-in-2Size: 20 kW to 199.99 kWOther2023November Monthly Peak | Portfolio Adjusted | 1-in-2 | Size: 20 kW to 199.99 kW | Other | 2023 | November Monthly Peak | 11 | 12.2351 | 11.7285 | 11.5492 | 11.5676 | 12.0675 | 13.2383 | 14.8445 | 16.5329 | 18.8167 | 20.4886 | 21.6906 | 22.4014 | 22.7834 | 23.1459 | 23.0945 | 22.461 | 21.5989 | 21.2731 | 19.8723 | 18.8901 | 17.821 | 16.4844 | 14.7103 | 13.264 | 0 | 0 | 0 | 0 | 0 | 0 | 0 | 0 | 0 | 0 | 0 | 0 | 0 | 0 | 0.22016 | 0.2173 | 0.21446 | 0.16344 | 0 | 0 | 0 | 0 | 0 | 0 | 55.6625 | 54.7352 | 53.8707 | 52.9209 | 51.8753 | 51.2699 | 50.9909 | 50.9475 | 53.2389 | 58.2758 | 63.1697 | 67.515 | 70.3588 | 71.8413 | 72.4468 | 72.3406 | 70.985 | 68.1242 | 64.6224 | 62.4699 | 60.7966 | 59.4332 | 58.3023 | 57.1854 | 0.028205 | 0.029125 | 0.028111 | 0.024702 | 0.025628 | 0.027249 | 0.031516 | 0.036551 | 0.041548 | 0.044083 | 0.045137 | 0.046185 | 0.047027 | 0.047304 | 0.04618 | 0.042095 | 0.038505 | 0.037742 | 0.034889 | 0.033836 | 0.033088 | 0.030499 | 0.029343 | 0.031003
Portfolio Adjusted1-in-2Size: 20 kW to 199.99 kWOther2023December Monthly Peak | Portfolio Adjusted | 1-in-2 | Size: 20 kW to 199.99 kW | Other | 2023 | December Monthly Peak | 12 | 12.0817 | 11.7364 | 11.6045 | 11.6918 | 12.1799 | 13.7672 | 16.2476 | 17.8268 | 19.9014 | 20.9568 | 21.3292 | 21.3752 | 21.1121 | 21.1435 | 20.837 | 20.076 | 19.7922 | 19.7521 | 18.5285 | 17.689 | 16.8884 | 15.8339 | 14.5085 | 13.1599 | 0 | 0 | 0 | 0 | 0 | 0 | 0 | 0 | 0 | 0 | 0 | 0 | 0 | 0 | 0.19864 | 0.19423 | 0.19652 | 0.15176 | 0 | 0 | 0 | 0 | 0 | 0 | 46.6118 | 45.9894 | 45.6129 | 45.0371 | 44.506 | 44.0581 | 43.7613 | 43.6632 | 44.3624 | 47.6497 | 51.3144 | 54.5029 | 56.5224 | 57.4192 | 58.1096 | 58.347 | 57.636 | 55.2344 | 52.2439 | 50.208 | 48.7388 | 46.8854 | 45.1244 | 43.8742 | 0.027851 | 0.029145 | 0.028246 | 0.024967 | 0.025867 | 0.028337 | 0.034495 | 0.039411 | 0.043943 | 0.045091 | 0.044385 | 0.04407 | 0.043577 | 0.043211 | 0.041666 | 0.037625 | 0.035284 | 0.035044 | 0.03253 | 0.031684 | 0.031356 | 0.029296 | 0.02894 | 0.03076
Portfolio Adjusted1-in-2Size: 20 kW to 199.99 kWOther2023Typical Event Day | Portfolio Adjusted | 1-in-2 | Size: 20 kW to 199.99 kW | Other | 2023 | Typical Event Day | 8 | 15.4241 | 14.5895 | 14.1033 | 14.0329 | 14.5083 | 15.9363 | 18.0869 | 20.8235 | 24.5786 | 27.5824 | 29.8892 | 31.413 | 32.2483 | 32.9342 | 33.0606 | 32.4582 | 31.2057 | 28.9646 | 26.1112 | 24.8335 | 23.9399 | 22.0361 | 19.3649 | 17.1277 | 0 | 0 | 0 | 0 | 0 | 0 | 0 | 0 | 0 | 0 | 0 | 0 | 0 | 0 | 0.31517 | 0.31402 | 0.30984 | 0.22254 | 0 | 0 | 0 | 0 | 0 | 0 | 73.0741 | 71.7706 | 70.5245 | 69.3794 | 68.2969 | 67.3275 | 66.6088 | 66.7042 | 69.6265 | 74.5418 | 79.6416 | 83.9438 | 87.3549 | 89.2981 | 90.3927 | 90.8648 | 90.8116 | 90.1146 | 88.8568 | 86.6901 | 83.2919 | 79.7829 | 77.3229 | 75.5252 | 0.035556 | 0.03623 | 0.034328 | 0.029967 | 0.030811 | 0.032802 | 0.0384 | 0.046036 | 0.05427 | 0.059346 | 0.062198 | 0.064765 | 0.066563 | 0.067308 | 0.066108 | 0.060831 | 0.055632 | 0.051389 | 0.045843 | 0.044481 | 0.044449 | 0.040771 | 0.038627 | 0.040034
Portfolio Adjusted1-in-2Size: 20 kW to 199.99 kWOther2024January Monthly Peak | Portfolio Adjusted | 1-in-2 | Size: 20 kW to 199.99 kW | Other | 2024 | January Monthly Peak | 1 | 11.4341 | 11.373 | 11.2877 | 11.4597 | 11.7129 | 14.2462 | 17.963 | 19.7729 | 21.9057 | 22.8343 | 22.5821 | 22.4214 | 21.4624 | 21.3021 | 20.5883 | 19.2666 | 18.9367 | 18.6373 | 17.3301 | 16.3269 | 15.6674 | 14.5279 | 13.5511 | 12.4722 | 0 | 0 | 0 | 0 | 0 | 0 | 0 | 0 | 0 | 0 | 0 | 0 | 0 | 0 | 0.19627 | 0.18639 | 0.18802 | 0.14319 | 0 | 0 | 0 | 0 | 0 | 0 | 42.4938 | 42.0574 | 41.4198 | 40.7616 | 40.0881 | 39.6306 | 39.5479 | 39.3144 | 39.5977 | 42.0208 | 45.6058 | 48.3183 | 50.2781 | 51.5597 | 52.4091 | 52.8157 | 52.5336 | 51.2284 | 49.3009 | 47.9474 | 46.73 | 45.8169 | 44.9556 | 44.3565 | 0.026358 | 0.028242 | 0.027475 | 0.024472 | 0.024875 | 0.029323 | 0.038137 | 0.043713 | 0.048369 | 0.04913 | 0.046992 | 0.046227 | 0.0443 | 0.043536 | 0.041168 | 0.036108 | 0.033759 | 0.033066 | 0.030426 | 0.029244 | 0.029089 | 0.026879 | 0.027031 | 0.029152
Portfolio Adjusted1-in-2Size: 20 kW to 199.99 kWOther2024February Monthly Peak | Portfolio Adjusted | 1-in-2 | Size: 20 kW to 199.99 kW | Other | 2024 | February Monthly Peak | 2 | 11.8196 | 11.5368 | 11.3868 | 11.5498 | 11.941 | 13.8019 | 16.554 | 18.0958 | 20.2904 | 21.4673 | 21.8788 | 22.0948 | 21.7759 | 21.9016 | 21.6075 | 20.7725 | 20.0654 | 19.3774 | 18.7489 | 17.7187 | 16.8615 | 15.5952 | 14.1658 | 12.8727 | 0 | 0 | 0 | 0 | 0 | 0 | 0 | 0 | 0 | 0 | 0 | 0 | 0 | 0 | 0.20599 | 0.20096 | 0.19923 | 0.14888 | 0 | 0 | 0 | 0 | 0 | 0 | 47.2375 | 46.7573 | 46.4164 | 46.0285 | 45.8317 | 45.8173 | 45.8203 | 45.7808 | 46.0234 | 47.8545 | 49.9908 | 51.9053 | 52.7694 | 52.7458 | 52.8064 | 52.4693 | 51.8 | 50.6587 | 49.1277 | 47.6719 | 46.3038 | 45.2941 | 44.0526 | 43.0972 | 0.027247 | 0.028649 | 0.027716 | 0.024664 | 0.025359 | 0.028409 | 0.035146 | 0.040006 | 0.044802 | 0.046189 | 0.045529 | 0.045553 | 0.044947 | 0.044761 | 0.043206 | 0.038931 | 0.035771 | 0.034379 | 0.032917 | 0.031737 | 0.031307 | 0.028854 | 0.028257 | 0.030088
Portfolio Adjusted1-in-2Size: 20 kW to 199.99 kWOther2024March Monthly Peak | Portfolio Adjusted | 1-in-2 | Size: 20 kW to 199.99 kW | Other | 2024 | March Monthly Peak | 3 | 11.9678 | 11.6564 | 11.4536 | 11.5586 | 11.8889 | 13.7317 | 16.6634 | 18.2407 | 20.2442 | 21.5315 | 21.9838 | 22.2789 | 22.1048 | 22.3689 | 22.1988 | 21.431 | 20.8217 | 19.5272 | 18.4596 | 18.1984 | 17.4153 | 16.1197 | 14.6013 | 13.2088 | 0 | 0 | 0 | 0 | 0 | 0 | 0 | 0 | 0 | 0 | 0 | 0 | 0 | 0 | 0.21163 | 0.20733 | 0.20674 | 0.15003 | 0 | 0 | 0 | 0 | 0 | 0 | 46.8203 | 46.3656 | 45.9562 | 45.637 | 45.2401 | 44.7943 | 44.3873 | 44.1603 | 45.8953 | 48.2292 | 50.495 | 52.5699 | 54.1848 | 55.2847 | 55.7952 | 56.2344 | 56.0757 | 55.4068 | 53.7704 | 51.4809 | 49.9107 | 48.7025 | 47.8376 | 46.9188 | 0.027589 | 0.028946 | 0.027879 | 0.024683 | 0.025249 | 0.028264 | 0.035378 | 0.040326 | 0.0447 | 0.046327 | 0.045747 | 0.045933 | 0.045626 | 0.045716 | 0.044389 | 0.040165 | 0.03712 | 0.034645 | 0.032409 | 0.032597 | 0.032335 | 0.029825 | 0.029125 | 0.030874
Portfolio Adjusted1-in-2Size: 20 kW to 199.99 kWOther2024April Monthly Peak | Portfolio Adjusted | 1-in-2 | Size: 20 kW to 199.99 kW | Other | 2024 | April Monthly Peak | 4 | 12.8536 | 12.235 | 11.883 | 11.885 | 12.3368 | 13.4293 | 15.1474 | 16.9286 | 19.5585 | 21.6841 | 23.4407 | 24.6113 | 25.3598 | 26.0317 | 26.223 | 25.818 | 24.6936 | 22.9249 | 21.0662 | 20.6899 | 19.8943 | 18.3241 | 16.1048 | 14.3047 | 0 | 0 | 0 | 0 | 0 | 0 | 0 | 0 | 0 | 0 | 0 | 0 | 0 | 0 | 0.24999 | 0.24978 | 0.24518 | 0.17613 | 0 | 0 | 0 | 0 | 0 | 0 | 62.1141 | 60.8931 | 59.4323 | 58.2086 | 57.2847 | 56.6224 | 56.0604 | 56.1542 | 58.7786 | 62.8278 | 68.0955 | 72.5205 | 75.9055 | 78.3283 | 79.4548 | 80.0945 | 80.1072 | 79.755 | 78.5046 | 76.1423 | 72.3587 | 69.2184 | 67.0275 | 64.7661 | 0.029631 | 0.030383 | 0.028924 | 0.02538 | 0.0262 | 0.027642 | 0.032159 | 0.037425 | 0.043186 | 0.046656 | 0.048779 | 0.050741 | 0.052345 | 0.053202 | 0.052436 | 0.048387 | 0.044022 | 0.040673 | 0.036985 | 0.037059 | 0.036937 | 0.033903 | 0.032125 | 0.033436
Portfolio Adjusted1-in-2Size: 20 kW to 199.99 kWOther2024May Monthly Peak | Portfolio Adjusted | 1-in-2 | Size: 20 kW to 199.99 kW | Other | 2024 | May Monthly Peak | 5 | 13.4264 | 12.7282 | 12.3551 | 12.3284 | 12.8338 | 13.9034 | 15.287 | 17.5139 | 20.5118 | 22.8175 | 24.7042 | 25.9133 | 26.6436 | 27.255 | 27.4122 | 27.0289 | 25.8126 | 24.0115 | 22.0143 | 21.2168 | 20.7435 | 19.1898 | 16.816 | 14.9494 | 0 | 0 | 0 | 0 | 0 | 0 | 0 | 0 | 0 | 0 | 0 | 0 | 0 | 0 | 0.26133 | 0.26149 | 0.25629 | 0.18448 | 0 | 0 | 0 | 0 | 0 | 0 | 65.8897 | 64.7428 | 63.8564 | 62.8874 | 62.0445 | 61.2816 | 60.5095 | 60.9147 | 63.4048 | 67.1836 | 70.9409 | 74.6563 | 77.841 | 80.4843 | 81.592 | 82.0827 | 81.9305 | 81.3935 | 80.105 | 77.7991 | 74.4207 | 71.5841 | 69.1214 | 67.4413 | 0.030951 | 0.031608 | 0.030073 | 0.026327 | 0.027255 | 0.028618 | 0.032456 | 0.038719 | 0.045291 | 0.049094 | 0.051409 | 0.053426 | 0.054995 | 0.055702 | 0.054813 | 0.050656 | 0.046017 | 0.042601 | 0.03865 | 0.038003 | 0.038514 | 0.035505 | 0.033543 | 0.034942
Portfolio Adjusted1-in-2Size: 20 kW to 199.99 kWOther2024June Monthly Peak | Portfolio Adjusted | 1-in-2 | Size: 20 kW to 199.99 kW | Other | 2024 | June Monthly Peak | 6 | 14.5708 | 13.815 | 13.3367 | 13.264 | 13.6801 | 14.8879 | 16.6364 | 19.5036 | 23.0351 | 25.8518 | 27.984 | 29.4051 | 30.1391 | 30.8097 | 30.9445 | 30.4296 | 29.236 | 27.1914 | 24.7908 | 23.3535 | 22.6399 | 20.9748 | 18.3964 | 16.3303 | 0 | 0 | 0 | 0 | 0 | 0 | 0 | 0 | 0 | 0 | 0 | 0 | 0 | 0 | 0.295 | 0.29439 | 0.29028 | 0.20891 | 0 | 0 | 0 | 0 | 0 | 0 | 69.842 | 68.4196 | 67.2543 | 66.2062 | 65.0827 | 64.0565 | 63.1321 | 63.9905 | 67.6479 | 72.4119 | 77.1587 | 81.5851 | 84.7353 | 86.4167 | 87.2732 | 87.6285 | 87.7524 | 87.4133 | 86.4147 | 84.4853 | 81.4475 | 77.3223 | 74.6175 | 72.5718 | 0.033589 | 0.034306 | 0.032462 | 0.028325 | 0.029053 | 0.030644 | 0.035321 | 0.043118 | 0.050862 | 0.055623 | 0.058234 | 0.060625 | 0.06221 | 0.062967 | 0.061877 | 0.057029 | 0.05212 | 0.048243 | 0.043525 | 0.04183 | 0.042035 | 0.038808 | 0.036696 | 0.03817
Portfolio Adjusted1-in-2Size: 20 kW to 199.99 kWOther2024July Monthly Peak | Portfolio Adjusted | 1-in-2 | Size: 20 kW to 199.99 kW | Other | 2024 | July Monthly Peak | 7 | 15.7137 | 14.8856 | 14.3778 | 14.2724 | 14.7086 | 16.313 | 18.5954 | 21.7053 | 25.6233 | 28.7228 | 31.0599 | 32.6313 | 33.4126 | 34.065 | 34.1566 | 33.475 | 32.219 | 29.9424 | 27.0232 | 25.3335 | 24.4823 | 22.6732 | 19.9335 | 17.6898 | 0 | 0 | 0 | 0 | 0 | 0 | 0 | 0 | 0 | 0 | 0 | 0 | 0 | 0 | 0.32562 | 0.32385 | 0.3199 | 0.23005 | 0 | 0 | 0 | 0 | 0 | 0 | 75.7941 | 74.4066 | 73.4442 | 72.5014 | 71.4647 | 70.5078 | 69.7085 | 70.1713 | 73.4806 | 77.9151 | 82.356 | 85.7653 | 88.7976 | 90.5015 | 91.4484 | 91.8968 | 91.8204 | 90.818 | 89.6496 | 88.297 | 85.6983 | 82.1077 | 79.6024 | 77.7906 | 0.036224 | 0.036965 | 0.034996 | 0.030478 | 0.031237 | 0.033578 | 0.03948 | 0.047986 | 0.056577 | 0.0618 | 0.064634 | 0.067277 | 0.068966 | 0.06962 | 0.0683 | 0.062737 | 0.057438 | 0.053123 | 0.047444 | 0.045377 | 0.045456 | 0.04195 | 0.039762 | 0.041348
Portfolio Adjusted1-in-2Size: 20 kW to 199.99 kWOther2024August Monthly Peak | Portfolio Adjusted | 1-in-2 | Size: 20 kW to 199.99 kW | Other | 2024 | August Monthly Peak | 8 | 15.5426 | 14.7047 | 14.2115 | 14.1385 | 14.613 | 16.0785 | 18.2829 | 21.0785 | 24.9247 | 27.9959 | 30.3459 | 31.8956 | 32.7209 | 33.3951 | 33.4985 | 32.8651 | 31.596 | 29.3109 | 26.3961 | 25.089 | 24.1707 | 22.2428 | 19.5506 | 17.2889 | 0 | 0 | 0 | 0 | 0 | 0 | 0 | 0 | 0 | 0 | 0 | 0 | 0 | 0 | 0.31935 | 0.31795 | 0.31372 | 0.2252 | 0 | 0 | 0 | 0 | 0 | 0 | 74.1573 | 72.9937 | 71.4888 | 70.2215 | 69.1955 | 68.2394 | 67.6409 | 67.025 | 69.3344 | 74.5421 | 80.1982 | 84.7552 | 88.245 | 90.2975 | 91.5733 | 92.2219 | 92.0684 | 91.4624 | 90.02 | 87.4419 | 83.6268 | 80.3542 | 78.0338 | 76.2855 | 0.035829 | 0.036516 | 0.034591 | 0.030192 | 0.031034 | 0.033095 | 0.038816 | 0.0466 | 0.055035 | 0.060236 | 0.063149 | 0.06576 | 0.067539 | 0.06825 | 0.066984 | 0.061594 | 0.056327 | 0.052003 | 0.046343 | 0.044939 | 0.044877 | 0.041154 | 0.038998 | 0.040411
Portfolio Adjusted1-in-2Size: 20 kW to 199.99 kWOther2024September Monthly Peak | Portfolio Adjusted | 1-in-2 | Size: 20 kW to 199.99 kW | Other | 2024 | September Monthly Peak | 9 | 15.2086 | 14.4707 | 14.0157 | 13.9299 | 14.4449 | 15.8854 | 18.2954 | 20.6981 | 24.4446 | 27.4968 | 29.8705 | 31.3597 | 32.2092 | 32.8738 | 32.8842 | 32.1551 | 30.762 | 28.3645 | 25.6828 | 24.988 | 23.4612 | 21.5247 | 18.8241 | 16.7964 | 0 | 0 | 0 | 0 | 0 | 0 | 0 | 0 | 0 | 0 | 0 | 0 | 0 | 0 | 0.31349 | 0.31108 | 0.30543 | 0.21793 | 0 | 0 | 0 | 0 | 0 | 0 | 72.5031 | 71.2624 | 69.9105 | 68.5883 | 67.4446 | 66.5063 | 65.9536 | 65.63 | 68.0431 | 73.2979 | 78.8537 | 83.6696 | 87.6416 | 89.9765 | 91.2758 | 91.7119 | 91.6051 | 90.7647 | 89.343 | 86.5361 | 82.3947 | 79.3474 | 77.0378 | 75.4527 | 0.035059 | 0.035935 | 0.034115 | 0.029747 | 0.030677 | 0.032697 | 0.038843 | 0.045759 | 0.053975 | 0.059162 | 0.062159 | 0.064655 | 0.066483 | 0.067185 | 0.065755 | 0.060263 | 0.054841 | 0.050324 | 0.045091 | 0.044758 | 0.04356 | 0.039825 | 0.037549 | 0.039259
Portfolio Adjusted1-in-2Size: 20 kW to 199.99 kWOther2024October Monthly Peak | Portfolio Adjusted | 1-in-2 | Size: 20 kW to 199.99 kW | Other | 2024 | October Monthly Peak | 10 | 13.5874 | 12.9414 | 12.6111 | 12.5823 | 13.0446 | 14.269 | 16.5485 | 18.2276 | 20.8203 | 23.2861 | 25.1232 | 26.4191 | 27.1174 | 27.8053 | 27.9769 | 27.4217 | 26.1165 | 24.1618 | 22.896 | 22.0877 | 20.6414 | 18.9692 | 16.643 | 14.9013 | 0 | 0 | 0 | 0 | 0 | 0 | 0 | 0 | 0 | 0 | 0 | 0 | 0 | 0 | 0.26671 | 0.26529 | 0.25931 | 0.18564 | 0 | 0 | 0 | 0 | 0 | 0 | 64.0173 | 63.0484 | 62.0997 | 61.0825 | 60.1087 | 59.354 | 58.4945 | 57.8964 | 58.759 | 63.1326 | 69.3412 | 75.7001 | 80.6598 | 83.6679 | 84.8908 | 85.7758 | 85.834 | 84.9872 | 82.7829 | 78.2158 | 74.1248 | 70.9329 | 68.3988 | 66.3495 | 0.031322 | 0.032137 | 0.030696 | 0.026869 | 0.027703 | 0.02937 | 0.035134 | 0.040297 | 0.045972 | 0.050103 | 0.05228 | 0.054469 | 0.055973 | 0.056826 | 0.055943 | 0.051392 | 0.046559 | 0.042868 | 0.040198 | 0.039563 | 0.038325 | 0.035097 | 0.033198 | 0.03483
Portfolio Adjusted1-in-2Size: 20 kW to 199.99 kWOther2024November Monthly Peak | Portfolio Adjusted | 1-in-2 | Size: 20 kW to 199.99 kW | Other | 2024 | November Monthly Peak | 11 | 12.2351 | 11.7285 | 11.5492 | 11.5676 | 12.0675 | 13.2383 | 14.8445 | 16.5329 | 18.8167 | 20.4886 | 21.6906 | 22.4014 | 22.7834 | 23.1459 | 23.0945 | 22.461 | 21.5989 | 21.2731 | 19.8723 | 18.8901 | 17.821 | 16.4844 | 14.7103 | 13.264 | 0 | 0 | 0 | 0 | 0 | 0 | 0 | 0 | 0 | 0 | 0 | 0 | 0 | 0 | 0.22016 | 0.2173 | 0.21446 | 0.16344 | 0 | 0 | 0 | 0 | 0 | 0 | 55.6625 | 54.7352 | 53.8707 | 52.9209 | 51.8753 | 51.2699 | 50.9909 | 50.9475 | 53.2389 | 58.2758 | 63.1697 | 67.515 | 70.3588 | 71.8413 | 72.4468 | 72.3406 | 70.985 | 68.1242 | 64.6224 | 62.4699 | 60.7966 | 59.4332 | 58.3023 | 57.1854 | 0.028205 | 0.029125 | 0.028111 | 0.024702 | 0.025628 | 0.027249 | 0.031516 | 0.036551 | 0.041548 | 0.044083 | 0.045137 | 0.046185 | 0.047027 | 0.047304 | 0.04618 | 0.042095 | 0.038505 | 0.037742 | 0.034889 | 0.033836 | 0.033088 | 0.030499 | 0.029343 | 0.031003
Portfolio Adjusted1-in-2Size: 20 kW to 199.99 kWOther2024December Monthly Peak | Portfolio Adjusted | 1-in-2 | Size: 20 kW to 199.99 kW | Other | 2024 | December Monthly Peak | 12 | 12.0817 | 11.7364 | 11.6045 | 11.6918 | 12.1799 | 13.7672 | 16.2476 | 17.8268 | 19.9014 | 20.9568 | 21.3292 | 21.3752 | 21.1121 | 21.1435 | 20.837 | 20.076 | 19.7922 | 19.7521 | 18.5285 | 17.689 | 16.8884 | 15.8339 | 14.5085 | 13.1599 | 0 | 0 | 0 | 0 | 0 | 0 | 0 | 0 | 0 | 0 | 0 | 0 | 0 | 0 | 0.19864 | 0.19423 | 0.19652 | 0.15176 | 0 | 0 | 0 | 0 | 0 | 0 | 46.6118 | 45.9894 | 45.6129 | 45.0371 | 44.506 | 44.0581 | 43.7613 | 43.6632 | 44.3624 | 47.6497 | 51.3144 | 54.5029 | 56.5224 | 57.4192 | 58.1096 | 58.347 | 57.636 | 55.2344 | 52.2439 | 50.208 | 48.7388 | 46.8854 | 45.1244 | 43.8742 | 0.027851 | 0.029145 | 0.028246 | 0.024967 | 0.025867 | 0.028337 | 0.034495 | 0.039411 | 0.043943 | 0.045091 | 0.044385 | 0.04407 | 0.043577 | 0.043211 | 0.041666 | 0.037625 | 0.035284 | 0.035044 | 0.03253 | 0.031684 | 0.031356 | 0.029296 | 0.02894 | 0.03076
Portfolio Adjusted1-in-2Size: 20 kW to 199.99 kWOther2024Typical Event Day | Portfolio Adjusted | 1-in-2 | Size: 20 kW to 199.99 kW | Other | 2024 | Typical Event Day | 8 | 15.4241 | 14.5895 | 14.1033 | 14.0329 | 14.5083 | 15.9363 | 18.0869 | 20.8235 | 24.5786 | 27.5824 | 29.8892 | 31.413 | 32.2483 | 32.9342 | 33.0606 | 32.4582 | 31.2057 | 28.9646 | 26.1112 | 24.8335 | 23.9399 | 22.0361 | 19.3649 | 17.1277 | 0 | 0 | 0 | 0 | 0 | 0 | 0 | 0 | 0 | 0 | 0 | 0 | 0 | 0 | 0.31517 | 0.31402 | 0.30984 | 0.22254 | 0 | 0 | 0 | 0 | 0 | 0 | 73.0741 | 71.7706 | 70.5245 | 69.3794 | 68.2969 | 67.3275 | 66.6088 | 66.7042 | 69.6265 | 74.5418 | 79.6416 | 83.9438 | 87.3549 | 89.2981 | 90.3927 | 90.8648 | 90.8116 | 90.1146 | 88.8568 | 86.6901 | 83.2919 | 79.7829 | 77.3229 | 75.5252 | 0.035556 | 0.03623 | 0.034328 | 0.029967 | 0.030811 | 0.032802 | 0.0384 | 0.046036 | 0.05427 | 0.059346 | 0.062198 | 0.064765 | 0.066563 | 0.067308 | 0.066108 | 0.060831 | 0.055632 | 0.051389 | 0.045843 | 0.044481 | 0.044449 | 0.040771 | 0.038627 | 0.040034
Portfolio Adjusted1-in-2Size: 20 kW to 199.99 kWOther2025January Monthly Peak | Portfolio Adjusted | 1-in-2 | Size: 20 kW to 199.99 kW | Other | 2025 | January Monthly Peak | 1 | 11.4341 | 11.373 | 11.2877 | 11.4597 | 11.7129 | 14.2462 | 17.963 | 19.7729 | 21.9057 | 22.8343 | 22.5821 | 22.4214 | 21.4624 | 21.3021 | 20.5883 | 19.2666 | 18.9367 | 18.6373 | 17.3301 | 16.3269 | 15.6674 | 14.5279 | 13.5511 | 12.4722 | 0 | 0 | 0 | 0 | 0 | 0 | 0 | 0 | 0 | 0 | 0 | 0 | 0 | 0 | 0.19627 | 0.18639 | 0.18802 | 0.14319 | 0 | 0 | 0 | 0 | 0 | 0 | 42.4938 | 42.0574 | 41.4198 | 40.7616 | 40.0881 | 39.6306 | 39.5479 | 39.3144 | 39.5977 | 42.0208 | 45.6058 | 48.3183 | 50.2781 | 51.5597 | 52.4091 | 52.8157 | 52.5336 | 51.2284 | 49.3009 | 47.9474 | 46.73 | 45.8169 | 44.9556 | 44.3565 | 0.026358 | 0.028242 | 0.027475 | 0.024472 | 0.024875 | 0.029323 | 0.038137 | 0.043713 | 0.048369 | 0.04913 | 0.046992 | 0.046227 | 0.0443 | 0.043536 | 0.041168 | 0.036108 | 0.033759 | 0.033066 | 0.030426 | 0.029244 | 0.029089 | 0.026879 | 0.027031 | 0.029152
Portfolio Adjusted1-in-2Size: 20 kW to 199.99 kWOther2025February Monthly Peak | Portfolio Adjusted | 1-in-2 | Size: 20 kW to 199.99 kW | Other | 2025 | February Monthly Peak | 2 | 11.8196 | 11.5368 | 11.3868 | 11.5498 | 11.941 | 13.8019 | 16.554 | 18.0958 | 20.2904 | 21.4673 | 21.8788 | 22.0948 | 21.7759 | 21.9016 | 21.6075 | 20.7725 | 20.0654 | 19.3774 | 18.7489 | 17.7187 | 16.8615 | 15.5952 | 14.1658 | 12.8727 | 0 | 0 | 0 | 0 | 0 | 0 | 0 | 0 | 0 | 0 | 0 | 0 | 0 | 0 | 0.20599 | 0.20096 | 0.19923 | 0.14888 | 0 | 0 | 0 | 0 | 0 | 0 | 47.2375 | 46.7573 | 46.4164 | 46.0285 | 45.8317 | 45.8173 | 45.8203 | 45.7808 | 46.0234 | 47.8545 | 49.9908 | 51.9053 | 52.7694 | 52.7458 | 52.8064 | 52.4693 | 51.8 | 50.6587 | 49.1277 | 47.6719 | 46.3038 | 45.2941 | 44.0526 | 43.0972 | 0.027247 | 0.028649 | 0.027716 | 0.024664 | 0.025359 | 0.028409 | 0.035146 | 0.040006 | 0.044802 | 0.046189 | 0.045529 | 0.045553 | 0.044947 | 0.044761 | 0.043206 | 0.038931 | 0.035771 | 0.034379 | 0.032917 | 0.031737 | 0.031307 | 0.028854 | 0.028257 | 0.030088
Portfolio Adjusted1-in-2Size: 20 kW to 199.99 kWOther2025March Monthly Peak | Portfolio Adjusted | 1-in-2 | Size: 20 kW to 199.99 kW | Other | 2025 | March Monthly Peak | 3 | 11.9678 | 11.6564 | 11.4536 | 11.5586 | 11.8889 | 13.7317 | 16.6634 | 18.2407 | 20.2442 | 21.5315 | 21.9838 | 22.2789 | 22.1048 | 22.3689 | 22.1988 | 21.431 | 20.8217 | 19.5272 | 18.4596 | 18.1984 | 17.4153 | 16.1197 | 14.6013 | 13.2088 | 0 | 0 | 0 | 0 | 0 | 0 | 0 | 0 | 0 | 0 | 0 | 0 | 0 | 0 | 0.21163 | 0.20733 | 0.20674 | 0.15003 | 0 | 0 | 0 | 0 | 0 | 0 | 46.8203 | 46.3656 | 45.9562 | 45.637 | 45.2401 | 44.7943 | 44.3873 | 44.1603 | 45.8953 | 48.2292 | 50.495 | 52.5699 | 54.1848 | 55.2847 | 55.7952 | 56.2344 | 56.0757 | 55.4068 | 53.7704 | 51.4809 | 49.9107 | 48.7025 | 47.8376 | 46.9188 | 0.027589 | 0.028946 | 0.027879 | 0.024683 | 0.025249 | 0.028264 | 0.035378 | 0.040326 | 0.0447 | 0.046327 | 0.045747 | 0.045933 | 0.045626 | 0.045716 | 0.044389 | 0.040165 | 0.03712 | 0.034645 | 0.032409 | 0.032597 | 0.032335 | 0.029825 | 0.029125 | 0.030874
Portfolio Adjusted1-in-2Size: 20 kW to 199.99 kWOther2025April Monthly Peak | Portfolio Adjusted | 1-in-2 | Size: 20 kW to 199.99 kW | Other | 2025 | April Monthly Peak | 4 | 12.8536 | 12.235 | 11.883 | 11.885 | 12.3368 | 13.4293 | 15.1474 | 16.9286 | 19.5585 | 21.6841 | 23.4407 | 24.6113 | 25.3598 | 26.0317 | 26.223 | 25.818 | 24.6936 | 22.9249 | 21.0662 | 20.6899 | 19.8943 | 18.3241 | 16.1048 | 14.3047 | 0 | 0 | 0 | 0 | 0 | 0 | 0 | 0 | 0 | 0 | 0 | 0 | 0 | 0 | 0.24999 | 0.24978 | 0.24518 | 0.17613 | 0 | 0 | 0 | 0 | 0 | 0 | 62.1141 | 60.8931 | 59.4323 | 58.2086 | 57.2847 | 56.6224 | 56.0604 | 56.1542 | 58.7786 | 62.8278 | 68.0955 | 72.5205 | 75.9055 | 78.3283 | 79.4548 | 80.0945 | 80.1072 | 79.755 | 78.5046 | 76.1423 | 72.3587 | 69.2184 | 67.0275 | 64.7661 | 0.029631 | 0.030383 | 0.028924 | 0.02538 | 0.0262 | 0.027642 | 0.032159 | 0.037425 | 0.043186 | 0.046656 | 0.048779 | 0.050741 | 0.052345 | 0.053202 | 0.052436 | 0.048387 | 0.044022 | 0.040673 | 0.036985 | 0.037059 | 0.036937 | 0.033903 | 0.032125 | 0.033436
Portfolio Adjusted1-in-2Size: 20 kW to 199.99 kWOther2025May Monthly Peak | Portfolio Adjusted | 1-in-2 | Size: 20 kW to 199.99 kW | Other | 2025 | May Monthly Peak | 5 | 13.4264 | 12.7282 | 12.3551 | 12.3284 | 12.8338 | 13.9034 | 15.287 | 17.5139 | 20.5118 | 22.8175 | 24.7042 | 25.9133 | 26.6436 | 27.255 | 27.4122 | 27.0289 | 25.8126 | 24.0115 | 22.0143 | 21.2168 | 20.7435 | 19.1898 | 16.816 | 14.9494 | 0 | 0 | 0 | 0 | 0 | 0 | 0 | 0 | 0 | 0 | 0 | 0 | 0 | 0 | 0.26133 | 0.26149 | 0.25629 | 0.18448 | 0 | 0 | 0 | 0 | 0 | 0 | 65.8897 | 64.7428 | 63.8564 | 62.8874 | 62.0445 | 61.2816 | 60.5095 | 60.9147 | 63.4048 | 67.1836 | 70.9409 | 74.6563 | 77.841 | 80.4843 | 81.592 | 82.0827 | 81.9305 | 81.3935 | 80.105 | 77.7991 | 74.4207 | 71.5841 | 69.1214 | 67.4413 | 0.030951 | 0.031608 | 0.030073 | 0.026327 | 0.027255 | 0.028618 | 0.032456 | 0.038719 | 0.045291 | 0.049094 | 0.051409 | 0.053426 | 0.054995 | 0.055702 | 0.054813 | 0.050656 | 0.046017 | 0.042601 | 0.03865 | 0.038003 | 0.038514 | 0.035505 | 0.033543 | 0.034942
Portfolio Adjusted1-in-2Size: 20 kW to 199.99 kWOther2025June Monthly Peak | Portfolio Adjusted | 1-in-2 | Size: 20 kW to 199.99 kW | Other | 2025 | June Monthly Peak | 6 | 14.5708 | 13.815 | 13.3367 | 13.264 | 13.6801 | 14.8879 | 16.6364 | 19.5036 | 23.0351 | 25.8518 | 27.984 | 29.4051 | 30.1391 | 30.8097 | 30.9445 | 30.4296 | 29.236 | 27.1914 | 24.7908 | 23.3535 | 22.6399 | 20.9748 | 18.3964 | 16.3303 | 0 | 0 | 0 | 0 | 0 | 0 | 0 | 0 | 0 | 0 | 0 | 0 | 0 | 0 | 0.295 | 0.29439 | 0.29028 | 0.20891 | 0 | 0 | 0 | 0 | 0 | 0 | 69.842 | 68.4196 | 67.2543 | 66.2062 | 65.0827 | 64.0565 | 63.1321 | 63.9905 | 67.6479 | 72.4119 | 77.1587 | 81.5851 | 84.7353 | 86.4167 | 87.2732 | 87.6285 | 87.7524 | 87.4133 | 86.4147 | 84.4853 | 81.4475 | 77.3223 | 74.6175 | 72.5718 | 0.033589 | 0.034306 | 0.032462 | 0.028325 | 0.029053 | 0.030644 | 0.035321 | 0.043118 | 0.050862 | 0.055623 | 0.058234 | 0.060625 | 0.06221 | 0.062967 | 0.061877 | 0.057029 | 0.05212 | 0.048243 | 0.043525 | 0.04183 | 0.042035 | 0.038808 | 0.036696 | 0.03817
Portfolio Adjusted1-in-2Size: 20 kW to 199.99 kWOther2025July Monthly Peak | Portfolio Adjusted | 1-in-2 | Size: 20 kW to 199.99 kW | Other | 2025 | July Monthly Peak | 7 | 15.7137 | 14.8856 | 14.3778 | 14.2724 | 14.7086 | 16.313 | 18.5954 | 21.7053 | 25.6233 | 28.7228 | 31.0599 | 32.6313 | 33.4126 | 34.065 | 34.1566 | 33.475 | 32.219 | 29.9424 | 27.0232 | 25.3335 | 24.4823 | 22.6732 | 19.9335 | 17.6898 | 0 | 0 | 0 | 0 | 0 | 0 | 0 | 0 | 0 | 0 | 0 | 0 | 0 | 0 | 0.32562 | 0.32385 | 0.3199 | 0.23005 | 0 | 0 | 0 | 0 | 0 | 0 | 75.7941 | 74.4066 | 73.4442 | 72.5014 | 71.4647 | 70.5078 | 69.7085 | 70.1713 | 73.4806 | 77.9151 | 82.356 | 85.7653 | 88.7976 | 90.5015 | 91.4484 | 91.8968 | 91.8204 | 90.818 | 89.6496 | 88.297 | 85.6983 | 82.1077 | 79.6024 | 77.7906 | 0.036224 | 0.036965 | 0.034996 | 0.030478 | 0.031237 | 0.033578 | 0.03948 | 0.047986 | 0.056577 | 0.0618 | 0.064634 | 0.067277 | 0.068966 | 0.06962 | 0.0683 | 0.062737 | 0.057438 | 0.053123 | 0.047444 | 0.045377 | 0.045456 | 0.04195 | 0.039762 | 0.041348
Portfolio Adjusted1-in-2Size: 20 kW to 199.99 kWOther2025August Monthly Peak | Portfolio Adjusted | 1-in-2 | Size: 20 kW to 199.99 kW | Other | 2025 | August Monthly Peak | 8 | 15.5426 | 14.7047 | 14.2115 | 14.1385 | 14.613 | 16.0785 | 18.2829 | 21.0785 | 24.9247 | 27.9959 | 30.3459 | 31.8956 | 32.7209 | 33.3951 | 33.4985 | 32.8651 | 31.596 | 29.3109 | 26.3961 | 25.089 | 24.1707 | 22.2428 | 19.5506 | 17.2889 | 0 | 0 | 0 | 0 | 0 | 0 | 0 | 0 | 0 | 0 | 0 | 0 | 0 | 0 | 0.31935 | 0.31795 | 0.31372 | 0.2252 | 0 | 0 | 0 | 0 | 0 | 0 | 74.1573 | 72.9937 | 71.4888 | 70.2215 | 69.1955 | 68.2394 | 67.6409 | 67.025 | 69.3344 | 74.5421 | 80.1982 | 84.7552 | 88.245 | 90.2975 | 91.5733 | 92.2219 | 92.0684 | 91.4624 | 90.02 | 87.4419 | 83.6268 | 80.3542 | 78.0338 | 76.2855 | 0.035829 | 0.036516 | 0.034591 | 0.030192 | 0.031034 | 0.033095 | 0.038816 | 0.0466 | 0.055035 | 0.060236 | 0.063149 | 0.06576 | 0.067539 | 0.06825 | 0.066984 | 0.061594 | 0.056327 | 0.052003 | 0.046343 | 0.044939 | 0.044877 | 0.041154 | 0.038998 | 0.040411
Portfolio Adjusted1-in-2Size: 20 kW to 199.99 kWOther2025September Monthly Peak | Portfolio Adjusted | 1-in-2 | Size: 20 kW to 199.99 kW | Other | 2025 | September Monthly Peak | 9 | 15.2086 | 14.4707 | 14.0157 | 13.9299 | 14.4449 | 15.8854 | 18.2954 | 20.6981 | 24.4446 | 27.4968 | 29.8705 | 31.3597 | 32.2092 | 32.8738 | 32.8842 | 32.1551 | 30.762 | 28.3645 | 25.6828 | 24.988 | 23.4612 | 21.5247 | 18.8241 | 16.7964 | 0 | 0 | 0 | 0 | 0 | 0 | 0 | 0 | 0 | 0 | 0 | 0 | 0 | 0 | 0.31349 | 0.31108 | 0.30543 | 0.21793 | 0 | 0 | 0 | 0 | 0 | 0 | 72.5031 | 71.2624 | 69.9105 | 68.5883 | 67.4446 | 66.5063 | 65.9536 | 65.63 | 68.0431 | 73.2979 | 78.8537 | 83.6696 | 87.6416 | 89.9765 | 91.2758 | 91.7119 | 91.6051 | 90.7647 | 89.343 | 86.5361 | 82.3947 | 79.3474 | 77.0378 | 75.4527 | 0.035059 | 0.035935 | 0.034115 | 0.029747 | 0.030677 | 0.032697 | 0.038843 | 0.045759 | 0.053975 | 0.059162 | 0.062159 | 0.064655 | 0.066483 | 0.067185 | 0.065755 | 0.060263 | 0.054841 | 0.050324 | 0.045091 | 0.044758 | 0.04356 | 0.039825 | 0.037549 | 0.039259
Portfolio Adjusted1-in-2Size: 20 kW to 199.99 kWOther2025October Monthly Peak | Portfolio Adjusted | 1-in-2 | Size: 20 kW to 199.99 kW | Other | 2025 | October Monthly Peak | 10 | 13.5874 | 12.9414 | 12.6111 | 12.5823 | 13.0446 | 14.269 | 16.5485 | 18.2276 | 20.8203 | 23.2861 | 25.1232 | 26.4191 | 27.1174 | 27.8053 | 27.9769 | 27.4217 | 26.1165 | 24.1618 | 22.896 | 22.0877 | 20.6414 | 18.9692 | 16.643 | 14.9013 | 0 | 0 | 0 | 0 | 0 | 0 | 0 | 0 | 0 | 0 | 0 | 0 | 0 | 0 | 0.26671 | 0.26529 | 0.25931 | 0.18564 | 0 | 0 | 0 | 0 | 0 | 0 | 64.0173 | 63.0484 | 62.0997 | 61.0825 | 60.1087 | 59.354 | 58.4945 | 57.8964 | 58.759 | 63.1326 | 69.3412 | 75.7001 | 80.6598 | 83.6679 | 84.8908 | 85.7758 | 85.834 | 84.9872 | 82.7829 | 78.2158 | 74.1248 | 70.9329 | 68.3988 | 66.3495 | 0.031322 | 0.032137 | 0.030696 | 0.026869 | 0.027703 | 0.02937 | 0.035134 | 0.040297 | 0.045972 | 0.050103 | 0.05228 | 0.054469 | 0.055973 | 0.056826 | 0.055943 | 0.051392 | 0.046559 | 0.042868 | 0.040198 | 0.039563 | 0.038325 | 0.035097 | 0.033198 | 0.03483
Portfolio Adjusted1-in-2Size: 20 kW to 199.99 kWOther2025November Monthly Peak | Portfolio Adjusted | 1-in-2 | Size: 20 kW to 199.99 kW | Other | 2025 | November Monthly Peak | 11 | 12.2351 | 11.7285 | 11.5492 | 11.5676 | 12.0675 | 13.2383 | 14.8445 | 16.5329 | 18.8167 | 20.4886 | 21.6906 | 22.4014 | 22.7834 | 23.1459 | 23.0945 | 22.461 | 21.5989 | 21.2731 | 19.8723 | 18.8901 | 17.821 | 16.4844 | 14.7103 | 13.264 | 0 | 0 | 0 | 0 | 0 | 0 | 0 | 0 | 0 | 0 | 0 | 0 | 0 | 0 | 0.22016 | 0.2173 | 0.21446 | 0.16344 | 0 | 0 | 0 | 0 | 0 | 0 | 55.6625 | 54.7352 | 53.8707 | 52.9209 | 51.8753 | 51.2699 | 50.9909 | 50.9475 | 53.2389 | 58.2758 | 63.1697 | 67.515 | 70.3588 | 71.8413 | 72.4468 | 72.3406 | 70.985 | 68.1242 | 64.6224 | 62.4699 | 60.7966 | 59.4332 | 58.3023 | 57.1854 | 0.028205 | 0.029125 | 0.028111 | 0.024702 | 0.025628 | 0.027249 | 0.031516 | 0.036551 | 0.041548 | 0.044083 | 0.045137 | 0.046185 | 0.047027 | 0.047304 | 0.04618 | 0.042095 | 0.038505 | 0.037742 | 0.034889 | 0.033836 | 0.033088 | 0.030499 | 0.029343 | 0.031003
Portfolio Adjusted1-in-2Size: 20 kW to 199.99 kWOther2025December Monthly Peak | Portfolio Adjusted | 1-in-2 | Size: 20 kW to 199.99 kW | Other | 2025 | December Monthly Peak | 12 | 12.0817 | 11.7364 | 11.6045 | 11.6918 | 12.1799 | 13.7672 | 16.2476 | 17.8268 | 19.9014 | 20.9568 | 21.3292 | 21.3752 | 21.1121 | 21.1435 | 20.837 | 20.076 | 19.7922 | 19.7521 | 18.5285 | 17.689 | 16.8884 | 15.8339 | 14.5085 | 13.1599 | 0 | 0 | 0 | 0 | 0 | 0 | 0 | 0 | 0 | 0 | 0 | 0 | 0 | 0 | 0.19864 | 0.19423 | 0.19652 | 0.15176 | 0 | 0 | 0 | 0 | 0 | 0 | 46.6118 | 45.9894 | 45.6129 | 45.0371 | 44.506 | 44.0581 | 43.7613 | 43.6632 | 44.3624 | 47.6497 | 51.3144 | 54.5029 | 56.5224 | 57.4192 | 58.1096 | 58.347 | 57.636 | 55.2344 | 52.2439 | 50.208 | 48.7388 | 46.8854 | 45.1244 | 43.8742 | 0.027851 | 0.029145 | 0.028246 | 0.024967 | 0.025867 | 0.028337 | 0.034495 | 0.039411 | 0.043943 | 0.045091 | 0.044385 | 0.04407 | 0.043577 | 0.043211 | 0.041666 | 0.037625 | 0.035284 | 0.035044 | 0.03253 | 0.031684 | 0.031356 | 0.029296 | 0.02894 | 0.03076
Portfolio Adjusted1-in-2Size: 20 kW to 199.99 kWOther2025Typical Event Day | Portfolio Adjusted | 1-in-2 | Size: 20 kW to 199.99 kW | Other | 2025 | Typical Event Day | 8 | 15.4241 | 14.5895 | 14.1033 | 14.0329 | 14.5083 | 15.9363 | 18.0869 | 20.8235 | 24.5786 | 27.5824 | 29.8892 | 31.413 | 32.2483 | 32.9342 | 33.0606 | 32.4582 | 31.2057 | 28.9646 | 26.1112 | 24.8335 | 23.9399 | 22.0361 | 19.3649 | 17.1277 | 0 | 0 | 0 | 0 | 0 | 0 | 0 | 0 | 0 | 0 | 0 | 0 | 0 | 0 | 0.31517 | 0.31402 | 0.30984 | 0.22254 | 0 | 0 | 0 | 0 | 0 | 0 | 73.0741 | 71.7706 | 70.5245 | 69.3794 | 68.2969 | 67.3275 | 66.6088 | 66.7042 | 69.6265 | 74.5418 | 79.6416 | 83.9438 | 87.3549 | 89.2981 | 90.3927 | 90.8648 | 90.8116 | 90.1146 | 88.8568 | 86.6901 | 83.2919 | 79.7829 | 77.3229 | 75.5252 | 0.035556 | 0.03623 | 0.034328 | 0.029967 | 0.030811 | 0.032802 | 0.0384 | 0.046036 | 0.05427 | 0.059346 | 0.062198 | 0.064765 | 0.066563 | 0.067308 | 0.066108 | 0.060831 | 0.055632 | 0.051389 | 0.045843 | 0.044481 | 0.044449 | 0.040771 | 0.038627 | 0.040034
Portfolio Adjusted1-in-2Size: 20 kW to 199.99 kWOther2026January Monthly Peak | Portfolio Adjusted | 1-in-2 | Size: 20 kW to 199.99 kW | Other | 2026 | January Monthly Peak | 1 | 11.4341 | 11.373 | 11.2877 | 11.4597 | 11.7129 | 14.2462 | 17.963 | 19.7729 | 21.9057 | 22.8343 | 22.5821 | 22.4214 | 21.4624 | 21.3021 | 20.5883 | 19.2666 | 18.9367 | 18.6373 | 17.3301 | 16.3269 | 15.6674 | 14.5279 | 13.5511 | 12.4722 | 0 | 0 | 0 | 0 | 0 | 0 | 0 | 0 | 0 | 0 | 0 | 0 | 0 | 0 | 0.19627 | 0.18639 | 0.18802 | 0.14319 | 0 | 0 | 0 | 0 | 0 | 0 | 42.4938 | 42.0574 | 41.4198 | 40.7616 | 40.0881 | 39.6306 | 39.5479 | 39.3144 | 39.5977 | 42.0208 | 45.6058 | 48.3183 | 50.2781 | 51.5597 | 52.4091 | 52.8157 | 52.5336 | 51.2284 | 49.3009 | 47.9474 | 46.73 | 45.8169 | 44.9556 | 44.3565 | 0.026358 | 0.028242 | 0.027475 | 0.024472 | 0.024875 | 0.029323 | 0.038137 | 0.043713 | 0.048369 | 0.04913 | 0.046992 | 0.046227 | 0.0443 | 0.043536 | 0.041168 | 0.036108 | 0.033759 | 0.033066 | 0.030426 | 0.029244 | 0.029089 | 0.026879 | 0.027031 | 0.029152
Portfolio Adjusted1-in-2Size: 20 kW to 199.99 kWOther2026February Monthly Peak | Portfolio Adjusted | 1-in-2 | Size: 20 kW to 199.99 kW | Other | 2026 | February Monthly Peak | 2 | 11.8196 | 11.5368 | 11.3868 | 11.5498 | 11.941 | 13.8019 | 16.554 | 18.0958 | 20.2904 | 21.4673 | 21.8788 | 22.0948 | 21.7759 | 21.9016 | 21.6075 | 20.7725 | 20.0654 | 19.3774 | 18.7489 | 17.7187 | 16.8615 | 15.5952 | 14.1658 | 12.8727 | 0 | 0 | 0 | 0 | 0 | 0 | 0 | 0 | 0 | 0 | 0 | 0 | 0 | 0 | 0.20599 | 0.20096 | 0.19923 | 0.14888 | 0 | 0 | 0 | 0 | 0 | 0 | 47.2375 | 46.7573 | 46.4164 | 46.0285 | 45.8317 | 45.8173 | 45.8203 | 45.7808 | 46.0234 | 47.8545 | 49.9908 | 51.9053 | 52.7694 | 52.7458 | 52.8064 | 52.4693 | 51.8 | 50.6587 | 49.1277 | 47.6719 | 46.3038 | 45.2941 | 44.0526 | 43.0972 | 0.027247 | 0.028649 | 0.027716 | 0.024664 | 0.025359 | 0.028409 | 0.035146 | 0.040006 | 0.044802 | 0.046189 | 0.045529 | 0.045553 | 0.044947 | 0.044761 | 0.043206 | 0.038931 | 0.035771 | 0.034379 | 0.032917 | 0.031737 | 0.031307 | 0.028854 | 0.028257 | 0.030088
Portfolio Adjusted1-in-2Size: 20 kW to 199.99 kWOther2026March Monthly Peak | Portfolio Adjusted | 1-in-2 | Size: 20 kW to 199.99 kW | Other | 2026 | March Monthly Peak | 3 | 11.9678 | 11.6564 | 11.4536 | 11.5586 | 11.8889 | 13.7317 | 16.6634 | 18.2407 | 20.2442 | 21.5315 | 21.9838 | 22.2789 | 22.1048 | 22.3689 | 22.1988 | 21.431 | 20.8217 | 19.5272 | 18.4596 | 18.1984 | 17.4153 | 16.1197 | 14.6013 | 13.2088 | 0 | 0 | 0 | 0 | 0 | 0 | 0 | 0 | 0 | 0 | 0 | 0 | 0 | 0 | 0.21163 | 0.20733 | 0.20674 | 0.15003 | 0 | 0 | 0 | 0 | 0 | 0 | 46.8203 | 46.3656 | 45.9562 | 45.637 | 45.2401 | 44.7943 | 44.3873 | 44.1603 | 45.8953 | 48.2292 | 50.495 | 52.5699 | 54.1848 | 55.2847 | 55.7952 | 56.2344 | 56.0757 | 55.4068 | 53.7704 | 51.4809 | 49.9107 | 48.7025 | 47.8376 | 46.9188 | 0.027589 | 0.028946 | 0.027879 | 0.024683 | 0.025249 | 0.028264 | 0.035378 | 0.040326 | 0.0447 | 0.046327 | 0.045747 | 0.045933 | 0.045626 | 0.045716 | 0.044389 | 0.040165 | 0.03712 | 0.034645 | 0.032409 | 0.032597 | 0.032335 | 0.029825 | 0.029125 | 0.030874
Portfolio Adjusted1-in-2Size: 20 kW to 199.99 kWOther2026April Monthly Peak | Portfolio Adjusted | 1-in-2 | Size: 20 kW to 199.99 kW | Other | 2026 | April Monthly Peak | 4 | 12.8536 | 12.235 | 11.883 | 11.885 | 12.3368 | 13.4293 | 15.1474 | 16.9286 | 19.5585 | 21.6841 | 23.4407 | 24.6113 | 25.3598 | 26.0317 | 26.223 | 25.818 | 24.6936 | 22.9249 | 21.0662 | 20.6899 | 19.8943 | 18.3241 | 16.1048 | 14.3047 | 0 | 0 | 0 | 0 | 0 | 0 | 0 | 0 | 0 | 0 | 0 | 0 | 0 | 0 | 0.24999 | 0.24978 | 0.24518 | 0.17613 | 0 | 0 | 0 | 0 | 0 | 0 | 62.1141 | 60.8931 | 59.4323 | 58.2086 | 57.2847 | 56.6224 | 56.0604 | 56.1542 | 58.7786 | 62.8278 | 68.0955 | 72.5205 | 75.9055 | 78.3283 | 79.4548 | 80.0945 | 80.1072 | 79.755 | 78.5046 | 76.1423 | 72.3587 | 69.2184 | 67.0275 | 64.7661 | 0.029631 | 0.030383 | 0.028924 | 0.02538 | 0.0262 | 0.027642 | 0.032159 | 0.037425 | 0.043186 | 0.046656 | 0.048779 | 0.050741 | 0.052345 | 0.053202 | 0.052436 | 0.048387 | 0.044022 | 0.040673 | 0.036985 | 0.037059 | 0.036937 | 0.033903 | 0.032125 | 0.033436
Portfolio Adjusted1-in-2Size: 20 kW to 199.99 kWOther2026May Monthly Peak | Portfolio Adjusted | 1-in-2 | Size: 20 kW to 199.99 kW | Other | 2026 | May Monthly Peak | 5 | 13.4264 | 12.7282 | 12.3551 | 12.3284 | 12.8338 | 13.9034 | 15.287 | 17.5139 | 20.5118 | 22.8175 | 24.7042 | 25.9133 | 26.6436 | 27.255 | 27.4122 | 27.0289 | 25.8126 | 24.0115 | 22.0143 | 21.2168 | 20.7435 | 19.1898 | 16.816 | 14.9494 | 0 | 0 | 0 | 0 | 0 | 0 | 0 | 0 | 0 | 0 | 0 | 0 | 0 | 0 | 0.26133 | 0.26149 | 0.25629 | 0.18448 | 0 | 0 | 0 | 0 | 0 | 0 | 65.8897 | 64.7428 | 63.8564 | 62.8874 | 62.0445 | 61.2816 | 60.5095 | 60.9147 | 63.4048 | 67.1836 | 70.9409 | 74.6563 | 77.841 | 80.4843 | 81.592 | 82.0827 | 81.9305 | 81.3935 | 80.105 | 77.7991 | 74.4207 | 71.5841 | 69.1214 | 67.4413 | 0.030951 | 0.031608 | 0.030073 | 0.026327 | 0.027255 | 0.028618 | 0.032456 | 0.038719 | 0.045291 | 0.049094 | 0.051409 | 0.053426 | 0.054995 | 0.055702 | 0.054813 | 0.050656 | 0.046017 | 0.042601 | 0.03865 | 0.038003 | 0.038514 | 0.035505 | 0.033543 | 0.034942
Portfolio Adjusted1-in-2Size: 20 kW to 199.99 kWOther2026June Monthly Peak | Portfolio Adjusted | 1-in-2 | Size: 20 kW to 199.99 kW | Other | 2026 | June Monthly Peak | 6 | 14.5708 | 13.815 | 13.3367 | 13.264 | 13.6801 | 14.8879 | 16.6364 | 19.5036 | 23.0351 | 25.8518 | 27.984 | 29.4051 | 30.1391 | 30.8097 | 30.9445 | 30.4296 | 29.236 | 27.1914 | 24.7908 | 23.3535 | 22.6399 | 20.9748 | 18.3964 | 16.3303 | 0 | 0 | 0 | 0 | 0 | 0 | 0 | 0 | 0 | 0 | 0 | 0 | 0 | 0 | 0.295 | 0.29439 | 0.29028 | 0.20891 | 0 | 0 | 0 | 0 | 0 | 0 | 69.842 | 68.4196 | 67.2543 | 66.2062 | 65.0827 | 64.0565 | 63.1321 | 63.9905 | 67.6479 | 72.4119 | 77.1587 | 81.5851 | 84.7353 | 86.4167 | 87.2732 | 87.6285 | 87.7524 | 87.4133 | 86.4147 | 84.4853 | 81.4475 | 77.3223 | 74.6175 | 72.5718 | 0.033589 | 0.034306 | 0.032462 | 0.028325 | 0.029053 | 0.030644 | 0.035321 | 0.043118 | 0.050862 | 0.055623 | 0.058234 | 0.060625 | 0.06221 | 0.062967 | 0.061877 | 0.057029 | 0.05212 | 0.048243 | 0.043525 | 0.04183 | 0.042035 | 0.038808 | 0.036696 | 0.03817
Portfolio Adjusted1-in-2Size: 20 kW to 199.99 kWOther2026July Monthly Peak | Portfolio Adjusted | 1-in-2 | Size: 20 kW to 199.99 kW | Other | 2026 | July Monthly Peak | 7 | 15.7137 | 14.8856 | 14.3778 | 14.2724 | 14.7086 | 16.313 | 18.5954 | 21.7053 | 25.6233 | 28.7228 | 31.0599 | 32.6313 | 33.4126 | 34.065 | 34.1566 | 33.475 | 32.219 | 29.9424 | 27.0232 | 25.3335 | 24.4823 | 22.6732 | 19.9335 | 17.6898 | 0 | 0 | 0 | 0 | 0 | 0 | 0 | 0 | 0 | 0 | 0 | 0 | 0 | 0 | 0.32562 | 0.32385 | 0.3199 | 0.23005 | 0 | 0 | 0 | 0 | 0 | 0 | 75.7941 | 74.4066 | 73.4442 | 72.5014 | 71.4647 | 70.5078 | 69.7085 | 70.1713 | 73.4806 | 77.9151 | 82.356 | 85.7653 | 88.7976 | 90.5015 | 91.4484 | 91.8968 | 91.8204 | 90.818 | 89.6496 | 88.297 | 85.6983 | 82.1077 | 79.6024 | 77.7906 | 0.036224 | 0.036965 | 0.034996 | 0.030478 | 0.031237 | 0.033578 | 0.03948 | 0.047986 | 0.056577 | 0.0618 | 0.064634 | 0.067277 | 0.068966 | 0.06962 | 0.0683 | 0.062737 | 0.057438 | 0.053123 | 0.047444 | 0.045377 | 0.045456 | 0.04195 | 0.039762 | 0.041348
Portfolio Adjusted1-in-2Size: 20 kW to 199.99 kWOther2026August Monthly Peak | Portfolio Adjusted | 1-in-2 | Size: 20 kW to 199.99 kW | Other | 2026 | August Monthly Peak | 8 | 15.5426 | 14.7047 | 14.2115 | 14.1385 | 14.613 | 16.0785 | 18.2829 | 21.0785 | 24.9247 | 27.9959 | 30.3459 | 31.8956 | 32.7209 | 33.3951 | 33.4985 | 32.8651 | 31.596 | 29.3109 | 26.3961 | 25.089 | 24.1707 | 22.2428 | 19.5506 | 17.2889 | 0 | 0 | 0 | 0 | 0 | 0 | 0 | 0 | 0 | 0 | 0 | 0 | 0 | 0 | 0.31935 | 0.31795 | 0.31372 | 0.2252 | 0 | 0 | 0 | 0 | 0 | 0 | 74.1573 | 72.9937 | 71.4888 | 70.2215 | 69.1955 | 68.2394 | 67.6409 | 67.025 | 69.3344 | 74.5421 | 80.1982 | 84.7552 | 88.245 | 90.2975 | 91.5733 | 92.2219 | 92.0684 | 91.4624 | 90.02 | 87.4419 | 83.6268 | 80.3542 | 78.0338 | 76.2855 | 0.035829 | 0.036516 | 0.034591 | 0.030192 | 0.031034 | 0.033095 | 0.038816 | 0.0466 | 0.055035 | 0.060236 | 0.063149 | 0.06576 | 0.067539 | 0.06825 | 0.066984 | 0.061594 | 0.056327 | 0.052003 | 0.046343 | 0.044939 | 0.044877 | 0.041154 | 0.038998 | 0.040411
Portfolio Adjusted1-in-2Size: 20 kW to 199.99 kWOther2026September Monthly Peak | Portfolio Adjusted | 1-in-2 | Size: 20 kW to 199.99 kW | Other | 2026 | September Monthly Peak | 9 | 15.2086 | 14.4707 | 14.0157 | 13.9299 | 14.4449 | 15.8854 | 18.2954 | 20.6981 | 24.4446 | 27.4968 | 29.8705 | 31.3597 | 32.2092 | 32.8738 | 32.8842 | 32.1551 | 30.762 | 28.3645 | 25.6828 | 24.988 | 23.4612 | 21.5247 | 18.8241 | 16.7964 | 0 | 0 | 0 | 0 | 0 | 0 | 0 | 0 | 0 | 0 | 0 | 0 | 0 | 0 | 0.31349 | 0.31108 | 0.30543 | 0.21793 | 0 | 0 | 0 | 0 | 0 | 0 | 72.5031 | 71.2624 | 69.9105 | 68.5883 | 67.4446 | 66.5063 | 65.9536 | 65.63 | 68.0431 | 73.2979 | 78.8537 | 83.6696 | 87.6416 | 89.9765 | 91.2758 | 91.7119 | 91.6051 | 90.7647 | 89.343 | 86.5361 | 82.3947 | 79.3474 | 77.0378 | 75.4527 | 0.035059 | 0.035935 | 0.034115 | 0.029747 | 0.030677 | 0.032697 | 0.038843 | 0.045759 | 0.053975 | 0.059162 | 0.062159 | 0.064655 | 0.066483 | 0.067185 | 0.065755 | 0.060263 | 0.054841 | 0.050324 | 0.045091 | 0.044758 | 0.04356 | 0.039825 | 0.037549 | 0.039259
Portfolio Adjusted1-in-2Size: 20 kW to 199.99 kWOther2026October Monthly Peak | Portfolio Adjusted | 1-in-2 | Size: 20 kW to 199.99 kW | Other | 2026 | October Monthly Peak | 10 | 13.5874 | 12.9414 | 12.6111 | 12.5823 | 13.0446 | 14.269 | 16.5485 | 18.2276 | 20.8203 | 23.2861 | 25.1232 | 26.4191 | 27.1174 | 27.8053 | 27.9769 | 27.4217 | 26.1165 | 24.1618 | 22.896 | 22.0877 | 20.6414 | 18.9692 | 16.643 | 14.9013 | 0 | 0 | 0 | 0 | 0 | 0 | 0 | 0 | 0 | 0 | 0 | 0 | 0 | 0 | 0.26671 | 0.26529 | 0.25931 | 0.18564 | 0 | 0 | 0 | 0 | 0 | 0 | 64.0173 | 63.0484 | 62.0997 | 61.0825 | 60.1087 | 59.354 | 58.4945 | 57.8964 | 58.759 | 63.1326 | 69.3412 | 75.7001 | 80.6598 | 83.6679 | 84.8908 | 85.7758 | 85.834 | 84.9872 | 82.7829 | 78.2158 | 74.1248 | 70.9329 | 68.3988 | 66.3495 | 0.031322 | 0.032137 | 0.030696 | 0.026869 | 0.027703 | 0.02937 | 0.035134 | 0.040297 | 0.045972 | 0.050103 | 0.05228 | 0.054469 | 0.055973 | 0.056826 | 0.055943 | 0.051392 | 0.046559 | 0.042868 | 0.040198 | 0.039563 | 0.038325 | 0.035097 | 0.033198 | 0.03483
Portfolio Adjusted1-in-2Size: 20 kW to 199.99 kWOther2026November Monthly Peak | Portfolio Adjusted | 1-in-2 | Size: 20 kW to 199.99 kW | Other | 2026 | November Monthly Peak | 11 | 12.2351 | 11.7285 | 11.5492 | 11.5676 | 12.0675 | 13.2383 | 14.8445 | 16.5329 | 18.8167 | 20.4886 | 21.6906 | 22.4014 | 22.7834 | 23.1459 | 23.0945 | 22.461 | 21.5989 | 21.2731 | 19.8723 | 18.8901 | 17.821 | 16.4844 | 14.7103 | 13.264 | 0 | 0 | 0 | 0 | 0 | 0 | 0 | 0 | 0 | 0 | 0 | 0 | 0 | 0 | 0.22016 | 0.2173 | 0.21446 | 0.16344 | 0 | 0 | 0 | 0 | 0 | 0 | 55.6625 | 54.7352 | 53.8707 | 52.9209 | 51.8753 | 51.2699 | 50.9909 | 50.9475 | 53.2389 | 58.2758 | 63.1697 | 67.515 | 70.3588 | 71.8413 | 72.4468 | 72.3406 | 70.985 | 68.1242 | 64.6224 | 62.4699 | 60.7966 | 59.4332 | 58.3023 | 57.1854 | 0.028205 | 0.029125 | 0.028111 | 0.024702 | 0.025628 | 0.027249 | 0.031516 | 0.036551 | 0.041548 | 0.044083 | 0.045137 | 0.046185 | 0.047027 | 0.047304 | 0.04618 | 0.042095 | 0.038505 | 0.037742 | 0.034889 | 0.033836 | 0.033088 | 0.030499 | 0.029343 | 0.031003
Portfolio Adjusted1-in-2Size: 20 kW to 199.99 kWOther2026December Monthly Peak | Portfolio Adjusted | 1-in-2 | Size: 20 kW to 199.99 kW | Other | 2026 | December Monthly Peak | 12 | 12.0817 | 11.7364 | 11.6045 | 11.6918 | 12.1799 | 13.7672 | 16.2476 | 17.8268 | 19.9014 | 20.9568 | 21.3292 | 21.3752 | 21.1121 | 21.1435 | 20.837 | 20.076 | 19.7922 | 19.7521 | 18.5285 | 17.689 | 16.8884 | 15.8339 | 14.5085 | 13.1599 | 0 | 0 | 0 | 0 | 0 | 0 | 0 | 0 | 0 | 0 | 0 | 0 | 0 | 0 | 0.19864 | 0.19423 | 0.19652 | 0.15176 | 0 | 0 | 0 | 0 | 0 | 0 | 46.6118 | 45.9894 | 45.6129 | 45.0371 | 44.506 | 44.0581 | 43.7613 | 43.6632 | 44.3624 | 47.6497 | 51.3144 | 54.5029 | 56.5224 | 57.4192 | 58.1096 | 58.347 | 57.636 | 55.2344 | 52.2439 | 50.208 | 48.7388 | 46.8854 | 45.1244 | 43.8742 | 0.027851 | 0.029145 | 0.028246 | 0.024967 | 0.025867 | 0.028337 | 0.034495 | 0.039411 | 0.043943 | 0.045091 | 0.044385 | 0.04407 | 0.043577 | 0.043211 | 0.041666 | 0.037625 | 0.035284 | 0.035044 | 0.03253 | 0.031684 | 0.031356 | 0.029296 | 0.02894 | 0.03076
Portfolio Adjusted1-in-2Size: 20 kW to 199.99 kWOther2026Typical Event Day | Portfolio Adjusted | 1-in-2 | Size: 20 kW to 199.99 kW | Other | 2026 | Typical Event Day | 8 | 15.4241 | 14.5895 | 14.1033 | 14.0329 | 14.5083 | 15.9363 | 18.0869 | 20.8235 | 24.5786 | 27.5824 | 29.8892 | 31.413 | 32.2483 | 32.9342 | 33.0606 | 32.4582 | 31.2057 | 28.9646 | 26.1112 | 24.8335 | 23.9399 | 22.0361 | 19.3649 | 17.1277 | 0 | 0 | 0 | 0 | 0 | 0 | 0 | 0 | 0 | 0 | 0 | 0 | 0 | 0 | 0.31517 | 0.31402 | 0.30984 | 0.22254 | 0 | 0 | 0 | 0 | 0 | 0 | 73.0741 | 71.7706 | 70.5245 | 69.3794 | 68.2969 | 67.3275 | 66.6088 | 66.7042 | 69.6265 | 74.5418 | 79.6416 | 83.9438 | 87.3549 | 89.2981 | 90.3927 | 90.8648 | 90.8116 | 90.1146 | 88.8568 | 86.6901 | 83.2919 | 79.7829 | 77.3229 | 75.5252 | 0.035556 | 0.03623 | 0.034328 | 0.029967 | 0.030811 | 0.032802 | 0.0384 | 0.046036 | 0.05427 | 0.059346 | 0.062198 | 0.064765 | 0.066563 | 0.067308 | 0.066108 | 0.060831 | 0.055632 | 0.051389 | 0.045843 | 0.044481 | 0.044449 | 0.040771 | 0.038627 | 0.040034
Portfolio Adjusted1-in-10Size: Over 200kWAll2015January Monthly Peak | Portfolio Adjusted | 1-in-10 | Size: Over 200kW | All | 2015 | January Monthly Peak | 1 | 117.4174 | 113.9214 | 110.8692 | 111.3969 | 121.0033 | 145.4744 | 174.2942 | 190.4659 | 199.9738 | 200.0248 | 200.3246 | 197.1865 | 190.9072 | 188.4521 | 180.4908 | 170.8422 | 162.6996 | 161.0556 | 157.9742 | 152.7846 | 147.1465 | 141.4731 | 132.5214 | 126.2186 | 0.38683 | 0.03813 | 0.1325 | -0.056106 | -0.18201 | -0.66375 | -0.0052815 | 0.059834 | -0.29108 | -0.23435 | 0.022684 | 0.30935 | 0.63011 | 1.8847 | 6.099 | 5.7111 | 5.0761 | 4.6169 | 0.93848 | -0.088115 | -0.57106 | -0.6517 | -0.53635 | -0.78218 | 42.2816 | 42.0876 | 41.3999 | 40.7397 | 40.2972 | 39.8261 | 39.3452 | 38.9851 | 39.5569 | 42.3096 | 44.9889 | 47.3626 | 49.0016 | 50.1232 | 51.0596 | 51.3796 | 50.9981 | 49.8765 | 48.0611 | 46.9737 | 45.9926 | 45.591 | 45.0681 | 44.4398 | 2.3297 | 1.9797 | 2.1544 | 2.3158 | 2.7344 | 2.4066 | 2.2736 | 2.3258 | 2.5174 | 2.4457 | 2.397 | 2.651 | 2.5404 | 2.6721 | 2.7192 | 2.6547 | 2.5892 | 2.4209 | 2.2136 | 2.1726 | 2.0494 | 2.1792 | 2.2607 | 2.299
Portfolio Adjusted1-in-10Size: Over 200kWAll2015February Monthly Peak | Portfolio Adjusted | 1-in-10 | Size: Over 200kW | All | 2015 | February Monthly Peak | 2 | 119.1244 | 115.5055 | 112.2568 | 112.8339 | 121.7112 | 145.3204 | 173.0538 | 187.6318 | 196.6726 | 198.5873 | 201.6163 | 202.0386 | 198.8473 | 199.0922 | 193.1439 | 181.9741 | 171.5257 | 166.3385 | 163.0218 | 156.94 | 151.068 | 144.102 | 134.2184 | 127.5131 | 0.38514 | 0.031368 | 0.13338 | -0.058344 | -0.18813 | -0.6602 | -0.0042879 | 0.064425 | -0.2853 | -0.23117 | 0.027145 | 0.32428 | 0.66521 | 1.978 | 6.4831 | 6.0506 | 5.3281 | 4.7535 | 0.97813 | -0.080864 | -0.57805 | -0.65971 | -0.54402 | -0.78974 | 48.7514 | 48.3525 | 47.9156 | 47.3329 | 46.9353 | 46.5044 | 45.8902 | 46.1565 | 47.4231 | 50.9059 | 54.351 | 57.5515 | 59.4679 | 60.4616 | 61.0823 | 61.2986 | 60.3081 | 59.324 | 57.4117 | 55.3677 | 54.0252 | 52.7413 | 51.7615 | 50.3801 | 2.3552 | 2.0011 | 2.1788 | 2.3427 | 2.7393 | 2.397 | 2.2502 | 2.2797 | 2.4629 | 2.4193 | 2.4062 | 2.7042 | 2.6414 | 2.8222 | 2.9188 | 2.8303 | 2.7246 | 2.4945 | 2.2771 | 2.2282 | 2.1023 | 2.2179 | 2.2869 | 2.3153
Portfolio Adjusted1-in-10Size: Over 200kWAll2015March Monthly Peak | Portfolio Adjusted | 1-in-10 | Size: Over 200kW | All | 2015 | March Monthly Peak | 3 | 124.784 | 120.7949 | 116.9265 | 117.0163 | 125.2472 | 148.2669 | 176.6263 | 192.0928 | 201.5816 | 206.7167 | 213.7411 | 216.8995 | 216.5532 | 218.4929 | 213.4337 | 201.866 | 189.3331 | 178.5158 | 171.7479 | 168.8705 | 162.6585 | 153.9502 | 142.8987 | 135.0816 | 0.40611 | 0.036692 | 0.13829 | -0.060227 | -0.19764 | -0.67214 | -0.005284 | 0.066904 | -0.29219 | -0.23715 | 0.034434 | 0.35704 | 0.73669 | 2.176 | 7.1529 | 6.7016 | 5.8854 | 5.1061 | 1.0451 | -0.070884 | -0.61067 | -0.6926 | -0.57357 | -0.83493 | 60.5368 | 59.2285 | 58.3491 | 57.7841 | 56.7498 | 55.7557 | 55.0974 | 55.752 | 59.1714 | 64.0049 | 69.1301 | 73.5118 | 76.5073 | 78.1015 | 78.7799 | 79.306 | 78.8725 | 77.4663 | 74.8317 | 71.3895 | 68.3176 | 65.4753 | 63.2181 | 61.4578 | 2.4668 | 2.0934 | 2.2681 | 2.4279 | 2.8111 | 2.4397 | 2.29 | 2.3269 | 2.5146 | 2.5126 | 2.5451 | 2.8895 | 2.8686 | 3.084 | 3.2079 | 3.1214 | 2.9804 | 2.6575 | 2.3891 | 2.3906 | 2.2606 | 2.3677 | 2.4327 | 2.4503
Portfolio Adjusted1-in-10Size: Over 200kWAll2015April Monthly Peak | Portfolio Adjusted | 1-in-10 | Size: Over 200kW | All | 2015 | April Monthly Peak | 4 | 128.2611 | 124.2703 | 120.4879 | 120.728 | 129.5495 | 153.0577 | 179.4578 | 197.5999 | 211.231 | 220.2398 | 229.9653 | 233.7106 | 233.8911 | 235.5064 | 229.6604 | 217.2296 | 203.2396 | 189.5121 | 178.2655 | 175.7926 | 170.7217 | 161.3876 | 149.5008 | 141.2453 | 0.037293 | -0.088689 | -0.038161 | -0.22568 | -0.4139 | -0.71186 | -0.31946 | -0.37131 | -0.2845 | -0.14099 | -0.2886 | -0.026577 | 0.45478 | 2.2112 | 7.4644 | 7.142 | 6.3591 | 5.5262 | 1.5829 | 0.10045 | -0.37012 | -0.52064 | -0.64962 | -0.83304 | 70.5455 | 69.1262 | 67.5765 | 66.3205 | 65.3571 | 64.4415 | 63.8003 | 63.8899 | 66.9776 | 72.5344 | 78.1632 | 83.4896 | 86.9455 | 88.8975 | 89.6083 | 89.9885 | 89.7788 | 88.8727 | 87.0496 | 83.319 | 78.5877 | 74.7755 | 72.21 | 70.2695 | 2.3858 | 2.0276 | 2.2001 | 2.3586 | 2.7333 | 2.3724 | 2.1878 | 2.2516 | 2.4836 | 2.5257 | 2.582 | 2.9293 | 2.9156 | 3.1251 | 3.2405 | 3.1495 | 2.9947 | 2.6402 | 2.3272 | 2.337 | 2.2347 | 2.3412 | 2.3971 | 2.412
Portfolio Adjusted1-in-10Size: Over 200kWAll2015May Monthly Peak | Portfolio Adjusted | 1-in-10 | Size: Over 200kW | All | 2015 | May Monthly Peak | 5 | 128.7025 | 124.761 | 121.2167 | 121.5781 | 131.0015 | 155.1021 | 180.5689 | 201.7362 | 217.102 | 227.4258 | 237.5327 | 240.9362 | 240.2566 | 241.4425 | 235.3346 | 221.9712 | 207.3189 | 192.5933 | 180.6376 | 175.8396 | 172.4391 | 163.3624 | 151.4759 | 143.5251 | -0.14312 | -0.19361 | -0.14465 | -0.30927 | -0.51873 | -0.78904 | -0.46352 | -0.51123 | -0.25417 | -0.04805 | -0.37657 | -0.11449 | 0.41823 | 2.2513 | 7.6773 | 7.3563 | 6.5364 | 5.6859 | 1.7793 | 0.13313 | -0.32712 | -0.50354 | -0.7099 | -0.85107 | 70.8229 | 69.5077 | 68.1184 | 67.2017 | 66.4452 | 65.5485 | 65.3535 | 65.6767 | 69.1584 | 75.0838 | 80.7167 | 85.0011 | 87.9415 | 89.9135 | 91.3457 | 91.9804 | 91.6688 | 90.6587 | 88.745 | 86.0994 | 82.6763 | 78.809 | 75.9943 | 73.6998 | 2.3889 | 2.0291 | 2.2048 | 2.3642 | 2.7494 | 2.3917 | 2.1905 | 2.2876 | 2.5373 | 2.5931 | 2.6525 | 3.0096 | 2.9792 | 3.1846 | 3.2958 | 3.1921 | 3.0299 | 2.662 | 2.3442 | 2.3208 | 2.2434 | 2.3611 | 2.4201 | 2.4474
Portfolio Adjusted1-in-10Size: Over 200kWAll2015June Monthly Peak | Portfolio Adjusted | 1-in-10 | Size: Over 200kW | All | 2015 | June Monthly Peak | 6 | 135.6971 | 131.4614 | 127.3994 | 127.6457 | 136.4788 | 159.1978 | 184.1884 | 204.2294 | 217.9659 | 226.8391 | 235.8832 | 237.7737 | 234.0077 | 234.3381 | 228.4309 | 218.4766 | 205.921 | 192.5395 | 183.3055 | 178.0829 | 175.7599 | 167.5223 | 155.3141 | 147.7925 | -0.1544 | -0.19476 | -0.14775 | -0.34149 | -0.56505 | -0.79594 | -0.47313 | -0.51133 | -0.25274 | -0.041619 | -0.39166 | -0.10308 | 0.43233 | 2.222 | 7.5023 | 7.2979 | 6.5542 | 5.7414 | 1.875 | 0.1999 | -0.28867 | -0.49117 | -0.71894 | -0.87032 | 71.4805 | 70.2038 | 69.1174 | 68.1123 | 66.9627 | 66.0152 | 65.7339 | 66.8789 | 70.2684 | 75.0623 | 80.0966 | 84.3314 | 87.0654 | 89.1446 | 90.5042 | 90.9715 | 91.5067 | 90.7619 | 89.5865 | 87.5341 | 83.8284 | 79.7366 | 77.1317 | 75.1191 | 2.5402 | 2.1524 | 2.3287 | 2.4819 | 2.8533 | 2.4535 | 2.2304 | 2.3092 | 2.5421 | 2.5825 | 2.6332 | 2.9698 | 2.8991 | 3.0864 | 3.1869 | 3.1265 | 2.9956 | 2.6563 | 2.3795 | 2.348 | 2.2869 | 2.4242 | 2.4849 | 2.5281
Portfolio Adjusted1-in-10Size: Over 200kWAll2015July Monthly Peak | Portfolio Adjusted | 1-in-10 | Size: Over 200kW | All | 2015 | July Monthly Peak | 7 | 138.2939 | 134.1219 | 130.7929 | 130.881 | 140.3936 | 164.6157 | 190.5934 | 209.2253 | 221.7596 | 230.2352 | 238.4847 | 239.7158 | 236.0457 | 236.7132 | 231.2656 | 221.8409 | 209.9231 | 197.2808 | 187.4351 | 182.1295 | 179.6056 | 171.289 | 158.9234 | 150.9368 | -0.32954 | -0.26257 | -0.23808 | -0.41983 | -0.66726 | -0.84086 | -0.63251 | -0.72062 | -0.24344 | 0.011459 | -0.52625 | -0.28275 | 0.28899 | 2.1795 | 7.4991 | 7.3759 | 6.689 | 5.9163 | 2.1099 | 0.24066 | -0.20599 | -0.4305 | -0.76646 | -0.87157 | 73.828 | 72.9356 | 72.0508 | 71.2916 | 70.6453 | 70.0846 | 69.7478 | 70.09 | 72.9721 | 77.4718 | 82.0195 | 85.5022 | 87.7578 | 89.5174 | 91.1074 | 91.6338 | 92.2063 | 91.2118 | 89.3584 | 87.2008 | 84.0591 | 81.1057 | 79.0752 | 77.6383 | 2.599 | 2.2025 | 2.4003 | 2.5519 | 2.9414 | 2.5423 | 2.3121 | 2.3699 | 2.5906 | 2.6265 | 2.6676 | 3.0011 | 2.9265 | 3.1206 | 3.225 | 3.1708 | 3.0463 | 2.72 | 2.4352 | 2.4052 | 2.3431 | 2.4863 | 2.5515 | 2.593
Portfolio Adjusted1-in-10Size: Over 200kWAll2015August Monthly Peak | Portfolio Adjusted | 1-in-10 | Size: Over 200kW | All | 2015 | August Monthly Peak | 8 | 141.9017 | 137.2986 | 133.3859 | 134.1168 | 143.9365 | 169.497 | 198.2581 | 218.673 | 233.7592 | 243.7544 | 253.2229 | 255.6858 | 252.6533 | 253.7612 | 247.4835 | 235.3666 | 220.5417 | 205.4272 | 194.2134 | 189.3875 | 185.1802 | 175.6385 | 163.0507 | 155.1412 | -0.62139 | -0.43421 | -0.41308 | -0.53456 | -0.80668 | -0.98602 | -0.88805 | -0.98998 | -0.20707 | 0.14842 | -0.66592 | -0.48067 | 0.16152 | 2.2212 | 7.9131 | 7.7638 | 6.9607 | 6.1333 | 2.3475 | 0.19289 | -0.2038 | -0.4327 | -0.87656 | -0.90613 | 75.8354 | 74.9827 | 74.1068 | 73.367 | 72.7545 | 72.2175 | 71.8182 | 71.9146 | 74.4983 | 78.7721 | 83.0581 | 87.2767 | 90.5511 | 93.0092 | 94.2445 | 94.434 | 94.0862 | 92.9657 | 91.891 | 89.3648 | 85.347 | 82.1013 | 79.8722 | 78.101 | 2.7049 | 2.2842 | 2.4804 | 2.6472 | 3.051 | 2.6497 | 2.434 | 2.5075 | 2.7641 | 2.8135 | 2.8673 | 3.2453 | 3.1737 | 3.3888 | 3.4948 | 3.4035 | 3.2284 | 2.8558 | 2.5519 | 2.5267 | 2.4437 | 2.5826 | 2.651 | 2.7012
Portfolio Adjusted1-in-10Size: Over 200kWAll2015September Monthly Peak | Portfolio Adjusted | 1-in-10 | Size: Over 200kW | All | 2015 | September Monthly Peak | 9 | 141.2071 | 137.3821 | 133.9592 | 134.7561 | 145.2026 | 171.0094 | 201.789 | 224.2165 | 244.3854 | 257.2365 | 268.0604 | 270.9071 | 267.4381 | 268.4817 | 261.0147 | 246.3492 | 229.1493 | 212.134 | 200.0471 | 196.9761 | 188.785 | 178.9017 | 164.72 | 156.1839 | -0.73917 | -0.44753 | -0.46336 | -0.58126 | -0.86731 | -0.96199 | -1.0137 | -1.2285 | -0.23427 | 0.14689 | -0.87935 | -0.74727 | -0.051048 | 2.2484 | 8.1504 | 8.0225 | 7.2062 | 6.3282 | 2.5908 | 0.24506 | -0.093838 | -0.34223 | -0.89416 | -0.88609 | 78.2896 | 77.1255 | 76.0871 | 75.5477 | 74.5736 | 73.7672 | 73.3954 | 73.413 | 75.6012 | 80.1125 | 85.0901 | 90.0443 | 94.0062 | 96.7542 | 97.7594 | 97.7402 | 97.1735 | 95.9028 | 94.2054 | 91.3952 | 87.496 | 84.0353 | 81.5822 | 79.7932 | 2.7489 | 2.3369 | 2.5474 | 2.7275 | 3.173 | 2.7443 | 2.5483 | 2.6488 | 2.9827 | 3.0618 | 3.1216 | 3.5279 | 3.4559 | 3.6925 | 3.8113 | 3.6849 | 3.4701 | 3.04 | 2.6989 | 2.6983 | 2.5544 | 2.6935 | 2.7435 | 2.7835
Portfolio Adjusted1-in-10Size: Over 200kWAll2015October Monthly Peak | Portfolio Adjusted | 1-in-10 | Size: Over 200kW | All | 2015 | October Monthly Peak | 10 | 135.5788 | 131.4682 | 127.2595 | 127.1508 | 136.493 | 160.8899 | 190.5589 | 209.0056 | 224.8564 | 236.5692 | 247.7971 | 252.5214 | 252.0849 | 253.7821 | 247.37 | 233.2445 | 216.5825 | 201.2735 | 193.4983 | 187.0241 | 178.4018 | 168.714 | 156.1509 | 147.5669 | -0.2084 | -0.21655 | -0.18093 | -0.34064 | -0.56004 | -0.82296 | -0.54948 | -0.63049 | -0.26604 | -0.042488 | -0.45572 | -0.22894 | 0.32912 | 2.2957 | 7.9544 | 7.6559 | 6.7847 | 5.9142 | 1.9556 | 0.12446 | -0.31718 | -0.49524 | -0.74363 | -0.86627 | 73.8522 | 73.2606 | 72.5985 | 71.3208 | 70.3296 | 69.5877 | 69.2596 | 69.0202 | 69.9486 | 73.5434 | 78.08 | 82.9005 | 86.7234 | 89.1722 | 90.1717 | 90.2498 | 89.344 | 87.6142 | 84.9536 | 81.689 | 78.6211 | 76.6208 | 75.1306 | 73.7892 | 2.5236 | 2.1412 | 2.3151 | 2.4704 | 2.866 | 2.4809 | 2.3142 | 2.3733 | 2.634 | 2.7026 | 2.769 | 3.1546 | 3.1309 | 3.3541 | 3.4761 | 3.367 | 3.1711 | 2.7867 | 2.5104 | 2.4665 | 2.3208 | 2.4361 | 2.4942 | 2.5173
Portfolio Adjusted1-in-10Size: Over 200kWAll2015November Monthly Peak | Portfolio Adjusted | 1-in-10 | Size: Over 200kW | All | 2015 | November Monthly Peak | 11 | 125.8587 | 122.1116 | 118.2657 | 118.2733 | 127.306 | 150.5975 | 176.1651 | 192.2245 | 203.6208 | 210.4234 | 217.7097 | 220.1401 | 218.9983 | 219.9905 | 213.5242 | 201.1561 | 189.6702 | 182.986 | 173.903 | 166.9758 | 160.2339 | 152.0625 | 141.8356 | 135.0371 | 0.42177 | 0.047874 | 0.15017 | -0.05904 | -0.20066 | -0.68256 | -0.0035021 | 0.068508 | -0.29486 | -0.24224 | 0.035406 | 0.36247 | 0.74537 | 2.1986 | 7.1755 | 6.6975 | 5.914 | 5.2633 | 1.0669 | -0.059191 | -0.59175 | -0.67595 | -0.56031 | -0.82927 | 63.6276 | 62.3532 | 61.5806 | 60.4774 | 59.5841 | 58.8258 | 58.4959 | 58.8375 | 60.9339 | 65.2122 | 70.5375 | 74.7603 | 77.4806 | 79.0698 | 80.0744 | 80.0987 | 78.8158 | 76.4632 | 73.8534 | 71.1428 | 69.0111 | 67.3974 | 65.8146 | 64.9734 | 2.4983 | 2.1221 | 2.3006 | 2.4516 | 2.8487 | 2.4794 | 2.2842 | 2.3275 | 2.5394 | 2.5556 | 2.5898 | 2.9327 | 2.8991 | 3.1018 | 3.203 | 3.1051 | 2.983 | 2.7171 | 2.415 | 2.3565 | 2.2236 | 2.3404 | 2.4166 | 2.4572
Portfolio Adjusted1-in-10Size: Over 200kWAll2015December Monthly Peak | Portfolio Adjusted | 1-in-10 | Size: Over 200kW | All | 2015 | December Monthly Peak | 12 | 118.7444 | 114.9233 | 111.8628 | 111.5332 | 120.3367 | 143.6111 | 170.7797 | 185.5355 | 194.6448 | 196.255 | 197.0488 | 194.2324 | 188.9462 | 186.9686 | 179.7573 | 170.7603 | 164.587 | 162.3029 | 158.2084 | 153.2969 | 147.754 | 142.0257 | 132.5674 | 125.9075 | 0.39977 | 0.045693 | 0.14207 | -0.053967 | -0.17931 | -0.64963 | 0.00054552 | 0.063568 | -0.28232 | -0.2301 | 0.023463 | 0.30585 | 0.62244 | 1.868 | 6.0716 | 5.712 | 5.1432 | 4.6677 | 0.94834 | -0.08083 | -0.56886 | -0.65211 | -0.53585 | -0.77953 | 44.8587 | 44.1959 | 43.5293 | 43.1039 | 42.6255 | 41.8128 | 41.9104 | 41.9686 | 42.7153 | 44.804 | 47.375 | 49.5205 | 50.8156 | 51.172 | 51.4927 | 51.6458 | 51.113 | 49.7643 | 48.1349 | 47.1746 | 46.3125 | 45.4561 | 44.867 | 44.4152 | 2.3625 | 2.0006 | 2.1799 | 2.3167 | 2.7087 | 2.3731 | 2.2223 | 2.2582 | 2.4422 | 2.394 | 2.3541 | 2.6095 | 2.5162 | 2.653 | 2.7117 | 2.6529 | 2.6132 | 2.4303 | 2.2116 | 2.1757 | 2.0565 | 2.1878 | 2.262 | 2.2952
Portfolio Adjusted1-in-10Size: Over 200kWAll2015Typical Event Day | Portfolio Adjusted | 1-in-10 | Size: Over 200kW | All | 2015 | Typical Event Day | 8 | 141.4578 | 136.8567 | 132.901 | 133.6171 | 143.38 | 168.8267 | 197.4684 | 217.4904 | 232.0559 | 241.5259 | 250.5917 | 252.877 | 249.7816 | 250.9401 | 244.7712 | 232.8251 | 218.2034 | 203.3684 | 192.5351 | 187.8438 | 183.8295 | 174.4308 | 161.9897 | 154.198 | -0.46478 | -0.33753 | -0.31672 | -0.47397 | -0.73499 | -0.91122 | -0.76114 | -0.86771 | -0.23686 | 0.065689 | -0.61215 | -0.39545 | 0.21872 | 2.2454 | 7.8597 | 7.6934 | 6.9111 | 6.0764 | 2.2408 | 0.22353 | -0.19946 | -0.42514 | -0.81827 | -0.89192 | 74.8583 | 73.8119 | 72.8405 | 72.0797 | 71.234 | 70.5211 | 70.1738 | 70.5741 | 73.335 | 77.8547 | 82.5661 | 86.7887 | 89.8451 | 92.1063 | 93.4039 | 93.6949 | 93.7432 | 92.7105 | 91.2603 | 88.8737 | 85.1826 | 81.7447 | 79.4153 | 77.6629 | 2.6695 | 2.2556 | 2.4487 | 2.6172 | 3.0204 | 2.6201 | 2.408 | 2.4791 | 2.7287 | 2.7714 | 2.8192 | 3.1856 | 3.1197 | 3.3339 | 3.444 | 3.3558 | 3.1851 | 2.8146 | 2.5129 | 2.4912 | 2.4086 | 2.5432 | 2.6114 | 2.6594
Portfolio Adjusted1-in-10Size: Over 200kWAll2016January Monthly Peak | Portfolio Adjusted | 1-in-10 | Size: Over 200kW | All | 2016 | January Monthly Peak | 1 | 117.4174 | 113.9214 | 110.8692 | 111.3969 | 121.0033 | 145.4744 | 174.2942 | 190.4659 | 199.9738 | 200.0248 | 200.3246 | 197.1865 | 190.9072 | 188.4521 | 180.4908 | 170.8422 | 162.6996 | 161.0556 | 157.9742 | 152.7846 | 147.1465 | 141.4731 | 132.5214 | 126.2186 | 0.38683 | 0.03813 | 0.1325 | -0.056106 | -0.18201 | -0.66375 | -0.0052815 | 0.059834 | -0.29108 | -0.23435 | 0.022684 | 0.30935 | 0.63011 | 1.8847 | 6.099 | 5.7111 | 5.0761 | 4.6169 | 0.93848 | -0.088115 | -0.57106 | -0.6517 | -0.53635 | -0.78218 | 42.2816 | 42.0876 | 41.3999 | 40.7397 | 40.2972 | 39.8261 | 39.3452 | 38.9851 | 39.5569 | 42.3096 | 44.9889 | 47.3626 | 49.0016 | 50.1232 | 51.0596 | 51.3796 | 50.9981 | 49.8765 | 48.0611 | 46.9737 | 45.9926 | 45.591 | 45.0681 | 44.4398 | 2.3297 | 1.9797 | 2.1544 | 2.3158 | 2.7344 | 2.4066 | 2.2736 | 2.3258 | 2.5174 | 2.4457 | 2.397 | 2.651 | 2.5404 | 2.6721 | 2.7192 | 2.6547 | 2.5892 | 2.4209 | 2.2136 | 2.1726 | 2.0494 | 2.1792 | 2.2607 | 2.299
Portfolio Adjusted1-in-10Size: Over 200kWAll2016February Monthly Peak | Portfolio Adjusted | 1-in-10 | Size: Over 200kW | All | 2016 | February Monthly Peak | 2 | 119.1244 | 115.5055 | 112.2568 | 112.8339 | 121.7112 | 145.3204 | 173.0538 | 187.6318 | 196.6726 | 198.5873 | 201.6163 | 202.0386 | 198.8473 | 199.0922 | 193.1439 | 181.9741 | 171.5257 | 166.3385 | 163.0218 | 156.94 | 151.068 | 144.102 | 134.2184 | 127.5131 | 0.38514 | 0.031368 | 0.13338 | -0.058344 | -0.18813 | -0.6602 | -0.0042879 | 0.064425 | -0.2853 | -0.23117 | 0.027145 | 0.32428 | 0.66521 | 1.978 | 6.4831 | 6.0506 | 5.3281 | 4.7535 | 0.97813 | -0.080864 | -0.57805 | -0.65971 | -0.54402 | -0.78974 | 48.7514 | 48.3525 | 47.9156 | 47.3329 | 46.9353 | 46.5044 | 45.8902 | 46.1565 | 47.4231 | 50.9059 | 54.351 | 57.5515 | 59.4679 | 60.4616 | 61.0823 | 61.2986 | 60.3081 | 59.324 | 57.4117 | 55.3677 | 54.0252 | 52.7413 | 51.7615 | 50.3801 | 2.3552 | 2.0011 | 2.1788 | 2.3427 | 2.7393 | 2.397 | 2.2502 | 2.2797 | 2.4629 | 2.4193 | 2.4062 | 2.7042 | 2.6414 | 2.8222 | 2.9188 | 2.8303 | 2.7246 | 2.4945 | 2.2771 | 2.2282 | 2.1023 | 2.2179 | 2.2869 | 2.3153
Portfolio Adjusted1-in-10Size: Over 200kWAll2016March Monthly Peak | Portfolio Adjusted | 1-in-10 | Size: Over 200kW | All | 2016 | March Monthly Peak | 3 | 124.784 | 120.7949 | 116.9265 | 117.0163 | 125.2472 | 148.2669 | 176.6263 | 192.0928 | 201.5816 | 206.7167 | 213.7411 | 216.8995 | 216.5532 | 218.4929 | 213.4337 | 201.866 | 189.3331 | 178.5158 | 171.7479 | 168.8705 | 162.6585 | 153.9502 | 142.8987 | 135.0816 | 0.40611 | 0.036692 | 0.13829 | -0.060227 | -0.19764 | -0.67214 | -0.005284 | 0.066904 | -0.29219 | -0.23715 | 0.034434 | 0.35704 | 0.73669 | 2.176 | 7.1529 | 6.7016 | 5.8854 | 5.1061 | 1.0451 | -0.070884 | -0.61067 | -0.6926 | -0.57357 | -0.83493 | 60.5368 | 59.2285 | 58.3491 | 57.7841 | 56.7498 | 55.7557 | 55.0974 | 55.752 | 59.1714 | 64.0049 | 69.1301 | 73.5118 | 76.5073 | 78.1015 | 78.7799 | 79.306 | 78.8725 | 77.4663 | 74.8317 | 71.3895 | 68.3176 | 65.4753 | 63.2181 | 61.4578 | 2.4668 | 2.0934 | 2.2681 | 2.4279 | 2.8111 | 2.4397 | 2.29 | 2.3269 | 2.5146 | 2.5126 | 2.5451 | 2.8895 | 2.8686 | 3.084 | 3.2079 | 3.1214 | 2.9804 | 2.6575 | 2.3891 | 2.3906 | 2.2606 | 2.3677 | 2.4327 | 2.4503
Portfolio Adjusted1-in-10Size: Over 200kWAll2016April Monthly Peak | Portfolio Adjusted | 1-in-10 | Size: Over 200kW | All | 2016 | April Monthly Peak | 4 | 128.2611 | 124.2703 | 120.4879 | 120.728 | 129.5495 | 153.0577 | 179.4578 | 197.5999 | 211.231 | 220.2398 | 229.9653 | 233.7106 | 233.8911 | 235.5064 | 229.6604 | 217.2296 | 203.2396 | 189.5121 | 178.2655 | 175.7926 | 170.7217 | 161.3876 | 149.5008 | 141.2453 | 0.037293 | -0.088689 | -0.038161 | -0.22568 | -0.4139 | -0.71186 | -0.31946 | -0.37131 | -0.2845 | -0.14099 | -0.2886 | -0.026577 | 0.45478 | 2.2112 | 7.4644 | 7.142 | 6.3591 | 5.5262 | 1.5829 | 0.10045 | -0.37012 | -0.52064 | -0.64962 | -0.83304 | 70.5455 | 69.1262 | 67.5765 | 66.3205 | 65.3571 | 64.4415 | 63.8003 | 63.8899 | 66.9776 | 72.5344 | 78.1632 | 83.4896 | 86.9455 | 88.8975 | 89.6083 | 89.9885 | 89.7788 | 88.8727 | 87.0496 | 83.319 | 78.5877 | 74.7755 | 72.21 | 70.2695 | 2.3858 | 2.0276 | 2.2001 | 2.3586 | 2.7333 | 2.3724 | 2.1878 | 2.2516 | 2.4836 | 2.5257 | 2.582 | 2.9293 | 2.9156 | 3.1251 | 3.2405 | 3.1495 | 2.9947 | 2.6402 | 2.3272 | 2.337 | 2.2347 | 2.3412 | 2.3971 | 2.412
Portfolio Adjusted1-in-10Size: Over 200kWAll2016May Monthly Peak | Portfolio Adjusted | 1-in-10 | Size: Over 200kW | All | 2016 | May Monthly Peak | 5 | 128.7025 | 124.761 | 121.2167 | 121.5781 | 131.0015 | 155.1021 | 180.5689 | 201.7362 | 217.102 | 227.4258 | 237.5327 | 240.9362 | 240.2566 | 241.4425 | 235.3346 | 221.9712 | 207.3189 | 192.5933 | 180.6376 | 175.8396 | 172.4391 | 163.3624 | 151.4759 | 143.5251 | -0.14312 | -0.19361 | -0.14465 | -0.30927 | -0.51873 | -0.78904 | -0.46352 | -0.51123 | -0.25417 | -0.04805 | -0.37657 | -0.11449 | 0.41823 | 2.2513 | 7.6773 | 7.3563 | 6.5364 | 5.6859 | 1.7793 | 0.13313 | -0.32712 | -0.50354 | -0.7099 | -0.85107 | 70.8229 | 69.5077 | 68.1184 | 67.2017 | 66.4452 | 65.5485 | 65.3535 | 65.6767 | 69.1584 | 75.0838 | 80.7167 | 85.0011 | 87.9415 | 89.9135 | 91.3457 | 91.9804 | 91.6688 | 90.6587 | 88.745 | 86.0994 | 82.6763 | 78.809 | 75.9943 | 73.6998 | 2.3889 | 2.0291 | 2.2048 | 2.3642 | 2.7494 | 2.3917 | 2.1905 | 2.2876 | 2.5373 | 2.5931 | 2.6525 | 3.0096 | 2.9792 | 3.1846 | 3.2958 | 3.1921 | 3.0299 | 2.662 | 2.3442 | 2.3208 | 2.2434 | 2.3611 | 2.4201 | 2.4474
Portfolio Adjusted1-in-10Size: Over 200kWAll2016June Monthly Peak | Portfolio Adjusted | 1-in-10 | Size: Over 200kW | All | 2016 | June Monthly Peak | 6 | 135.6971 | 131.4614 | 127.3994 | 127.6457 | 136.4788 | 159.1978 | 184.1884 | 204.2294 | 217.9659 | 226.8391 | 235.8832 | 237.7737 | 234.0077 | 234.3381 | 228.4309 | 218.4766 | 205.921 | 192.5395 | 183.3055 | 178.0829 | 175.7599 | 167.5223 | 155.3141 | 147.7925 | -0.1544 | -0.19476 | -0.14775 | -0.34149 | -0.56505 | -0.79594 | -0.47313 | -0.51133 | -0.25274 | -0.041619 | -0.39166 | -0.10308 | 0.43233 | 2.222 | 7.5023 | 7.2979 | 6.5542 | 5.7414 | 1.875 | 0.1999 | -0.28867 | -0.49117 | -0.71894 | -0.87032 | 71.4805 | 70.2038 | 69.1174 | 68.1123 | 66.9627 | 66.0152 | 65.7339 | 66.8789 | 70.2684 | 75.0623 | 80.0966 | 84.3314 | 87.0654 | 89.1446 | 90.5042 | 90.9715 | 91.5067 | 90.7619 | 89.5865 | 87.5341 | 83.8284 | 79.7366 | 77.1317 | 75.1191 | 2.5402 | 2.1524 | 2.3287 | 2.4819 | 2.8533 | 2.4535 | 2.2304 | 2.3092 | 2.5421 | 2.5825 | 2.6332 | 2.9698 | 2.8991 | 3.0864 | 3.1869 | 3.1265 | 2.9956 | 2.6563 | 2.3795 | 2.348 | 2.2869 | 2.4242 | 2.4849 | 2.5281
Portfolio Adjusted1-in-10Size: Over 200kWAll2016July Monthly Peak | Portfolio Adjusted | 1-in-10 | Size: Over 200kW | All | 2016 | July Monthly Peak | 7 | 138.2939 | 134.1219 | 130.7929 | 130.881 | 140.3936 | 164.6157 | 190.5934 | 209.2253 | 221.7596 | 230.2352 | 238.4847 | 239.7158 | 236.0457 | 236.7132 | 231.2656 | 221.8409 | 209.9231 | 197.2808 | 187.4351 | 182.1295 | 179.6056 | 171.289 | 158.9234 | 150.9368 | -0.32954 | -0.26257 | -0.23808 | -0.41983 | -0.66726 | -0.84086 | -0.63251 | -0.72062 | -0.24344 | 0.011459 | -0.52625 | -0.28275 | 0.28899 | 2.1795 | 7.4991 | 7.3759 | 6.689 | 5.9163 | 2.1099 | 0.24066 | -0.20599 | -0.4305 | -0.76646 | -0.87157 | 73.828 | 72.9356 | 72.0508 | 71.2916 | 70.6453 | 70.0846 | 69.7478 | 70.09 | 72.9721 | 77.4718 | 82.0195 | 85.5022 | 87.7578 | 89.5174 | 91.1074 | 91.6338 | 92.2063 | 91.2118 | 89.3584 | 87.2008 | 84.0591 | 81.1057 | 79.0752 | 77.6383 | 2.599 | 2.2025 | 2.4003 | 2.5519 | 2.9414 | 2.5423 | 2.3121 | 2.3699 | 2.5906 | 2.6265 | 2.6676 | 3.0011 | 2.9265 | 3.1206 | 3.225 | 3.1708 | 3.0463 | 2.72 | 2.4352 | 2.4052 | 2.3431 | 2.4863 | 2.5515 | 2.593
Portfolio Adjusted1-in-10Size: Over 200kWAll2016August Monthly Peak | Portfolio Adjusted | 1-in-10 | Size: Over 200kW | All | 2016 | August Monthly Peak | 8 | 141.9017 | 137.2986 | 133.3859 | 134.1168 | 143.9365 | 169.497 | 198.2581 | 218.673 | 233.7592 | 243.7544 | 253.2229 | 255.6858 | 252.6533 | 253.7612 | 247.4835 | 235.3666 | 220.5417 | 205.4272 | 194.2134 | 189.3875 | 185.1802 | 175.6385 | 163.0507 | 155.1412 | -0.62139 | -0.43421 | -0.41308 | -0.53456 | -0.80668 | -0.98602 | -0.88805 | -0.98998 | -0.20707 | 0.14842 | -0.66592 | -0.48067 | 0.16152 | 2.2212 | 7.9131 | 7.7638 | 6.9607 | 6.1333 | 2.3475 | 0.19289 | -0.2038 | -0.4327 | -0.87656 | -0.90613 | 75.8354 | 74.9827 | 74.1068 | 73.367 | 72.7545 | 72.2175 | 71.8182 | 71.9146 | 74.4983 | 78.7721 | 83.0581 | 87.2767 | 90.5511 | 93.0092 | 94.2445 | 94.434 | 94.0862 | 92.9657 | 91.891 | 89.3648 | 85.347 | 82.1013 | 79.8722 | 78.101 | 2.7049 | 2.2842 | 2.4804 | 2.6472 | 3.051 | 2.6497 | 2.434 | 2.5075 | 2.7641 | 2.8135 | 2.8673 | 3.2453 | 3.1737 | 3.3888 | 3.4948 | 3.4035 | 3.2284 | 2.8558 | 2.5519 | 2.5267 | 2.4437 | 2.5826 | 2.651 | 2.7012
Portfolio Adjusted1-in-10Size: Over 200kWAll2016September Monthly Peak | Portfolio Adjusted | 1-in-10 | Size: Over 200kW | All | 2016 | September Monthly Peak | 9 | 141.2071 | 137.3821 | 133.9592 | 134.7561 | 145.2026 | 171.0094 | 201.789 | 224.2165 | 244.3854 | 257.2365 | 268.0604 | 270.9071 | 267.4381 | 268.4817 | 261.0147 | 246.3492 | 229.1493 | 212.134 | 200.0471 | 196.9761 | 188.785 | 178.9017 | 164.72 | 156.1839 | -0.73917 | -0.44753 | -0.46336 | -0.58126 | -0.86731 | -0.96199 | -1.0137 | -1.2285 | -0.23427 | 0.14689 | -0.87935 | -0.74727 | -0.051048 | 2.2484 | 8.1504 | 8.0225 | 7.2062 | 6.3282 | 2.5908 | 0.24506 | -0.093838 | -0.34223 | -0.89416 | -0.88609 | 78.2896 | 77.1255 | 76.0871 | 75.5477 | 74.5736 | 73.7672 | 73.3954 | 73.413 | 75.6012 | 80.1125 | 85.0901 | 90.0443 | 94.0062 | 96.7542 | 97.7594 | 97.7402 | 97.1735 | 95.9028 | 94.2054 | 91.3952 | 87.496 | 84.0353 | 81.5822 | 79.7932 | 2.7489 | 2.3369 | 2.5474 | 2.7275 | 3.173 | 2.7443 | 2.5483 | 2.6488 | 2.9827 | 3.0618 | 3.1216 | 3.5279 | 3.4559 | 3.6925 | 3.8113 | 3.6849 | 3.4701 | 3.04 | 2.6989 | 2.6983 | 2.5544 | 2.6935 | 2.7435 | 2.7835
Portfolio Adjusted1-in-10Size: Over 200kWAll2016October Monthly Peak | Portfolio Adjusted | 1-in-10 | Size: Over 200kW | All | 2016 | October Monthly Peak | 10 | 135.5788 | 131.4682 | 127.2595 | 127.1508 | 136.493 | 160.8899 | 190.5589 | 209.0056 | 224.8564 | 236.5692 | 247.7971 | 252.5214 | 252.0849 | 253.7821 | 247.37 | 233.2445 | 216.5825 | 201.2735 | 193.4983 | 187.0241 | 178.4018 | 168.714 | 156.1509 | 147.5669 | -0.2084 | -0.21655 | -0.18093 | -0.34064 | -0.56004 | -0.82296 | -0.54948 | -0.63049 | -0.26604 | -0.042488 | -0.45572 | -0.22894 | 0.32912 | 2.2957 | 7.9544 | 7.6559 | 6.7847 | 5.9142 | 1.9556 | 0.12446 | -0.31718 | -0.49524 | -0.74363 | -0.86627 | 73.8522 | 73.2606 | 72.5985 | 71.3208 | 70.3296 | 69.5877 | 69.2596 | 69.0202 | 69.9486 | 73.5434 | 78.08 | 82.9005 | 86.7234 | 89.1722 | 90.1717 | 90.2498 | 89.344 | 87.6142 | 84.9536 | 81.689 | 78.6211 | 76.6208 | 75.1306 | 73.7892 | 2.5236 | 2.1412 | 2.3151 | 2.4704 | 2.866 | 2.4809 | 2.3142 | 2.3733 | 2.634 | 2.7026 | 2.769 | 3.1546 | 3.1309 | 3.3541 | 3.4761 | 3.367 | 3.1711 | 2.7867 | 2.5104 | 2.4665 | 2.3208 | 2.4361 | 2.4942 | 2.5173
Portfolio Adjusted1-in-10Size: Over 200kWAll2016November Monthly Peak | Portfolio Adjusted | 1-in-10 | Size: Over 200kW | All | 2016 | November Monthly Peak | 11 | 125.8587 | 122.1116 | 118.2657 | 118.2733 | 127.306 | 150.5975 | 176.1651 | 192.2245 | 203.6208 | 210.4234 | 217.7097 | 220.1401 | 218.9983 | 219.9905 | 213.5242 | 201.1561 | 189.6702 | 182.986 | 173.903 | 166.9758 | 160.2339 | 152.0625 | 141.8356 | 135.0371 | 0.42177 | 0.047874 | 0.15017 | -0.05904 | -0.20066 | -0.68256 | -0.0035021 | 0.068508 | -0.29486 | -0.24224 | 0.035406 | 0.36247 | 0.74537 | 2.1986 | 7.1755 | 6.6975 | 5.914 | 5.2633 | 1.0669 | -0.059191 | -0.59175 | -0.67595 | -0.56031 | -0.82927 | 63.6276 | 62.3532 | 61.5806 | 60.4774 | 59.5841 | 58.8258 | 58.4959 | 58.8375 | 60.9339 | 65.2122 | 70.5375 | 74.7603 | 77.4806 | 79.0698 | 80.0744 | 80.0987 | 78.8158 | 76.4632 | 73.8534 | 71.1428 | 69.0111 | 67.3974 | 65.8146 | 64.9734 | 2.4983 | 2.1221 | 2.3006 | 2.4516 | 2.8487 | 2.4794 | 2.2842 | 2.3275 | 2.5394 | 2.5556 | 2.5898 | 2.9327 | 2.8991 | 3.1018 | 3.203 | 3.1051 | 2.983 | 2.7171 | 2.415 | 2.3565 | 2.2236 | 2.3404 | 2.4166 | 2.4572
Portfolio Adjusted1-in-10Size: Over 200kWAll2016December Monthly Peak | Portfolio Adjusted | 1-in-10 | Size: Over 200kW | All | 2016 | December Monthly Peak | 12 | 118.7444 | 114.9233 | 111.8628 | 111.5332 | 120.3367 | 143.6111 | 170.7797 | 185.5355 | 194.6448 | 196.255 | 197.0488 | 194.2324 | 188.9462 | 186.9686 | 179.7573 | 170.7603 | 164.587 | 162.3029 | 158.2084 | 153.2969 | 147.754 | 142.0257 | 132.5674 | 125.9075 | 0.39977 | 0.045693 | 0.14207 | -0.053967 | -0.17931 | -0.64963 | 0.00054552 | 0.063568 | -0.28232 | -0.2301 | 0.023463 | 0.30585 | 0.62244 | 1.868 | 6.0716 | 5.712 | 5.1432 | 4.6677 | 0.94834 | -0.08083 | -0.56886 | -0.65211 | -0.53585 | -0.77953 | 44.8587 | 44.1959 | 43.5293 | 43.1039 | 42.6255 | 41.8128 | 41.9104 | 41.9686 | 42.7153 | 44.804 | 47.375 | 49.5205 | 50.8156 | 51.172 | 51.4927 | 51.6458 | 51.113 | 49.7643 | 48.1349 | 47.1746 | 46.3125 | 45.4561 | 44.867 | 44.4152 | 2.3625 | 2.0006 | 2.1799 | 2.3167 | 2.7087 | 2.3731 | 2.2223 | 2.2582 | 2.4422 | 2.394 | 2.3541 | 2.6095 | 2.5162 | 2.653 | 2.7117 | 2.6529 | 2.6132 | 2.4303 | 2.2116 | 2.1757 | 2.0565 | 2.1878 | 2.262 | 2.2952
Portfolio Adjusted1-in-10Size: Over 200kWAll2016Typical Event Day | Portfolio Adjusted | 1-in-10 | Size: Over 200kW | All | 2016 | Typical Event Day | 8 | 141.4578 | 136.8567 | 132.901 | 133.6171 | 143.38 | 168.8267 | 197.4684 | 217.4904 | 232.0559 | 241.5259 | 250.5917 | 252.877 | 249.7816 | 250.9401 | 244.7712 | 232.8251 | 218.2034 | 203.3684 | 192.5351 | 187.8438 | 183.8295 | 174.4308 | 161.9897 | 154.198 | -0.46478 | -0.33753 | -0.31672 | -0.47397 | -0.73499 | -0.91122 | -0.76114 | -0.86771 | -0.23686 | 0.065689 | -0.61215 | -0.39545 | 0.21872 | 2.2454 | 7.8597 | 7.6934 | 6.9111 | 6.0764 | 2.2408 | 0.22353 | -0.19946 | -0.42514 | -0.81827 | -0.89192 | 74.8583 | 73.8119 | 72.8405 | 72.0797 | 71.234 | 70.5211 | 70.1738 | 70.5741 | 73.335 | 77.8547 | 82.5661 | 86.7887 | 89.8451 | 92.1063 | 93.4039 | 93.6949 | 93.7432 | 92.7105 | 91.2603 | 88.8737 | 85.1826 | 81.7447 | 79.4153 | 77.6629 | 2.6695 | 2.2556 | 2.4487 | 2.6172 | 3.0204 | 2.6201 | 2.408 | 2.4791 | 2.7287 | 2.7714 | 2.8192 | 3.1856 | 3.1197 | 3.3339 | 3.444 | 3.3558 | 3.1851 | 2.8146 | 2.5129 | 2.4912 | 2.4086 | 2.5432 | 2.6114 | 2.6594
Portfolio Adjusted1-in-10Size: Over 200kWAll2017January Monthly Peak | Portfolio Adjusted | 1-in-10 | Size: Over 200kW | All | 2017 | January Monthly Peak | 1 | 117.4174 | 113.9214 | 110.8692 | 111.3969 | 121.0033 | 145.4744 | 174.2942 | 190.4659 | 199.9738 | 200.0249 | 200.3246 | 197.1865 | 190.9072 | 188.4521 | 180.4908 | 170.8422 | 162.6996 | 161.0556 | 157.9742 | 152.7846 | 147.1465 | 141.4731 | 132.5214 | 126.2186 | 0.38683 | 0.03813 | 0.1325 | -0.056106 | -0.18201 | -0.66375 | -0.0052815 | 0.059834 | -0.29108 | -0.23435 | 0.022684 | 0.30935 | 0.63011 | 1.8847 | 6.099 | 5.7111 | 5.0761 | 4.6169 | 0.93848 | -0.088115 | -0.57106 | -0.6517 | -0.53635 | -0.78218 | 42.2816 | 42.0876 | 41.3999 | 40.7397 | 40.2972 | 39.8261 | 39.3452 | 38.9851 | 39.5569 | 42.3096 | 44.9889 | 47.3626 | 49.0016 | 50.1232 | 51.0596 | 51.3796 | 50.9981 | 49.8765 | 48.0611 | 46.9737 | 45.9926 | 45.591 | 45.0681 | 44.4398 | 2.3297 | 1.9797 | 2.1544 | 2.3158 | 2.7344 | 2.4066 | 2.2736 | 2.3258 | 2.5174 | 2.4457 | 2.397 | 2.651 | 2.5404 | 2.6721 | 2.7192 | 2.6547 | 2.5892 | 2.4209 | 2.2136 | 2.1726 | 2.0494 | 2.1792 | 2.2607 | 2.299
Portfolio Adjusted1-in-10Size: Over 200kWAll2017February Monthly Peak | Portfolio Adjusted | 1-in-10 | Size: Over 200kW | All | 2017 | February Monthly Peak | 2 | 119.1244 | 115.5055 | 112.2568 | 112.8339 | 121.7112 | 145.3204 | 173.0538 | 187.6318 | 196.6726 | 198.5873 | 201.6163 | 202.0386 | 198.8473 | 199.0922 | 193.1439 | 181.9741 | 171.5257 | 166.3385 | 163.0218 | 156.94 | 151.068 | 144.1021 | 134.2184 | 127.5131 | 0.38514 | 0.031368 | 0.13338 | -0.058344 | -0.18813 | -0.6602 | -0.0042879 | 0.064425 | -0.2853 | -0.23117 | 0.027145 | 0.32428 | 0.66521 | 1.978 | 6.4831 | 6.0506 | 5.3281 | 4.7535 | 0.97813 | -0.080863 | -0.57805 | -0.65971 | -0.54402 | -0.78974 | 48.7514 | 48.3525 | 47.9156 | 47.3329 | 46.9353 | 46.5044 | 45.8902 | 46.1565 | 47.4231 | 50.9059 | 54.351 | 57.5515 | 59.4679 | 60.4616 | 61.0823 | 61.2986 | 60.3081 | 59.324 | 57.4117 | 55.3677 | 54.0252 | 52.7413 | 51.7615 | 50.3801 | 2.3552 | 2.0011 | 2.1788 | 2.3427 | 2.7393 | 2.397 | 2.2502 | 2.2797 | 2.4629 | 2.4193 | 2.4062 | 2.7042 | 2.6414 | 2.8222 | 2.9188 | 2.8303 | 2.7246 | 2.4945 | 2.2771 | 2.2282 | 2.1023 | 2.2179 | 2.2869 | 2.3153
Portfolio Adjusted1-in-10Size: Over 200kWAll2017March Monthly Peak | Portfolio Adjusted | 1-in-10 | Size: Over 200kW | All | 2017 | March Monthly Peak | 3 | 124.784 | 120.7949 | 116.9265 | 117.0163 | 125.2472 | 148.2669 | 176.6263 | 192.0928 | 201.5816 | 206.7167 | 213.7411 | 216.8995 | 216.5532 | 218.4929 | 213.4337 | 201.866 | 189.3331 | 178.5158 | 171.7479 | 168.8705 | 162.6585 | 153.9502 | 142.8987 | 135.0816 | 0.40611 | 0.036691 | 0.13829 | -0.060227 | -0.19764 | -0.67214 | -0.005284 | 0.066904 | -0.29219 | -0.23715 | 0.034434 | 0.35704 | 0.73669 | 2.176 | 7.1529 | 6.7016 | 5.8854 | 5.1061 | 1.0451 | -0.070884 | -0.61067 | -0.6926 | -0.57357 | -0.83493 | 60.5368 | 59.2285 | 58.3491 | 57.7841 | 56.7498 | 55.7557 | 55.0974 | 55.752 | 59.1714 | 64.0049 | 69.1301 | 73.5118 | 76.5073 | 78.1015 | 78.7799 | 79.306 | 78.8725 | 77.4663 | 74.8317 | 71.3895 | 68.3176 | 65.4753 | 63.2181 | 61.4578 | 2.4668 | 2.0934 | 2.2681 | 2.4279 | 2.8111 | 2.4397 | 2.29 | 2.3269 | 2.5146 | 2.5126 | 2.5451 | 2.8895 | 2.8686 | 3.084 | 3.2079 | 3.1214 | 2.9804 | 2.6575 | 2.3891 | 2.3906 | 2.2606 | 2.3677 | 2.4327 | 2.4503
Portfolio Adjusted1-in-10Size: Over 200kWAll2017April Monthly Peak | Portfolio Adjusted | 1-in-10 | Size: Over 200kW | All | 2017 | April Monthly Peak | 4 | 128.2611 | 124.2703 | 120.4879 | 120.728 | 129.5495 | 153.0577 | 179.4578 | 197.5999 | 211.231 | 220.2398 | 229.9653 | 233.7106 | 233.8911 | 235.5064 | 229.6604 | 217.2296 | 203.2395 | 189.5121 | 178.2655 | 175.7926 | 170.7217 | 161.3877 | 149.5008 | 141.2453 | 0.037293 | -0.088689 | -0.038161 | -0.22568 | -0.4139 | -0.71186 | -0.31946 | -0.37131 | -0.2845 | -0.14099 | -0.2886 | -0.026577 | 0.45478 | 2.2112 | 7.4644 | 7.142 | 6.3591 | 5.5262 | 1.5829 | 0.10045 | -0.37012 | -0.52064 | -0.64962 | -0.83304 | 70.5455 | 69.1262 | 67.5765 | 66.3205 | 65.3571 | 64.4415 | 63.8003 | 63.8899 | 66.9776 | 72.5344 | 78.1632 | 83.4896 | 86.9455 | 88.8975 | 89.6083 | 89.9885 | 89.7788 | 88.8727 | 87.0496 | 83.319 | 78.5877 | 74.7755 | 72.21 | 70.2695 | 2.3858 | 2.0276 | 2.2001 | 2.3586 | 2.7333 | 2.3724 | 2.1878 | 2.2516 | 2.4836 | 2.5257 | 2.582 | 2.9293 | 2.9156 | 3.1251 | 3.2405 | 3.1495 | 2.9947 | 2.6402 | 2.3272 | 2.337 | 2.2347 | 2.3412 | 2.3971 | 2.412
Portfolio Adjusted1-in-10Size: Over 200kWAll2017May Monthly Peak | Portfolio Adjusted | 1-in-10 | Size: Over 200kW | All | 2017 | May Monthly Peak | 5 | 128.7025 | 124.761 | 121.2167 | 121.5781 | 131.0015 | 155.1021 | 180.5689 | 201.7362 | 217.102 | 227.4258 | 237.5327 | 240.9363 | 240.2566 | 241.4425 | 235.3346 | 221.9712 | 207.3189 | 192.5933 | 180.6376 | 175.8396 | 172.4391 | 163.3624 | 151.4759 | 143.5251 | -0.14312 | -0.19361 | -0.14465 | -0.30927 | -0.51873 | -0.78904 | -0.46352 | -0.51123 | -0.25417 | -0.04805 | -0.37657 | -0.11449 | 0.41823 | 2.2513 | 7.6773 | 7.3563 | 6.5364 | 5.6859 | 1.7793 | 0.13313 | -0.32712 | -0.50354 | -0.7099 | -0.85107 | 70.8229 | 69.5077 | 68.1184 | 67.2017 | 66.4452 | 65.5485 | 65.3535 | 65.6767 | 69.1584 | 75.0838 | 80.7167 | 85.0011 | 87.9415 | 89.9135 | 91.3457 | 91.9804 | 91.6688 | 90.6587 | 88.745 | 86.0994 | 82.6763 | 78.809 | 75.9943 | 73.6998 | 2.3889 | 2.0291 | 2.2048 | 2.3642 | 2.7494 | 2.3917 | 2.1905 | 2.2876 | 2.5373 | 2.5931 | 2.6525 | 3.0096 | 2.9792 | 3.1846 | 3.2958 | 3.1921 | 3.0299 | 2.662 | 2.3442 | 2.3208 | 2.2434 | 2.3611 | 2.4201 | 2.4474
Portfolio Adjusted1-in-10Size: Over 200kWAll2017June Monthly Peak | Portfolio Adjusted | 1-in-10 | Size: Over 200kW | All | 2017 | June Monthly Peak | 6 | 135.6972 | 131.4614 | 127.3994 | 127.6457 | 136.4788 | 159.1978 | 184.1884 | 204.2294 | 217.9659 | 226.8391 | 235.8832 | 237.7737 | 234.0077 | 234.3381 | 228.4309 | 218.4766 | 205.921 | 192.5395 | 183.3055 | 178.0829 | 175.7599 | 167.5223 | 155.3141 | 147.7925 | -0.1544 | -0.19476 | -0.14775 | -0.34149 | -0.56505 | -0.79594 | -0.47313 | -0.51133 | -0.25274 | -0.041619 | -0.39166 | -0.10308 | 0.43233 | 2.222 | 7.5023 | 7.2979 | 6.5542 | 5.7414 | 1.875 | 0.1999 | -0.28867 | -0.49117 | -0.71894 | -0.87032 | 71.4805 | 70.2038 | 69.1174 | 68.1123 | 66.9627 | 66.0152 | 65.7339 | 66.8789 | 70.2684 | 75.0623 | 80.0966 | 84.3314 | 87.0654 | 89.1446 | 90.5042 | 90.9715 | 91.5067 | 90.7619 | 89.5865 | 87.5341 | 83.8284 | 79.7366 | 77.1317 | 75.1191 | 2.5402 | 2.1524 | 2.3287 | 2.4819 | 2.8533 | 2.4535 | 2.2304 | 2.3092 | 2.5421 | 2.5825 | 2.6332 | 2.9698 | 2.8991 | 3.0864 | 3.1869 | 3.1265 | 2.9956 | 2.6563 | 2.3795 | 2.348 | 2.2869 | 2.4242 | 2.4849 | 2.5281
Portfolio Adjusted1-in-10Size: Over 200kWAll2017July Monthly Peak | Portfolio Adjusted | 1-in-10 | Size: Over 200kW | All | 2017 | July Monthly Peak | 7 | 138.2939 | 134.1219 | 130.7929 | 130.881 | 140.3936 | 164.6157 | 190.5934 | 209.2253 | 221.7596 | 230.2352 | 238.4847 | 239.7158 | 236.0457 | 236.7132 | 231.2655 | 221.8409 | 209.9231 | 197.2808 | 187.4351 | 182.1295 | 179.6056 | 171.289 | 158.9234 | 150.9368 | -0.32954 | -0.26257 | -0.23808 | -0.41983 | -0.66726 | -0.84086 | -0.63251 | -0.72062 | -0.24344 | 0.011459 | -0.52625 | -0.28275 | 0.28899 | 2.1795 | 7.4991 | 7.3759 | 6.689 | 5.9163 | 2.1099 | 0.24066 | -0.20599 | -0.4305 | -0.76646 | -0.87157 | 73.828 | 72.9356 | 72.0508 | 71.2916 | 70.6453 | 70.0846 | 69.7478 | 70.09 | 72.9721 | 77.4718 | 82.0195 | 85.5022 | 87.7578 | 89.5174 | 91.1074 | 91.6338 | 92.2063 | 91.2118 | 89.3584 | 87.2008 | 84.0591 | 81.1057 | 79.0752 | 77.6383 | 2.599 | 2.2025 | 2.4003 | 2.5519 | 2.9414 | 2.5423 | 2.3121 | 2.3699 | 2.5906 | 2.6265 | 2.6676 | 3.0011 | 2.9265 | 3.1206 | 3.225 | 3.1708 | 3.0463 | 2.72 | 2.4352 | 2.4052 | 2.3431 | 2.4863 | 2.5515 | 2.593
Portfolio Adjusted1-in-10Size: Over 200kWAll2017August Monthly Peak | Portfolio Adjusted | 1-in-10 | Size: Over 200kW | All | 2017 | August Monthly Peak | 8 | 141.9017 | 137.2986 | 133.3859 | 134.1168 | 143.9365 | 169.497 | 198.2581 | 218.673 | 233.7592 | 243.7544 | 253.2229 | 255.6858 | 252.6533 | 253.7612 | 247.4835 | 235.3666 | 220.5417 | 205.4272 | 194.2134 | 189.3875 | 185.1802 | 175.6385 | 163.0507 | 155.1412 | -0.62139 | -0.43421 | -0.41308 | -0.53456 | -0.80668 | -0.98602 | -0.88805 | -0.98998 | -0.20707 | 0.14842 | -0.66592 | -0.48067 | 0.16152 | 2.2212 | 7.9131 | 7.7638 | 6.9607 | 6.1333 | 2.3475 | 0.19289 | -0.2038 | -0.4327 | -0.87656 | -0.90613 | 75.8354 | 74.9827 | 74.1068 | 73.367 | 72.7545 | 72.2175 | 71.8182 | 71.9146 | 74.4983 | 78.7721 | 83.0581 | 87.2767 | 90.5511 | 93.0092 | 94.2445 | 94.434 | 94.0862 | 92.9657 | 91.891 | 89.3648 | 85.347 | 82.1013 | 79.8722 | 78.101 | 2.7049 | 2.2842 | 2.4804 | 2.6472 | 3.051 | 2.6497 | 2.434 | 2.5075 | 2.7641 | 2.8135 | 2.8673 | 3.2453 | 3.1737 | 3.3888 | 3.4948 | 3.4035 | 3.2284 | 2.8558 | 2.5519 | 2.5267 | 2.4437 | 2.5826 | 2.651 | 2.7012
Portfolio Adjusted1-in-10Size: Over 200kWAll2017September Monthly Peak | Portfolio Adjusted | 1-in-10 | Size: Over 200kW | All | 2017 | September Monthly Peak | 9 | 141.2071 | 137.3821 | 133.9592 | 134.7561 | 145.2026 | 171.0094 | 201.789 | 224.2165 | 244.3854 | 257.2365 | 268.0604 | 270.9071 | 267.4381 | 268.4817 | 261.0147 | 246.3492 | 229.1493 | 212.134 | 200.0471 | 196.9761 | 188.785 | 178.9017 | 164.72 | 156.1839 | -0.73917 | -0.44753 | -0.46336 | -0.58126 | -0.86731 | -0.96199 | -1.0137 | -1.2285 | -0.23427 | 0.14689 | -0.87935 | -0.74727 | -0.051048 | 2.2484 | 8.1504 | 8.0225 | 7.2062 | 6.3282 | 2.5908 | 0.24506 | -0.093838 | -0.34223 | -0.89416 | -0.88609 | 78.2896 | 77.1255 | 76.0871 | 75.5477 | 74.5736 | 73.7672 | 73.3954 | 73.413 | 75.6012 | 80.1125 | 85.0901 | 90.0443 | 94.0062 | 96.7542 | 97.7594 | 97.7402 | 97.1735 | 95.9028 | 94.2054 | 91.3952 | 87.496 | 84.0353 | 81.5822 | 79.7932 | 2.7489 | 2.3369 | 2.5474 | 2.7275 | 3.173 | 2.7443 | 2.5483 | 2.6488 | 2.9827 | 3.0618 | 3.1216 | 3.5279 | 3.4559 | 3.6925 | 3.8113 | 3.6849 | 3.4701 | 3.04 | 2.6989 | 2.6983 | 2.5544 | 2.6935 | 2.7435 | 2.7835
Portfolio Adjusted1-in-10Size: Over 200kWAll2017October Monthly Peak | Portfolio Adjusted | 1-in-10 | Size: Over 200kW | All | 2017 | October Monthly Peak | 10 | 135.5788 | 131.4681 | 127.2595 | 127.1508 | 136.493 | 160.8899 | 190.5589 | 209.0056 | 224.8564 | 236.5692 | 247.7971 | 252.5214 | 252.0849 | 253.7821 | 247.37 | 233.2445 | 216.5825 | 201.2735 | 193.4983 | 187.0241 | 178.4018 | 168.7141 | 156.1509 | 147.5669 | -0.2084 | -0.21655 | -0.18093 | -0.34064 | -0.56004 | -0.82296 | -0.54948 | -0.63049 | -0.26604 | -0.042488 | -0.45572 | -0.22894 | 0.32912 | 2.2957 | 7.9544 | 7.6559 | 6.7847 | 5.9142 | 1.9556 | 0.12446 | -0.31718 | -0.49524 | -0.74363 | -0.86627 | 73.8522 | 73.2606 | 72.5985 | 71.3208 | 70.3296 | 69.5877 | 69.2596 | 69.0202 | 69.9486 | 73.5434 | 78.08 | 82.9005 | 86.7234 | 89.1722 | 90.1717 | 90.2498 | 89.344 | 87.6142 | 84.9536 | 81.689 | 78.6211 | 76.6208 | 75.1306 | 73.7892 | 2.5236 | 2.1412 | 2.3151 | 2.4704 | 2.866 | 2.4809 | 2.3142 | 2.3733 | 2.634 | 2.7026 | 2.769 | 3.1546 | 3.1309 | 3.3541 | 3.4761 | 3.367 | 3.1711 | 2.7867 | 2.5104 | 2.4665 | 2.3208 | 2.4361 | 2.4942 | 2.5173
Portfolio Adjusted1-in-10Size: Over 200kWAll2017November Monthly Peak | Portfolio Adjusted | 1-in-10 | Size: Over 200kW | All | 2017 | November Monthly Peak | 11 | 125.8587 | 122.1116 | 118.2657 | 118.2733 | 127.306 | 150.5975 | 176.1651 | 192.2245 | 203.6208 | 210.4234 | 217.7097 | 220.1401 | 218.9983 | 219.9905 | 213.5242 | 201.1561 | 189.6703 | 182.986 | 173.903 | 166.9758 | 160.2339 | 152.0625 | 141.8356 | 135.0371 | 0.42177 | 0.047874 | 0.15017 | -0.05904 | -0.20066 | -0.68256 | -0.0035021 | 0.068508 | -0.29486 | -0.24224 | 0.035406 | 0.36247 | 0.74537 | 2.1986 | 7.1755 | 6.6975 | 5.914 | 5.2633 | 1.0669 | -0.059191 | -0.59175 | -0.67595 | -0.56031 | -0.82927 | 63.6276 | 62.3532 | 61.5806 | 60.4774 | 59.5841 | 58.8258 | 58.4959 | 58.8374 | 60.9339 | 65.2122 | 70.5375 | 74.7603 | 77.4806 | 79.0698 | 80.0744 | 80.0987 | 78.8158 | 76.4632 | 73.8534 | 71.1428 | 69.0111 | 67.3974 | 65.8146 | 64.9734 | 2.4983 | 2.1221 | 2.3006 | 2.4516 | 2.8487 | 2.4794 | 2.2842 | 2.3275 | 2.5394 | 2.5556 | 2.5898 | 2.9327 | 2.8991 | 3.1018 | 3.203 | 3.1051 | 2.983 | 2.7171 | 2.415 | 2.3565 | 2.2236 | 2.3404 | 2.4166 | 2.4572
Portfolio Adjusted1-in-10Size: Over 200kWAll2017December Monthly Peak | Portfolio Adjusted | 1-in-10 | Size: Over 200kW | All | 2017 | December Monthly Peak | 12 | 118.7444 | 114.9233 | 111.8628 | 111.5332 | 120.3367 | 143.6111 | 170.7797 | 185.5355 | 194.6448 | 196.255 | 197.0488 | 194.2324 | 188.9462 | 186.9687 | 179.7573 | 170.7603 | 164.587 | 162.3029 | 158.2084 | 153.2969 | 147.754 | 142.0257 | 132.5674 | 125.9075 | 0.39977 | 0.045693 | 0.14207 | -0.053967 | -0.17931 | -0.64963 | 0.00054552 | 0.063568 | -0.28232 | -0.2301 | 0.023463 | 0.30585 | 0.62244 | 1.868 | 6.0716 | 5.712 | 5.1432 | 4.6677 | 0.94834 | -0.08083 | -0.56886 | -0.65211 | -0.53585 | -0.77953 | 44.8587 | 44.1959 | 43.5293 | 43.1039 | 42.6255 | 41.8128 | 41.9104 | 41.9686 | 42.7153 | 44.804 | 47.375 | 49.5205 | 50.8156 | 51.172 | 51.4927 | 51.6458 | 51.113 | 49.7643 | 48.1349 | 47.1746 | 46.3125 | 45.4561 | 44.867 | 44.4152 | 2.3625 | 2.0006 | 2.1799 | 2.3167 | 2.7087 | 2.3731 | 2.2223 | 2.2582 | 2.4422 | 2.394 | 2.3541 | 2.6095 | 2.5162 | 2.653 | 2.7117 | 2.6529 | 2.6132 | 2.4303 | 2.2116 | 2.1757 | 2.0565 | 2.1878 | 2.262 | 2.2952
Portfolio Adjusted1-in-10Size: Over 200kWAll2017Typical Event Day | Portfolio Adjusted | 1-in-10 | Size: Over 200kW | All | 2017 | Typical Event Day | 8 | 141.4578 | 136.8567 | 132.901 | 133.6171 | 143.38 | 168.8267 | 197.4684 | 217.4904 | 232.0559 | 241.5259 | 250.5917 | 252.877 | 249.7816 | 250.9401 | 244.7712 | 232.8251 | 218.2034 | 203.3684 | 192.5351 | 187.8438 | 183.8295 | 174.4308 | 161.9897 | 154.198 | -0.46478 | -0.33753 | -0.31672 | -0.47397 | -0.73499 | -0.91122 | -0.76114 | -0.86771 | -0.23686 | 0.065689 | -0.61216 | -0.39545 | 0.21872 | 2.2454 | 7.8597 | 7.6934 | 6.9111 | 6.0764 | 2.2408 | 0.22353 | -0.19946 | -0.42514 | -0.81827 | -0.89192 | 74.8583 | 73.8119 | 72.8405 | 72.0797 | 71.234 | 70.5211 | 70.1738 | 70.5741 | 73.335 | 77.8547 | 82.5661 | 86.7887 | 89.8451 | 92.1063 | 93.4039 | 93.6949 | 93.7432 | 92.7105 | 91.2603 | 88.8737 | 85.1826 | 81.7447 | 79.4153 | 77.6629 | 2.6695 | 2.2556 | 2.4487 | 2.6172 | 3.0204 | 2.6201 | 2.408 | 2.4791 | 2.7287 | 2.7714 | 2.8192 | 3.1856 | 3.1197 | 3.3339 | 3.444 | 3.3558 | 3.1851 | 2.8146 | 2.5129 | 2.4912 | 2.4086 | 2.5432 | 2.6114 | 2.6594
Portfolio Adjusted1-in-10Size: Over 200kWAll2018January Monthly Peak | Portfolio Adjusted | 1-in-10 | Size: Over 200kW | All | 2018 | January Monthly Peak | 1 | 117.4174 | 113.9214 | 110.8692 | 111.3969 | 121.0033 | 145.4744 | 174.2942 | 190.4659 | 199.9738 | 200.0248 | 200.3246 | 197.1865 | 190.9072 | 188.4521 | 180.4908 | 170.8422 | 162.6996 | 161.0556 | 157.9742 | 152.7846 | 147.1465 | 141.4731 | 132.5214 | 126.2186 | 0.38683 | 0.03813 | 0.1325 | -0.056106 | -0.18201 | -0.66375 | -0.0052815 | 0.059834 | -0.29108 | -0.23435 | 0.022684 | 0.30935 | 0.63011 | 1.8847 | 6.099 | 5.7111 | 5.0761 | 4.6169 | 0.93848 | -0.088115 | -0.57106 | -0.6517 | -0.53635 | -0.78218 | 42.2816 | 42.0876 | 41.3999 | 40.7397 | 40.2972 | 39.8261 | 39.3452 | 38.9851 | 39.5569 | 42.3096 | 44.9889 | 47.3626 | 49.0016 | 50.1232 | 51.0596 | 51.3796 | 50.9981 | 49.8765 | 48.0611 | 46.9737 | 45.9926 | 45.591 | 45.0681 | 44.4398 | 2.3297 | 1.9797 | 2.1544 | 2.3158 | 2.7344 | 2.4066 | 2.2736 | 2.3258 | 2.5174 | 2.4457 | 2.397 | 2.651 | 2.5404 | 2.6721 | 2.7192 | 2.6547 | 2.5892 | 2.4209 | 2.2136 | 2.1726 | 2.0494 | 2.1792 | 2.2607 | 2.299
Portfolio Adjusted1-in-10Size: Over 200kWAll2018February Monthly Peak | Portfolio Adjusted | 1-in-10 | Size: Over 200kW | All | 2018 | February Monthly Peak | 2 | 119.1244 | 115.5055 | 112.2568 | 112.8339 | 121.7112 | 145.3204 | 173.0538 | 187.6318 | 196.6726 | 198.5873 | 201.6163 | 202.0386 | 198.8473 | 199.0922 | 193.1439 | 181.9741 | 171.5257 | 166.3385 | 163.0218 | 156.9401 | 151.068 | 144.102 | 134.2184 | 127.5131 | 0.38514 | 0.031368 | 0.13338 | -0.058344 | -0.18813 | -0.6602 | -0.0042879 | 0.064425 | -0.2853 | -0.23117 | 0.027145 | 0.32428 | 0.66521 | 1.978 | 6.4831 | 6.0506 | 5.3281 | 4.7535 | 0.97813 | -0.080864 | -0.57805 | -0.65971 | -0.54402 | -0.78974 | 48.7514 | 48.3525 | 47.9156 | 47.3329 | 46.9353 | 46.5044 | 45.8902 | 46.1565 | 47.4231 | 50.9059 | 54.351 | 57.5515 | 59.4679 | 60.4616 | 61.0823 | 61.2986 | 60.3081 | 59.324 | 57.4117 | 55.3677 | 54.0252 | 52.7413 | 51.7615 | 50.3801 | 2.3552 | 2.0011 | 2.1788 | 2.3427 | 2.7393 | 2.397 | 2.2502 | 2.2797 | 2.4629 | 2.4193 | 2.4062 | 2.7042 | 2.6414 | 2.8222 | 2.9188 | 2.8303 | 2.7246 | 2.4945 | 2.2771 | 2.2282 | 2.1023 | 2.2179 | 2.2869 | 2.3153
Portfolio Adjusted1-in-10Size: Over 200kWAll2018March Monthly Peak | Portfolio Adjusted | 1-in-10 | Size: Over 200kW | All | 2018 | March Monthly Peak | 3 | 124.784 | 120.7949 | 116.9265 | 117.0163 | 125.2472 | 148.2669 | 176.6263 | 192.0928 | 201.5816 | 206.7167 | 213.7411 | 216.8995 | 216.5532 | 218.4929 | 213.4338 | 201.866 | 189.3331 | 178.5158 | 171.7479 | 168.8705 | 162.6585 | 153.9502 | 142.8987 | 135.0816 | 0.40611 | 0.036691 | 0.13829 | -0.060227 | -0.19764 | -0.67214 | -0.005284 | 0.066904 | -0.29219 | -0.23715 | 0.034434 | 0.35704 | 0.73669 | 2.176 | 7.1529 | 6.7016 | 5.8854 | 5.1061 | 1.0451 | -0.070884 | -0.61067 | -0.6926 | -0.57357 | -0.83493 | 60.5368 | 59.2285 | 58.3491 | 57.7841 | 56.7498 | 55.7556 | 55.0974 | 55.752 | 59.1714 | 64.0049 | 69.1301 | 73.5118 | 76.5073 | 78.1015 | 78.7799 | 79.306 | 78.8725 | 77.4663 | 74.8317 | 71.3895 | 68.3176 | 65.4753 | 63.2181 | 61.4578 | 2.4668 | 2.0934 | 2.2681 | 2.4279 | 2.8111 | 2.4397 | 2.29 | 2.3269 | 2.5146 | 2.5126 | 2.5451 | 2.8895 | 2.8686 | 3.084 | 3.2079 | 3.1214 | 2.9804 | 2.6575 | 2.3891 | 2.3906 | 2.2606 | 2.3677 | 2.4327 | 2.4503
Portfolio Adjusted1-in-10Size: Over 200kWAll2018April Monthly Peak | Portfolio Adjusted | 1-in-10 | Size: Over 200kW | All | 2018 | April Monthly Peak | 4 | 128.2611 | 124.2703 | 120.4879 | 120.728 | 129.5495 | 153.0577 | 179.4577 | 197.5999 | 211.231 | 220.2398 | 229.9653 | 233.7106 | 233.8911 | 235.5064 | 229.6604 | 217.2296 | 203.2395 | 189.5121 | 178.2655 | 175.7926 | 170.7217 | 161.3877 | 149.5008 | 141.2453 | 0.037293 | -0.088689 | -0.038161 | -0.22568 | -0.4139 | -0.71186 | -0.31946 | -0.37131 | -0.2845 | -0.14099 | -0.2886 | -0.026577 | 0.45478 | 2.2112 | 7.4644 | 7.142 | 6.3591 | 5.5262 | 1.5829 | 0.10045 | -0.37012 | -0.52064 | -0.64962 | -0.83304 | 70.5455 | 69.1262 | 67.5765 | 66.3205 | 65.3571 | 64.4415 | 63.8003 | 63.8899 | 66.9776 | 72.5344 | 78.1632 | 83.4896 | 86.9455 | 88.8975 | 89.6083 | 89.9885 | 89.7788 | 88.8727 | 87.0496 | 83.319 | 78.5877 | 74.7755 | 72.21 | 70.2695 | 2.3858 | 2.0276 | 2.2001 | 2.3586 | 2.7333 | 2.3724 | 2.1878 | 2.2516 | 2.4836 | 2.5257 | 2.582 | 2.9293 | 2.9156 | 3.1251 | 3.2405 | 3.1495 | 2.9947 | 2.6402 | 2.3272 | 2.337 | 2.2347 | 2.3412 | 2.3971 | 2.412
Portfolio Adjusted1-in-10Size: Over 200kWAll2018May Monthly Peak | Portfolio Adjusted | 1-in-10 | Size: Over 200kW | All | 2018 | May Monthly Peak | 5 | 128.7025 | 124.761 | 121.2167 | 121.5781 | 131.0015 | 155.1021 | 180.5689 | 201.7362 | 217.102 | 227.4258 | 237.5327 | 240.9362 | 240.2566 | 241.4425 | 235.3346 | 221.9712 | 207.3189 | 192.5933 | 180.6376 | 175.8396 | 172.4391 | 163.3625 | 151.4759 | 143.5251 | -0.14312 | -0.19361 | -0.14465 | -0.30927 | -0.51873 | -0.78904 | -0.46352 | -0.51123 | -0.25417 | -0.04805 | -0.37657 | -0.11449 | 0.41823 | 2.2513 | 7.6773 | 7.3563 | 6.5364 | 5.6859 | 1.7793 | 0.13313 | -0.32712 | -0.50354 | -0.7099 | -0.85107 | 70.8229 | 69.5077 | 68.1184 | 67.2017 | 66.4452 | 65.5485 | 65.3535 | 65.6766 | 69.1584 | 75.0838 | 80.7167 | 85.0011 | 87.9415 | 89.9135 | 91.3457 | 91.9804 | 91.6688 | 90.6587 | 88.745 | 86.0994 | 82.6763 | 78.809 | 75.9943 | 73.6998 | 2.3889 | 2.0291 | 2.2048 | 2.3642 | 2.7494 | 2.3917 | 2.1905 | 2.2876 | 2.5373 | 2.5931 | 2.6525 | 3.0096 | 2.9792 | 3.1846 | 3.2958 | 3.1921 | 3.0299 | 2.662 | 2.3442 | 2.3208 | 2.2434 | 2.3611 | 2.4201 | 2.4474
Portfolio Adjusted1-in-10Size: Over 200kWAll2018June Monthly Peak | Portfolio Adjusted | 1-in-10 | Size: Over 200kW | All | 2018 | June Monthly Peak | 6 | 135.6971 | 131.4614 | 127.3994 | 127.6457 | 136.4788 | 159.1978 | 184.1884 | 204.2294 | 217.9659 | 226.8391 | 235.8832 | 237.7737 | 234.0077 | 234.3381 | 228.4309 | 218.4766 | 205.921 | 192.5395 | 183.3055 | 178.0829 | 175.7599 | 167.5223 | 155.3141 | 147.7925 | -0.1544 | -0.19476 | -0.14775 | -0.34149 | -0.56505 | -0.79594 | -0.47313 | -0.51133 | -0.25274 | -0.041619 | -0.39166 | -0.10308 | 0.43233 | 2.222 | 7.5023 | 7.2979 | 6.5542 | 5.7414 | 1.875 | 0.1999 | -0.28867 | -0.49117 | -0.71894 | -0.87032 | 71.4805 | 70.2038 | 69.1174 | 68.1123 | 66.9627 | 66.0152 | 65.7339 | 66.8789 | 70.2684 | 75.0623 | 80.0966 | 84.3314 | 87.0654 | 89.1446 | 90.5042 | 90.9715 | 91.5067 | 90.7619 | 89.5865 | 87.5341 | 83.8284 | 79.7366 | 77.1317 | 75.1191 | 2.5402 | 2.1524 | 2.3287 | 2.4819 | 2.8533 | 2.4535 | 2.2304 | 2.3092 | 2.5421 | 2.5825 | 2.6332 | 2.9698 | 2.8991 | 3.0864 | 3.1869 | 3.1265 | 2.9956 | 2.6563 | 2.3795 | 2.348 | 2.2869 | 2.4242 | 2.4849 | 2.5281
Portfolio Adjusted1-in-10Size: Over 200kWAll2018July Monthly Peak | Portfolio Adjusted | 1-in-10 | Size: Over 200kW | All | 2018 | July Monthly Peak | 7 | 138.2939 | 134.1219 | 130.7929 | 130.881 | 140.3936 | 164.6157 | 190.5934 | 209.2254 | 221.7596 | 230.2352 | 238.4847 | 239.7158 | 236.0457 | 236.7132 | 231.2655 | 221.8409 | 209.9231 | 197.2808 | 187.4351 | 182.1295 | 179.6056 | 171.289 | 158.9234 | 150.9368 | -0.32954 | -0.26257 | -0.23808 | -0.41983 | -0.66726 | -0.84086 | -0.63251 | -0.72062 | -0.24344 | 0.011459 | -0.52625 | -0.28275 | 0.28899 | 2.1795 | 7.4991 | 7.3759 | 6.689 | 5.9163 | 2.1099 | 0.24066 | -0.20599 | -0.4305 | -0.76646 | -0.87157 | 73.828 | 72.9356 | 72.0508 | 71.2916 | 70.6453 | 70.0846 | 69.7478 | 70.09 | 72.9721 | 77.4718 | 82.0195 | 85.5022 | 87.7578 | 89.5174 | 91.1074 | 91.6338 | 92.2063 | 91.2118 | 89.3584 | 87.2008 | 84.0591 | 81.1057 | 79.0752 | 77.6383 | 2.599 | 2.2025 | 2.4003 | 2.5519 | 2.9414 | 2.5423 | 2.3121 | 2.3699 | 2.5906 | 2.6265 | 2.6676 | 3.0011 | 2.9265 | 3.1206 | 3.225 | 3.1708 | 3.0463 | 2.72 | 2.4352 | 2.4052 | 2.3431 | 2.4863 | 2.5515 | 2.5929
Portfolio Adjusted1-in-10Size: Over 200kWAll2018August Monthly Peak | Portfolio Adjusted | 1-in-10 | Size: Over 200kW | All | 2018 | August Monthly Peak | 8 | 141.9017 | 137.2986 | 133.3859 | 134.1168 | 143.9365 | 169.497 | 198.2581 | 218.673 | 233.7592 | 243.7544 | 253.2229 | 255.6858 | 252.6533 | 253.7612 | 247.4835 | 235.3666 | 220.5417 | 205.4272 | 194.2134 | 189.3875 | 185.1802 | 175.6385 | 163.0507 | 155.1412 | -0.62139 | -0.43421 | -0.41308 | -0.53456 | -0.80668 | -0.98602 | -0.88805 | -0.98998 | -0.20707 | 0.14842 | -0.66592 | -0.48067 | 0.16152 | 2.2212 | 7.9131 | 7.7638 | 6.9607 | 6.1333 | 2.3475 | 0.19289 | -0.2038 | -0.4327 | -0.87656 | -0.90613 | 75.8354 | 74.9827 | 74.1068 | 73.367 | 72.7545 | 72.2175 | 71.8182 | 71.9146 | 74.4983 | 78.7721 | 83.0581 | 87.2767 | 90.5511 | 93.0092 | 94.2445 | 94.434 | 94.0862 | 92.9657 | 91.891 | 89.3648 | 85.347 | 82.1013 | 79.8722 | 78.101 | 2.7049 | 2.2842 | 2.4804 | 2.6472 | 3.051 | 2.6497 | 2.434 | 2.5075 | 2.7641 | 2.8135 | 2.8673 | 3.2453 | 3.1737 | 3.3888 | 3.4948 | 3.4035 | 3.2284 | 2.8558 | 2.5519 | 2.5267 | 2.4437 | 2.5826 | 2.651 | 2.7012
Portfolio Adjusted1-in-10Size: Over 200kWAll2018September Monthly Peak | Portfolio Adjusted | 1-in-10 | Size: Over 200kW | All | 2018 | September Monthly Peak | 9 | 141.2071 | 137.3821 | 133.9592 | 134.7561 | 145.2026 | 171.0094 | 201.789 | 224.2165 | 244.3854 | 257.2365 | 268.0604 | 270.9071 | 267.4381 | 268.4817 | 261.0147 | 246.3492 | 229.1493 | 212.134 | 200.0471 | 196.9761 | 188.785 | 178.9017 | 164.72 | 156.1839 | -0.73917 | -0.44753 | -0.46336 | -0.58126 | -0.86731 | -0.96199 | -1.0137 | -1.2285 | -0.23427 | 0.14689 | -0.87935 | -0.74727 | -0.051048 | 2.2484 | 8.1504 | 8.0225 | 7.2062 | 6.3282 | 2.5908 | 0.24506 | -0.093838 | -0.34223 | -0.89416 | -0.88609 | 78.2896 | 77.1255 | 76.0871 | 75.5477 | 74.5736 | 73.7672 | 73.3954 | 73.4129 | 75.6012 | 80.1125 | 85.0901 | 90.0443 | 94.0062 | 96.7542 | 97.7594 | 97.7402 | 97.1735 | 95.9028 | 94.2054 | 91.3952 | 87.496 | 84.0353 | 81.5822 | 79.7932 | 2.7489 | 2.3369 | 2.5474 | 2.7275 | 3.173 | 2.7443 | 2.5483 | 2.6488 | 2.9827 | 3.0618 | 3.1216 | 3.5279 | 3.4559 | 3.6925 | 3.8113 | 3.6849 | 3.4701 | 3.04 | 2.6989 | 2.6983 | 2.5544 | 2.6935 | 2.7435 | 2.7835
Portfolio Adjusted1-in-10Size: Over 200kWAll2018October Monthly Peak | Portfolio Adjusted | 1-in-10 | Size: Over 200kW | All | 2018 | October Monthly Peak | 10 | 135.5788 | 131.4682 | 127.2595 | 127.1508 | 136.493 | 160.8899 | 190.5589 | 209.0056 | 224.8564 | 236.5692 | 247.7971 | 252.5214 | 252.0849 | 253.7821 | 247.37 | 233.2445 | 216.5825 | 201.2735 | 193.4983 | 187.0241 | 178.4018 | 168.7141 | 156.1509 | 147.5669 | -0.2084 | -0.21655 | -0.18093 | -0.34064 | -0.56004 | -0.82296 | -0.54948 | -0.63049 | -0.26604 | -0.042488 | -0.45572 | -0.22894 | 0.32912 | 2.2957 | 7.9544 | 7.6559 | 6.7847 | 5.9142 | 1.9556 | 0.12446 | -0.31718 | -0.49524 | -0.74363 | -0.86627 | 73.8522 | 73.2606 | 72.5985 | 71.3208 | 70.3296 | 69.5877 | 69.2596 | 69.0202 | 69.9486 | 73.5434 | 78.08 | 82.9005 | 86.7234 | 89.1722 | 90.1717 | 90.2498 | 89.344 | 87.6142 | 84.9536 | 81.689 | 78.6211 | 76.6208 | 75.1306 | 73.7892 | 2.5236 | 2.1412 | 2.3151 | 2.4704 | 2.866 | 2.4809 | 2.3142 | 2.3733 | 2.634 | 2.7026 | 2.769 | 3.1546 | 3.1309 | 3.3541 | 3.4761 | 3.367 | 3.1711 | 2.7867 | 2.5104 | 2.4665 | 2.3208 | 2.4361 | 2.4942 | 2.5173
Portfolio Adjusted1-in-10Size: Over 200kWAll2018November Monthly Peak | Portfolio Adjusted | 1-in-10 | Size: Over 200kW | All | 2018 | November Monthly Peak | 11 | 125.8587 | 122.1116 | 118.2657 | 118.2733 | 127.306 | 150.5975 | 176.1651 | 192.2245 | 203.6208 | 210.4234 | 217.7097 | 220.1401 | 218.9983 | 219.9905 | 213.5242 | 201.1561 | 189.6703 | 182.986 | 173.903 | 166.9758 | 160.2339 | 152.0625 | 141.8356 | 135.0371 | 0.42177 | 0.047874 | 0.15017 | -0.05904 | -0.20066 | -0.68256 | -0.0035021 | 0.068508 | -0.29486 | -0.24224 | 0.035406 | 0.36247 | 0.74537 | 2.1986 | 7.1755 | 6.6975 | 5.914 | 5.2633 | 1.0669 | -0.059191 | -0.59175 | -0.67595 | -0.56031 | -0.82927 | 63.6276 | 62.3532 | 61.5806 | 60.4774 | 59.5841 | 58.8258 | 58.4959 | 58.8374 | 60.9339 | 65.2122 | 70.5375 | 74.7603 | 77.4806 | 79.0699 | 80.0744 | 80.0987 | 78.8158 | 76.4632 | 73.8534 | 71.1428 | 69.0111 | 67.3974 | 65.8146 | 64.9734 | 2.4983 | 2.1221 | 2.3006 | 2.4516 | 2.8487 | 2.4794 | 2.2842 | 2.3275 | 2.5394 | 2.5556 | 2.5898 | 2.9327 | 2.8991 | 3.1018 | 3.203 | 3.1051 | 2.983 | 2.7171 | 2.415 | 2.3565 | 2.2236 | 2.3404 | 2.4166 | 2.4572
Portfolio Adjusted1-in-10Size: Over 200kWAll2018December Monthly Peak | Portfolio Adjusted | 1-in-10 | Size: Over 200kW | All | 2018 | December Monthly Peak | 12 | 118.7444 | 114.9233 | 111.8628 | 111.5332 | 120.3367 | 143.6111 | 170.7797 | 185.5355 | 194.6448 | 196.2551 | 197.0488 | 194.2324 | 188.9462 | 186.9686 | 179.7573 | 170.7603 | 164.587 | 162.3029 | 158.2084 | 153.2969 | 147.754 | 142.0257 | 132.5674 | 125.9075 | 0.39977 | 0.045693 | 0.14207 | -0.053967 | -0.17931 | -0.64963 | 0.00054554 | 0.063568 | -0.28233 | -0.2301 | 0.023463 | 0.30585 | 0.62244 | 1.868 | 6.0716 | 5.712 | 5.1432 | 4.6677 | 0.94834 | -0.08083 | -0.56886 | -0.65211 | -0.53585 | -0.77953 | 44.8587 | 44.1959 | 43.5293 | 43.1039 | 42.6255 | 41.8128 | 41.9104 | 41.9686 | 42.7153 | 44.804 | 47.375 | 49.5205 | 50.8156 | 51.172 | 51.4927 | 51.6458 | 51.113 | 49.7643 | 48.1349 | 47.1746 | 46.3125 | 45.4561 | 44.867 | 44.4152 | 2.3625 | 2.0006 | 2.1799 | 2.3167 | 2.7087 | 2.3731 | 2.2223 | 2.2582 | 2.4422 | 2.394 | 2.3541 | 2.6095 | 2.5162 | 2.653 | 2.7117 | 2.6529 | 2.6132 | 2.4303 | 2.2116 | 2.1757 | 2.0565 | 2.1878 | 2.262 | 2.2952
Portfolio Adjusted1-in-10Size: Over 200kWAll2018Typical Event Day | Portfolio Adjusted | 1-in-10 | Size: Over 200kW | All | 2018 | Typical Event Day | 8 | 141.4578 | 136.8567 | 132.901 | 133.6171 | 143.38 | 168.8267 | 197.4684 | 217.4904 | 232.0559 | 241.5259 | 250.5917 | 252.877 | 249.7816 | 250.9401 | 244.7712 | 232.8251 | 218.2034 | 203.3684 | 192.5351 | 187.8438 | 183.8295 | 174.4308 | 161.9897 | 154.198 | -0.46478 | -0.33753 | -0.31672 | -0.47397 | -0.73499 | -0.91122 | -0.76114 | -0.86771 | -0.23686 | 0.065689 | -0.61215 | -0.39545 | 0.21872 | 2.2454 | 7.8597 | 7.6934 | 6.9111 | 6.0764 | 2.2408 | 0.22353 | -0.19946 | -0.42514 | -0.81827 | -0.89192 | 74.8583 | 73.8119 | 72.8405 | 72.0797 | 71.234 | 70.5211 | 70.1738 | 70.5741 | 73.335 | 77.8547 | 82.5661 | 86.7887 | 89.8451 | 92.1063 | 93.4039 | 93.6949 | 93.7432 | 92.7105 | 91.2603 | 88.8737 | 85.1826 | 81.7447 | 79.4153 | 77.6629 | 2.6695 | 2.2556 | 2.4487 | 2.6172 | 3.0204 | 2.6201 | 2.408 | 2.4791 | 2.7287 | 2.7714 | 2.8192 | 3.1856 | 3.1197 | 3.3339 | 3.444 | 3.3558 | 3.1851 | 2.8146 | 2.5129 | 2.4912 | 2.4086 | 2.5432 | 2.6114 | 2.6594
Portfolio Adjusted1-in-10Size: Over 200kWAll2019January Monthly Peak | Portfolio Adjusted | 1-in-10 | Size: Over 200kW | All | 2019 | January Monthly Peak | 1 | 117.4174 | 113.9214 | 110.8692 | 111.3969 | 121.0033 | 145.4744 | 174.2942 | 190.4659 | 199.9738 | 200.0249 | 200.3246 | 197.1865 | 190.9072 | 188.4521 | 180.4908 | 170.8422 | 162.6996 | 161.0556 | 157.9742 | 152.7846 | 147.1465 | 141.4731 | 132.5214 | 126.2186 | 0.38683 | 0.03813 | 0.1325 | -0.056106 | -0.18201 | -0.66375 | -0.0052815 | 0.059834 | -0.29108 | -0.23435 | 0.022684 | 0.30935 | 0.63011 | 1.8847 | 6.099 | 5.7111 | 5.0761 | 4.6169 | 0.93848 | -0.088115 | -0.57106 | -0.6517 | -0.53635 | -0.78218 | 42.2816 | 42.0876 | 41.3999 | 40.7397 | 40.2972 | 39.8261 | 39.3452 | 38.9851 | 39.5569 | 42.3096 | 44.9889 | 47.3626 | 49.0016 | 50.1232 | 51.0596 | 51.3796 | 50.9981 | 49.8765 | 48.0611 | 46.9737 | 45.9926 | 45.591 | 45.0681 | 44.4398 | 2.3297 | 1.9797 | 2.1544 | 2.3158 | 2.7344 | 2.4066 | 2.2736 | 2.3258 | 2.5174 | 2.4457 | 2.397 | 2.651 | 2.5404 | 2.6721 | 2.7192 | 2.6547 | 2.5892 | 2.4209 | 2.2136 | 2.1726 | 2.0494 | 2.1792 | 2.2607 | 2.299
Portfolio Adjusted1-in-10Size: Over 200kWAll2019February Monthly Peak | Portfolio Adjusted | 1-in-10 | Size: Over 200kW | All | 2019 | February Monthly Peak | 2 | 119.1244 | 115.5055 | 112.2568 | 112.8339 | 121.7112 | 145.3204 | 173.0538 | 187.6318 | 196.6726 | 198.5873 | 201.6163 | 202.0386 | 198.8473 | 199.0922 | 193.1439 | 181.9742 | 171.5257 | 166.3385 | 163.0218 | 156.9401 | 151.068 | 144.102 | 134.2184 | 127.5131 | 0.38514 | 0.031368 | 0.13338 | -0.058344 | -0.18813 | -0.6602 | -0.0042879 | 0.064425 | -0.2853 | -0.23117 | 0.027145 | 0.32428 | 0.66521 | 1.978 | 6.4831 | 6.0506 | 5.3281 | 4.7535 | 0.97813 | -0.080864 | -0.57805 | -0.65971 | -0.54402 | -0.78974 | 48.7514 | 48.3525 | 47.9156 | 47.3329 | 46.9353 | 46.5044 | 45.8902 | 46.1565 | 47.4231 | 50.9059 | 54.351 | 57.5515 | 59.4679 | 60.4616 | 61.0823 | 61.2986 | 60.3081 | 59.324 | 57.4117 | 55.3677 | 54.0252 | 52.7413 | 51.7615 | 50.3801 | 2.3552 | 2.0011 | 2.1788 | 2.3427 | 2.7393 | 2.397 | 2.2502 | 2.2797 | 2.4629 | 2.4193 | 2.4062 | 2.7042 | 2.6414 | 2.8222 | 2.9188 | 2.8303 | 2.7246 | 2.4945 | 2.2771 | 2.2282 | 2.1023 | 2.2179 | 2.2869 | 2.3153
Portfolio Adjusted1-in-10Size: Over 200kWAll2019March Monthly Peak | Portfolio Adjusted | 1-in-10 | Size: Over 200kW | All | 2019 | March Monthly Peak | 3 | 124.784 | 120.7949 | 116.9265 | 117.0163 | 125.2472 | 148.2669 | 176.6263 | 192.0928 | 201.5816 | 206.7167 | 213.7411 | 216.8995 | 216.5532 | 218.4929 | 213.4338 | 201.866 | 189.3331 | 178.5159 | 171.7479 | 168.8705 | 162.6585 | 153.9502 | 142.8987 | 135.0816 | 0.40611 | 0.036691 | 0.13829 | -0.060227 | -0.19764 | -0.67214 | -0.0052841 | 0.066904 | -0.29219 | -0.23715 | 0.034434 | 0.35704 | 0.73669 | 2.176 | 7.1529 | 6.7016 | 5.8854 | 5.1061 | 1.0451 | -0.070884 | -0.61067 | -0.6926 | -0.57357 | -0.83493 | 60.5368 | 59.2285 | 58.3491 | 57.7841 | 56.7498 | 55.7556 | 55.0974 | 55.752 | 59.1714 | 64.0048 | 69.1301 | 73.5118 | 76.5073 | 78.1015 | 78.7799 | 79.306 | 78.8725 | 77.4663 | 74.8317 | 71.3895 | 68.3176 | 65.4753 | 63.2181 | 61.4578 | 2.4668 | 2.0934 | 2.2681 | 2.4279 | 2.8111 | 2.4397 | 2.29 | 2.3269 | 2.5146 | 2.5126 | 2.5451 | 2.8895 | 2.8686 | 3.084 | 3.2079 | 3.1214 | 2.9804 | 2.6575 | 2.3891 | 2.3906 | 2.2606 | 2.3677 | 2.4327 | 2.4503
Portfolio Adjusted1-in-10Size: Over 200kWAll2019April Monthly Peak | Portfolio Adjusted | 1-in-10 | Size: Over 200kW | All | 2019 | April Monthly Peak | 4 | 128.2611 | 124.2703 | 120.4879 | 120.728 | 129.5495 | 153.0577 | 179.4578 | 197.5999 | 211.231 | 220.2398 | 229.9653 | 233.7106 | 233.8911 | 235.5064 | 229.6604 | 217.2296 | 203.2395 | 189.5121 | 178.2655 | 175.7926 | 170.7217 | 161.3877 | 149.5008 | 141.2453 | 0.037293 | -0.088689 | -0.038161 | -0.22568 | -0.4139 | -0.71186 | -0.31946 | -0.37131 | -0.2845 | -0.14099 | -0.2886 | -0.026577 | 0.45478 | 2.2112 | 7.4644 | 7.142 | 6.3591 | 5.5262 | 1.5829 | 0.10045 | -0.37012 | -0.52064 | -0.64962 | -0.83304 | 70.5455 | 69.1262 | 67.5765 | 66.3205 | 65.3571 | 64.4415 | 63.8003 | 63.8899 | 66.9776 | 72.5344 | 78.1632 | 83.4896 | 86.9455 | 88.8975 | 89.6083 | 89.9885 | 89.7788 | 88.8727 | 87.0496 | 83.319 | 78.5877 | 74.7755 | 72.21 | 70.2695 | 2.3858 | 2.0276 | 2.2001 | 2.3586 | 2.7333 | 2.3724 | 2.1878 | 2.2516 | 2.4836 | 2.5257 | 2.582 | 2.9293 | 2.9156 | 3.1251 | 3.2405 | 3.1495 | 2.9947 | 2.6402 | 2.3272 | 2.337 | 2.2347 | 2.3412 | 2.3971 | 2.412
Portfolio Adjusted1-in-10Size: Over 200kWAll2019May Monthly Peak | Portfolio Adjusted | 1-in-10 | Size: Over 200kW | All | 2019 | May Monthly Peak | 5 | 128.7025 | 124.761 | 121.2167 | 121.5781 | 131.0015 | 155.1021 | 180.5689 | 201.7362 | 217.102 | 227.4258 | 237.5327 | 240.9362 | 240.2566 | 241.4425 | 235.3346 | 221.9713 | 207.3189 | 192.5933 | 180.6376 | 175.8396 | 172.4391 | 163.3625 | 151.4759 | 143.5251 | -0.14312 | -0.19361 | -0.14465 | -0.30927 | -0.51873 | -0.78904 | -0.46352 | -0.51123 | -0.25417 | -0.04805 | -0.37657 | -0.11449 | 0.41823 | 2.2513 | 7.6773 | 7.3563 | 6.5364 | 5.6859 | 1.7793 | 0.13313 | -0.32712 | -0.50354 | -0.7099 | -0.85107 | 70.8229 | 69.5077 | 68.1184 | 67.2017 | 66.4452 | 65.5485 | 65.3535 | 65.6767 | 69.1584 | 75.0838 | 80.7167 | 85.0011 | 87.9415 | 89.9135 | 91.3457 | 91.9804 | 91.6688 | 90.6587 | 88.745 | 86.0994 | 82.6763 | 78.809 | 75.9943 | 73.6998 | 2.3889 | 2.0291 | 2.2048 | 2.3642 | 2.7494 | 2.3917 | 2.1905 | 2.2876 | 2.5373 | 2.5931 | 2.6525 | 3.0096 | 2.9792 | 3.1846 | 3.2958 | 3.1921 | 3.0299 | 2.662 | 2.3442 | 2.3208 | 2.2434 | 2.3611 | 2.4201 | 2.4474
Portfolio Adjusted1-in-10Size: Over 200kWAll2019June Monthly Peak | Portfolio Adjusted | 1-in-10 | Size: Over 200kW | All | 2019 | June Monthly Peak | 6 | 135.6972 | 131.4614 | 127.3994 | 127.6457 | 136.4788 | 159.1978 | 184.1884 | 204.2294 | 217.9659 | 226.8391 | 235.8832 | 237.7737 | 234.0077 | 234.3381 | 228.4309 | 218.4766 | 205.921 | 192.5395 | 183.3055 | 178.0829 | 175.7599 | 167.5223 | 155.3141 | 147.7925 | -0.1544 | -0.19476 | -0.14775 | -0.34149 | -0.56505 | -0.79594 | -0.47313 | -0.51133 | -0.25274 | -0.041619 | -0.39166 | -0.10308 | 0.43233 | 2.222 | 7.5023 | 7.2979 | 6.5542 | 5.7414 | 1.875 | 0.1999 | -0.28867 | -0.49117 | -0.71894 | -0.87032 | 71.4805 | 70.2038 | 69.1174 | 68.1123 | 66.9627 | 66.0152 | 65.7339 | 66.8789 | 70.2684 | 75.0623 | 80.0966 | 84.3314 | 87.0654 | 89.1446 | 90.5042 | 90.9715 | 91.5067 | 90.7619 | 89.5865 | 87.5341 | 83.8284 | 79.7366 | 77.1317 | 75.1191 | 2.5402 | 2.1524 | 2.3287 | 2.4819 | 2.8533 | 2.4535 | 2.2304 | 2.3092 | 2.5421 | 2.5825 | 2.6332 | 2.9698 | 2.8991 | 3.0864 | 3.1869 | 3.1265 | 2.9956 | 2.6563 | 2.3795 | 2.348 | 2.2869 | 2.4242 | 2.4849 | 2.5281
Portfolio Adjusted1-in-10Size: Over 200kWAll2019July Monthly Peak | Portfolio Adjusted | 1-in-10 | Size: Over 200kW | All | 2019 | July Monthly Peak | 7 | 138.2939 | 134.1219 | 130.7929 | 130.881 | 140.3936 | 164.6157 | 190.5934 | 209.2254 | 221.7596 | 230.2352 | 238.4847 | 239.7157 | 236.0457 | 236.7132 | 231.2656 | 221.8409 | 209.9231 | 197.2808 | 187.4351 | 182.1295 | 179.6056 | 171.289 | 158.9234 | 150.9368 | -0.32954 | -0.26257 | -0.23808 | -0.41983 | -0.66726 | -0.84086 | -0.63251 | -0.72062 | -0.24344 | 0.011459 | -0.52625 | -0.28275 | 0.28899 | 2.1795 | 7.4991 | 7.3759 | 6.689 | 5.9163 | 2.1099 | 0.24066 | -0.20599 | -0.4305 | -0.76646 | -0.87157 | 73.828 | 72.9356 | 72.0508 | 71.2916 | 70.6453 | 70.0846 | 69.7478 | 70.09 | 72.9721 | 77.4718 | 82.0195 | 85.5022 | 87.7578 | 89.5174 | 91.1074 | 91.6338 | 92.2063 | 91.2118 | 89.3584 | 87.2008 | 84.0591 | 81.1057 | 79.0752 | 77.6383 | 2.599 | 2.2025 | 2.4003 | 2.5519 | 2.9414 | 2.5423 | 2.3121 | 2.3699 | 2.5906 | 2.6265 | 2.6676 | 3.0011 | 2.9265 | 3.1206 | 3.225 | 3.1708 | 3.0463 | 2.72 | 2.4352 | 2.4052 | 2.3431 | 2.4863 | 2.5515 | 2.593
Portfolio Adjusted1-in-10Size: Over 200kWAll2019August Monthly Peak | Portfolio Adjusted | 1-in-10 | Size: Over 200kW | All | 2019 | August Monthly Peak | 8 | 141.9017 | 137.2986 | 133.3859 | 134.1168 | 143.9365 | 169.497 | 198.2581 | 218.673 | 233.7592 | 243.7544 | 253.2229 | 255.6858 | 252.6533 | 253.7612 | 247.4835 | 235.3666 | 220.5417 | 205.4272 | 194.2134 | 189.3875 | 185.1802 | 175.6385 | 163.0507 | 155.1412 | -0.62139 | -0.43421 | -0.41308 | -0.53456 | -0.80668 | -0.98602 | -0.88805 | -0.98998 | -0.20707 | 0.14842 | -0.66592 | -0.48067 | 0.16152 | 2.2212 | 7.9131 | 7.7638 | 6.9607 | 6.1333 | 2.3475 | 0.19289 | -0.2038 | -0.4327 | -0.87656 | -0.90613 | 75.8354 | 74.9827 | 74.1068 | 73.367 | 72.7545 | 72.2175 | 71.8182 | 71.9146 | 74.4983 | 78.7721 | 83.0581 | 87.2767 | 90.5511 | 93.0092 | 94.2445 | 94.434 | 94.0862 | 92.9657 | 91.891 | 89.3648 | 85.347 | 82.1013 | 79.8722 | 78.101 | 2.7049 | 2.2842 | 2.4804 | 2.6472 | 3.051 | 2.6497 | 2.434 | 2.5075 | 2.7641 | 2.8135 | 2.8673 | 3.2453 | 3.1737 | 3.3888 | 3.4948 | 3.4035 | 3.2284 | 2.8558 | 2.5519 | 2.5267 | 2.4437 | 2.5826 | 2.651 | 2.7012
Portfolio Adjusted1-in-10Size: Over 200kWAll2019September Monthly Peak | Portfolio Adjusted | 1-in-10 | Size: Over 200kW | All | 2019 | September Monthly Peak | 9 | 141.2071 | 137.3821 | 133.9592 | 134.7561 | 145.2026 | 171.0094 | 201.789 | 224.2165 | 244.3854 | 257.2365 | 268.0604 | 270.9071 | 267.4381 | 268.4817 | 261.0147 | 246.3492 | 229.1493 | 212.134 | 200.0471 | 196.9761 | 188.785 | 178.9017 | 164.72 | 156.1839 | -0.73917 | -0.44753 | -0.46336 | -0.58126 | -0.86731 | -0.96199 | -1.0137 | -1.2285 | -0.23427 | 0.14689 | -0.87935 | -0.74727 | -0.051048 | 2.2484 | 8.1504 | 8.0225 | 7.2062 | 6.3282 | 2.5908 | 0.24506 | -0.093838 | -0.34223 | -0.89416 | -0.88609 | 78.2896 | 77.1255 | 76.0871 | 75.5477 | 74.5736 | 73.7672 | 73.3954 | 73.413 | 75.6012 | 80.1125 | 85.0901 | 90.0443 | 94.0062 | 96.7542 | 97.7594 | 97.7402 | 97.1735 | 95.9028 | 94.2054 | 91.3952 | 87.496 | 84.0353 | 81.5822 | 79.7932 | 2.7489 | 2.3369 | 2.5474 | 2.7275 | 3.173 | 2.7443 | 2.5483 | 2.6488 | 2.9827 | 3.0618 | 3.1216 | 3.5279 | 3.4559 | 3.6925 | 3.8113 | 3.6849 | 3.4701 | 3.04 | 2.6989 | 2.6983 | 2.5544 | 2.6935 | 2.7435 | 2.7835
Portfolio Adjusted1-in-10Size: Over 200kWAll2019October Monthly Peak | Portfolio Adjusted | 1-in-10 | Size: Over 200kW | All | 2019 | October Monthly Peak | 10 | 135.5788 | 131.4682 | 127.2595 | 127.1508 | 136.493 | 160.8899 | 190.5589 | 209.0056 | 224.8564 | 236.5692 | 247.7971 | 252.5214 | 252.0849 | 253.7821 | 247.37 | 233.2445 | 216.5825 | 201.2735 | 193.4983 | 187.0241 | 178.4018 | 168.714 | 156.1509 | 147.5669 | -0.2084 | -0.21655 | -0.18093 | -0.34064 | -0.56004 | -0.82296 | -0.54948 | -0.63049 | -0.26604 | -0.042488 | -0.45572 | -0.22894 | 0.32912 | 2.2957 | 7.9544 | 7.6559 | 6.7847 | 5.9142 | 1.9556 | 0.12446 | -0.31718 | -0.49524 | -0.74363 | -0.86627 | 73.8522 | 73.2606 | 72.5985 | 71.3208 | 70.3296 | 69.5877 | 69.2596 | 69.0202 | 69.9486 | 73.5434 | 78.08 | 82.9005 | 86.7234 | 89.1722 | 90.1717 | 90.2498 | 89.344 | 87.6142 | 84.9536 | 81.689 | 78.6211 | 76.6208 | 75.1306 | 73.7892 | 2.5236 | 2.1412 | 2.3151 | 2.4704 | 2.866 | 2.4809 | 2.3142 | 2.3733 | 2.634 | 2.7026 | 2.769 | 3.1546 | 3.1309 | 3.3541 | 3.4761 | 3.367 | 3.1711 | 2.7867 | 2.5104 | 2.4665 | 2.3208 | 2.4361 | 2.4942 | 2.5173
Portfolio Adjusted1-in-10Size: Over 200kWAll2019November Monthly Peak | Portfolio Adjusted | 1-in-10 | Size: Over 200kW | All | 2019 | November Monthly Peak | 11 | 125.8586 | 122.1116 | 118.2657 | 118.2733 | 127.306 | 150.5975 | 176.1651 | 192.2245 | 203.6208 | 210.4234 | 217.7097 | 220.1401 | 218.9983 | 219.9905 | 213.5242 | 201.156 | 189.6703 | 182.986 | 173.903 | 166.9758 | 160.2339 | 152.0625 | 141.8356 | 135.0371 | 0.42177 | 0.047874 | 0.15017 | -0.05904 | -0.20066 | -0.68256 | -0.0035021 | 0.068508 | -0.29486 | -0.24224 | 0.035406 | 0.36247 | 0.74537 | 2.1986 | 7.1755 | 6.6975 | 5.914 | 5.2633 | 1.0669 | -0.059191 | -0.59175 | -0.67595 | -0.56031 | -0.82927 | 63.6276 | 62.3532 | 61.5806 | 60.4774 | 59.5841 | 58.8258 | 58.4959 | 58.8374 | 60.9339 | 65.2122 | 70.5375 | 74.7603 | 77.4806 | 79.0698 | 80.0744 | 80.0987 | 78.8158 | 76.4632 | 73.8534 | 71.1428 | 69.0111 | 67.3974 | 65.8146 | 64.9734 | 2.4983 | 2.1221 | 2.3006 | 2.4516 | 2.8487 | 2.4794 | 2.2842 | 2.3275 | 2.5394 | 2.5556 | 2.5898 | 2.9327 | 2.8991 | 3.1018 | 3.203 | 3.1051 | 2.983 | 2.7171 | 2.415 | 2.3565 | 2.2236 | 2.3404 | 2.4166 | 2.4572
Portfolio Adjusted1-in-10Size: Over 200kWAll2019December Monthly Peak | Portfolio Adjusted | 1-in-10 | Size: Over 200kW | All | 2019 | December Monthly Peak | 12 | 118.7444 | 114.9233 | 111.8628 | 111.5332 | 120.3367 | 143.6111 | 170.7797 | 185.5355 | 194.6448 | 196.255 | 197.0488 | 194.2324 | 188.9462 | 186.9687 | 179.7573 | 170.7603 | 164.587 | 162.3029 | 158.2084 | 153.2969 | 147.754 | 142.0257 | 132.5674 | 125.9075 | 0.39977 | 0.045693 | 0.14207 | -0.053967 | -0.17931 | -0.64963 | 0.00054553 | 0.063568 | -0.28233 | -0.2301 | 0.023463 | 0.30585 | 0.62244 | 1.868 | 6.0716 | 5.712 | 5.1432 | 4.6677 | 0.94834 | -0.08083 | -0.56886 | -0.65211 | -0.53585 | -0.77953 | 44.8587 | 44.1959 | 43.5293 | 43.104 | 42.6255 | 41.8128 | 41.9104 | 41.9686 | 42.7153 | 44.804 | 47.375 | 49.5205 | 50.8156 | 51.172 | 51.4927 | 51.6458 | 51.113 | 49.7643 | 48.1349 | 47.1746 | 46.3125 | 45.4561 | 44.867 | 44.4152 | 2.3625 | 2.0006 | 2.1799 | 2.3167 | 2.7087 | 2.3731 | 2.2223 | 2.2582 | 2.4422 | 2.394 | 2.3541 | 2.6095 | 2.5162 | 2.653 | 2.7117 | 2.6529 | 2.6132 | 2.4303 | 2.2116 | 2.1757 | 2.0565 | 2.1878 | 2.262 | 2.2952
Portfolio Adjusted1-in-10Size: Over 200kWAll2019Typical Event Day | Portfolio Adjusted | 1-in-10 | Size: Over 200kW | All | 2019 | Typical Event Day | 8 | 141.4578 | 136.8567 | 132.901 | 133.6171 | 143.38 | 168.8267 | 197.4684 | 217.4904 | 232.0559 | 241.5259 | 250.5917 | 252.877 | 249.7816 | 250.9401 | 244.7712 | 232.8251 | 218.2034 | 203.3684 | 192.5351 | 187.8438 | 183.8295 | 174.4308 | 161.9897 | 154.198 | -0.46478 | -0.33753 | -0.31672 | -0.47397 | -0.73499 | -0.91122 | -0.76114 | -0.86771 | -0.23686 | 0.065689 | -0.61215 | -0.39545 | 0.21872 | 2.2454 | 7.8597 | 7.6934 | 6.9111 | 6.0764 | 2.2408 | 0.22353 | -0.19946 | -0.42514 | -0.81827 | -0.89192 | 74.8583 | 73.8119 | 72.8405 | 72.0797 | 71.234 | 70.5211 | 70.1738 | 70.5741 | 73.335 | 77.8547 | 82.5661 | 86.7887 | 89.8451 | 92.1063 | 93.4039 | 93.6949 | 93.7432 | 92.7105 | 91.2603 | 88.8737 | 85.1826 | 81.7447 | 79.4153 | 77.6629 | 2.6695 | 2.2556 | 2.4487 | 2.6172 | 3.0204 | 2.6201 | 2.408 | 2.4791 | 2.7287 | 2.7714 | 2.8192 | 3.1856 | 3.1197 | 3.3339 | 3.444 | 3.3558 | 3.1851 | 2.8146 | 2.5129 | 2.4912 | 2.4086 | 2.5432 | 2.6114 | 2.6594
Portfolio Adjusted1-in-10Size: Over 200kWAll2020January Monthly Peak | Portfolio Adjusted | 1-in-10 | Size: Over 200kW | All | 2020 | January Monthly Peak | 1 | 117.4174 | 113.9214 | 110.8692 | 111.3969 | 121.0033 | 145.4744 | 174.2942 | 190.4659 | 199.9738 | 200.0248 | 200.3246 | 197.1865 | 190.9072 | 188.4521 | 180.4908 | 170.8422 | 162.6996 | 161.0556 | 157.9742 | 152.7846 | 147.1465 | 141.4731 | 132.5214 | 126.2186 | 0.38683 | 0.03813 | 0.1325 | -0.056106 | -0.18201 | -0.66375 | -0.0052815 | 0.059834 | -0.29108 | -0.23435 | 0.022684 | 0.30935 | 0.63011 | 1.8847 | 6.099 | 5.7111 | 5.0761 | 4.6169 | 0.93848 | -0.088115 | -0.57106 | -0.6517 | -0.53635 | -0.78218 | 42.2816 | 42.0876 | 41.3999 | 40.7397 | 40.2972 | 39.8261 | 39.3452 | 38.9851 | 39.5569 | 42.3096 | 44.9889 | 47.3626 | 49.0016 | 50.1232 | 51.0596 | 51.3796 | 50.9981 | 49.8765 | 48.0611 | 46.9737 | 45.9926 | 45.591 | 45.0681 | 44.4398 | 2.3297 | 1.9797 | 2.1544 | 2.3158 | 2.7344 | 2.4066 | 2.2736 | 2.3258 | 2.5174 | 2.4457 | 2.397 | 2.651 | 2.5404 | 2.6721 | 2.7192 | 2.6547 | 2.5892 | 2.4209 | 2.2136 | 2.1726 | 2.0494 | 2.1792 | 2.2607 | 2.299
Portfolio Adjusted1-in-10Size: Over 200kWAll2020February Monthly Peak | Portfolio Adjusted | 1-in-10 | Size: Over 200kW | All | 2020 | February Monthly Peak | 2 | 119.1244 | 115.5055 | 112.2568 | 112.8339 | 121.7112 | 145.3204 | 173.0538 | 187.6318 | 196.6726 | 198.5873 | 201.6163 | 202.0386 | 198.8473 | 199.0922 | 193.1439 | 181.9741 | 171.5257 | 166.3385 | 163.0218 | 156.9401 | 151.068 | 144.102 | 134.2184 | 127.5131 | 0.38514 | 0.031368 | 0.13338 | -0.058344 | -0.18813 | -0.6602 | -0.0042878 | 0.064425 | -0.2853 | -0.23117 | 0.027145 | 0.32428 | 0.66521 | 1.978 | 6.4831 | 6.0506 | 5.3281 | 4.7535 | 0.97813 | -0.080864 | -0.57805 | -0.65971 | -0.54402 | -0.78974 | 48.7514 | 48.3525 | 47.9156 | 47.3329 | 46.9353 | 46.5044 | 45.8902 | 46.1565 | 47.4231 | 50.9059 | 54.351 | 57.5515 | 59.4679 | 60.4616 | 61.0823 | 61.2986 | 60.3081 | 59.324 | 57.4117 | 55.3677 | 54.0252 | 52.7413 | 51.7615 | 50.3801 | 2.3552 | 2.0011 | 2.1788 | 2.3427 | 2.7393 | 2.397 | 2.2502 | 2.2797 | 2.4629 | 2.4193 | 2.4062 | 2.7042 | 2.6414 | 2.8222 | 2.9188 | 2.8303 | 2.7246 | 2.4945 | 2.2771 | 2.2282 | 2.1023 | 2.2179 | 2.2869 | 2.3153
Portfolio Adjusted1-in-10Size: Over 200kWAll2020March Monthly Peak | Portfolio Adjusted | 1-in-10 | Size: Over 200kW | All | 2020 | March Monthly Peak | 3 | 124.784 | 120.7949 | 116.9265 | 117.0163 | 125.2472 | 148.2669 | 176.6263 | 192.0928 | 201.5816 | 206.7167 | 213.7411 | 216.8995 | 216.5532 | 218.4929 | 213.4337 | 201.866 | 189.3331 | 178.5158 | 171.7479 | 168.8705 | 162.6585 | 153.9502 | 142.8987 | 135.0816 | 0.40611 | 0.036692 | 0.13829 | -0.060227 | -0.19764 | -0.67214 | -0.005284 | 0.066904 | -0.29219 | -0.23715 | 0.034434 | 0.35704 | 0.73669 | 2.176 | 7.1529 | 6.7016 | 5.8854 | 5.1061 | 1.0451 | -0.070884 | -0.61067 | -0.6926 | -0.57357 | -0.83493 | 60.5368 | 59.2285 | 58.3491 | 57.7841 | 56.7498 | 55.7556 | 55.0974 | 55.752 | 59.1714 | 64.0048 | 69.1301 | 73.5118 | 76.5073 | 78.1015 | 78.7799 | 79.306 | 78.8725 | 77.4663 | 74.8317 | 71.3895 | 68.3176 | 65.4753 | 63.2181 | 61.4578 | 2.4668 | 2.0934 | 2.2681 | 2.4279 | 2.8111 | 2.4397 | 2.29 | 2.3269 | 2.5146 | 2.5126 | 2.5451 | 2.8895 | 2.8686 | 3.084 | 3.2079 | 3.1214 | 2.9804 | 2.6575 | 2.3891 | 2.3906 | 2.2606 | 2.3677 | 2.4327 | 2.4503
Portfolio Adjusted1-in-10Size: Over 200kWAll2020April Monthly Peak | Portfolio Adjusted | 1-in-10 | Size: Over 200kW | All | 2020 | April Monthly Peak | 4 | 128.2611 | 124.2703 | 120.4879 | 120.728 | 129.5495 | 153.0577 | 179.4578 | 197.5999 | 211.231 | 220.2398 | 229.9653 | 233.7106 | 233.8911 | 235.5064 | 229.6604 | 217.2296 | 203.2395 | 189.5121 | 178.2655 | 175.7926 | 170.7217 | 161.3876 | 149.5008 | 141.2453 | 0.037293 | -0.088689 | -0.038161 | -0.22568 | -0.4139 | -0.71186 | -0.31946 | -0.37131 | -0.2845 | -0.14099 | -0.2886 | -0.026577 | 0.45478 | 2.2112 | 7.4644 | 7.142 | 6.3591 | 5.5262 | 1.5829 | 0.10045 | -0.37012 | -0.52064 | -0.64962 | -0.83304 | 70.5455 | 69.1262 | 67.5765 | 66.3205 | 65.3571 | 64.4415 | 63.8003 | 63.8899 | 66.9776 | 72.5344 | 78.1632 | 83.4896 | 86.9455 | 88.8975 | 89.6083 | 89.9885 | 89.7788 | 88.8727 | 87.0496 | 83.319 | 78.5877 | 74.7755 | 72.21 | 70.2695 | 2.3858 | 2.0276 | 2.2001 | 2.3586 | 2.7333 | 2.3724 | 2.1878 | 2.2516 | 2.4836 | 2.5257 | 2.582 | 2.9293 | 2.9156 | 3.1251 | 3.2405 | 3.1495 | 2.9947 | 2.6402 | 2.3272 | 2.337 | 2.2347 | 2.3412 | 2.3971 | 2.412
Portfolio Adjusted1-in-10Size: Over 200kWAll2020May Monthly Peak | Portfolio Adjusted | 1-in-10 | Size: Over 200kW | All | 2020 | May Monthly Peak | 5 | 128.7025 | 124.761 | 121.2167 | 121.5781 | 131.0015 | 155.1021 | 180.5689 | 201.7362 | 217.102 | 227.4258 | 237.5327 | 240.9363 | 240.2566 | 241.4425 | 235.3346 | 221.9713 | 207.3189 | 192.5933 | 180.6376 | 175.8396 | 172.4391 | 163.3624 | 151.4759 | 143.5251 | -0.14312 | -0.19361 | -0.14465 | -0.30927 | -0.51873 | -0.78904 | -0.46352 | -0.51123 | -0.25417 | -0.04805 | -0.37657 | -0.11449 | 0.41823 | 2.2513 | 7.6773 | 7.3563 | 6.5364 | 5.6859 | 1.7793 | 0.13313 | -0.32712 | -0.50354 | -0.7099 | -0.85107 | 70.8229 | 69.5077 | 68.1184 | 67.2017 | 66.4452 | 65.5485 | 65.3535 | 65.6767 | 69.1584 | 75.0838 | 80.7167 | 85.0011 | 87.9415 | 89.9135 | 91.3457 | 91.9804 | 91.6688 | 90.6587 | 88.745 | 86.0994 | 82.6763 | 78.809 | 75.9943 | 73.6998 | 2.3889 | 2.0291 | 2.2048 | 2.3642 | 2.7494 | 2.3917 | 2.1905 | 2.2876 | 2.5373 | 2.5931 | 2.6525 | 3.0096 | 2.9792 | 3.1846 | 3.2958 | 3.1921 | 3.0299 | 2.662 | 2.3442 | 2.3208 | 2.2434 | 2.3611 | 2.4201 | 2.4474
Portfolio Adjusted1-in-10Size: Over 200kWAll2020June Monthly Peak | Portfolio Adjusted | 1-in-10 | Size: Over 200kW | All | 2020 | June Monthly Peak | 6 | 135.6971 | 131.4614 | 127.3994 | 127.6457 | 136.4788 | 159.1978 | 184.1884 | 204.2294 | 217.9659 | 226.8391 | 235.8832 | 237.7737 | 234.0077 | 234.3381 | 228.4309 | 218.4766 | 205.921 | 192.5395 | 183.3055 | 178.0829 | 175.7599 | 167.5223 | 155.3141 | 147.7925 | -0.1544 | -0.19476 | -0.14775 | -0.34149 | -0.56505 | -0.79594 | -0.47313 | -0.51133 | -0.25274 | -0.041619 | -0.39166 | -0.10308 | 0.43233 | 2.222 | 7.5023 | 7.2979 | 6.5542 | 5.7414 | 1.875 | 0.1999 | -0.28867 | -0.49117 | -0.71894 | -0.87032 | 71.4805 | 70.2038 | 69.1174 | 68.1123 | 66.9627 | 66.0152 | 65.7339 | 66.8789 | 70.2684 | 75.0623 | 80.0966 | 84.3314 | 87.0654 | 89.1446 | 90.5042 | 90.9715 | 91.5067 | 90.7619 | 89.5865 | 87.5341 | 83.8284 | 79.7366 | 77.1317 | 75.1191 | 2.5402 | 2.1524 | 2.3287 | 2.4819 | 2.8533 | 2.4535 | 2.2304 | 2.3092 | 2.5421 | 2.5825 | 2.6332 | 2.9698 | 2.8991 | 3.0864 | 3.1869 | 3.1265 | 2.9956 | 2.6563 | 2.3795 | 2.348 | 2.2869 | 2.4242 | 2.4849 | 2.5281
Portfolio Adjusted1-in-10Size: Over 200kWAll2020July Monthly Peak | Portfolio Adjusted | 1-in-10 | Size: Over 200kW | All | 2020 | July Monthly Peak | 7 | 138.2938 | 134.1219 | 130.7929 | 130.881 | 140.3936 | 164.6157 | 190.5934 | 209.2254 | 221.7596 | 230.2352 | 238.4847 | 239.7158 | 236.0457 | 236.7132 | 231.2655 | 221.8409 | 209.9231 | 197.2808 | 187.4351 | 182.1295 | 179.6056 | 171.289 | 158.9234 | 150.9368 | -0.32954 | -0.26257 | -0.23808 | -0.41983 | -0.66726 | -0.84086 | -0.63251 | -0.72062 | -0.24344 | 0.011459 | -0.52625 | -0.28275 | 0.28899 | 2.1795 | 7.4991 | 7.3759 | 6.689 | 5.9163 | 2.1099 | 0.24066 | -0.20599 | -0.4305 | -0.76646 | -0.87157 | 73.828 | 72.9356 | 72.0508 | 71.2916 | 70.6453 | 70.0846 | 69.7478 | 70.09 | 72.9721 | 77.4718 | 82.0195 | 85.5022 | 87.7578 | 89.5174 | 91.1074 | 91.6338 | 92.2063 | 91.2118 | 89.3584 | 87.2008 | 84.0591 | 81.1057 | 79.0752 | 77.6383 | 2.599 | 2.2025 | 2.4003 | 2.5519 | 2.9414 | 2.5423 | 2.3121 | 2.3699 | 2.5906 | 2.6265 | 2.6676 | 3.0011 | 2.9265 | 3.1206 | 3.225 | 3.1708 | 3.0463 | 2.72 | 2.4352 | 2.4052 | 2.3431 | 2.4863 | 2.5515 | 2.593
Portfolio Adjusted1-in-10Size: Over 200kWAll2020August Monthly Peak | Portfolio Adjusted | 1-in-10 | Size: Over 200kW | All | 2020 | August Monthly Peak | 8 | 141.9017 | 137.2986 | 133.3859 | 134.1168 | 143.9365 | 169.497 | 198.2581 | 218.673 | 233.7592 | 243.7544 | 253.2229 | 255.6858 | 252.6533 | 253.7612 | 247.4835 | 235.3666 | 220.5417 | 205.4272 | 194.2134 | 189.3875 | 185.1802 | 175.6385 | 163.0507 | 155.1412 | -0.62139 | -0.43421 | -0.41308 | -0.53456 | -0.80668 | -0.98602 | -0.88805 | -0.98998 | -0.20707 | 0.14842 | -0.66592 | -0.48067 | 0.16152 | 2.2212 | 7.9131 | 7.7638 | 6.9607 | 6.1333 | 2.3475 | 0.19289 | -0.2038 | -0.4327 | -0.87656 | -0.90613 | 75.8354 | 74.9827 | 74.1068 | 73.367 | 72.7545 | 72.2175 | 71.8182 | 71.9146 | 74.4983 | 78.7721 | 83.0581 | 87.2767 | 90.5511 | 93.0092 | 94.2445 | 94.434 | 94.0862 | 92.9657 | 91.891 | 89.3648 | 85.347 | 82.1013 | 79.8722 | 78.101 | 2.7049 | 2.2842 | 2.4804 | 2.6472 | 3.051 | 2.6497 | 2.434 | 2.5075 | 2.7641 | 2.8135 | 2.8673 | 3.2453 | 3.1737 | 3.3888 | 3.4948 | 3.4035 | 3.2284 | 2.8558 | 2.5519 | 2.5267 | 2.4437 | 2.5826 | 2.651 | 2.7012
Portfolio Adjusted1-in-10Size: Over 200kWAll2020September Monthly Peak | Portfolio Adjusted | 1-in-10 | Size: Over 200kW | All | 2020 | September Monthly Peak | 9 | 141.2071 | 137.3821 | 133.9592 | 134.7561 | 145.2026 | 171.0094 | 201.789 | 224.2165 | 244.3854 | 257.2365 | 268.0604 | 270.9071 | 267.4381 | 268.4817 | 261.0147 | 246.3492 | 229.1493 | 212.134 | 200.0471 | 196.9761 | 188.785 | 178.9017 | 164.72 | 156.1839 | -0.73917 | -0.44753 | -0.46336 | -0.58126 | -0.86731 | -0.96199 | -1.0137 | -1.2285 | -0.23427 | 0.14689 | -0.87935 | -0.74727 | -0.051048 | 2.2484 | 8.1504 | 8.0225 | 7.2062 | 6.3282 | 2.5908 | 0.24506 | -0.093838 | -0.34223 | -0.89416 | -0.88609 | 78.2896 | 77.1255 | 76.0871 | 75.5477 | 74.5736 | 73.7672 | 73.3954 | 73.4129 | 75.6012 | 80.1125 | 85.0901 | 90.0443 | 94.0062 | 96.7542 | 97.7594 | 97.7402 | 97.1735 | 95.9028 | 94.2054 | 91.3952 | 87.496 | 84.0353 | 81.5822 | 79.7932 | 2.7489 | 2.3369 | 2.5474 | 2.7275 | 3.173 | 2.7443 | 2.5483 | 2.6488 | 2.9827 | 3.0618 | 3.1216 | 3.5279 | 3.4559 | 3.6925 | 3.8113 | 3.6849 | 3.4701 | 3.04 | 2.6989 | 2.6983 | 2.5544 | 2.6935 | 2.7435 | 2.7835
Portfolio Adjusted1-in-10Size: Over 200kWAll2020October Monthly Peak | Portfolio Adjusted | 1-in-10 | Size: Over 200kW | All | 2020 | October Monthly Peak | 10 | 135.5788 | 131.4682 | 127.2595 | 127.1508 | 136.493 | 160.8899 | 190.5589 | 209.0056 | 224.8565 | 236.5692 | 247.7971 | 252.5214 | 252.0849 | 253.7821 | 247.37 | 233.2445 | 216.5825 | 201.2735 | 193.4983 | 187.0241 | 178.4018 | 168.7141 | 156.1509 | 147.5669 | -0.2084 | -0.21655 | -0.18093 | -0.34064 | -0.56004 | -0.82296 | -0.54948 | -0.63049 | -0.26604 | -0.042488 | -0.45572 | -0.22894 | 0.32912 | 2.2957 | 7.9544 | 7.6559 | 6.7847 | 5.9142 | 1.9556 | 0.12446 | -0.31718 | -0.49524 | -0.74363 | -0.86627 | 73.8522 | 73.2606 | 72.5985 | 71.3208 | 70.3296 | 69.5877 | 69.2596 | 69.0202 | 69.9486 | 73.5434 | 78.08 | 82.9005 | 86.7234 | 89.1722 | 90.1717 | 90.2498 | 89.344 | 87.6142 | 84.9536 | 81.689 | 78.6211 | 76.6208 | 75.1306 | 73.7892 | 2.5236 | 2.1412 | 2.3151 | 2.4704 | 2.866 | 2.4809 | 2.3142 | 2.3733 | 2.634 | 2.7026 | 2.769 | 3.1546 | 3.1309 | 3.3541 | 3.4761 | 3.367 | 3.1711 | 2.7867 | 2.5104 | 2.4665 | 2.3208 | 2.4361 | 2.4942 | 2.5173
Portfolio Adjusted1-in-10Size: Over 200kWAll2020November Monthly Peak | Portfolio Adjusted | 1-in-10 | Size: Over 200kW | All | 2020 | November Monthly Peak | 11 | 125.8587 | 122.1116 | 118.2657 | 118.2733 | 127.306 | 150.5975 | 176.1651 | 192.2245 | 203.6208 | 210.4234 | 217.7097 | 220.1402 | 218.9983 | 219.9905 | 213.5242 | 201.1561 | 189.6703 | 182.986 | 173.903 | 166.9758 | 160.2339 | 152.0625 | 141.8356 | 135.0371 | 0.42177 | 0.047874 | 0.15017 | -0.05904 | -0.20066 | -0.68256 | -0.003502 | 0.068508 | -0.29486 | -0.24224 | 0.035406 | 0.36247 | 0.74537 | 2.1986 | 7.1755 | 6.6975 | 5.914 | 5.2633 | 1.0669 | -0.059191 | -0.59175 | -0.67595 | -0.56031 | -0.82927 | 63.6276 | 62.3532 | 61.5806 | 60.4774 | 59.5841 | 58.8258 | 58.4959 | 58.8374 | 60.9339 | 65.2122 | 70.5375 | 74.7603 | 77.4806 | 79.0699 | 80.0744 | 80.0987 | 78.8158 | 76.4632 | 73.8534 | 71.1428 | 69.0111 | 67.3974 | 65.8146 | 64.9734 | 2.4983 | 2.1221 | 2.3006 | 2.4516 | 2.8487 | 2.4794 | 2.2842 | 2.3275 | 2.5394 | 2.5556 | 2.5898 | 2.9327 | 2.8991 | 3.1018 | 3.203 | 3.1051 | 2.983 | 2.7171 | 2.415 | 2.3565 | 2.2236 | 2.3404 | 2.4166 | 2.4572
Portfolio Adjusted1-in-10Size: Over 200kWAll2020December Monthly Peak | Portfolio Adjusted | 1-in-10 | Size: Over 200kW | All | 2020 | December Monthly Peak | 12 | 118.7444 | 114.9233 | 111.8628 | 111.5332 | 120.3367 | 143.6111 | 170.7797 | 185.5355 | 194.6448 | 196.255 | 197.0488 | 194.2324 | 188.9462 | 186.9686 | 179.7573 | 170.7603 | 164.587 | 162.3029 | 158.2084 | 153.2969 | 147.754 | 142.0257 | 132.5674 | 125.9075 | 0.39977 | 0.045693 | 0.14207 | -0.053967 | -0.17931 | -0.64963 | 0.00054552 | 0.063568 | -0.28232 | -0.2301 | 0.023463 | 0.30585 | 0.62244 | 1.868 | 6.0716 | 5.712 | 5.1432 | 4.6677 | 0.94834 | -0.08083 | -0.56886 | -0.65211 | -0.53585 | -0.77953 | 44.8587 | 44.1959 | 43.5293 | 43.104 | 42.6255 | 41.8128 | 41.9104 | 41.9686 | 42.7153 | 44.804 | 47.375 | 49.5205 | 50.8156 | 51.172 | 51.4927 | 51.6458 | 51.113 | 49.7643 | 48.1349 | 47.1746 | 46.3125 | 45.4561 | 44.867 | 44.4152 | 2.3625 | 2.0006 | 2.1799 | 2.3167 | 2.7087 | 2.3731 | 2.2223 | 2.2582 | 2.4422 | 2.394 | 2.3541 | 2.6095 | 2.5162 | 2.653 | 2.7117 | 2.6529 | 2.6132 | 2.4303 | 2.2116 | 2.1757 | 2.0565 | 2.1878 | 2.262 | 2.2952
Portfolio Adjusted1-in-10Size: Over 200kWAll2020Typical Event Day | Portfolio Adjusted | 1-in-10 | Size: Over 200kW | All | 2020 | Typical Event Day | 8 | 141.4578 | 136.8567 | 132.901 | 133.6171 | 143.38 | 168.8267 | 197.4685 | 217.4904 | 232.0559 | 241.5259 | 250.5917 | 252.877 | 249.7816 | 250.9401 | 244.7712 | 232.8251 | 218.2034 | 203.3684 | 192.5351 | 187.8438 | 183.8295 | 174.4308 | 161.9897 | 154.198 | -0.46478 | -0.33753 | -0.31672 | -0.47397 | -0.73499 | -0.91122 | -0.76114 | -0.86771 | -0.23686 | 0.065689 | -0.61215 | -0.39545 | 0.21872 | 2.2454 | 7.8597 | 7.6934 | 6.9111 | 6.0764 | 2.2408 | 0.22353 | -0.19946 | -0.42514 | -0.81827 | -0.89192 | 74.8583 | 73.8119 | 72.8405 | 72.0797 | 71.234 | 70.5211 | 70.1738 | 70.5741 | 73.335 | 77.8547 | 82.5661 | 86.7887 | 89.8451 | 92.1063 | 93.4039 | 93.6949 | 93.7432 | 92.7105 | 91.2603 | 88.8737 | 85.1826 | 81.7447 | 79.4153 | 77.6629 | 2.6695 | 2.2556 | 2.4487 | 2.6172 | 3.0204 | 2.6201 | 2.408 | 2.4791 | 2.7287 | 2.7714 | 2.8192 | 3.1856 | 3.1197 | 3.3339 | 3.444 | 3.3558 | 3.1851 | 2.8146 | 2.5129 | 2.4912 | 2.4086 | 2.5432 | 2.6114 | 2.6594
Portfolio Adjusted1-in-10Size: Over 200kWAll2021January Monthly Peak | Portfolio Adjusted | 1-in-10 | Size: Over 200kW | All | 2021 | January Monthly Peak | 1 | 117.4174 | 113.9214 | 110.8692 | 111.3969 | 121.0033 | 145.4744 | 174.2942 | 190.4659 | 199.9738 | 200.0248 | 200.3246 | 197.1865 | 190.9072 | 188.4521 | 180.4908 | 170.8422 | 162.6996 | 161.0556 | 157.9742 | 152.7846 | 147.1465 | 141.4731 | 132.5214 | 126.2186 | 0.38683 | 0.03813 | 0.1325 | -0.056106 | -0.18201 | -0.66375 | -0.0052815 | 0.059834 | -0.29108 | -0.23435 | 0.022684 | 0.30935 | 0.63011 | 1.8847 | 6.099 | 5.7111 | 5.0761 | 4.6169 | 0.93848 | -0.088115 | -0.57106 | -0.6517 | -0.53635 | -0.78218 | 42.2816 | 42.0876 | 41.3999 | 40.7397 | 40.2972 | 39.8261 | 39.3452 | 38.9851 | 39.5569 | 42.3096 | 44.9889 | 47.3626 | 49.0016 | 50.1232 | 51.0596 | 51.3796 | 50.9981 | 49.8765 | 48.0611 | 46.9737 | 45.9926 | 45.591 | 45.0681 | 44.4398 | 2.3297 | 1.9797 | 2.1544 | 2.3158 | 2.7344 | 2.4066 | 2.2736 | 2.3258 | 2.5174 | 2.4457 | 2.397 | 2.651 | 2.5404 | 2.6721 | 2.7192 | 2.6547 | 2.5892 | 2.4209 | 2.2136 | 2.1726 | 2.0494 | 2.1792 | 2.2607 | 2.299
Portfolio Adjusted1-in-10Size: Over 200kWAll2021February Monthly Peak | Portfolio Adjusted | 1-in-10 | Size: Over 200kW | All | 2021 | February Monthly Peak | 2 | 119.1244 | 115.5055 | 112.2568 | 112.8339 | 121.7112 | 145.3204 | 173.0538 | 187.6318 | 196.6726 | 198.5873 | 201.6163 | 202.0386 | 198.8473 | 199.0922 | 193.1439 | 181.9741 | 171.5257 | 166.3385 | 163.0218 | 156.9401 | 151.068 | 144.1021 | 134.2184 | 127.5131 | 0.38514 | 0.031368 | 0.13338 | -0.058344 | -0.18813 | -0.6602 | -0.0042879 | 0.064425 | -0.2853 | -0.23117 | 0.027145 | 0.32428 | 0.66521 | 1.978 | 6.4831 | 6.0506 | 5.3281 | 4.7535 | 0.97813 | -0.080863 | -0.57805 | -0.65971 | -0.54402 | -0.78974 | 48.7514 | 48.3525 | 47.9156 | 47.3329 | 46.9353 | 46.5044 | 45.8902 | 46.1565 | 47.4231 | 50.9059 | 54.351 | 57.5515 | 59.4679 | 60.4616 | 61.0823 | 61.2986 | 60.3081 | 59.324 | 57.4117 | 55.3677 | 54.0252 | 52.7413 | 51.7615 | 50.3801 | 2.3552 | 2.0011 | 2.1788 | 2.3427 | 2.7393 | 2.397 | 2.2502 | 2.2797 | 2.4629 | 2.4193 | 2.4062 | 2.7042 | 2.6414 | 2.8222 | 2.9188 | 2.8303 | 2.7246 | 2.4945 | 2.2771 | 2.2282 | 2.1023 | 2.2179 | 2.2869 | 2.3153
Portfolio Adjusted1-in-10Size: Over 200kWAll2021March Monthly Peak | Portfolio Adjusted | 1-in-10 | Size: Over 200kW | All | 2021 | March Monthly Peak | 3 | 124.784 | 120.7949 | 116.9265 | 117.0163 | 125.2472 | 148.2669 | 176.6263 | 192.0928 | 201.5816 | 206.7167 | 213.7411 | 216.8995 | 216.5532 | 218.4929 | 213.4338 | 201.866 | 189.3331 | 178.5158 | 171.7479 | 168.8705 | 162.6585 | 153.9502 | 142.8987 | 135.0816 | 0.40611 | 0.036691 | 0.13829 | -0.060227 | -0.19764 | -0.67214 | -0.005284 | 0.066904 | -0.29219 | -0.23715 | 0.034434 | 0.35704 | 0.73669 | 2.176 | 7.1529 | 6.7016 | 5.8854 | 5.1061 | 1.0451 | -0.070884 | -0.61067 | -0.6926 | -0.57357 | -0.83493 | 60.5368 | 59.2285 | 58.3491 | 57.7841 | 56.7498 | 55.7556 | 55.0974 | 55.752 | 59.1714 | 64.0049 | 69.1301 | 73.5118 | 76.5073 | 78.1015 | 78.7799 | 79.306 | 78.8725 | 77.4663 | 74.8317 | 71.3895 | 68.3176 | 65.4753 | 63.2181 | 61.4578 | 2.4668 | 2.0934 | 2.2681 | 2.4279 | 2.8111 | 2.4397 | 2.29 | 2.3269 | 2.5146 | 2.5126 | 2.5451 | 2.8895 | 2.8686 | 3.084 | 3.2079 | 3.1214 | 2.9804 | 2.6575 | 2.3891 | 2.3906 | 2.2606 | 2.3677 | 2.4327 | 2.4503
Portfolio Adjusted1-in-10Size: Over 200kWAll2021April Monthly Peak | Portfolio Adjusted | 1-in-10 | Size: Over 200kW | All | 2021 | April Monthly Peak | 4 | 128.2611 | 124.2703 | 120.4879 | 120.728 | 129.5495 | 153.0577 | 179.4577 | 197.5999 | 211.231 | 220.2398 | 229.9653 | 233.7106 | 233.8911 | 235.5064 | 229.6604 | 217.2296 | 203.2395 | 189.5121 | 178.2655 | 175.7926 | 170.7217 | 161.3876 | 149.5008 | 141.2453 | 0.037293 | -0.088689 | -0.038161 | -0.22568 | -0.4139 | -0.71186 | -0.31946 | -0.37131 | -0.2845 | -0.14099 | -0.2886 | -0.026577 | 0.45478 | 2.2112 | 7.4644 | 7.142 | 6.3591 | 5.5262 | 1.5829 | 0.10045 | -0.37012 | -0.52064 | -0.64962 | -0.83304 | 70.5455 | 69.1262 | 67.5765 | 66.3205 | 65.3571 | 64.4415 | 63.8003 | 63.8899 | 66.9776 | 72.5344 | 78.1632 | 83.4896 | 86.9455 | 88.8975 | 89.6083 | 89.9885 | 89.7788 | 88.8727 | 87.0496 | 83.319 | 78.5877 | 74.7755 | 72.21 | 70.2695 | 2.3858 | 2.0276 | 2.2001 | 2.3586 | 2.7333 | 2.3724 | 2.1878 | 2.2516 | 2.4836 | 2.5257 | 2.582 | 2.9293 | 2.9156 | 3.1251 | 3.2405 | 3.1495 | 2.9947 | 2.6402 | 2.3272 | 2.337 | 2.2347 | 2.3412 | 2.3971 | 2.412
Portfolio Adjusted1-in-10Size: Over 200kWAll2021May Monthly Peak | Portfolio Adjusted | 1-in-10 | Size: Over 200kW | All | 2021 | May Monthly Peak | 5 | 128.7025 | 124.761 | 121.2167 | 121.5781 | 131.0015 | 155.1021 | 180.5689 | 201.7362 | 217.102 | 227.4258 | 237.5327 | 240.9363 | 240.2566 | 241.4425 | 235.3346 | 221.9713 | 207.3189 | 192.5933 | 180.6376 | 175.8396 | 172.4391 | 163.3624 | 151.4759 | 143.5251 | -0.14312 | -0.19361 | -0.14465 | -0.30927 | -0.51873 | -0.78904 | -0.46352 | -0.51123 | -0.25417 | -0.04805 | -0.37657 | -0.11449 | 0.41823 | 2.2513 | 7.6773 | 7.3563 | 6.5364 | 5.6859 | 1.7793 | 0.13313 | -0.32712 | -0.50354 | -0.7099 | -0.85107 | 70.8229 | 69.5077 | 68.1184 | 67.2017 | 66.4452 | 65.5485 | 65.3535 | 65.6766 | 69.1584 | 75.0838 | 80.7167 | 85.0011 | 87.9415 | 89.9135 | 91.3457 | 91.9804 | 91.6688 | 90.6587 | 88.745 | 86.0994 | 82.6763 | 78.809 | 75.9943 | 73.6998 | 2.3889 | 2.0291 | 2.2048 | 2.3642 | 2.7494 | 2.3917 | 2.1905 | 2.2876 | 2.5373 | 2.5931 | 2.6525 | 3.0096 | 2.9792 | 3.1846 | 3.2958 | 3.1921 | 3.0299 | 2.662 | 2.3442 | 2.3208 | 2.2434 | 2.3611 | 2.4201 | 2.4474
Portfolio Adjusted1-in-10Size: Over 200kWAll2021June Monthly Peak | Portfolio Adjusted | 1-in-10 | Size: Over 200kW | All | 2021 | June Monthly Peak | 6 | 135.6971 | 131.4614 | 127.3994 | 127.6457 | 136.4788 | 159.1978 | 184.1884 | 204.2294 | 217.9659 | 226.8391 | 235.8832 | 237.7737 | 234.0077 | 234.3381 | 228.4309 | 218.4766 | 205.921 | 192.5395 | 183.3055 | 178.0829 | 175.7599 | 167.5223 | 155.3141 | 147.7925 | -0.1544 | -0.19476 | -0.14775 | -0.34149 | -0.56505 | -0.79594 | -0.47313 | -0.51133 | -0.25274 | -0.041619 | -0.39166 | -0.10308 | 0.43233 | 2.222 | 7.5023 | 7.2979 | 6.5542 | 5.7414 | 1.875 | 0.1999 | -0.28867 | -0.49117 | -0.71894 | -0.87032 | 71.4805 | 70.2038 | 69.1174 | 68.1123 | 66.9627 | 66.0152 | 65.7339 | 66.8789 | 70.2684 | 75.0623 | 80.0966 | 84.3314 | 87.0654 | 89.1446 | 90.5042 | 90.9715 | 91.5067 | 90.7619 | 89.5865 | 87.5341 | 83.8284 | 79.7366 | 77.1317 | 75.1191 | 2.5402 | 2.1524 | 2.3287 | 2.4819 | 2.8533 | 2.4535 | 2.2304 | 2.3092 | 2.5421 | 2.5825 | 2.6332 | 2.9698 | 2.8991 | 3.0864 | 3.1869 | 3.1265 | 2.9956 | 2.6563 | 2.3795 | 2.348 | 2.2869 | 2.4242 | 2.4849 | 2.5281
Portfolio Adjusted1-in-10Size: Over 200kWAll2021July Monthly Peak | Portfolio Adjusted | 1-in-10 | Size: Over 200kW | All | 2021 | July Monthly Peak | 7 | 138.2939 | 134.1219 | 130.7929 | 130.881 | 140.3936 | 164.6157 | 190.5934 | 209.2253 | 221.7596 | 230.2352 | 238.4847 | 239.7158 | 236.0457 | 236.7132 | 231.2655 | 221.8409 | 209.9231 | 197.2808 | 187.4351 | 182.1296 | 179.6056 | 171.289 | 158.9234 | 150.9368 | -0.32954 | -0.26257 | -0.23808 | -0.41983 | -0.66726 | -0.84086 | -0.63251 | -0.72062 | -0.24344 | 0.011459 | -0.52625 | -0.28275 | 0.28899 | 2.1795 | 7.4991 | 7.3759 | 6.689 | 5.9163 | 2.1099 | 0.24066 | -0.20599 | -0.4305 | -0.76646 | -0.87157 | 73.828 | 72.9356 | 72.0508 | 71.2916 | 70.6453 | 70.0846 | 69.7478 | 70.09 | 72.9721 | 77.4718 | 82.0195 | 85.5022 | 87.7578 | 89.5174 | 91.1074 | 91.6338 | 92.2063 | 91.2118 | 89.3584 | 87.2008 | 84.0591 | 81.1057 | 79.0752 | 77.6383 | 2.599 | 2.2025 | 2.4003 | 2.5519 | 2.9414 | 2.5423 | 2.3121 | 2.3699 | 2.5906 | 2.6265 | 2.6676 | 3.0011 | 2.9265 | 3.1206 | 3.225 | 3.1708 | 3.0463 | 2.72 | 2.4352 | 2.4052 | 2.3431 | 2.4863 | 2.5515 | 2.5929
Portfolio Adjusted1-in-10Size: Over 200kWAll2021August Monthly Peak | Portfolio Adjusted | 1-in-10 | Size: Over 200kW | All | 2021 | August Monthly Peak | 8 | 141.9017 | 137.2986 | 133.3859 | 134.1168 | 143.9365 | 169.497 | 198.2581 | 218.673 | 233.7592 | 243.7544 | 253.2229 | 255.6858 | 252.6533 | 253.7612 | 247.4835 | 235.3666 | 220.5417 | 205.4272 | 194.2134 | 189.3875 | 185.1802 | 175.6385 | 163.0507 | 155.1412 | -0.62139 | -0.43421 | -0.41308 | -0.53456 | -0.80668 | -0.98602 | -0.88805 | -0.98998 | -0.20707 | 0.14842 | -0.66592 | -0.48067 | 0.16152 | 2.2212 | 7.9131 | 7.7638 | 6.9607 | 6.1333 | 2.3475 | 0.19289 | -0.2038 | -0.4327 | -0.87656 | -0.90613 | 75.8354 | 74.9827 | 74.1068 | 73.367 | 72.7545 | 72.2175 | 71.8182 | 71.9146 | 74.4983 | 78.7721 | 83.0581 | 87.2767 | 90.5511 | 93.0092 | 94.2445 | 94.434 | 94.0862 | 92.9657 | 91.891 | 89.3648 | 85.347 | 82.1013 | 79.8722 | 78.101 | 2.7049 | 2.2842 | 2.4804 | 2.6472 | 3.051 | 2.6497 | 2.434 | 2.5075 | 2.7641 | 2.8135 | 2.8673 | 3.2453 | 3.1737 | 3.3888 | 3.4948 | 3.4035 | 3.2284 | 2.8558 | 2.5519 | 2.5267 | 2.4437 | 2.5826 | 2.651 | 2.7012
Portfolio Adjusted1-in-10Size: Over 200kWAll2021September Monthly Peak | Portfolio Adjusted | 1-in-10 | Size: Over 200kW | All | 2021 | September Monthly Peak | 9 | 141.2071 | 137.3821 | 133.9592 | 134.7561 | 145.2026 | 171.0094 | 201.789 | 224.2165 | 244.3854 | 257.2365 | 268.0604 | 270.9071 | 267.4381 | 268.4817 | 261.0147 | 246.3492 | 229.1493 | 212.134 | 200.0471 | 196.9761 | 188.785 | 178.9017 | 164.72 | 156.1839 | -0.73917 | -0.44753 | -0.46336 | -0.58126 | -0.86731 | -0.96199 | -1.0137 | -1.2285 | -0.23427 | 0.14689 | -0.87935 | -0.74727 | -0.051048 | 2.2484 | 8.1504 | 8.0225 | 7.2062 | 6.3282 | 2.5908 | 0.24506 | -0.093838 | -0.34223 | -0.89416 | -0.88609 | 78.2896 | 77.1255 | 76.0871 | 75.5477 | 74.5736 | 73.7672 | 73.3954 | 73.413 | 75.6012 | 80.1125 | 85.0901 | 90.0443 | 94.0062 | 96.7542 | 97.7594 | 97.7402 | 97.1735 | 95.9028 | 94.2054 | 91.3952 | 87.496 | 84.0353 | 81.5822 | 79.7932 | 2.7489 | 2.3369 | 2.5474 | 2.7275 | 3.173 | 2.7443 | 2.5483 | 2.6488 | 2.9827 | 3.0618 | 3.1216 | 3.5279 | 3.4559 | 3.6925 | 3.8113 | 3.6849 | 3.4701 | 3.04 | 2.6989 | 2.6983 | 2.5544 | 2.6935 | 2.7435 | 2.7835
Portfolio Adjusted1-in-10Size: Over 200kWAll2021October Monthly Peak | Portfolio Adjusted | 1-in-10 | Size: Over 200kW | All | 2021 | October Monthly Peak | 10 | 135.5788 | 131.4682 | 127.2595 | 127.1508 | 136.493 | 160.8899 | 190.5589 | 209.0056 | 224.8565 | 236.5692 | 247.7971 | 252.5214 | 252.0849 | 253.7821 | 247.37 | 233.2445 | 216.5825 | 201.2735 | 193.4983 | 187.0241 | 178.4018 | 168.7141 | 156.1509 | 147.5669 | -0.2084 | -0.21655 | -0.18093 | -0.34064 | -0.56004 | -0.82296 | -0.54948 | -0.63049 | -0.26604 | -0.042488 | -0.45572 | -0.22894 | 0.32912 | 2.2957 | 7.9544 | 7.6559 | 6.7847 | 5.9142 | 1.9556 | 0.12446 | -0.31718 | -0.49524 | -0.74363 | -0.86627 | 73.8522 | 73.2606 | 72.5985 | 71.3208 | 70.3296 | 69.5877 | 69.2596 | 69.0202 | 69.9486 | 73.5434 | 78.08 | 82.9005 | 86.7234 | 89.1722 | 90.1717 | 90.2498 | 89.344 | 87.6142 | 84.9536 | 81.689 | 78.6211 | 76.6208 | 75.1306 | 73.7892 | 2.5236 | 2.1412 | 2.3151 | 2.4704 | 2.866 | 2.4809 | 2.3142 | 2.3733 | 2.634 | 2.7026 | 2.769 | 3.1546 | 3.1309 | 3.3541 | 3.4761 | 3.367 | 3.1711 | 2.7867 | 2.5104 | 2.4665 | 2.3208 | 2.4361 | 2.4942 | 2.5173
Portfolio Adjusted1-in-10Size: Over 200kWAll2021November Monthly Peak | Portfolio Adjusted | 1-in-10 | Size: Over 200kW | All | 2021 | November Monthly Peak | 11 | 125.8587 | 122.1116 | 118.2657 | 118.2733 | 127.306 | 150.5975 | 176.1651 | 192.2245 | 203.6208 | 210.4234 | 217.7097 | 220.1401 | 218.9983 | 219.9905 | 213.5242 | 201.1561 | 189.6703 | 182.986 | 173.903 | 166.9758 | 160.2339 | 152.0625 | 141.8356 | 135.0371 | 0.42177 | 0.047874 | 0.15017 | -0.05904 | -0.20066 | -0.68256 | -0.0035021 | 0.068508 | -0.29486 | -0.24224 | 0.035406 | 0.36247 | 0.74537 | 2.1986 | 7.1755 | 6.6975 | 5.914 | 5.2633 | 1.0669 | -0.059191 | -0.59175 | -0.67595 | -0.56031 | -0.82927 | 63.6276 | 62.3532 | 61.5806 | 60.4774 | 59.5841 | 58.8258 | 58.4959 | 58.8374 | 60.9339 | 65.2122 | 70.5375 | 74.7603 | 77.4806 | 79.0699 | 80.0744 | 80.0987 | 78.8158 | 76.4632 | 73.8534 | 71.1428 | 69.0111 | 67.3974 | 65.8146 | 64.9734 | 2.4983 | 2.1221 | 2.3006 | 2.4516 | 2.8487 | 2.4794 | 2.2842 | 2.3275 | 2.5394 | 2.5556 | 2.5898 | 2.9327 | 2.8991 | 3.1018 | 3.203 | 3.1051 | 2.983 | 2.7171 | 2.415 | 2.3565 | 2.2236 | 2.3404 | 2.4166 | 2.4572
Portfolio Adjusted1-in-10Size: Over 200kWAll2021December Monthly Peak | Portfolio Adjusted | 1-in-10 | Size: Over 200kW | All | 2021 | December Monthly Peak | 12 | 118.7444 | 114.9233 | 111.8628 | 111.5332 | 120.3367 | 143.6111 | 170.7797 | 185.5355 | 194.6448 | 196.2551 | 197.0488 | 194.2324 | 188.9462 | 186.9686 | 179.7573 | 170.7603 | 164.587 | 162.3029 | 158.2084 | 153.2969 | 147.754 | 142.0257 | 132.5674 | 125.9075 | 0.39977 | 0.045693 | 0.14207 | -0.053967 | -0.17931 | -0.64963 | 0.00054549 | 0.063568 | -0.28232 | -0.2301 | 0.023463 | 0.30585 | 0.62244 | 1.868 | 6.0716 | 5.712 | 5.1432 | 4.6677 | 0.94834 | -0.08083 | -0.56886 | -0.65211 | -0.53585 | -0.77953 | 44.8587 | 44.1959 | 43.5293 | 43.1039 | 42.6255 | 41.8128 | 41.9104 | 41.9686 | 42.7153 | 44.804 | 47.375 | 49.5205 | 50.8156 | 51.172 | 51.4927 | 51.6458 | 51.113 | 49.7643 | 48.1349 | 47.1746 | 46.3125 | 45.4561 | 44.867 | 44.4152 | 2.3625 | 2.0006 | 2.1799 | 2.3167 | 2.7087 | 2.3731 | 2.2223 | 2.2582 | 2.4422 | 2.394 | 2.3541 | 2.6095 | 2.5162 | 2.653 | 2.7117 | 2.6529 | 2.6132 | 2.4303 | 2.2116 | 2.1757 | 2.0565 | 2.1878 | 2.262 | 2.2952
Portfolio Adjusted1-in-10Size: Over 200kWAll2021Typical Event Day | Portfolio Adjusted | 1-in-10 | Size: Over 200kW | All | 2021 | Typical Event Day | 8 | 141.4578 | 136.8567 | 132.901 | 133.6171 | 143.38 | 168.8267 | 197.4684 | 217.4904 | 232.0559 | 241.5259 | 250.5917 | 252.877 | 249.7816 | 250.9401 | 244.7712 | 232.8251 | 218.2034 | 203.3684 | 192.5351 | 187.8438 | 183.8295 | 174.4308 | 161.9897 | 154.198 | -0.46478 | -0.33753 | -0.31672 | -0.47397 | -0.73499 | -0.91122 | -0.76114 | -0.86771 | -0.23686 | 0.065689 | -0.61215 | -0.39545 | 0.21872 | 2.2454 | 7.8597 | 7.6934 | 6.9111 | 6.0764 | 2.2408 | 0.22353 | -0.19946 | -0.42514 | -0.81827 | -0.89192 | 74.8583 | 73.8119 | 72.8405 | 72.0797 | 71.234 | 70.5211 | 70.1738 | 70.5741 | 73.335 | 77.8547 | 82.5661 | 86.7887 | 89.8451 | 92.1063 | 93.4039 | 93.6949 | 93.7432 | 92.7105 | 91.2603 | 88.8737 | 85.1826 | 81.7447 | 79.4153 | 77.6629 | 2.6695 | 2.2556 | 2.4487 | 2.6172 | 3.0204 | 2.6201 | 2.408 | 2.4791 | 2.7287 | 2.7714 | 2.8192 | 3.1856 | 3.1197 | 3.3339 | 3.444 | 3.3558 | 3.1851 | 2.8146 | 2.5129 | 2.4912 | 2.4086 | 2.5432 | 2.6114 | 2.6594
Portfolio Adjusted1-in-10Size: Over 200kWAll2022January Monthly Peak | Portfolio Adjusted | 1-in-10 | Size: Over 200kW | All | 2022 | January Monthly Peak | 1 | 117.4174 | 113.9214 | 110.8692 | 111.3969 | 121.0033 | 145.4744 | 174.2942 | 190.4659 | 199.9738 | 200.0248 | 200.3246 | 197.1865 | 190.9072 | 188.4521 | 180.4908 | 170.8422 | 162.6996 | 161.0556 | 157.9742 | 152.7846 | 147.1465 | 141.4731 | 132.5214 | 126.2186 | 0.38683 | 0.03813 | 0.1325 | -0.056106 | -0.18201 | -0.66375 | -0.0052815 | 0.059834 | -0.29108 | -0.23435 | 0.022684 | 0.30935 | 0.63011 | 1.8847 | 6.099 | 5.7111 | 5.0761 | 4.6169 | 0.93848 | -0.088115 | -0.57106 | -0.6517 | -0.53635 | -0.78218 | 42.2816 | 42.0876 | 41.3999 | 40.7397 | 40.2972 | 39.8261 | 39.3452 | 38.9851 | 39.5569 | 42.3096 | 44.9889 | 47.3626 | 49.0016 | 50.1232 | 51.0596 | 51.3796 | 50.9981 | 49.8765 | 48.0611 | 46.9737 | 45.9926 | 45.591 | 45.0681 | 44.4398 | 2.3297 | 1.9797 | 2.1544 | 2.3158 | 2.7344 | 2.4066 | 2.2736 | 2.3258 | 2.5174 | 2.4457 | 2.397 | 2.651 | 2.5404 | 2.6721 | 2.7192 | 2.6547 | 2.5892 | 2.4209 | 2.2136 | 2.1726 | 2.0494 | 2.1792 | 2.2607 | 2.299
Portfolio Adjusted1-in-10Size: Over 200kWAll2022February Monthly Peak | Portfolio Adjusted | 1-in-10 | Size: Over 200kW | All | 2022 | February Monthly Peak | 2 | 119.1244 | 115.5055 | 112.2568 | 112.8339 | 121.7112 | 145.3204 | 173.0538 | 187.6318 | 196.6726 | 198.5873 | 201.6163 | 202.0386 | 198.8473 | 199.0922 | 193.1439 | 181.9741 | 171.5257 | 166.3385 | 163.0218 | 156.9401 | 151.068 | 144.102 | 134.2184 | 127.5131 | 0.38514 | 0.031368 | 0.13338 | -0.058344 | -0.18813 | -0.6602 | -0.0042879 | 0.064425 | -0.2853 | -0.23117 | 0.027145 | 0.32428 | 0.66521 | 1.978 | 6.4831 | 6.0506 | 5.3281 | 4.7535 | 0.97813 | -0.080864 | -0.57805 | -0.65971 | -0.54402 | -0.78974 | 48.7514 | 48.3525 | 47.9156 | 47.3329 | 46.9353 | 46.5044 | 45.8902 | 46.1565 | 47.4231 | 50.9059 | 54.351 | 57.5515 | 59.4679 | 60.4616 | 61.0823 | 61.2986 | 60.3081 | 59.324 | 57.4117 | 55.3677 | 54.0252 | 52.7413 | 51.7615 | 50.3801 | 2.3552 | 2.0011 | 2.1788 | 2.3427 | 2.7393 | 2.397 | 2.2502 | 2.2797 | 2.4629 | 2.4193 | 2.4062 | 2.7042 | 2.6414 | 2.8222 | 2.9188 | 2.8303 | 2.7246 | 2.4945 | 2.2771 | 2.2282 | 2.1023 | 2.2179 | 2.2869 | 2.3153
Portfolio Adjusted1-in-10Size: Over 200kWAll2022March Monthly Peak | Portfolio Adjusted | 1-in-10 | Size: Over 200kW | All | 2022 | March Monthly Peak | 3 | 124.784 | 120.7949 | 116.9265 | 117.0163 | 125.2472 | 148.2669 | 176.6263 | 192.0928 | 201.5816 | 206.7167 | 213.7411 | 216.8995 | 216.5532 | 218.4929 | 213.4338 | 201.866 | 189.3331 | 178.5159 | 171.7479 | 168.8705 | 162.6585 | 153.9502 | 142.8987 | 135.0816 | 0.40611 | 0.036691 | 0.13829 | -0.060227 | -0.19764 | -0.67214 | -0.005284 | 0.066904 | -0.29219 | -0.23715 | 0.034434 | 0.35704 | 0.73669 | 2.176 | 7.1529 | 6.7016 | 5.8854 | 5.1061 | 1.0451 | -0.070884 | -0.61067 | -0.6926 | -0.57357 | -0.83493 | 60.5368 | 59.2285 | 58.3491 | 57.7841 | 56.7498 | 55.7556 | 55.0974 | 55.752 | 59.1714 | 64.0049 | 69.1301 | 73.5118 | 76.5073 | 78.1015 | 78.7799 | 79.306 | 78.8725 | 77.4663 | 74.8317 | 71.3895 | 68.3176 | 65.4753 | 63.2181 | 61.4578 | 2.4668 | 2.0934 | 2.2681 | 2.4279 | 2.8111 | 2.4397 | 2.29 | 2.3269 | 2.5146 | 2.5126 | 2.5451 | 2.8895 | 2.8686 | 3.084 | 3.2079 | 3.1214 | 2.9804 | 2.6575 | 2.3891 | 2.3906 | 2.2606 | 2.3677 | 2.4327 | 2.4503
Portfolio Adjusted1-in-10Size: Over 200kWAll2022April Monthly Peak | Portfolio Adjusted | 1-in-10 | Size: Over 200kW | All | 2022 | April Monthly Peak | 4 | 128.2611 | 124.2703 | 120.4879 | 120.728 | 129.5495 | 153.0577 | 179.4577 | 197.5999 | 211.231 | 220.2398 | 229.9653 | 233.7106 | 233.8911 | 235.5064 | 229.6604 | 217.2296 | 203.2395 | 189.5121 | 178.2655 | 175.7926 | 170.7217 | 161.3877 | 149.5008 | 141.2453 | 0.037293 | -0.088689 | -0.038161 | -0.22568 | -0.4139 | -0.71186 | -0.31946 | -0.37131 | -0.2845 | -0.14099 | -0.2886 | -0.026577 | 0.45478 | 2.2112 | 7.4644 | 7.142 | 6.3591 | 5.5262 | 1.5829 | 0.10045 | -0.37012 | -0.52064 | -0.64962 | -0.83304 | 70.5455 | 69.1262 | 67.5765 | 66.3205 | 65.3571 | 64.4415 | 63.8003 | 63.8899 | 66.9776 | 72.5344 | 78.1632 | 83.4896 | 86.9455 | 88.8975 | 89.6083 | 89.9885 | 89.7788 | 88.8727 | 87.0496 | 83.319 | 78.5877 | 74.7755 | 72.21 | 70.2695 | 2.3858 | 2.0276 | 2.2001 | 2.3586 | 2.7333 | 2.3724 | 2.1878 | 2.2516 | 2.4836 | 2.5257 | 2.582 | 2.9293 | 2.9156 | 3.1251 | 3.2405 | 3.1495 | 2.9947 | 2.6402 | 2.3272 | 2.337 | 2.2347 | 2.3412 | 2.3971 | 2.412
Portfolio Adjusted1-in-10Size: Over 200kWAll2022May Monthly Peak | Portfolio Adjusted | 1-in-10 | Size: Over 200kW | All | 2022 | May Monthly Peak | 5 | 128.7025 | 124.761 | 121.2167 | 121.5781 | 131.0015 | 155.1021 | 180.5689 | 201.7362 | 217.102 | 227.4258 | 237.5327 | 240.9362 | 240.2566 | 241.4425 | 235.3346 | 221.9712 | 207.3189 | 192.5933 | 180.6376 | 175.8396 | 172.4391 | 163.3624 | 151.4759 | 143.5251 | -0.14312 | -0.19361 | -0.14465 | -0.30927 | -0.51873 | -0.78904 | -0.46352 | -0.51123 | -0.25417 | -0.04805 | -0.37657 | -0.11449 | 0.41823 | 2.2513 | 7.6773 | 7.3563 | 6.5364 | 5.6859 | 1.7793 | 0.13313 | -0.32712 | -0.50354 | -0.7099 | -0.85107 | 70.8229 | 69.5077 | 68.1184 | 67.2017 | 66.4452 | 65.5485 | 65.3535 | 65.6766 | 69.1584 | 75.0838 | 80.7167 | 85.0011 | 87.9415 | 89.9135 | 91.3457 | 91.9804 | 91.6688 | 90.6587 | 88.745 | 86.0994 | 82.6763 | 78.809 | 75.9943 | 73.6998 | 2.3889 | 2.0291 | 2.2048 | 2.3642 | 2.7494 | 2.3917 | 2.1905 | 2.2876 | 2.5373 | 2.5931 | 2.6525 | 3.0096 | 2.9792 | 3.1846 | 3.2958 | 3.1921 | 3.0299 | 2.662 | 2.3442 | 2.3208 | 2.2434 | 2.3611 | 2.4201 | 2.4474
Portfolio Adjusted1-in-10Size: Over 200kWAll2022June Monthly Peak | Portfolio Adjusted | 1-in-10 | Size: Over 200kW | All | 2022 | June Monthly Peak | 6 | 135.6971 | 131.4614 | 127.3994 | 127.6457 | 136.4788 | 159.1978 | 184.1884 | 204.2294 | 217.9659 | 226.8391 | 235.8832 | 237.7737 | 234.0077 | 234.3381 | 228.4309 | 218.4766 | 205.921 | 192.5395 | 183.3055 | 178.0829 | 175.7599 | 167.5223 | 155.3141 | 147.7925 | -0.1544 | -0.19476 | -0.14775 | -0.34149 | -0.56505 | -0.79594 | -0.47313 | -0.51133 | -0.25274 | -0.041619 | -0.39166 | -0.10308 | 0.43233 | 2.222 | 7.5023 | 7.2979 | 6.5542 | 5.7414 | 1.875 | 0.1999 | -0.28867 | -0.49117 | -0.71894 | -0.87032 | 71.4805 | 70.2038 | 69.1174 | 68.1123 | 66.9627 | 66.0152 | 65.7339 | 66.8789 | 70.2684 | 75.0623 | 80.0966 | 84.3314 | 87.0654 | 89.1446 | 90.5042 | 90.9715 | 91.5067 | 90.7619 | 89.5865 | 87.5341 | 83.8284 | 79.7366 | 77.1317 | 75.1191 | 2.5402 | 2.1524 | 2.3287 | 2.4819 | 2.8533 | 2.4535 | 2.2304 | 2.3092 | 2.5421 | 2.5825 | 2.6332 | 2.9698 | 2.8991 | 3.0864 | 3.1869 | 3.1265 | 2.9956 | 2.6563 | 2.3795 | 2.348 | 2.2869 | 2.4242 | 2.4849 | 2.5281
Portfolio Adjusted1-in-10Size: Over 200kWAll2022July Monthly Peak | Portfolio Adjusted | 1-in-10 | Size: Over 200kW | All | 2022 | July Monthly Peak | 7 | 138.2939 | 134.1219 | 130.7929 | 130.881 | 140.3936 | 164.6157 | 190.5934 | 209.2253 | 221.7596 | 230.2352 | 238.4847 | 239.7158 | 236.0457 | 236.7132 | 231.2656 | 221.8409 | 209.9231 | 197.2808 | 187.4351 | 182.1295 | 179.6056 | 171.289 | 158.9234 | 150.9368 | -0.32954 | -0.26257 | -0.23808 | -0.41983 | -0.66726 | -0.84086 | -0.63251 | -0.72062 | -0.24344 | 0.011459 | -0.52625 | -0.28275 | 0.28899 | 2.1795 | 7.4991 | 7.3759 | 6.689 | 5.9163 | 2.1099 | 0.24066 | -0.20599 | -0.4305 | -0.76646 | -0.87157 | 73.828 | 72.9356 | 72.0508 | 71.2916 | 70.6453 | 70.0846 | 69.7478 | 70.09 | 72.9721 | 77.4718 | 82.0195 | 85.5022 | 87.7578 | 89.5174 | 91.1074 | 91.6338 | 92.2063 | 91.2118 | 89.3584 | 87.2009 | 84.0591 | 81.1057 | 79.0752 | 77.6383 | 2.599 | 2.2025 | 2.4003 | 2.5519 | 2.9414 | 2.5423 | 2.3121 | 2.3699 | 2.5906 | 2.6265 | 2.6676 | 3.0011 | 2.9265 | 3.1206 | 3.225 | 3.1708 | 3.0463 | 2.72 | 2.4352 | 2.4052 | 2.3431 | 2.4863 | 2.5515 | 2.5929
Portfolio Adjusted1-in-10Size: Over 200kWAll2022August Monthly Peak | Portfolio Adjusted | 1-in-10 | Size: Over 200kW | All | 2022 | August Monthly Peak | 8 | 141.9017 | 137.2986 | 133.386 | 134.1168 | 143.9365 | 169.497 | 198.2581 | 218.673 | 233.7592 | 243.7544 | 253.2229 | 255.6858 | 252.6533 | 253.7612 | 247.4835 | 235.3666 | 220.5417 | 205.4272 | 194.2134 | 189.3875 | 185.1802 | 175.6385 | 163.0507 | 155.1413 | -0.62139 | -0.43421 | -0.41308 | -0.53456 | -0.80668 | -0.98602 | -0.88805 | -0.98998 | -0.20707 | 0.14842 | -0.66592 | -0.48067 | 0.16152 | 2.2212 | 7.9131 | 7.7638 | 6.9607 | 6.1333 | 2.3475 | 0.19289 | -0.2038 | -0.4327 | -0.87656 | -0.90613 | 75.8354 | 74.9827 | 74.1068 | 73.367 | 72.7545 | 72.2175 | 71.8182 | 71.9146 | 74.4983 | 78.7721 | 83.0581 | 87.2767 | 90.5511 | 93.0092 | 94.2445 | 94.434 | 94.0862 | 92.9657 | 91.891 | 89.3648 | 85.347 | 82.1013 | 79.8722 | 78.101 | 2.7049 | 2.2842 | 2.4804 | 2.6472 | 3.051 | 2.6497 | 2.434 | 2.5075 | 2.7641 | 2.8135 | 2.8673 | 3.2453 | 3.1737 | 3.3888 | 3.4948 | 3.4035 | 3.2284 | 2.8558 | 2.5519 | 2.5267 | 2.4437 | 2.5826 | 2.651 | 2.7012
Portfolio Adjusted1-in-10Size: Over 200kWAll2022September Monthly Peak | Portfolio Adjusted | 1-in-10 | Size: Over 200kW | All | 2022 | September Monthly Peak | 9 | 141.2071 | 137.3821 | 133.9592 | 134.7561 | 145.2026 | 171.0094 | 201.789 | 224.2165 | 244.3854 | 257.2365 | 268.0604 | 270.9071 | 267.4381 | 268.4817 | 261.0147 | 246.3492 | 229.1493 | 212.134 | 200.0471 | 196.9761 | 188.785 | 178.9017 | 164.72 | 156.1839 | -0.73917 | -0.44753 | -0.46336 | -0.58126 | -0.86731 | -0.96199 | -1.0137 | -1.2285 | -0.23427 | 0.14689 | -0.87935 | -0.74727 | -0.051048 | 2.2484 | 8.1504 | 8.0225 | 7.2062 | 6.3282 | 2.5908 | 0.24506 | -0.093838 | -0.34223 | -0.89416 | -0.88609 | 78.2896 | 77.1255 | 76.0871 | 75.5477 | 74.5736 | 73.7672 | 73.3954 | 73.4129 | 75.6012 | 80.1125 | 85.0901 | 90.0443 | 94.0062 | 96.7542 | 97.7594 | 97.7402 | 97.1735 | 95.9028 | 94.2054 | 91.3952 | 87.496 | 84.0353 | 81.5822 | 79.7932 | 2.7489 | 2.3369 | 2.5474 | 2.7275 | 3.173 | 2.7443 | 2.5483 | 2.6488 | 2.9827 | 3.0618 | 3.1216 | 3.5279 | 3.4559 | 3.6925 | 3.8113 | 3.6849 | 3.4701 | 3.04 | 2.6989 | 2.6983 | 2.5544 | 2.6935 | 2.7435 | 2.7835
Portfolio Adjusted1-in-10Size: Over 200kWAll2022October Monthly Peak | Portfolio Adjusted | 1-in-10 | Size: Over 200kW | All | 2022 | October Monthly Peak | 10 | 135.5788 | 131.4682 | 127.2595 | 127.1508 | 136.493 | 160.8899 | 190.5589 | 209.0056 | 224.8565 | 236.5692 | 247.7971 | 252.5214 | 252.0849 | 253.7821 | 247.37 | 233.2445 | 216.5825 | 201.2735 | 193.4983 | 187.0241 | 178.4018 | 168.7141 | 156.1509 | 147.5669 | -0.2084 | -0.21655 | -0.18093 | -0.34064 | -0.56004 | -0.82296 | -0.54948 | -0.63049 | -0.26604 | -0.042488 | -0.45572 | -0.22894 | 0.32912 | 2.2957 | 7.9544 | 7.6559 | 6.7847 | 5.9142 | 1.9556 | 0.12446 | -0.31718 | -0.49524 | -0.74363 | -0.86627 | 73.8522 | 73.2606 | 72.5985 | 71.3208 | 70.3296 | 69.5877 | 69.2596 | 69.0202 | 69.9486 | 73.5434 | 78.08 | 82.9005 | 86.7234 | 89.1722 | 90.1717 | 90.2498 | 89.344 | 87.6142 | 84.9536 | 81.689 | 78.6211 | 76.6208 | 75.1306 | 73.7892 | 2.5236 | 2.1412 | 2.3151 | 2.4704 | 2.866 | 2.4809 | 2.3142 | 2.3733 | 2.634 | 2.7026 | 2.769 | 3.1546 | 3.1309 | 3.3541 | 3.4761 | 3.367 | 3.1711 | 2.7867 | 2.5104 | 2.4665 | 2.3208 | 2.4361 | 2.4942 | 2.5173
Portfolio Adjusted1-in-10Size: Over 200kWAll2022November Monthly Peak | Portfolio Adjusted | 1-in-10 | Size: Over 200kW | All | 2022 | November Monthly Peak | 11 | 125.8587 | 122.1116 | 118.2657 | 118.2733 | 127.306 | 150.5975 | 176.1651 | 192.2245 | 203.6208 | 210.4234 | 217.7097 | 220.1401 | 218.9983 | 219.9905 | 213.5242 | 201.1561 | 189.6703 | 182.986 | 173.903 | 166.9758 | 160.2339 | 152.0625 | 141.8356 | 135.0371 | 0.42177 | 0.047874 | 0.15017 | -0.05904 | -0.20066 | -0.68256 | -0.0035021 | 0.068508 | -0.29486 | -0.24224 | 0.035406 | 0.36247 | 0.74537 | 2.1986 | 7.1755 | 6.6975 | 5.914 | 5.2633 | 1.0669 | -0.059191 | -0.59175 | -0.67595 | -0.56031 | -0.82927 | 63.6276 | 62.3532 | 61.5806 | 60.4774 | 59.5841 | 58.8258 | 58.4959 | 58.8374 | 60.9339 | 65.2122 | 70.5375 | 74.7603 | 77.4806 | 79.0698 | 80.0744 | 80.0987 | 78.8158 | 76.4632 | 73.8534 | 71.1428 | 69.0111 | 67.3974 | 65.8146 | 64.9734 | 2.4983 | 2.1221 | 2.3006 | 2.4516 | 2.8487 | 2.4794 | 2.2842 | 2.3275 | 2.5394 | 2.5556 | 2.5898 | 2.9327 | 2.8991 | 3.1018 | 3.203 | 3.1051 | 2.983 | 2.7171 | 2.415 | 2.3565 | 2.2236 | 2.3404 | 2.4166 | 2.4572
Portfolio Adjusted1-in-10Size: Over 200kWAll2022December Monthly Peak | Portfolio Adjusted | 1-in-10 | Size: Over 200kW | All | 2022 | December Monthly Peak | 12 | 118.7444 | 114.9233 | 111.8628 | 111.5332 | 120.3367 | 143.6111 | 170.7797 | 185.5355 | 194.6448 | 196.255 | 197.0488 | 194.2324 | 188.9462 | 186.9687 | 179.7573 | 170.7603 | 164.587 | 162.3029 | 158.2084 | 153.2969 | 147.754 | 142.0257 | 132.5674 | 125.9075 | 0.39977 | 0.045693 | 0.14207 | -0.053967 | -0.17931 | -0.64963 | 0.00054553 | 0.063568 | -0.28233 | -0.2301 | 0.023463 | 0.30585 | 0.62244 | 1.868 | 6.0716 | 5.712 | 5.1432 | 4.6677 | 0.94834 | -0.08083 | -0.56886 | -0.65211 | -0.53585 | -0.77953 | 44.8587 | 44.1959 | 43.5293 | 43.1039 | 42.6255 | 41.8128 | 41.9104 | 41.9686 | 42.7153 | 44.804 | 47.375 | 49.5205 | 50.8156 | 51.172 | 51.4927 | 51.6458 | 51.113 | 49.7643 | 48.1349 | 47.1746 | 46.3125 | 45.4561 | 44.867 | 44.4152 | 2.3625 | 2.0006 | 2.1799 | 2.3167 | 2.7087 | 2.3731 | 2.2223 | 2.2582 | 2.4422 | 2.394 | 2.3541 | 2.6095 | 2.5162 | 2.653 | 2.7117 | 2.6529 | 2.6132 | 2.4303 | 2.2116 | 2.1757 | 2.0565 | 2.1878 | 2.262 | 2.2952
Portfolio Adjusted1-in-10Size: Over 200kWAll2022Typical Event Day | Portfolio Adjusted | 1-in-10 | Size: Over 200kW | All | 2022 | Typical Event Day | 8 | 141.4578 | 136.8567 | 132.901 | 133.6171 | 143.38 | 168.8267 | 197.4684 | 217.4904 | 232.0559 | 241.5259 | 250.5917 | 252.8771 | 249.7816 | 250.9401 | 244.7712 | 232.8251 | 218.2034 | 203.3684 | 192.5351 | 187.8438 | 183.8295 | 174.4308 | 161.9897 | 154.198 | -0.46478 | -0.33753 | -0.31672 | -0.47397 | -0.73499 | -0.91122 | -0.76114 | -0.86771 | -0.23686 | 0.065689 | -0.61215 | -0.39545 | 0.21872 | 2.2454 | 7.8597 | 7.6934 | 6.9111 | 6.0764 | 2.2408 | 0.22353 | -0.19946 | -0.42514 | -0.81827 | -0.89192 | 74.8583 | 73.8119 | 72.8405 | 72.0797 | 71.234 | 70.5211 | 70.1738 | 70.5741 | 73.335 | 77.8547 | 82.5661 | 86.7887 | 89.8451 | 92.1063 | 93.4039 | 93.6949 | 93.7432 | 92.7105 | 91.2603 | 88.8737 | 85.1826 | 81.7447 | 79.4153 | 77.6629 | 2.6695 | 2.2556 | 2.4487 | 2.6172 | 3.0204 | 2.6201 | 2.408 | 2.4791 | 2.7287 | 2.7714 | 2.8192 | 3.1856 | 3.1197 | 3.3339 | 3.444 | 3.3558 | 3.1851 | 2.8146 | 2.5129 | 2.4912 | 2.4086 | 2.5432 | 2.6114 | 2.6594
Portfolio Adjusted1-in-10Size: Over 200kWAll2023January Monthly Peak | Portfolio Adjusted | 1-in-10 | Size: Over 200kW | All | 2023 | January Monthly Peak | 1 | 117.4174 | 113.9214 | 110.8692 | 111.3969 | 121.0033 | 145.4744 | 174.2942 | 190.4659 | 199.9738 | 200.0248 | 200.3246 | 197.1865 | 190.9072 | 188.4521 | 180.4908 | 170.8422 | 162.6996 | 161.0556 | 157.9742 | 152.7846 | 147.1465 | 141.4731 | 132.5214 | 126.2186 | 0.38683 | 0.03813 | 0.1325 | -0.056106 | -0.18201 | -0.66375 | -0.0052815 | 0.059834 | -0.29108 | -0.23435 | 0.022684 | 0.30935 | 0.63011 | 1.8847 | 6.099 | 5.7111 | 5.0761 | 4.6169 | 0.93848 | -0.088115 | -0.57106 | -0.6517 | -0.53635 | -0.78218 | 42.2816 | 42.0876 | 41.3999 | 40.7397 | 40.2972 | 39.8261 | 39.3452 | 38.9851 | 39.5569 | 42.3096 | 44.9889 | 47.3626 | 49.0016 | 50.1232 | 51.0596 | 51.3796 | 50.9981 | 49.8765 | 48.0611 | 46.9737 | 45.9926 | 45.591 | 45.0681 | 44.4398 | 2.3297 | 1.9797 | 2.1544 | 2.3158 | 2.7344 | 2.4066 | 2.2736 | 2.3258 | 2.5174 | 2.4457 | 2.397 | 2.651 | 2.5404 | 2.6721 | 2.7192 | 2.6547 | 2.5892 | 2.4209 | 2.2136 | 2.1726 | 2.0494 | 2.1792 | 2.2607 | 2.299
Portfolio Adjusted1-in-10Size: Over 200kWAll2023February Monthly Peak | Portfolio Adjusted | 1-in-10 | Size: Over 200kW | All | 2023 | February Monthly Peak | 2 | 119.1244 | 115.5055 | 112.2568 | 112.8339 | 121.7112 | 145.3204 | 173.0538 | 187.6318 | 196.6726 | 198.5873 | 201.6163 | 202.0386 | 198.8473 | 199.0922 | 193.1439 | 181.9741 | 171.5257 | 166.3385 | 163.0218 | 156.9401 | 151.068 | 144.102 | 134.2184 | 127.5131 | 0.38514 | 0.031368 | 0.13338 | -0.058344 | -0.18813 | -0.6602 | -0.0042879 | 0.064425 | -0.2853 | -0.23117 | 0.027145 | 0.32428 | 0.66521 | 1.978 | 6.4831 | 6.0506 | 5.3281 | 4.7535 | 0.97813 | -0.080864 | -0.57805 | -0.65971 | -0.54402 | -0.78974 | 48.7514 | 48.3525 | 47.9156 | 47.3329 | 46.9353 | 46.5044 | 45.8902 | 46.1565 | 47.4231 | 50.9059 | 54.351 | 57.5515 | 59.4679 | 60.4616 | 61.0823 | 61.2986 | 60.3081 | 59.324 | 57.4117 | 55.3677 | 54.0252 | 52.7413 | 51.7615 | 50.3801 | 2.3552 | 2.0011 | 2.1788 | 2.3427 | 2.7393 | 2.397 | 2.2502 | 2.2797 | 2.4629 | 2.4193 | 2.4062 | 2.7042 | 2.6414 | 2.8222 | 2.9188 | 2.8303 | 2.7246 | 2.4945 | 2.2771 | 2.2282 | 2.1023 | 2.2179 | 2.2869 | 2.3153
Portfolio Adjusted1-in-10Size: Over 200kWAll2023March Monthly Peak | Portfolio Adjusted | 1-in-10 | Size: Over 200kW | All | 2023 | March Monthly Peak | 3 | 124.784 | 120.7949 | 116.9265 | 117.0163 | 125.2472 | 148.2669 | 176.6263 | 192.0928 | 201.5816 | 206.7167 | 213.7411 | 216.8995 | 216.5532 | 218.4929 | 213.4338 | 201.866 | 189.3331 | 178.5159 | 171.7479 | 168.8705 | 162.6585 | 153.9502 | 142.8987 | 135.0816 | 0.40611 | 0.036691 | 0.13829 | -0.060227 | -0.19764 | -0.67214 | -0.005284 | 0.066904 | -0.29219 | -0.23715 | 0.034434 | 0.35704 | 0.73669 | 2.176 | 7.1529 | 6.7016 | 5.8854 | 5.1061 | 1.0451 | -0.070884 | -0.61067 | -0.6926 | -0.57357 | -0.83493 | 60.5368 | 59.2285 | 58.3491 | 57.7841 | 56.7498 | 55.7557 | 55.0974 | 55.752 | 59.1714 | 64.0049 | 69.1301 | 73.5118 | 76.5073 | 78.1015 | 78.7799 | 79.306 | 78.8725 | 77.4663 | 74.8317 | 71.3895 | 68.3176 | 65.4753 | 63.2181 | 61.4578 | 2.4668 | 2.0934 | 2.2681 | 2.4279 | 2.8111 | 2.4397 | 2.29 | 2.3269 | 2.5146 | 2.5126 | 2.5451 | 2.8895 | 2.8686 | 3.084 | 3.2079 | 3.1214 | 2.9804 | 2.6575 | 2.3891 | 2.3906 | 2.2606 | 2.3677 | 2.4327 | 2.4503
Portfolio Adjusted1-in-10Size: Over 200kWAll2023April Monthly Peak | Portfolio Adjusted | 1-in-10 | Size: Over 200kW | All | 2023 | April Monthly Peak | 4 | 128.2611 | 124.2703 | 120.4879 | 120.728 | 129.5495 | 153.0577 | 179.4577 | 197.5999 | 211.231 | 220.2398 | 229.9653 | 233.7106 | 233.8911 | 235.5064 | 229.6604 | 217.2296 | 203.2395 | 189.5121 | 178.2655 | 175.7926 | 170.7217 | 161.3876 | 149.5008 | 141.2453 | 0.037293 | -0.088689 | -0.038161 | -0.22568 | -0.4139 | -0.71186 | -0.31946 | -0.37131 | -0.2845 | -0.14099 | -0.2886 | -0.026577 | 0.45478 | 2.2112 | 7.4644 | 7.142 | 6.3591 | 5.5262 | 1.5829 | 0.10045 | -0.37012 | -0.52064 | -0.64962 | -0.83304 | 70.5455 | 69.1262 | 67.5765 | 66.3205 | 65.3571 | 64.4415 | 63.8003 | 63.8899 | 66.9776 | 72.5344 | 78.1632 | 83.4896 | 86.9455 | 88.8975 | 89.6083 | 89.9885 | 89.7788 | 88.8727 | 87.0496 | 83.319 | 78.5877 | 74.7755 | 72.21 | 70.2695 | 2.3858 | 2.0276 | 2.2001 | 2.3586 | 2.7333 | 2.3724 | 2.1878 | 2.2516 | 2.4836 | 2.5257 | 2.582 | 2.9293 | 2.9156 | 3.1251 | 3.2405 | 3.1495 | 2.9947 | 2.6402 | 2.3272 | 2.337 | 2.2347 | 2.3412 | 2.3971 | 2.412
Portfolio Adjusted1-in-10Size: Over 200kWAll2023May Monthly Peak | Portfolio Adjusted | 1-in-10 | Size: Over 200kW | All | 2023 | May Monthly Peak | 5 | 128.7025 | 124.761 | 121.2167 | 121.5781 | 131.0015 | 155.1021 | 180.5689 | 201.7362 | 217.102 | 227.4258 | 237.5327 | 240.9362 | 240.2566 | 241.4425 | 235.3346 | 221.9713 | 207.3189 | 192.5933 | 180.6376 | 175.8396 | 172.4391 | 163.3624 | 151.4759 | 143.5251 | -0.14312 | -0.19361 | -0.14465 | -0.30927 | -0.51873 | -0.78904 | -0.46352 | -0.51123 | -0.25417 | -0.04805 | -0.37657 | -0.11449 | 0.41823 | 2.2513 | 7.6773 | 7.3563 | 6.5364 | 5.6859 | 1.7793 | 0.13313 | -0.32712 | -0.50354 | -0.7099 | -0.85107 | 70.8229 | 69.5077 | 68.1184 | 67.2017 | 66.4452 | 65.5485 | 65.3535 | 65.6766 | 69.1584 | 75.0838 | 80.7167 | 85.0011 | 87.9415 | 89.9135 | 91.3457 | 91.9804 | 91.6688 | 90.6587 | 88.745 | 86.0994 | 82.6763 | 78.809 | 75.9943 | 73.6998 | 2.3889 | 2.0291 | 2.2048 | 2.3642 | 2.7494 | 2.3917 | 2.1905 | 2.2876 | 2.5373 | 2.5931 | 2.6525 | 3.0096 | 2.9792 | 3.1846 | 3.2958 | 3.1921 | 3.0299 | 2.662 | 2.3442 | 2.3208 | 2.2434 | 2.3611 | 2.4201 | 2.4474
Portfolio Adjusted1-in-10Size: Over 200kWAll2023June Monthly Peak | Portfolio Adjusted | 1-in-10 | Size: Over 200kW | All | 2023 | June Monthly Peak | 6 | 135.6972 | 131.4614 | 127.3994 | 127.6457 | 136.4788 | 159.1978 | 184.1884 | 204.2294 | 217.9659 | 226.8391 | 235.8832 | 237.7737 | 234.0077 | 234.3381 | 228.4309 | 218.4766 | 205.921 | 192.5395 | 183.3055 | 178.0829 | 175.7599 | 167.5223 | 155.3141 | 147.7925 | -0.1544 | -0.19476 | -0.14775 | -0.34149 | -0.56505 | -0.79594 | -0.47313 | -0.51133 | -0.25274 | -0.041619 | -0.39166 | -0.10308 | 0.43233 | 2.222 | 7.5023 | 7.2979 | 6.5542 | 5.7414 | 1.875 | 0.1999 | -0.28867 | -0.49117 | -0.71894 | -0.87032 | 71.4805 | 70.2038 | 69.1174 | 68.1123 | 66.9627 | 66.0152 | 65.7339 | 66.8789 | 70.2684 | 75.0623 | 80.0966 | 84.3314 | 87.0654 | 89.1446 | 90.5042 | 90.9715 | 91.5067 | 90.7619 | 89.5865 | 87.5341 | 83.8284 | 79.7366 | 77.1317 | 75.1191 | 2.5402 | 2.1524 | 2.3287 | 2.4819 | 2.8533 | 2.4535 | 2.2304 | 2.3092 | 2.5421 | 2.5825 | 2.6332 | 2.9698 | 2.8991 | 3.0864 | 3.1869 | 3.1265 | 2.9956 | 2.6563 | 2.3795 | 2.348 | 2.2869 | 2.4242 | 2.4849 | 2.5281
Portfolio Adjusted1-in-10Size: Over 200kWAll2023July Monthly Peak | Portfolio Adjusted | 1-in-10 | Size: Over 200kW | All | 2023 | July Monthly Peak | 7 | 138.2939 | 134.1219 | 130.7929 | 130.881 | 140.3936 | 164.6157 | 190.5934 | 209.2254 | 221.7596 | 230.2352 | 238.4847 | 239.7158 | 236.0457 | 236.7132 | 231.2655 | 221.8409 | 209.9231 | 197.2808 | 187.4351 | 182.1295 | 179.6056 | 171.289 | 158.9234 | 150.9368 | -0.32954 | -0.26257 | -0.23808 | -0.41983 | -0.66726 | -0.84086 | -0.63251 | -0.72062 | -0.24344 | 0.011459 | -0.52625 | -0.28275 | 0.28899 | 2.1795 | 7.4991 | 7.3759 | 6.689 | 5.9163 | 2.1099 | 0.24066 | -0.20599 | -0.4305 | -0.76646 | -0.87157 | 73.828 | 72.9356 | 72.0508 | 71.2916 | 70.6453 | 70.0846 | 69.7478 | 70.09 | 72.9721 | 77.4718 | 82.0195 | 85.5022 | 87.7578 | 89.5174 | 91.1074 | 91.6338 | 92.2063 | 91.2118 | 89.3584 | 87.2008 | 84.0591 | 81.1057 | 79.0752 | 77.6383 | 2.599 | 2.2025 | 2.4003 | 2.5519 | 2.9414 | 2.5423 | 2.3121 | 2.3699 | 2.5906 | 2.6265 | 2.6676 | 3.0011 | 2.9265 | 3.1206 | 3.225 | 3.1708 | 3.0463 | 2.72 | 2.4352 | 2.4052 | 2.3431 | 2.4863 | 2.5515 | 2.5929
Portfolio Adjusted1-in-10Size: Over 200kWAll2023August Monthly Peak | Portfolio Adjusted | 1-in-10 | Size: Over 200kW | All | 2023 | August Monthly Peak | 8 | 141.9017 | 137.2986 | 133.3859 | 134.1168 | 143.9365 | 169.497 | 198.2581 | 218.673 | 233.7592 | 243.7544 | 253.2229 | 255.6858 | 252.6533 | 253.7612 | 247.4835 | 235.3666 | 220.5417 | 205.4272 | 194.2134 | 189.3875 | 185.1802 | 175.6385 | 163.0507 | 155.1413 | -0.62139 | -0.43421 | -0.41308 | -0.53456 | -0.80668 | -0.98602 | -0.88805 | -0.98998 | -0.20707 | 0.14842 | -0.66592 | -0.48067 | 0.16152 | 2.2212 | 7.9131 | 7.7638 | 6.9607 | 6.1333 | 2.3475 | 0.19289 | -0.2038 | -0.4327 | -0.87656 | -0.90613 | 75.8354 | 74.9827 | 74.1068 | 73.367 | 72.7545 | 72.2175 | 71.8182 | 71.9146 | 74.4983 | 78.7721 | 83.0581 | 87.2767 | 90.5511 | 93.0092 | 94.2445 | 94.434 | 94.0862 | 92.9657 | 91.891 | 89.3648 | 85.347 | 82.1013 | 79.8722 | 78.101 | 2.7049 | 2.2842 | 2.4804 | 2.6472 | 3.051 | 2.6497 | 2.434 | 2.5075 | 2.7641 | 2.8135 | 2.8673 | 3.2453 | 3.1737 | 3.3888 | 3.4948 | 3.4035 | 3.2284 | 2.8558 | 2.5519 | 2.5267 | 2.4437 | 2.5826 | 2.651 | 2.7012
Portfolio Adjusted1-in-10Size: Over 200kWAll2023September Monthly Peak | Portfolio Adjusted | 1-in-10 | Size: Over 200kW | All | 2023 | September Monthly Peak | 9 | 141.2071 | 137.3821 | 133.9592 | 134.7561 | 145.2026 | 171.0094 | 201.789 | 224.2165 | 244.3854 | 257.2365 | 268.0604 | 270.9071 | 267.4381 | 268.4817 | 261.0147 | 246.3492 | 229.1493 | 212.134 | 200.0471 | 196.9761 | 188.785 | 178.9017 | 164.72 | 156.1839 | -0.73917 | -0.44753 | -0.46336 | -0.58126 | -0.86731 | -0.96199 | -1.0137 | -1.2285 | -0.23427 | 0.14689 | -0.87935 | -0.74727 | -0.051048 | 2.2484 | 8.1504 | 8.0225 | 7.2062 | 6.3282 | 2.5908 | 0.24506 | -0.093838 | -0.34223 | -0.89416 | -0.88609 | 78.2896 | 77.1255 | 76.0871 | 75.5477 | 74.5736 | 73.7672 | 73.3954 | 73.413 | 75.6012 | 80.1125 | 85.0901 | 90.0443 | 94.0062 | 96.7542 | 97.7594 | 97.7402 | 97.1735 | 95.9028 | 94.2054 | 91.3952 | 87.496 | 84.0353 | 81.5822 | 79.7932 | 2.7489 | 2.3369 | 2.5474 | 2.7275 | 3.173 | 2.7443 | 2.5483 | 2.6488 | 2.9827 | 3.0618 | 3.1216 | 3.5279 | 3.4559 | 3.6925 | 3.8113 | 3.6849 | 3.4701 | 3.04 | 2.6989 | 2.6983 | 2.5544 | 2.6935 | 2.7435 | 2.7835
Portfolio Adjusted1-in-10Size: Over 200kWAll2023October Monthly Peak | Portfolio Adjusted | 1-in-10 | Size: Over 200kW | All | 2023 | October Monthly Peak | 10 | 135.5788 | 131.4682 | 127.2595 | 127.1508 | 136.493 | 160.8899 | 190.5589 | 209.0056 | 224.8565 | 236.5692 | 247.7971 | 252.5214 | 252.0849 | 253.7821 | 247.37 | 233.2445 | 216.5825 | 201.2735 | 193.4983 | 187.0241 | 178.4018 | 168.7141 | 156.1509 | 147.5669 | -0.2084 | -0.21655 | -0.18093 | -0.34064 | -0.56004 | -0.82296 | -0.54948 | -0.63049 | -0.26604 | -0.042488 | -0.45572 | -0.22894 | 0.32912 | 2.2957 | 7.9544 | 7.6559 | 6.7847 | 5.9142 | 1.9556 | 0.12446 | -0.31718 | -0.49524 | -0.74363 | -0.86627 | 73.8522 | 73.2606 | 72.5985 | 71.3208 | 70.3296 | 69.5877 | 69.2596 | 69.0202 | 69.9486 | 73.5434 | 78.08 | 82.9005 | 86.7234 | 89.1722 | 90.1717 | 90.2498 | 89.344 | 87.6142 | 84.9536 | 81.689 | 78.6211 | 76.6208 | 75.1306 | 73.7892 | 2.5236 | 2.1412 | 2.3151 | 2.4704 | 2.866 | 2.4809 | 2.3142 | 2.3733 | 2.634 | 2.7026 | 2.769 | 3.1546 | 3.1309 | 3.3541 | 3.4761 | 3.367 | 3.1711 | 2.7867 | 2.5104 | 2.4665 | 2.3208 | 2.4361 | 2.4942 | 2.5173
Portfolio Adjusted1-in-10Size: Over 200kWAll2023November Monthly Peak | Portfolio Adjusted | 1-in-10 | Size: Over 200kW | All | 2023 | November Monthly Peak | 11 | 125.8587 | 122.1116 | 118.2657 | 118.2733 | 127.306 | 150.5975 | 176.1651 | 192.2245 | 203.6208 | 210.4234 | 217.7097 | 220.1401 | 218.9983 | 219.9905 | 213.5242 | 201.1561 | 189.6703 | 182.986 | 173.903 | 166.9758 | 160.2339 | 152.0625 | 141.8356 | 135.0371 | 0.42177 | 0.047874 | 0.15017 | -0.05904 | -0.20066 | -0.68256 | -0.0035021 | 0.068508 | -0.29486 | -0.24224 | 0.035406 | 0.36247 | 0.74537 | 2.1986 | 7.1755 | 6.6975 | 5.914 | 5.2633 | 1.0669 | -0.059191 | -0.59175 | -0.67595 | -0.56031 | -0.82927 | 63.6276 | 62.3532 | 61.5806 | 60.4774 | 59.5841 | 58.8258 | 58.4959 | 58.8375 | 60.9339 | 65.2122 | 70.5375 | 74.7603 | 77.4806 | 79.0698 | 80.0744 | 80.0987 | 78.8158 | 76.4632 | 73.8534 | 71.1428 | 69.0111 | 67.3974 | 65.8146 | 64.9734 | 2.4983 | 2.1221 | 2.3006 | 2.4516 | 2.8487 | 2.4794 | 2.2842 | 2.3275 | 2.5394 | 2.5556 | 2.5898 | 2.9327 | 2.8991 | 3.1018 | 3.203 | 3.1051 | 2.983 | 2.7171 | 2.415 | 2.3565 | 2.2236 | 2.3404 | 2.4166 | 2.4572
Portfolio Adjusted1-in-10Size: Over 200kWAll2023December Monthly Peak | Portfolio Adjusted | 1-in-10 | Size: Over 200kW | All | 2023 | December Monthly Peak | 12 | 118.7444 | 114.9233 | 111.8628 | 111.5332 | 120.3367 | 143.6111 | 170.7797 | 185.5355 | 194.6448 | 196.255 | 197.0488 | 194.2324 | 188.9462 | 186.9687 | 179.7573 | 170.7603 | 164.587 | 162.3029 | 158.2084 | 153.2969 | 147.754 | 142.0257 | 132.5674 | 125.9075 | 0.39977 | 0.045693 | 0.14207 | -0.053967 | -0.17931 | -0.64963 | 0.00054549 | 0.063568 | -0.28232 | -0.2301 | 0.023463 | 0.30585 | 0.62244 | 1.868 | 6.0716 | 5.712 | 5.1432 | 4.6677 | 0.94834 | -0.08083 | -0.56886 | -0.65211 | -0.53585 | -0.77953 | 44.8587 | 44.1959 | 43.5293 | 43.1039 | 42.6255 | 41.8128 | 41.9104 | 41.9686 | 42.7153 | 44.804 | 47.375 | 49.5205 | 50.8156 | 51.172 | 51.4927 | 51.6458 | 51.113 | 49.7643 | 48.1349 | 47.1746 | 46.3125 | 45.4561 | 44.867 | 44.4152 | 2.3625 | 2.0006 | 2.1799 | 2.3167 | 2.7087 | 2.3731 | 2.2223 | 2.2582 | 2.4422 | 2.394 | 2.3541 | 2.6095 | 2.5162 | 2.653 | 2.7117 | 2.6529 | 2.6132 | 2.4303 | 2.2116 | 2.1757 | 2.0565 | 2.1878 | 2.262 | 2.2952
Portfolio Adjusted1-in-10Size: Over 200kWAll2023Typical Event Day | Portfolio Adjusted | 1-in-10 | Size: Over 200kW | All | 2023 | Typical Event Day | 8 | 141.4578 | 136.8567 | 132.901 | 133.6171 | 143.38 | 168.8267 | 197.4685 | 217.4904 | 232.0559 | 241.5259 | 250.5917 | 252.877 | 249.7816 | 250.9401 | 244.7712 | 232.8251 | 218.2034 | 203.3684 | 192.5351 | 187.8438 | 183.8295 | 174.4308 | 161.9897 | 154.198 | -0.46478 | -0.33753 | -0.31672 | -0.47397 | -0.73499 | -0.91122 | -0.76114 | -0.86771 | -0.23686 | 0.065689 | -0.61215 | -0.39545 | 0.21872 | 2.2454 | 7.8597 | 7.6934 | 6.9111 | 6.0764 | 2.2408 | 0.22353 | -0.19946 | -0.42514 | -0.81827 | -0.89192 | 74.8583 | 73.8119 | 72.8405 | 72.0797 | 71.234 | 70.5211 | 70.1738 | 70.5741 | 73.335 | 77.8547 | 82.5661 | 86.7887 | 89.8451 | 92.1063 | 93.4039 | 93.6949 | 93.7432 | 92.7105 | 91.2603 | 88.8737 | 85.1826 | 81.7447 | 79.4153 | 77.6629 | 2.6695 | 2.2556 | 2.4487 | 2.6172 | 3.0204 | 2.6201 | 2.408 | 2.4791 | 2.7287 | 2.7714 | 2.8192 | 3.1856 | 3.1197 | 3.3339 | 3.444 | 3.3558 | 3.1851 | 2.8146 | 2.5129 | 2.4912 | 2.4086 | 2.5432 | 2.6114 | 2.6594
Portfolio Adjusted1-in-10Size: Over 200kWAll2024January Monthly Peak | Portfolio Adjusted | 1-in-10 | Size: Over 200kW | All | 2024 | January Monthly Peak | 1 | 117.4174 | 113.9214 | 110.8692 | 111.3969 | 121.0033 | 145.4744 | 174.2942 | 190.4659 | 199.9738 | 200.0248 | 200.3246 | 197.1865 | 190.9072 | 188.4521 | 180.4908 | 170.8422 | 162.6996 | 161.0556 | 157.9742 | 152.7846 | 147.1465 | 141.4731 | 132.5214 | 126.2186 | 0.38683 | 0.03813 | 0.1325 | -0.056106 | -0.18201 | -0.66375 | -0.0052815 | 0.059834 | -0.29108 | -0.23435 | 0.022684 | 0.30935 | 0.63011 | 1.8847 | 6.099 | 5.7111 | 5.0761 | 4.6169 | 0.93848 | -0.088115 | -0.57106 | -0.6517 | -0.53635 | -0.78218 | 42.2816 | 42.0876 | 41.3999 | 40.7397 | 40.2972 | 39.8261 | 39.3452 | 38.9851 | 39.5569 | 42.3096 | 44.9889 | 47.3626 | 49.0016 | 50.1232 | 51.0596 | 51.3796 | 50.9981 | 49.8765 | 48.0611 | 46.9737 | 45.9926 | 45.591 | 45.0681 | 44.4398 | 2.3297 | 1.9797 | 2.1544 | 2.3158 | 2.7344 | 2.4066 | 2.2736 | 2.3258 | 2.5174 | 2.4457 | 2.397 | 2.651 | 2.5404 | 2.6721 | 2.7192 | 2.6547 | 2.5892 | 2.4209 | 2.2136 | 2.1726 | 2.0494 | 2.1792 | 2.2607 | 2.299
Portfolio Adjusted1-in-10Size: Over 200kWAll2024February Monthly Peak | Portfolio Adjusted | 1-in-10 | Size: Over 200kW | All | 2024 | February Monthly Peak | 2 | 119.1244 | 115.5055 | 112.2568 | 112.8339 | 121.7112 | 145.3204 | 173.0538 | 187.6318 | 196.6726 | 198.5873 | 201.6163 | 202.0386 | 198.8473 | 199.0922 | 193.1439 | 181.9742 | 171.5257 | 166.3385 | 163.0218 | 156.9401 | 151.068 | 144.1021 | 134.2184 | 127.5131 | 0.38514 | 0.031368 | 0.13338 | -0.058344 | -0.18813 | -0.6602 | -0.0042879 | 0.064425 | -0.2853 | -0.23117 | 0.027145 | 0.32428 | 0.66521 | 1.978 | 6.4831 | 6.0506 | 5.3281 | 4.7535 | 0.97813 | -0.080864 | -0.57805 | -0.65971 | -0.54402 | -0.78974 | 48.7514 | 48.3525 | 47.9156 | 47.3329 | 46.9353 | 46.5044 | 45.8902 | 46.1565 | 47.4231 | 50.9059 | 54.351 | 57.5515 | 59.4679 | 60.4616 | 61.0823 | 61.2986 | 60.3081 | 59.324 | 57.4117 | 55.3677 | 54.0252 | 52.7413 | 51.7615 | 50.3801 | 2.3552 | 2.0011 | 2.1788 | 2.3427 | 2.7393 | 2.397 | 2.2502 | 2.2797 | 2.4629 | 2.4193 | 2.4062 | 2.7042 | 2.6414 | 2.8222 | 2.9188 | 2.8303 | 2.7246 | 2.4945 | 2.2771 | 2.2282 | 2.1023 | 2.2179 | 2.2869 | 2.3153
Portfolio Adjusted1-in-10Size: Over 200kWAll2024March Monthly Peak | Portfolio Adjusted | 1-in-10 | Size: Over 200kW | All | 2024 | March Monthly Peak | 3 | 124.784 | 120.7949 | 116.9265 | 117.0163 | 125.2472 | 148.2669 | 176.6263 | 192.0928 | 201.5816 | 206.7167 | 213.7411 | 216.8995 | 216.5532 | 218.4929 | 213.4338 | 201.866 | 189.3331 | 178.5158 | 171.7479 | 168.8705 | 162.6585 | 153.9502 | 142.8987 | 135.0816 | 0.40611 | 0.036691 | 0.13829 | -0.060227 | -0.19764 | -0.67214 | -0.005284 | 0.066904 | -0.29219 | -0.23715 | 0.034434 | 0.35704 | 0.73669 | 2.176 | 7.1529 | 6.7016 | 5.8854 | 5.1061 | 1.0451 | -0.070884 | -0.61067 | -0.6926 | -0.57357 | -0.83493 | 60.5368 | 59.2285 | 58.3491 | 57.7841 | 56.7498 | 55.7556 | 55.0974 | 55.752 | 59.1714 | 64.0049 | 69.1301 | 73.5118 | 76.5073 | 78.1015 | 78.7799 | 79.306 | 78.8725 | 77.4663 | 74.8318 | 71.3895 | 68.3176 | 65.4753 | 63.2181 | 61.4578 | 2.4668 | 2.0934 | 2.2681 | 2.4279 | 2.8111 | 2.4397 | 2.29 | 2.3269 | 2.5146 | 2.5126 | 2.5451 | 2.8895 | 2.8686 | 3.084 | 3.2079 | 3.1214 | 2.9804 | 2.6575 | 2.3891 | 2.3906 | 2.2606 | 2.3677 | 2.4327 | 2.4503
Portfolio Adjusted1-in-10Size: Over 200kWAll2024April Monthly Peak | Portfolio Adjusted | 1-in-10 | Size: Over 200kW | All | 2024 | April Monthly Peak | 4 | 128.2611 | 124.2703 | 120.4879 | 120.728 | 129.5495 | 153.0577 | 179.4578 | 197.5999 | 211.231 | 220.2398 | 229.9653 | 233.7106 | 233.8911 | 235.5064 | 229.6604 | 217.2296 | 203.2395 | 189.5121 | 178.2655 | 175.7926 | 170.7217 | 161.3876 | 149.5008 | 141.2453 | 0.037293 | -0.088689 | -0.038161 | -0.22568 | -0.4139 | -0.71186 | -0.31946 | -0.37131 | -0.2845 | -0.14099 | -0.2886 | -0.026577 | 0.45478 | 2.2112 | 7.4644 | 7.142 | 6.3591 | 5.5262 | 1.5829 | 0.10045 | -0.37012 | -0.52064 | -0.64962 | -0.83304 | 70.5455 | 69.1262 | 67.5765 | 66.3205 | 65.3571 | 64.4415 | 63.8003 | 63.8899 | 66.9776 | 72.5344 | 78.1632 | 83.4896 | 86.9455 | 88.8975 | 89.6083 | 89.9885 | 89.7788 | 88.8727 | 87.0496 | 83.319 | 78.5877 | 74.7755 | 72.21 | 70.2695 | 2.3858 | 2.0276 | 2.2001 | 2.3586 | 2.7333 | 2.3724 | 2.1878 | 2.2516 | 2.4836 | 2.5257 | 2.582 | 2.9293 | 2.9156 | 3.1251 | 3.2405 | 3.1495 | 2.9947 | 2.6402 | 2.3272 | 2.337 | 2.2347 | 2.3412 | 2.3971 | 2.412
Portfolio Adjusted1-in-10Size: Over 200kWAll2024May Monthly Peak | Portfolio Adjusted | 1-in-10 | Size: Over 200kW | All | 2024 | May Monthly Peak | 5 | 128.7025 | 124.761 | 121.2167 | 121.5781 | 131.0015 | 155.1021 | 180.5689 | 201.7362 | 217.102 | 227.4258 | 237.5327 | 240.9362 | 240.2566 | 241.4425 | 235.3346 | 221.9713 | 207.3189 | 192.5933 | 180.6376 | 175.8396 | 172.4391 | 163.3624 | 151.4759 | 143.5251 | -0.14312 | -0.19361 | -0.14465 | -0.30927 | -0.51873 | -0.78904 | -0.46352 | -0.51123 | -0.25417 | -0.04805 | -0.37657 | -0.11449 | 0.41823 | 2.2513 | 7.6773 | 7.3563 | 6.5364 | 5.6859 | 1.7793 | 0.13313 | -0.32712 | -0.50354 | -0.7099 | -0.85107 | 70.8229 | 69.5077 | 68.1184 | 67.2017 | 66.4452 | 65.5485 | 65.3535 | 65.6767 | 69.1584 | 75.0838 | 80.7167 | 85.0011 | 87.9415 | 89.9135 | 91.3457 | 91.9804 | 91.6688 | 90.6587 | 88.745 | 86.0994 | 82.6763 | 78.809 | 75.9943 | 73.6998 | 2.3889 | 2.0291 | 2.2048 | 2.3642 | 2.7494 | 2.3917 | 2.1905 | 2.2876 | 2.5373 | 2.5931 | 2.6525 | 3.0096 | 2.9792 | 3.1846 | 3.2958 | 3.1921 | 3.0299 | 2.662 | 2.3442 | 2.3208 | 2.2434 | 2.3611 | 2.4201 | 2.4474
Portfolio Adjusted1-in-10Size: Over 200kWAll2024June Monthly Peak | Portfolio Adjusted | 1-in-10 | Size: Over 200kW | All | 2024 | June Monthly Peak | 6 | 135.6972 | 131.4614 | 127.3994 | 127.6457 | 136.4788 | 159.1978 | 184.1884 | 204.2294 | 217.9659 | 226.8391 | 235.8832 | 237.7737 | 234.0077 | 234.3381 | 228.4309 | 218.4766 | 205.921 | 192.5395 | 183.3055 | 178.0829 | 175.7599 | 167.5223 | 155.3141 | 147.7925 | -0.1544 | -0.19476 | -0.14775 | -0.34149 | -0.56505 | -0.79594 | -0.47313 | -0.51133 | -0.25274 | -0.041619 | -0.39166 | -0.10308 | 0.43233 | 2.222 | 7.5023 | 7.2979 | 6.5542 | 5.7414 | 1.875 | 0.1999 | -0.28867 | -0.49117 | -0.71894 | -0.87032 | 71.4805 | 70.2038 | 69.1174 | 68.1123 | 66.9627 | 66.0152 | 65.7339 | 66.8789 | 70.2684 | 75.0623 | 80.0966 | 84.3314 | 87.0654 | 89.1446 | 90.5042 | 90.9715 | 91.5067 | 90.7619 | 89.5865 | 87.5341 | 83.8284 | 79.7366 | 77.1317 | 75.1191 | 2.5402 | 2.1524 | 2.3287 | 2.4819 | 2.8533 | 2.4535 | 2.2304 | 2.3092 | 2.5421 | 2.5825 | 2.6332 | 2.9698 | 2.8991 | 3.0864 | 3.1869 | 3.1265 | 2.9956 | 2.6563 | 2.3795 | 2.348 | 2.2869 | 2.4242 | 2.4849 | 2.5281
Portfolio Adjusted1-in-10Size: Over 200kWAll2024July Monthly Peak | Portfolio Adjusted | 1-in-10 | Size: Over 200kW | All | 2024 | July Monthly Peak | 7 | 138.2939 | 134.1219 | 130.7929 | 130.881 | 140.3936 | 164.6157 | 190.5934 | 209.2253 | 221.7596 | 230.2352 | 238.4847 | 239.7157 | 236.0457 | 236.7132 | 231.2655 | 221.8409 | 209.9231 | 197.2808 | 187.4351 | 182.1295 | 179.6056 | 171.289 | 158.9234 | 150.9368 | -0.32954 | -0.26257 | -0.23808 | -0.41983 | -0.66726 | -0.84086 | -0.63251 | -0.72062 | -0.24344 | 0.011459 | -0.52625 | -0.28275 | 0.28899 | 2.1795 | 7.4991 | 7.3759 | 6.689 | 5.9163 | 2.1099 | 0.24066 | -0.20599 | -0.4305 | -0.76646 | -0.87157 | 73.828 | 72.9356 | 72.0508 | 71.2916 | 70.6453 | 70.0846 | 69.7478 | 70.09 | 72.9721 | 77.4718 | 82.0195 | 85.5022 | 87.7578 | 89.5174 | 91.1074 | 91.6338 | 92.2063 | 91.2118 | 89.3584 | 87.2008 | 84.0591 | 81.1057 | 79.0752 | 77.6383 | 2.599 | 2.2025 | 2.4003 | 2.5519 | 2.9414 | 2.5423 | 2.3121 | 2.3699 | 2.5906 | 2.6265 | 2.6676 | 3.0011 | 2.9265 | 3.1206 | 3.225 | 3.1708 | 3.0463 | 2.72 | 2.4352 | 2.4052 | 2.3431 | 2.4863 | 2.5515 | 2.593
Portfolio Adjusted1-in-10Size: Over 200kWAll2024August Monthly Peak | Portfolio Adjusted | 1-in-10 | Size: Over 200kW | All | 2024 | August Monthly Peak | 8 | 141.9017 | 137.2986 | 133.3859 | 134.1168 | 143.9365 | 169.497 | 198.2581 | 218.673 | 233.7592 | 243.7544 | 253.2229 | 255.6858 | 252.6533 | 253.7612 | 247.4835 | 235.3666 | 220.5417 | 205.4272 | 194.2134 | 189.3875 | 185.1802 | 175.6385 | 163.0507 | 155.1413 | -0.62139 | -0.43421 | -0.41308 | -0.53456 | -0.80668 | -0.98602 | -0.88805 | -0.98998 | -0.20707 | 0.14842 | -0.66592 | -0.48067 | 0.16152 | 2.2212 | 7.9131 | 7.7638 | 6.9607 | 6.1333 | 2.3475 | 0.19289 | -0.2038 | -0.4327 | -0.87656 | -0.90613 | 75.8354 | 74.9827 | 74.1068 | 73.367 | 72.7545 | 72.2175 | 71.8182 | 71.9146 | 74.4983 | 78.7721 | 83.0581 | 87.2767 | 90.5511 | 93.0092 | 94.2445 | 94.434 | 94.0862 | 92.9657 | 91.891 | 89.3648 | 85.347 | 82.1013 | 79.8722 | 78.101 | 2.7049 | 2.2842 | 2.4804 | 2.6472 | 3.051 | 2.6497 | 2.434 | 2.5075 | 2.7641 | 2.8135 | 2.8673 | 3.2453 | 3.1737 | 3.3888 | 3.4948 | 3.4035 | 3.2284 | 2.8558 | 2.5519 | 2.5267 | 2.4437 | 2.5826 | 2.651 | 2.7012
Portfolio Adjusted1-in-10Size: Over 200kWAll2024September Monthly Peak | Portfolio Adjusted | 1-in-10 | Size: Over 200kW | All | 2024 | September Monthly Peak | 9 | 141.2071 | 137.3821 | 133.9592 | 134.7561 | 145.2026 | 171.0094 | 201.789 | 224.2165 | 244.3854 | 257.2365 | 268.0604 | 270.9071 | 267.4381 | 268.4817 | 261.0147 | 246.3492 | 229.1493 | 212.134 | 200.0471 | 196.9761 | 188.785 | 178.9017 | 164.72 | 156.1839 | -0.73917 | -0.44753 | -0.46336 | -0.58126 | -0.86731 | -0.96199 | -1.0137 | -1.2285 | -0.23427 | 0.14689 | -0.87935 | -0.74727 | -0.051048 | 2.2484 | 8.1504 | 8.0225 | 7.2062 | 6.3282 | 2.5908 | 0.24506 | -0.093838 | -0.34223 | -0.89416 | -0.88609 | 78.2896 | 77.1255 | 76.0871 | 75.5477 | 74.5736 | 73.7672 | 73.3954 | 73.4129 | 75.6012 | 80.1125 | 85.0901 | 90.0443 | 94.0062 | 96.7542 | 97.7594 | 97.7402 | 97.1735 | 95.9028 | 94.2054 | 91.3952 | 87.496 | 84.0353 | 81.5822 | 79.7932 | 2.7489 | 2.3369 | 2.5474 | 2.7275 | 3.173 | 2.7443 | 2.5483 | 2.6488 | 2.9827 | 3.0618 | 3.1216 | 3.5279 | 3.4559 | 3.6925 | 3.8113 | 3.6849 | 3.4701 | 3.04 | 2.6989 | 2.6983 | 2.5544 | 2.6935 | 2.7435 | 2.7835
Portfolio Adjusted1-in-10Size: Over 200kWAll2024October Monthly Peak | Portfolio Adjusted | 1-in-10 | Size: Over 200kW | All | 2024 | October Monthly Peak | 10 | 135.5788 | 131.4681 | 127.2595 | 127.1508 | 136.493 | 160.8899 | 190.5589 | 209.0056 | 224.8564 | 236.5692 | 247.7971 | 252.5214 | 252.0849 | 253.7821 | 247.37 | 233.2445 | 216.5825 | 201.2735 | 193.4983 | 187.0241 | 178.4018 | 168.7141 | 156.1509 | 147.5669 | -0.2084 | -0.21655 | -0.18093 | -0.34064 | -0.56004 | -0.82296 | -0.54948 | -0.63049 | -0.26604 | -0.042488 | -0.45572 | -0.22894 | 0.32912 | 2.2957 | 7.9544 | 7.6559 | 6.7847 | 5.9142 | 1.9556 | 0.12446 | -0.31718 | -0.49524 | -0.74363 | -0.86627 | 73.8522 | 73.2606 | 72.5985 | 71.3208 | 70.3296 | 69.5877 | 69.2596 | 69.0202 | 69.9486 | 73.5434 | 78.08 | 82.9005 | 86.7234 | 89.1722 | 90.1717 | 90.2498 | 89.344 | 87.6142 | 84.9536 | 81.689 | 78.6211 | 76.6208 | 75.1306 | 73.7892 | 2.5236 | 2.1412 | 2.3151 | 2.4704 | 2.866 | 2.4809 | 2.3142 | 2.3733 | 2.634 | 2.7026 | 2.769 | 3.1546 | 3.1309 | 3.3541 | 3.4761 | 3.367 | 3.1711 | 2.7867 | 2.5104 | 2.4665 | 2.3208 | 2.4361 | 2.4942 | 2.5173
Portfolio Adjusted1-in-10Size: Over 200kWAll2024November Monthly Peak | Portfolio Adjusted | 1-in-10 | Size: Over 200kW | All | 2024 | November Monthly Peak | 11 | 125.8587 | 122.1116 | 118.2657 | 118.2733 | 127.306 | 150.5975 | 176.1651 | 192.2245 | 203.6208 | 210.4234 | 217.7097 | 220.1401 | 218.9983 | 219.9905 | 213.5242 | 201.1561 | 189.6703 | 182.986 | 173.903 | 166.9758 | 160.2339 | 152.0625 | 141.8356 | 135.0371 | 0.42177 | 0.047874 | 0.15017 | -0.05904 | -0.20066 | -0.68256 | -0.0035021 | 0.068508 | -0.29486 | -0.24224 | 0.035406 | 0.36247 | 0.74537 | 2.1986 | 7.1755 | 6.6975 | 5.914 | 5.2633 | 1.0669 | -0.059191 | -0.59175 | -0.67595 | -0.56031 | -0.82927 | 63.6276 | 62.3532 | 61.5806 | 60.4774 | 59.5841 | 58.8258 | 58.4959 | 58.8375 | 60.9339 | 65.2122 | 70.5375 | 74.7603 | 77.4806 | 79.0699 | 80.0744 | 80.0987 | 78.8158 | 76.4632 | 73.8534 | 71.1428 | 69.0111 | 67.3974 | 65.8146 | 64.9734 | 2.4983 | 2.1221 | 2.3006 | 2.4516 | 2.8487 | 2.4794 | 2.2842 | 2.3275 | 2.5394 | 2.5556 | 2.5898 | 2.9327 | 2.8991 | 3.1018 | 3.203 | 3.1051 | 2.983 | 2.7171 | 2.415 | 2.3565 | 2.2236 | 2.3404 | 2.4166 | 2.4572
Portfolio Adjusted1-in-10Size: Over 200kWAll2024December Monthly Peak | Portfolio Adjusted | 1-in-10 | Size: Over 200kW | All | 2024 | December Monthly Peak | 12 | 118.7444 | 114.9233 | 111.8628 | 111.5332 | 120.3367 | 143.6111 | 170.7797 | 185.5355 | 194.6448 | 196.255 | 197.0488 | 194.2324 | 188.9462 | 186.9686 | 179.7573 | 170.7603 | 164.587 | 162.3029 | 158.2084 | 153.2969 | 147.754 | 142.0257 | 132.5674 | 125.9075 | 0.39977 | 0.045693 | 0.14207 | -0.053967 | -0.17931 | -0.64963 | 0.00054548 | 0.063568 | -0.28232 | -0.2301 | 0.023463 | 0.30585 | 0.62244 | 1.868 | 6.0716 | 5.712 | 5.1432 | 4.6677 | 0.94834 | -0.08083 | -0.56886 | -0.65211 | -0.53585 | -0.77953 | 44.8587 | 44.1959 | 43.5293 | 43.104 | 42.6255 | 41.8128 | 41.9104 | 41.9686 | 42.7153 | 44.804 | 47.375 | 49.5205 | 50.8156 | 51.172 | 51.4927 | 51.6458 | 51.113 | 49.7643 | 48.1349 | 47.1746 | 46.3125 | 45.4561 | 44.867 | 44.4152 | 2.3625 | 2.0006 | 2.1799 | 2.3167 | 2.7087 | 2.3731 | 2.2223 | 2.2582 | 2.4422 | 2.394 | 2.3541 | 2.6095 | 2.5162 | 2.653 | 2.7117 | 2.6529 | 2.6132 | 2.4303 | 2.2116 | 2.1757 | 2.0565 | 2.1878 | 2.262 | 2.2952
Portfolio Adjusted1-in-10Size: Over 200kWAll2024Typical Event Day | Portfolio Adjusted | 1-in-10 | Size: Over 200kW | All | 2024 | Typical Event Day | 8 | 141.4578 | 136.8567 | 132.901 | 133.6171 | 143.38 | 168.8267 | 197.4685 | 217.4904 | 232.0559 | 241.5259 | 250.5917 | 252.877 | 249.7816 | 250.9401 | 244.7712 | 232.8251 | 218.2034 | 203.3684 | 192.5351 | 187.8438 | 183.8295 | 174.4308 | 161.9897 | 154.198 | -0.46478 | -0.33753 | -0.31672 | -0.47397 | -0.73499 | -0.91122 | -0.76114 | -0.86771 | -0.23686 | 0.065689 | -0.61215 | -0.39545 | 0.21872 | 2.2454 | 7.8597 | 7.6934 | 6.9111 | 6.0764 | 2.2408 | 0.22353 | -0.19946 | -0.42514 | -0.81827 | -0.89192 | 74.8583 | 73.8119 | 72.8405 | 72.0797 | 71.234 | 70.5211 | 70.1738 | 70.5741 | 73.335 | 77.8547 | 82.5661 | 86.7887 | 89.8451 | 92.1063 | 93.4039 | 93.6949 | 93.7432 | 92.7105 | 91.2603 | 88.8737 | 85.1826 | 81.7447 | 79.4153 | 77.6629 | 2.6695 | 2.2556 | 2.4487 | 2.6172 | 3.0204 | 2.6201 | 2.408 | 2.4791 | 2.7287 | 2.7714 | 2.8192 | 3.1856 | 3.1197 | 3.3339 | 3.444 | 3.3558 | 3.1851 | 2.8146 | 2.5129 | 2.4912 | 2.4086 | 2.5432 | 2.6114 | 2.6594
Portfolio Adjusted1-in-10Size: Over 200kWAll2025January Monthly Peak | Portfolio Adjusted | 1-in-10 | Size: Over 200kW | All | 2025 | January Monthly Peak | 1 | 117.4174 | 113.9214 | 110.8693 | 111.3969 | 121.0033 | 145.4744 | 174.2942 | 190.4659 | 199.9738 | 200.0248 | 200.3246 | 197.1865 | 190.9072 | 188.4521 | 180.4908 | 170.8422 | 162.6996 | 161.0556 | 157.9742 | 152.7846 | 147.1465 | 141.4731 | 132.5214 | 126.2186 | 0.38683 | 0.03813 | 0.1325 | -0.056106 | -0.18201 | -0.66375 | -0.0052815 | 0.059834 | -0.29108 | -0.23435 | 0.022684 | 0.30935 | 0.63011 | 1.8847 | 6.099 | 5.7111 | 5.0761 | 4.6169 | 0.93848 | -0.088115 | -0.57106 | -0.6517 | -0.53635 | -0.78218 | 42.2816 | 42.0876 | 41.3999 | 40.7397 | 40.2972 | 39.8261 | 39.3452 | 38.9851 | 39.5569 | 42.3096 | 44.9889 | 47.3626 | 49.0016 | 50.1232 | 51.0596 | 51.3796 | 50.9981 | 49.8765 | 48.0611 | 46.9737 | 45.9926 | 45.591 | 45.0681 | 44.4398 | 2.3297 | 1.9797 | 2.1544 | 2.3158 | 2.7344 | 2.4066 | 2.2736 | 2.3258 | 2.5174 | 2.4457 | 2.397 | 2.651 | 2.5404 | 2.6721 | 2.7192 | 2.6547 | 2.5892 | 2.4209 | 2.2136 | 2.1726 | 2.0494 | 2.1792 | 2.2607 | 2.299
Portfolio Adjusted1-in-10Size: Over 200kWAll2025February Monthly Peak | Portfolio Adjusted | 1-in-10 | Size: Over 200kW | All | 2025 | February Monthly Peak | 2 | 119.1244 | 115.5055 | 112.2568 | 112.8339 | 121.7112 | 145.3204 | 173.0538 | 187.6318 | 196.6726 | 198.5873 | 201.6163 | 202.0386 | 198.8473 | 199.0922 | 193.1438 | 181.9741 | 171.5257 | 166.3385 | 163.0218 | 156.94 | 151.068 | 144.102 | 134.2184 | 127.5131 | 0.38514 | 0.031368 | 0.13338 | -0.058344 | -0.18813 | -0.6602 | -0.0042879 | 0.064425 | -0.2853 | -0.23117 | 0.027145 | 0.32428 | 0.66521 | 1.978 | 6.4831 | 6.0506 | 5.3281 | 4.7535 | 0.97813 | -0.080864 | -0.57805 | -0.65971 | -0.54402 | -0.78974 | 48.7514 | 48.3525 | 47.9156 | 47.3329 | 46.9353 | 46.5044 | 45.8902 | 46.1565 | 47.4231 | 50.9059 | 54.351 | 57.5515 | 59.4679 | 60.4616 | 61.0823 | 61.2986 | 60.3081 | 59.324 | 57.4117 | 55.3677 | 54.0252 | 52.7413 | 51.7615 | 50.3801 | 2.3552 | 2.0011 | 2.1788 | 2.3427 | 2.7393 | 2.397 | 2.2502 | 2.2797 | 2.4629 | 2.4193 | 2.4062 | 2.7042 | 2.6414 | 2.8222 | 2.9188 | 2.8303 | 2.7246 | 2.4945 | 2.2771 | 2.2282 | 2.1023 | 2.2179 | 2.2869 | 2.3153
Portfolio Adjusted1-in-10Size: Over 200kWAll2025March Monthly Peak | Portfolio Adjusted | 1-in-10 | Size: Over 200kW | All | 2025 | March Monthly Peak | 3 | 124.784 | 120.7949 | 116.9265 | 117.0163 | 125.2472 | 148.2669 | 176.6263 | 192.0928 | 201.5816 | 206.7167 | 213.7411 | 216.8995 | 216.5532 | 218.4929 | 213.4338 | 201.866 | 189.3331 | 178.5159 | 171.7479 | 168.8705 | 162.6585 | 153.9502 | 142.8987 | 135.0816 | 0.40611 | 0.036692 | 0.13829 | -0.060227 | -0.19764 | -0.67214 | -0.005284 | 0.066904 | -0.29219 | -0.23715 | 0.034434 | 0.35704 | 0.73669 | 2.176 | 7.1529 | 6.7016 | 5.8854 | 5.1061 | 1.0451 | -0.070884 | -0.61067 | -0.6926 | -0.57357 | -0.83493 | 60.5368 | 59.2285 | 58.3491 | 57.7841 | 56.7498 | 55.7556 | 55.0974 | 55.752 | 59.1714 | 64.0049 | 69.1301 | 73.5118 | 76.5073 | 78.1015 | 78.7799 | 79.306 | 78.8725 | 77.4663 | 74.8317 | 71.3895 | 68.3176 | 65.4753 | 63.2181 | 61.4578 | 2.4668 | 2.0934 | 2.2681 | 2.4279 | 2.8111 | 2.4397 | 2.29 | 2.3269 | 2.5146 | 2.5126 | 2.5451 | 2.8895 | 2.8686 | 3.084 | 3.2079 | 3.1214 | 2.9804 | 2.6575 | 2.3891 | 2.3906 | 2.2606 | 2.3677 | 2.4327 | 2.4503
Portfolio Adjusted1-in-10Size: Over 200kWAll2025April Monthly Peak | Portfolio Adjusted | 1-in-10 | Size: Over 200kW | All | 2025 | April Monthly Peak | 4 | 128.2611 | 124.2703 | 120.4879 | 120.728 | 129.5495 | 153.0577 | 179.4577 | 197.5999 | 211.231 | 220.2398 | 229.9653 | 233.7106 | 233.8911 | 235.5064 | 229.6604 | 217.2296 | 203.2395 | 189.5121 | 178.2655 | 175.7926 | 170.7217 | 161.3876 | 149.5008 | 141.2453 | 0.037293 | -0.088689 | -0.038161 | -0.22568 | -0.4139 | -0.71186 | -0.31946 | -0.37131 | -0.2845 | -0.14099 | -0.2886 | -0.026577 | 0.45478 | 2.2112 | 7.4644 | 7.142 | 6.3591 | 5.5262 | 1.5829 | 0.10045 | -0.37012 | -0.52064 | -0.64962 | -0.83304 | 70.5455 | 69.1262 | 67.5765 | 66.3205 | 65.3571 | 64.4415 | 63.8003 | 63.8899 | 66.9776 | 72.5344 | 78.1632 | 83.4896 | 86.9455 | 88.8975 | 89.6083 | 89.9885 | 89.7788 | 88.8727 | 87.0496 | 83.319 | 78.5877 | 74.7755 | 72.21 | 70.2695 | 2.3858 | 2.0276 | 2.2001 | 2.3586 | 2.7333 | 2.3724 | 2.1878 | 2.2516 | 2.4836 | 2.5257 | 2.582 | 2.9293 | 2.9156 | 3.1251 | 3.2405 | 3.1495 | 2.9947 | 2.6402 | 2.3272 | 2.337 | 2.2347 | 2.3412 | 2.3971 | 2.412
Portfolio Adjusted1-in-10Size: Over 200kWAll2025May Monthly Peak | Portfolio Adjusted | 1-in-10 | Size: Over 200kW | All | 2025 | May Monthly Peak | 5 | 128.7025 | 124.761 | 121.2167 | 121.5781 | 131.0015 | 155.1021 | 180.5689 | 201.7362 | 217.102 | 227.4258 | 237.5327 | 240.9362 | 240.2566 | 241.4425 | 235.3346 | 221.9712 | 207.3189 | 192.5933 | 180.6376 | 175.8396 | 172.4391 | 163.3624 | 151.4759 | 143.5251 | -0.14312 | -0.19361 | -0.14465 | -0.30927 | -0.51873 | -0.78904 | -0.46352 | -0.51123 | -0.25417 | -0.04805 | -0.37657 | -0.11449 | 0.41823 | 2.2513 | 7.6773 | 7.3563 | 6.5364 | 5.6859 | 1.7793 | 0.13313 | -0.32712 | -0.50354 | -0.7099 | -0.85107 | 70.8229 | 69.5077 | 68.1184 | 67.2017 | 66.4452 | 65.5485 | 65.3535 | 65.6766 | 69.1584 | 75.0838 | 80.7167 | 85.0011 | 87.9415 | 89.9135 | 91.3457 | 91.9804 | 91.6688 | 90.6587 | 88.745 | 86.0994 | 82.6763 | 78.809 | 75.9943 | 73.6998 | 2.3889 | 2.0291 | 2.2048 | 2.3642 | 2.7494 | 2.3917 | 2.1905 | 2.2876 | 2.5373 | 2.5931 | 2.6525 | 3.0096 | 2.9792 | 3.1846 | 3.2958 | 3.1921 | 3.0299 | 2.662 | 2.3442 | 2.3208 | 2.2434 | 2.3611 | 2.4201 | 2.4474
Portfolio Adjusted1-in-10Size: Over 200kWAll2025June Monthly Peak | Portfolio Adjusted | 1-in-10 | Size: Over 200kW | All | 2025 | June Monthly Peak | 6 | 135.6972 | 131.4614 | 127.3994 | 127.6457 | 136.4788 | 159.1978 | 184.1884 | 204.2294 | 217.9659 | 226.8391 | 235.8832 | 237.7737 | 234.0077 | 234.3381 | 228.4309 | 218.4766 | 205.921 | 192.5395 | 183.3055 | 178.0829 | 175.7599 | 167.5223 | 155.3141 | 147.7925 | -0.1544 | -0.19476 | -0.14775 | -0.34149 | -0.56505 | -0.79594 | -0.47313 | -0.51133 | -0.25274 | -0.041619 | -0.39166 | -0.10308 | 0.43233 | 2.222 | 7.5023 | 7.2979 | 6.5542 | 5.7414 | 1.875 | 0.1999 | -0.28867 | -0.49117 | -0.71894 | -0.87032 | 71.4805 | 70.2038 | 69.1174 | 68.1123 | 66.9627 | 66.0152 | 65.7339 | 66.8789 | 70.2684 | 75.0623 | 80.0966 | 84.3314 | 87.0654 | 89.1446 | 90.5042 | 90.9715 | 91.5067 | 90.7619 | 89.5865 | 87.5341 | 83.8284 | 79.7366 | 77.1317 | 75.1191 | 2.5402 | 2.1524 | 2.3287 | 2.4819 | 2.8533 | 2.4535 | 2.2304 | 2.3092 | 2.5421 | 2.5825 | 2.6332 | 2.9698 | 2.8991 | 3.0864 | 3.1869 | 3.1265 | 2.9956 | 2.6563 | 2.3795 | 2.348 | 2.2869 | 2.4242 | 2.4849 | 2.5281
Portfolio Adjusted1-in-10Size: Over 200kWAll2025July Monthly Peak | Portfolio Adjusted | 1-in-10 | Size: Over 200kW | All | 2025 | July Monthly Peak | 7 | 138.2938 | 134.1219 | 130.7929 | 130.881 | 140.3936 | 164.6157 | 190.5934 | 209.2254 | 221.7596 | 230.2352 | 238.4847 | 239.7157 | 236.0457 | 236.7132 | 231.2656 | 221.8409 | 209.9231 | 197.2808 | 187.4351 | 182.1295 | 179.6056 | 171.289 | 158.9234 | 150.9368 | -0.32954 | -0.26257 | -0.23808 | -0.41983 | -0.66726 | -0.84086 | -0.63251 | -0.72062 | -0.24344 | 0.011459 | -0.52625 | -0.28275 | 0.28899 | 2.1795 | 7.4991 | 7.3759 | 6.689 | 5.9163 | 2.1099 | 0.24066 | -0.20599 | -0.4305 | -0.76646 | -0.87157 | 73.828 | 72.9356 | 72.0508 | 71.2916 | 70.6453 | 70.0846 | 69.7478 | 70.09 | 72.9721 | 77.4718 | 82.0195 | 85.5022 | 87.7578 | 89.5174 | 91.1074 | 91.6338 | 92.2063 | 91.2118 | 89.3584 | 87.2008 | 84.0591 | 81.1057 | 79.0752 | 77.6383 | 2.599 | 2.2025 | 2.4003 | 2.5519 | 2.9414 | 2.5423 | 2.3121 | 2.3699 | 2.5906 | 2.6265 | 2.6676 | 3.0011 | 2.9265 | 3.1206 | 3.225 | 3.1708 | 3.0463 | 2.72 | 2.4352 | 2.4052 | 2.3431 | 2.4863 | 2.5515 | 2.593
Portfolio Adjusted1-in-10Size: Over 200kWAll2025August Monthly Peak | Portfolio Adjusted | 1-in-10 | Size: Over 200kW | All | 2025 | August Monthly Peak | 8 | 141.9017 | 137.2986 | 133.3859 | 134.1168 | 143.9365 | 169.497 | 198.2581 | 218.673 | 233.7592 | 243.7544 | 253.2229 | 255.6858 | 252.6533 | 253.7612 | 247.4835 | 235.3666 | 220.5417 | 205.4272 | 194.2134 | 189.3875 | 185.1802 | 175.6385 | 163.0507 | 155.1413 | -0.62139 | -0.43421 | -0.41308 | -0.53456 | -0.80668 | -0.98602 | -0.88805 | -0.98998 | -0.20707 | 0.14842 | -0.66592 | -0.48067 | 0.16152 | 2.2212 | 7.9131 | 7.7638 | 6.9607 | 6.1333 | 2.3475 | 0.19289 | -0.2038 | -0.4327 | -0.87656 | -0.90613 | 75.8354 | 74.9827 | 74.1068 | 73.367 | 72.7545 | 72.2175 | 71.8183 | 71.9146 | 74.4983 | 78.7721 | 83.0581 | 87.2767 | 90.5511 | 93.0092 | 94.2445 | 94.434 | 94.0862 | 92.9657 | 91.891 | 89.3648 | 85.347 | 82.1013 | 79.8722 | 78.101 | 2.7049 | 2.2842 | 2.4804 | 2.6472 | 3.051 | 2.6497 | 2.434 | 2.5075 | 2.7641 | 2.8135 | 2.8673 | 3.2453 | 3.1737 | 3.3888 | 3.4948 | 3.4035 | 3.2284 | 2.8558 | 2.5519 | 2.5267 | 2.4437 | 2.5826 | 2.651 | 2.7012
Portfolio Adjusted1-in-10Size: Over 200kWAll2025September Monthly Peak | Portfolio Adjusted | 1-in-10 | Size: Over 200kW | All | 2025 | September Monthly Peak | 9 | 141.2071 | 137.3821 | 133.9592 | 134.7561 | 145.2026 | 171.0094 | 201.789 | 224.2165 | 244.3854 | 257.2365 | 268.0604 | 270.9071 | 267.4381 | 268.4817 | 261.0147 | 246.3492 | 229.1493 | 212.134 | 200.0471 | 196.9761 | 188.785 | 178.9017 | 164.72 | 156.1839 | -0.73917 | -0.44753 | -0.46336 | -0.58126 | -0.86731 | -0.96199 | -1.0137 | -1.2285 | -0.23427 | 0.14689 | -0.87935 | -0.74727 | -0.051048 | 2.2484 | 8.1504 | 8.0225 | 7.2062 | 6.3282 | 2.5908 | 0.24506 | -0.093838 | -0.34223 | -0.89416 | -0.88609 | 78.2896 | 77.1255 | 76.0871 | 75.5477 | 74.5736 | 73.7672 | 73.3954 | 73.4129 | 75.6012 | 80.1125 | 85.0901 | 90.0443 | 94.0062 | 96.7542 | 97.7594 | 97.7402 | 97.1735 | 95.9028 | 94.2054 | 91.3952 | 87.496 | 84.0353 | 81.5822 | 79.7932 | 2.7489 | 2.3369 | 2.5474 | 2.7275 | 3.173 | 2.7443 | 2.5483 | 2.6488 | 2.9827 | 3.0618 | 3.1216 | 3.5279 | 3.4559 | 3.6925 | 3.8113 | 3.6849 | 3.4701 | 3.04 | 2.6989 | 2.6983 | 2.5544 | 2.6935 | 2.7435 | 2.7835
Portfolio Adjusted1-in-10Size: Over 200kWAll2025October Monthly Peak | Portfolio Adjusted | 1-in-10 | Size: Over 200kW | All | 2025 | October Monthly Peak | 10 | 135.5788 | 131.4682 | 127.2595 | 127.1508 | 136.493 | 160.8899 | 190.5589 | 209.0056 | 224.8565 | 236.5692 | 247.7971 | 252.5214 | 252.0849 | 253.7821 | 247.37 | 233.2445 | 216.5825 | 201.2735 | 193.4983 | 187.0241 | 178.4018 | 168.7141 | 156.1509 | 147.5669 | -0.2084 | -0.21655 | -0.18093 | -0.34064 | -0.56004 | -0.82296 | -0.54948 | -0.63049 | -0.26604 | -0.042488 | -0.45572 | -0.22894 | 0.32912 | 2.2957 | 7.9544 | 7.6559 | 6.7847 | 5.9142 | 1.9556 | 0.12446 | -0.31718 | -0.49524 | -0.74363 | -0.86627 | 73.8522 | 73.2606 | 72.5985 | 71.3208 | 70.3296 | 69.5877 | 69.2596 | 69.0202 | 69.9486 | 73.5434 | 78.08 | 82.9005 | 86.7234 | 89.1722 | 90.1717 | 90.2498 | 89.344 | 87.6142 | 84.9536 | 81.689 | 78.6211 | 76.6208 | 75.1306 | 73.7892 | 2.5236 | 2.1412 | 2.3151 | 2.4704 | 2.866 | 2.4809 | 2.3142 | 2.3733 | 2.634 | 2.7026 | 2.769 | 3.1546 | 3.1309 | 3.3541 | 3.4761 | 3.367 | 3.1711 | 2.7867 | 2.5104 | 2.4665 | 2.3208 | 2.4361 | 2.4942 | 2.5173
Portfolio Adjusted1-in-10Size: Over 200kWAll2025November Monthly Peak | Portfolio Adjusted | 1-in-10 | Size: Over 200kW | All | 2025 | November Monthly Peak | 11 | 125.8587 | 122.1116 | 118.2657 | 118.2733 | 127.306 | 150.5975 | 176.1651 | 192.2245 | 203.6208 | 210.4234 | 217.7097 | 220.1401 | 218.9983 | 219.9905 | 213.5242 | 201.1561 | 189.6702 | 182.986 | 173.903 | 166.9758 | 160.2339 | 152.0625 | 141.8356 | 135.0371 | 0.42177 | 0.047874 | 0.15017 | -0.05904 | -0.20066 | -0.68256 | -0.0035021 | 0.068508 | -0.29486 | -0.24224 | 0.035406 | 0.36247 | 0.74537 | 2.1986 | 7.1755 | 6.6975 | 5.914 | 5.2633 | 1.0669 | -0.059191 | -0.59175 | -0.67595 | -0.56031 | -0.82927 | 63.6276 | 62.3532 | 61.5806 | 60.4774 | 59.5841 | 58.8258 | 58.4959 | 58.8374 | 60.9339 | 65.2122 | 70.5375 | 74.7603 | 77.4806 | 79.0698 | 80.0744 | 80.0987 | 78.8158 | 76.4632 | 73.8534 | 71.1428 | 69.0111 | 67.3974 | 65.8146 | 64.9734 | 2.4983 | 2.1221 | 2.3006 | 2.4516 | 2.8487 | 2.4794 | 2.2842 | 2.3275 | 2.5394 | 2.5556 | 2.5898 | 2.9327 | 2.8991 | 3.1018 | 3.203 | 3.1051 | 2.983 | 2.7171 | 2.415 | 2.3565 | 2.2236 | 2.3404 | 2.4166 | 2.4572
Portfolio Adjusted1-in-10Size: Over 200kWAll2025December Monthly Peak | Portfolio Adjusted | 1-in-10 | Size: Over 200kW | All | 2025 | December Monthly Peak | 12 | 118.7444 | 114.9233 | 111.8628 | 111.5332 | 120.3367 | 143.6111 | 170.7797 | 185.5355 | 194.6448 | 196.2551 | 197.0488 | 194.2324 | 188.9462 | 186.9687 | 179.7573 | 170.7603 | 164.587 | 162.3029 | 158.2084 | 153.2969 | 147.754 | 142.0257 | 132.5674 | 125.9075 | 0.39977 | 0.045693 | 0.14207 | -0.053967 | -0.17931 | -0.64963 | 0.00054551 | 0.063568 | -0.28233 | -0.2301 | 0.023463 | 0.30585 | 0.62244 | 1.868 | 6.0716 | 5.712 | 5.1432 | 4.6677 | 0.94834 | -0.08083 | -0.56886 | -0.65211 | -0.53585 | -0.77953 | 44.8587 | 44.1959 | 43.5293 | 43.1039 | 42.6255 | 41.8128 | 41.9104 | 41.9686 | 42.7153 | 44.804 | 47.375 | 49.5205 | 50.8156 | 51.172 | 51.4927 | 51.6458 | 51.113 | 49.7643 | 48.1349 | 47.1746 | 46.3125 | 45.4561 | 44.867 | 44.4152 | 2.3625 | 2.0006 | 2.1799 | 2.3167 | 2.7087 | 2.3731 | 2.2223 | 2.2582 | 2.4422 | 2.394 | 2.3541 | 2.6095 | 2.5162 | 2.653 | 2.7117 | 2.6529 | 2.6132 | 2.4303 | 2.2116 | 2.1757 | 2.0565 | 2.1878 | 2.262 | 2.2952
Portfolio Adjusted1-in-10Size: Over 200kWAll2025Typical Event Day | Portfolio Adjusted | 1-in-10 | Size: Over 200kW | All | 2025 | Typical Event Day | 8 | 141.4578 | 136.8567 | 132.901 | 133.6171 | 143.38 | 168.8267 | 197.4684 | 217.4904 | 232.0559 | 241.5259 | 250.5917 | 252.877 | 249.7816 | 250.9401 | 244.7712 | 232.8251 | 218.2034 | 203.3684 | 192.5351 | 187.8438 | 183.8295 | 174.4308 | 161.9897 | 154.198 | -0.46478 | -0.33753 | -0.31672 | -0.47397 | -0.73499 | -0.91122 | -0.76114 | -0.86771 | -0.23686 | 0.065689 | -0.61215 | -0.39545 | 0.21872 | 2.2454 | 7.8597 | 7.6934 | 6.9111 | 6.0764 | 2.2408 | 0.22353 | -0.19946 | -0.42514 | -0.81827 | -0.89192 | 74.8583 | 73.8119 | 72.8405 | 72.0797 | 71.234 | 70.5211 | 70.1738 | 70.5741 | 73.335 | 77.8547 | 82.5661 | 86.7887 | 89.8451 | 92.1063 | 93.4039 | 93.6949 | 93.7432 | 92.7105 | 91.2603 | 88.8737 | 85.1826 | 81.7447 | 79.4153 | 77.6629 | 2.6695 | 2.2556 | 2.4487 | 2.6172 | 3.0204 | 2.6201 | 2.408 | 2.4791 | 2.7287 | 2.7714 | 2.8192 | 3.1856 | 3.1197 | 3.3339 | 3.444 | 3.3558 | 3.1851 | 2.8146 | 2.5129 | 2.4912 | 2.4086 | 2.5432 | 2.6114 | 2.6594
Portfolio Adjusted1-in-10Size: Over 200kWAll2026January Monthly Peak | Portfolio Adjusted | 1-in-10 | Size: Over 200kW | All | 2026 | January Monthly Peak | 1 | 117.4174 | 113.9214 | 110.8692 | 111.3969 | 121.0033 | 145.4744 | 174.2942 | 190.4659 | 199.9738 | 200.0248 | 200.3246 | 197.1865 | 190.9072 | 188.4521 | 180.4908 | 170.8422 | 162.6996 | 161.0556 | 157.9742 | 152.7846 | 147.1465 | 141.4731 | 132.5214 | 126.2186 | 0.38683 | 0.03813 | 0.1325 | -0.056106 | -0.18201 | -0.66375 | -0.0052816 | 0.059834 | -0.29108 | -0.23435 | 0.022684 | 0.30935 | 0.63011 | 1.8847 | 6.099 | 5.7111 | 5.0761 | 4.6169 | 0.93848 | -0.088115 | -0.57106 | -0.6517 | -0.53635 | -0.78218 | 42.2816 | 42.0876 | 41.3999 | 40.7397 | 40.2972 | 39.8261 | 39.3452 | 38.9851 | 39.5569 | 42.3096 | 44.9889 | 47.3626 | 49.0016 | 50.1232 | 51.0596 | 51.3796 | 50.9981 | 49.8765 | 48.0611 | 46.9737 | 45.9926 | 45.591 | 45.0681 | 44.4398 | 2.3297 | 1.9797 | 2.1544 | 2.3158 | 2.7344 | 2.4066 | 2.2736 | 2.3258 | 2.5174 | 2.4457 | 2.397 | 2.651 | 2.5404 | 2.6721 | 2.7192 | 2.6547 | 2.5892 | 2.4209 | 2.2136 | 2.1726 | 2.0494 | 2.1792 | 2.2607 | 2.299
Portfolio Adjusted1-in-10Size: Over 200kWAll2026February Monthly Peak | Portfolio Adjusted | 1-in-10 | Size: Over 200kW | All | 2026 | February Monthly Peak | 2 | 119.1244 | 115.5055 | 112.2568 | 112.8339 | 121.7112 | 145.3204 | 173.0538 | 187.6318 | 196.6726 | 198.5873 | 201.6163 | 202.0386 | 198.8473 | 199.0922 | 193.1439 | 181.9741 | 171.5257 | 166.3385 | 163.0218 | 156.9401 | 151.068 | 144.1021 | 134.2184 | 127.5131 | 0.38514 | 0.031368 | 0.13338 | -0.058344 | -0.18813 | -0.6602 | -0.0042878 | 0.064425 | -0.2853 | -0.23117 | 0.027145 | 0.32428 | 0.66521 | 1.978 | 6.4831 | 6.0506 | 5.3281 | 4.7535 | 0.97813 | -0.080864 | -0.57805 | -0.65971 | -0.54402 | -0.78974 | 48.7514 | 48.3525 | 47.9156 | 47.3329 | 46.9353 | 46.5044 | 45.8902 | 46.1565 | 47.4231 | 50.9059 | 54.351 | 57.5515 | 59.4679 | 60.4616 | 61.0823 | 61.2986 | 60.3081 | 59.324 | 57.4117 | 55.3677 | 54.0252 | 52.7413 | 51.7615 | 50.3801 | 2.3552 | 2.0011 | 2.1788 | 2.3427 | 2.7393 | 2.397 | 2.2502 | 2.2797 | 2.4629 | 2.4193 | 2.4062 | 2.7042 | 2.6414 | 2.8222 | 2.9188 | 2.8303 | 2.7246 | 2.4945 | 2.2771 | 2.2282 | 2.1023 | 2.2179 | 2.2869 | 2.3153
Portfolio Adjusted1-in-10Size: Over 200kWAll2026March Monthly Peak | Portfolio Adjusted | 1-in-10 | Size: Over 200kW | All | 2026 | March Monthly Peak | 3 | 124.784 | 120.7949 | 116.9265 | 117.0163 | 125.2472 | 148.2669 | 176.6263 | 192.0928 | 201.5816 | 206.7167 | 213.7411 | 216.8995 | 216.5532 | 218.4929 | 213.4338 | 201.866 | 189.3331 | 178.5158 | 171.7479 | 168.8705 | 162.6585 | 153.9502 | 142.8987 | 135.0816 | 0.40611 | 0.036691 | 0.13829 | -0.060227 | -0.19764 | -0.67214 | -0.005284 | 0.066904 | -0.29219 | -0.23715 | 0.034434 | 0.35704 | 0.73669 | 2.176 | 7.1529 | 6.7016 | 5.8854 | 5.1061 | 1.0451 | -0.070884 | -0.61067 | -0.6926 | -0.57357 | -0.83493 | 60.5368 | 59.2285 | 58.3491 | 57.7841 | 56.7498 | 55.7556 | 55.0974 | 55.752 | 59.1714 | 64.0048 | 69.1301 | 73.5118 | 76.5073 | 78.1015 | 78.7799 | 79.306 | 78.8725 | 77.4663 | 74.8317 | 71.3895 | 68.3176 | 65.4753 | 63.2181 | 61.4578 | 2.4668 | 2.0934 | 2.2681 | 2.4279 | 2.8111 | 2.4397 | 2.29 | 2.3269 | 2.5146 | 2.5126 | 2.5451 | 2.8895 | 2.8686 | 3.084 | 3.2079 | 3.1214 | 2.9804 | 2.6575 | 2.3891 | 2.3906 | 2.2606 | 2.3677 | 2.4327 | 2.4503
Portfolio Adjusted1-in-10Size: Over 200kWAll2026April Monthly Peak | Portfolio Adjusted | 1-in-10 | Size: Over 200kW | All | 2026 | April Monthly Peak | 4 | 128.2611 | 124.2703 | 120.4879 | 120.728 | 129.5495 | 153.0577 | 179.4578 | 197.5999 | 211.231 | 220.2398 | 229.9653 | 233.7106 | 233.8911 | 235.5064 | 229.6604 | 217.2296 | 203.2395 | 189.5121 | 178.2655 | 175.7926 | 170.7217 | 161.3877 | 149.5008 | 141.2453 | 0.037293 | -0.088689 | -0.038161 | -0.22568 | -0.4139 | -0.71186 | -0.31946 | -0.37131 | -0.2845 | -0.14099 | -0.2886 | -0.026577 | 0.45478 | 2.2112 | 7.4644 | 7.142 | 6.3591 | 5.5262 | 1.5829 | 0.10045 | -0.37012 | -0.52064 | -0.64962 | -0.83304 | 70.5455 | 69.1262 | 67.5765 | 66.3205 | 65.3571 | 64.4415 | 63.8003 | 63.8899 | 66.9776 | 72.5344 | 78.1632 | 83.4896 | 86.9455 | 88.8975 | 89.6083 | 89.9885 | 89.7788 | 88.8727 | 87.0496 | 83.319 | 78.5877 | 74.7755 | 72.21 | 70.2695 | 2.3858 | 2.0276 | 2.2001 | 2.3586 | 2.7333 | 2.3724 | 2.1878 | 2.2516 | 2.4836 | 2.5257 | 2.582 | 2.9293 | 2.9156 | 3.1251 | 3.2405 | 3.1495 | 2.9947 | 2.6402 | 2.3272 | 2.337 | 2.2347 | 2.3412 | 2.3971 | 2.412
Portfolio Adjusted1-in-10Size: Over 200kWAll2026May Monthly Peak | Portfolio Adjusted | 1-in-10 | Size: Over 200kW | All | 2026 | May Monthly Peak | 5 | 128.7025 | 124.761 | 121.2167 | 121.5781 | 131.0015 | 155.1021 | 180.5689 | 201.7362 | 217.102 | 227.4258 | 237.5327 | 240.9362 | 240.2566 | 241.4425 | 235.3346 | 221.9712 | 207.3189 | 192.5933 | 180.6376 | 175.8396 | 172.4391 | 163.3624 | 151.4759 | 143.5251 | -0.14312 | -0.19361 | -0.14465 | -0.30927 | -0.51873 | -0.78904 | -0.46352 | -0.51123 | -0.25417 | -0.04805 | -0.37657 | -0.11449 | 0.41823 | 2.2513 | 7.6773 | 7.3563 | 6.5364 | 5.6859 | 1.7793 | 0.13313 | -0.32712 | -0.50354 | -0.7099 | -0.85107 | 70.8229 | 69.5077 | 68.1184 | 67.2017 | 66.4452 | 65.5485 | 65.3535 | 65.6767 | 69.1584 | 75.0838 | 80.7167 | 85.0011 | 87.9415 | 89.9135 | 91.3457 | 91.9804 | 91.6688 | 90.6587 | 88.745 | 86.0994 | 82.6763 | 78.809 | 75.9943 | 73.6998 | 2.3889 | 2.0291 | 2.2048 | 2.3642 | 2.7494 | 2.3917 | 2.1905 | 2.2876 | 2.5373 | 2.5931 | 2.6525 | 3.0096 | 2.9792 | 3.1846 | 3.2958 | 3.1921 | 3.0299 | 2.662 | 2.3442 | 2.3208 | 2.2434 | 2.3611 | 2.4201 | 2.4474
Portfolio Adjusted1-in-10Size: Over 200kWAll2026June Monthly Peak | Portfolio Adjusted | 1-in-10 | Size: Over 200kW | All | 2026 | June Monthly Peak | 6 | 135.6971 | 131.4614 | 127.3994 | 127.6457 | 136.4788 | 159.1978 | 184.1884 | 204.2294 | 217.9659 | 226.8391 | 235.8832 | 237.7737 | 234.0077 | 234.3381 | 228.4309 | 218.4766 | 205.921 | 192.5395 | 183.3055 | 178.0829 | 175.7599 | 167.5223 | 155.3141 | 147.7925 | -0.1544 | -0.19476 | -0.14775 | -0.34149 | -0.56505 | -0.79594 | -0.47313 | -0.51133 | -0.25274 | -0.041619 | -0.39166 | -0.10308 | 0.43233 | 2.222 | 7.5023 | 7.2979 | 6.5542 | 5.7414 | 1.875 | 0.1999 | -0.28867 | -0.49117 | -0.71894 | -0.87032 | 71.4805 | 70.2038 | 69.1174 | 68.1123 | 66.9627 | 66.0152 | 65.7339 | 66.8789 | 70.2684 | 75.0623 | 80.0966 | 84.3314 | 87.0654 | 89.1446 | 90.5042 | 90.9715 | 91.5067 | 90.7619 | 89.5865 | 87.5341 | 83.8284 | 79.7366 | 77.1317 | 75.1191 | 2.5402 | 2.1524 | 2.3287 | 2.4819 | 2.8533 | 2.4535 | 2.2304 | 2.3092 | 2.5421 | 2.5825 | 2.6332 | 2.9698 | 2.8991 | 3.0864 | 3.1869 | 3.1265 | 2.9956 | 2.6563 | 2.3795 | 2.348 | 2.2869 | 2.4242 | 2.4849 | 2.5281
Portfolio Adjusted1-in-10Size: Over 200kWAll2026July Monthly Peak | Portfolio Adjusted | 1-in-10 | Size: Over 200kW | All | 2026 | July Monthly Peak | 7 | 138.2939 | 134.1219 | 130.7929 | 130.881 | 140.3936 | 164.6157 | 190.5934 | 209.2254 | 221.7596 | 230.2352 | 238.4847 | 239.7157 | 236.0457 | 236.7132 | 231.2656 | 221.8409 | 209.9231 | 197.2808 | 187.4351 | 182.1295 | 179.6056 | 171.289 | 158.9234 | 150.9368 | -0.32954 | -0.26257 | -0.23808 | -0.41983 | -0.66726 | -0.84086 | -0.63251 | -0.72062 | -0.24344 | 0.011459 | -0.52625 | -0.28275 | 0.28899 | 2.1795 | 7.4991 | 7.3759 | 6.689 | 5.9163 | 2.1099 | 0.24066 | -0.20599 | -0.4305 | -0.76646 | -0.87157 | 73.828 | 72.9356 | 72.0508 | 71.2916 | 70.6453 | 70.0846 | 69.7478 | 70.09 | 72.9721 | 77.4718 | 82.0195 | 85.5022 | 87.7578 | 89.5174 | 91.1074 | 91.6338 | 92.2063 | 91.2118 | 89.3584 | 87.2008 | 84.0591 | 81.1057 | 79.0752 | 77.6383 | 2.599 | 2.2025 | 2.4003 | 2.5519 | 2.9414 | 2.5423 | 2.3121 | 2.3699 | 2.5906 | 2.6265 | 2.6676 | 3.0011 | 2.9265 | 3.1206 | 3.225 | 3.1708 | 3.0463 | 2.72 | 2.4352 | 2.4052 | 2.3431 | 2.4863 | 2.5515 | 2.5929
Portfolio Adjusted1-in-10Size: Over 200kWAll2026August Monthly Peak | Portfolio Adjusted | 1-in-10 | Size: Over 200kW | All | 2026 | August Monthly Peak | 8 | 141.9017 | 137.2986 | 133.3859 | 134.1168 | 143.9365 | 169.497 | 198.2581 | 218.673 | 233.7592 | 243.7544 | 253.2229 | 255.6858 | 252.6533 | 253.7612 | 247.4835 | 235.3666 | 220.5417 | 205.4272 | 194.2134 | 189.3875 | 185.1802 | 175.6385 | 163.0507 | 155.1413 | -0.62139 | -0.43421 | -0.41308 | -0.53456 | -0.80668 | -0.98602 | -0.88805 | -0.98998 | -0.20707 | 0.14842 | -0.66592 | -0.48067 | 0.16152 | 2.2212 | 7.9131 | 7.7638 | 6.9607 | 6.1333 | 2.3475 | 0.19289 | -0.2038 | -0.4327 | -0.87656 | -0.90613 | 75.8354 | 74.9827 | 74.1068 | 73.367 | 72.7545 | 72.2175 | 71.8182 | 71.9146 | 74.4983 | 78.7721 | 83.0581 | 87.2767 | 90.5511 | 93.0092 | 94.2445 | 94.434 | 94.0862 | 92.9657 | 91.891 | 89.3648 | 85.347 | 82.1013 | 79.8722 | 78.101 | 2.7049 | 2.2842 | 2.4804 | 2.6472 | 3.051 | 2.6497 | 2.434 | 2.5075 | 2.7641 | 2.8135 | 2.8673 | 3.2453 | 3.1737 | 3.3888 | 3.4948 | 3.4035 | 3.2284 | 2.8558 | 2.5519 | 2.5267 | 2.4437 | 2.5826 | 2.651 | 2.7012
Portfolio Adjusted1-in-10Size: Over 200kWAll2026September Monthly Peak | Portfolio Adjusted | 1-in-10 | Size: Over 200kW | All | 2026 | September Monthly Peak | 9 | 141.2071 | 137.3821 | 133.9592 | 134.7561 | 145.2026 | 171.0094 | 201.789 | 224.2165 | 244.3854 | 257.2365 | 268.0604 | 270.9071 | 267.4381 | 268.4817 | 261.0147 | 246.3492 | 229.1493 | 212.134 | 200.0471 | 196.9761 | 188.785 | 178.9017 | 164.72 | 156.1839 | -0.73917 | -0.44753 | -0.46336 | -0.58126 | -0.86731 | -0.96199 | -1.0137 | -1.2285 | -0.23427 | 0.14689 | -0.87935 | -0.74727 | -0.051048 | 2.2484 | 8.1504 | 8.0225 | 7.2062 | 6.3282 | 2.5908 | 0.24506 | -0.093838 | -0.34223 | -0.89416 | -0.88609 | 78.2896 | 77.1255 | 76.0871 | 75.5477 | 74.5736 | 73.7672 | 73.3954 | 73.413 | 75.6012 | 80.1125 | 85.0901 | 90.0443 | 94.0062 | 96.7542 | 97.7594 | 97.7402 | 97.1735 | 95.9028 | 94.2054 | 91.3952 | 87.496 | 84.0353 | 81.5822 | 79.7932 | 2.7489 | 2.3369 | 2.5474 | 2.7275 | 3.173 | 2.7443 | 2.5483 | 2.6488 | 2.9827 | 3.0618 | 3.1216 | 3.5279 | 3.4559 | 3.6925 | 3.8113 | 3.6849 | 3.4701 | 3.04 | 2.6989 | 2.6983 | 2.5544 | 2.6935 | 2.7435 | 2.7835
Portfolio Adjusted1-in-10Size: Over 200kWAll2026October Monthly Peak | Portfolio Adjusted | 1-in-10 | Size: Over 200kW | All | 2026 | October Monthly Peak | 10 | 135.5788 | 131.4682 | 127.2595 | 127.1508 | 136.493 | 160.8899 | 190.5589 | 209.0056 | 224.8564 | 236.5692 | 247.7971 | 252.5214 | 252.0849 | 253.7821 | 247.37 | 233.2445 | 216.5825 | 201.2735 | 193.4983 | 187.0241 | 178.4018 | 168.7141 | 156.1509 | 147.5669 | -0.2084 | -0.21655 | -0.18093 | -0.34064 | -0.56004 | -0.82296 | -0.54948 | -0.63049 | -0.26604 | -0.042488 | -0.45572 | -0.22894 | 0.32912 | 2.2957 | 7.9544 | 7.6559 | 6.7847 | 5.9142 | 1.9556 | 0.12446 | -0.31718 | -0.49524 | -0.74363 | -0.86627 | 73.8522 | 73.2606 | 72.5985 | 71.3208 | 70.3296 | 69.5877 | 69.2596 | 69.0202 | 69.9486 | 73.5434 | 78.08 | 82.9005 | 86.7234 | 89.1722 | 90.1717 | 90.2498 | 89.344 | 87.6142 | 84.9536 | 81.689 | 78.6211 | 76.6208 | 75.1306 | 73.7892 | 2.5236 | 2.1412 | 2.3151 | 2.4704 | 2.866 | 2.4809 | 2.3142 | 2.3733 | 2.634 | 2.7026 | 2.769 | 3.1546 | 3.1309 | 3.3541 | 3.4761 | 3.367 | 3.1711 | 2.7867 | 2.5104 | 2.4665 | 2.3208 | 2.4361 | 2.4942 | 2.5173
Portfolio Adjusted1-in-10Size: Over 200kWAll2026November Monthly Peak | Portfolio Adjusted | 1-in-10 | Size: Over 200kW | All | 2026 | November Monthly Peak | 11 | 125.8587 | 122.1116 | 118.2657 | 118.2733 | 127.306 | 150.5975 | 176.1651 | 192.2245 | 203.6208 | 210.4234 | 217.7097 | 220.1401 | 218.9983 | 219.9905 | 213.5242 | 201.156 | 189.6703 | 182.986 | 173.903 | 166.9758 | 160.2339 | 152.0625 | 141.8356 | 135.0371 | 0.42177 | 0.047874 | 0.15017 | -0.05904 | -0.20066 | -0.68256 | -0.003502 | 0.068508 | -0.29486 | -0.24224 | 0.035406 | 0.36247 | 0.74537 | 2.1986 | 7.1755 | 6.6975 | 5.914 | 5.2633 | 1.0669 | -0.059191 | -0.59175 | -0.67595 | -0.56031 | -0.82927 | 63.6276 | 62.3532 | 61.5806 | 60.4774 | 59.5841 | 58.8258 | 58.4959 | 58.8375 | 60.9339 | 65.2122 | 70.5375 | 74.7603 | 77.4806 | 79.0699 | 80.0744 | 80.0987 | 78.8158 | 76.4632 | 73.8534 | 71.1428 | 69.0111 | 67.3974 | 65.8146 | 64.9734 | 2.4983 | 2.1221 | 2.3006 | 2.4516 | 2.8487 | 2.4794 | 2.2842 | 2.3275 | 2.5394 | 2.5556 | 2.5898 | 2.9327 | 2.8991 | 3.1018 | 3.203 | 3.1051 | 2.983 | 2.7171 | 2.415 | 2.3565 | 2.2236 | 2.3404 | 2.4166 | 2.4572
Portfolio Adjusted1-in-10Size: Over 200kWAll2026December Monthly Peak | Portfolio Adjusted | 1-in-10 | Size: Over 200kW | All | 2026 | December Monthly Peak | 12 | 118.7444 | 114.9233 | 111.8628 | 111.5332 | 120.3367 | 143.6111 | 170.7797 | 185.5355 | 194.6448 | 196.255 | 197.0488 | 194.2324 | 188.9462 | 186.9686 | 179.7573 | 170.7603 | 164.587 | 162.3029 | 158.2084 | 153.2969 | 147.754 | 142.0257 | 132.5674 | 125.9075 | 0.39977 | 0.045693 | 0.14207 | -0.053967 | -0.17931 | -0.64963 | 0.00054548 | 0.063568 | -0.28233 | -0.2301 | 0.023463 | 0.30585 | 0.62244 | 1.868 | 6.0716 | 5.712 | 5.1432 | 4.6677 | 0.94834 | -0.08083 | -0.56886 | -0.65211 | -0.53585 | -0.77953 | 44.8587 | 44.1959 | 43.5293 | 43.1039 | 42.6255 | 41.8128 | 41.9104 | 41.9686 | 42.7153 | 44.804 | 47.375 | 49.5205 | 50.8156 | 51.172 | 51.4927 | 51.6458 | 51.113 | 49.7643 | 48.1349 | 47.1746 | 46.3125 | 45.4561 | 44.867 | 44.4152 | 2.3625 | 2.0006 | 2.1799 | 2.3167 | 2.7087 | 2.3731 | 2.2223 | 2.2582 | 2.4422 | 2.394 | 2.3541 | 2.6095 | 2.5162 | 2.653 | 2.7117 | 2.6529 | 2.6132 | 2.4303 | 2.2116 | 2.1757 | 2.0565 | 2.1878 | 2.262 | 2.2952
Portfolio Adjusted1-in-10Size: Over 200kWAll2026Typical Event Day | Portfolio Adjusted | 1-in-10 | Size: Over 200kW | All | 2026 | Typical Event Day | 8 | 141.4578 | 136.8567 | 132.901 | 133.6171 | 143.38 | 168.8267 | 197.4684 | 217.4904 | 232.0559 | 241.5259 | 250.5917 | 252.877 | 249.7816 | 250.9401 | 244.7712 | 232.8251 | 218.2034 | 203.3684 | 192.5351 | 187.8438 | 183.8295 | 174.4308 | 161.9897 | 154.198 | -0.46478 | -0.33753 | -0.31672 | -0.47397 | -0.73499 | -0.91122 | -0.76114 | -0.86771 | -0.23686 | 0.065689 | -0.61216 | -0.39545 | 0.21872 | 2.2454 | 7.8597 | 7.6934 | 6.9111 | 6.0764 | 2.2408 | 0.22353 | -0.19946 | -0.42514 | -0.81827 | -0.89192 | 74.8583 | 73.8119 | 72.8405 | 72.0797 | 71.234 | 70.5211 | 70.1738 | 70.5741 | 73.335 | 77.8547 | 82.5661 | 86.7887 | 89.8451 | 92.1063 | 93.4039 | 93.6949 | 93.7432 | 92.7105 | 91.2603 | 88.8737 | 85.1826 | 81.7447 | 79.4153 | 77.6629 | 2.6695 | 2.2556 | 2.4487 | 2.6172 | 3.0204 | 2.6201 | 2.408 | 2.4791 | 2.7287 | 2.7714 | 2.8192 | 3.1856 | 3.1197 | 3.3339 | 3.444 | 3.3558 | 3.1851 | 2.8146 | 2.5129 | 2.4912 | 2.4086 | 2.5432 | 2.6114 | 2.6594
Portfolio Adjusted1-in-2Size: Over 200kWAll2015January Monthly Peak | Portfolio Adjusted | 1-in-2 | Size: Over 200kW | All | 2015 | January Monthly Peak | 1 | 117.5233 | 114.0401 | 110.6345 | 111.2035 | 120.6138 | 144.7546 | 173.2765 | 188.6106 | 197.2547 | 197.5762 | 198.7766 | 196.8462 | 191.826 | 190.4729 | 183.2784 | 173.2704 | 164.5268 | 162.1114 | 158.061 | 152.6592 | 147.1232 | 141.0674 | 132.1717 | 125.8838 | 0.38736 | 0.038109 | 0.13466 | -0.055898 | -0.18311 | -0.6581 | -0.0033108 | 0.062838 | -0.28598 | -0.23152 | 0.024558 | 0.31229 | 0.63753 | 1.9043 | 6.1831 | 5.7831 | 5.1278 | 4.646 | 0.94454 | -0.081021 | -0.56545 | -0.64446 | -0.53249 | -0.77861 | 46.5772 | 45.7179 | 45.0007 | 44.5162 | 44.1132 | 43.9975 | 43.7732 | 43.5951 | 43.9619 | 45.8713 | 49.0769 | 51.8879 | 53.7373 | 55.1112 | 56.0155 | 56.5013 | 56.3522 | 54.9256 | 53.0439 | 51.5897 | 50.5019 | 49.512 | 48.666 | 47.7422 | 2.3312 | 1.9811 | 2.1505 | 2.3105 | 2.7206 | 2.3917 | 2.2566 | 2.2969 | 2.4739 | 2.4092 | 2.3739 | 2.6409 | 2.549 | 2.6979 | 2.7618 | 2.6931 | 2.6159 | 2.4329 | 2.2111 | 2.1674 | 2.0475 | 2.1723 | 2.254 | 2.2921
Portfolio Adjusted1-in-2Size: Over 200kWAll2015February Monthly Peak | Portfolio Adjusted | 1-in-2 | Size: Over 200kW | All | 2015 | February Monthly Peak | 2 | 118.952 | 115.3387 | 112.1671 | 112.7246 | 121.639 | 145.3034 | 173.0932 | 187.806 | 196.9391 | 198.6254 | 201.2725 | 201.3112 | 197.7525 | 197.6799 | 191.5542 | 180.5464 | 170.3296 | 165.4554 | 162.533 | 156.5603 | 150.7028 | 143.8879 | 134.0441 | 127.3625 | 0.38482 | 0.031501 | 0.13281 | -0.058185 | -0.1872 | -0.66035 | -0.0043852 | 0.063858 | -0.28586 | -0.23148 | 0.026264 | 0.32161 | 0.65926 | 1.9637 | 6.433 | 6.0063 | 5.2924 | 4.7285 | 0.97284 | -0.083352 | -0.5788 | -0.66054 | -0.54406 | -0.78926 | 49.6796 | 49.3391 | 48.9759 | 48.588 | 48.0959 | 47.7697 | 47.5917 | 47.5268 | 48.102 | 49.8766 | 51.8696 | 53.7264 | 54.4728 | 54.7053 | 54.7588 | 54.2249 | 54.0314 | 53.3591 | 52.1298 | 50.9589 | 49.8556 | 49.2761 | 48.0339 | 46.956 | 2.3523 | 1.9985 | 2.1771 | 2.3408 | 2.739 | 2.3977 | 2.2518 | 2.2833 | 2.4684 | 2.4212 | 2.4034 | 2.6968 | 2.6286 | 2.8041 | 2.8965 | 2.8098 | 2.7081 | 2.4835 | 2.2719 | 2.224 | 2.0978 | 2.2149 | 2.2843 | 2.313
Portfolio Adjusted1-in-2Size: Over 200kWAll2015March Monthly Peak | Portfolio Adjusted | 1-in-2 | Size: Over 200kW | All | 2015 | March Monthly Peak | 3 | 121.9627 | 118.0187 | 114.4761 | 114.3487 | 122.6488 | 145.6957 | 174.0018 | 189.0385 | 197.2702 | 198.9803 | 202.1634 | 202.2534 | 199.3168 | 199.2227 | 193.3941 | 183.5796 | 173.3785 | 165.7364 | 162.932 | 161.2492 | 155.7276 | 148.4872 | 138.1355 | 130.8153 | 0.4009 | 0.039428 | 0.13507 | -0.057568 | -0.18812 | -0.65913 | -0.0033631 | 0.063953 | -0.28637 | -0.23081 | 0.027686 | 0.32484 | 0.6667 | 1.9859 | 6.5024 | 6.1128 | 5.3969 | 4.7375 | 0.97611 | -0.084185 | -0.59619 | -0.67752 | -0.55892 | -0.81066 | 49.5208 | 48.5527 | 47.7298 | 47.2616 | 46.9325 | 46.455 | 46.0747 | 46.0921 | 48.0551 | 50.3959 | 52.7994 | 54.7774 | 55.9955 | 56.9644 | 57.3324 | 57.6964 | 57.4504 | 56.7606 | 55.3284 | 53.3779 | 52.0949 | 50.933 | 49.9987 | 49.1291 | 2.4156 | 2.0484 | 2.2222 | 2.3746 | 2.7574 | 2.402 | 2.261 | 2.2969 | 2.4702 | 2.4237 | 2.4126 | 2.7067 | 2.6475 | 2.8195 | 2.9118 | 2.8446 | 2.7419 | 2.4815 | 2.2764 | 2.2908 | 2.1674 | 2.2847 | 2.3531 | 2.375
Portfolio Adjusted1-in-2Size: Over 200kWAll2015April Monthly Peak | Portfolio Adjusted | 1-in-2 | Size: Over 200kW | All | 2015 | April Monthly Peak | 4 | 125.1198 | 121.1783 | 117.1441 | 117.1947 | 125.7261 | 148.6552 | 174.3872 | 190.4073 | 200.8665 | 206.285 | 213.1993 | 215.5944 | 215.0884 | 216.4284 | 211.1238 | 200.0858 | 187.7484 | 176.3196 | 167.9461 | 166.4951 | 162.4685 | 154.1439 | 143.1098 | 135.4698 | 0.40279 | 0.03497 | 0.13823 | -0.060836 | -0.20127 | -0.67486 | -0.0036633 | 0.06808 | -0.291 | -0.23749 | 0.033975 | 0.3546 | 0.73004 | 2.158 | 7.0801 | 6.647 | 5.8414 | 5.0541 | 1.0265 | -0.063977 | -0.6054 | -0.68861 | -0.57136 | -0.83581 | 62.6415 | 61.6291 | 60.3159 | 59.2798 | 58.4274 | 57.7612 | 57.296 | 57.2034 | 59.4872 | 63.4861 | 67.8413 | 72.0225 | 75.4097 | 77.9018 | 79.2844 | 79.8652 | 79.8802 | 79.3133 | 77.7093 | 75.0408 | 71.2482 | 68.4723 | 66.2025 | 64.0469 | 2.4692 | 2.0974 | 2.2698 | 2.4299 | 2.8178 | 2.4458 | 2.2577 | 2.3037 | 2.5047 | 2.5057 | 2.5379 | 2.8727 | 2.8496 | 3.0549 | 3.1749 | 3.0934 | 2.954 | 2.6215 | 2.3337 | 2.3538 | 2.2568 | 2.3703 | 2.4345 | 2.4548
Portfolio Adjusted1-in-2Size: Over 200kWAll2015May Monthly Peak | Portfolio Adjusted | 1-in-2 | Size: Over 200kW | All | 2015 | May Monthly Peak | 5 | 125.2875 | 121.4027 | 117.5669 | 117.7353 | 126.8172 | 150.2414 | 174.9623 | 193.726 | 205.5702 | 211.9954 | 219.0431 | 221.0146 | 219.6464 | 220.6388 | 215.171 | 203.2911 | 190.3928 | 178.1109 | 169.2396 | 165.5471 | 163.3136 | 155.3251 | 144.4087 | 137.1512 | 0.41376 | 0.04163 | 0.14189 | -0.059469 | -0.19994 | -0.67755 | -0.00078691 | 0.070349 | -0.29673 | -0.24669 | 0.032749 | 0.35939 | 0.73964 | 2.209 | 7.2437 | 6.7813 | 5.9519 | 5.1322 | 1.0391 | -0.059244 | -0.60249 | -0.68762 | -0.57057 | -0.84094 | 62.5554 | 61.9342 | 61.2956 | 60.4788 | 59.7352 | 59.301 | 59.1795 | 59.6066 | 61.1681 | 64.4917 | 68.5039 | 72.357 | 76.0199 | 78.6357 | 79.7587 | 80.3573 | 80.3914 | 79.0277 | 76.8911 | 74.0811 | 70.3353 | 67.19 | 65.3562 | 64.0291 | 2.4815 | 2.1061 | 2.2816 | 2.4419 | 2.8407 | 2.4716 | 2.265 | 2.3438 | 2.5605 | 2.5736 | 2.6073 | 2.9514 | 2.9124 | 3.115 | 3.2336 | 3.1389 | 2.9921 | 2.6437 | 2.3503 | 2.336 | 2.2658 | 2.3913 | 2.4601 | 2.4944
Portfolio Adjusted1-in-2Size: Over 200kWAll2015June Monthly Peak | Portfolio Adjusted | 1-in-2 | Size: Over 200kW | All | 2015 | June Monthly Peak | 6 | 133.9007 | 129.6943 | 125.4402 | 125.5934 | 134.2327 | 156.578 | 181.1529 | 199.8444 | 211.656 | 218.51 | 226.0594 | 227.3214 | 223.3227 | 223.6592 | 218.159 | 208.9507 | 197.2637 | 185.0988 | 177.3712 | 172.6869 | 170.9708 | 163.256 | 151.5625 | 144.3985 | 0.20809 | -0.04532 | 0.035326 | -0.18024 | -0.36301 | -0.74197 | -0.18808 | -0.14328 | -0.27584 | -0.15723 | -0.12551 | 0.20351 | 0.64688 | 2.217 | 7.3109 | 7.0097 | 6.2446 | 5.4377 | 1.4059 | 0.068881 | -0.47858 | -0.62056 | -0.63593 | -0.86939 | 67.289 | 66.3712 | 65.4433 | 64.3806 | 63.6391 | 62.8981 | 62.2448 | 62.956 | 65.7351 | 70.2868 | 75.1513 | 79.4783 | 82.1758 | 83.7308 | 85.2477 | 85.8142 | 86.2561 | 85.5578 | 84.4072 | 81.6278 | 77.814 | 73.6474 | 71.3316 | 69.6524 | 2.5726 | 2.1794 | 2.3538 | 2.5066 | 2.8797 | 2.4768 | 2.2515 | 2.3187 | 2.5319 | 2.5515 | 2.5895 | 2.9148 | 2.8406 | 3.0249 | 3.1271 | 3.0731 | 2.9508 | 2.6257 | 2.3652 | 2.3388 | 2.2837 | 2.4242 | 2.4883 | 2.5342
Portfolio Adjusted1-in-2Size: Over 200kWAll2015July Monthly Peak | Portfolio Adjusted | 1-in-2 | Size: Over 200kW | All | 2015 | July Monthly Peak | 7 | 138.1668 | 133.9985 | 130.6457 | 130.7199 | 140.2159 | 164.4087 | 190.3493 | 208.8892 | 221.2691 | 229.6101 | 237.7893 | 239.0224 | 235.3753 | 236.0506 | 230.6544 | 221.2824 | 209.4185 | 196.8535 | 187.0954 | 181.8325 | 179.3419 | 171.049 | 158.7038 | 150.7302 | -0.34703 | -0.28639 | -0.2541 | -0.42719 | -0.67492 | -0.86488 | -0.64199 | -0.70714 | -0.23215 | 0.032475 | -0.50637 | -0.2572 | 0.31581 | 2.1817 | 7.5104 | 7.3775 | 6.6757 | 5.9068 | 2.098 | 0.22553 | -0.22812 | -0.45112 | -0.77852 | -0.8787 | 74.298 | 73.32 | 72.5502 | 71.8277 | 71.1069 | 70.3982 | 69.9488 | 70.6884 | 73.4049 | 77.0447 | 80.8853 | 84.5822 | 87.2103 | 88.8571 | 90.2366 | 90.7276 | 90.1221 | 89.1078 | 88.3477 | 86.8808 | 84.1848 | 80.6864 | 78.241 | 76.4913 | 2.5973 | 2.2006 | 2.3976 | 2.5473 | 2.9338 | 2.5373 | 2.3068 | 2.3629 | 2.581 | 2.6158 | 2.6572 | 2.9911 | 2.9146 | 3.1072 | 3.2097 | 3.1558 | 3.0318 | 2.7096 | 2.4287 | 2.3985 | 2.3379 | 2.4822 | 2.5474 | 2.5896
Portfolio Adjusted1-in-2Size: Over 200kWAll2015August Monthly Peak | Portfolio Adjusted | 1-in-2 | Size: Over 200kW | All | 2015 | August Monthly Peak | 8 | 140.8784 | 136.288 | 132.2466 | 132.9356 | 142.6292 | 167.9468 | 196.443 | 215.99 | 229.8973 | 238.7368 | 247.3889 | 249.5472 | 246.4524 | 247.6658 | 241.6683 | 229.9457 | 215.5738 | 201.0945 | 190.6812 | 186.1405 | 182.3132 | 173.0542 | 160.7798 | 153.0962 | -0.37894 | -0.31381 | -0.279 | -0.43214 | -0.68078 | -0.91573 | -0.69151 | -0.76283 | -0.23533 | 0.047851 | -0.51972 | -0.29733 | 0.28935 | 2.2366 | 7.803 | 7.6016 | 6.8043 | 5.9737 | 2.0901 | 0.16299 | -0.27416 | -0.47696 | -0.80414 | -0.89519 | 74.2061 | 72.8467 | 71.6969 | 70.9725 | 70.32 | 69.55 | 69.2012 | 69.0328 | 71.0878 | 75.99 | 81.2175 | 85.8157 | 89.0777 | 90.999 | 92.2277 | 92.621 | 92.5891 | 91.8987 | 90.1018 | 86.7863 | 82.3204 | 79.2231 | 77.4047 | 75.9808 | 2.6441 | 2.2336 | 2.423 | 2.5877 | 2.9826 | 2.5896 | 2.3793 | 2.4442 | 2.6834 | 2.7205 | 2.7648 | 3.1227 | 3.0561 | 3.266 | 3.3731 | 3.2877 | 3.121 | 2.7624 | 2.4719 | 2.452 | 2.3739 | 2.5083 | 2.576 | 2.6246
Portfolio Adjusted1-in-2Size: Over 200kWAll2015September Monthly Peak | Portfolio Adjusted | 1-in-2 | Size: Over 200kW | All | 2015 | September Monthly Peak | 9 | 138.768 | 134.9757 | 131.2098 | 131.8805 | 142.021 | 167.2387 | 197.35 | 217.7088 | 234.9811 | 245.0847 | 254.0807 | 256.3614 | 252.8791 | 254.196 | 247.4744 | 233.7495 | 217.6002 | 202.0649 | 191.8271 | 189.4533 | 182.1563 | 172.9115 | 159.4187 | 151.3912 | -0.28377 | -0.25291 | -0.22199 | -0.39009 | -0.62856 | -0.86896 | -0.62646 | -0.71736 | -0.2649 | -0.010119 | -0.51639 | -0.28206 | 0.30264 | 2.3001 | 7.9705 | 7.7045 | 6.8605 | 5.985 | 2.0375 | 0.16412 | -0.27994 | -0.47668 | -0.76863 | -0.87892 | 72.9555 | 71.8843 | 71.0658 | 70.3468 | 69.6534 | 68.9439 | 68.7154 | 68.6413 | 70.612 | 75.0047 | 80.055 | 84.8204 | 88.9431 | 91.3794 | 92.6636 | 93.0209 | 92.783 | 91.692 | 90.2234 | 87.1446 | 83.3753 | 80.4979 | 78.5516 | 77.2626 | 2.6002 | 2.2087 | 2.401 | 2.5644 | 2.9739 | 2.5769 | 2.3913 | 2.4657 | 2.7485 | 2.7982 | 2.8412 | 3.2073 | 3.138 | 3.3571 | 3.4699 | 3.358 | 3.1646 | 2.7825 | 2.4865 | 2.4931 | 2.3683 | 2.502 | 2.5516 | 2.5934
Portfolio Adjusted1-in-2Size: Over 200kWAll2015October Monthly Peak | Portfolio Adjusted | 1-in-2 | Size: Over 200kW | All | 2015 | October Monthly Peak | 10 | 132.9347 | 128.8613 | 124.3772 | 124.1206 | 133.1835 | 157.0306 | 186.069 | 202.5331 | 215.5172 | 224.2194 | 233.232 | 237.0246 | 236.2347 | 237.921 | 232.1057 | 219.0881 | 203.7133 | 190.202 | 184.6777 | 179.018 | 171.32 | 162.4213 | 150.5914 | 142.5456 | 0.3399 | 0.01357 | 0.10301 | -0.11662 | -0.27977 | -0.71758 | -0.08966 | -0.033572 | -0.30424 | -0.22301 | -0.050421 | 0.29973 | 0.73763 | 2.3604 | 7.7669 | 7.3061 | 6.3964 | 5.5279 | 1.3008 | 0.018133 | -0.54837 | -0.66472 | -0.60632 | -0.86568 | 65.5439 | 64.6087 | 63.7946 | 62.9249 | 62.1854 | 61.5851 | 61.093 | 61.0535 | 62.1026 | 65.6397 | 71.0893 | 77.1142 | 82.6134 | 85.7961 | 86.5654 | 87.1009 | 87.1811 | 86.2022 | 83.4518 | 78.7181 | 75.2499 | 72.6681 | 70.5832 | 69.0169 | 2.5882 | 2.1947 | 2.3667 | 2.5207 | 2.9212 | 2.5306 | 2.3616 | 2.4026 | 2.6357 | 2.6739 | 2.723 | 3.0979 | 3.0695 | 3.2909 | 3.417 | 3.3149 | 3.1281 | 2.7612 | 2.508 | 2.4704 | 2.3298 | 2.4505 | 2.5141 | 2.5419
Portfolio Adjusted1-in-2Size: Over 200kWAll2015November Monthly Peak | Portfolio Adjusted | 1-in-2 | Size: Over 200kW | All | 2015 | November Monthly Peak | 11 | 124.5978 | 120.87 | 117.0022 | 116.919 | 125.8623 | 148.9867 | 174.3562 | 189.7743 | 200.1144 | 205.4757 | 211.4845 | 213.158 | 211.5059 | 212.1803 | 205.7882 | 194.0439 | 183.3438 | 177.7292 | 169.9758 | 163.5138 | 157.1293 | 149.413 | 139.4899 | 132.9018 | 0.42182 | 0.050969 | 0.15137 | -0.056959 | -0.19564 | -0.67198 | -8.8618e-05 | 0.069899 | -0.28884 | -0.23918 | 0.032463 | 0.34826 | 0.7168 | 2.1302 | 6.9387 | 6.4811 | 5.7352 | 5.125 | 1.0404 | -0.060097 | -0.58159 | -0.66459 | -0.55029 | -0.81558 | 58.9535 | 58.0059 | 57.4396 | 56.7595 | 55.7428 | 54.8486 | 54.8861 | 54.7796 | 57.4947 | 61.2714 | 65.9485 | 70.5517 | 73.4009 | 74.9757 | 76.0605 | 75.8804 | 74.023 | 70.9746 | 67.879 | 65.7121 | 64.1883 | 63.2995 | 62.3832 | 61.7272 | 2.4773 | 2.1031 | 2.2787 | 2.4243 | 2.8153 | 2.4537 | 2.2611 | 2.2974 | 2.4941 | 2.4929 | 2.515 | 2.8442 | 2.7995 | 2.9903 | 3.0829 | 2.9915 | 2.8812 | 2.6401 | 2.3627 | 2.3078 | 2.1805 | 2.3006 | 2.3782 | 2.4213
Portfolio Adjusted1-in-2Size: Over 200kWAll2015December Monthly Peak | Portfolio Adjusted | 1-in-2 | Size: Over 200kW | All | 2015 | December Monthly Peak | 12 | 119.3348 | 115.5044 | 111.9992 | 111.7487 | 120.3395 | 143.2633 | 170.084 | 183.9573 | 192.2766 | 194.7217 | 197.2028 | 196.2578 | 192.8155 | 192.4064 | 186.1707 | 176.4794 | 169.2485 | 165.5671 | 159.7173 | 154.3505 | 148.8365 | 142.4403 | 132.8889 | 126.1746 | 0.4007 | 0.044971 | 0.14474 | -0.05435 | -0.18272 | -0.64608 | 0.0019591 | 0.066983 | -0.27768 | -0.22763 | 0.027043 | 0.31535 | 0.64417 | 1.921 | 6.2688 | 5.8852 | 5.2778 | 4.7575 | 0.96683 | -0.070261 | -0.564 | -0.64595 | -0.534 | -0.77932 | 50.6816 | 49.8195 | 49.1802 | 48.6884 | 48.1085 | 47.5342 | 47.2824 | 47.192 | 47.8212 | 51.0785 | 54.8543 | 58.0413 | 60.1215 | 61.3002 | 62.0166 | 62.3139 | 61.7486 | 59.5354 | 56.7943 | 54.6415 | 52.9456 | 51.1221 | 49.4652 | 48.1197 | 2.372 | 2.0091 | 2.1826 | 2.3195 | 2.7021 | 2.3629 | 2.2082 | 2.2311 | 2.4013 | 2.3678 | 2.3499 | 2.6266 | 2.561 | 2.7236 | 2.8056 | 2.7391 | 2.6803 | 2.4712 | 2.2263 | 2.1856 | 2.0693 | 2.1929 | 2.2662 | 2.2984
Portfolio Adjusted1-in-2Size: Over 200kWAll2015Typical Event Day | Portfolio Adjusted | 1-in-2 | Size: Over 200kW | All | 2015 | Typical Event Day | 8 | 140.1014 | 135.5204 | 131.3893 | 132.0366 | 141.6365 | 166.7704 | 195.062 | 213.977 | 226.9884 | 234.9349 | 242.9451 | 244.8597 | 241.6991 | 242.9621 | 237.171 | 225.7606 | 211.7468 | 197.7665 | 187.9968 | 183.6978 | 180.1653 | 171.1341 | 159.0814 | 151.5678 | -0.19889 | -0.22596 | -0.178 | -0.36247 | -0.59624 | -0.85951 | -0.53949 | -0.57903 | -0.25477 | -0.023028 | -0.41384 | -0.14474 | 0.40692 | 2.2676 | 7.7505 | 7.5096 | 6.7128 | 5.8801 | 1.9248 | 0.16973 | -0.31158 | -0.50523 | -0.74947 | -0.8893 | 72.1872 | 71.1055 | 70.1891 | 69.3819 | 68.6799 | 67.9476 | 67.5275 | 67.8296 | 70.2099 | 74.5815 | 79.3272 | 83.6742 | 86.8518 | 88.7416 | 90.0939 | 90.5459 | 90.4376 | 89.5641 | 88.27 | 85.6099 | 81.9236 | 78.5137 | 76.3822 | 74.8468 | 2.6216 | 2.2147 | 2.4007 | 2.5637 | 2.9543 | 2.5651 | 2.3569 | 2.4159 | 2.6436 | 2.6714 | 2.7095 | 3.0574 | 2.9921 | 3.1995 | 3.3075 | 3.2257 | 3.064 | 2.7141 | 2.4323 | 2.4155 | 2.3407 | 2.4738 | 2.5418 | 2.5903
Portfolio Adjusted1-in-2Size: Over 200kWAll2016January Monthly Peak | Portfolio Adjusted | 1-in-2 | Size: Over 200kW | All | 2016 | January Monthly Peak | 1 | 117.5233 | 114.0401 | 110.6345 | 111.2035 | 120.6138 | 144.7546 | 173.2765 | 188.6106 | 197.2547 | 197.5762 | 198.7766 | 196.8462 | 191.826 | 190.4729 | 183.2784 | 173.2704 | 164.5268 | 162.1114 | 158.061 | 152.6592 | 147.1232 | 141.0674 | 132.1717 | 125.8838 | 0.38736 | 0.038109 | 0.13466 | -0.055898 | -0.18311 | -0.6581 | -0.0033108 | 0.062838 | -0.28598 | -0.23152 | 0.024558 | 0.31229 | 0.63753 | 1.9043 | 6.1831 | 5.7831 | 5.1278 | 4.646 | 0.94454 | -0.081021 | -0.56545 | -0.64446 | -0.53249 | -0.77861 | 46.5772 | 45.7179 | 45.0007 | 44.5162 | 44.1132 | 43.9975 | 43.7732 | 43.5951 | 43.9619 | 45.8713 | 49.0769 | 51.8879 | 53.7373 | 55.1112 | 56.0155 | 56.5013 | 56.3522 | 54.9256 | 53.0439 | 51.5897 | 50.5019 | 49.512 | 48.666 | 47.7422 | 2.3312 | 1.9811 | 2.1505 | 2.3105 | 2.7206 | 2.3917 | 2.2566 | 2.2969 | 2.4739 | 2.4092 | 2.3739 | 2.6409 | 2.549 | 2.6979 | 2.7618 | 2.6931 | 2.6159 | 2.4329 | 2.2111 | 2.1674 | 2.0475 | 2.1723 | 2.254 | 2.2921
Portfolio Adjusted1-in-2Size: Over 200kWAll2016February Monthly Peak | Portfolio Adjusted | 1-in-2 | Size: Over 200kW | All | 2016 | February Monthly Peak | 2 | 118.952 | 115.3387 | 112.1671 | 112.7246 | 121.639 | 145.3034 | 173.0932 | 187.806 | 196.9391 | 198.6254 | 201.2725 | 201.3112 | 197.7525 | 197.6799 | 191.5542 | 180.5464 | 170.3296 | 165.4554 | 162.533 | 156.5603 | 150.7028 | 143.8879 | 134.0441 | 127.3625 | 0.38482 | 0.031501 | 0.13281 | -0.058185 | -0.1872 | -0.66035 | -0.0043852 | 0.063858 | -0.28586 | -0.23148 | 0.026264 | 0.32161 | 0.65926 | 1.9637 | 6.433 | 6.0063 | 5.2924 | 4.7285 | 0.97284 | -0.083352 | -0.5788 | -0.66054 | -0.54406 | -0.78926 | 49.6796 | 49.3391 | 48.9759 | 48.588 | 48.0959 | 47.7697 | 47.5917 | 47.5268 | 48.102 | 49.8766 | 51.8696 | 53.7264 | 54.4728 | 54.7053 | 54.7588 | 54.2249 | 54.0314 | 53.3591 | 52.1298 | 50.9589 | 49.8556 | 49.2761 | 48.0339 | 46.956 | 2.3523 | 1.9985 | 2.1771 | 2.3408 | 2.739 | 2.3977 | 2.2518 | 2.2833 | 2.4684 | 2.4212 | 2.4034 | 2.6968 | 2.6286 | 2.8041 | 2.8965 | 2.8098 | 2.7081 | 2.4835 | 2.2719 | 2.224 | 2.0978 | 2.2149 | 2.2843 | 2.313
Portfolio Adjusted1-in-2Size: Over 200kWAll2016March Monthly Peak | Portfolio Adjusted | 1-in-2 | Size: Over 200kW | All | 2016 | March Monthly Peak | 3 | 121.9627 | 118.0187 | 114.4761 | 114.3487 | 122.6488 | 145.6957 | 174.0018 | 189.0385 | 197.2702 | 198.9803 | 202.1634 | 202.2534 | 199.3168 | 199.2227 | 193.3941 | 183.5796 | 173.3785 | 165.7364 | 162.932 | 161.2492 | 155.7276 | 148.4872 | 138.1355 | 130.8153 | 0.4009 | 0.039428 | 0.13507 | -0.057568 | -0.18812 | -0.65913 | -0.0033631 | 0.063953 | -0.28637 | -0.23081 | 0.027686 | 0.32484 | 0.6667 | 1.9859 | 6.5024 | 6.1128 | 5.3969 | 4.7375 | 0.97611 | -0.084185 | -0.59619 | -0.67752 | -0.55892 | -0.81066 | 49.5208 | 48.5527 | 47.7298 | 47.2616 | 46.9325 | 46.455 | 46.0747 | 46.0921 | 48.0551 | 50.3959 | 52.7994 | 54.7774 | 55.9955 | 56.9644 | 57.3324 | 57.6964 | 57.4504 | 56.7606 | 55.3284 | 53.3779 | 52.0949 | 50.933 | 49.9987 | 49.1291 | 2.4156 | 2.0484 | 2.2222 | 2.3746 | 2.7574 | 2.402 | 2.261 | 2.2969 | 2.4702 | 2.4237 | 2.4126 | 2.7067 | 2.6475 | 2.8195 | 2.9118 | 2.8446 | 2.7419 | 2.4815 | 2.2764 | 2.2908 | 2.1674 | 2.2847 | 2.3531 | 2.375
Portfolio Adjusted1-in-2Size: Over 200kWAll2016April Monthly Peak | Portfolio Adjusted | 1-in-2 | Size: Over 200kW | All | 2016 | April Monthly Peak | 4 | 125.1198 | 121.1783 | 117.1441 | 117.1947 | 125.7261 | 148.6552 | 174.3872 | 190.4073 | 200.8665 | 206.285 | 213.1993 | 215.5944 | 215.0884 | 216.4284 | 211.1238 | 200.0858 | 187.7484 | 176.3196 | 167.9461 | 166.4951 | 162.4685 | 154.1439 | 143.1098 | 135.4698 | 0.40279 | 0.03497 | 0.13823 | -0.060836 | -0.20127 | -0.67486 | -0.0036633 | 0.06808 | -0.291 | -0.23749 | 0.033975 | 0.3546 | 0.73004 | 2.158 | 7.0801 | 6.647 | 5.8414 | 5.0541 | 1.0265 | -0.063977 | -0.6054 | -0.68861 | -0.57136 | -0.83581 | 62.6415 | 61.6291 | 60.3159 | 59.2798 | 58.4274 | 57.7612 | 57.296 | 57.2034 | 59.4872 | 63.4861 | 67.8413 | 72.0225 | 75.4097 | 77.9018 | 79.2844 | 79.8652 | 79.8802 | 79.3133 | 77.7093 | 75.0408 | 71.2482 | 68.4723 | 66.2025 | 64.0469 | 2.4692 | 2.0974 | 2.2698 | 2.4299 | 2.8178 | 2.4458 | 2.2577 | 2.3037 | 2.5047 | 2.5057 | 2.5379 | 2.8727 | 2.8496 | 3.0549 | 3.1749 | 3.0934 | 2.954 | 2.6215 | 2.3337 | 2.3538 | 2.2568 | 2.3703 | 2.4345 | 2.4548
Portfolio Adjusted1-in-2Size: Over 200kWAll2016May Monthly Peak | Portfolio Adjusted | 1-in-2 | Size: Over 200kW | All | 2016 | May Monthly Peak | 5 | 125.2875 | 121.4027 | 117.5669 | 117.7353 | 126.8172 | 150.2414 | 174.9623 | 193.726 | 205.5702 | 211.9954 | 219.0431 | 221.0146 | 219.6464 | 220.6388 | 215.171 | 203.2911 | 190.3928 | 178.1109 | 169.2396 | 165.5471 | 163.3136 | 155.3251 | 144.4087 | 137.1512 | 0.41376 | 0.04163 | 0.14189 | -0.059469 | -0.19994 | -0.67755 | -0.00078691 | 0.070349 | -0.29673 | -0.24669 | 0.032749 | 0.35939 | 0.73964 | 2.209 | 7.2437 | 6.7813 | 5.9519 | 5.1322 | 1.0391 | -0.059244 | -0.60249 | -0.68762 | -0.57057 | -0.84094 | 62.5554 | 61.9342 | 61.2956 | 60.4788 | 59.7352 | 59.301 | 59.1795 | 59.6066 | 61.1681 | 64.4917 | 68.5039 | 72.357 | 76.0199 | 78.6357 | 79.7587 | 80.3573 | 80.3914 | 79.0277 | 76.8911 | 74.0811 | 70.3353 | 67.19 | 65.3562 | 64.0291 | 2.4815 | 2.1061 | 2.2816 | 2.4419 | 2.8407 | 2.4716 | 2.265 | 2.3438 | 2.5605 | 2.5736 | 2.6073 | 2.9514 | 2.9124 | 3.115 | 3.2336 | 3.1389 | 2.9921 | 2.6437 | 2.3503 | 2.336 | 2.2658 | 2.3913 | 2.4601 | 2.4944
Portfolio Adjusted1-in-2Size: Over 200kWAll2016June Monthly Peak | Portfolio Adjusted | 1-in-2 | Size: Over 200kW | All | 2016 | June Monthly Peak | 6 | 133.9007 | 129.6943 | 125.4402 | 125.5934 | 134.2327 | 156.578 | 181.1529 | 199.8444 | 211.656 | 218.51 | 226.0594 | 227.3214 | 223.3227 | 223.6592 | 218.159 | 208.9507 | 197.2637 | 185.0988 | 177.3712 | 172.6869 | 170.9708 | 163.256 | 151.5625 | 144.3985 | 0.20809 | -0.04532 | 0.035326 | -0.18024 | -0.36301 | -0.74197 | -0.18808 | -0.14328 | -0.27584 | -0.15723 | -0.12551 | 0.20351 | 0.64688 | 2.217 | 7.3109 | 7.0097 | 6.2446 | 5.4377 | 1.4059 | 0.068881 | -0.47858 | -0.62056 | -0.63593 | -0.86939 | 67.289 | 66.3712 | 65.4433 | 64.3806 | 63.6391 | 62.8981 | 62.2448 | 62.956 | 65.7351 | 70.2868 | 75.1513 | 79.4783 | 82.1758 | 83.7308 | 85.2477 | 85.8142 | 86.2561 | 85.5578 | 84.4072 | 81.6278 | 77.814 | 73.6474 | 71.3316 | 69.6524 | 2.5726 | 2.1794 | 2.3538 | 2.5066 | 2.8797 | 2.4768 | 2.2515 | 2.3187 | 2.5319 | 2.5515 | 2.5895 | 2.9148 | 2.8406 | 3.0249 | 3.1271 | 3.0731 | 2.9508 | 2.6257 | 2.3652 | 2.3388 | 2.2837 | 2.4242 | 2.4883 | 2.5342
Portfolio Adjusted1-in-2Size: Over 200kWAll2016July Monthly Peak | Portfolio Adjusted | 1-in-2 | Size: Over 200kW | All | 2016 | July Monthly Peak | 7 | 138.1668 | 133.9985 | 130.6457 | 130.7199 | 140.2159 | 164.4087 | 190.3493 | 208.8892 | 221.2691 | 229.6101 | 237.7893 | 239.0224 | 235.3753 | 236.0506 | 230.6544 | 221.2824 | 209.4185 | 196.8535 | 187.0954 | 181.8325 | 179.3419 | 171.049 | 158.7038 | 150.7302 | -0.34703 | -0.28639 | -0.2541 | -0.42719 | -0.67492 | -0.86488 | -0.64199 | -0.70714 | -0.23215 | 0.032475 | -0.50637 | -0.2572 | 0.31581 | 2.1817 | 7.5104 | 7.3775 | 6.6757 | 5.9068 | 2.098 | 0.22553 | -0.22812 | -0.45112 | -0.77852 | -0.8787 | 74.298 | 73.32 | 72.5502 | 71.8277 | 71.1069 | 70.3982 | 69.9488 | 70.6884 | 73.4049 | 77.0447 | 80.8853 | 84.5822 | 87.2103 | 88.8571 | 90.2366 | 90.7276 | 90.1221 | 89.1078 | 88.3477 | 86.8808 | 84.1848 | 80.6864 | 78.241 | 76.4913 | 2.5973 | 2.2006 | 2.3976 | 2.5473 | 2.9338 | 2.5373 | 2.3068 | 2.3629 | 2.581 | 2.6158 | 2.6572 | 2.9911 | 2.9146 | 3.1072 | 3.2097 | 3.1558 | 3.0318 | 2.7096 | 2.4287 | 2.3985 | 2.3379 | 2.4822 | 2.5474 | 2.5896
Portfolio Adjusted1-in-2Size: Over 200kWAll2016August Monthly Peak | Portfolio Adjusted | 1-in-2 | Size: Over 200kW | All | 2016 | August Monthly Peak | 8 | 140.8784 | 136.288 | 132.2466 | 132.9356 | 142.6292 | 167.9468 | 196.443 | 215.99 | 229.8973 | 238.7368 | 247.3889 | 249.5472 | 246.4524 | 247.6658 | 241.6683 | 229.9457 | 215.5738 | 201.0945 | 190.6812 | 186.1405 | 182.3132 | 173.0542 | 160.7798 | 153.0962 | -0.37894 | -0.31381 | -0.279 | -0.43214 | -0.68078 | -0.91573 | -0.69151 | -0.76283 | -0.23533 | 0.047851 | -0.51972 | -0.29733 | 0.28935 | 2.2366 | 7.803 | 7.6016 | 6.8043 | 5.9737 | 2.0901 | 0.16299 | -0.27416 | -0.47696 | -0.80414 | -0.89519 | 74.2061 | 72.8467 | 71.6969 | 70.9725 | 70.32 | 69.55 | 69.2012 | 69.0328 | 71.0878 | 75.99 | 81.2175 | 85.8157 | 89.0777 | 90.999 | 92.2277 | 92.621 | 92.5891 | 91.8987 | 90.1018 | 86.7863 | 82.3204 | 79.2231 | 77.4047 | 75.9808 | 2.6441 | 2.2336 | 2.423 | 2.5877 | 2.9826 | 2.5896 | 2.3793 | 2.4442 | 2.6834 | 2.7205 | 2.7648 | 3.1227 | 3.0561 | 3.266 | 3.3731 | 3.2877 | 3.121 | 2.7624 | 2.4719 | 2.452 | 2.3739 | 2.5083 | 2.576 | 2.6246
Portfolio Adjusted1-in-2Size: Over 200kWAll2016September Monthly Peak | Portfolio Adjusted | 1-in-2 | Size: Over 200kW | All | 2016 | September Monthly Peak | 9 | 138.768 | 134.9757 | 131.2098 | 131.8805 | 142.021 | 167.2387 | 197.35 | 217.7088 | 234.9811 | 245.0847 | 254.0807 | 256.3614 | 252.8791 | 254.196 | 247.4744 | 233.7495 | 217.6002 | 202.0649 | 191.8271 | 189.4533 | 182.1563 | 172.9115 | 159.4187 | 151.3912 | -0.28377 | -0.25291 | -0.22199 | -0.39009 | -0.62856 | -0.86896 | -0.62646 | -0.71736 | -0.2649 | -0.010119 | -0.51639 | -0.28206 | 0.30264 | 2.3001 | 7.9705 | 7.7045 | 6.8605 | 5.985 | 2.0375 | 0.16412 | -0.27994 | -0.47668 | -0.76863 | -0.87892 | 72.9555 | 71.8843 | 71.0658 | 70.3468 | 69.6534 | 68.9439 | 68.7154 | 68.6413 | 70.612 | 75.0047 | 80.055 | 84.8204 | 88.9431 | 91.3794 | 92.6636 | 93.0209 | 92.783 | 91.692 | 90.2234 | 87.1446 | 83.3753 | 80.4979 | 78.5516 | 77.2626 | 2.6002 | 2.2087 | 2.401 | 2.5644 | 2.9739 | 2.5769 | 2.3913 | 2.4657 | 2.7485 | 2.7982 | 2.8412 | 3.2073 | 3.138 | 3.3571 | 3.4699 | 3.358 | 3.1646 | 2.7825 | 2.4865 | 2.4931 | 2.3683 | 2.502 | 2.5516 | 2.5934
Portfolio Adjusted1-in-2Size: Over 200kWAll2016October Monthly Peak | Portfolio Adjusted | 1-in-2 | Size: Over 200kW | All | 2016 | October Monthly Peak | 10 | 132.9347 | 128.8613 | 124.3772 | 124.1206 | 133.1835 | 157.0306 | 186.069 | 202.5331 | 215.5172 | 224.2194 | 233.232 | 237.0246 | 236.2347 | 237.921 | 232.1057 | 219.0881 | 203.7133 | 190.202 | 184.6777 | 179.018 | 171.32 | 162.4213 | 150.5914 | 142.5456 | 0.3399 | 0.01357 | 0.10301 | -0.11662 | -0.27977 | -0.71758 | -0.08966 | -0.033572 | -0.30424 | -0.22301 | -0.050421 | 0.29973 | 0.73763 | 2.3604 | 7.7669 | 7.3061 | 6.3964 | 5.5279 | 1.3008 | 0.018133 | -0.54837 | -0.66472 | -0.60632 | -0.86568 | 65.5439 | 64.6087 | 63.7946 | 62.9249 | 62.1854 | 61.5851 | 61.093 | 61.0535 | 62.1026 | 65.6397 | 71.0893 | 77.1142 | 82.6134 | 85.7961 | 86.5654 | 87.1009 | 87.1811 | 86.2022 | 83.4518 | 78.7181 | 75.2499 | 72.6681 | 70.5832 | 69.0169 | 2.5882 | 2.1947 | 2.3667 | 2.5207 | 2.9212 | 2.5306 | 2.3616 | 2.4026 | 2.6357 | 2.6739 | 2.723 | 3.0979 | 3.0695 | 3.2909 | 3.417 | 3.3149 | 3.1281 | 2.7612 | 2.508 | 2.4704 | 2.3298 | 2.4505 | 2.5141 | 2.5419
Portfolio Adjusted1-in-2Size: Over 200kWAll2016November Monthly Peak | Portfolio Adjusted | 1-in-2 | Size: Over 200kW | All | 2016 | November Monthly Peak | 11 | 124.5978 | 120.87 | 117.0022 | 116.919 | 125.8623 | 148.9867 | 174.3562 | 189.7743 | 200.1144 | 205.4757 | 211.4845 | 213.158 | 211.5059 | 212.1803 | 205.7882 | 194.0439 | 183.3438 | 177.7292 | 169.9758 | 163.5138 | 157.1293 | 149.413 | 139.4899 | 132.9018 | 0.42182 | 0.050969 | 0.15137 | -0.056959 | -0.19564 | -0.67198 | -8.8618e-05 | 0.069899 | -0.28884 | -0.23918 | 0.032463 | 0.34826 | 0.7168 | 2.1302 | 6.9387 | 6.4811 | 5.7352 | 5.125 | 1.0404 | -0.060097 | -0.58159 | -0.66459 | -0.55029 | -0.81558 | 58.9535 | 58.0059 | 57.4396 | 56.7595 | 55.7428 | 54.8486 | 54.8861 | 54.7796 | 57.4947 | 61.2714 | 65.9485 | 70.5517 | 73.4009 | 74.9757 | 76.0605 | 75.8804 | 74.023 | 70.9746 | 67.879 | 65.7121 | 64.1883 | 63.2995 | 62.3832 | 61.7272 | 2.4773 | 2.1031 | 2.2787 | 2.4243 | 2.8153 | 2.4537 | 2.2611 | 2.2974 | 2.4941 | 2.4929 | 2.515 | 2.8442 | 2.7995 | 2.9903 | 3.0829 | 2.9915 | 2.8812 | 2.6401 | 2.3627 | 2.3078 | 2.1805 | 2.3006 | 2.3782 | 2.4213
Portfolio Adjusted1-in-2Size: Over 200kWAll2016December Monthly Peak | Portfolio Adjusted | 1-in-2 | Size: Over 200kW | All | 2016 | December Monthly Peak | 12 | 119.3348 | 115.5044 | 111.9992 | 111.7487 | 120.3395 | 143.2633 | 170.084 | 183.9573 | 192.2766 | 194.7217 | 197.2028 | 196.2578 | 192.8155 | 192.4064 | 186.1707 | 176.4794 | 169.2485 | 165.5671 | 159.7173 | 154.3505 | 148.8365 | 142.4403 | 132.8889 | 126.1746 | 0.4007 | 0.044971 | 0.14474 | -0.05435 | -0.18272 | -0.64608 | 0.0019591 | 0.066983 | -0.27768 | -0.22763 | 0.027043 | 0.31535 | 0.64417 | 1.921 | 6.2688 | 5.8852 | 5.2778 | 4.7575 | 0.96683 | -0.070261 | -0.564 | -0.64595 | -0.534 | -0.77932 | 50.6816 | 49.8195 | 49.1802 | 48.6884 | 48.1085 | 47.5342 | 47.2824 | 47.192 | 47.8212 | 51.0785 | 54.8543 | 58.0413 | 60.1215 | 61.3002 | 62.0166 | 62.3139 | 61.7486 | 59.5354 | 56.7943 | 54.6415 | 52.9456 | 51.1221 | 49.4652 | 48.1197 | 2.372 | 2.0091 | 2.1826 | 2.3195 | 2.7021 | 2.3629 | 2.2082 | 2.2311 | 2.4013 | 2.3678 | 2.3499 | 2.6266 | 2.561 | 2.7236 | 2.8056 | 2.7391 | 2.6803 | 2.4712 | 2.2263 | 2.1856 | 2.0693 | 2.1929 | 2.2662 | 2.2984
Portfolio Adjusted1-in-2Size: Over 200kWAll2016Typical Event Day | Portfolio Adjusted | 1-in-2 | Size: Over 200kW | All | 2016 | Typical Event Day | 8 | 140.1014 | 135.5204 | 131.3893 | 132.0366 | 141.6365 | 166.7704 | 195.062 | 213.977 | 226.9884 | 234.9349 | 242.9451 | 244.8597 | 241.6991 | 242.9621 | 237.171 | 225.7606 | 211.7468 | 197.7665 | 187.9968 | 183.6978 | 180.1653 | 171.1341 | 159.0814 | 151.5678 | -0.19889 | -0.22596 | -0.178 | -0.36247 | -0.59624 | -0.85951 | -0.53949 | -0.57903 | -0.25477 | -0.023028 | -0.41384 | -0.14474 | 0.40692 | 2.2676 | 7.7505 | 7.5096 | 6.7128 | 5.8801 | 1.9248 | 0.16973 | -0.31158 | -0.50523 | -0.74947 | -0.8893 | 72.1872 | 71.1055 | 70.1891 | 69.3819 | 68.6799 | 67.9476 | 67.5275 | 67.8296 | 70.2099 | 74.5815 | 79.3272 | 83.6742 | 86.8518 | 88.7416 | 90.0939 | 90.5459 | 90.4376 | 89.5641 | 88.27 | 85.6099 | 81.9236 | 78.5137 | 76.3822 | 74.8468 | 2.6216 | 2.2147 | 2.4007 | 2.5637 | 2.9543 | 2.5651 | 2.3569 | 2.4159 | 2.6436 | 2.6714 | 2.7095 | 3.0574 | 2.9921 | 3.1995 | 3.3075 | 3.2257 | 3.064 | 2.7141 | 2.4323 | 2.4155 | 2.3407 | 2.4738 | 2.5418 | 2.5903
Portfolio Adjusted1-in-2Size: Over 200kWAll2017January Monthly Peak | Portfolio Adjusted | 1-in-2 | Size: Over 200kW | All | 2017 | January Monthly Peak | 1 | 117.5233 | 114.0401 | 110.6345 | 111.2035 | 120.6138 | 144.7546 | 173.2765 | 188.6106 | 197.2547 | 197.5762 | 198.7766 | 196.8462 | 191.826 | 190.4729 | 183.2784 | 173.2704 | 164.5268 | 162.1114 | 158.061 | 152.6592 | 147.1232 | 141.0674 | 132.1717 | 125.8838 | 0.38736 | 0.038109 | 0.13466 | -0.055898 | -0.18311 | -0.6581 | -0.0033108 | 0.062838 | -0.28598 | -0.23152 | 0.024558 | 0.31229 | 0.63753 | 1.9043 | 6.1831 | 5.7831 | 5.1278 | 4.646 | 0.94454 | -0.081021 | -0.56545 | -0.64446 | -0.53249 | -0.77861 | 46.5772 | 45.7179 | 45.0007 | 44.5162 | 44.1132 | 43.9975 | 43.7732 | 43.5951 | 43.9619 | 45.8713 | 49.0769 | 51.888 | 53.7373 | 55.1112 | 56.0155 | 56.5013 | 56.3522 | 54.9256 | 53.0439 | 51.5897 | 50.5019 | 49.512 | 48.666 | 47.7422 | 2.3312 | 1.9811 | 2.1505 | 2.3105 | 2.7206 | 2.3917 | 2.2566 | 2.2969 | 2.4739 | 2.4092 | 2.3739 | 2.6409 | 2.549 | 2.6979 | 2.7618 | 2.6931 | 2.6159 | 2.4329 | 2.2111 | 2.1674 | 2.0475 | 2.1723 | 2.254 | 2.2921
Portfolio Adjusted1-in-2Size: Over 200kWAll2017February Monthly Peak | Portfolio Adjusted | 1-in-2 | Size: Over 200kW | All | 2017 | February Monthly Peak | 2 | 118.952 | 115.3387 | 112.1671 | 112.7246 | 121.639 | 145.3034 | 173.0932 | 187.806 | 196.9391 | 198.6254 | 201.2725 | 201.3112 | 197.7525 | 197.6799 | 191.5542 | 180.5464 | 170.3296 | 165.4554 | 162.533 | 156.5603 | 150.7028 | 143.8879 | 134.0441 | 127.3625 | 0.38482 | 0.031501 | 0.13281 | -0.058185 | -0.1872 | -0.66035 | -0.0043852 | 0.063858 | -0.28586 | -0.23148 | 0.026264 | 0.32161 | 0.65926 | 1.9637 | 6.433 | 6.0063 | 5.2924 | 4.7285 | 0.97284 | -0.083352 | -0.5788 | -0.66054 | -0.54406 | -0.78926 | 49.6796 | 49.3391 | 48.9759 | 48.588 | 48.0959 | 47.7697 | 47.5917 | 47.5268 | 48.102 | 49.8766 | 51.8696 | 53.7264 | 54.4728 | 54.7053 | 54.7588 | 54.2249 | 54.0314 | 53.3591 | 52.1298 | 50.9589 | 49.8556 | 49.2761 | 48.0339 | 46.956 | 2.3523 | 1.9985 | 2.1771 | 2.3408 | 2.739 | 2.3977 | 2.2518 | 2.2833 | 2.4684 | 2.4212 | 2.4034 | 2.6968 | 2.6286 | 2.8041 | 2.8965 | 2.8098 | 2.7081 | 2.4835 | 2.2719 | 2.224 | 2.0978 | 2.2149 | 2.2843 | 2.313
Portfolio Adjusted1-in-2Size: Over 200kWAll2017March Monthly Peak | Portfolio Adjusted | 1-in-2 | Size: Over 200kW | All | 2017 | March Monthly Peak | 3 | 121.9627 | 118.0187 | 114.4761 | 114.3487 | 122.6488 | 145.6957 | 174.0018 | 189.0385 | 197.2702 | 198.9803 | 202.1634 | 202.2535 | 199.3168 | 199.2227 | 193.3941 | 183.5796 | 173.3785 | 165.7364 | 162.932 | 161.2492 | 155.7276 | 148.4872 | 138.1355 | 130.8153 | 0.4009 | 0.039428 | 0.13507 | -0.057568 | -0.18812 | -0.65913 | -0.0033631 | 0.063953 | -0.28637 | -0.23081 | 0.027686 | 0.32484 | 0.6667 | 1.9859 | 6.5024 | 6.1128 | 5.3969 | 4.7375 | 0.97611 | -0.084185 | -0.59619 | -0.67752 | -0.55892 | -0.81066 | 49.5208 | 48.5527 | 47.7298 | 47.2616 | 46.9325 | 46.455 | 46.0747 | 46.0921 | 48.0551 | 50.3959 | 52.7994 | 54.7774 | 55.9955 | 56.9644 | 57.3324 | 57.6964 | 57.4504 | 56.7606 | 55.3284 | 53.3779 | 52.0949 | 50.933 | 49.9987 | 49.1291 | 2.4156 | 2.0484 | 2.2222 | 2.3746 | 2.7574 | 2.402 | 2.261 | 2.2969 | 2.4702 | 2.4237 | 2.4126 | 2.7067 | 2.6475 | 2.8195 | 2.9118 | 2.8446 | 2.7419 | 2.4815 | 2.2764 | 2.2908 | 2.1674 | 2.2847 | 2.3531 | 2.375
Portfolio Adjusted1-in-2Size: Over 200kWAll2017April Monthly Peak | Portfolio Adjusted | 1-in-2 | Size: Over 200kW | All | 2017 | April Monthly Peak | 4 | 125.1198 | 121.1783 | 117.1441 | 117.1947 | 125.7261 | 148.6552 | 174.3872 | 190.4073 | 200.8665 | 206.285 | 213.1993 | 215.5944 | 215.0884 | 216.4284 | 211.1238 | 200.0858 | 187.7484 | 176.3196 | 167.9461 | 166.4951 | 162.4685 | 154.1439 | 143.1098 | 135.4698 | 0.40279 | 0.03497 | 0.13823 | -0.060836 | -0.20127 | -0.67486 | -0.0036633 | 0.06808 | -0.291 | -0.23749 | 0.033975 | 0.3546 | 0.73004 | 2.158 | 7.0801 | 6.647 | 5.8414 | 5.0541 | 1.0265 | -0.063977 | -0.6054 | -0.68861 | -0.57136 | -0.83581 | 62.6415 | 61.6291 | 60.3159 | 59.2798 | 58.4274 | 57.7612 | 57.296 | 57.2034 | 59.4872 | 63.4861 | 67.8413 | 72.0225 | 75.4097 | 77.9018 | 79.2844 | 79.8652 | 79.8802 | 79.3133 | 77.7093 | 75.0408 | 71.2482 | 68.4723 | 66.2025 | 64.0469 | 2.4692 | 2.0974 | 2.2698 | 2.4299 | 2.8178 | 2.4458 | 2.2577 | 2.3037 | 2.5047 | 2.5057 | 2.5379 | 2.8727 | 2.8496 | 3.0549 | 3.1749 | 3.0934 | 2.954 | 2.6215 | 2.3337 | 2.3538 | 2.2568 | 2.3703 | 2.4345 | 2.4548
Portfolio Adjusted1-in-2Size: Over 200kWAll2017May Monthly Peak | Portfolio Adjusted | 1-in-2 | Size: Over 200kW | All | 2017 | May Monthly Peak | 5 | 125.2875 | 121.4027 | 117.5669 | 117.7353 | 126.8172 | 150.2414 | 174.9623 | 193.726 | 205.5703 | 211.9954 | 219.0431 | 221.0146 | 219.6464 | 220.6388 | 215.171 | 203.2911 | 190.3928 | 178.1109 | 169.2396 | 165.5471 | 163.3136 | 155.3251 | 144.4087 | 137.1512 | 0.41377 | 0.041629 | 0.14189 | -0.059469 | -0.19994 | -0.67755 | -0.00078691 | 0.070349 | -0.29673 | -0.24669 | 0.032749 | 0.35939 | 0.73964 | 2.209 | 7.2437 | 6.7813 | 5.9519 | 5.1322 | 1.0391 | -0.059244 | -0.60249 | -0.68762 | -0.57057 | -0.84094 | 62.5554 | 61.9342 | 61.2956 | 60.4788 | 59.7352 | 59.301 | 59.1795 | 59.6066 | 61.1681 | 64.4917 | 68.5039 | 72.357 | 76.0199 | 78.6356 | 79.7587 | 80.3573 | 80.3914 | 79.0277 | 76.8911 | 74.0811 | 70.3353 | 67.19 | 65.3562 | 64.0291 | 2.4815 | 2.1061 | 2.2816 | 2.4419 | 2.8407 | 2.4716 | 2.265 | 2.3438 | 2.5605 | 2.5736 | 2.6073 | 2.9514 | 2.9124 | 3.115 | 3.2336 | 3.1389 | 2.9921 | 2.6437 | 2.3503 | 2.336 | 2.2658 | 2.3913 | 2.4601 | 2.4944
Portfolio Adjusted1-in-2Size: Over 200kWAll2017June Monthly Peak | Portfolio Adjusted | 1-in-2 | Size: Over 200kW | All | 2017 | June Monthly Peak | 6 | 133.9007 | 129.6943 | 125.4402 | 125.5934 | 134.2327 | 156.578 | 181.1529 | 199.8444 | 211.656 | 218.51 | 226.0594 | 227.3214 | 223.3227 | 223.6592 | 218.159 | 208.9507 | 197.2637 | 185.0988 | 177.3712 | 172.6869 | 170.9708 | 163.256 | 151.5625 | 144.3985 | 0.20809 | -0.04532 | 0.035326 | -0.18024 | -0.36301 | -0.74197 | -0.18808 | -0.14328 | -0.27584 | -0.15723 | -0.12551 | 0.20351 | 0.64688 | 2.217 | 7.3109 | 7.0097 | 6.2446 | 5.4377 | 1.4059 | 0.068881 | -0.47858 | -0.62056 | -0.63593 | -0.86939 | 67.289 | 66.3712 | 65.4433 | 64.3806 | 63.6391 | 62.8981 | 62.2448 | 62.956 | 65.7351 | 70.2868 | 75.1513 | 79.4783 | 82.1758 | 83.7308 | 85.2477 | 85.8142 | 86.2561 | 85.5578 | 84.4072 | 81.6278 | 77.814 | 73.6474 | 71.3316 | 69.6524 | 2.5726 | 2.1794 | 2.3538 | 2.5066 | 2.8797 | 2.4768 | 2.2515 | 2.3187 | 2.5319 | 2.5515 | 2.5895 | 2.9148 | 2.8406 | 3.0249 | 3.1271 | 3.0731 | 2.9508 | 2.6257 | 2.3652 | 2.3388 | 2.2837 | 2.4242 | 2.4883 | 2.5342
Portfolio Adjusted1-in-2Size: Over 200kWAll2017July Monthly Peak | Portfolio Adjusted | 1-in-2 | Size: Over 200kW | All | 2017 | July Monthly Peak | 7 | 138.1668 | 133.9985 | 130.6457 | 130.7199 | 140.2159 | 164.4087 | 190.3493 | 208.8892 | 221.2691 | 229.6101 | 237.7893 | 239.0224 | 235.3753 | 236.0506 | 230.6544 | 221.2824 | 209.4185 | 196.8535 | 187.0954 | 181.8325 | 179.3419 | 171.049 | 158.7038 | 150.7302 | -0.34703 | -0.28639 | -0.2541 | -0.42719 | -0.67492 | -0.86488 | -0.64199 | -0.70714 | -0.23215 | 0.032475 | -0.50637 | -0.2572 | 0.31581 | 2.1817 | 7.5104 | 7.3775 | 6.6757 | 5.9068 | 2.098 | 0.22553 | -0.22812 | -0.45112 | -0.77852 | -0.8787 | 74.298 | 73.32 | 72.5502 | 71.8277 | 71.1069 | 70.3982 | 69.9488 | 70.6884 | 73.4049 | 77.0447 | 80.8853 | 84.5822 | 87.2103 | 88.8571 | 90.2366 | 90.7276 | 90.1221 | 89.1078 | 88.3477 | 86.8808 | 84.1848 | 80.6864 | 78.241 | 76.4913 | 2.5973 | 2.2006 | 2.3976 | 2.5473 | 2.9338 | 2.5373 | 2.3068 | 2.3629 | 2.581 | 2.6158 | 2.6572 | 2.9911 | 2.9146 | 3.1072 | 3.2097 | 3.1558 | 3.0318 | 2.7096 | 2.4287 | 2.3985 | 2.3379 | 2.4822 | 2.5474 | 2.5896
Portfolio Adjusted1-in-2Size: Over 200kWAll2017August Monthly Peak | Portfolio Adjusted | 1-in-2 | Size: Over 200kW | All | 2017 | August Monthly Peak | 8 | 140.8784 | 136.288 | 132.2466 | 132.9356 | 142.6292 | 167.9468 | 196.443 | 215.99 | 229.8973 | 238.7368 | 247.3889 | 249.5472 | 246.4524 | 247.6658 | 241.6683 | 229.9458 | 215.5738 | 201.0945 | 190.6812 | 186.1405 | 182.3132 | 173.0542 | 160.7798 | 153.0962 | -0.37894 | -0.31381 | -0.279 | -0.43214 | -0.68078 | -0.91573 | -0.69151 | -0.76283 | -0.23533 | 0.047851 | -0.51972 | -0.29733 | 0.28935 | 2.2366 | 7.803 | 7.6016 | 6.8043 | 5.9737 | 2.0901 | 0.16299 | -0.27416 | -0.47696 | -0.80414 | -0.89519 | 74.2061 | 72.8467 | 71.6969 | 70.9725 | 70.32 | 69.55 | 69.2012 | 69.0328 | 71.0878 | 75.99 | 81.2175 | 85.8157 | 89.0777 | 90.999 | 92.2277 | 92.621 | 92.5891 | 91.8987 | 90.1018 | 86.7863 | 82.3204 | 79.2231 | 77.4047 | 75.9808 | 2.6441 | 2.2336 | 2.423 | 2.5877 | 2.9826 | 2.5896 | 2.3793 | 2.4442 | 2.6834 | 2.7205 | 2.7648 | 3.1227 | 3.0561 | 3.266 | 3.3731 | 3.2877 | 3.121 | 2.7624 | 2.4719 | 2.452 | 2.3739 | 2.5083 | 2.576 | 2.6246
Portfolio Adjusted1-in-2Size: Over 200kWAll2017September Monthly Peak | Portfolio Adjusted | 1-in-2 | Size: Over 200kW | All | 2017 | September Monthly Peak | 9 | 138.768 | 134.9758 | 131.2098 | 131.8805 | 142.021 | 167.2387 | 197.35 | 217.7088 | 234.9811 | 245.0847 | 254.0807 | 256.3614 | 252.8791 | 254.196 | 247.4744 | 233.7495 | 217.6002 | 202.0649 | 191.8271 | 189.4533 | 182.1563 | 172.9115 | 159.4187 | 151.3912 | -0.28377 | -0.25291 | -0.22199 | -0.39009 | -0.62856 | -0.86896 | -0.62646 | -0.71736 | -0.2649 | -0.010119 | -0.51639 | -0.28206 | 0.30264 | 2.3001 | 7.9705 | 7.7045 | 6.8605 | 5.985 | 2.0375 | 0.16412 | -0.27994 | -0.47668 | -0.76863 | -0.87892 | 72.9555 | 71.8843 | 71.0658 | 70.3468 | 69.6534 | 68.9439 | 68.7154 | 68.6413 | 70.612 | 75.0047 | 80.055 | 84.8204 | 88.9431 | 91.3794 | 92.6636 | 93.0209 | 92.783 | 91.692 | 90.2234 | 87.1446 | 83.3753 | 80.4979 | 78.5516 | 77.2626 | 2.6002 | 2.2087 | 2.401 | 2.5644 | 2.9739 | 2.5769 | 2.3913 | 2.4657 | 2.7485 | 2.7982 | 2.8412 | 3.2073 | 3.138 | 3.3571 | 3.4699 | 3.358 | 3.1646 | 2.7826 | 2.4865 | 2.4931 | 2.3683 | 2.502 | 2.5516 | 2.5934
Portfolio Adjusted1-in-2Size: Over 200kWAll2017October Monthly Peak | Portfolio Adjusted | 1-in-2 | Size: Over 200kW | All | 2017 | October Monthly Peak | 10 | 132.9347 | 128.8613 | 124.3772 | 124.1206 | 133.1835 | 157.0306 | 186.069 | 202.5331 | 215.5172 | 224.2194 | 233.232 | 237.0246 | 236.2347 | 237.921 | 232.1057 | 219.0881 | 203.7133 | 190.202 | 184.6777 | 179.018 | 171.32 | 162.4213 | 150.5914 | 142.5456 | 0.3399 | 0.01357 | 0.10301 | -0.11662 | -0.27977 | -0.71758 | -0.08966 | -0.033572 | -0.30424 | -0.22301 | -0.050421 | 0.29973 | 0.73763 | 2.3604 | 7.7669 | 7.3061 | 6.3964 | 5.5279 | 1.3008 | 0.018133 | -0.54837 | -0.66472 | -0.60632 | -0.86568 | 65.5439 | 64.6087 | 63.7946 | 62.9249 | 62.1854 | 61.5851 | 61.093 | 61.0535 | 62.1026 | 65.6397 | 71.0893 | 77.1142 | 82.6134 | 85.7961 | 86.5654 | 87.1009 | 87.1811 | 86.2022 | 83.4518 | 78.7181 | 75.2499 | 72.6681 | 70.5832 | 69.0169 | 2.5882 | 2.1947 | 2.3667 | 2.5207 | 2.9212 | 2.5306 | 2.3616 | 2.4026 | 2.6357 | 2.6739 | 2.723 | 3.0979 | 3.0695 | 3.2909 | 3.417 | 3.3149 | 3.1281 | 2.7612 | 2.508 | 2.4704 | 2.3298 | 2.4505 | 2.5141 | 2.5419
Portfolio Adjusted1-in-2Size: Over 200kWAll2017November Monthly Peak | Portfolio Adjusted | 1-in-2 | Size: Over 200kW | All | 2017 | November Monthly Peak | 11 | 124.5978 | 120.87 | 117.0021 | 116.919 | 125.8623 | 148.9867 | 174.3562 | 189.7743 | 200.1144 | 205.4757 | 211.4845 | 213.158 | 211.5059 | 212.1803 | 205.7882 | 194.0439 | 183.3438 | 177.7292 | 169.9758 | 163.5138 | 157.1293 | 149.413 | 139.4899 | 132.9018 | 0.42182 | 0.050969 | 0.15137 | -0.056959 | -0.19564 | -0.67198 | -8.8639e-05 | 0.069899 | -0.28884 | -0.23918 | 0.032463 | 0.34826 | 0.7168 | 2.1302 | 6.9387 | 6.4811 | 5.7352 | 5.125 | 1.0404 | -0.060098 | -0.58159 | -0.66459 | -0.55029 | -0.81558 | 58.9535 | 58.0059 | 57.4396 | 56.7595 | 55.7428 | 54.8486 | 54.8861 | 54.7796 | 57.4947 | 61.2714 | 65.9485 | 70.5517 | 73.4009 | 74.9757 | 76.0605 | 75.8804 | 74.023 | 70.9746 | 67.879 | 65.7121 | 64.1883 | 63.2995 | 62.3832 | 61.7272 | 2.4773 | 2.1031 | 2.2787 | 2.4243 | 2.8153 | 2.4537 | 2.2611 | 2.2974 | 2.4941 | 2.4929 | 2.515 | 2.8442 | 2.7995 | 2.9903 | 3.0829 | 2.9915 | 2.8812 | 2.6401 | 2.3627 | 2.3078 | 2.1805 | 2.3006 | 2.3782 | 2.4213
Portfolio Adjusted1-in-2Size: Over 200kWAll2017December Monthly Peak | Portfolio Adjusted | 1-in-2 | Size: Over 200kW | All | 2017 | December Monthly Peak | 12 | 119.3348 | 115.5044 | 111.9992 | 111.7487 | 120.3395 | 143.2633 | 170.084 | 183.9573 | 192.2766 | 194.7216 | 197.2028 | 196.2578 | 192.8155 | 192.4064 | 186.1707 | 176.4794 | 169.2485 | 165.5671 | 159.7173 | 154.3505 | 148.8365 | 142.4403 | 132.8889 | 126.1746 | 0.4007 | 0.044971 | 0.14474 | -0.05435 | -0.18272 | -0.64608 | 0.0019591 | 0.066983 | -0.27768 | -0.22763 | 0.027043 | 0.31535 | 0.64417 | 1.921 | 6.2688 | 5.8852 | 5.2778 | 4.7575 | 0.96683 | -0.070261 | -0.564 | -0.64595 | -0.534 | -0.77932 | 50.6816 | 49.8195 | 49.1802 | 48.6884 | 48.1085 | 47.5342 | 47.2824 | 47.192 | 47.8212 | 51.0785 | 54.8543 | 58.0413 | 60.1215 | 61.3002 | 62.0166 | 62.3139 | 61.7486 | 59.5354 | 56.7943 | 54.6415 | 52.9456 | 51.1221 | 49.4652 | 48.1197 | 2.372 | 2.0091 | 2.1826 | 2.3195 | 2.7021 | 2.3629 | 2.2082 | 2.2311 | 2.4013 | 2.3678 | 2.3499 | 2.6266 | 2.561 | 2.7236 | 2.8056 | 2.7391 | 2.6803 | 2.4712 | 2.2263 | 2.1856 | 2.0693 | 2.1929 | 2.2662 | 2.2984
Portfolio Adjusted1-in-2Size: Over 200kWAll2017Typical Event Day | Portfolio Adjusted | 1-in-2 | Size: Over 200kW | All | 2017 | Typical Event Day | 8 | 140.1014 | 135.5204 | 131.3893 | 132.0366 | 141.6365 | 166.7704 | 195.062 | 213.977 | 226.9884 | 234.9349 | 242.9451 | 244.8597 | 241.6991 | 242.9621 | 237.171 | 225.7606 | 211.7468 | 197.7665 | 187.9968 | 183.6978 | 180.1653 | 171.1341 | 159.0814 | 151.5679 | -0.19889 | -0.22596 | -0.178 | -0.36247 | -0.59624 | -0.85951 | -0.53949 | -0.57903 | -0.25477 | -0.023028 | -0.41384 | -0.14474 | 0.40692 | 2.2676 | 7.7505 | 7.5096 | 6.7128 | 5.8801 | 1.9248 | 0.16973 | -0.31158 | -0.50523 | -0.74947 | -0.8893 | 72.1872 | 71.1055 | 70.1891 | 69.3819 | 68.6799 | 67.9476 | 67.5275 | 67.8296 | 70.2099 | 74.5815 | 79.3272 | 83.6742 | 86.8518 | 88.7416 | 90.0939 | 90.5459 | 90.4376 | 89.5641 | 88.27 | 85.6099 | 81.9236 | 78.5137 | 76.3822 | 74.8468 | 2.6216 | 2.2147 | 2.4007 | 2.5637 | 2.9543 | 2.5651 | 2.3569 | 2.4159 | 2.6436 | 2.6714 | 2.7095 | 3.0574 | 2.9921 | 3.1995 | 3.3075 | 3.2257 | 3.064 | 2.7141 | 2.4323 | 2.4155 | 2.3407 | 2.4738 | 2.5418 | 2.5903
Portfolio Adjusted1-in-2Size: Over 200kWAll2018January Monthly Peak | Portfolio Adjusted | 1-in-2 | Size: Over 200kW | All | 2018 | January Monthly Peak | 1 | 117.5233 | 114.0401 | 110.6345 | 111.2035 | 120.6138 | 144.7546 | 173.2765 | 188.6106 | 197.2547 | 197.5762 | 198.7766 | 196.8462 | 191.8259 | 190.4729 | 183.2784 | 173.2704 | 164.5268 | 162.1114 | 158.061 | 152.6592 | 147.1232 | 141.0674 | 132.1717 | 125.8838 | 0.38736 | 0.038109 | 0.13466 | -0.055898 | -0.18311 | -0.6581 | -0.0033108 | 0.062838 | -0.28598 | -0.23152 | 0.024558 | 0.31229 | 0.63753 | 1.9043 | 6.1831 | 5.7831 | 5.1278 | 4.646 | 0.94454 | -0.081021 | -0.56545 | -0.64446 | -0.53249 | -0.77861 | 46.5772 | 45.7179 | 45.0007 | 44.5162 | 44.1132 | 43.9975 | 43.7732 | 43.5951 | 43.9619 | 45.8713 | 49.0769 | 51.8879 | 53.7373 | 55.1112 | 56.0155 | 56.5013 | 56.3522 | 54.9256 | 53.0439 | 51.5897 | 50.5019 | 49.512 | 48.666 | 47.7422 | 2.3312 | 1.9811 | 2.1505 | 2.3105 | 2.7206 | 2.3917 | 2.2566 | 2.2969 | 2.4739 | 2.4092 | 2.3739 | 2.6409 | 2.549 | 2.6979 | 2.7618 | 2.6931 | 2.6159 | 2.4329 | 2.2111 | 2.1674 | 2.0475 | 2.1723 | 2.254 | 2.2921
Portfolio Adjusted1-in-2Size: Over 200kWAll2018February Monthly Peak | Portfolio Adjusted | 1-in-2 | Size: Over 200kW | All | 2018 | February Monthly Peak | 2 | 118.952 | 115.3387 | 112.1671 | 112.7246 | 121.639 | 145.3034 | 173.0932 | 187.806 | 196.9391 | 198.6254 | 201.2725 | 201.3112 | 197.7525 | 197.6799 | 191.5542 | 180.5464 | 170.3296 | 165.4554 | 162.533 | 156.5603 | 150.7028 | 143.8879 | 134.0441 | 127.3625 | 0.38482 | 0.031501 | 0.13281 | -0.058185 | -0.1872 | -0.66035 | -0.0043852 | 0.063858 | -0.28586 | -0.23148 | 0.026264 | 0.32161 | 0.65926 | 1.9637 | 6.433 | 6.0063 | 5.2924 | 4.7285 | 0.97284 | -0.083352 | -0.5788 | -0.66054 | -0.54406 | -0.78926 | 49.6796 | 49.3391 | 48.9759 | 48.588 | 48.0959 | 47.7697 | 47.5917 | 47.5268 | 48.102 | 49.8766 | 51.8696 | 53.7264 | 54.4728 | 54.7053 | 54.7588 | 54.2249 | 54.0314 | 53.3591 | 52.1298 | 50.9589 | 49.8556 | 49.2761 | 48.0339 | 46.956 | 2.3523 | 1.9985 | 2.1771 | 2.3408 | 2.739 | 2.3977 | 2.2518 | 2.2833 | 2.4684 | 2.4212 | 2.4034 | 2.6968 | 2.6286 | 2.8041 | 2.8965 | 2.8098 | 2.7081 | 2.4835 | 2.2719 | 2.224 | 2.0978 | 2.2149 | 2.2843 | 2.313
Portfolio Adjusted1-in-2Size: Over 200kWAll2018March Monthly Peak | Portfolio Adjusted | 1-in-2 | Size: Over 200kW | All | 2018 | March Monthly Peak | 3 | 121.9627 | 118.0187 | 114.4761 | 114.3487 | 122.6488 | 145.6957 | 174.0018 | 189.0385 | 197.2702 | 198.9803 | 202.1634 | 202.2534 | 199.3168 | 199.2227 | 193.3941 | 183.5796 | 173.3785 | 165.7364 | 162.932 | 161.2492 | 155.7276 | 148.4872 | 138.1355 | 130.8153 | 0.4009 | 0.039428 | 0.13507 | -0.057568 | -0.18812 | -0.65913 | -0.0033631 | 0.063953 | -0.28637 | -0.23081 | 0.027686 | 0.32484 | 0.6667 | 1.9859 | 6.5024 | 6.1128 | 5.3969 | 4.7375 | 0.97611 | -0.084185 | -0.59619 | -0.67752 | -0.55892 | -0.81066 | 49.5208 | 48.5527 | 47.7298 | 47.2616 | 46.9325 | 46.455 | 46.0747 | 46.0921 | 48.0551 | 50.3959 | 52.7994 | 54.7774 | 55.9955 | 56.9644 | 57.3324 | 57.6964 | 57.4504 | 56.7606 | 55.3284 | 53.3779 | 52.0949 | 50.933 | 49.9987 | 49.1291 | 2.4156 | 2.0484 | 2.2222 | 2.3746 | 2.7574 | 2.402 | 2.261 | 2.2969 | 2.4702 | 2.4237 | 2.4126 | 2.7067 | 2.6475 | 2.8195 | 2.9118 | 2.8446 | 2.7419 | 2.4815 | 2.2764 | 2.2908 | 2.1674 | 2.2847 | 2.3531 | 2.375
Portfolio Adjusted1-in-2Size: Over 200kWAll2018April Monthly Peak | Portfolio Adjusted | 1-in-2 | Size: Over 200kW | All | 2018 | April Monthly Peak | 4 | 125.1198 | 121.1783 | 117.1441 | 117.1947 | 125.7261 | 148.6552 | 174.3872 | 190.4073 | 200.8665 | 206.285 | 213.1993 | 215.5944 | 215.0884 | 216.4284 | 211.1238 | 200.0858 | 187.7484 | 176.3196 | 167.9461 | 166.4951 | 162.4685 | 154.1439 | 143.1098 | 135.4698 | 0.40279 | 0.03497 | 0.13823 | -0.060836 | -0.20127 | -0.67486 | -0.0036633 | 0.06808 | -0.291 | -0.23749 | 0.033975 | 0.3546 | 0.73004 | 2.158 | 7.0801 | 6.647 | 5.8414 | 5.0541 | 1.0265 | -0.063977 | -0.6054 | -0.68861 | -0.57136 | -0.83581 | 62.6415 | 61.6291 | 60.3159 | 59.2798 | 58.4274 | 57.7612 | 57.296 | 57.2034 | 59.4872 | 63.4861 | 67.8413 | 72.0225 | 75.4097 | 77.9018 | 79.2844 | 79.8652 | 79.8802 | 79.3133 | 77.7093 | 75.0408 | 71.2482 | 68.4723 | 66.2025 | 64.0469 | 2.4692 | 2.0974 | 2.2698 | 2.4299 | 2.8178 | 2.4458 | 2.2577 | 2.3037 | 2.5047 | 2.5057 | 2.5379 | 2.8727 | 2.8496 | 3.0549 | 3.1749 | 3.0934 | 2.954 | 2.6215 | 2.3337 | 2.3538 | 2.2568 | 2.3703 | 2.4345 | 2.4548
Portfolio Adjusted1-in-2Size: Over 200kWAll2018May Monthly Peak | Portfolio Adjusted | 1-in-2 | Size: Over 200kW | All | 2018 | May Monthly Peak | 5 | 125.2875 | 121.4027 | 117.5669 | 117.7353 | 126.8172 | 150.2414 | 174.9623 | 193.726 | 205.5703 | 211.9954 | 219.0431 | 221.0145 | 219.6464 | 220.6388 | 215.171 | 203.291 | 190.3928 | 178.1109 | 169.2396 | 165.5472 | 163.3137 | 155.3251 | 144.4087 | 137.1512 | 0.41376 | 0.04163 | 0.14189 | -0.059469 | -0.19994 | -0.67755 | -0.00078691 | 0.070349 | -0.29673 | -0.24669 | 0.032749 | 0.35939 | 0.73964 | 2.209 | 7.2437 | 6.7813 | 5.9519 | 5.1322 | 1.0391 | -0.059244 | -0.60249 | -0.68762 | -0.57057 | -0.84094 | 62.5554 | 61.9342 | 61.2956 | 60.4788 | 59.7352 | 59.301 | 59.1795 | 59.6066 | 61.1681 | 64.4917 | 68.5039 | 72.357 | 76.0199 | 78.6357 | 79.7587 | 80.3573 | 80.3914 | 79.0277 | 76.8911 | 74.0811 | 70.3353 | 67.19 | 65.3562 | 64.0291 | 2.4815 | 2.1061 | 2.2816 | 2.4419 | 2.8407 | 2.4716 | 2.265 | 2.3438 | 2.5605 | 2.5736 | 2.6073 | 2.9514 | 2.9124 | 3.115 | 3.2336 | 3.1389 | 2.9921 | 2.6437 | 2.3503 | 2.336 | 2.2658 | 2.3913 | 2.4601 | 2.4944
Portfolio Adjusted1-in-2Size: Over 200kWAll2018June Monthly Peak | Portfolio Adjusted | 1-in-2 | Size: Over 200kW | All | 2018 | June Monthly Peak | 6 | 133.9007 | 129.6943 | 125.4402 | 125.5934 | 134.2327 | 156.578 | 181.1529 | 199.8444 | 211.656 | 218.51 | 226.0594 | 227.3214 | 223.3227 | 223.6592 | 218.159 | 208.9507 | 197.2637 | 185.0988 | 177.3712 | 172.6869 | 170.9707 | 163.256 | 151.5625 | 144.3985 | 0.20809 | -0.04532 | 0.035326 | -0.18024 | -0.36301 | -0.74197 | -0.18808 | -0.14328 | -0.27584 | -0.15723 | -0.12551 | 0.20351 | 0.64688 | 2.217 | 7.3109 | 7.0097 | 6.2446 | 5.4377 | 1.4059 | 0.068881 | -0.47858 | -0.62056 | -0.63593 | -0.86939 | 67.289 | 66.3712 | 65.4433 | 64.3806 | 63.6391 | 62.8981 | 62.2448 | 62.956 | 65.7351 | 70.2868 | 75.1513 | 79.4783 | 82.1758 | 83.7308 | 85.2477 | 85.8142 | 86.2561 | 85.5578 | 84.4072 | 81.6278 | 77.814 | 73.6474 | 71.3316 | 69.6524 | 2.5726 | 2.1794 | 2.3538 | 2.5066 | 2.8797 | 2.4768 | 2.2515 | 2.3187 | 2.5319 | 2.5515 | 2.5895 | 2.9148 | 2.8406 | 3.0249 | 3.1271 | 3.0731 | 2.9508 | 2.6257 | 2.3652 | 2.3388 | 2.2837 | 2.4242 | 2.4883 | 2.5342
Portfolio Adjusted1-in-2Size: Over 200kWAll2018July Monthly Peak | Portfolio Adjusted | 1-in-2 | Size: Over 200kW | All | 2018 | July Monthly Peak | 7 | 138.1668 | 133.9985 | 130.6457 | 130.7199 | 140.2159 | 164.4087 | 190.3493 | 208.8892 | 221.2691 | 229.6101 | 237.7893 | 239.0224 | 235.3753 | 236.0506 | 230.6544 | 221.2824 | 209.4185 | 196.8535 | 187.0954 | 181.8325 | 179.3419 | 171.049 | 158.7038 | 150.7302 | -0.34703 | -0.28639 | -0.2541 | -0.42719 | -0.67492 | -0.86488 | -0.64199 | -0.70714 | -0.23215 | 0.032475 | -0.50637 | -0.2572 | 0.31581 | 2.1817 | 7.5104 | 7.3775 | 6.6757 | 5.9068 | 2.098 | 0.22553 | -0.22812 | -0.45112 | -0.77852 | -0.8787 | 74.298 | 73.32 | 72.5502 | 71.8277 | 71.1069 | 70.3982 | 69.9488 | 70.6884 | 73.4049 | 77.0447 | 80.8853 | 84.5822 | 87.2103 | 88.8571 | 90.2366 | 90.7276 | 90.1221 | 89.1078 | 88.3477 | 86.8808 | 84.1848 | 80.6864 | 78.241 | 76.4913 | 2.5973 | 2.2006 | 2.3976 | 2.5473 | 2.9338 | 2.5373 | 2.3068 | 2.3629 | 2.581 | 2.6158 | 2.6572 | 2.9911 | 2.9146 | 3.1072 | 3.2097 | 3.1558 | 3.0318 | 2.7096 | 2.4287 | 2.3985 | 2.3379 | 2.4822 | 2.5474 | 2.5896
Portfolio Adjusted1-in-2Size: Over 200kWAll2018August Monthly Peak | Portfolio Adjusted | 1-in-2 | Size: Over 200kW | All | 2018 | August Monthly Peak | 8 | 140.8784 | 136.288 | 132.2466 | 132.9356 | 142.6292 | 167.9468 | 196.443 | 215.99 | 229.8973 | 238.7368 | 247.3889 | 249.5472 | 246.4524 | 247.6658 | 241.6683 | 229.9457 | 215.5738 | 201.0945 | 190.6812 | 186.1405 | 182.3132 | 173.0542 | 160.7798 | 153.0962 | -0.37894 | -0.31381 | -0.279 | -0.43214 | -0.68078 | -0.91573 | -0.69151 | -0.76283 | -0.23533 | 0.047851 | -0.51972 | -0.29733 | 0.28935 | 2.2366 | 7.803 | 7.6016 | 6.8043 | 5.9737 | 2.0901 | 0.16299 | -0.27416 | -0.47696 | -0.80414 | -0.89519 | 74.2061 | 72.8467 | 71.6969 | 70.9725 | 70.32 | 69.55 | 69.2012 | 69.0328 | 71.0878 | 75.99 | 81.2175 | 85.8157 | 89.0777 | 90.999 | 92.2277 | 92.621 | 92.5891 | 91.8987 | 90.1018 | 86.7863 | 82.3204 | 79.2231 | 77.4047 | 75.9808 | 2.6441 | 2.2336 | 2.423 | 2.5877 | 2.9826 | 2.5896 | 2.3793 | 2.4442 | 2.6834 | 2.7205 | 2.7648 | 3.1227 | 3.0561 | 3.266 | 3.3731 | 3.2877 | 3.121 | 2.7624 | 2.4719 | 2.452 | 2.3739 | 2.5083 | 2.576 | 2.6246
Portfolio Adjusted1-in-2Size: Over 200kWAll2018September Monthly Peak | Portfolio Adjusted | 1-in-2 | Size: Over 200kW | All | 2018 | September Monthly Peak | 9 | 138.768 | 134.9757 | 131.2098 | 131.8805 | 142.021 | 167.2387 | 197.3501 | 217.7088 | 234.9811 | 245.0847 | 254.0807 | 256.3614 | 252.8791 | 254.196 | 247.4744 | 233.7495 | 217.6002 | 202.0649 | 191.8271 | 189.4533 | 182.1563 | 172.9115 | 159.4187 | 151.3912 | -0.28377 | -0.25291 | -0.22199 | -0.39009 | -0.62856 | -0.86896 | -0.62646 | -0.71736 | -0.2649 | -0.010119 | -0.51639 | -0.28206 | 0.30264 | 2.3001 | 7.9705 | 7.7045 | 6.8605 | 5.985 | 2.0375 | 0.16412 | -0.27994 | -0.47668 | -0.76863 | -0.87892 | 72.9555 | 71.8843 | 71.0658 | 70.3468 | 69.6534 | 68.9439 | 68.7154 | 68.6413 | 70.612 | 75.0047 | 80.055 | 84.8204 | 88.9431 | 91.3794 | 92.6636 | 93.0209 | 92.783 | 91.692 | 90.2234 | 87.1446 | 83.3753 | 80.4979 | 78.5516 | 77.2626 | 2.6002 | 2.2087 | 2.401 | 2.5644 | 2.9739 | 2.5769 | 2.3913 | 2.4657 | 2.7485 | 2.7982 | 2.8412 | 3.2073 | 3.138 | 3.3571 | 3.4699 | 3.358 | 3.1646 | 2.7826 | 2.4865 | 2.4931 | 2.3683 | 2.502 | 2.5516 | 2.5934
Portfolio Adjusted1-in-2Size: Over 200kWAll2018October Monthly Peak | Portfolio Adjusted | 1-in-2 | Size: Over 200kW | All | 2018 | October Monthly Peak | 10 | 132.9347 | 128.8613 | 124.3772 | 124.1206 | 133.1835 | 157.0306 | 186.069 | 202.5331 | 215.5172 | 224.2194 | 233.232 | 237.0246 | 236.2347 | 237.921 | 232.1057 | 219.0881 | 203.7133 | 190.202 | 184.6777 | 179.018 | 171.32 | 162.4213 | 150.5914 | 142.5456 | 0.3399 | 0.01357 | 0.10301 | -0.11662 | -0.27977 | -0.71758 | -0.08966 | -0.033572 | -0.30424 | -0.22301 | -0.050421 | 0.29973 | 0.73763 | 2.3604 | 7.7669 | 7.3061 | 6.3964 | 5.5279 | 1.3008 | 0.018133 | -0.54837 | -0.66472 | -0.60632 | -0.86568 | 65.5439 | 64.6087 | 63.7946 | 62.9249 | 62.1854 | 61.5851 | 61.093 | 61.0535 | 62.1026 | 65.6397 | 71.0893 | 77.1142 | 82.6134 | 85.7961 | 86.5654 | 87.1009 | 87.1811 | 86.2022 | 83.4518 | 78.7181 | 75.2499 | 72.6681 | 70.5832 | 69.0169 | 2.5882 | 2.1947 | 2.3667 | 2.5207 | 2.9212 | 2.5306 | 2.3616 | 2.4026 | 2.6357 | 2.6739 | 2.723 | 3.0979 | 3.0695 | 3.2909 | 3.417 | 3.3149 | 3.1281 | 2.7612 | 2.508 | 2.4704 | 2.3298 | 2.4505 | 2.5141 | 2.5419
Portfolio Adjusted1-in-2Size: Over 200kWAll2018November Monthly Peak | Portfolio Adjusted | 1-in-2 | Size: Over 200kW | All | 2018 | November Monthly Peak | 11 | 124.5978 | 120.87 | 117.0022 | 116.919 | 125.8623 | 148.9867 | 174.3562 | 189.7743 | 200.1144 | 205.4757 | 211.4845 | 213.158 | 211.5059 | 212.1803 | 205.7882 | 194.0439 | 183.3439 | 177.7292 | 169.9758 | 163.5138 | 157.1293 | 149.413 | 139.4899 | 132.9018 | 0.42182 | 0.050969 | 0.15137 | -0.056959 | -0.19564 | -0.67198 | -8.8629e-05 | 0.069899 | -0.28884 | -0.23918 | 0.032463 | 0.34826 | 0.7168 | 2.1302 | 6.9387 | 6.4811 | 5.7352 | 5.125 | 1.0404 | -0.060098 | -0.58159 | -0.66459 | -0.55029 | -0.81558 | 58.9535 | 58.0059 | 57.4396 | 56.7595 | 55.7428 | 54.8486 | 54.8861 | 54.7796 | 57.4947 | 61.2714 | 65.9485 | 70.5517 | 73.4009 | 74.9757 | 76.0605 | 75.8804 | 74.023 | 70.9746 | 67.879 | 65.7121 | 64.1883 | 63.2995 | 62.3832 | 61.7272 | 2.4773 | 2.1031 | 2.2787 | 2.4243 | 2.8153 | 2.4537 | 2.2611 | 2.2974 | 2.4941 | 2.4929 | 2.515 | 2.8442 | 2.7995 | 2.9903 | 3.0829 | 2.9915 | 2.8812 | 2.6401 | 2.3627 | 2.3078 | 2.1805 | 2.3006 | 2.3782 | 2.4213
Portfolio Adjusted1-in-2Size: Over 200kWAll2018December Monthly Peak | Portfolio Adjusted | 1-in-2 | Size: Over 200kW | All | 2018 | December Monthly Peak | 12 | 119.3348 | 115.5044 | 111.9992 | 111.7487 | 120.3395 | 143.2633 | 170.084 | 183.9573 | 192.2766 | 194.7216 | 197.2028 | 196.2578 | 192.8155 | 192.4064 | 186.1707 | 176.4794 | 169.2485 | 165.5671 | 159.7173 | 154.3505 | 148.8365 | 142.4403 | 132.8889 | 126.1746 | 0.4007 | 0.044971 | 0.14474 | -0.05435 | -0.18272 | -0.64608 | 0.0019591 | 0.066983 | -0.27768 | -0.22763 | 0.027043 | 0.31535 | 0.64417 | 1.921 | 6.2688 | 5.8852 | 5.2778 | 4.7575 | 0.96683 | -0.070261 | -0.564 | -0.64595 | -0.534 | -0.77932 | 50.6816 | 49.8195 | 49.1802 | 48.6884 | 48.1085 | 47.5342 | 47.2824 | 47.192 | 47.8212 | 51.0785 | 54.8543 | 58.0413 | 60.1215 | 61.3002 | 62.0166 | 62.3139 | 61.7486 | 59.5354 | 56.7943 | 54.6415 | 52.9456 | 51.1221 | 49.4652 | 48.1197 | 2.372 | 2.0091 | 2.1826 | 2.3195 | 2.7021 | 2.3629 | 2.2082 | 2.2311 | 2.4013 | 2.3678 | 2.3499 | 2.6266 | 2.561 | 2.7236 | 2.8056 | 2.7391 | 2.6803 | 2.4712 | 2.2263 | 2.1856 | 2.0693 | 2.1929 | 2.2662 | 2.2984
Portfolio Adjusted1-in-2Size: Over 200kWAll2018Typical Event Day | Portfolio Adjusted | 1-in-2 | Size: Over 200kW | All | 2018 | Typical Event Day | 8 | 140.1014 | 135.5204 | 131.3893 | 132.0366 | 141.6365 | 166.7704 | 195.062 | 213.977 | 226.9884 | 234.9349 | 242.9451 | 244.8597 | 241.6991 | 242.9621 | 237.171 | 225.7606 | 211.7468 | 197.7666 | 187.9967 | 183.6978 | 180.1653 | 171.1341 | 159.0814 | 151.5679 | -0.19889 | -0.22596 | -0.178 | -0.36247 | -0.59624 | -0.85951 | -0.53949 | -0.57903 | -0.25477 | -0.023028 | -0.41384 | -0.14474 | 0.40692 | 2.2676 | 7.7505 | 7.5096 | 6.7128 | 5.8801 | 1.9248 | 0.16973 | -0.31158 | -0.50523 | -0.74947 | -0.8893 | 72.1872 | 71.1055 | 70.1891 | 69.3819 | 68.6799 | 67.9476 | 67.5275 | 67.8296 | 70.2099 | 74.5815 | 79.3272 | 83.6742 | 86.8518 | 88.7416 | 90.0939 | 90.5459 | 90.4376 | 89.5641 | 88.27 | 85.6099 | 81.9236 | 78.5137 | 76.3822 | 74.8468 | 2.6216 | 2.2147 | 2.4007 | 2.5637 | 2.9543 | 2.5651 | 2.3569 | 2.4159 | 2.6436 | 2.6714 | 2.7095 | 3.0574 | 2.9921 | 3.1995 | 3.3075 | 3.2257 | 3.064 | 2.7141 | 2.4323 | 2.4155 | 2.3407 | 2.4738 | 2.5418 | 2.5903
Portfolio Adjusted1-in-2Size: Over 200kWAll2019January Monthly Peak | Portfolio Adjusted | 1-in-2 | Size: Over 200kW | All | 2019 | January Monthly Peak | 1 | 117.5233 | 114.0401 | 110.6345 | 111.2035 | 120.6138 | 144.7546 | 173.2765 | 188.6106 | 197.2547 | 197.5762 | 198.7766 | 196.8462 | 191.826 | 190.4729 | 183.2785 | 173.2704 | 164.5268 | 162.1114 | 158.061 | 152.6592 | 147.1232 | 141.0674 | 132.1717 | 125.8838 | 0.38736 | 0.038109 | 0.13466 | -0.055898 | -0.18311 | -0.6581 | -0.0033108 | 0.062838 | -0.28598 | -0.23152 | 0.024558 | 0.31229 | 0.63753 | 1.9043 | 6.1831 | 5.7831 | 5.1278 | 4.646 | 0.94454 | -0.081021 | -0.56545 | -0.64446 | -0.53249 | -0.77861 | 46.5772 | 45.7179 | 45.0007 | 44.5162 | 44.1132 | 43.9975 | 43.7732 | 43.5951 | 43.9619 | 45.8713 | 49.0769 | 51.888 | 53.7373 | 55.1112 | 56.0155 | 56.5013 | 56.3522 | 54.9256 | 53.0439 | 51.5897 | 50.5019 | 49.512 | 48.666 | 47.7422 | 2.3312 | 1.9811 | 2.1505 | 2.3105 | 2.7206 | 2.3917 | 2.2566 | 2.2969 | 2.4739 | 2.4092 | 2.3739 | 2.6409 | 2.549 | 2.6979 | 2.7618 | 2.6931 | 2.6159 | 2.4329 | 2.2111 | 2.1674 | 2.0475 | 2.1723 | 2.254 | 2.2921
Portfolio Adjusted1-in-2Size: Over 200kWAll2019February Monthly Peak | Portfolio Adjusted | 1-in-2 | Size: Over 200kW | All | 2019 | February Monthly Peak | 2 | 118.952 | 115.3387 | 112.1671 | 112.7246 | 121.639 | 145.3034 | 173.0932 | 187.806 | 196.9391 | 198.6254 | 201.2725 | 201.3112 | 197.7525 | 197.6799 | 191.5542 | 180.5464 | 170.3296 | 165.4554 | 162.533 | 156.5603 | 150.7028 | 143.8879 | 134.0441 | 127.3625 | 0.38482 | 0.031501 | 0.13281 | -0.058185 | -0.1872 | -0.66035 | -0.0043852 | 0.063858 | -0.28586 | -0.23148 | 0.026264 | 0.32161 | 0.65926 | 1.9637 | 6.433 | 6.0063 | 5.2924 | 4.7285 | 0.97284 | -0.083352 | -0.5788 | -0.66054 | -0.54406 | -0.78926 | 49.6796 | 49.3391 | 48.9759 | 48.588 | 48.0959 | 47.7697 | 47.5917 | 47.5268 | 48.102 | 49.8766 | 51.8696 | 53.7264 | 54.4728 | 54.7053 | 54.7588 | 54.2249 | 54.0314 | 53.3591 | 52.1298 | 50.9589 | 49.8556 | 49.2761 | 48.0339 | 46.956 | 2.3523 | 1.9985 | 2.1771 | 2.3408 | 2.739 | 2.3977 | 2.2518 | 2.2833 | 2.4684 | 2.4212 | 2.4034 | 2.6968 | 2.6286 | 2.8041 | 2.8965 | 2.8098 | 2.7081 | 2.4835 | 2.2719 | 2.224 | 2.0978 | 2.2149 | 2.2843 | 2.313
Portfolio Adjusted1-in-2Size: Over 200kWAll2019March Monthly Peak | Portfolio Adjusted | 1-in-2 | Size: Over 200kW | All | 2019 | March Monthly Peak | 3 | 121.9627 | 118.0187 | 114.4761 | 114.3487 | 122.6488 | 145.6957 | 174.0018 | 189.0385 | 197.2702 | 198.9803 | 202.1634 | 202.2534 | 199.3168 | 199.2227 | 193.3941 | 183.5796 | 173.3786 | 165.7364 | 162.932 | 161.2492 | 155.7276 | 148.4872 | 138.1355 | 130.8153 | 0.4009 | 0.039428 | 0.13507 | -0.057568 | -0.18812 | -0.65913 | -0.0033631 | 0.063953 | -0.28637 | -0.23081 | 0.027686 | 0.32484 | 0.6667 | 1.9859 | 6.5024 | 6.1128 | 5.3969 | 4.7375 | 0.97611 | -0.084185 | -0.59619 | -0.67752 | -0.55892 | -0.81066 | 49.5208 | 48.5527 | 47.7298 | 47.2616 | 46.9325 | 46.455 | 46.0747 | 46.0921 | 48.0551 | 50.3959 | 52.7994 | 54.7774 | 55.9955 | 56.9644 | 57.3324 | 57.6964 | 57.4504 | 56.7606 | 55.3284 | 53.3779 | 52.0949 | 50.933 | 49.9987 | 49.1291 | 2.4156 | 2.0484 | 2.2222 | 2.3746 | 2.7574 | 2.402 | 2.261 | 2.2969 | 2.4702 | 2.4237 | 2.4126 | 2.7067 | 2.6475 | 2.8195 | 2.9118 | 2.8446 | 2.7419 | 2.4815 | 2.2764 | 2.2908 | 2.1674 | 2.2847 | 2.3531 | 2.375
Portfolio Adjusted1-in-2Size: Over 200kWAll2019April Monthly Peak | Portfolio Adjusted | 1-in-2 | Size: Over 200kW | All | 2019 | April Monthly Peak | 4 | 125.1198 | 121.1783 | 117.1441 | 117.1947 | 125.7261 | 148.6552 | 174.3872 | 190.4073 | 200.8665 | 206.285 | 213.1993 | 215.5944 | 215.0884 | 216.4284 | 211.1238 | 200.0858 | 187.7484 | 176.3196 | 167.9461 | 166.4951 | 162.4685 | 154.1439 | 143.1098 | 135.4698 | 0.40279 | 0.03497 | 0.13823 | -0.060836 | -0.20127 | -0.67486 | -0.0036633 | 0.06808 | -0.291 | -0.23749 | 0.033975 | 0.3546 | 0.73004 | 2.158 | 7.0801 | 6.647 | 5.8414 | 5.0541 | 1.0265 | -0.063977 | -0.6054 | -0.68861 | -0.57136 | -0.83581 | 62.6415 | 61.6291 | 60.3159 | 59.2798 | 58.4274 | 57.7612 | 57.296 | 57.2034 | 59.4872 | 63.4861 | 67.8413 | 72.0225 | 75.4097 | 77.9018 | 79.2844 | 79.8652 | 79.8802 | 79.3133 | 77.7093 | 75.0408 | 71.2482 | 68.4723 | 66.2025 | 64.0469 | 2.4692 | 2.0974 | 2.2698 | 2.4299 | 2.8178 | 2.4458 | 2.2577 | 2.3037 | 2.5047 | 2.5057 | 2.5379 | 2.8727 | 2.8496 | 3.0549 | 3.1749 | 3.0934 | 2.954 | 2.6215 | 2.3337 | 2.3538 | 2.2568 | 2.3703 | 2.4345 | 2.4548
Portfolio Adjusted1-in-2Size: Over 200kWAll2019May Monthly Peak | Portfolio Adjusted | 1-in-2 | Size: Over 200kW | All | 2019 | May Monthly Peak | 5 | 125.2875 | 121.4027 | 117.5669 | 117.7353 | 126.8172 | 150.2414 | 174.9623 | 193.726 | 205.5703 | 211.9954 | 219.0431 | 221.0146 | 219.6464 | 220.6388 | 215.171 | 203.291 | 190.3928 | 178.1109 | 169.2396 | 165.5471 | 163.3136 | 155.3251 | 144.4087 | 137.1512 | 0.41377 | 0.04163 | 0.14189 | -0.059469 | -0.19994 | -0.67755 | -0.00078688 | 0.070349 | -0.29673 | -0.24669 | 0.032749 | 0.35939 | 0.73964 | 2.209 | 7.2437 | 6.7813 | 5.9519 | 5.1322 | 1.0391 | -0.059244 | -0.60249 | -0.68762 | -0.57057 | -0.84094 | 62.5554 | 61.9342 | 61.2956 | 60.4788 | 59.7352 | 59.301 | 59.1795 | 59.6066 | 61.1681 | 64.4917 | 68.5039 | 72.357 | 76.0199 | 78.6357 | 79.7587 | 80.3573 | 80.3914 | 79.0277 | 76.8911 | 74.0811 | 70.3353 | 67.19 | 65.3562 | 64.0291 | 2.4815 | 2.1061 | 2.2816 | 2.4419 | 2.8407 | 2.4716 | 2.265 | 2.3438 | 2.5605 | 2.5736 | 2.6073 | 2.9514 | 2.9124 | 3.115 | 3.2336 | 3.1389 | 2.9921 | 2.6437 | 2.3503 | 2.336 | 2.2658 | 2.3913 | 2.4601 | 2.4944
Portfolio Adjusted1-in-2Size: Over 200kWAll2019June Monthly Peak | Portfolio Adjusted | 1-in-2 | Size: Over 200kW | All | 2019 | June Monthly Peak | 6 | 133.9007 | 129.6943 | 125.4402 | 125.5934 | 134.2327 | 156.578 | 181.1528 | 199.8444 | 211.656 | 218.51 | 226.0594 | 227.3214 | 223.3227 | 223.6592 | 218.159 | 208.9507 | 197.2637 | 185.0988 | 177.3712 | 172.6869 | 170.9708 | 163.256 | 151.5625 | 144.3985 | 0.20809 | -0.04532 | 0.035326 | -0.18024 | -0.36301 | -0.74197 | -0.18808 | -0.14328 | -0.27584 | -0.15723 | -0.12551 | 0.20351 | 0.64688 | 2.217 | 7.3109 | 7.0097 | 6.2446 | 5.4377 | 1.4059 | 0.068881 | -0.47858 | -0.62056 | -0.63593 | -0.86939 | 67.289 | 66.3712 | 65.4433 | 64.3806 | 63.6391 | 62.8981 | 62.2448 | 62.956 | 65.7351 | 70.2868 | 75.1513 | 79.4783 | 82.1758 | 83.7308 | 85.2477 | 85.8142 | 86.2561 | 85.5578 | 84.4071 | 81.6278 | 77.814 | 73.6474 | 71.3316 | 69.6524 | 2.5726 | 2.1794 | 2.3538 | 2.5066 | 2.8797 | 2.4768 | 2.2515 | 2.3187 | 2.5319 | 2.5515 | 2.5895 | 2.9148 | 2.8406 | 3.0249 | 3.1271 | 3.0731 | 2.9508 | 2.6257 | 2.3652 | 2.3388 | 2.2837 | 2.4242 | 2.4883 | 2.5342
Portfolio Adjusted1-in-2Size: Over 200kWAll2019July Monthly Peak | Portfolio Adjusted | 1-in-2 | Size: Over 200kW | All | 2019 | July Monthly Peak | 7 | 138.1668 | 133.9985 | 130.6457 | 130.7199 | 140.2159 | 164.4087 | 190.3493 | 208.8892 | 221.2691 | 229.6101 | 237.7893 | 239.0224 | 235.3753 | 236.0506 | 230.6544 | 221.2824 | 209.4185 | 196.8535 | 187.0954 | 181.8325 | 179.3419 | 171.049 | 158.7038 | 150.7302 | -0.34703 | -0.28639 | -0.2541 | -0.42719 | -0.67492 | -0.86488 | -0.64199 | -0.70714 | -0.23215 | 0.032475 | -0.50637 | -0.2572 | 0.31581 | 2.1817 | 7.5104 | 7.3775 | 6.6757 | 5.9068 | 2.098 | 0.22553 | -0.22812 | -0.45112 | -0.77852 | -0.8787 | 74.298 | 73.32 | 72.5502 | 71.8277 | 71.1069 | 70.3982 | 69.9488 | 70.6884 | 73.4049 | 77.0447 | 80.8853 | 84.5822 | 87.2103 | 88.8571 | 90.2366 | 90.7276 | 90.1221 | 89.1078 | 88.3477 | 86.8808 | 84.1848 | 80.6864 | 78.241 | 76.4913 | 2.5973 | 2.2006 | 2.3976 | 2.5473 | 2.9338 | 2.5373 | 2.3068 | 2.3629 | 2.581 | 2.6158 | 2.6572 | 2.9911 | 2.9146 | 3.1072 | 3.2097 | 3.1558 | 3.0318 | 2.7096 | 2.4287 | 2.3985 | 2.3379 | 2.4822 | 2.5474 | 2.5896
Portfolio Adjusted1-in-2Size: Over 200kWAll2019August Monthly Peak | Portfolio Adjusted | 1-in-2 | Size: Over 200kW | All | 2019 | August Monthly Peak | 8 | 140.8784 | 136.288 | 132.2466 | 132.9356 | 142.6292 | 167.9468 | 196.443 | 215.99 | 229.8973 | 238.7368 | 247.3889 | 249.5472 | 246.4524 | 247.6658 | 241.6683 | 229.9458 | 215.5738 | 201.0945 | 190.6812 | 186.1405 | 182.3132 | 173.0542 | 160.7798 | 153.0961 | -0.37894 | -0.31381 | -0.279 | -0.43214 | -0.68078 | -0.91573 | -0.69151 | -0.76283 | -0.23533 | 0.047851 | -0.51972 | -0.29733 | 0.28935 | 2.2366 | 7.803 | 7.6016 | 6.8043 | 5.9737 | 2.0901 | 0.16299 | -0.27416 | -0.47696 | -0.80414 | -0.89519 | 74.2061 | 72.8467 | 71.6969 | 70.9725 | 70.32 | 69.55 | 69.2012 | 69.0328 | 71.0878 | 75.99 | 81.2175 | 85.8157 | 89.0777 | 90.999 | 92.2277 | 92.621 | 92.5891 | 91.8987 | 90.1018 | 86.7863 | 82.3204 | 79.2231 | 77.4047 | 75.9808 | 2.6441 | 2.2336 | 2.423 | 2.5877 | 2.9826 | 2.5896 | 2.3793 | 2.4442 | 2.6834 | 2.7205 | 2.7648 | 3.1227 | 3.0561 | 3.266 | 3.3731 | 3.2877 | 3.121 | 2.7624 | 2.4719 | 2.452 | 2.3739 | 2.5083 | 2.576 | 2.6246
Portfolio Adjusted1-in-2Size: Over 200kWAll2019September Monthly Peak | Portfolio Adjusted | 1-in-2 | Size: Over 200kW | All | 2019 | September Monthly Peak | 9 | 138.768 | 134.9757 | 131.2098 | 131.8805 | 142.021 | 167.2387 | 197.35 | 217.7088 | 234.9811 | 245.0847 | 254.0807 | 256.3614 | 252.879 | 254.196 | 247.4744 | 233.7495 | 217.6002 | 202.0649 | 191.8271 | 189.4533 | 182.1563 | 172.9115 | 159.4187 | 151.3912 | -0.28377 | -0.25291 | -0.22199 | -0.39009 | -0.62856 | -0.86896 | -0.62646 | -0.71736 | -0.2649 | -0.010119 | -0.51639 | -0.28206 | 0.30264 | 2.3001 | 7.9705 | 7.7045 | 6.8605 | 5.985 | 2.0375 | 0.16412 | -0.27994 | -0.47668 | -0.76863 | -0.87892 | 72.9555 | 71.8843 | 71.0658 | 70.3468 | 69.6534 | 68.9439 | 68.7154 | 68.6413 | 70.612 | 75.0047 | 80.055 | 84.8204 | 88.9431 | 91.3794 | 92.6636 | 93.0209 | 92.783 | 91.692 | 90.2234 | 87.1446 | 83.3753 | 80.4979 | 78.5516 | 77.2626 | 2.6002 | 2.2087 | 2.401 | 2.5644 | 2.9739 | 2.5769 | 2.3913 | 2.4657 | 2.7485 | 2.7982 | 2.8412 | 3.2073 | 3.138 | 3.3571 | 3.4699 | 3.358 | 3.1646 | 2.7826 | 2.4865 | 2.4931 | 2.3683 | 2.502 | 2.5516 | 2.5934
Portfolio Adjusted1-in-2Size: Over 200kWAll2019October Monthly Peak | Portfolio Adjusted | 1-in-2 | Size: Over 200kW | All | 2019 | October Monthly Peak | 10 | 132.9347 | 128.8613 | 124.3772 | 124.1206 | 133.1835 | 157.0306 | 186.069 | 202.5331 | 215.5172 | 224.2194 | 233.232 | 237.0246 | 236.2347 | 237.921 | 232.1056 | 219.0881 | 203.7133 | 190.202 | 184.6777 | 179.018 | 171.32 | 162.4213 | 150.5914 | 142.5456 | 0.3399 | 0.01357 | 0.10301 | -0.11662 | -0.27977 | -0.71758 | -0.08966 | -0.033572 | -0.30424 | -0.22301 | -0.050421 | 0.29973 | 0.73763 | 2.3604 | 7.7669 | 7.3061 | 6.3964 | 5.5279 | 1.3008 | 0.018133 | -0.54837 | -0.66472 | -0.60632 | -0.86568 | 65.5439 | 64.6087 | 63.7946 | 62.9249 | 62.1854 | 61.5851 | 61.093 | 61.0535 | 62.1026 | 65.6397 | 71.0893 | 77.1142 | 82.6134 | 85.7961 | 86.5654 | 87.1009 | 87.1811 | 86.2022 | 83.4518 | 78.7181 | 75.2499 | 72.6681 | 70.5832 | 69.0169 | 2.5882 | 2.1947 | 2.3667 | 2.5207 | 2.9212 | 2.5306 | 2.3616 | 2.4026 | 2.6357 | 2.6739 | 2.723 | 3.0979 | 3.0695 | 3.2909 | 3.417 | 3.3149 | 3.1281 | 2.7612 | 2.508 | 2.4704 | 2.3298 | 2.4505 | 2.5141 | 2.5419
Portfolio Adjusted1-in-2Size: Over 200kWAll2019November Monthly Peak | Portfolio Adjusted | 1-in-2 | Size: Over 200kW | All | 2019 | November Monthly Peak | 11 | 124.5978 | 120.87 | 117.0022 | 116.919 | 125.8623 | 148.9867 | 174.3562 | 189.7743 | 200.1144 | 205.4757 | 211.4845 | 213.158 | 211.5059 | 212.1803 | 205.7882 | 194.0439 | 183.3438 | 177.7292 | 169.9758 | 163.5138 | 157.1293 | 149.413 | 139.4899 | 132.9018 | 0.42182 | 0.050969 | 0.15137 | -0.056959 | -0.19564 | -0.67198 | -8.8597e-05 | 0.069899 | -0.28884 | -0.23918 | 0.032463 | 0.34826 | 0.7168 | 2.1302 | 6.9387 | 6.4811 | 5.7352 | 5.125 | 1.0404 | -0.060098 | -0.58159 | -0.66459 | -0.55029 | -0.81558 | 58.9535 | 58.0059 | 57.4396 | 56.7595 | 55.7428 | 54.8486 | 54.8861 | 54.7796 | 57.4947 | 61.2714 | 65.9485 | 70.5517 | 73.4009 | 74.9757 | 76.0605 | 75.8804 | 74.023 | 70.9746 | 67.879 | 65.7121 | 64.1883 | 63.2995 | 62.3832 | 61.7272 | 2.4773 | 2.1031 | 2.2787 | 2.4243 | 2.8153 | 2.4537 | 2.2611 | 2.2974 | 2.4941 | 2.4929 | 2.515 | 2.8442 | 2.7995 | 2.9903 | 3.0829 | 2.9915 | 2.8812 | 2.6401 | 2.3627 | 2.3078 | 2.1805 | 2.3006 | 2.3782 | 2.4213
Portfolio Adjusted1-in-2Size: Over 200kWAll2019December Monthly Peak | Portfolio Adjusted | 1-in-2 | Size: Over 200kW | All | 2019 | December Monthly Peak | 12 | 119.3348 | 115.5044 | 111.9992 | 111.7487 | 120.3395 | 143.2633 | 170.084 | 183.9573 | 192.2766 | 194.7216 | 197.2028 | 196.2578 | 192.8155 | 192.4064 | 186.1707 | 176.4794 | 169.2485 | 165.5671 | 159.7173 | 154.3505 | 148.8365 | 142.4403 | 132.8889 | 126.1746 | 0.4007 | 0.044971 | 0.14474 | -0.05435 | -0.18272 | -0.64608 | 0.0019592 | 0.066983 | -0.27768 | -0.22763 | 0.027043 | 0.31535 | 0.64417 | 1.921 | 6.2688 | 5.8852 | 5.2778 | 4.7575 | 0.96683 | -0.070261 | -0.564 | -0.64595 | -0.534 | -0.77932 | 50.6816 | 49.8195 | 49.1802 | 48.6884 | 48.1085 | 47.5342 | 47.2824 | 47.192 | 47.8212 | 51.0785 | 54.8543 | 58.0413 | 60.1215 | 61.3002 | 62.0166 | 62.3139 | 61.7486 | 59.5354 | 56.7943 | 54.6415 | 52.9456 | 51.1221 | 49.4652 | 48.1197 | 2.372 | 2.0091 | 2.1826 | 2.3195 | 2.7021 | 2.3629 | 2.2082 | 2.2311 | 2.4013 | 2.3678 | 2.3499 | 2.6266 | 2.561 | 2.7236 | 2.8056 | 2.7391 | 2.6803 | 2.4712 | 2.2263 | 2.1856 | 2.0693 | 2.1929 | 2.2662 | 2.2984
Portfolio Adjusted1-in-2Size: Over 200kWAll2019Typical Event Day | Portfolio Adjusted | 1-in-2 | Size: Over 200kW | All | 2019 | Typical Event Day | 8 | 140.1014 | 135.5204 | 131.3893 | 132.0366 | 141.6365 | 166.7704 | 195.062 | 213.977 | 226.9884 | 234.9349 | 242.9451 | 244.8597 | 241.6991 | 242.9621 | 237.171 | 225.7606 | 211.7468 | 197.7665 | 187.9967 | 183.6978 | 180.1653 | 171.1341 | 159.0814 | 151.5679 | -0.19889 | -0.22596 | -0.178 | -0.36247 | -0.59624 | -0.85951 | -0.53949 | -0.57903 | -0.25477 | -0.023028 | -0.41384 | -0.14474 | 0.40692 | 2.2676 | 7.7505 | 7.5096 | 6.7128 | 5.8801 | 1.9248 | 0.16973 | -0.31158 | -0.50523 | -0.74947 | -0.8893 | 72.1872 | 71.1055 | 70.1891 | 69.3819 | 68.6799 | 67.9476 | 67.5275 | 67.8296 | 70.2099 | 74.5815 | 79.3272 | 83.6742 | 86.8518 | 88.7416 | 90.0939 | 90.5459 | 90.4376 | 89.5641 | 88.27 | 85.6099 | 81.9236 | 78.5137 | 76.3822 | 74.8468 | 2.6216 | 2.2147 | 2.4007 | 2.5637 | 2.9543 | 2.5651 | 2.3569 | 2.4159 | 2.6436 | 2.6714 | 2.7095 | 3.0574 | 2.9921 | 3.1995 | 3.3075 | 3.2257 | 3.064 | 2.7141 | 2.4323 | 2.4155 | 2.3407 | 2.4738 | 2.5418 | 2.5903
Portfolio Adjusted1-in-2Size: Over 200kWAll2020January Monthly Peak | Portfolio Adjusted | 1-in-2 | Size: Over 200kW | All | 2020 | January Monthly Peak | 1 | 117.5233 | 114.0401 | 110.6345 | 111.2035 | 120.6138 | 144.7546 | 173.2765 | 188.6106 | 197.2547 | 197.5762 | 198.7766 | 196.8462 | 191.826 | 190.4729 | 183.2784 | 173.2704 | 164.5268 | 162.1114 | 158.061 | 152.6592 | 147.1232 | 141.0674 | 132.1717 | 125.8838 | 0.38736 | 0.038109 | 0.13466 | -0.055898 | -0.18311 | -0.6581 | -0.0033108 | 0.062838 | -0.28598 | -0.23152 | 0.024558 | 0.31229 | 0.63753 | 1.9043 | 6.1831 | 5.7831 | 5.1278 | 4.646 | 0.94454 | -0.081021 | -0.56545 | -0.64446 | -0.53249 | -0.77861 | 46.5772 | 45.7179 | 45.0007 | 44.5162 | 44.1132 | 43.9975 | 43.7732 | 43.5951 | 43.9619 | 45.8713 | 49.0769 | 51.888 | 53.7373 | 55.1112 | 56.0155 | 56.5013 | 56.3522 | 54.9256 | 53.0439 | 51.5897 | 50.5019 | 49.512 | 48.666 | 47.7422 | 2.3312 | 1.9811 | 2.1505 | 2.3105 | 2.7206 | 2.3917 | 2.2566 | 2.2969 | 2.4739 | 2.4092 | 2.3739 | 2.6409 | 2.549 | 2.698 | 2.7618 | 2.6931 | 2.6159 | 2.4329 | 2.2111 | 2.1674 | 2.0475 | 2.1723 | 2.254 | 2.2921
Portfolio Adjusted1-in-2Size: Over 200kWAll2020February Monthly Peak | Portfolio Adjusted | 1-in-2 | Size: Over 200kW | All | 2020 | February Monthly Peak | 2 | 118.952 | 115.3387 | 112.1671 | 112.7246 | 121.639 | 145.3034 | 173.0932 | 187.806 | 196.9391 | 198.6254 | 201.2725 | 201.3112 | 197.7525 | 197.6799 | 191.5542 | 180.5464 | 170.3296 | 165.4554 | 162.533 | 156.5603 | 150.7028 | 143.8879 | 134.0441 | 127.3625 | 0.38482 | 0.031501 | 0.13281 | -0.058185 | -0.1872 | -0.66035 | -0.0043852 | 0.063857 | -0.28586 | -0.23148 | 0.026264 | 0.32161 | 0.65926 | 1.9637 | 6.433 | 6.0063 | 5.2924 | 4.7285 | 0.97284 | -0.083352 | -0.5788 | -0.66054 | -0.54406 | -0.78926 | 49.6796 | 49.3391 | 48.9759 | 48.588 | 48.0959 | 47.7697 | 47.5917 | 47.5268 | 48.102 | 49.8766 | 51.8696 | 53.7264 | 54.4728 | 54.7053 | 54.7588 | 54.2249 | 54.0314 | 53.3591 | 52.1298 | 50.9589 | 49.8556 | 49.2761 | 48.0339 | 46.956 | 2.3523 | 1.9985 | 2.1771 | 2.3408 | 2.739 | 2.3977 | 2.2518 | 2.2833 | 2.4684 | 2.4212 | 2.4034 | 2.6968 | 2.6286 | 2.8041 | 2.8965 | 2.8098 | 2.7081 | 2.4835 | 2.2719 | 2.224 | 2.0978 | 2.2149 | 2.2843 | 2.313
Portfolio Adjusted1-in-2Size: Over 200kWAll2020March Monthly Peak | Portfolio Adjusted | 1-in-2 | Size: Over 200kW | All | 2020 | March Monthly Peak | 3 | 121.9627 | 118.0187 | 114.4761 | 114.3487 | 122.6488 | 145.6957 | 174.0018 | 189.0385 | 197.2702 | 198.9803 | 202.1634 | 202.2534 | 199.3168 | 199.2227 | 193.3941 | 183.5796 | 173.3786 | 165.7364 | 162.932 | 161.2492 | 155.7276 | 148.4872 | 138.1355 | 130.8153 | 0.4009 | 0.039428 | 0.13507 | -0.057568 | -0.18812 | -0.65913 | -0.0033631 | 0.063953 | -0.28637 | -0.23081 | 0.027686 | 0.32484 | 0.6667 | 1.9859 | 6.5024 | 6.1128 | 5.3969 | 4.7375 | 0.97611 | -0.084185 | -0.59619 | -0.67752 | -0.55892 | -0.81066 | 49.5208 | 48.5527 | 47.7298 | 47.2616 | 46.9325 | 46.455 | 46.0747 | 46.0921 | 48.0551 | 50.3959 | 52.7994 | 54.7774 | 55.9955 | 56.9644 | 57.3324 | 57.6964 | 57.4504 | 56.7606 | 55.3284 | 53.3779 | 52.0949 | 50.933 | 49.9987 | 49.1291 | 2.4156 | 2.0484 | 2.2222 | 2.3746 | 2.7574 | 2.402 | 2.261 | 2.2969 | 2.4702 | 2.4237 | 2.4126 | 2.7067 | 2.6475 | 2.8195 | 2.9118 | 2.8446 | 2.7419 | 2.4815 | 2.2764 | 2.2908 | 2.1674 | 2.2847 | 2.3531 | 2.375
Portfolio Adjusted1-in-2Size: Over 200kWAll2020April Monthly Peak | Portfolio Adjusted | 1-in-2 | Size: Over 200kW | All | 2020 | April Monthly Peak | 4 | 125.1198 | 121.1783 | 117.1441 | 117.1947 | 125.7261 | 148.6552 | 174.3872 | 190.4073 | 200.8665 | 206.285 | 213.1993 | 215.5944 | 215.0884 | 216.4284 | 211.1238 | 200.0858 | 187.7484 | 176.3196 | 167.9461 | 166.4951 | 162.4685 | 154.1439 | 143.1098 | 135.4698 | 0.40279 | 0.03497 | 0.13823 | -0.060836 | -0.20127 | -0.67486 | -0.0036633 | 0.06808 | -0.291 | -0.23749 | 0.033975 | 0.3546 | 0.73004 | 2.158 | 7.0801 | 6.647 | 5.8414 | 5.0541 | 1.0265 | -0.063977 | -0.6054 | -0.68861 | -0.57136 | -0.83581 | 62.6415 | 61.629 | 60.3159 | 59.2798 | 58.4274 | 57.7612 | 57.296 | 57.2034 | 59.4872 | 63.4861 | 67.8413 | 72.0225 | 75.4097 | 77.9018 | 79.2844 | 79.8652 | 79.8802 | 79.3133 | 77.7093 | 75.0408 | 71.2482 | 68.4723 | 66.2025 | 64.0469 | 2.4692 | 2.0974 | 2.2698 | 2.4299 | 2.8178 | 2.4458 | 2.2577 | 2.3037 | 2.5047 | 2.5057 | 2.5379 | 2.8727 | 2.8496 | 3.0549 | 3.1749 | 3.0934 | 2.954 | 2.6215 | 2.3337 | 2.3538 | 2.2568 | 2.3703 | 2.4345 | 2.4548
Portfolio Adjusted1-in-2Size: Over 200kWAll2020May Monthly Peak | Portfolio Adjusted | 1-in-2 | Size: Over 200kW | All | 2020 | May Monthly Peak | 5 | 125.2875 | 121.4027 | 117.5669 | 117.7353 | 126.8172 | 150.2414 | 174.9623 | 193.726 | 205.5702 | 211.9954 | 219.0431 | 221.0146 | 219.6464 | 220.6388 | 215.171 | 203.291 | 190.3928 | 178.1109 | 169.2396 | 165.5472 | 163.3136 | 155.3251 | 144.4087 | 137.1512 | 0.41377 | 0.041629 | 0.14189 | -0.059469 | -0.19994 | -0.67755 | -0.0007869 | 0.070349 | -0.29673 | -0.24669 | 0.032749 | 0.35939 | 0.73964 | 2.209 | 7.2437 | 6.7813 | 5.9519 | 5.1322 | 1.0391 | -0.059244 | -0.60249 | -0.68762 | -0.57057 | -0.84094 | 62.5554 | 61.9342 | 61.2956 | 60.4788 | 59.7352 | 59.301 | 59.1795 | 59.6066 | 61.1681 | 64.4917 | 68.5039 | 72.357 | 76.0199 | 78.6357 | 79.7587 | 80.3573 | 80.3914 | 79.0277 | 76.8911 | 74.0811 | 70.3354 | 67.19 | 65.3562 | 64.0291 | 2.4815 | 2.1061 | 2.2816 | 2.4419 | 2.8407 | 2.4716 | 2.265 | 2.3438 | 2.5605 | 2.5736 | 2.6073 | 2.9514 | 2.9124 | 3.115 | 3.2336 | 3.1389 | 2.9921 | 2.6437 | 2.3503 | 2.336 | 2.2658 | 2.3913 | 2.4601 | 2.4944
Portfolio Adjusted1-in-2Size: Over 200kWAll2020June Monthly Peak | Portfolio Adjusted | 1-in-2 | Size: Over 200kW | All | 2020 | June Monthly Peak | 6 | 133.9007 | 129.6943 | 125.4402 | 125.5934 | 134.2327 | 156.578 | 181.1528 | 199.8444 | 211.656 | 218.51 | 226.0594 | 227.3214 | 223.3227 | 223.6592 | 218.159 | 208.9507 | 197.2637 | 185.0988 | 177.3712 | 172.6869 | 170.9708 | 163.256 | 151.5625 | 144.3985 | 0.20809 | -0.04532 | 0.035326 | -0.18024 | -0.36301 | -0.74197 | -0.18808 | -0.14328 | -0.27584 | -0.15723 | -0.12551 | 0.20351 | 0.64688 | 2.217 | 7.3109 | 7.0097 | 6.2446 | 5.4377 | 1.4059 | 0.068881 | -0.47858 | -0.62056 | -0.63593 | -0.86939 | 67.289 | 66.3712 | 65.4433 | 64.3806 | 63.6391 | 62.8981 | 62.2448 | 62.956 | 65.7351 | 70.2868 | 75.1513 | 79.4783 | 82.1758 | 83.7308 | 85.2477 | 85.8142 | 86.2561 | 85.5578 | 84.4071 | 81.6278 | 77.814 | 73.6474 | 71.3316 | 69.6524 | 2.5726 | 2.1794 | 2.3538 | 2.5066 | 2.8797 | 2.4768 | 2.2515 | 2.3187 | 2.5319 | 2.5515 | 2.5895 | 2.9148 | 2.8406 | 3.0249 | 3.1271 | 3.0731 | 2.9508 | 2.6257 | 2.3652 | 2.3388 | 2.2837 | 2.4242 | 2.4883 | 2.5342
Portfolio Adjusted1-in-2Size: Over 200kWAll2020July Monthly Peak | Portfolio Adjusted | 1-in-2 | Size: Over 200kW | All | 2020 | July Monthly Peak | 7 | 138.1668 | 133.9985 | 130.6457 | 130.7199 | 140.2159 | 164.4087 | 190.3493 | 208.8892 | 221.2691 | 229.6101 | 237.7893 | 239.0224 | 235.3753 | 236.0506 | 230.6544 | 221.2824 | 209.4185 | 196.8535 | 187.0954 | 181.8325 | 179.3419 | 171.049 | 158.7038 | 150.7302 | -0.34703 | -0.28639 | -0.2541 | -0.42719 | -0.67492 | -0.86488 | -0.64199 | -0.70714 | -0.23215 | 0.032475 | -0.50637 | -0.2572 | 0.31581 | 2.1817 | 7.5104 | 7.3775 | 6.6757 | 5.9068 | 2.098 | 0.22553 | -0.22812 | -0.45112 | -0.77852 | -0.8787 | 74.298 | 73.32 | 72.5502 | 71.8277 | 71.1069 | 70.3982 | 69.9488 | 70.6884 | 73.4049 | 77.0447 | 80.8853 | 84.5822 | 87.2103 | 88.8571 | 90.2366 | 90.7276 | 90.1221 | 89.1078 | 88.3477 | 86.8808 | 84.1848 | 80.6864 | 78.241 | 76.4913 | 2.5973 | 2.2006 | 2.3976 | 2.5473 | 2.9338 | 2.5373 | 2.3068 | 2.3629 | 2.581 | 2.6158 | 2.6572 | 2.9911 | 2.9146 | 3.1072 | 3.2097 | 3.1558 | 3.0318 | 2.7096 | 2.4287 | 2.3985 | 2.3379 | 2.4822 | 2.5474 | 2.5896
Portfolio Adjusted1-in-2Size: Over 200kWAll2020August Monthly Peak | Portfolio Adjusted | 1-in-2 | Size: Over 200kW | All | 2020 | August Monthly Peak | 8 | 140.8784 | 136.288 | 132.2466 | 132.9356 | 142.6292 | 167.9468 | 196.443 | 215.99 | 229.8973 | 238.7368 | 247.3889 | 249.5472 | 246.4524 | 247.6658 | 241.6683 | 229.9458 | 215.5738 | 201.0945 | 190.6812 | 186.1405 | 182.3132 | 173.0542 | 160.7798 | 153.0962 | -0.37894 | -0.31381 | -0.279 | -0.43214 | -0.68078 | -0.91573 | -0.69151 | -0.76283 | -0.23533 | 0.047851 | -0.51972 | -0.29733 | 0.28935 | 2.2366 | 7.803 | 7.6016 | 6.8043 | 5.9737 | 2.0901 | 0.16299 | -0.27416 | -0.47696 | -0.80414 | -0.89519 | 74.2061 | 72.8467 | 71.6969 | 70.9725 | 70.32 | 69.55 | 69.2012 | 69.0328 | 71.0878 | 75.99 | 81.2175 | 85.8157 | 89.0777 | 90.999 | 92.2277 | 92.621 | 92.5891 | 91.8987 | 90.1018 | 86.7863 | 82.3204 | 79.2231 | 77.4047 | 75.9808 | 2.6441 | 2.2336 | 2.423 | 2.5877 | 2.9826 | 2.5896 | 2.3793 | 2.4442 | 2.6834 | 2.7205 | 2.7648 | 3.1227 | 3.0561 | 3.266 | 3.3731 | 3.2877 | 3.121 | 2.7624 | 2.4719 | 2.452 | 2.3739 | 2.5083 | 2.576 | 2.6246
Portfolio Adjusted1-in-2Size: Over 200kWAll2020September Monthly Peak | Portfolio Adjusted | 1-in-2 | Size: Over 200kW | All | 2020 | September Monthly Peak | 9 | 138.768 | 134.9758 | 131.2098 | 131.8805 | 142.021 | 167.2387 | 197.3501 | 217.7088 | 234.9811 | 245.0847 | 254.0807 | 256.3614 | 252.879 | 254.196 | 247.4744 | 233.7495 | 217.6002 | 202.0649 | 191.8271 | 189.4533 | 182.1563 | 172.9115 | 159.4187 | 151.3912 | -0.28377 | -0.25291 | -0.22199 | -0.39009 | -0.62856 | -0.86896 | -0.62646 | -0.71736 | -0.2649 | -0.010119 | -0.51639 | -0.28206 | 0.30264 | 2.3001 | 7.9705 | 7.7045 | 6.8605 | 5.985 | 2.0375 | 0.16412 | -0.27994 | -0.47668 | -0.76863 | -0.87892 | 72.9555 | 71.8843 | 71.0658 | 70.3468 | 69.6534 | 68.9439 | 68.7154 | 68.6413 | 70.612 | 75.0047 | 80.055 | 84.8204 | 88.9431 | 91.3794 | 92.6636 | 93.0209 | 92.783 | 91.692 | 90.2234 | 87.1446 | 83.3753 | 80.4979 | 78.5516 | 77.2626 | 2.6002 | 2.2087 | 2.401 | 2.5644 | 2.9739 | 2.5769 | 2.3913 | 2.4657 | 2.7485 | 2.7982 | 2.8412 | 3.2073 | 3.138 | 3.3571 | 3.4699 | 3.358 | 3.1646 | 2.7825 | 2.4865 | 2.4931 | 2.3683 | 2.502 | 2.5516 | 2.5934
Portfolio Adjusted1-in-2Size: Over 200kWAll2020October Monthly Peak | Portfolio Adjusted | 1-in-2 | Size: Over 200kW | All | 2020 | October Monthly Peak | 10 | 132.9347 | 128.8613 | 124.3772 | 124.1206 | 133.1835 | 157.0306 | 186.069 | 202.5331 | 215.5172 | 224.2194 | 233.232 | 237.0246 | 236.2347 | 237.921 | 232.1057 | 219.0881 | 203.7133 | 190.202 | 184.6777 | 179.018 | 171.32 | 162.4213 | 150.5914 | 142.5456 | 0.3399 | 0.01357 | 0.10301 | -0.11662 | -0.27977 | -0.71758 | -0.08966 | -0.033572 | -0.30424 | -0.22301 | -0.050421 | 0.29973 | 0.73763 | 2.3604 | 7.7669 | 7.3061 | 6.3964 | 5.5279 | 1.3008 | 0.018133 | -0.54837 | -0.66472 | -0.60632 | -0.86568 | 65.5439 | 64.6087 | 63.7946 | 62.9249 | 62.1854 | 61.5851 | 61.093 | 61.0535 | 62.1026 | 65.6397 | 71.0893 | 77.1142 | 82.6134 | 85.7961 | 86.5654 | 87.1009 | 87.1811 | 86.2022 | 83.4518 | 78.7181 | 75.2499 | 72.6681 | 70.5832 | 69.0169 | 2.5882 | 2.1947 | 2.3667 | 2.5207 | 2.9212 | 2.5306 | 2.3616 | 2.4026 | 2.6357 | 2.6739 | 2.723 | 3.0979 | 3.0695 | 3.2909 | 3.417 | 3.3149 | 3.1281 | 2.7612 | 2.508 | 2.4704 | 2.3298 | 2.4505 | 2.5141 | 2.5419
Portfolio Adjusted1-in-2Size: Over 200kWAll2020November Monthly Peak | Portfolio Adjusted | 1-in-2 | Size: Over 200kW | All | 2020 | November Monthly Peak | 11 | 124.5978 | 120.87 | 117.0022 | 116.919 | 125.8623 | 148.9867 | 174.3562 | 189.7743 | 200.1144 | 205.4757 | 211.4845 | 213.158 | 211.5059 | 212.1803 | 205.7882 | 194.0439 | 183.3438 | 177.7292 | 169.9758 | 163.5138 | 157.1293 | 149.413 | 139.4899 | 132.9018 | 0.42182 | 0.050969 | 0.15137 | -0.056959 | -0.19564 | -0.67198 | -8.8639e-05 | 0.069899 | -0.28884 | -0.23918 | 0.032463 | 0.34826 | 0.7168 | 2.1302 | 6.9387 | 6.4811 | 5.7352 | 5.125 | 1.0404 | -0.060098 | -0.58159 | -0.66459 | -0.55029 | -0.81558 | 58.9535 | 58.0059 | 57.4396 | 56.7595 | 55.7428 | 54.8486 | 54.8861 | 54.7796 | 57.4947 | 61.2714 | 65.9485 | 70.5517 | 73.4009 | 74.9757 | 76.0605 | 75.8804 | 74.023 | 70.9746 | 67.879 | 65.7121 | 64.1883 | 63.2995 | 62.3832 | 61.7272 | 2.4773 | 2.1031 | 2.2787 | 2.4243 | 2.8153 | 2.4537 | 2.2611 | 2.2974 | 2.4941 | 2.4929 | 2.515 | 2.8442 | 2.7995 | 2.9903 | 3.0829 | 2.9915 | 2.8812 | 2.6401 | 2.3627 | 2.3078 | 2.1805 | 2.3006 | 2.3782 | 2.4213
Portfolio Adjusted1-in-2Size: Over 200kWAll2020December Monthly Peak | Portfolio Adjusted | 1-in-2 | Size: Over 200kW | All | 2020 | December Monthly Peak | 12 | 119.3348 | 115.5044 | 111.9992 | 111.7487 | 120.3395 | 143.2633 | 170.084 | 183.9573 | 192.2766 | 194.7216 | 197.2028 | 196.2578 | 192.8155 | 192.4064 | 186.1707 | 176.4794 | 169.2485 | 165.5671 | 159.7173 | 154.3505 | 148.8365 | 142.4403 | 132.8889 | 126.1746 | 0.4007 | 0.044971 | 0.14474 | -0.05435 | -0.18272 | -0.64608 | 0.0019592 | 0.066983 | -0.27768 | -0.22763 | 0.027043 | 0.31535 | 0.64417 | 1.921 | 6.2688 | 5.8852 | 5.2778 | 4.7575 | 0.96683 | -0.070261 | -0.564 | -0.64595 | -0.534 | -0.77932 | 50.6816 | 49.8195 | 49.1802 | 48.6884 | 48.1085 | 47.5342 | 47.2824 | 47.192 | 47.8212 | 51.0785 | 54.8543 | 58.0413 | 60.1215 | 61.3002 | 62.0166 | 62.3139 | 61.7486 | 59.5354 | 56.7943 | 54.6415 | 52.9456 | 51.1221 | 49.4652 | 48.1197 | 2.372 | 2.0091 | 2.1826 | 2.3195 | 2.7021 | 2.3629 | 2.2082 | 2.2311 | 2.4013 | 2.3678 | 2.3499 | 2.6266 | 2.561 | 2.7236 | 2.8056 | 2.7391 | 2.6803 | 2.4712 | 2.2263 | 2.1856 | 2.0693 | 2.1929 | 2.2662 | 2.2984
Portfolio Adjusted1-in-2Size: Over 200kWAll2020Typical Event Day | Portfolio Adjusted | 1-in-2 | Size: Over 200kW | All | 2020 | Typical Event Day | 8 | 140.1014 | 135.5204 | 131.3893 | 132.0366 | 141.6365 | 166.7704 | 195.062 | 213.977 | 226.9884 | 234.9349 | 242.9451 | 244.8597 | 241.6991 | 242.9621 | 237.171 | 225.7606 | 211.7468 | 197.7665 | 187.9968 | 183.6978 | 180.1653 | 171.1341 | 159.0814 | 151.5679 | -0.19889 | -0.22596 | -0.178 | -0.36247 | -0.59624 | -0.85951 | -0.53949 | -0.57903 | -0.25477 | -0.023028 | -0.41384 | -0.14474 | 0.40692 | 2.2676 | 7.7505 | 7.5096 | 6.7128 | 5.8801 | 1.9248 | 0.16973 | -0.31158 | -0.50523 | -0.74947 | -0.8893 | 72.1872 | 71.1055 | 70.1891 | 69.3819 | 68.6799 | 67.9476 | 67.5275 | 67.8296 | 70.2099 | 74.5815 | 79.3272 | 83.6742 | 86.8518 | 88.7416 | 90.0939 | 90.5459 | 90.4376 | 89.5641 | 88.27 | 85.6099 | 81.9236 | 78.5137 | 76.3822 | 74.8468 | 2.6216 | 2.2147 | 2.4007 | 2.5637 | 2.9543 | 2.5651 | 2.3569 | 2.4159 | 2.6436 | 2.6714 | 2.7095 | 3.0574 | 2.9921 | 3.1995 | 3.3075 | 3.2257 | 3.064 | 2.7141 | 2.4323 | 2.4155 | 2.3407 | 2.4738 | 2.5418 | 2.5903
Portfolio Adjusted1-in-2Size: Over 200kWAll2021January Monthly Peak | Portfolio Adjusted | 1-in-2 | Size: Over 200kW | All | 2021 | January Monthly Peak | 1 | 117.5233 | 114.0401 | 110.6345 | 111.2035 | 120.6138 | 144.7546 | 173.2765 | 188.6106 | 197.2547 | 197.5762 | 198.7766 | 196.8462 | 191.826 | 190.4729 | 183.2784 | 173.2704 | 164.5268 | 162.1114 | 158.061 | 152.6592 | 147.1232 | 141.0674 | 132.1717 | 125.8838 | 0.38736 | 0.038109 | 0.13466 | -0.055898 | -0.18311 | -0.6581 | -0.0033108 | 0.062838 | -0.28598 | -0.23152 | 0.024558 | 0.31229 | 0.63753 | 1.9043 | 6.1831 | 5.7831 | 5.1278 | 4.646 | 0.94454 | -0.081021 | -0.56545 | -0.64446 | -0.53249 | -0.77861 | 46.5772 | 45.7179 | 45.0007 | 44.5162 | 44.1132 | 43.9975 | 43.7732 | 43.5951 | 43.9619 | 45.8713 | 49.0769 | 51.8879 | 53.7373 | 55.1112 | 56.0155 | 56.5013 | 56.3522 | 54.9256 | 53.0439 | 51.5897 | 50.5019 | 49.512 | 48.666 | 47.7422 | 2.3312 | 1.9811 | 2.1505 | 2.3105 | 2.7206 | 2.3917 | 2.2566 | 2.2969 | 2.4739 | 2.4092 | 2.3739 | 2.6409 | 2.549 | 2.6979 | 2.7618 | 2.6931 | 2.6159 | 2.4329 | 2.2111 | 2.1674 | 2.0475 | 2.1723 | 2.254 | 2.2921
Portfolio Adjusted1-in-2Size: Over 200kWAll2021February Monthly Peak | Portfolio Adjusted | 1-in-2 | Size: Over 200kW | All | 2021 | February Monthly Peak | 2 | 118.952 | 115.3387 | 112.1671 | 112.7246 | 121.639 | 145.3034 | 173.0932 | 187.806 | 196.9391 | 198.6254 | 201.2725 | 201.3112 | 197.7525 | 197.6799 | 191.5542 | 180.5464 | 170.3296 | 165.4554 | 162.533 | 156.5603 | 150.7028 | 143.8879 | 134.0441 | 127.3625 | 0.38482 | 0.031501 | 0.13281 | -0.058185 | -0.1872 | -0.66035 | -0.0043852 | 0.063858 | -0.28586 | -0.23148 | 0.026264 | 0.32161 | 0.65926 | 1.9637 | 6.433 | 6.0063 | 5.2924 | 4.7285 | 0.97284 | -0.083352 | -0.5788 | -0.66054 | -0.54406 | -0.78926 | 49.6796 | 49.3391 | 48.9759 | 48.588 | 48.0959 | 47.7697 | 47.5917 | 47.5268 | 48.102 | 49.8766 | 51.8696 | 53.7264 | 54.4728 | 54.7053 | 54.7588 | 54.2249 | 54.0314 | 53.3591 | 52.1298 | 50.9589 | 49.8556 | 49.2761 | 48.0339 | 46.956 | 2.3523 | 1.9985 | 2.1771 | 2.3408 | 2.739 | 2.3977 | 2.2518 | 2.2833 | 2.4684 | 2.4212 | 2.4034 | 2.6968 | 2.6286 | 2.8041 | 2.8965 | 2.8098 | 2.7081 | 2.4835 | 2.2719 | 2.224 | 2.0978 | 2.2149 | 2.2843 | 2.313
Portfolio Adjusted1-in-2Size: Over 200kWAll2021March Monthly Peak | Portfolio Adjusted | 1-in-2 | Size: Over 200kW | All | 2021 | March Monthly Peak | 3 | 121.9627 | 118.0187 | 114.4761 | 114.3487 | 122.6488 | 145.6957 | 174.0018 | 189.0385 | 197.2702 | 198.9803 | 202.1634 | 202.2535 | 199.3168 | 199.2227 | 193.3941 | 183.5796 | 173.3785 | 165.7364 | 162.932 | 161.2492 | 155.7276 | 148.4872 | 138.1355 | 130.8153 | 0.4009 | 0.039428 | 0.13507 | -0.057568 | -0.18812 | -0.65913 | -0.0033631 | 0.063953 | -0.28637 | -0.23081 | 0.027686 | 0.32484 | 0.6667 | 1.9859 | 6.5024 | 6.1128 | 5.3969 | 4.7375 | 0.97611 | -0.084185 | -0.59619 | -0.67752 | -0.55892 | -0.81066 | 49.5208 | 48.5527 | 47.7298 | 47.2616 | 46.9325 | 46.455 | 46.0747 | 46.0921 | 48.0551 | 50.3959 | 52.7994 | 54.7774 | 55.9955 | 56.9644 | 57.3324 | 57.6964 | 57.4504 | 56.7606 | 55.3284 | 53.3779 | 52.0949 | 50.933 | 49.9987 | 49.1291 | 2.4156 | 2.0484 | 2.2222 | 2.3746 | 2.7574 | 2.402 | 2.261 | 2.2969 | 2.4702 | 2.4237 | 2.4126 | 2.7067 | 2.6475 | 2.8195 | 2.9118 | 2.8446 | 2.7419 | 2.4815 | 2.2764 | 2.2908 | 2.1674 | 2.2847 | 2.3531 | 2.375
Portfolio Adjusted1-in-2Size: Over 200kWAll2021April Monthly Peak | Portfolio Adjusted | 1-in-2 | Size: Over 200kW | All | 2021 | April Monthly Peak | 4 | 125.1198 | 121.1783 | 117.1441 | 117.1947 | 125.7261 | 148.6552 | 174.3872 | 190.4073 | 200.8665 | 206.285 | 213.1993 | 215.5944 | 215.0884 | 216.4284 | 211.1238 | 200.0858 | 187.7484 | 176.3196 | 167.9461 | 166.4951 | 162.4685 | 154.1439 | 143.1098 | 135.4698 | 0.40279 | 0.03497 | 0.13823 | -0.060836 | -0.20127 | -0.67486 | -0.0036633 | 0.06808 | -0.291 | -0.23749 | 0.033975 | 0.3546 | 0.73004 | 2.158 | 7.0801 | 6.647 | 5.8414 | 5.0541 | 1.0265 | -0.063977 | -0.6054 | -0.68861 | -0.57136 | -0.83581 | 62.6415 | 61.6291 | 60.3159 | 59.2798 | 58.4274 | 57.7612 | 57.296 | 57.2034 | 59.4872 | 63.4861 | 67.8413 | 72.0225 | 75.4097 | 77.9018 | 79.2844 | 79.8652 | 79.8802 | 79.3133 | 77.7093 | 75.0408 | 71.2482 | 68.4723 | 66.2025 | 64.0469 | 2.4692 | 2.0974 | 2.2698 | 2.4299 | 2.8178 | 2.4458 | 2.2577 | 2.3037 | 2.5047 | 2.5057 | 2.5379 | 2.8727 | 2.8496 | 3.0549 | 3.1749 | 3.0934 | 2.954 | 2.6215 | 2.3337 | 2.3538 | 2.2568 | 2.3703 | 2.4345 | 2.4548
Portfolio Adjusted1-in-2Size: Over 200kWAll2021May Monthly Peak | Portfolio Adjusted | 1-in-2 | Size: Over 200kW | All | 2021 | May Monthly Peak | 5 | 125.2875 | 121.4027 | 117.5669 | 117.7353 | 126.8172 | 150.2414 | 174.9623 | 193.726 | 205.5702 | 211.9954 | 219.0431 | 221.0146 | 219.6464 | 220.6388 | 215.171 | 203.2911 | 190.3928 | 178.1109 | 169.2396 | 165.5471 | 163.3136 | 155.3251 | 144.4087 | 137.1512 | 0.41376 | 0.041629 | 0.14189 | -0.059469 | -0.19994 | -0.67755 | -0.00078689 | 0.070349 | -0.29673 | -0.24669 | 0.032749 | 0.35939 | 0.73964 | 2.209 | 7.2437 | 6.7813 | 5.9519 | 5.1322 | 1.0391 | -0.059244 | -0.60249 | -0.68762 | -0.57057 | -0.84094 | 62.5554 | 61.9342 | 61.2956 | 60.4788 | 59.7352 | 59.301 | 59.1795 | 59.6066 | 61.1681 | 64.4917 | 68.5039 | 72.357 | 76.0199 | 78.6357 | 79.7587 | 80.3573 | 80.3914 | 79.0277 | 76.8911 | 74.0811 | 70.3353 | 67.19 | 65.3562 | 64.0291 | 2.4815 | 2.1061 | 2.2816 | 2.4419 | 2.8407 | 2.4716 | 2.265 | 2.3438 | 2.5605 | 2.5736 | 2.6073 | 2.9514 | 2.9124 | 3.115 | 3.2336 | 3.1389 | 2.9921 | 2.6437 | 2.3503 | 2.336 | 2.2658 | 2.3913 | 2.4601 | 2.4944
Portfolio Adjusted1-in-2Size: Over 200kWAll2021June Monthly Peak | Portfolio Adjusted | 1-in-2 | Size: Over 200kW | All | 2021 | June Monthly Peak | 6 | 133.9007 | 129.6943 | 125.4402 | 125.5934 | 134.2327 | 156.578 | 181.1529 | 199.8444 | 211.656 | 218.51 | 226.0594 | 227.3214 | 223.3227 | 223.6592 | 218.159 | 208.9507 | 197.2637 | 185.0988 | 177.3712 | 172.6869 | 170.9708 | 163.256 | 151.5625 | 144.3985 | 0.20809 | -0.04532 | 0.035326 | -0.18024 | -0.36301 | -0.74197 | -0.18808 | -0.14328 | -0.27584 | -0.15723 | -0.12551 | 0.20351 | 0.64688 | 2.217 | 7.3109 | 7.0097 | 6.2446 | 5.4377 | 1.4059 | 0.068881 | -0.47858 | -0.62056 | -0.63593 | -0.86939 | 67.289 | 66.3712 | 65.4433 | 64.3806 | 63.6391 | 62.8981 | 62.2448 | 62.956 | 65.7351 | 70.2868 | 75.1513 | 79.4783 | 82.1758 | 83.7308 | 85.2477 | 85.8142 | 86.2561 | 85.5578 | 84.4071 | 81.6278 | 77.814 | 73.6474 | 71.3316 | 69.6524 | 2.5726 | 2.1794 | 2.3538 | 2.5066 | 2.8797 | 2.4768 | 2.2515 | 2.3187 | 2.5319 | 2.5515 | 2.5895 | 2.9148 | 2.8406 | 3.0249 | 3.1271 | 3.0731 | 2.9508 | 2.6257 | 2.3652 | 2.3388 | 2.2837 | 2.4242 | 2.4883 | 2.5342
Portfolio Adjusted1-in-2Size: Over 200kWAll2021July Monthly Peak | Portfolio Adjusted | 1-in-2 | Size: Over 200kW | All | 2021 | July Monthly Peak | 7 | 138.1668 | 133.9985 | 130.6457 | 130.7199 | 140.2159 | 164.4087 | 190.3493 | 208.8892 | 221.2691 | 229.6101 | 237.7893 | 239.0224 | 235.3753 | 236.0506 | 230.6544 | 221.2824 | 209.4185 | 196.8535 | 187.0954 | 181.8325 | 179.3419 | 171.049 | 158.7038 | 150.7302 | -0.34703 | -0.28639 | -0.2541 | -0.42719 | -0.67492 | -0.86488 | -0.64199 | -0.70714 | -0.23215 | 0.032475 | -0.50637 | -0.2572 | 0.31581 | 2.1817 | 7.5104 | 7.3775 | 6.6757 | 5.9068 | 2.098 | 0.22553 | -0.22812 | -0.45112 | -0.77852 | -0.8787 | 74.298 | 73.32 | 72.5502 | 71.8277 | 71.1069 | 70.3982 | 69.9488 | 70.6884 | 73.4049 | 77.0447 | 80.8853 | 84.5822 | 87.2103 | 88.8571 | 90.2366 | 90.7276 | 90.1221 | 89.1078 | 88.3477 | 86.8808 | 84.1848 | 80.6864 | 78.241 | 76.4913 | 2.5973 | 2.2006 | 2.3976 | 2.5473 | 2.9338 | 2.5373 | 2.3068 | 2.3629 | 2.581 | 2.6158 | 2.6572 | 2.9911 | 2.9146 | 3.1072 | 3.2097 | 3.1558 | 3.0318 | 2.7096 | 2.4287 | 2.3985 | 2.3379 | 2.4822 | 2.5474 | 2.5896
Portfolio Adjusted1-in-2Size: Over 200kWAll2021August Monthly Peak | Portfolio Adjusted | 1-in-2 | Size: Over 200kW | All | 2021 | August Monthly Peak | 8 | 140.8784 | 136.288 | 132.2465 | 132.9356 | 142.6292 | 167.9468 | 196.443 | 215.99 | 229.8973 | 238.7368 | 247.3889 | 249.5472 | 246.4524 | 247.6658 | 241.6683 | 229.9457 | 215.5738 | 201.0945 | 190.6812 | 186.1405 | 182.3132 | 173.0542 | 160.7798 | 153.0962 | -0.37894 | -0.31381 | -0.279 | -0.43214 | -0.68078 | -0.91573 | -0.69151 | -0.76283 | -0.23533 | 0.047851 | -0.51972 | -0.29733 | 0.28935 | 2.2366 | 7.803 | 7.6016 | 6.8043 | 5.9737 | 2.0901 | 0.16299 | -0.27416 | -0.47696 | -0.80414 | -0.89519 | 74.2061 | 72.8467 | 71.6969 | 70.9725 | 70.32 | 69.55 | 69.2012 | 69.0328 | 71.0878 | 75.99 | 81.2175 | 85.8157 | 89.0777 | 90.999 | 92.2277 | 92.621 | 92.5891 | 91.8987 | 90.1018 | 86.7863 | 82.3204 | 79.2231 | 77.4047 | 75.9808 | 2.6441 | 2.2336 | 2.423 | 2.5877 | 2.9826 | 2.5896 | 2.3793 | 2.4442 | 2.6834 | 2.7205 | 2.7648 | 3.1227 | 3.0561 | 3.266 | 3.3731 | 3.2877 | 3.121 | 2.7624 | 2.4719 | 2.452 | 2.3739 | 2.5083 | 2.576 | 2.6246
Portfolio Adjusted1-in-2Size: Over 200kWAll2021September Monthly Peak | Portfolio Adjusted | 1-in-2 | Size: Over 200kW | All | 2021 | September Monthly Peak | 9 | 138.768 | 134.9757 | 131.2098 | 131.8805 | 142.021 | 167.2387 | 197.35 | 217.7088 | 234.9811 | 245.0847 | 254.0807 | 256.3614 | 252.8791 | 254.196 | 247.4744 | 233.7495 | 217.6002 | 202.0649 | 191.8271 | 189.4533 | 182.1563 | 172.9115 | 159.4187 | 151.3912 | -0.28377 | -0.25291 | -0.22199 | -0.39009 | -0.62856 | -0.86896 | -0.62646 | -0.71736 | -0.2649 | -0.010119 | -0.51639 | -0.28206 | 0.30264 | 2.3001 | 7.9705 | 7.7045 | 6.8605 | 5.985 | 2.0375 | 0.16412 | -0.27994 | -0.47668 | -0.76863 | -0.87892 | 72.9555 | 71.8843 | 71.0658 | 70.3468 | 69.6534 | 68.9439 | 68.7154 | 68.6413 | 70.612 | 75.0047 | 80.055 | 84.8204 | 88.9431 | 91.3794 | 92.6636 | 93.0209 | 92.783 | 91.692 | 90.2234 | 87.1446 | 83.3753 | 80.4979 | 78.5516 | 77.2626 | 2.6002 | 2.2087 | 2.401 | 2.5644 | 2.9739 | 2.5769 | 2.3913 | 2.4657 | 2.7485 | 2.7982 | 2.8412 | 3.2073 | 3.138 | 3.3571 | 3.4699 | 3.358 | 3.1646 | 2.7826 | 2.4865 | 2.4931 | 2.3683 | 2.502 | 2.5516 | 2.5934
Portfolio Adjusted1-in-2Size: Over 200kWAll2021October Monthly Peak | Portfolio Adjusted | 1-in-2 | Size: Over 200kW | All | 2021 | October Monthly Peak | 10 | 132.9347 | 128.8613 | 124.3772 | 124.1206 | 133.1835 | 157.0306 | 186.069 | 202.5331 | 215.5172 | 224.2194 | 233.232 | 237.0246 | 236.2347 | 237.921 | 232.1057 | 219.0881 | 203.7133 | 190.202 | 184.6777 | 179.018 | 171.32 | 162.4213 | 150.5914 | 142.5456 | 0.3399 | 0.01357 | 0.10301 | -0.11662 | -0.27977 | -0.71758 | -0.08966 | -0.033572 | -0.30424 | -0.22301 | -0.050421 | 0.29973 | 0.73763 | 2.3604 | 7.7669 | 7.3061 | 6.3964 | 5.5279 | 1.3008 | 0.018133 | -0.54837 | -0.66472 | -0.60632 | -0.86568 | 65.5439 | 64.6087 | 63.7946 | 62.9249 | 62.1854 | 61.5851 | 61.093 | 61.0535 | 62.1026 | 65.6397 | 71.0893 | 77.1142 | 82.6134 | 85.7961 | 86.5654 | 87.1009 | 87.1811 | 86.2022 | 83.4518 | 78.7181 | 75.2499 | 72.6681 | 70.5832 | 69.0169 | 2.5882 | 2.1947 | 2.3667 | 2.5207 | 2.9212 | 2.5306 | 2.3616 | 2.4026 | 2.6357 | 2.6739 | 2.723 | 3.0979 | 3.0695 | 3.2909 | 3.417 | 3.3149 | 3.1281 | 2.7612 | 2.508 | 2.4704 | 2.3298 | 2.4505 | 2.5141 | 2.5419
Portfolio Adjusted1-in-2Size: Over 200kWAll2021November Monthly Peak | Portfolio Adjusted | 1-in-2 | Size: Over 200kW | All | 2021 | November Monthly Peak | 11 | 124.5978 | 120.87 | 117.0022 | 116.919 | 125.8623 | 148.9867 | 174.3562 | 189.7743 | 200.1144 | 205.4757 | 211.4845 | 213.158 | 211.5059 | 212.1803 | 205.7882 | 194.0439 | 183.3439 | 177.7292 | 169.9758 | 163.5138 | 157.1293 | 149.413 | 139.4899 | 132.9018 | 0.42182 | 0.050969 | 0.15137 | -0.056959 | -0.19564 | -0.67198 | -8.8589e-05 | 0.069899 | -0.28884 | -0.23918 | 0.032463 | 0.34826 | 0.7168 | 2.1302 | 6.9387 | 6.4811 | 5.7352 | 5.125 | 1.0404 | -0.060098 | -0.58159 | -0.66459 | -0.55029 | -0.81558 | 58.9535 | 58.0059 | 57.4396 | 56.7595 | 55.7428 | 54.8486 | 54.8861 | 54.7796 | 57.4947 | 61.2714 | 65.9485 | 70.5517 | 73.4009 | 74.9757 | 76.0605 | 75.8804 | 74.023 | 70.9746 | 67.879 | 65.7121 | 64.1883 | 63.2995 | 62.3832 | 61.7272 | 2.4773 | 2.1031 | 2.2787 | 2.4243 | 2.8153 | 2.4537 | 2.2611 | 2.2974 | 2.4941 | 2.4929 | 2.515 | 2.8442 | 2.7995 | 2.9903 | 3.0829 | 2.9915 | 2.8812 | 2.6401 | 2.3627 | 2.3078 | 2.1805 | 2.3006 | 2.3782 | 2.4213
Portfolio Adjusted1-in-2Size: Over 200kWAll2021December Monthly Peak | Portfolio Adjusted | 1-in-2 | Size: Over 200kW | All | 2021 | December Monthly Peak | 12 | 119.3348 | 115.5044 | 111.9992 | 111.7487 | 120.3395 | 143.2633 | 170.084 | 183.9573 | 192.2766 | 194.7217 | 197.2028 | 196.2577 | 192.8155 | 192.4064 | 186.1707 | 176.4794 | 169.2485 | 165.5671 | 159.7173 | 154.3505 | 148.8365 | 142.4403 | 132.8889 | 126.1746 | 0.4007 | 0.044971 | 0.14474 | -0.05435 | -0.18272 | -0.64608 | 0.0019591 | 0.066983 | -0.27768 | -0.22763 | 0.027043 | 0.31535 | 0.64417 | 1.921 | 6.2688 | 5.8852 | 5.2778 | 4.7575 | 0.96683 | -0.070261 | -0.564 | -0.64595 | -0.534 | -0.77932 | 50.6816 | 49.8195 | 49.1802 | 48.6884 | 48.1085 | 47.5342 | 47.2824 | 47.192 | 47.8212 | 51.0785 | 54.8543 | 58.0413 | 60.1215 | 61.3002 | 62.0166 | 62.3139 | 61.7486 | 59.5354 | 56.7943 | 54.6415 | 52.9456 | 51.1221 | 49.4652 | 48.1197 | 2.372 | 2.0091 | 2.1826 | 2.3195 | 2.7021 | 2.3629 | 2.2082 | 2.2311 | 2.4013 | 2.3678 | 2.3499 | 2.6266 | 2.561 | 2.7236 | 2.8056 | 2.7391 | 2.6803 | 2.4712 | 2.2263 | 2.1856 | 2.0693 | 2.1929 | 2.2662 | 2.2984
Portfolio Adjusted1-in-2Size: Over 200kWAll2021Typical Event Day | Portfolio Adjusted | 1-in-2 | Size: Over 200kW | All | 2021 | Typical Event Day | 8 | 140.1014 | 135.5204 | 131.3893 | 132.0366 | 141.6365 | 166.7704 | 195.062 | 213.977 | 226.9884 | 234.9349 | 242.9451 | 244.8597 | 241.6991 | 242.9621 | 237.171 | 225.7606 | 211.7467 | 197.7665 | 187.9968 | 183.6978 | 180.1653 | 171.1341 | 159.0814 | 151.5678 | -0.19889 | -0.22596 | -0.178 | -0.36247 | -0.59624 | -0.85951 | -0.53949 | -0.57903 | -0.25477 | -0.023028 | -0.41384 | -0.14474 | 0.40692 | 2.2676 | 7.7505 | 7.5096 | 6.7128 | 5.8801 | 1.9248 | 0.16973 | -0.31158 | -0.50523 | -0.74947 | -0.8893 | 72.1872 | 71.1055 | 70.1891 | 69.3819 | 68.6799 | 67.9476 | 67.5275 | 67.8296 | 70.2099 | 74.5815 | 79.3272 | 83.6742 | 86.8518 | 88.7416 | 90.0939 | 90.5459 | 90.4376 | 89.5641 | 88.27 | 85.6099 | 81.9236 | 78.5137 | 76.3822 | 74.8468 | 2.6216 | 2.2147 | 2.4007 | 2.5637 | 2.9543 | 2.5651 | 2.3569 | 2.4159 | 2.6436 | 2.6714 | 2.7095 | 3.0574 | 2.9921 | 3.1995 | 3.3075 | 3.2257 | 3.064 | 2.7141 | 2.4323 | 2.4155 | 2.3407 | 2.4738 | 2.5418 | 2.5903
Portfolio Adjusted1-in-2Size: Over 200kWAll2022January Monthly Peak | Portfolio Adjusted | 1-in-2 | Size: Over 200kW | All | 2022 | January Monthly Peak | 1 | 117.5233 | 114.0401 | 110.6345 | 111.2035 | 120.6138 | 144.7546 | 173.2765 | 188.6106 | 197.2547 | 197.5762 | 198.7766 | 196.8462 | 191.826 | 190.4729 | 183.2784 | 173.2704 | 164.5268 | 162.1114 | 158.061 | 152.6592 | 147.1232 | 141.0674 | 132.1717 | 125.8838 | 0.38736 | 0.038109 | 0.13466 | -0.055898 | -0.18311 | -0.6581 | -0.0033108 | 0.062838 | -0.28598 | -0.23152 | 0.024558 | 0.31229 | 0.63753 | 1.9043 | 6.1831 | 5.7831 | 5.1278 | 4.646 | 0.94454 | -0.081021 | -0.56545 | -0.64446 | -0.53249 | -0.77861 | 46.5772 | 45.7179 | 45.0007 | 44.5162 | 44.1132 | 43.9975 | 43.7732 | 43.5951 | 43.9619 | 45.8713 | 49.0769 | 51.888 | 53.7373 | 55.1112 | 56.0155 | 56.5013 | 56.3522 | 54.9256 | 53.0439 | 51.5897 | 50.5019 | 49.512 | 48.666 | 47.7422 | 2.3312 | 1.9811 | 2.1505 | 2.3105 | 2.7206 | 2.3917 | 2.2566 | 2.2969 | 2.4739 | 2.4092 | 2.3739 | 2.6409 | 2.549 | 2.6979 | 2.7618 | 2.6931 | 2.6159 | 2.4329 | 2.2111 | 2.1674 | 2.0475 | 2.1723 | 2.254 | 2.2921
Portfolio Adjusted1-in-2Size: Over 200kWAll2022February Monthly Peak | Portfolio Adjusted | 1-in-2 | Size: Over 200kW | All | 2022 | February Monthly Peak | 2 | 118.952 | 115.3387 | 112.1671 | 112.7246 | 121.639 | 145.3034 | 173.0932 | 187.806 | 196.9391 | 198.6254 | 201.2724 | 201.3112 | 197.7525 | 197.6799 | 191.5542 | 180.5464 | 170.3296 | 165.4554 | 162.533 | 156.5603 | 150.7028 | 143.8879 | 134.0441 | 127.3625 | 0.38482 | 0.031501 | 0.13281 | -0.058185 | -0.1872 | -0.66035 | -0.0043852 | 0.063858 | -0.28586 | -0.23148 | 0.026264 | 0.32161 | 0.65926 | 1.9637 | 6.433 | 6.0063 | 5.2924 | 4.7285 | 0.97284 | -0.083352 | -0.5788 | -0.66054 | -0.54406 | -0.78926 | 49.6796 | 49.3391 | 48.9759 | 48.588 | 48.0959 | 47.7697 | 47.5917 | 47.5268 | 48.102 | 49.8766 | 51.8696 | 53.7264 | 54.4728 | 54.7053 | 54.7588 | 54.2249 | 54.0314 | 53.3591 | 52.1298 | 50.9589 | 49.8556 | 49.2761 | 48.0339 | 46.956 | 2.3523 | 1.9985 | 2.1771 | 2.3408 | 2.739 | 2.3977 | 2.2518 | 2.2833 | 2.4684 | 2.4212 | 2.4034 | 2.6968 | 2.6286 | 2.8041 | 2.8965 | 2.8098 | 2.7081 | 2.4835 | 2.2719 | 2.224 | 2.0978 | 2.2149 | 2.2843 | 2.313
Portfolio Adjusted1-in-2Size: Over 200kWAll2022March Monthly Peak | Portfolio Adjusted | 1-in-2 | Size: Over 200kW | All | 2022 | March Monthly Peak | 3 | 121.9627 | 118.0187 | 114.4761 | 114.3487 | 122.6488 | 145.6957 | 174.0018 | 189.0385 | 197.2702 | 198.9803 | 202.1634 | 202.2534 | 199.3168 | 199.2227 | 193.3941 | 183.5796 | 173.3786 | 165.7364 | 162.932 | 161.2492 | 155.7276 | 148.4872 | 138.1355 | 130.8153 | 0.4009 | 0.039428 | 0.13507 | -0.057568 | -0.18812 | -0.65913 | -0.0033631 | 0.063953 | -0.28637 | -0.23081 | 0.027686 | 0.32484 | 0.6667 | 1.9859 | 6.5024 | 6.1128 | 5.3969 | 4.7375 | 0.97611 | -0.084185 | -0.59619 | -0.67752 | -0.55892 | -0.81066 | 49.5208 | 48.5527 | 47.7298 | 47.2616 | 46.9325 | 46.455 | 46.0747 | 46.0921 | 48.0551 | 50.3959 | 52.7994 | 54.7774 | 55.9955 | 56.9644 | 57.3324 | 57.6964 | 57.4504 | 56.7606 | 55.3284 | 53.3779 | 52.0949 | 50.933 | 49.9987 | 49.1291 | 2.4156 | 2.0484 | 2.2222 | 2.3746 | 2.7574 | 2.402 | 2.261 | 2.2969 | 2.4702 | 2.4237 | 2.4126 | 2.7067 | 2.6475 | 2.8195 | 2.9118 | 2.8446 | 2.7419 | 2.4815 | 2.2764 | 2.2908 | 2.1674 | 2.2847 | 2.3531 | 2.375
Portfolio Adjusted1-in-2Size: Over 200kWAll2022April Monthly Peak | Portfolio Adjusted | 1-in-2 | Size: Over 200kW | All | 2022 | April Monthly Peak | 4 | 125.1198 | 121.1783 | 117.1441 | 117.1947 | 125.7261 | 148.6552 | 174.3872 | 190.4073 | 200.8665 | 206.285 | 213.1993 | 215.5944 | 215.0884 | 216.4284 | 211.1238 | 200.0858 | 187.7484 | 176.3196 | 167.9461 | 166.4951 | 162.4685 | 154.1439 | 143.1098 | 135.4698 | 0.40279 | 0.03497 | 0.13823 | -0.060836 | -0.20127 | -0.67486 | -0.0036633 | 0.06808 | -0.291 | -0.23749 | 0.033975 | 0.3546 | 0.73004 | 2.158 | 7.0801 | 6.647 | 5.8414 | 5.0541 | 1.0265 | -0.063977 | -0.6054 | -0.68861 | -0.57136 | -0.83581 | 62.6415 | 61.629 | 60.3159 | 59.2798 | 58.4274 | 57.7612 | 57.296 | 57.2034 | 59.4872 | 63.4861 | 67.8413 | 72.0225 | 75.4097 | 77.9018 | 79.2844 | 79.8652 | 79.8802 | 79.3133 | 77.7093 | 75.0408 | 71.2482 | 68.4723 | 66.2025 | 64.0469 | 2.4692 | 2.0974 | 2.2698 | 2.4299 | 2.8178 | 2.4458 | 2.2577 | 2.3037 | 2.5047 | 2.5057 | 2.5379 | 2.8727 | 2.8496 | 3.0549 | 3.1749 | 3.0934 | 2.954 | 2.6215 | 2.3337 | 2.3538 | 2.2568 | 2.3703 | 2.4345 | 2.4548
Portfolio Adjusted1-in-2Size: Over 200kWAll2022May Monthly Peak | Portfolio Adjusted | 1-in-2 | Size: Over 200kW | All | 2022 | May Monthly Peak | 5 | 125.2875 | 121.4027 | 117.5669 | 117.7353 | 126.8172 | 150.2414 | 174.9623 | 193.726 | 205.5703 | 211.9954 | 219.0431 | 221.0146 | 219.6464 | 220.6388 | 215.171 | 203.291 | 190.3928 | 178.1109 | 169.2396 | 165.5471 | 163.3137 | 155.3251 | 144.4087 | 137.1512 | 0.41376 | 0.041629 | 0.14189 | -0.059469 | -0.19994 | -0.67755 | -0.00078691 | 0.070349 | -0.29673 | -0.24669 | 0.032749 | 0.35939 | 0.73964 | 2.209 | 7.2437 | 6.7813 | 5.9519 | 5.1322 | 1.0391 | -0.059244 | -0.60249 | -0.68762 | -0.57057 | -0.84094 | 62.5554 | 61.9342 | 61.2956 | 60.4788 | 59.7352 | 59.301 | 59.1795 | 59.6066 | 61.1681 | 64.4917 | 68.5039 | 72.357 | 76.0199 | 78.6357 | 79.7587 | 80.3573 | 80.3914 | 79.0277 | 76.8911 | 74.0811 | 70.3354 | 67.19 | 65.3562 | 64.0291 | 2.4815 | 2.1061 | 2.2816 | 2.4419 | 2.8407 | 2.4716 | 2.265 | 2.3438 | 2.5605 | 2.5736 | 2.6073 | 2.9514 | 2.9124 | 3.115 | 3.2336 | 3.1389 | 2.9921 | 2.6437 | 2.3503 | 2.336 | 2.2658 | 2.3913 | 2.4601 | 2.4944
Portfolio Adjusted1-in-2Size: Over 200kWAll2022June Monthly Peak | Portfolio Adjusted | 1-in-2 | Size: Over 200kW | All | 2022 | June Monthly Peak | 6 | 133.9007 | 129.6943 | 125.4402 | 125.5934 | 134.2327 | 156.578 | 181.1529 | 199.8445 | 211.656 | 218.51 | 226.0594 | 227.3214 | 223.3227 | 223.6592 | 218.159 | 208.9507 | 197.2637 | 185.0988 | 177.3712 | 172.6869 | 170.9708 | 163.256 | 151.5625 | 144.3985 | 0.20809 | -0.04532 | 0.035326 | -0.18024 | -0.36301 | -0.74197 | -0.18808 | -0.14328 | -0.27584 | -0.15723 | -0.12551 | 0.20351 | 0.64688 | 2.217 | 7.3109 | 7.0097 | 6.2446 | 5.4377 | 1.4059 | 0.068881 | -0.47858 | -0.62056 | -0.63593 | -0.86939 | 67.289 | 66.3712 | 65.4433 | 64.3806 | 63.6391 | 62.8981 | 62.2448 | 62.956 | 65.7351 | 70.2868 | 75.1513 | 79.4783 | 82.1758 | 83.7308 | 85.2477 | 85.8142 | 86.2561 | 85.5578 | 84.4071 | 81.6278 | 77.814 | 73.6474 | 71.3316 | 69.6524 | 2.5726 | 2.1794 | 2.3538 | 2.5066 | 2.8797 | 2.4768 | 2.2515 | 2.3187 | 2.5319 | 2.5515 | 2.5895 | 2.9148 | 2.8406 | 3.0249 | 3.1271 | 3.0731 | 2.9508 | 2.6257 | 2.3652 | 2.3388 | 2.2837 | 2.4242 | 2.4883 | 2.5342
Portfolio Adjusted1-in-2Size: Over 200kWAll2022July Monthly Peak | Portfolio Adjusted | 1-in-2 | Size: Over 200kW | All | 2022 | July Monthly Peak | 7 | 138.1668 | 133.9985 | 130.6457 | 130.7199 | 140.2159 | 164.4087 | 190.3493 | 208.8892 | 221.2691 | 229.6101 | 237.7893 | 239.0224 | 235.3753 | 236.0506 | 230.6544 | 221.2824 | 209.4185 | 196.8535 | 187.0954 | 181.8325 | 179.3419 | 171.049 | 158.7038 | 150.7302 | -0.34703 | -0.28639 | -0.2541 | -0.42719 | -0.67492 | -0.86488 | -0.64199 | -0.70714 | -0.23215 | 0.032475 | -0.50637 | -0.2572 | 0.31581 | 2.1817 | 7.5104 | 7.3775 | 6.6757 | 5.9068 | 2.098 | 0.22553 | -0.22812 | -0.45112 | -0.77852 | -0.8787 | 74.298 | 73.32 | 72.5502 | 71.8277 | 71.1069 | 70.3982 | 69.9488 | 70.6884 | 73.4049 | 77.0447 | 80.8853 | 84.5822 | 87.2104 | 88.8571 | 90.2366 | 90.7276 | 90.1221 | 89.1078 | 88.3477 | 86.8808 | 84.1848 | 80.6864 | 78.241 | 76.4913 | 2.5973 | 2.2006 | 2.3976 | 2.5473 | 2.9338 | 2.5373 | 2.3068 | 2.3629 | 2.581 | 2.6158 | 2.6572 | 2.9911 | 2.9146 | 3.1072 | 3.2097 | 3.1558 | 3.0318 | 2.7096 | 2.4287 | 2.3985 | 2.3379 | 2.4822 | 2.5474 | 2.5896
Portfolio Adjusted1-in-2Size: Over 200kWAll2022August Monthly Peak | Portfolio Adjusted | 1-in-2 | Size: Over 200kW | All | 2022 | August Monthly Peak | 8 | 140.8784 | 136.288 | 132.2466 | 132.9356 | 142.6292 | 167.9468 | 196.443 | 215.99 | 229.8973 | 238.7368 | 247.3889 | 249.5472 | 246.4524 | 247.6658 | 241.6683 | 229.9457 | 215.5738 | 201.0945 | 190.6812 | 186.1405 | 182.3132 | 173.0542 | 160.7798 | 153.0962 | -0.37894 | -0.31381 | -0.279 | -0.43214 | -0.68078 | -0.91573 | -0.69151 | -0.76283 | -0.23533 | 0.047851 | -0.51972 | -0.29733 | 0.28935 | 2.2366 | 7.803 | 7.6016 | 6.8043 | 5.9737 | 2.0901 | 0.16299 | -0.27416 | -0.47696 | -0.80414 | -0.89519 | 74.2061 | 72.8467 | 71.6969 | 70.9725 | 70.32 | 69.55 | 69.2012 | 69.0328 | 71.0878 | 75.99 | 81.2175 | 85.8157 | 89.0777 | 90.999 | 92.2277 | 92.621 | 92.5891 | 91.8987 | 90.1018 | 86.7863 | 82.3204 | 79.2231 | 77.4047 | 75.9808 | 2.6441 | 2.2336 | 2.423 | 2.5877 | 2.9826 | 2.5896 | 2.3793 | 2.4442 | 2.6834 | 2.7205 | 2.7648 | 3.1227 | 3.0561 | 3.266 | 3.3731 | 3.2877 | 3.121 | 2.7624 | 2.4719 | 2.452 | 2.3739 | 2.5083 | 2.576 | 2.6246
Portfolio Adjusted1-in-2Size: Over 200kWAll2022September Monthly Peak | Portfolio Adjusted | 1-in-2 | Size: Over 200kW | All | 2022 | September Monthly Peak | 9 | 138.768 | 134.9757 | 131.2098 | 131.8805 | 142.021 | 167.2387 | 197.35 | 217.7088 | 234.9811 | 245.0847 | 254.0807 | 256.3614 | 252.879 | 254.196 | 247.4744 | 233.7495 | 217.6002 | 202.0649 | 191.8271 | 189.4533 | 182.1563 | 172.9115 | 159.4187 | 151.3912 | -0.28377 | -0.25291 | -0.22199 | -0.39009 | -0.62856 | -0.86896 | -0.62646 | -0.71736 | -0.2649 | -0.010119 | -0.51639 | -0.28206 | 0.30264 | 2.3001 | 7.9705 | 7.7045 | 6.8605 | 5.985 | 2.0375 | 0.16412 | -0.27994 | -0.47668 | -0.76863 | -0.87892 | 72.9555 | 71.8843 | 71.0658 | 70.3468 | 69.6534 | 68.9439 | 68.7154 | 68.6413 | 70.612 | 75.0047 | 80.055 | 84.8204 | 88.9431 | 91.3794 | 92.6636 | 93.0209 | 92.783 | 91.692 | 90.2234 | 87.1446 | 83.3753 | 80.4979 | 78.5516 | 77.2626 | 2.6002 | 2.2087 | 2.401 | 2.5644 | 2.9739 | 2.5769 | 2.3913 | 2.4657 | 2.7485 | 2.7982 | 2.8412 | 3.2073 | 3.138 | 3.3571 | 3.4699 | 3.358 | 3.1646 | 2.7826 | 2.4865 | 2.4931 | 2.3683 | 2.502 | 2.5516 | 2.5934
Portfolio Adjusted1-in-2Size: Over 200kWAll2022October Monthly Peak | Portfolio Adjusted | 1-in-2 | Size: Over 200kW | All | 2022 | October Monthly Peak | 10 | 132.9347 | 128.8613 | 124.3772 | 124.1206 | 133.1835 | 157.0306 | 186.069 | 202.5331 | 215.5172 | 224.2194 | 233.232 | 237.0246 | 236.2347 | 237.921 | 232.1057 | 219.0881 | 203.7133 | 190.202 | 184.6777 | 179.018 | 171.32 | 162.4213 | 150.5914 | 142.5456 | 0.3399 | 0.01357 | 0.10301 | -0.11662 | -0.27977 | -0.71758 | -0.08966 | -0.033572 | -0.30424 | -0.22301 | -0.050421 | 0.29973 | 0.73763 | 2.3604 | 7.7669 | 7.3061 | 6.3964 | 5.5279 | 1.3008 | 0.018133 | -0.54837 | -0.66472 | -0.60632 | -0.86568 | 65.5439 | 64.6087 | 63.7946 | 62.9249 | 62.1854 | 61.5851 | 61.093 | 61.0535 | 62.1026 | 65.6397 | 71.0893 | 77.1142 | 82.6134 | 85.7961 | 86.5654 | 87.1009 | 87.1811 | 86.2022 | 83.4518 | 78.7181 | 75.2499 | 72.6681 | 70.5832 | 69.0169 | 2.5882 | 2.1947 | 2.3667 | 2.5207 | 2.9212 | 2.5306 | 2.3616 | 2.4026 | 2.6357 | 2.6739 | 2.723 | 3.0979 | 3.0695 | 3.2909 | 3.417 | 3.3149 | 3.1281 | 2.7612 | 2.508 | 2.4704 | 2.3298 | 2.4505 | 2.5141 | 2.5419
Portfolio Adjusted1-in-2Size: Over 200kWAll2022November Monthly Peak | Portfolio Adjusted | 1-in-2 | Size: Over 200kW | All | 2022 | November Monthly Peak | 11 | 124.5978 | 120.87 | 117.0022 | 116.919 | 125.8623 | 148.9867 | 174.3562 | 189.7743 | 200.1144 | 205.4757 | 211.4845 | 213.158 | 211.5059 | 212.1803 | 205.7882 | 194.0439 | 183.3438 | 177.7292 | 169.9758 | 163.5138 | 157.1293 | 149.413 | 139.4899 | 132.9018 | 0.42182 | 0.050969 | 0.15137 | -0.056959 | -0.19564 | -0.67198 | -8.8651e-05 | 0.069899 | -0.28884 | -0.23918 | 0.032463 | 0.34826 | 0.7168 | 2.1302 | 6.9387 | 6.4811 | 5.7352 | 5.125 | 1.0404 | -0.060098 | -0.58159 | -0.66459 | -0.55029 | -0.81558 | 58.9535 | 58.0059 | 57.4396 | 56.7595 | 55.7428 | 54.8486 | 54.8861 | 54.7796 | 57.4947 | 61.2714 | 65.9485 | 70.5517 | 73.4009 | 74.9757 | 76.0605 | 75.8804 | 74.023 | 70.9746 | 67.879 | 65.7121 | 64.1883 | 63.2995 | 62.3832 | 61.7272 | 2.4773 | 2.1031 | 2.2787 | 2.4243 | 2.8153 | 2.4537 | 2.2611 | 2.2974 | 2.4941 | 2.4929 | 2.515 | 2.8442 | 2.7995 | 2.9903 | 3.0829 | 2.9915 | 2.8812 | 2.6401 | 2.3627 | 2.3078 | 2.1805 | 2.3006 | 2.3782 | 2.4213
Portfolio Adjusted1-in-2Size: Over 200kWAll2022December Monthly Peak | Portfolio Adjusted | 1-in-2 | Size: Over 200kW | All | 2022 | December Monthly Peak | 12 | 119.3348 | 115.5044 | 111.9992 | 111.7487 | 120.3395 | 143.2633 | 170.084 | 183.9573 | 192.2766 | 194.7216 | 197.2028 | 196.2578 | 192.8155 | 192.4064 | 186.1707 | 176.4794 | 169.2485 | 165.5671 | 159.7173 | 154.3505 | 148.8365 | 142.4403 | 132.8889 | 126.1746 | 0.4007 | 0.044971 | 0.14474 | -0.05435 | -0.18272 | -0.64608 | 0.0019591 | 0.066983 | -0.27768 | -0.22763 | 0.027043 | 0.31535 | 0.64417 | 1.921 | 6.2688 | 5.8852 | 5.2778 | 4.7575 | 0.96683 | -0.070261 | -0.564 | -0.64595 | -0.534 | -0.77932 | 50.6816 | 49.8195 | 49.1802 | 48.6884 | 48.1085 | 47.5342 | 47.2824 | 47.192 | 47.8212 | 51.0785 | 54.8543 | 58.0413 | 60.1215 | 61.3002 | 62.0166 | 62.3139 | 61.7486 | 59.5354 | 56.7943 | 54.6415 | 52.9456 | 51.1221 | 49.4652 | 48.1197 | 2.372 | 2.0091 | 2.1826 | 2.3195 | 2.7021 | 2.3629 | 2.2082 | 2.2311 | 2.4013 | 2.3678 | 2.3499 | 2.6266 | 2.561 | 2.7236 | 2.8056 | 2.7391 | 2.6803 | 2.4712 | 2.2263 | 2.1856 | 2.0693 | 2.1929 | 2.2662 | 2.2984
Portfolio Adjusted1-in-2Size: Over 200kWAll2022Typical Event Day | Portfolio Adjusted | 1-in-2 | Size: Over 200kW | All | 2022 | Typical Event Day | 8 | 140.1014 | 135.5204 | 131.3893 | 132.0366 | 141.6365 | 166.7704 | 195.062 | 213.977 | 226.9884 | 234.9349 | 242.9451 | 244.8597 | 241.6991 | 242.9621 | 237.171 | 225.7606 | 211.7467 | 197.7666 | 187.9968 | 183.6978 | 180.1653 | 171.1341 | 159.0814 | 151.5679 | -0.19889 | -0.22596 | -0.178 | -0.36247 | -0.59624 | -0.85951 | -0.53949 | -0.57903 | -0.25477 | -0.023028 | -0.41384 | -0.14474 | 0.40692 | 2.2676 | 7.7505 | 7.5096 | 6.7128 | 5.8801 | 1.9248 | 0.16973 | -0.31158 | -0.50523 | -0.74947 | -0.8893 | 72.1872 | 71.1055 | 70.1891 | 69.3819 | 68.6799 | 67.9476 | 67.5275 | 67.8296 | 70.2099 | 74.5815 | 79.3272 | 83.6742 | 86.8518 | 88.7416 | 90.0939 | 90.5459 | 90.4376 | 89.5641 | 88.27 | 85.6099 | 81.9236 | 78.5137 | 76.3822 | 74.8468 | 2.6216 | 2.2147 | 2.4007 | 2.5637 | 2.9543 | 2.5651 | 2.3569 | 2.4159 | 2.6436 | 2.6714 | 2.7095 | 3.0574 | 2.9921 | 3.1995 | 3.3075 | 3.2257 | 3.064 | 2.7141 | 2.4323 | 2.4155 | 2.3407 | 2.4738 | 2.5418 | 2.5903
Portfolio Adjusted1-in-2Size: Over 200kWAll2023January Monthly Peak | Portfolio Adjusted | 1-in-2 | Size: Over 200kW | All | 2023 | January Monthly Peak | 1 | 117.5233 | 114.0401 | 110.6345 | 111.2035 | 120.6138 | 144.7546 | 173.2765 | 188.6106 | 197.2547 | 197.5762 | 198.7766 | 196.8462 | 191.826 | 190.4729 | 183.2784 | 173.2704 | 164.5268 | 162.1114 | 158.061 | 152.6592 | 147.1232 | 141.0674 | 132.1717 | 125.8838 | 0.38736 | 0.038109 | 0.13466 | -0.055898 | -0.18311 | -0.6581 | -0.0033108 | 0.062838 | -0.28598 | -0.23152 | 0.024558 | 0.31229 | 0.63753 | 1.9043 | 6.1831 | 5.7831 | 5.1278 | 4.646 | 0.94454 | -0.081021 | -0.56545 | -0.64446 | -0.53249 | -0.77861 | 46.5772 | 45.7179 | 45.0007 | 44.5162 | 44.1132 | 43.9975 | 43.7732 | 43.5951 | 43.9619 | 45.8713 | 49.0769 | 51.8879 | 53.7373 | 55.1112 | 56.0155 | 56.5013 | 56.3522 | 54.9256 | 53.0439 | 51.5897 | 50.5019 | 49.512 | 48.666 | 47.7422 | 2.3312 | 1.9811 | 2.1505 | 2.3105 | 2.7206 | 2.3917 | 2.2566 | 2.2969 | 2.4739 | 2.4092 | 2.3739 | 2.6409 | 2.549 | 2.6979 | 2.7618 | 2.6931 | 2.6159 | 2.4329 | 2.2111 | 2.1674 | 2.0475 | 2.1723 | 2.254 | 2.2921
Portfolio Adjusted1-in-2Size: Over 200kWAll2023February Monthly Peak | Portfolio Adjusted | 1-in-2 | Size: Over 200kW | All | 2023 | February Monthly Peak | 2 | 118.952 | 115.3387 | 112.1671 | 112.7246 | 121.639 | 145.3034 | 173.0932 | 187.806 | 196.9391 | 198.6254 | 201.2725 | 201.3112 | 197.7525 | 197.6799 | 191.5542 | 180.5464 | 170.3296 | 165.4554 | 162.533 | 156.5603 | 150.7028 | 143.8879 | 134.0441 | 127.3625 | 0.38482 | 0.031501 | 0.13281 | -0.058185 | -0.1872 | -0.66035 | -0.0043852 | 0.063858 | -0.28586 | -0.23148 | 0.026264 | 0.32161 | 0.65926 | 1.9637 | 6.433 | 6.0063 | 5.2924 | 4.7285 | 0.97284 | -0.083352 | -0.5788 | -0.66054 | -0.54406 | -0.78926 | 49.6796 | 49.3391 | 48.9759 | 48.588 | 48.0959 | 47.7697 | 47.5917 | 47.5268 | 48.102 | 49.8766 | 51.8696 | 53.7264 | 54.4728 | 54.7053 | 54.7588 | 54.2249 | 54.0314 | 53.3591 | 52.1298 | 50.9589 | 49.8556 | 49.2761 | 48.0339 | 46.956 | 2.3523 | 1.9985 | 2.1771 | 2.3408 | 2.739 | 2.3977 | 2.2518 | 2.2833 | 2.4684 | 2.4212 | 2.4034 | 2.6968 | 2.6286 | 2.8041 | 2.8965 | 2.8098 | 2.7081 | 2.4835 | 2.2719 | 2.224 | 2.0978 | 2.2149 | 2.2843 | 2.313
Portfolio Adjusted1-in-2Size: Over 200kWAll2023March Monthly Peak | Portfolio Adjusted | 1-in-2 | Size: Over 200kW | All | 2023 | March Monthly Peak | 3 | 121.9627 | 118.0187 | 114.4761 | 114.3487 | 122.6488 | 145.6957 | 174.0018 | 189.0385 | 197.2702 | 198.9803 | 202.1634 | 202.2535 | 199.3168 | 199.2227 | 193.3941 | 183.5796 | 173.3785 | 165.7364 | 162.932 | 161.2492 | 155.7276 | 148.4872 | 138.1355 | 130.8153 | 0.4009 | 0.039428 | 0.13507 | -0.057568 | -0.18812 | -0.65913 | -0.0033631 | 0.063953 | -0.28637 | -0.23081 | 0.027686 | 0.32484 | 0.6667 | 1.9859 | 6.5024 | 6.1128 | 5.3969 | 4.7375 | 0.97611 | -0.084185 | -0.59619 | -0.67752 | -0.55892 | -0.81066 | 49.5208 | 48.5527 | 47.7298 | 47.2616 | 46.9325 | 46.455 | 46.0747 | 46.0921 | 48.0551 | 50.3959 | 52.7994 | 54.7774 | 55.9955 | 56.9644 | 57.3324 | 57.6964 | 57.4504 | 56.7606 | 55.3284 | 53.3779 | 52.0949 | 50.933 | 49.9987 | 49.1291 | 2.4156 | 2.0484 | 2.2222 | 2.3746 | 2.7574 | 2.402 | 2.261 | 2.2969 | 2.4702 | 2.4237 | 2.4126 | 2.7067 | 2.6475 | 2.8195 | 2.9118 | 2.8446 | 2.7419 | 2.4815 | 2.2764 | 2.2908 | 2.1674 | 2.2847 | 2.3531 | 2.375
Portfolio Adjusted1-in-2Size: Over 200kWAll2023April Monthly Peak | Portfolio Adjusted | 1-in-2 | Size: Over 200kW | All | 2023 | April Monthly Peak | 4 | 125.1198 | 121.1783 | 117.1441 | 117.1947 | 125.7261 | 148.6552 | 174.3872 | 190.4073 | 200.8665 | 206.285 | 213.1993 | 215.5944 | 215.0884 | 216.4284 | 211.1238 | 200.0858 | 187.7484 | 176.3196 | 167.9461 | 166.4951 | 162.4685 | 154.1439 | 143.1098 | 135.4698 | 0.40279 | 0.03497 | 0.13823 | -0.060836 | -0.20127 | -0.67486 | -0.0036633 | 0.06808 | -0.291 | -0.23749 | 0.033975 | 0.3546 | 0.73004 | 2.158 | 7.0801 | 6.647 | 5.8414 | 5.0541 | 1.0265 | -0.063977 | -0.6054 | -0.68861 | -0.57136 | -0.83581 | 62.6415 | 61.6291 | 60.3159 | 59.2798 | 58.4274 | 57.7612 | 57.296 | 57.2034 | 59.4872 | 63.4861 | 67.8413 | 72.0225 | 75.4097 | 77.9018 | 79.2844 | 79.8652 | 79.8802 | 79.3133 | 77.7093 | 75.0408 | 71.2482 | 68.4723 | 66.2025 | 64.0469 | 2.4692 | 2.0974 | 2.2698 | 2.4299 | 2.8178 | 2.4458 | 2.2577 | 2.3037 | 2.5047 | 2.5057 | 2.5379 | 2.8727 | 2.8496 | 3.0549 | 3.1749 | 3.0934 | 2.954 | 2.6215 | 2.3337 | 2.3538 | 2.2568 | 2.3703 | 2.4345 | 2.4548
Portfolio Adjusted1-in-2Size: Over 200kWAll2023May Monthly Peak | Portfolio Adjusted | 1-in-2 | Size: Over 200kW | All | 2023 | May Monthly Peak | 5 | 125.2875 | 121.4027 | 117.5669 | 117.7353 | 126.8172 | 150.2414 | 174.9623 | 193.726 | 205.5703 | 211.9954 | 219.0431 | 221.0146 | 219.6464 | 220.6388 | 215.171 | 203.291 | 190.3928 | 178.1109 | 169.2396 | 165.5471 | 163.3136 | 155.3251 | 144.4087 | 137.1512 | 0.41376 | 0.041629 | 0.14189 | -0.059469 | -0.19994 | -0.67755 | -0.00078694 | 0.070349 | -0.29673 | -0.24669 | 0.032749 | 0.35939 | 0.73964 | 2.209 | 7.2437 | 6.7813 | 5.9519 | 5.1322 | 1.0391 | -0.059244 | -0.60249 | -0.68762 | -0.57057 | -0.84094 | 62.5554 | 61.9342 | 61.2956 | 60.4788 | 59.7352 | 59.301 | 59.1795 | 59.6066 | 61.1681 | 64.4917 | 68.5039 | 72.357 | 76.0199 | 78.6357 | 79.7587 | 80.3573 | 80.3914 | 79.0277 | 76.8911 | 74.0811 | 70.3354 | 67.19 | 65.3562 | 64.0291 | 2.4815 | 2.1061 | 2.2816 | 2.4419 | 2.8407 | 2.4716 | 2.265 | 2.3438 | 2.5605 | 2.5736 | 2.6073 | 2.9514 | 2.9124 | 3.115 | 3.2336 | 3.1389 | 2.9921 | 2.6437 | 2.3503 | 2.336 | 2.2658 | 2.3913 | 2.4601 | 2.4944
Portfolio Adjusted1-in-2Size: Over 200kWAll2023June Monthly Peak | Portfolio Adjusted | 1-in-2 | Size: Over 200kW | All | 2023 | June Monthly Peak | 6 | 133.9007 | 129.6943 | 125.4402 | 125.5934 | 134.2327 | 156.578 | 181.1529 | 199.8444 | 211.656 | 218.51 | 226.0594 | 227.3214 | 223.3227 | 223.6592 | 218.159 | 208.9507 | 197.2637 | 185.0988 | 177.3712 | 172.6869 | 170.9707 | 163.256 | 151.5625 | 144.3985 | 0.20809 | -0.04532 | 0.035326 | -0.18024 | -0.36301 | -0.74197 | -0.18808 | -0.14328 | -0.27584 | -0.15723 | -0.12551 | 0.20351 | 0.64688 | 2.217 | 7.3109 | 7.0097 | 6.2446 | 5.4377 | 1.4059 | 0.068881 | -0.47858 | -0.62056 | -0.63593 | -0.86939 | 67.289 | 66.3712 | 65.4433 | 64.3806 | 63.6391 | 62.8981 | 62.2448 | 62.956 | 65.7351 | 70.2868 | 75.1513 | 79.4783 | 82.1758 | 83.7308 | 85.2477 | 85.8142 | 86.2561 | 85.5578 | 84.4071 | 81.6278 | 77.814 | 73.6474 | 71.3316 | 69.6524 | 2.5726 | 2.1794 | 2.3538 | 2.5066 | 2.8797 | 2.4768 | 2.2515 | 2.3187 | 2.5319 | 2.5515 | 2.5895 | 2.9148 | 2.8406 | 3.0249 | 3.1271 | 3.0731 | 2.9508 | 2.6257 | 2.3652 | 2.3388 | 2.2837 | 2.4242 | 2.4883 | 2.5342
Portfolio Adjusted1-in-2Size: Over 200kWAll2023July Monthly Peak | Portfolio Adjusted | 1-in-2 | Size: Over 200kW | All | 2023 | July Monthly Peak | 7 | 138.1668 | 133.9985 | 130.6457 | 130.7199 | 140.2159 | 164.4087 | 190.3493 | 208.8892 | 221.2691 | 229.6101 | 237.7893 | 239.0224 | 235.3753 | 236.0506 | 230.6544 | 221.2824 | 209.4185 | 196.8535 | 187.0954 | 181.8325 | 179.3419 | 171.049 | 158.7038 | 150.7302 | -0.34703 | -0.28639 | -0.2541 | -0.42719 | -0.67492 | -0.86488 | -0.64199 | -0.70714 | -0.23215 | 0.032475 | -0.50637 | -0.2572 | 0.31581 | 2.1817 | 7.5104 | 7.3775 | 6.6757 | 5.9068 | 2.098 | 0.22553 | -0.22812 | -0.45112 | -0.77852 | -0.8787 | 74.298 | 73.32 | 72.5502 | 71.8277 | 71.1069 | 70.3982 | 69.9488 | 70.6884 | 73.4049 | 77.0447 | 80.8853 | 84.5822 | 87.2104 | 88.8571 | 90.2366 | 90.7276 | 90.1221 | 89.1078 | 88.3477 | 86.8808 | 84.1848 | 80.6864 | 78.241 | 76.4913 | 2.5973 | 2.2006 | 2.3976 | 2.5473 | 2.9338 | 2.5373 | 2.3068 | 2.3629 | 2.581 | 2.6158 | 2.6572 | 2.9911 | 2.9146 | 3.1072 | 3.2097 | 3.1558 | 3.0318 | 2.7096 | 2.4287 | 2.3985 | 2.3379 | 2.4822 | 2.5474 | 2.5896
Portfolio Adjusted1-in-2Size: Over 200kWAll2023August Monthly Peak | Portfolio Adjusted | 1-in-2 | Size: Over 200kW | All | 2023 | August Monthly Peak | 8 | 140.8784 | 136.288 | 132.2466 | 132.9356 | 142.6292 | 167.9468 | 196.443 | 215.99 | 229.8973 | 238.7368 | 247.3889 | 249.5472 | 246.4524 | 247.6658 | 241.6683 | 229.9457 | 215.5738 | 201.0945 | 190.6812 | 186.1405 | 182.3132 | 173.0542 | 160.7798 | 153.0962 | -0.37894 | -0.31381 | -0.279 | -0.43214 | -0.68078 | -0.91573 | -0.69151 | -0.76283 | -0.23533 | 0.047851 | -0.51972 | -0.29733 | 0.28935 | 2.2366 | 7.803 | 7.6016 | 6.8043 | 5.9737 | 2.0901 | 0.16299 | -0.27416 | -0.47696 | -0.80414 | -0.89519 | 74.2061 | 72.8467 | 71.6969 | 70.9725 | 70.32 | 69.55 | 69.2012 | 69.0328 | 71.0878 | 75.99 | 81.2175 | 85.8157 | 89.0777 | 90.999 | 92.2277 | 92.621 | 92.5891 | 91.8987 | 90.1018 | 86.7863 | 82.3204 | 79.2231 | 77.4047 | 75.9808 | 2.6441 | 2.2336 | 2.423 | 2.5877 | 2.9826 | 2.5896 | 2.3793 | 2.4442 | 2.6834 | 2.7205 | 2.7648 | 3.1227 | 3.0561 | 3.266 | 3.3731 | 3.2877 | 3.121 | 2.7624 | 2.4719 | 2.452 | 2.3739 | 2.5083 | 2.576 | 2.6246
Portfolio Adjusted1-in-2Size: Over 200kWAll2023September Monthly Peak | Portfolio Adjusted | 1-in-2 | Size: Over 200kW | All | 2023 | September Monthly Peak | 9 | 138.768 | 134.9757 | 131.2098 | 131.8805 | 142.021 | 167.2387 | 197.35 | 217.7088 | 234.9811 | 245.0847 | 254.0807 | 256.3614 | 252.879 | 254.196 | 247.4744 | 233.7495 | 217.6002 | 202.0649 | 191.8271 | 189.4533 | 182.1563 | 172.9115 | 159.4187 | 151.3912 | -0.28377 | -0.25291 | -0.22199 | -0.39009 | -0.62856 | -0.86896 | -0.62646 | -0.71736 | -0.2649 | -0.010119 | -0.51639 | -0.28206 | 0.30264 | 2.3001 | 7.9705 | 7.7045 | 6.8605 | 5.985 | 2.0375 | 0.16412 | -0.27994 | -0.47668 | -0.76863 | -0.87892 | 72.9555 | 71.8843 | 71.0658 | 70.3468 | 69.6534 | 68.9439 | 68.7154 | 68.6413 | 70.612 | 75.0047 | 80.055 | 84.8204 | 88.9431 | 91.3794 | 92.6636 | 93.0209 | 92.783 | 91.692 | 90.2234 | 87.1446 | 83.3753 | 80.4979 | 78.5516 | 77.2626 | 2.6002 | 2.2087 | 2.401 | 2.5644 | 2.9739 | 2.5769 | 2.3913 | 2.4657 | 2.7485 | 2.7982 | 2.8412 | 3.2073 | 3.138 | 3.3571 | 3.4699 | 3.358 | 3.1646 | 2.7825 | 2.4865 | 2.4931 | 2.3683 | 2.502 | 2.5516 | 2.5934
Portfolio Adjusted1-in-2Size: Over 200kWAll2023October Monthly Peak | Portfolio Adjusted | 1-in-2 | Size: Over 200kW | All | 2023 | October Monthly Peak | 10 | 132.9347 | 128.8613 | 124.3772 | 124.1206 | 133.1835 | 157.0306 | 186.069 | 202.5331 | 215.5172 | 224.2194 | 233.232 | 237.0246 | 236.2347 | 237.921 | 232.1057 | 219.0881 | 203.7133 | 190.202 | 184.6777 | 179.018 | 171.32 | 162.4213 | 150.5914 | 142.5456 | 0.3399 | 0.01357 | 0.10301 | -0.11662 | -0.27977 | -0.71758 | -0.08966 | -0.033572 | -0.30424 | -0.22301 | -0.050421 | 0.29973 | 0.73763 | 2.3604 | 7.7669 | 7.3061 | 6.3964 | 5.5279 | 1.3008 | 0.018133 | -0.54837 | -0.66472 | -0.60632 | -0.86568 | 65.5439 | 64.6087 | 63.7946 | 62.9249 | 62.1854 | 61.5851 | 61.093 | 61.0535 | 62.1026 | 65.6397 | 71.0893 | 77.1142 | 82.6134 | 85.7961 | 86.5654 | 87.1009 | 87.1811 | 86.2022 | 83.4518 | 78.7181 | 75.2499 | 72.6681 | 70.5832 | 69.0169 | 2.5882 | 2.1947 | 2.3667 | 2.5207 | 2.9212 | 2.5306 | 2.3616 | 2.4026 | 2.6357 | 2.6739 | 2.723 | 3.0979 | 3.0695 | 3.2909 | 3.417 | 3.3149 | 3.1281 | 2.7612 | 2.508 | 2.4704 | 2.3298 | 2.4505 | 2.5141 | 2.5419
Portfolio Adjusted1-in-2Size: Over 200kWAll2023November Monthly Peak | Portfolio Adjusted | 1-in-2 | Size: Over 200kW | All | 2023 | November Monthly Peak | 11 | 124.5978 | 120.87 | 117.0022 | 116.919 | 125.8623 | 148.9867 | 174.3562 | 189.7743 | 200.1144 | 205.4757 | 211.4845 | 213.158 | 211.5059 | 212.1803 | 205.7882 | 194.0439 | 183.3438 | 177.7292 | 169.9758 | 163.5138 | 157.1293 | 149.413 | 139.4899 | 132.9018 | 0.42182 | 0.050969 | 0.15137 | -0.056959 | -0.19564 | -0.67198 | -8.8589e-05 | 0.069899 | -0.28884 | -0.23918 | 0.032463 | 0.34826 | 0.7168 | 2.1302 | 6.9387 | 6.4811 | 5.7352 | 5.125 | 1.0404 | -0.060098 | -0.58159 | -0.66459 | -0.55029 | -0.81558 | 58.9535 | 58.0059 | 57.4396 | 56.7595 | 55.7428 | 54.8486 | 54.8861 | 54.7796 | 57.4947 | 61.2714 | 65.9485 | 70.5517 | 73.4009 | 74.9757 | 76.0605 | 75.8804 | 74.023 | 70.9746 | 67.879 | 65.7121 | 64.1883 | 63.2995 | 62.3832 | 61.7272 | 2.4773 | 2.1031 | 2.2787 | 2.4243 | 2.8153 | 2.4537 | 2.2611 | 2.2974 | 2.4941 | 2.4929 | 2.515 | 2.8442 | 2.7995 | 2.9903 | 3.0829 | 2.9915 | 2.8812 | 2.6401 | 2.3627 | 2.3078 | 2.1805 | 2.3006 | 2.3782 | 2.4213
Portfolio Adjusted1-in-2Size: Over 200kWAll2023December Monthly Peak | Portfolio Adjusted | 1-in-2 | Size: Over 200kW | All | 2023 | December Monthly Peak | 12 | 119.3348 | 115.5044 | 111.9992 | 111.7487 | 120.3395 | 143.2633 | 170.084 | 183.9573 | 192.2766 | 194.7216 | 197.2028 | 196.2578 | 192.8155 | 192.4064 | 186.1707 | 176.4794 | 169.2485 | 165.5671 | 159.7173 | 154.3505 | 148.8365 | 142.4403 | 132.8889 | 126.1746 | 0.4007 | 0.044971 | 0.14474 | -0.05435 | -0.18272 | -0.64608 | 0.0019591 | 0.066983 | -0.27768 | -0.22763 | 0.027043 | 0.31535 | 0.64417 | 1.921 | 6.2688 | 5.8852 | 5.2778 | 4.7575 | 0.96683 | -0.07026 | -0.564 | -0.64595 | -0.534 | -0.77932 | 50.6816 | 49.8195 | 49.1802 | 48.6884 | 48.1085 | 47.5342 | 47.2824 | 47.192 | 47.8212 | 51.0785 | 54.8543 | 58.0413 | 60.1215 | 61.3002 | 62.0166 | 62.3139 | 61.7486 | 59.5354 | 56.7943 | 54.6415 | 52.9456 | 51.1221 | 49.4652 | 48.1197 | 2.372 | 2.0091 | 2.1826 | 2.3195 | 2.7021 | 2.3629 | 2.2082 | 2.2311 | 2.4013 | 2.3678 | 2.3499 | 2.6266 | 2.561 | 2.7236 | 2.8056 | 2.7391 | 2.6803 | 2.4712 | 2.2263 | 2.1856 | 2.0693 | 2.1929 | 2.2662 | 2.2984
Portfolio Adjusted1-in-2Size: Over 200kWAll2023Typical Event Day | Portfolio Adjusted | 1-in-2 | Size: Over 200kW | All | 2023 | Typical Event Day | 8 | 140.1014 | 135.5204 | 131.3893 | 132.0366 | 141.6365 | 166.7704 | 195.062 | 213.977 | 226.9884 | 234.9349 | 242.9451 | 244.8597 | 241.6991 | 242.9621 | 237.171 | 225.7606 | 211.7468 | 197.7666 | 187.9968 | 183.6978 | 180.1653 | 171.1341 | 159.0814 | 151.5679 | -0.19889 | -0.22596 | -0.178 | -0.36247 | -0.59624 | -0.85951 | -0.53949 | -0.57903 | -0.25477 | -0.023028 | -0.41384 | -0.14474 | 0.40692 | 2.2676 | 7.7505 | 7.5096 | 6.7128 | 5.8801 | 1.9248 | 0.16973 | -0.31158 | -0.50523 | -0.74947 | -0.8893 | 72.1872 | 71.1055 | 70.1891 | 69.3819 | 68.6799 | 67.9476 | 67.5275 | 67.8296 | 70.2099 | 74.5815 | 79.3272 | 83.6742 | 86.8518 | 88.7416 | 90.0939 | 90.5459 | 90.4376 | 89.5641 | 88.27 | 85.6099 | 81.9236 | 78.5137 | 76.3822 | 74.8468 | 2.6216 | 2.2147 | 2.4007 | 2.5637 | 2.9543 | 2.5651 | 2.3569 | 2.4159 | 2.6436 | 2.6714 | 2.7095 | 3.0574 | 2.9921 | 3.1995 | 3.3075 | 3.2257 | 3.064 | 2.7141 | 2.4323 | 2.4155 | 2.3407 | 2.4738 | 2.5418 | 2.5903
Portfolio Adjusted1-in-2Size: Over 200kWAll2024January Monthly Peak | Portfolio Adjusted | 1-in-2 | Size: Over 200kW | All | 2024 | January Monthly Peak | 1 | 117.5233 | 114.0401 | 110.6345 | 111.2035 | 120.6138 | 144.7546 | 173.2765 | 188.6106 | 197.2547 | 197.5762 | 198.7766 | 196.8462 | 191.826 | 190.4729 | 183.2784 | 173.2704 | 164.5268 | 162.1114 | 158.061 | 152.6592 | 147.1232 | 141.0674 | 132.1717 | 125.8838 | 0.38736 | 0.038109 | 0.13466 | -0.055898 | -0.18311 | -0.6581 | -0.0033108 | 0.062838 | -0.28598 | -0.23152 | 0.024558 | 0.31229 | 0.63753 | 1.9043 | 6.1831 | 5.7831 | 5.1278 | 4.646 | 0.94454 | -0.081021 | -0.56545 | -0.64446 | -0.53249 | -0.77861 | 46.5772 | 45.7179 | 45.0007 | 44.5162 | 44.1132 | 43.9975 | 43.7732 | 43.5951 | 43.9619 | 45.8713 | 49.0769 | 51.8879 | 53.7373 | 55.1112 | 56.0155 | 56.5013 | 56.3522 | 54.9256 | 53.0439 | 51.5897 | 50.5019 | 49.512 | 48.666 | 47.7422 | 2.3312 | 1.9811 | 2.1505 | 2.3105 | 2.7206 | 2.3917 | 2.2566 | 2.2969 | 2.4739 | 2.4092 | 2.3739 | 2.6409 | 2.549 | 2.6979 | 2.7618 | 2.6931 | 2.6159 | 2.4329 | 2.2111 | 2.1674 | 2.0475 | 2.1723 | 2.254 | 2.2921
Portfolio Adjusted1-in-2Size: Over 200kWAll2024February Monthly Peak | Portfolio Adjusted | 1-in-2 | Size: Over 200kW | All | 2024 | February Monthly Peak | 2 | 118.952 | 115.3387 | 112.1671 | 112.7246 | 121.639 | 145.3034 | 173.0932 | 187.806 | 196.9391 | 198.6254 | 201.2725 | 201.3112 | 197.7525 | 197.6799 | 191.5542 | 180.5464 | 170.3296 | 165.4554 | 162.533 | 156.5603 | 150.7028 | 143.8879 | 134.0441 | 127.3625 | 0.38482 | 0.031501 | 0.13281 | -0.058185 | -0.1872 | -0.66035 | -0.0043852 | 0.063857 | -0.28586 | -0.23148 | 0.026264 | 0.32161 | 0.65926 | 1.9637 | 6.433 | 6.0063 | 5.2924 | 4.7285 | 0.97284 | -0.083352 | -0.5788 | -0.66054 | -0.54406 | -0.78926 | 49.6797 | 49.3391 | 48.9759 | 48.588 | 48.0959 | 47.7697 | 47.5917 | 47.5268 | 48.102 | 49.8766 | 51.8696 | 53.7264 | 54.4728 | 54.7053 | 54.7588 | 54.2249 | 54.0314 | 53.3591 | 52.1298 | 50.9589 | 49.8556 | 49.2761 | 48.0339 | 46.956 | 2.3523 | 1.9985 | 2.1771 | 2.3408 | 2.739 | 2.3977 | 2.2518 | 2.2833 | 2.4684 | 2.4212 | 2.4034 | 2.6968 | 2.6286 | 2.8041 | 2.8965 | 2.8098 | 2.7081 | 2.4835 | 2.2719 | 2.224 | 2.0978 | 2.2149 | 2.2843 | 2.313
Portfolio Adjusted1-in-2Size: Over 200kWAll2024March Monthly Peak | Portfolio Adjusted | 1-in-2 | Size: Over 200kW | All | 2024 | March Monthly Peak | 3 | 121.9627 | 118.0187 | 114.4761 | 114.3487 | 122.6488 | 145.6957 | 174.0018 | 189.0385 | 197.2702 | 198.9803 | 202.1634 | 202.2534 | 199.3168 | 199.2227 | 193.3941 | 183.5796 | 173.3786 | 165.7364 | 162.932 | 161.2492 | 155.7276 | 148.4872 | 138.1355 | 130.8153 | 0.4009 | 0.039428 | 0.13507 | -0.057568 | -0.18812 | -0.65913 | -0.0033631 | 0.063953 | -0.28637 | -0.23081 | 0.027686 | 0.32484 | 0.6667 | 1.9859 | 6.5024 | 6.1128 | 5.3969 | 4.7375 | 0.97611 | -0.084185 | -0.59619 | -0.67752 | -0.55892 | -0.81066 | 49.5208 | 48.5527 | 47.7298 | 47.2616 | 46.9325 | 46.455 | 46.0747 | 46.0921 | 48.0551 | 50.3959 | 52.7994 | 54.7774 | 55.9955 | 56.9644 | 57.3324 | 57.6964 | 57.4504 | 56.7606 | 55.3284 | 53.3779 | 52.0949 | 50.933 | 49.9987 | 49.1291 | 2.4156 | 2.0484 | 2.2222 | 2.3746 | 2.7574 | 2.402 | 2.261 | 2.2969 | 2.4702 | 2.4237 | 2.4126 | 2.7067 | 2.6475 | 2.8195 | 2.9118 | 2.8446 | 2.7419 | 2.4815 | 2.2764 | 2.2908 | 2.1674 | 2.2847 | 2.3531 | 2.375
Portfolio Adjusted1-in-2Size: Over 200kWAll2024April Monthly Peak | Portfolio Adjusted | 1-in-2 | Size: Over 200kW | All | 2024 | April Monthly Peak | 4 | 125.1198 | 121.1783 | 117.1441 | 117.1947 | 125.7261 | 148.6552 | 174.3872 | 190.4073 | 200.8665 | 206.285 | 213.1993 | 215.5944 | 215.0884 | 216.4284 | 211.1238 | 200.0858 | 187.7484 | 176.3196 | 167.9461 | 166.4951 | 162.4685 | 154.1439 | 143.1098 | 135.4698 | 0.40279 | 0.03497 | 0.13823 | -0.060836 | -0.20127 | -0.67486 | -0.0036633 | 0.06808 | -0.291 | -0.23749 | 0.033975 | 0.3546 | 0.73004 | 2.158 | 7.0801 | 6.647 | 5.8414 | 5.0541 | 1.0265 | -0.063977 | -0.6054 | -0.68861 | -0.57136 | -0.83581 | 62.6415 | 61.6291 | 60.3159 | 59.2798 | 58.4274 | 57.7612 | 57.296 | 57.2034 | 59.4872 | 63.4861 | 67.8413 | 72.0225 | 75.4097 | 77.9018 | 79.2844 | 79.8652 | 79.8802 | 79.3133 | 77.7093 | 75.0408 | 71.2482 | 68.4723 | 66.2025 | 64.0469 | 2.4692 | 2.0974 | 2.2698 | 2.4299 | 2.8178 | 2.4458 | 2.2577 | 2.3037 | 2.5047 | 2.5057 | 2.5379 | 2.8727 | 2.8496 | 3.0549 | 3.1749 | 3.0934 | 2.954 | 2.6215 | 2.3337 | 2.3538 | 2.2568 | 2.3703 | 2.4345 | 2.4548
Portfolio Adjusted1-in-2Size: Over 200kWAll2024May Monthly Peak | Portfolio Adjusted | 1-in-2 | Size: Over 200kW | All | 2024 | May Monthly Peak | 5 | 125.2875 | 121.4027 | 117.5668 | 117.7353 | 126.8172 | 150.2414 | 174.9623 | 193.726 | 205.5703 | 211.9954 | 219.0431 | 221.0146 | 219.6464 | 220.6388 | 215.171 | 203.291 | 190.3928 | 178.1109 | 169.2396 | 165.5472 | 163.3137 | 155.3251 | 144.4087 | 137.1512 | 0.41377 | 0.041629 | 0.14189 | -0.059469 | -0.19994 | -0.67755 | -0.00078692 | 0.070349 | -0.29673 | -0.24669 | 0.032749 | 0.35939 | 0.73964 | 2.209 | 7.2437 | 6.7813 | 5.9519 | 5.1322 | 1.0391 | -0.059245 | -0.60249 | -0.68762 | -0.57057 | -0.84094 | 62.5554 | 61.9342 | 61.2956 | 60.4788 | 59.7352 | 59.301 | 59.1795 | 59.6066 | 61.1681 | 64.4917 | 68.5039 | 72.357 | 76.0199 | 78.6357 | 79.7587 | 80.3573 | 80.3914 | 79.0277 | 76.8911 | 74.0811 | 70.3354 | 67.19 | 65.3562 | 64.0291 | 2.4815 | 2.1061 | 2.2816 | 2.4419 | 2.8407 | 2.4716 | 2.265 | 2.3438 | 2.5605 | 2.5736 | 2.6073 | 2.9514 | 2.9124 | 3.115 | 3.2336 | 3.1389 | 2.9921 | 2.6437 | 2.3503 | 2.336 | 2.2658 | 2.3913 | 2.4601 | 2.4944
Portfolio Adjusted1-in-2Size: Over 200kWAll2024June Monthly Peak | Portfolio Adjusted | 1-in-2 | Size: Over 200kW | All | 2024 | June Monthly Peak | 6 | 133.9007 | 129.6943 | 125.4402 | 125.5934 | 134.2327 | 156.578 | 181.1529 | 199.8444 | 211.656 | 218.51 | 226.0594 | 227.3214 | 223.3227 | 223.6593 | 218.159 | 208.9507 | 197.2637 | 185.0988 | 177.3712 | 172.6869 | 170.9708 | 163.256 | 151.5625 | 144.3985 | 0.20809 | -0.04532 | 0.035326 | -0.18024 | -0.36301 | -0.74197 | -0.18808 | -0.14328 | -0.27584 | -0.15723 | -0.12551 | 0.20351 | 0.64688 | 2.217 | 7.3109 | 7.0097 | 6.2446 | 5.4377 | 1.4059 | 0.068881 | -0.47858 | -0.62056 | -0.63593 | -0.86939 | 67.289 | 66.3712 | 65.4433 | 64.3806 | 63.6391 | 62.8981 | 62.2448 | 62.956 | 65.7351 | 70.2868 | 75.1513 | 79.4783 | 82.1758 | 83.7308 | 85.2477 | 85.8142 | 86.2561 | 85.5578 | 84.4071 | 81.6278 | 77.814 | 73.6474 | 71.3316 | 69.6524 | 2.5726 | 2.1794 | 2.3538 | 2.5066 | 2.8797 | 2.4768 | 2.2515 | 2.3187 | 2.5319 | 2.5515 | 2.5895 | 2.9148 | 2.8406 | 3.0249 | 3.1271 | 3.0731 | 2.9508 | 2.6257 | 2.3652 | 2.3388 | 2.2837 | 2.4242 | 2.4883 | 2.5342
Portfolio Adjusted1-in-2Size: Over 200kWAll2024July Monthly Peak | Portfolio Adjusted | 1-in-2 | Size: Over 200kW | All | 2024 | July Monthly Peak | 7 | 138.1668 | 133.9985 | 130.6457 | 130.7199 | 140.2159 | 164.4087 | 190.3493 | 208.8892 | 221.2691 | 229.6101 | 237.7893 | 239.0224 | 235.3753 | 236.0507 | 230.6544 | 221.2824 | 209.4185 | 196.8535 | 187.0954 | 181.8325 | 179.3419 | 171.049 | 158.7038 | 150.7302 | -0.34703 | -0.28639 | -0.2541 | -0.42719 | -0.67492 | -0.86488 | -0.64199 | -0.70714 | -0.23215 | 0.032475 | -0.50637 | -0.2572 | 0.31581 | 2.1817 | 7.5104 | 7.3775 | 6.6757 | 5.9068 | 2.098 | 0.22553 | -0.22812 | -0.45112 | -0.77852 | -0.8787 | 74.298 | 73.32 | 72.5502 | 71.8277 | 71.1069 | 70.3982 | 69.9488 | 70.6884 | 73.4049 | 77.0447 | 80.8853 | 84.5822 | 87.2103 | 88.8571 | 90.2366 | 90.7276 | 90.1221 | 89.1078 | 88.3477 | 86.8808 | 84.1848 | 80.6864 | 78.241 | 76.4913 | 2.5973 | 2.2006 | 2.3976 | 2.5473 | 2.9338 | 2.5373 | 2.3068 | 2.3629 | 2.581 | 2.6158 | 2.6572 | 2.9911 | 2.9146 | 3.1072 | 3.2097 | 3.1558 | 3.0318 | 2.7096 | 2.4287 | 2.3985 | 2.3379 | 2.4822 | 2.5474 | 2.5896
Portfolio Adjusted1-in-2Size: Over 200kWAll2024August Monthly Peak | Portfolio Adjusted | 1-in-2 | Size: Over 200kW | All | 2024 | August Monthly Peak | 8 | 140.8784 | 136.288 | 132.2466 | 132.9356 | 142.6292 | 167.9468 | 196.443 | 215.99 | 229.8973 | 238.7368 | 247.3889 | 249.5472 | 246.4524 | 247.6658 | 241.6683 | 229.9457 | 215.5738 | 201.0945 | 190.6812 | 186.1405 | 182.3132 | 173.0542 | 160.7798 | 153.0962 | -0.37894 | -0.31381 | -0.279 | -0.43214 | -0.68078 | -0.91573 | -0.69151 | -0.76283 | -0.23533 | 0.047851 | -0.51972 | -0.29733 | 0.28935 | 2.2366 | 7.803 | 7.6016 | 6.8043 | 5.9737 | 2.0901 | 0.16299 | -0.27416 | -0.47696 | -0.80414 | -0.89519 | 74.2061 | 72.8467 | 71.6969 | 70.9725 | 70.32 | 69.55 | 69.2012 | 69.0328 | 71.0878 | 75.99 | 81.2175 | 85.8157 | 89.0777 | 90.999 | 92.2277 | 92.621 | 92.5891 | 91.8987 | 90.1018 | 86.7863 | 82.3204 | 79.2231 | 77.4047 | 75.9808 | 2.6441 | 2.2336 | 2.423 | 2.5877 | 2.9826 | 2.5896 | 2.3793 | 2.4442 | 2.6834 | 2.7205 | 2.7648 | 3.1227 | 3.0561 | 3.266 | 3.3731 | 3.2877 | 3.121 | 2.7624 | 2.4719 | 2.452 | 2.3739 | 2.5083 | 2.576 | 2.6246
Portfolio Adjusted1-in-2Size: Over 200kWAll2024September Monthly Peak | Portfolio Adjusted | 1-in-2 | Size: Over 200kW | All | 2024 | September Monthly Peak | 9 | 138.768 | 134.9757 | 131.2098 | 131.8805 | 142.021 | 167.2387 | 197.3501 | 217.7088 | 234.9811 | 245.0847 | 254.0807 | 256.3614 | 252.8791 | 254.196 | 247.4744 | 233.7495 | 217.6002 | 202.0649 | 191.8271 | 189.4533 | 182.1563 | 172.9115 | 159.4187 | 151.3912 | -0.28377 | -0.25291 | -0.22199 | -0.39009 | -0.62856 | -0.86896 | -0.62646 | -0.71736 | -0.2649 | -0.010119 | -0.51639 | -0.28206 | 0.30264 | 2.3001 | 7.9705 | 7.7045 | 6.8605 | 5.985 | 2.0375 | 0.16412 | -0.27994 | -0.47668 | -0.76863 | -0.87892 | 72.9555 | 71.8843 | 71.0658 | 70.3468 | 69.6534 | 68.9439 | 68.7154 | 68.6413 | 70.612 | 75.0047 | 80.055 | 84.8204 | 88.9431 | 91.3794 | 92.6636 | 93.0209 | 92.783 | 91.692 | 90.2234 | 87.1446 | 83.3753 | 80.4979 | 78.5516 | 77.2626 | 2.6002 | 2.2087 | 2.401 | 2.5644 | 2.9739 | 2.5769 | 2.3913 | 2.4657 | 2.7485 | 2.7982 | 2.8412 | 3.2073 | 3.138 | 3.3571 | 3.4699 | 3.358 | 3.1646 | 2.7825 | 2.4865 | 2.4931 | 2.3683 | 2.502 | 2.5516 | 2.5934
Portfolio Adjusted1-in-2Size: Over 200kWAll2024October Monthly Peak | Portfolio Adjusted | 1-in-2 | Size: Over 200kW | All | 2024 | October Monthly Peak | 10 | 132.9347 | 128.8613 | 124.3772 | 124.1206 | 133.1835 | 157.0306 | 186.069 | 202.5331 | 215.5172 | 224.2194 | 233.232 | 237.0246 | 236.2347 | 237.921 | 232.1057 | 219.0881 | 203.7133 | 190.202 | 184.6777 | 179.018 | 171.32 | 162.4213 | 150.5914 | 142.5456 | 0.3399 | 0.01357 | 0.10301 | -0.11662 | -0.27977 | -0.71758 | -0.08966 | -0.033572 | -0.30424 | -0.22301 | -0.050421 | 0.29973 | 0.73763 | 2.3604 | 7.7669 | 7.3061 | 6.3964 | 5.5279 | 1.3008 | 0.018133 | -0.54837 | -0.66472 | -0.60632 | -0.86568 | 65.5439 | 64.6087 | 63.7946 | 62.9249 | 62.1854 | 61.5851 | 61.093 | 61.0535 | 62.1026 | 65.6397 | 71.0893 | 77.1142 | 82.6134 | 85.7961 | 86.5654 | 87.1009 | 87.1811 | 86.2022 | 83.4518 | 78.7181 | 75.2499 | 72.6681 | 70.5832 | 69.0169 | 2.5882 | 2.1947 | 2.3667 | 2.5207 | 2.9212 | 2.5306 | 2.3616 | 2.4026 | 2.6357 | 2.6739 | 2.723 | 3.0979 | 3.0695 | 3.2909 | 3.417 | 3.3149 | 3.1281 | 2.7612 | 2.508 | 2.4704 | 2.3298 | 2.4505 | 2.5141 | 2.5419
Portfolio Adjusted1-in-2Size: Over 200kWAll2024November Monthly Peak | Portfolio Adjusted | 1-in-2 | Size: Over 200kW | All | 2024 | November Monthly Peak | 11 | 124.5978 | 120.87 | 117.0022 | 116.919 | 125.8623 | 148.9867 | 174.3562 | 189.7743 | 200.1144 | 205.4757 | 211.4845 | 213.158 | 211.5059 | 212.1803 | 205.7882 | 194.0439 | 183.3438 | 177.7292 | 169.9758 | 163.5138 | 157.1293 | 149.413 | 139.4899 | 132.9018 | 0.42182 | 0.050969 | 0.15137 | -0.056959 | -0.19564 | -0.67198 | -8.8628e-05 | 0.069899 | -0.28884 | -0.23918 | 0.032463 | 0.34826 | 0.7168 | 2.1302 | 6.9387 | 6.4811 | 5.7352 | 5.125 | 1.0404 | -0.060098 | -0.58159 | -0.66459 | -0.55029 | -0.81558 | 58.9535 | 58.0059 | 57.4396 | 56.7595 | 55.7428 | 54.8486 | 54.8861 | 54.7796 | 57.4947 | 61.2714 | 65.9485 | 70.5517 | 73.4009 | 74.9757 | 76.0605 | 75.8804 | 74.023 | 70.9746 | 67.879 | 65.7121 | 64.1883 | 63.2995 | 62.3832 | 61.7272 | 2.4773 | 2.1031 | 2.2787 | 2.4243 | 2.8153 | 2.4537 | 2.2611 | 2.2974 | 2.4941 | 2.4929 | 2.515 | 2.8442 | 2.7995 | 2.9903 | 3.0829 | 2.9915 | 2.8812 | 2.6401 | 2.3627 | 2.3078 | 2.1805 | 2.3006 | 2.3782 | 2.4213
Portfolio Adjusted1-in-2Size: Over 200kWAll2024December Monthly Peak | Portfolio Adjusted | 1-in-2 | Size: Over 200kW | All | 2024 | December Monthly Peak | 12 | 119.3348 | 115.5044 | 111.9992 | 111.7487 | 120.3395 | 143.2633 | 170.084 | 183.9573 | 192.2766 | 194.7216 | 197.2028 | 196.2578 | 192.8155 | 192.4064 | 186.1707 | 176.4794 | 169.2485 | 165.5671 | 159.7173 | 154.3505 | 148.8365 | 142.4403 | 132.8889 | 126.1746 | 0.4007 | 0.044971 | 0.14474 | -0.05435 | -0.18272 | -0.64608 | 0.0019592 | 0.066983 | -0.27768 | -0.22763 | 0.027043 | 0.31535 | 0.64417 | 1.921 | 6.2688 | 5.8852 | 5.2778 | 4.7575 | 0.96683 | -0.070261 | -0.564 | -0.64595 | -0.534 | -0.77932 | 50.6816 | 49.8195 | 49.1802 | 48.6884 | 48.1085 | 47.5342 | 47.2824 | 47.192 | 47.8212 | 51.0785 | 54.8543 | 58.0413 | 60.1215 | 61.3002 | 62.0166 | 62.3139 | 61.7486 | 59.5354 | 56.7943 | 54.6415 | 52.9456 | 51.1221 | 49.4652 | 48.1197 | 2.372 | 2.0091 | 2.1826 | 2.3195 | 2.7021 | 2.3629 | 2.2082 | 2.2311 | 2.4013 | 2.3678 | 2.3499 | 2.6266 | 2.561 | 2.7236 | 2.8056 | 2.7391 | 2.6803 | 2.4712 | 2.2263 | 2.1856 | 2.0693 | 2.1929 | 2.2662 | 2.2984
Portfolio Adjusted1-in-2Size: Over 200kWAll2024Typical Event Day | Portfolio Adjusted | 1-in-2 | Size: Over 200kW | All | 2024 | Typical Event Day | 8 | 140.1014 | 135.5204 | 131.3893 | 132.0366 | 141.6365 | 166.7704 | 195.062 | 213.977 | 226.9884 | 234.9349 | 242.9451 | 244.8597 | 241.6991 | 242.9621 | 237.171 | 225.7606 | 211.7467 | 197.7665 | 187.9967 | 183.6978 | 180.1653 | 171.1341 | 159.0814 | 151.5679 | -0.19889 | -0.22596 | -0.178 | -0.36247 | -0.59624 | -0.85951 | -0.53949 | -0.57903 | -0.25477 | -0.023028 | -0.41384 | -0.14474 | 0.40692 | 2.2676 | 7.7505 | 7.5096 | 6.7128 | 5.8801 | 1.9248 | 0.16973 | -0.31158 | -0.50523 | -0.74947 | -0.8893 | 72.1872 | 71.1055 | 70.1891 | 69.3819 | 68.6799 | 67.9476 | 67.5275 | 67.8296 | 70.2099 | 74.5815 | 79.3272 | 83.6742 | 86.8518 | 88.7416 | 90.0939 | 90.5459 | 90.4376 | 89.5641 | 88.27 | 85.6099 | 81.9236 | 78.5137 | 76.3822 | 74.8468 | 2.6216 | 2.2147 | 2.4007 | 2.5637 | 2.9543 | 2.5651 | 2.3569 | 2.4159 | 2.6436 | 2.6714 | 2.7095 | 3.0574 | 2.9921 | 3.1995 | 3.3075 | 3.2257 | 3.064 | 2.7141 | 2.4323 | 2.4155 | 2.3407 | 2.4738 | 2.5418 | 2.5903
Portfolio Adjusted1-in-2Size: Over 200kWAll2025January Monthly Peak | Portfolio Adjusted | 1-in-2 | Size: Over 200kW | All | 2025 | January Monthly Peak | 1 | 117.5233 | 114.0401 | 110.6345 | 111.2035 | 120.6138 | 144.7546 | 173.2765 | 188.6106 | 197.2547 | 197.5762 | 198.7766 | 196.8462 | 191.826 | 190.4729 | 183.2784 | 173.2704 | 164.5268 | 162.1114 | 158.061 | 152.6592 | 147.1232 | 141.0674 | 132.1717 | 125.8838 | 0.38736 | 0.038109 | 0.13466 | -0.055898 | -0.18311 | -0.6581 | -0.0033108 | 0.062838 | -0.28598 | -0.23152 | 0.024558 | 0.31229 | 0.63753 | 1.9043 | 6.1831 | 5.7831 | 5.1278 | 4.646 | 0.94454 | -0.081021 | -0.56545 | -0.64446 | -0.53249 | -0.77861 | 46.5772 | 45.7179 | 45.0007 | 44.5162 | 44.1132 | 43.9975 | 43.7732 | 43.5951 | 43.9619 | 45.8713 | 49.0769 | 51.888 | 53.7373 | 55.1112 | 56.0155 | 56.5013 | 56.3522 | 54.9256 | 53.0439 | 51.5897 | 50.5019 | 49.512 | 48.666 | 47.7422 | 2.3312 | 1.9811 | 2.1505 | 2.3105 | 2.7206 | 2.3917 | 2.2566 | 2.2969 | 2.4739 | 2.4092 | 2.3739 | 2.6409 | 2.549 | 2.6979 | 2.7618 | 2.6931 | 2.6159 | 2.4329 | 2.2111 | 2.1674 | 2.0475 | 2.1723 | 2.254 | 2.2921
Portfolio Adjusted1-in-2Size: Over 200kWAll2025February Monthly Peak | Portfolio Adjusted | 1-in-2 | Size: Over 200kW | All | 2025 | February Monthly Peak | 2 | 118.952 | 115.3387 | 112.1671 | 112.7246 | 121.639 | 145.3034 | 173.0932 | 187.806 | 196.9391 | 198.6254 | 201.2725 | 201.3112 | 197.7525 | 197.6799 | 191.5542 | 180.5464 | 170.3296 | 165.4554 | 162.533 | 156.5603 | 150.7028 | 143.8879 | 134.0441 | 127.3625 | 0.38482 | 0.031501 | 0.13281 | -0.058185 | -0.1872 | -0.66035 | -0.0043853 | 0.063858 | -0.28586 | -0.23148 | 0.026264 | 0.32161 | 0.65926 | 1.9637 | 6.433 | 6.0063 | 5.2924 | 4.7285 | 0.97284 | -0.083352 | -0.5788 | -0.66054 | -0.54406 | -0.78926 | 49.6796 | 49.3391 | 48.9759 | 48.588 | 48.0959 | 47.7697 | 47.5917 | 47.5268 | 48.102 | 49.8766 | 51.8696 | 53.7264 | 54.4728 | 54.7053 | 54.7588 | 54.2249 | 54.0314 | 53.3591 | 52.1298 | 50.9589 | 49.8556 | 49.2761 | 48.0339 | 46.956 | 2.3523 | 1.9985 | 2.1771 | 2.3408 | 2.739 | 2.3977 | 2.2518 | 2.2833 | 2.4684 | 2.4212 | 2.4034 | 2.6968 | 2.6286 | 2.8041 | 2.8965 | 2.8098 | 2.7081 | 2.4835 | 2.2719 | 2.224 | 2.0978 | 2.2149 | 2.2843 | 2.313
Portfolio Adjusted1-in-2Size: Over 200kWAll2025March Monthly Peak | Portfolio Adjusted | 1-in-2 | Size: Over 200kW | All | 2025 | March Monthly Peak | 3 | 121.9627 | 118.0187 | 114.4761 | 114.3487 | 122.6488 | 145.6957 | 174.0018 | 189.0385 | 197.2702 | 198.9803 | 202.1634 | 202.2534 | 199.3168 | 199.2227 | 193.3941 | 183.5796 | 173.3786 | 165.7364 | 162.932 | 161.2492 | 155.7276 | 148.4872 | 138.1355 | 130.8153 | 0.4009 | 0.039428 | 0.13507 | -0.057568 | -0.18812 | -0.65913 | -0.0033631 | 0.063953 | -0.28637 | -0.23081 | 0.027686 | 0.32484 | 0.6667 | 1.9859 | 6.5024 | 6.1128 | 5.3969 | 4.7375 | 0.97611 | -0.084185 | -0.59619 | -0.67752 | -0.55892 | -0.81066 | 49.5208 | 48.5527 | 47.7298 | 47.2616 | 46.9325 | 46.455 | 46.0747 | 46.0921 | 48.0551 | 50.3959 | 52.7994 | 54.7774 | 55.9955 | 56.9644 | 57.3324 | 57.6964 | 57.4504 | 56.7606 | 55.3284 | 53.3779 | 52.0949 | 50.933 | 49.9987 | 49.1291 | 2.4156 | 2.0484 | 2.2222 | 2.3746 | 2.7574 | 2.402 | 2.261 | 2.2969 | 2.4702 | 2.4237 | 2.4126 | 2.7067 | 2.6475 | 2.8195 | 2.9118 | 2.8446 | 2.7419 | 2.4815 | 2.2764 | 2.2908 | 2.1674 | 2.2847 | 2.3531 | 2.375
Portfolio Adjusted1-in-2Size: Over 200kWAll2025April Monthly Peak | Portfolio Adjusted | 1-in-2 | Size: Over 200kW | All | 2025 | April Monthly Peak | 4 | 125.1198 | 121.1783 | 117.1441 | 117.1947 | 125.7261 | 148.6552 | 174.3872 | 190.4073 | 200.8665 | 206.285 | 213.1993 | 215.5944 | 215.0884 | 216.4284 | 211.1238 | 200.0858 | 187.7484 | 176.3196 | 167.9461 | 166.4951 | 162.4685 | 154.1439 | 143.1098 | 135.4698 | 0.40279 | 0.03497 | 0.13823 | -0.060836 | -0.20127 | -0.67486 | -0.0036633 | 0.06808 | -0.291 | -0.23749 | 0.033975 | 0.3546 | 0.73004 | 2.158 | 7.0801 | 6.647 | 5.8414 | 5.0541 | 1.0265 | -0.063977 | -0.6054 | -0.68861 | -0.57136 | -0.83581 | 62.6415 | 61.629 | 60.3159 | 59.2798 | 58.4274 | 57.7612 | 57.296 | 57.2034 | 59.4872 | 63.4861 | 67.8413 | 72.0225 | 75.4097 | 77.9018 | 79.2844 | 79.8652 | 79.8802 | 79.3133 | 77.7093 | 75.0408 | 71.2482 | 68.4723 | 66.2025 | 64.0469 | 2.4692 | 2.0974 | 2.2698 | 2.4299 | 2.8178 | 2.4458 | 2.2577 | 2.3037 | 2.5047 | 2.5057 | 2.5379 | 2.8727 | 2.8496 | 3.0549 | 3.1749 | 3.0934 | 2.954 | 2.6215 | 2.3337 | 2.3538 | 2.2568 | 2.3703 | 2.4345 | 2.4548
Portfolio Adjusted1-in-2Size: Over 200kWAll2025May Monthly Peak | Portfolio Adjusted | 1-in-2 | Size: Over 200kW | All | 2025 | May Monthly Peak | 5 | 125.2875 | 121.4027 | 117.5669 | 117.7353 | 126.8172 | 150.2414 | 174.9623 | 193.726 | 205.5703 | 211.9954 | 219.0431 | 221.0145 | 219.6464 | 220.6388 | 215.171 | 203.291 | 190.3928 | 178.1109 | 169.2396 | 165.5471 | 163.3136 | 155.3251 | 144.4087 | 137.1512 | 0.41376 | 0.041629 | 0.14189 | -0.059469 | -0.19994 | -0.67755 | -0.00078692 | 0.070349 | -0.29673 | -0.24669 | 0.032749 | 0.35939 | 0.73964 | 2.209 | 7.2437 | 6.7813 | 5.9519 | 5.1322 | 1.0391 | -0.059244 | -0.60249 | -0.68762 | -0.57057 | -0.84094 | 62.5554 | 61.9342 | 61.2956 | 60.4788 | 59.7352 | 59.301 | 59.1795 | 59.6066 | 61.1681 | 64.4917 | 68.5039 | 72.357 | 76.0199 | 78.6357 | 79.7587 | 80.3573 | 80.3914 | 79.0277 | 76.8911 | 74.0811 | 70.3353 | 67.19 | 65.3562 | 64.0291 | 2.4815 | 2.1061 | 2.2816 | 2.4419 | 2.8407 | 2.4716 | 2.265 | 2.3438 | 2.5605 | 2.5736 | 2.6073 | 2.9514 | 2.9124 | 3.115 | 3.2336 | 3.1389 | 2.9921 | 2.6437 | 2.3503 | 2.336 | 2.2658 | 2.3913 | 2.4601 | 2.4944
Portfolio Adjusted1-in-2Size: Over 200kWAll2025June Monthly Peak | Portfolio Adjusted | 1-in-2 | Size: Over 200kW | All | 2025 | June Monthly Peak | 6 | 133.9007 | 129.6943 | 125.4402 | 125.5934 | 134.2327 | 156.578 | 181.1528 | 199.8444 | 211.656 | 218.51 | 226.0594 | 227.3214 | 223.3227 | 223.6592 | 218.159 | 208.9507 | 197.2637 | 185.0988 | 177.3712 | 172.6869 | 170.9708 | 163.256 | 151.5625 | 144.3985 | 0.20809 | -0.04532 | 0.035326 | -0.18024 | -0.36301 | -0.74197 | -0.18808 | -0.14328 | -0.27584 | -0.15723 | -0.12551 | 0.20351 | 0.64688 | 2.217 | 7.3109 | 7.0097 | 6.2446 | 5.4377 | 1.4059 | 0.068881 | -0.47858 | -0.62056 | -0.63593 | -0.86939 | 67.289 | 66.3712 | 65.4433 | 64.3806 | 63.6391 | 62.8981 | 62.2448 | 62.956 | 65.7351 | 70.2868 | 75.1513 | 79.4783 | 82.1758 | 83.7308 | 85.2477 | 85.8142 | 86.2561 | 85.5578 | 84.4072 | 81.6278 | 77.814 | 73.6474 | 71.3316 | 69.6524 | 2.5726 | 2.1794 | 2.3538 | 2.5066 | 2.8797 | 2.4768 | 2.2515 | 2.3187 | 2.5319 | 2.5515 | 2.5895 | 2.9148 | 2.8406 | 3.0249 | 3.1271 | 3.0731 | 2.9508 | 2.6257 | 2.3652 | 2.3388 | 2.2837 | 2.4242 | 2.4883 | 2.5342
Portfolio Adjusted1-in-2Size: Over 200kWAll2025July Monthly Peak | Portfolio Adjusted | 1-in-2 | Size: Over 200kW | All | 2025 | July Monthly Peak | 7 | 138.1668 | 133.9985 | 130.6457 | 130.7199 | 140.2159 | 164.4087 | 190.3493 | 208.8892 | 221.2691 | 229.6101 | 237.7893 | 239.0224 | 235.3753 | 236.0506 | 230.6544 | 221.2824 | 209.4185 | 196.8535 | 187.0954 | 181.8325 | 179.3419 | 171.049 | 158.7038 | 150.7302 | -0.34703 | -0.28639 | -0.2541 | -0.42719 | -0.67492 | -0.86488 | -0.64199 | -0.70714 | -0.23215 | 0.032475 | -0.50637 | -0.2572 | 0.31581 | 2.1817 | 7.5104 | 7.3775 | 6.6757 | 5.9068 | 2.098 | 0.22553 | -0.22812 | -0.45112 | -0.77852 | -0.8787 | 74.298 | 73.32 | 72.5502 | 71.8277 | 71.1069 | 70.3982 | 69.9488 | 70.6884 | 73.4049 | 77.0447 | 80.8853 | 84.5822 | 87.2104 | 88.8571 | 90.2366 | 90.7276 | 90.1221 | 89.1078 | 88.3477 | 86.8808 | 84.1848 | 80.6864 | 78.241 | 76.4913 | 2.5973 | 2.2006 | 2.3976 | 2.5473 | 2.9338 | 2.5373 | 2.3068 | 2.3629 | 2.581 | 2.6158 | 2.6572 | 2.9911 | 2.9146 | 3.1072 | 3.2097 | 3.1558 | 3.0318 | 2.7096 | 2.4287 | 2.3985 | 2.3379 | 2.4822 | 2.5474 | 2.5896
Portfolio Adjusted1-in-2Size: Over 200kWAll2025August Monthly Peak | Portfolio Adjusted | 1-in-2 | Size: Over 200kW | All | 2025 | August Monthly Peak | 8 | 140.8784 | 136.288 | 132.2466 | 132.9356 | 142.6292 | 167.9468 | 196.443 | 215.99 | 229.8973 | 238.7368 | 247.3889 | 249.5472 | 246.4524 | 247.6658 | 241.6683 | 229.9458 | 215.5738 | 201.0945 | 190.6812 | 186.1405 | 182.3132 | 173.0542 | 160.7798 | 153.0962 | -0.37894 | -0.31381 | -0.279 | -0.43214 | -0.68078 | -0.91573 | -0.69151 | -0.76283 | -0.23533 | 0.047851 | -0.51972 | -0.29733 | 0.28935 | 2.2366 | 7.803 | 7.6016 | 6.8043 | 5.9737 | 2.0901 | 0.16299 | -0.27416 | -0.47696 | -0.80414 | -0.89519 | 74.2061 | 72.8467 | 71.6969 | 70.9725 | 70.32 | 69.55 | 69.2012 | 69.0328 | 71.0878 | 75.99 | 81.2175 | 85.8157 | 89.0777 | 90.999 | 92.2277 | 92.621 | 92.5891 | 91.8987 | 90.1018 | 86.7863 | 82.3204 | 79.2231 | 77.4047 | 75.9808 | 2.6441 | 2.2336 | 2.423 | 2.5877 | 2.9826 | 2.5896 | 2.3793 | 2.4442 | 2.6834 | 2.7205 | 2.7648 | 3.1227 | 3.0561 | 3.266 | 3.3731 | 3.2877 | 3.121 | 2.7624 | 2.4719 | 2.452 | 2.3739 | 2.5083 | 2.576 | 2.6246
Portfolio Adjusted1-in-2Size: Over 200kWAll2025September Monthly Peak | Portfolio Adjusted | 1-in-2 | Size: Over 200kW | All | 2025 | September Monthly Peak | 9 | 138.768 | 134.9758 | 131.2098 | 131.8805 | 142.021 | 167.2387 | 197.3501 | 217.7088 | 234.9811 | 245.0847 | 254.0807 | 256.3614 | 252.879 | 254.196 | 247.4744 | 233.7495 | 217.6002 | 202.0649 | 191.8271 | 189.4533 | 182.1563 | 172.9115 | 159.4187 | 151.3912 | -0.28377 | -0.25291 | -0.22199 | -0.39009 | -0.62856 | -0.86896 | -0.62646 | -0.71736 | -0.2649 | -0.010119 | -0.51639 | -0.28206 | 0.30264 | 2.3001 | 7.9705 | 7.7045 | 6.8605 | 5.985 | 2.0375 | 0.16412 | -0.27994 | -0.47668 | -0.76863 | -0.87892 | 72.9555 | 71.8843 | 71.0658 | 70.3468 | 69.6534 | 68.9439 | 68.7154 | 68.6413 | 70.612 | 75.0047 | 80.055 | 84.8204 | 88.9431 | 91.3794 | 92.6636 | 93.0209 | 92.783 | 91.692 | 90.2234 | 87.1446 | 83.3753 | 80.4979 | 78.5516 | 77.2626 | 2.6002 | 2.2087 | 2.401 | 2.5644 | 2.9739 | 2.5769 | 2.3913 | 2.4657 | 2.7485 | 2.7982 | 2.8412 | 3.2073 | 3.138 | 3.3571 | 3.4699 | 3.358 | 3.1646 | 2.7825 | 2.4865 | 2.4931 | 2.3683 | 2.502 | 2.5516 | 2.5934
Portfolio Adjusted1-in-2Size: Over 200kWAll2025October Monthly Peak | Portfolio Adjusted | 1-in-2 | Size: Over 200kW | All | 2025 | October Monthly Peak | 10 | 132.9347 | 128.8613 | 124.3772 | 124.1206 | 133.1835 | 157.0306 | 186.069 | 202.5331 | 215.5172 | 224.2194 | 233.232 | 237.0246 | 236.2347 | 237.921 | 232.1057 | 219.0881 | 203.7133 | 190.202 | 184.6777 | 179.018 | 171.32 | 162.4213 | 150.5914 | 142.5456 | 0.3399 | 0.01357 | 0.10301 | -0.11662 | -0.27977 | -0.71758 | -0.08966 | -0.033572 | -0.30424 | -0.22301 | -0.050421 | 0.29973 | 0.73763 | 2.3604 | 7.7669 | 7.3061 | 6.3964 | 5.5279 | 1.3008 | 0.018133 | -0.54837 | -0.66472 | -0.60632 | -0.86568 | 65.5439 | 64.6087 | 63.7946 | 62.9249 | 62.1854 | 61.5851 | 61.093 | 61.0535 | 62.1026 | 65.6397 | 71.0893 | 77.1142 | 82.6134 | 85.7961 | 86.5654 | 87.1009 | 87.1811 | 86.2022 | 83.4518 | 78.7181 | 75.2499 | 72.6681 | 70.5832 | 69.0169 | 2.5882 | 2.1947 | 2.3667 | 2.5207 | 2.9212 | 2.5306 | 2.3616 | 2.4026 | 2.6357 | 2.6739 | 2.723 | 3.0979 | 3.0695 | 3.2909 | 3.417 | 3.3149 | 3.1281 | 2.7612 | 2.508 | 2.4704 | 2.3298 | 2.4505 | 2.5141 | 2.5419
Portfolio Adjusted1-in-2Size: Over 200kWAll2025November Monthly Peak | Portfolio Adjusted | 1-in-2 | Size: Over 200kW | All | 2025 | November Monthly Peak | 11 | 124.5978 | 120.87 | 117.0022 | 116.919 | 125.8623 | 148.9867 | 174.3562 | 189.7743 | 200.1144 | 205.4757 | 211.4845 | 213.158 | 211.5059 | 212.1803 | 205.7882 | 194.0439 | 183.3439 | 177.7292 | 169.9758 | 163.5138 | 157.1293 | 149.413 | 139.4899 | 132.9018 | 0.42182 | 0.050969 | 0.15137 | -0.056959 | -0.19564 | -0.67198 | -8.8629e-05 | 0.069899 | -0.28884 | -0.23918 | 0.032463 | 0.34826 | 0.7168 | 2.1302 | 6.9387 | 6.4811 | 5.7352 | 5.125 | 1.0404 | -0.060098 | -0.58159 | -0.66459 | -0.55029 | -0.81558 | 58.9535 | 58.0059 | 57.4396 | 56.7595 | 55.7428 | 54.8486 | 54.8861 | 54.7796 | 57.4947 | 61.2714 | 65.9485 | 70.5517 | 73.4009 | 74.9757 | 76.0605 | 75.8804 | 74.023 | 70.9746 | 67.879 | 65.7121 | 64.1883 | 63.2995 | 62.3832 | 61.7272 | 2.4773 | 2.1031 | 2.2787 | 2.4243 | 2.8153 | 2.4537 | 2.2611 | 2.2974 | 2.4941 | 2.4929 | 2.515 | 2.8442 | 2.7995 | 2.9903 | 3.0829 | 2.9915 | 2.8812 | 2.6401 | 2.3627 | 2.3078 | 2.1805 | 2.3006 | 2.3782 | 2.4213
Portfolio Adjusted1-in-2Size: Over 200kWAll2025December Monthly Peak | Portfolio Adjusted | 1-in-2 | Size: Over 200kW | All | 2025 | December Monthly Peak | 12 | 119.3348 | 115.5044 | 111.9992 | 111.7487 | 120.3395 | 143.2633 | 170.084 | 183.9573 | 192.2766 | 194.7217 | 197.2028 | 196.2578 | 192.8155 | 192.4064 | 186.1707 | 176.4794 | 169.2485 | 165.5671 | 159.7173 | 154.3505 | 148.8365 | 142.4403 | 132.8889 | 126.1746 | 0.4007 | 0.044971 | 0.14474 | -0.05435 | -0.18272 | -0.64608 | 0.0019591 | 0.066983 | -0.27768 | -0.22763 | 0.027043 | 0.31535 | 0.64417 | 1.921 | 6.2688 | 5.8852 | 5.2778 | 4.7575 | 0.96683 | -0.07026 | -0.564 | -0.64595 | -0.534 | -0.77932 | 50.6816 | 49.8195 | 49.1802 | 48.6884 | 48.1085 | 47.5342 | 47.2824 | 47.192 | 47.8212 | 51.0785 | 54.8543 | 58.0413 | 60.1215 | 61.3002 | 62.0166 | 62.3139 | 61.7486 | 59.5354 | 56.7943 | 54.6415 | 52.9456 | 51.1221 | 49.4652 | 48.1197 | 2.372 | 2.0091 | 2.1826 | 2.3195 | 2.7021 | 2.3629 | 2.2082 | 2.2311 | 2.4013 | 2.3678 | 2.3499 | 2.6266 | 2.561 | 2.7236 | 2.8056 | 2.7391 | 2.6803 | 2.4712 | 2.2263 | 2.1856 | 2.0693 | 2.1929 | 2.2662 | 2.2984
Portfolio Adjusted1-in-2Size: Over 200kWAll2025Typical Event Day | Portfolio Adjusted | 1-in-2 | Size: Over 200kW | All | 2025 | Typical Event Day | 8 | 140.1014 | 135.5204 | 131.3893 | 132.0366 | 141.6365 | 166.7704 | 195.062 | 213.977 | 226.9884 | 234.9349 | 242.9451 | 244.8597 | 241.6991 | 242.9621 | 237.171 | 225.7606 | 211.7468 | 197.7665 | 187.9968 | 183.6978 | 180.1653 | 171.1341 | 159.0814 | 151.5679 | -0.19889 | -0.22596 | -0.178 | -0.36247 | -0.59624 | -0.85951 | -0.53949 | -0.57903 | -0.25477 | -0.023028 | -0.41384 | -0.14474 | 0.40692 | 2.2676 | 7.7505 | 7.5096 | 6.7128 | 5.8801 | 1.9248 | 0.16973 | -0.31158 | -0.50523 | -0.74947 | -0.8893 | 72.1872 | 71.1055 | 70.1891 | 69.3819 | 68.6799 | 67.9476 | 67.5275 | 67.8296 | 70.2099 | 74.5815 | 79.3272 | 83.6742 | 86.8518 | 88.7416 | 90.0939 | 90.5459 | 90.4376 | 89.5641 | 88.27 | 85.6099 | 81.9236 | 78.5137 | 76.3822 | 74.8468 | 2.6216 | 2.2147 | 2.4007 | 2.5637 | 2.9543 | 2.5651 | 2.3569 | 2.4159 | 2.6436 | 2.6714 | 2.7095 | 3.0574 | 2.9921 | 3.1995 | 3.3075 | 3.2257 | 3.064 | 2.7141 | 2.4323 | 2.4155 | 2.3407 | 2.4738 | 2.5418 | 2.5903
Portfolio Adjusted1-in-2Size: Over 200kWAll2026January Monthly Peak | Portfolio Adjusted | 1-in-2 | Size: Over 200kW | All | 2026 | January Monthly Peak | 1 | 117.5233 | 114.0401 | 110.6345 | 111.2035 | 120.6138 | 144.7546 | 173.2765 | 188.6106 | 197.2547 | 197.5762 | 198.7766 | 196.8462 | 191.8259 | 190.4729 | 183.2784 | 173.2704 | 164.5268 | 162.1114 | 158.061 | 152.6592 | 147.1232 | 141.0674 | 132.1717 | 125.8838 | 0.38736 | 0.038109 | 0.13466 | -0.055898 | -0.18311 | -0.6581 | -0.0033108 | 0.062838 | -0.28598 | -0.23152 | 0.024558 | 0.31229 | 0.63753 | 1.9043 | 6.1831 | 5.7831 | 5.1278 | 4.646 | 0.94454 | -0.081021 | -0.56545 | -0.64446 | -0.53249 | -0.77861 | 46.5772 | 45.7179 | 45.0007 | 44.5162 | 44.1132 | 43.9975 | 43.7732 | 43.5951 | 43.9619 | 45.8713 | 49.0769 | 51.8879 | 53.7373 | 55.1112 | 56.0155 | 56.5013 | 56.3522 | 54.9256 | 53.0439 | 51.5897 | 50.5019 | 49.512 | 48.666 | 47.7422 | 2.3312 | 1.9811 | 2.1505 | 2.3105 | 2.7206 | 2.3917 | 2.2566 | 2.2969 | 2.4739 | 2.4092 | 2.3739 | 2.6409 | 2.549 | 2.6979 | 2.7618 | 2.6931 | 2.6159 | 2.4329 | 2.2111 | 2.1674 | 2.0475 | 2.1723 | 2.254 | 2.2921
Portfolio Adjusted1-in-2Size: Over 200kWAll2026February Monthly Peak | Portfolio Adjusted | 1-in-2 | Size: Over 200kW | All | 2026 | February Monthly Peak | 2 | 118.952 | 115.3387 | 112.1671 | 112.7246 | 121.639 | 145.3034 | 173.0932 | 187.806 | 196.9391 | 198.6254 | 201.2725 | 201.3112 | 197.7525 | 197.6799 | 191.5542 | 180.5464 | 170.3296 | 165.4554 | 162.533 | 156.5603 | 150.7028 | 143.8879 | 134.0441 | 127.3625 | 0.38482 | 0.031501 | 0.13281 | -0.058185 | -0.1872 | -0.66035 | -0.0043852 | 0.063858 | -0.28586 | -0.23148 | 0.026264 | 0.32161 | 0.65926 | 1.9637 | 6.433 | 6.0063 | 5.2924 | 4.7285 | 0.97284 | -0.083352 | -0.5788 | -0.66054 | -0.54406 | -0.78926 | 49.6796 | 49.3391 | 48.9759 | 48.588 | 48.0959 | 47.7697 | 47.5917 | 47.5268 | 48.102 | 49.8766 | 51.8696 | 53.7264 | 54.4728 | 54.7053 | 54.7588 | 54.2249 | 54.0314 | 53.3591 | 52.1298 | 50.9589 | 49.8556 | 49.2761 | 48.0339 | 46.956 | 2.3523 | 1.9985 | 2.1771 | 2.3408 | 2.739 | 2.3977 | 2.2518 | 2.2833 | 2.4684 | 2.4212 | 2.4034 | 2.6968 | 2.6286 | 2.8041 | 2.8965 | 2.8098 | 2.7081 | 2.4835 | 2.2719 | 2.224 | 2.0978 | 2.2149 | 2.2843 | 2.313
Portfolio Adjusted1-in-2Size: Over 200kWAll2026March Monthly Peak | Portfolio Adjusted | 1-in-2 | Size: Over 200kW | All | 2026 | March Monthly Peak | 3 | 121.9627 | 118.0187 | 114.4761 | 114.3487 | 122.6488 | 145.6957 | 174.0018 | 189.0385 | 197.2702 | 198.9803 | 202.1634 | 202.2534 | 199.3168 | 199.2227 | 193.3941 | 183.5796 | 173.3786 | 165.7364 | 162.932 | 161.2492 | 155.7276 | 148.4872 | 138.1355 | 130.8153 | 0.4009 | 0.039428 | 0.13507 | -0.057568 | -0.18812 | -0.65913 | -0.0033631 | 0.063953 | -0.28637 | -0.23081 | 0.027686 | 0.32484 | 0.6667 | 1.9859 | 6.5024 | 6.1128 | 5.3969 | 4.7375 | 0.97611 | -0.084185 | -0.59619 | -0.67752 | -0.55892 | -0.81066 | 49.5208 | 48.5527 | 47.7298 | 47.2616 | 46.9326 | 46.455 | 46.0747 | 46.0921 | 48.0551 | 50.3959 | 52.7994 | 54.7774 | 55.9955 | 56.9644 | 57.3324 | 57.6964 | 57.4504 | 56.7606 | 55.3284 | 53.3779 | 52.0949 | 50.933 | 49.9987 | 49.1291 | 2.4156 | 2.0484 | 2.2222 | 2.3746 | 2.7574 | 2.402 | 2.261 | 2.2969 | 2.4702 | 2.4237 | 2.4126 | 2.7067 | 2.6475 | 2.8195 | 2.9118 | 2.8446 | 2.7419 | 2.4815 | 2.2764 | 2.2908 | 2.1674 | 2.2847 | 2.3531 | 2.375
Portfolio Adjusted1-in-2Size: Over 200kWAll2026April Monthly Peak | Portfolio Adjusted | 1-in-2 | Size: Over 200kW | All | 2026 | April Monthly Peak | 4 | 125.1198 | 121.1783 | 117.1441 | 117.1947 | 125.7261 | 148.6552 | 174.3872 | 190.4073 | 200.8665 | 206.285 | 213.1993 | 215.5944 | 215.0884 | 216.4284 | 211.1238 | 200.0858 | 187.7484 | 176.3196 | 167.9461 | 166.4951 | 162.4685 | 154.1439 | 143.1098 | 135.4698 | 0.40279 | 0.03497 | 0.13823 | -0.060836 | -0.20127 | -0.67486 | -0.0036633 | 0.06808 | -0.291 | -0.23749 | 0.033975 | 0.3546 | 0.73004 | 2.158 | 7.0801 | 6.647 | 5.8414 | 5.0541 | 1.0265 | -0.063977 | -0.6054 | -0.68861 | -0.57136 | -0.83581 | 62.6415 | 61.629 | 60.3159 | 59.2798 | 58.4274 | 57.7612 | 57.296 | 57.2034 | 59.4872 | 63.4861 | 67.8413 | 72.0225 | 75.4097 | 77.9018 | 79.2844 | 79.8652 | 79.8802 | 79.3133 | 77.7093 | 75.0408 | 71.2482 | 68.4723 | 66.2025 | 64.0469 | 2.4692 | 2.0974 | 2.2698 | 2.4299 | 2.8178 | 2.4458 | 2.2577 | 2.3037 | 2.5047 | 2.5057 | 2.5379 | 2.8727 | 2.8496 | 3.0549 | 3.1749 | 3.0934 | 2.954 | 2.6215 | 2.3337 | 2.3538 | 2.2568 | 2.3703 | 2.4345 | 2.4548
Portfolio Adjusted1-in-2Size: Over 200kWAll2026May Monthly Peak | Portfolio Adjusted | 1-in-2 | Size: Over 200kW | All | 2026 | May Monthly Peak | 5 | 125.2875 | 121.4027 | 117.5669 | 117.7353 | 126.8172 | 150.2414 | 174.9623 | 193.726 | 205.5703 | 211.9954 | 219.0431 | 221.0145 | 219.6464 | 220.6388 | 215.171 | 203.291 | 190.3928 | 178.1109 | 169.2396 | 165.5472 | 163.3137 | 155.3251 | 144.4087 | 137.1512 | 0.41377 | 0.041629 | 0.14189 | -0.059469 | -0.19994 | -0.67755 | -0.00078691 | 0.070349 | -0.29673 | -0.24669 | 0.032749 | 0.35939 | 0.73964 | 2.209 | 7.2437 | 6.7813 | 5.9519 | 5.1322 | 1.0391 | -0.059244 | -0.60249 | -0.68762 | -0.57057 | -0.84094 | 62.5554 | 61.9342 | 61.2956 | 60.4788 | 59.7352 | 59.301 | 59.1795 | 59.6066 | 61.1681 | 64.4917 | 68.5039 | 72.357 | 76.0199 | 78.6357 | 79.7587 | 80.3573 | 80.3914 | 79.0277 | 76.8911 | 74.0811 | 70.3353 | 67.19 | 65.3562 | 64.0291 | 2.4815 | 2.1061 | 2.2816 | 2.4419 | 2.8407 | 2.4716 | 2.265 | 2.3438 | 2.5605 | 2.5736 | 2.6073 | 2.9514 | 2.9124 | 3.115 | 3.2336 | 3.1389 | 2.9921 | 2.6437 | 2.3503 | 2.336 | 2.2658 | 2.3913 | 2.4601 | 2.4944
Portfolio Adjusted1-in-2Size: Over 200kWAll2026June Monthly Peak | Portfolio Adjusted | 1-in-2 | Size: Over 200kW | All | 2026 | June Monthly Peak | 6 | 133.9007 | 129.6943 | 125.4402 | 125.5934 | 134.2327 | 156.578 | 181.1529 | 199.8444 | 211.656 | 218.51 | 226.0594 | 227.3214 | 223.3227 | 223.6592 | 218.159 | 208.9507 | 197.2637 | 185.0988 | 177.3712 | 172.6869 | 170.9708 | 163.256 | 151.5625 | 144.3985 | 0.20809 | -0.04532 | 0.035326 | -0.18024 | -0.36301 | -0.74197 | -0.18808 | -0.14328 | -0.27584 | -0.15723 | -0.12551 | 0.20351 | 0.64688 | 2.217 | 7.3109 | 7.0097 | 6.2446 | 5.4377 | 1.4059 | 0.068881 | -0.47858 | -0.62056 | -0.63593 | -0.86939 | 67.289 | 66.3712 | 65.4433 | 64.3806 | 63.6391 | 62.8981 | 62.2448 | 62.956 | 65.7351 | 70.2868 | 75.1513 | 79.4783 | 82.1758 | 83.7308 | 85.2477 | 85.8142 | 86.2561 | 85.5578 | 84.4071 | 81.6278 | 77.814 | 73.6474 | 71.3316 | 69.6524 | 2.5726 | 2.1794 | 2.3538 | 2.5066 | 2.8797 | 2.4768 | 2.2515 | 2.3187 | 2.5319 | 2.5515 | 2.5895 | 2.9148 | 2.8406 | 3.0249 | 3.1271 | 3.0731 | 2.9508 | 2.6257 | 2.3652 | 2.3388 | 2.2837 | 2.4242 | 2.4883 | 2.5342
Portfolio Adjusted1-in-2Size: Over 200kWAll2026July Monthly Peak | Portfolio Adjusted | 1-in-2 | Size: Over 200kW | All | 2026 | July Monthly Peak | 7 | 138.1668 | 133.9985 | 130.6457 | 130.7199 | 140.2159 | 164.4087 | 190.3493 | 208.8892 | 221.2691 | 229.6101 | 237.7893 | 239.0224 | 235.3753 | 236.0506 | 230.6544 | 221.2824 | 209.4185 | 196.8535 | 187.0954 | 181.8325 | 179.3419 | 171.049 | 158.7038 | 150.7302 | -0.34703 | -0.28639 | -0.2541 | -0.42719 | -0.67492 | -0.86488 | -0.64199 | -0.70714 | -0.23215 | 0.032475 | -0.50637 | -0.2572 | 0.31581 | 2.1817 | 7.5104 | 7.3775 | 6.6757 | 5.9068 | 2.098 | 0.22553 | -0.22812 | -0.45112 | -0.77852 | -0.8787 | 74.298 | 73.32 | 72.5502 | 71.8277 | 71.1069 | 70.3982 | 69.9488 | 70.6884 | 73.4049 | 77.0447 | 80.8853 | 84.5822 | 87.2103 | 88.8571 | 90.2366 | 90.7276 | 90.1221 | 89.1078 | 88.3477 | 86.8808 | 84.1848 | 80.6864 | 78.241 | 76.4913 | 2.5973 | 2.2006 | 2.3976 | 2.5473 | 2.9338 | 2.5373 | 2.3068 | 2.3629 | 2.581 | 2.6158 | 2.6572 | 2.9911 | 2.9146 | 3.1072 | 3.2097 | 3.1558 | 3.0318 | 2.7096 | 2.4287 | 2.3985 | 2.3379 | 2.4822 | 2.5474 | 2.5896
Portfolio Adjusted1-in-2Size: Over 200kWAll2026August Monthly Peak | Portfolio Adjusted | 1-in-2 | Size: Over 200kW | All | 2026 | August Monthly Peak | 8 | 140.8784 | 136.288 | 132.2466 | 132.9356 | 142.6292 | 167.9468 | 196.443 | 215.99 | 229.8973 | 238.7368 | 247.3889 | 249.5472 | 246.4524 | 247.6658 | 241.6683 | 229.9457 | 215.5738 | 201.0945 | 190.6812 | 186.1405 | 182.3132 | 173.0542 | 160.7798 | 153.0962 | -0.37894 | -0.31381 | -0.279 | -0.43214 | -0.68078 | -0.91573 | -0.69151 | -0.76283 | -0.23533 | 0.047851 | -0.51972 | -0.29733 | 0.28935 | 2.2366 | 7.803 | 7.6016 | 6.8043 | 5.9737 | 2.0901 | 0.16299 | -0.27416 | -0.47696 | -0.80414 | -0.89519 | 74.2061 | 72.8467 | 71.6969 | 70.9725 | 70.32 | 69.55 | 69.2012 | 69.0328 | 71.0878 | 75.99 | 81.2175 | 85.8157 | 89.0777 | 90.999 | 92.2277 | 92.621 | 92.5891 | 91.8987 | 90.1018 | 86.7863 | 82.3204 | 79.2231 | 77.4047 | 75.9808 | 2.6441 | 2.2336 | 2.423 | 2.5877 | 2.9826 | 2.5896 | 2.3793 | 2.4442 | 2.6834 | 2.7205 | 2.7648 | 3.1227 | 3.0561 | 3.266 | 3.3731 | 3.2877 | 3.121 | 2.7624 | 2.4719 | 2.452 | 2.3739 | 2.5083 | 2.576 | 2.6246
Portfolio Adjusted1-in-2Size: Over 200kWAll2026September Monthly Peak | Portfolio Adjusted | 1-in-2 | Size: Over 200kW | All | 2026 | September Monthly Peak | 9 | 138.768 | 134.9757 | 131.2098 | 131.8805 | 142.021 | 167.2387 | 197.3501 | 217.7088 | 234.9811 | 245.0847 | 254.0807 | 256.3614 | 252.879 | 254.196 | 247.4744 | 233.7495 | 217.6002 | 202.0649 | 191.8271 | 189.4533 | 182.1563 | 172.9115 | 159.4187 | 151.3912 | -0.28377 | -0.25291 | -0.22199 | -0.39009 | -0.62856 | -0.86896 | -0.62646 | -0.71736 | -0.2649 | -0.010119 | -0.51639 | -0.28206 | 0.30264 | 2.3001 | 7.9705 | 7.7045 | 6.8605 | 5.985 | 2.0375 | 0.16412 | -0.27994 | -0.47668 | -0.76863 | -0.87892 | 72.9555 | 71.8843 | 71.0658 | 70.3468 | 69.6534 | 68.9439 | 68.7154 | 68.6413 | 70.612 | 75.0047 | 80.055 | 84.8204 | 88.9431 | 91.3794 | 92.6636 | 93.0209 | 92.783 | 91.692 | 90.2234 | 87.1446 | 83.3753 | 80.4979 | 78.5516 | 77.2626 | 2.6002 | 2.2087 | 2.401 | 2.5644 | 2.9739 | 2.5769 | 2.3913 | 2.4657 | 2.7485 | 2.7982 | 2.8412 | 3.2073 | 3.138 | 3.3571 | 3.4699 | 3.358 | 3.1646 | 2.7825 | 2.4865 | 2.4931 | 2.3683 | 2.502 | 2.5516 | 2.5934
Portfolio Adjusted1-in-2Size: Over 200kWAll2026October Monthly Peak | Portfolio Adjusted | 1-in-2 | Size: Over 200kW | All | 2026 | October Monthly Peak | 10 | 132.9347 | 128.8613 | 124.3772 | 124.1206 | 133.1835 | 157.0306 | 186.069 | 202.5331 | 215.5172 | 224.2194 | 233.232 | 237.0246 | 236.2347 | 237.921 | 232.1057 | 219.0881 | 203.7133 | 190.202 | 184.6777 | 179.018 | 171.32 | 162.4213 | 150.5914 | 142.5456 | 0.3399 | 0.01357 | 0.10301 | -0.11662 | -0.27977 | -0.71758 | -0.08966 | -0.033572 | -0.30424 | -0.22301 | -0.050421 | 0.29973 | 0.73763 | 2.3604 | 7.7669 | 7.3061 | 6.3964 | 5.5279 | 1.3008 | 0.018133 | -0.54837 | -0.66472 | -0.60632 | -0.86568 | 65.5439 | 64.6087 | 63.7946 | 62.9249 | 62.1854 | 61.5851 | 61.093 | 61.0535 | 62.1026 | 65.6397 | 71.0893 | 77.1142 | 82.6134 | 85.7961 | 86.5654 | 87.1009 | 87.1811 | 86.2022 | 83.4518 | 78.7181 | 75.2499 | 72.6681 | 70.5832 | 69.0169 | 2.5882 | 2.1947 | 2.3667 | 2.5207 | 2.9212 | 2.5306 | 2.3616 | 2.4026 | 2.6357 | 2.6739 | 2.723 | 3.0979 | 3.0695 | 3.2909 | 3.417 | 3.3149 | 3.1281 | 2.7612 | 2.508 | 2.4704 | 2.3298 | 2.4505 | 2.5141 | 2.5419
Portfolio Adjusted1-in-2Size: Over 200kWAll2026November Monthly Peak | Portfolio Adjusted | 1-in-2 | Size: Over 200kW | All | 2026 | November Monthly Peak | 11 | 124.5978 | 120.87 | 117.0022 | 116.919 | 125.8623 | 148.9867 | 174.3562 | 189.7743 | 200.1144 | 205.4757 | 211.4845 | 213.158 | 211.5059 | 212.1803 | 205.7882 | 194.0439 | 183.3438 | 177.7292 | 169.9758 | 163.5138 | 157.1293 | 149.413 | 139.4899 | 132.9018 | 0.42182 | 0.050969 | 0.15137 | -0.056959 | -0.19564 | -0.67198 | -8.8597e-05 | 0.069899 | -0.28884 | -0.23918 | 0.032463 | 0.34826 | 0.7168 | 2.1302 | 6.9387 | 6.4811 | 5.7352 | 5.125 | 1.0404 | -0.060097 | -0.58159 | -0.66459 | -0.55029 | -0.81558 | 58.9535 | 58.0059 | 57.4396 | 56.7595 | 55.7428 | 54.8486 | 54.8861 | 54.7796 | 57.4947 | 61.2714 | 65.9485 | 70.5517 | 73.4009 | 74.9757 | 76.0605 | 75.8804 | 74.023 | 70.9746 | 67.879 | 65.7121 | 64.1883 | 63.2995 | 62.3832 | 61.7272 | 2.4773 | 2.1031 | 2.2787 | 2.4243 | 2.8153 | 2.4537 | 2.2611 | 2.2974 | 2.4941 | 2.4929 | 2.515 | 2.8442 | 2.7995 | 2.9903 | 3.0829 | 2.9915 | 2.8812 | 2.6401 | 2.3627 | 2.3078 | 2.1805 | 2.3006 | 2.3782 | 2.4213
Portfolio Adjusted1-in-2Size: Over 200kWAll2026December Monthly Peak | Portfolio Adjusted | 1-in-2 | Size: Over 200kW | All | 2026 | December Monthly Peak | 12 | 119.3348 | 115.5044 | 111.9992 | 111.7487 | 120.3395 | 143.2633 | 170.084 | 183.9573 | 192.2766 | 194.7216 | 197.2028 | 196.2578 | 192.8155 | 192.4064 | 186.1707 | 176.4794 | 169.2485 | 165.5671 | 159.7173 | 154.3505 | 148.8365 | 142.4403 | 132.8889 | 126.1746 | 0.4007 | 0.044971 | 0.14474 | -0.05435 | -0.18272 | -0.64608 | 0.0019592 | 0.066983 | -0.27768 | -0.22763 | 0.027043 | 0.31535 | 0.64417 | 1.921 | 6.2688 | 5.8852 | 5.2778 | 4.7575 | 0.96683 | -0.070261 | -0.564 | -0.64595 | -0.534 | -0.77932 | 50.6816 | 49.8195 | 49.1802 | 48.6884 | 48.1085 | 47.5342 | 47.2824 | 47.192 | 47.8212 | 51.0785 | 54.8543 | 58.0413 | 60.1215 | 61.3002 | 62.0166 | 62.3139 | 61.7486 | 59.5354 | 56.7943 | 54.6415 | 52.9456 | 51.1221 | 49.4652 | 48.1197 | 2.372 | 2.0091 | 2.1826 | 2.3195 | 2.7021 | 2.3629 | 2.2082 | 2.2311 | 2.4013 | 2.3678 | 2.3499 | 2.6266 | 2.561 | 2.7236 | 2.8056 | 2.7391 | 2.6803 | 2.4712 | 2.2263 | 2.1856 | 2.0693 | 2.1929 | 2.2662 | 2.2984
Portfolio Adjusted1-in-2Size: Over 200kWAll2026Typical Event Day | Portfolio Adjusted | 1-in-2 | Size: Over 200kW | All | 2026 | Typical Event Day | 8 | 140.1014 | 135.5204 | 131.3893 | 132.0366 | 141.6365 | 166.7704 | 195.062 | 213.977 | 226.9884 | 234.9349 | 242.9451 | 244.8597 | 241.6991 | 242.9621 | 237.171 | 225.7606 | 211.7468 | 197.7666 | 187.9968 | 183.6978 | 180.1653 | 171.1341 | 159.0814 | 151.5678 | -0.19889 | -0.22596 | -0.178 | -0.36247 | -0.59624 | -0.85951 | -0.53949 | -0.57903 | -0.25477 | -0.023028 | -0.41384 | -0.14474 | 0.40692 | 2.2676 | 7.7505 | 7.5096 | 6.7128 | 5.8801 | 1.9248 | 0.16973 | -0.31158 | -0.50523 | -0.74947 | -0.8893 | 72.1872 | 71.1055 | 70.1891 | 69.3819 | 68.6799 | 67.9476 | 67.5275 | 67.8296 | 70.2099 | 74.5815 | 79.3272 | 83.6742 | 86.8518 | 88.7416 | 90.0939 | 90.5459 | 90.4376 | 89.5641 | 88.27 | 85.6099 | 81.9236 | 78.5137 | 76.3822 | 74.8468 | 2.6216 | 2.2147 | 2.4007 | 2.5637 | 2.9543 | 2.5651 | 2.3569 | 2.4159 | 2.6436 | 2.6714 | 2.7095 | 3.0574 | 2.9921 | 3.1995 | 3.3075 | 3.2257 | 3.064 | 2.7141 | 2.4323 | 2.4155 | 2.3407 | 2.4738 | 2.5418 | 2.5903
Portfolio Adjusted1-in-10Size: Over 200kWOrange County2015January Monthly Peak | Portfolio Adjusted | 1-in-10 | Size: Over 200kW | Orange County | 2015 | January Monthly Peak | 1 | 113.1422 | 109.324 | 105.8928 | 106.7014 | 118.7445 | 150.1724 | 178.8216 | 192.3717 | 201.4357 | 200.2912 | 201.3094 | 200.6351 | 197.6981 | 192.2391 | 184.0815 | 171.328 | 160.2246 | 157.163 | 152.9446 | 148.9717 | 143.8618 | 138.0653 | 129.4233 | 123.3828 | 1.9234 | 1.4767 | 1.2319 | 0.24979 | 0.068854 | 0.44377 | 1.072 | 0.99026 | -0.06019 | -0.48739 | 0.051182 | 0.47805 | 1.1382 | 3.6607 | 8.8745 | 8.0487 | 7.7614 | 7.1815 | 1.8484 | 0.98336 | 0.22938 | 0.15316 | 0.35831 | -0.17349 | 42.0665 | 42.0014 | 41.2784 | 40.6432 | 40.1352 | 39.7478 | 39.4765 | 39.1888 | 39.7663 | 42.0755 | 44.2316 | 46.2985 | 47.6978 | 48.7573 | 49.7873 | 50.0794 | 49.5186 | 48.2343 | 46.4361 | 45.7299 | 45.077 | 44.995 | 44.714 | 44.3081 | 4.8475 | 3.9088 | 4.1942 | 3.7749 | 3.4365 | 3.8378 | 3.2851 | 3.0306 | 3.1859 | 3.398 | 3.6615 | 4.4154 | 3.7283 | 3.6467 | 3.0506 | 2.7667 | 2.4122 | 2.8584 | 3.2474 | 2.9928 | 3.1835 | 3.8011 | 3.9673 | 4.3479
Portfolio Adjusted1-in-10Size: Over 200kWOrange County2015February Monthly Peak | Portfolio Adjusted | 1-in-10 | Size: Over 200kW | Orange County | 2015 | February Monthly Peak | 2 | 113.7255 | 109.496 | 106.8912 | 107.9747 | 119.8797 | 150.4645 | 178.0305 | 190.8703 | 199.5562 | 200.4135 | 202.3419 | 203.3649 | 201.7045 | 198.29 | 191.2201 | 178.219 | 166.0168 | 160.2821 | 157.0065 | 152.3856 | 146.907 | 139.8274 | 129.8878 | 123.1316 | 1.9333 | 1.4791 | 1.2435 | 0.25277 | 0.069512 | 0.44463 | 1.0672 | 0.98253 | -0.059629 | -0.48769 | 0.051445 | 0.48456 | 1.1613 | 3.7759 | 9.2187 | 8.3724 | 8.042 | 7.324 | 1.8975 | 1.0059 | 0.23424 | 0.15511 | 0.3596 | -0.17314 | 47.9325 | 47.7272 | 47.4543 | 46.9501 | 46.432 | 46.035 | 45.4201 | 46.1773 | 47.0471 | 50.5461 | 53.576 | 56.9238 | 58.9462 | 59.8556 | 60.5794 | 60.8204 | 59.4163 | 58.3983 | 56.5906 | 54.6277 | 53.5461 | 52.23 | 51.1122 | 49.538 | 4.8725 | 3.915 | 4.2338 | 3.82 | 3.4693 | 3.8453 | 3.2706 | 3.007 | 3.1561 | 3.4 | 3.6803 | 4.4755 | 3.8039 | 3.7615 | 3.1689 | 2.878 | 2.4994 | 2.9151 | 3.3337 | 3.0614 | 3.2509 | 3.8497 | 3.9815 | 4.339
Portfolio Adjusted1-in-10Size: Over 200kWOrange County2015March Monthly Peak | Portfolio Adjusted | 1-in-10 | Size: Over 200kW | Orange County | 2015 | March Monthly Peak | 3 | 119.4953 | 114.9505 | 111.1401 | 112.5853 | 123.5796 | 153.6217 | 181.6277 | 194.8835 | 204.6984 | 208.4651 | 213.4182 | 216.0487 | 216.8355 | 216.1054 | 209.78 | 196.6431 | 183.3826 | 172.0516 | 165.3601 | 164.4741 | 158.7014 | 150.0823 | 138.6744 | 130.2193 | 2.0314 | 1.5527 | 1.2929 | 0.26356 | 0.071657 | 0.45396 | 1.0888 | 1.0032 | -0.061165 | -0.50728 | 0.054261 | 0.51478 | 1.2484 | 4.1151 | 10.1134 | 9.238 | 8.8832 | 7.8618 | 1.9985 | 1.0857 | 0.25305 | 0.16649 | 0.38392 | -0.1831 | 61.5441 | 60.0272 | 58.8015 | 58.3996 | 56.9917 | 56.0931 | 55.5776 | 56.4275 | 59.9313 | 64.5404 | 69.5154 | 74.2173 | 77.5094 | 79.1745 | 79.8808 | 80.5821 | 80.5379 | 79.5865 | 76.9059 | 73.306 | 70.2528 | 67.1533 | 64.7364 | 62.8298 | 5.1197 | 4.11 | 4.4021 | 3.9831 | 3.5764 | 3.9259 | 3.3366 | 3.0702 | 3.2375 | 3.5366 | 3.8818 | 4.7547 | 4.0892 | 4.0994 | 3.4764 | 3.1755 | 2.7609 | 3.1292 | 3.5111 | 3.3043 | 3.5119 | 4.132 | 4.2508 | 4.5888
Portfolio Adjusted1-in-10Size: Over 200kWOrange County2015April Monthly Peak | Portfolio Adjusted | 1-in-10 | Size: Over 200kW | Orange County | 2015 | April Monthly Peak | 4 | 121.4176 | 117.0751 | 113.3951 | 115.286 | 126.4751 | 156.7354 | 183.3755 | 199.0691 | 212.0167 | 219.789 | 227.5334 | 231.6301 | 232.7966 | 231.7903 | 224.7574 | 211.1439 | 196.9572 | 184.0389 | 173.3159 | 172.6548 | 167.1943 | 157.851 | 144.9588 | 135.5302 | 0.97704 | 0.78289 | 0.58836 | -0.12579 | -0.37838 | -0.23733 | 0.21732 | 0.35852 | 0.21133 | 0.13515 | -0.048714 | 0.22124 | 1.1152 | 4.0116 | 10.6213 | 9.7528 | 9.1594 | 8.1717 | 2.3935 | 0.66572 | -0.034255 | -0.08508 | -0.05741 | -0.32316 | 72.2809 | 70.2706 | 68.5193 | 66.688 | 65.7556 | 65.0297 | 64.3363 | 64.5128 | 67.6899 | 73.4009 | 79.8299 | 85.7586 | 89.6467 | 91.6464 | 92.4071 | 93.0077 | 92.9835 | 92.1457 | 90.5663 | 86.9826 | 81.9031 | 77.8259 | 75.0252 | 72.7426 | 4.9395 | 3.9747 | 4.2647 | 3.8727 | 3.4755 | 3.8033 | 3.1987 | 2.9778 | 3.1839 | 3.5405 | 3.9296 | 4.8402 | 4.1686 | 4.175 | 3.5366 | 3.2375 | 2.8156 | 3.1783 | 3.4942 | 3.2935 | 3.5131 | 4.1265 | 4.2192 | 4.5348
Portfolio Adjusted1-in-10Size: Over 200kWOrange County2015May Monthly Peak | Portfolio Adjusted | 1-in-10 | Size: Over 200kW | Orange County | 2015 | May Monthly Peak | 5 | 123.5425 | 118.9147 | 115.0038 | 117.0367 | 129.025 | 160.2607 | 185.6587 | 204.3565 | 220.5317 | 229.8972 | 238.8225 | 242.8424 | 243.8081 | 242.8943 | 235.8373 | 221.1654 | 205.8846 | 191.7307 | 180.2559 | 176.8491 | 173.2575 | 163.8726 | 150.147 | 141.3722 | 0.43597 | 0.38587 | 0.22267 | -0.3304 | -0.61856 | -0.60412 | -0.23058 | 0.022908 | 0.364 | 0.49502 | -0.10758 | 0.056997 | 1.049 | 3.9911 | 11.0315 | 10.1277 | 9.3733 | 8.3882 | 2.6462 | 0.43689 | -0.19282 | -0.22464 | -0.29925 | -0.40689 | 73.2309 | 71.7115 | 69.9508 | 69.2751 | 68.5934 | 67.5201 | 66.9969 | 67.5174 | 71.7608 | 78.3013 | 84.0132 | 88.4996 | 91.2435 | 93.3652 | 94.8038 | 95.7002 | 95.7882 | 94.5166 | 92.2825 | 89.5213 | 86.0557 | 82.1631 | 79.1412 | 76.8477 | 4.9803 | 4.0005 | 4.2859 | 3.8959 | 3.5133 | 3.8536 | 3.2091 | 3.0292 | 3.2818 | 3.6697 | 4.0871 | 5.0285 | 4.3262 | 4.3353 | 3.6773 | 3.3604 | 2.9165 | 3.281 | 3.6012 | 3.3429 | 3.6074 | 4.245 | 4.3305 | 4.6874
Portfolio Adjusted1-in-10Size: Over 200kWOrange County2015June Monthly Peak | Portfolio Adjusted | 1-in-10 | Size: Over 200kW | Orange County | 2015 | June Monthly Peak | 6 | 134.2054 | 129.4058 | 124.0848 | 126.1312 | 136.5721 | 165.2474 | 191.2368 | 209.1921 | 223.3767 | 231.5914 | 238.5357 | 240.8643 | 238.8503 | 237.1102 | 230.7837 | 220.0701 | 206.5623 | 192.9202 | 184.3778 | 181.0891 | 178.3707 | 170.243 | 156.6842 | 148.5642 | 0.42509 | 0.38427 | 0.20796 | -0.37356 | -0.67444 | -0.65274 | -0.27465 | -0.0048197 | 0.38038 | 0.52717 | -0.11196 | 0.042648 | 1.0184 | 3.8794 | 10.7862 | 10.0706 | 9.388 | 8.4301 | 2.7195 | 0.4273 | -0.21147 | -0.2447 | -0.3323 | -0.43346 | 74.633 | 73.0678 | 71.6171 | 70.4478 | 69.1507 | 68.2274 | 67.9712 | 68.8453 | 72.0972 | 77.0257 | 82.429 | 87.0764 | 90.3985 | 92.9673 | 94.7441 | 95.4119 | 95.7228 | 95.1126 | 93.6689 | 91.4014 | 87.4229 | 83.0508 | 80.3122 | 78.2313 | 5.4091 | 4.3526 | 4.6234 | 4.1978 | 3.7181 | 3.9727 | 3.3049 | 3.1003 | 3.3235 | 3.6961 | 4.0814 | 4.9866 | 4.2374 | 4.2313 | 3.5978 | 3.3431 | 2.9255 | 3.3008 | 3.6828 | 3.4224 | 3.7132 | 4.4092 | 4.5182 | 4.9249
Portfolio Adjusted1-in-10Size: Over 200kWOrange County2015July Monthly Peak | Portfolio Adjusted | 1-in-10 | Size: Over 200kW | Orange County | 2015 | July Monthly Peak | 7 | 137.3604 | 132.1362 | 128.064 | 129.8989 | 141.2523 | 171.9138 | 198.6727 | 214.6934 | 227.5377 | 235.5355 | 242.1207 | 244.2615 | 243.0577 | 241.0649 | 235.766 | 225.869 | 213.1281 | 200.2799 | 191.6846 | 187.0402 | 182.933 | 174.9527 | 161.6529 | 153.2945 | -0.069184 | 0.022805 | -0.1238 | -0.56753 | -0.90442 | -0.99413 | -0.67714 | -0.29957 | 0.50835 | 0.83056 | -0.16014 | -0.099736 | 0.93996 | 3.7726 | 10.9269 | 10.2629 | 9.5172 | 8.6456 | 2.9628 | 0.23079 | -0.35186 | -0.36972 | -0.55261 | -0.50876 | 76.3536 | 75.2551 | 74.1307 | 73.0921 | 72.245 | 71.6986 | 71.4968 | 71.8456 | 74.8896 | 79.7778 | 84.5527 | 88.9866 | 91.9643 | 93.7705 | 95.534 | 95.9876 | 96.4173 | 95.2676 | 93.4303 | 91.4762 | 88.2711 | 84.8342 | 82.4759 | 80.786 | 5.5509 | 4.4562 | 4.7844 | 4.3346 | 3.8558 | 4.144 | 3.4425 | 3.1902 | 3.3943 | 3.769 | 4.1538 | 5.0703 | 4.3235 | 4.3132 | 3.6852 | 3.4403 | 3.0265 | 3.4358 | 3.8389 | 3.5443 | 3.8183 | 4.5432 | 4.6738 | 5.0952
Portfolio Adjusted1-in-10Size: Over 200kWOrange County2015August Monthly Peak | Portfolio Adjusted | 1-in-10 | Size: Over 200kW | Orange County | 2015 | August Monthly Peak | 8 | 140.6 | 134.6015 | 130.2217 | 132.5028 | 144.2522 | 176.1583 | 206.0352 | 224.0176 | 239.5764 | 249.4154 | 257.318 | 260.5712 | 260.1655 | 258.6956 | 252.4351 | 239.8124 | 224.8791 | 209.9209 | 199.1956 | 195.2288 | 190.1215 | 179.5108 | 165.4389 | 157.2436 | -0.89324 | -0.57662 | -0.67423 | -0.87603 | -1.2602 | -1.5331 | -1.3497 | -0.80242 | 0.73804 | 1.3763 | -0.24893 | -0.34944 | 0.84178 | 3.7552 | 11.5423 | 10.773 | 9.7574 | 8.8845 | 3.3033 | -0.10927 | -0.5892 | -0.57268 | -0.90761 | -0.62237 | 79.4782 | 78.2646 | 77.2528 | 76.3774 | 75.7738 | 75.1347 | 74.6943 | 74.8871 | 78.0047 | 82.2971 | 87.0359 | 91.8937 | 95.6212 | 98.5268 | 100.0726 | 100.3988 | 99.9077 | 98.3701 | 97.0234 | 94.3596 | 90.4066 | 86.8847 | 84.3697 | 82.6153 | 5.802 | 4.6353 | 4.9678 | 4.515 | 4.0209 | 4.3361 | 3.6456 | 3.3992 | 3.6495 | 4.0755 | 4.5078 | 5.5232 | 4.7256 | 4.7266 | 4.0292 | 3.73 | 3.2609 | 3.6773 | 4.0737 | 3.7777 | 4.0522 | 4.7601 | 4.8844 | 5.337
Portfolio Adjusted1-in-10Size: Over 200kWOrange County2015September Monthly Peak | Portfolio Adjusted | 1-in-10 | Size: Over 200kW | Orange County | 2015 | September Monthly Peak | 9 | 139.4872 | 134.2681 | 130.326 | 132.3092 | 144.3086 | 176.1845 | 207.0404 | 226.6888 | 245.4993 | 256.3118 | 265.7475 | 270.1494 | 270.6209 | 269.0677 | 261.5903 | 246.8845 | 230.5759 | 214.3129 | 203.3492 | 202.1661 | 192.8587 | 182.0809 | 167.4155 | 158.2352 | -1.2309 | -0.828 | -0.90662 | -1.0001 | -1.403 | -1.7506 | -1.6311 | -1.0214 | 0.84409 | 1.63 | -0.29144 | -0.46874 | 0.80338 | 3.7769 | 11.8921 | 11.037 | 9.8814 | 8.9939 | 3.469 | -0.26635 | -0.69347 | -0.66372 | -1.0647 | -0.66903 | 81.8217 | 80.4938 | 79.3408 | 78.6727 | 77.5573 | 76.6587 | 76.225 | 76.2598 | 78.5129 | 83.0038 | 88.1845 | 93.511 | 97.5451 | 99.9146 | 101.0718 | 100.8577 | 100.3359 | 99.4767 | 97.7076 | 94.7135 | 91.0503 | 87.7304 | 85.113 | 83.2435 | 5.8403 | 4.6915 | 5.0445 | 4.5744 | 4.0813 | 4.4001 | 3.717 | 3.49 | 3.7944 | 4.2494 | 4.7236 | 5.81 | 4.9874 | 4.988 | 4.2364 | 3.8961 | 3.3924 | 3.8092 | 4.2194 | 3.9691 | 4.1707 | 4.8989 | 5.0151 | 5.4492
Portfolio Adjusted1-in-10Size: Over 200kWOrange County2015October Monthly Peak | Portfolio Adjusted | 1-in-10 | Size: Over 200kW | Orange County | 2015 | October Monthly Peak | 10 | 131.585 | 126.6743 | 121.3377 | 122.1478 | 133.8362 | 164.6147 | 193.8792 | 209.8284 | 225.7441 | 235.422 | 245.7005 | 250.5457 | 251.8664 | 251.7218 | 244.4594 | 229.529 | 213.3054 | 199.1777 | 193.0617 | 188.5271 | 178.1382 | 167.96 | 155.2763 | 145.8759 | 0.29475 | 0.28665 | 0.12235 | -0.40519 | -0.71044 | -0.72645 | -0.37504 | -0.077578 | 0.41471 | 0.61023 | -0.12724 | 0.0073109 | 1.0487 | 4.0732 | 11.4012 | 10.4847 | 9.6517 | 8.6769 | 2.8821 | 0.39123 | -0.2444 | -0.2701 | -0.38022 | -0.4404 | 76.2921 | 75.8283 | 75.4123 | 73.8107 | 72.8709 | 72.1962 | 71.4158 | 71.0474 | 72.1044 | 75.4945 | 79.864 | 84.6295 | 88.4635 | 91.5831 | 93.1676 | 93.6887 | 93.1006 | 91.4872 | 89.175 | 85.9933 | 82.3509 | 79.7952 | 78.1129 | 76.5255 | 5.3029 | 4.2602 | 4.5206 | 4.0647 | 3.6432 | 3.9571 | 3.3502 | 3.1093 | 3.3583 | 3.7568 | 4.2035 | 5.1864 | 4.4678 | 4.4915 | 3.8106 | 3.4864 | 3.0207 | 3.4074 | 3.8558 | 3.5626 | 3.7079 | 4.3496 | 4.4771 | 4.8352
Portfolio Adjusted1-in-10Size: Over 200kWOrange County2015November Monthly Peak | Portfolio Adjusted | 1-in-10 | Size: Over 200kW | Orange County | 2015 | November Monthly Peak | 11 | 122.2655 | 117.8523 | 114.3134 | 115.6068 | 126.9419 | 156.1418 | 181.6726 | 195.7397 | 207.2737 | 213.2684 | 219.2392 | 221.0671 | 220.87 | 219.5384 | 212.457 | 198.5696 | 185.8715 | 179.885 | 171.2205 | 165.9326 | 158.9611 | 151.0229 | 140.258 | 132.9324 | 2.0785 | 1.5919 | 1.3299 | 0.27063 | 0.073607 | 0.46141 | 1.089 | 1.0076 | -0.061935 | -0.51897 | 0.055741 | 0.52674 | 1.2717 | 4.1805 | 10.2425 | 9.3285 | 9.0037 | 8.2198 | 2.0693 | 1.0953 | 0.25346 | 0.16753 | 0.38831 | -0.18692 | 63.6154 | 62.6147 | 62.0614 | 60.9878 | 59.7433 | 58.7549 | 59.0192 | 59.3957 | 61.4848 | 65.5252 | 70.8358 | 75.3392 | 78.217 | 79.8868 | 80.8796 | 80.8917 | 79.8274 | 77.4428 | 74.6419 | 72.2011 | 70.1031 | 68.2907 | 66.7365 | 66.0474 | 5.2384 | 4.2137 | 4.5277 | 4.09 | 3.6737 | 3.9904 | 3.3375 | 3.0837 | 3.2782 | 3.6181 | 3.9876 | 4.8651 | 4.1653 | 4.1645 | 3.5208 | 3.2066 | 2.7983 | 3.2717 | 3.6355 | 3.3336 | 3.5176 | 4.1579 | 4.2994 | 4.6844
Portfolio Adjusted1-in-10Size: Over 200kWOrange County2015December Monthly Peak | Portfolio Adjusted | 1-in-10 | Size: Over 200kW | Orange County | 2015 | December Monthly Peak | 12 | 115.6421 | 111.3339 | 108.4594 | 108.6779 | 120.0255 | 149.6277 | 177.063 | 189.2302 | 197.6535 | 198.1501 | 199.6426 | 198.0139 | 194.7015 | 190.5493 | 182.9949 | 171.73 | 162.9997 | 160.0291 | 154.5296 | 150.569 | 144.858 | 139.0295 | 129.7931 | 123.6252 | 1.9659 | 1.5039 | 1.2618 | 0.25441 | 0.069596 | 0.44216 | 1.0614 | 0.97409 | -0.05906 | -0.48218 | 0.050758 | 0.47181 | 1.121 | 3.6285 | 8.8221 | 8.0676 | 7.8958 | 7.3125 | 1.8676 | 0.9939 | 0.23097 | 0.15423 | 0.35933 | -0.17383 | 44.0117 | 43.3735 | 42.7042 | 42.7551 | 42.2887 | 41.5081 | 41.4683 | 41.4086 | 42.2396 | 44.198 | 46.5096 | 48.5473 | 49.5475 | 50.0927 | 50.6564 | 51.0605 | 50.5116 | 49.2244 | 47.3916 | 46.3839 | 45.5949 | 44.7184 | 44.0998 | 43.5316 | 4.9546 | 3.9807 | 4.2959 | 3.8448 | 3.4736 | 3.8239 | 3.2528 | 2.9811 | 3.126 | 3.3616 | 3.6312 | 4.3578 | 3.6718 | 3.6146 | 3.0326 | 2.7732 | 2.454 | 2.9105 | 3.2811 | 3.0249 | 3.2056 | 3.8277 | 3.9786 | 4.3564
Portfolio Adjusted1-in-10Size: Over 200kWOrange County2015Typical Event Day | Portfolio Adjusted | 1-in-10 | Size: Over 200kW | Orange County | 2015 | Typical Event Day | 8 | 139.9459 | 133.9372 | 129.5496 | 131.8318 | 143.4941 | 175.2102 | 204.9093 | 222.2541 | 237.0453 | 246.0259 | 253.1305 | 255.9089 | 255.239 | 253.8518 | 247.6778 | 235.3052 | 220.7033 | 206.1813 | 196.1476 | 192.405 | 187.6831 | 177.3654 | 163.5684 | 155.6265 | -0.43781 | -0.24472 | -0.37002 | -0.70863 | -1.069 | -1.2428 | -0.98732 | -0.52819 | 0.61963 | 1.0874 | -0.20218 | -0.2116 | 0.91472 | 3.8435 | 11.4098 | 10.6373 | 9.7302 | 8.8222 | 3.131 | 0.082559 | -0.46 | -0.46053 | -0.71091 | -0.56113 | 78.0716 | 76.7703 | 75.5854 | 74.6475 | 73.6817 | 72.9298 | 72.5968 | 72.9595 | 75.8761 | 80.5261 | 85.5505 | 90.3669 | 93.8823 | 96.2948 | 97.8556 | 98.164 | 98.0959 | 97.0568 | 95.4576 | 92.9877 | 89.2877 | 85.625 | 83.0677 | 81.219 | 5.6948 | 4.5483 | 4.8735 | 4.4297 | 3.9442 | 4.2528 | 3.5753 | 3.3255 | 3.5608 | 3.9642 | 4.3729 | 5.349 | 4.5717 | 4.5736 | 3.8983 | 3.609 | 3.1559 | 3.5616 | 3.9556 | 3.6713 | 3.9447 | 4.6379 | 4.7621 | 5.2087
Portfolio Adjusted1-in-10Size: Over 200kWOrange County2016January Monthly Peak | Portfolio Adjusted | 1-in-10 | Size: Over 200kW | Orange County | 2016 | January Monthly Peak | 1 | 113.1422 | 109.324 | 105.8928 | 106.7014 | 118.7445 | 150.1724 | 178.8216 | 192.3717 | 201.4357 | 200.2912 | 201.3094 | 200.6351 | 197.6981 | 192.2391 | 184.0815 | 171.328 | 160.2246 | 157.163 | 152.9446 | 148.9717 | 143.8618 | 138.0653 | 129.4233 | 123.3828 | 1.9234 | 1.4767 | 1.2319 | 0.24979 | 0.068854 | 0.44377 | 1.072 | 0.99026 | -0.06019 | -0.48739 | 0.051182 | 0.47805 | 1.1382 | 3.6607 | 8.8745 | 8.0487 | 7.7614 | 7.1815 | 1.8484 | 0.98336 | 0.22938 | 0.15316 | 0.35831 | -0.17349 | 42.0665 | 42.0014 | 41.2784 | 40.6432 | 40.1352 | 39.7478 | 39.4765 | 39.1888 | 39.7663 | 42.0755 | 44.2316 | 46.2985 | 47.6978 | 48.7573 | 49.7873 | 50.0794 | 49.5186 | 48.2343 | 46.4361 | 45.7299 | 45.077 | 44.995 | 44.714 | 44.3081 | 4.8475 | 3.9088 | 4.1942 | 3.7749 | 3.4365 | 3.8378 | 3.2851 | 3.0306 | 3.1859 | 3.398 | 3.6615 | 4.4154 | 3.7283 | 3.6467 | 3.0506 | 2.7667 | 2.4122 | 2.8584 | 3.2474 | 2.9928 | 3.1835 | 3.8011 | 3.9673 | 4.3479
Portfolio Adjusted1-in-10Size: Over 200kWOrange County2016February Monthly Peak | Portfolio Adjusted | 1-in-10 | Size: Over 200kW | Orange County | 2016 | February Monthly Peak | 2 | 113.7255 | 109.496 | 106.8912 | 107.9747 | 119.8797 | 150.4645 | 178.0305 | 190.8703 | 199.5562 | 200.4135 | 202.3419 | 203.3649 | 201.7045 | 198.29 | 191.2201 | 178.219 | 166.0168 | 160.2821 | 157.0065 | 152.3856 | 146.907 | 139.8274 | 129.8878 | 123.1316 | 1.9333 | 1.4791 | 1.2435 | 0.25277 | 0.069512 | 0.44463 | 1.0672 | 0.98253 | -0.059629 | -0.48769 | 0.051445 | 0.48456 | 1.1613 | 3.7759 | 9.2187 | 8.3724 | 8.042 | 7.324 | 1.8975 | 1.0059 | 0.23424 | 0.15511 | 0.3596 | -0.17314 | 47.9325 | 47.7272 | 47.4543 | 46.9501 | 46.432 | 46.035 | 45.4201 | 46.1773 | 47.0471 | 50.5461 | 53.576 | 56.9238 | 58.9462 | 59.8556 | 60.5794 | 60.8204 | 59.4163 | 58.3983 | 56.5906 | 54.6277 | 53.5461 | 52.23 | 51.1122 | 49.538 | 4.8725 | 3.915 | 4.2338 | 3.82 | 3.4693 | 3.8453 | 3.2706 | 3.007 | 3.1561 | 3.4 | 3.6803 | 4.4755 | 3.8039 | 3.7615 | 3.1689 | 2.878 | 2.4994 | 2.9151 | 3.3337 | 3.0614 | 3.2509 | 3.8497 | 3.9815 | 4.339
Portfolio Adjusted1-in-10Size: Over 200kWOrange County2016March Monthly Peak | Portfolio Adjusted | 1-in-10 | Size: Over 200kW | Orange County | 2016 | March Monthly Peak | 3 | 119.4953 | 114.9505 | 111.1401 | 112.5853 | 123.5796 | 153.6217 | 181.6277 | 194.8835 | 204.6984 | 208.4651 | 213.4182 | 216.0487 | 216.8355 | 216.1054 | 209.78 | 196.6431 | 183.3826 | 172.0516 | 165.3601 | 164.4741 | 158.7014 | 150.0823 | 138.6744 | 130.2193 | 2.0314 | 1.5527 | 1.2929 | 0.26356 | 0.071657 | 0.45396 | 1.0888 | 1.0032 | -0.061165 | -0.50728 | 0.054261 | 0.51478 | 1.2484 | 4.1151 | 10.1134 | 9.238 | 8.8832 | 7.8618 | 1.9985 | 1.0857 | 0.25305 | 0.16649 | 0.38392 | -0.1831 | 61.5441 | 60.0272 | 58.8015 | 58.3996 | 56.9917 | 56.0931 | 55.5776 | 56.4275 | 59.9313 | 64.5404 | 69.5154 | 74.2173 | 77.5094 | 79.1745 | 79.8808 | 80.5821 | 80.5379 | 79.5865 | 76.9059 | 73.306 | 70.2528 | 67.1533 | 64.7364 | 62.8298 | 5.1197 | 4.11 | 4.4021 | 3.9831 | 3.5764 | 3.9259 | 3.3366 | 3.0702 | 3.2375 | 3.5366 | 3.8818 | 4.7547 | 4.0892 | 4.0994 | 3.4764 | 3.1755 | 2.7609 | 3.1292 | 3.5111 | 3.3043 | 3.5119 | 4.132 | 4.2508 | 4.5888
Portfolio Adjusted1-in-10Size: Over 200kWOrange County2016April Monthly Peak | Portfolio Adjusted | 1-in-10 | Size: Over 200kW | Orange County | 2016 | April Monthly Peak | 4 | 121.4176 | 117.0751 | 113.3951 | 115.286 | 126.4751 | 156.7354 | 183.3755 | 199.0691 | 212.0167 | 219.789 | 227.5334 | 231.6301 | 232.7966 | 231.7903 | 224.7574 | 211.1439 | 196.9572 | 184.0389 | 173.3159 | 172.6548 | 167.1943 | 157.851 | 144.9588 | 135.5302 | 0.97704 | 0.78289 | 0.58836 | -0.12579 | -0.37838 | -0.23733 | 0.21732 | 0.35852 | 0.21133 | 0.13515 | -0.048714 | 0.22124 | 1.1152 | 4.0116 | 10.6213 | 9.7528 | 9.1594 | 8.1717 | 2.3935 | 0.66572 | -0.034255 | -0.08508 | -0.05741 | -0.32316 | 72.2809 | 70.2706 | 68.5193 | 66.688 | 65.7556 | 65.0297 | 64.3363 | 64.5128 | 67.6899 | 73.4009 | 79.8299 | 85.7586 | 89.6467 | 91.6464 | 92.4071 | 93.0077 | 92.9835 | 92.1457 | 90.5663 | 86.9826 | 81.9031 | 77.8259 | 75.0252 | 72.7426 | 4.9395 | 3.9747 | 4.2647 | 3.8727 | 3.4755 | 3.8033 | 3.1987 | 2.9778 | 3.1839 | 3.5405 | 3.9296 | 4.8402 | 4.1686 | 4.175 | 3.5366 | 3.2375 | 2.8156 | 3.1783 | 3.4942 | 3.2935 | 3.5131 | 4.1265 | 4.2192 | 4.5348
Portfolio Adjusted1-in-10Size: Over 200kWOrange County2016May Monthly Peak | Portfolio Adjusted | 1-in-10 | Size: Over 200kW | Orange County | 2016 | May Monthly Peak | 5 | 123.5425 | 118.9147 | 115.0038 | 117.0367 | 129.025 | 160.2607 | 185.6587 | 204.3565 | 220.5317 | 229.8972 | 238.8225 | 242.8424 | 243.8081 | 242.8943 | 235.8373 | 221.1654 | 205.8846 | 191.7307 | 180.2559 | 176.8491 | 173.2575 | 163.8726 | 150.147 | 141.3722 | 0.43597 | 0.38587 | 0.22267 | -0.3304 | -0.61856 | -0.60412 | -0.23058 | 0.022908 | 0.364 | 0.49502 | -0.10758 | 0.056997 | 1.049 | 3.9911 | 11.0315 | 10.1277 | 9.3733 | 8.3882 | 2.6462 | 0.43689 | -0.19282 | -0.22464 | -0.29925 | -0.40689 | 73.2309 | 71.7115 | 69.9508 | 69.2751 | 68.5934 | 67.5201 | 66.9969 | 67.5174 | 71.7608 | 78.3013 | 84.0132 | 88.4996 | 91.2435 | 93.3652 | 94.8038 | 95.7002 | 95.7882 | 94.5166 | 92.2825 | 89.5213 | 86.0557 | 82.1631 | 79.1412 | 76.8477 | 4.9803 | 4.0005 | 4.2859 | 3.8959 | 3.5133 | 3.8536 | 3.2091 | 3.0292 | 3.2818 | 3.6697 | 4.0871 | 5.0285 | 4.3262 | 4.3353 | 3.6773 | 3.3604 | 2.9165 | 3.281 | 3.6012 | 3.3429 | 3.6074 | 4.245 | 4.3305 | 4.6874
Portfolio Adjusted1-in-10Size: Over 200kWOrange County2016June Monthly Peak | Portfolio Adjusted | 1-in-10 | Size: Over 200kW | Orange County | 2016 | June Monthly Peak | 6 | 134.2054 | 129.4058 | 124.0848 | 126.1312 | 136.5721 | 165.2474 | 191.2368 | 209.1921 | 223.3767 | 231.5914 | 238.5357 | 240.8643 | 238.8503 | 237.1102 | 230.7837 | 220.0701 | 206.5623 | 192.9202 | 184.3778 | 181.0891 | 178.3707 | 170.243 | 156.6842 | 148.5642 | 0.42509 | 0.38427 | 0.20796 | -0.37356 | -0.67444 | -0.65274 | -0.27465 | -0.0048197 | 0.38038 | 0.52717 | -0.11196 | 0.042648 | 1.0184 | 3.8794 | 10.7862 | 10.0706 | 9.388 | 8.4301 | 2.7195 | 0.4273 | -0.21147 | -0.2447 | -0.3323 | -0.43346 | 74.633 | 73.0678 | 71.6171 | 70.4478 | 69.1507 | 68.2274 | 67.9712 | 68.8453 | 72.0972 | 77.0257 | 82.429 | 87.0764 | 90.3985 | 92.9673 | 94.7441 | 95.4119 | 95.7228 | 95.1126 | 93.6689 | 91.4014 | 87.4229 | 83.0508 | 80.3122 | 78.2313 | 5.4091 | 4.3526 | 4.6234 | 4.1978 | 3.7181 | 3.9727 | 3.3049 | 3.1003 | 3.3235 | 3.6961 | 4.0814 | 4.9866 | 4.2374 | 4.2313 | 3.5978 | 3.3431 | 2.9255 | 3.3008 | 3.6828 | 3.4224 | 3.7132 | 4.4092 | 4.5182 | 4.9249
Portfolio Adjusted1-in-10Size: Over 200kWOrange County2016July Monthly Peak | Portfolio Adjusted | 1-in-10 | Size: Over 200kW | Orange County | 2016 | July Monthly Peak | 7 | 137.3604 | 132.1362 | 128.064 | 129.8989 | 141.2523 | 171.9138 | 198.6727 | 214.6934 | 227.5377 | 235.5355 | 242.1207 | 244.2615 | 243.0577 | 241.0649 | 235.766 | 225.869 | 213.1281 | 200.2799 | 191.6846 | 187.0402 | 182.933 | 174.9527 | 161.6529 | 153.2945 | -0.069184 | 0.022805 | -0.1238 | -0.56753 | -0.90442 | -0.99413 | -0.67714 | -0.29957 | 0.50835 | 0.83056 | -0.16014 | -0.099736 | 0.93996 | 3.7726 | 10.9269 | 10.2629 | 9.5172 | 8.6456 | 2.9628 | 0.23079 | -0.35186 | -0.36972 | -0.55261 | -0.50876 | 76.3536 | 75.2551 | 74.1307 | 73.0921 | 72.245 | 71.6986 | 71.4968 | 71.8456 | 74.8896 | 79.7778 | 84.5527 | 88.9866 | 91.9643 | 93.7705 | 95.534 | 95.9876 | 96.4173 | 95.2676 | 93.4303 | 91.4762 | 88.2711 | 84.8342 | 82.4759 | 80.786 | 5.5509 | 4.4562 | 4.7844 | 4.3346 | 3.8558 | 4.144 | 3.4425 | 3.1902 | 3.3943 | 3.769 | 4.1538 | 5.0703 | 4.3235 | 4.3132 | 3.6852 | 3.4403 | 3.0265 | 3.4358 | 3.8389 | 3.5443 | 3.8183 | 4.5432 | 4.6738 | 5.0952
Portfolio Adjusted1-in-10Size: Over 200kWOrange County2016August Monthly Peak | Portfolio Adjusted | 1-in-10 | Size: Over 200kW | Orange County | 2016 | August Monthly Peak | 8 | 140.6 | 134.6015 | 130.2217 | 132.5028 | 144.2522 | 176.1583 | 206.0352 | 224.0176 | 239.5764 | 249.4154 | 257.318 | 260.5712 | 260.1655 | 258.6956 | 252.4351 | 239.8124 | 224.8791 | 209.9209 | 199.1956 | 195.2288 | 190.1215 | 179.5108 | 165.4389 | 157.2436 | -0.89324 | -0.57662 | -0.67423 | -0.87603 | -1.2602 | -1.5331 | -1.3497 | -0.80242 | 0.73804 | 1.3763 | -0.24893 | -0.34944 | 0.84178 | 3.7552 | 11.5423 | 10.773 | 9.7574 | 8.8845 | 3.3033 | -0.10927 | -0.5892 | -0.57268 | -0.90761 | -0.62237 | 79.4782 | 78.2646 | 77.2528 | 76.3774 | 75.7738 | 75.1347 | 74.6943 | 74.8871 | 78.0047 | 82.2971 | 87.0359 | 91.8937 | 95.6212 | 98.5268 | 100.0726 | 100.3988 | 99.9077 | 98.3701 | 97.0234 | 94.3596 | 90.4066 | 86.8847 | 84.3697 | 82.6153 | 5.802 | 4.6353 | 4.9678 | 4.515 | 4.0209 | 4.3361 | 3.6456 | 3.3992 | 3.6495 | 4.0755 | 4.5078 | 5.5232 | 4.7256 | 4.7266 | 4.0292 | 3.73 | 3.2609 | 3.6773 | 4.0737 | 3.7777 | 4.0522 | 4.7601 | 4.8844 | 5.337
Portfolio Adjusted1-in-10Size: Over 200kWOrange County2016September Monthly Peak | Portfolio Adjusted | 1-in-10 | Size: Over 200kW | Orange County | 2016 | September Monthly Peak | 9 | 139.4872 | 134.2681 | 130.326 | 132.3092 | 144.3086 | 176.1845 | 207.0404 | 226.6888 | 245.4993 | 256.3118 | 265.7475 | 270.1494 | 270.6209 | 269.0677 | 261.5903 | 246.8845 | 230.5759 | 214.3129 | 203.3492 | 202.1661 | 192.8587 | 182.0809 | 167.4155 | 158.2352 | -1.2309 | -0.828 | -0.90662 | -1.0001 | -1.403 | -1.7506 | -1.6311 | -1.0214 | 0.84409 | 1.63 | -0.29144 | -0.46874 | 0.80338 | 3.7769 | 11.8921 | 11.037 | 9.8814 | 8.9939 | 3.469 | -0.26635 | -0.69347 | -0.66372 | -1.0647 | -0.66903 | 81.8217 | 80.4938 | 79.3408 | 78.6727 | 77.5573 | 76.6587 | 76.225 | 76.2598 | 78.5129 | 83.0038 | 88.1845 | 93.511 | 97.5451 | 99.9146 | 101.0718 | 100.8577 | 100.3359 | 99.4767 | 97.7076 | 94.7135 | 91.0503 | 87.7304 | 85.113 | 83.2435 | 5.8403 | 4.6915 | 5.0445 | 4.5744 | 4.0813 | 4.4001 | 3.717 | 3.49 | 3.7944 | 4.2494 | 4.7236 | 5.81 | 4.9874 | 4.988 | 4.2364 | 3.8961 | 3.3924 | 3.8092 | 4.2194 | 3.9691 | 4.1707 | 4.8989 | 5.0151 | 5.4492
Portfolio Adjusted1-in-10Size: Over 200kWOrange County2016October Monthly Peak | Portfolio Adjusted | 1-in-10 | Size: Over 200kW | Orange County | 2016 | October Monthly Peak | 10 | 131.585 | 126.6743 | 121.3377 | 122.1478 | 133.8362 | 164.6147 | 193.8792 | 209.8284 | 225.7441 | 235.422 | 245.7005 | 250.5457 | 251.8664 | 251.7218 | 244.4594 | 229.529 | 213.3054 | 199.1777 | 193.0617 | 188.5271 | 178.1382 | 167.96 | 155.2763 | 145.8759 | 0.29475 | 0.28665 | 0.12235 | -0.40519 | -0.71044 | -0.72645 | -0.37504 | -0.077578 | 0.41471 | 0.61023 | -0.12724 | 0.0073109 | 1.0487 | 4.0732 | 11.4012 | 10.4847 | 9.6517 | 8.6769 | 2.8821 | 0.39123 | -0.2444 | -0.2701 | -0.38022 | -0.4404 | 76.2921 | 75.8283 | 75.4123 | 73.8107 | 72.8709 | 72.1962 | 71.4158 | 71.0474 | 72.1044 | 75.4945 | 79.864 | 84.6295 | 88.4635 | 91.5831 | 93.1676 | 93.6887 | 93.1006 | 91.4872 | 89.175 | 85.9933 | 82.3509 | 79.7952 | 78.1129 | 76.5255 | 5.3029 | 4.2602 | 4.5206 | 4.0647 | 3.6432 | 3.9571 | 3.3502 | 3.1093 | 3.3583 | 3.7568 | 4.2035 | 5.1864 | 4.4678 | 4.4915 | 3.8106 | 3.4864 | 3.0207 | 3.4074 | 3.8558 | 3.5626 | 3.7079 | 4.3496 | 4.4771 | 4.8352
Portfolio Adjusted1-in-10Size: Over 200kWOrange County2016November Monthly Peak | Portfolio Adjusted | 1-in-10 | Size: Over 200kW | Orange County | 2016 | November Monthly Peak | 11 | 122.2655 | 117.8523 | 114.3134 | 115.6068 | 126.9419 | 156.1418 | 181.6726 | 195.7397 | 207.2737 | 213.2684 | 219.2392 | 221.0671 | 220.87 | 219.5384 | 212.457 | 198.5696 | 185.8715 | 179.885 | 171.2205 | 165.9326 | 158.9611 | 151.0229 | 140.258 | 132.9324 | 2.0785 | 1.5919 | 1.3299 | 0.27063 | 0.073607 | 0.46141 | 1.089 | 1.0076 | -0.061935 | -0.51897 | 0.055741 | 0.52674 | 1.2717 | 4.1805 | 10.2425 | 9.3285 | 9.0037 | 8.2198 | 2.0693 | 1.0953 | 0.25346 | 0.16753 | 0.38831 | -0.18692 | 63.6154 | 62.6147 | 62.0614 | 60.9878 | 59.7433 | 58.7549 | 59.0192 | 59.3957 | 61.4848 | 65.5252 | 70.8358 | 75.3392 | 78.217 | 79.8868 | 80.8796 | 80.8917 | 79.8274 | 77.4428 | 74.6419 | 72.2011 | 70.1031 | 68.2907 | 66.7365 | 66.0474 | 5.2384 | 4.2137 | 4.5277 | 4.09 | 3.6737 | 3.9904 | 3.3375 | 3.0837 | 3.2782 | 3.6181 | 3.9876 | 4.8651 | 4.1653 | 4.1645 | 3.5208 | 3.2066 | 2.7983 | 3.2717 | 3.6355 | 3.3336 | 3.5176 | 4.1579 | 4.2994 | 4.6844
Portfolio Adjusted1-in-10Size: Over 200kWOrange County2016December Monthly Peak | Portfolio Adjusted | 1-in-10 | Size: Over 200kW | Orange County | 2016 | December Monthly Peak | 12 | 115.6421 | 111.3339 | 108.4594 | 108.6779 | 120.0255 | 149.6277 | 177.063 | 189.2302 | 197.6535 | 198.1501 | 199.6426 | 198.0139 | 194.7015 | 190.5493 | 182.9949 | 171.73 | 162.9997 | 160.0291 | 154.5296 | 150.569 | 144.858 | 139.0295 | 129.7931 | 123.6252 | 1.9659 | 1.5039 | 1.2618 | 0.25441 | 0.069596 | 0.44216 | 1.0614 | 0.97409 | -0.05906 | -0.48218 | 0.050758 | 0.47181 | 1.121 | 3.6285 | 8.8221 | 8.0676 | 7.8958 | 7.3125 | 1.8676 | 0.9939 | 0.23097 | 0.15423 | 0.35933 | -0.17383 | 44.0117 | 43.3735 | 42.7042 | 42.7551 | 42.2887 | 41.5081 | 41.4683 | 41.4086 | 42.2396 | 44.198 | 46.5096 | 48.5473 | 49.5475 | 50.0927 | 50.6564 | 51.0605 | 50.5116 | 49.2244 | 47.3916 | 46.3839 | 45.5949 | 44.7184 | 44.0998 | 43.5316 | 4.9546 | 3.9807 | 4.2959 | 3.8448 | 3.4736 | 3.8239 | 3.2528 | 2.9811 | 3.126 | 3.3616 | 3.6312 | 4.3578 | 3.6718 | 3.6146 | 3.0326 | 2.7732 | 2.454 | 2.9105 | 3.2811 | 3.0249 | 3.2056 | 3.8277 | 3.9786 | 4.3564
Portfolio Adjusted1-in-10Size: Over 200kWOrange County2016Typical Event Day | Portfolio Adjusted | 1-in-10 | Size: Over 200kW | Orange County | 2016 | Typical Event Day | 8 | 139.9459 | 133.9372 | 129.5496 | 131.8318 | 143.4941 | 175.2102 | 204.9093 | 222.2541 | 237.0453 | 246.0259 | 253.1305 | 255.9089 | 255.239 | 253.8518 | 247.6778 | 235.3052 | 220.7033 | 206.1813 | 196.1476 | 192.405 | 187.6831 | 177.3654 | 163.5684 | 155.6265 | -0.43781 | -0.24472 | -0.37002 | -0.70863 | -1.069 | -1.2428 | -0.98732 | -0.52819 | 0.61963 | 1.0874 | -0.20218 | -0.2116 | 0.91472 | 3.8435 | 11.4098 | 10.6373 | 9.7302 | 8.8222 | 3.131 | 0.082559 | -0.46 | -0.46053 | -0.71091 | -0.56113 | 78.0716 | 76.7703 | 75.5854 | 74.6475 | 73.6817 | 72.9298 | 72.5968 | 72.9595 | 75.8761 | 80.5261 | 85.5505 | 90.3669 | 93.8823 | 96.2948 | 97.8556 | 98.164 | 98.0959 | 97.0568 | 95.4576 | 92.9877 | 89.2877 | 85.625 | 83.0677 | 81.219 | 5.6948 | 4.5483 | 4.8735 | 4.4297 | 3.9442 | 4.2528 | 3.5753 | 3.3255 | 3.5608 | 3.9642 | 4.3729 | 5.349 | 4.5717 | 4.5736 | 3.8983 | 3.609 | 3.1559 | 3.5616 | 3.9556 | 3.6713 | 3.9447 | 4.6379 | 4.7621 | 5.2087
Portfolio Adjusted1-in-10Size: Over 200kWOrange County2017January Monthly Peak | Portfolio Adjusted | 1-in-10 | Size: Over 200kW | Orange County | 2017 | January Monthly Peak | 1 | 113.1422 | 109.324 | 105.8928 | 106.7014 | 118.7445 | 150.1724 | 178.8215 | 192.3717 | 201.4357 | 200.2912 | 201.3094 | 200.6351 | 197.6981 | 192.2391 | 184.0815 | 171.328 | 160.2246 | 157.163 | 152.9446 | 148.9717 | 143.8618 | 138.0653 | 129.4233 | 123.3828 | 1.9234 | 1.4767 | 1.2319 | 0.24979 | 0.068854 | 0.44377 | 1.072 | 0.99026 | -0.06019 | -0.48739 | 0.051182 | 0.47805 | 1.1382 | 3.6607 | 8.8745 | 8.0487 | 7.7614 | 7.1815 | 1.8484 | 0.98336 | 0.22938 | 0.15316 | 0.35831 | -0.17349 | 42.0665 | 42.0014 | 41.2784 | 40.6432 | 40.1352 | 39.7478 | 39.4765 | 39.1888 | 39.7663 | 42.0755 | 44.2316 | 46.2985 | 47.6978 | 48.7573 | 49.7873 | 50.0794 | 49.5186 | 48.2343 | 46.4361 | 45.7299 | 45.077 | 44.995 | 44.714 | 44.3081 | 4.8475 | 3.9088 | 4.1942 | 3.7749 | 3.4365 | 3.8378 | 3.2851 | 3.0306 | 3.1859 | 3.398 | 3.6615 | 4.4154 | 3.7283 | 3.6467 | 3.0506 | 2.7667 | 2.4122 | 2.8584 | 3.2474 | 2.9928 | 3.1835 | 3.8011 | 3.9673 | 4.3479
Portfolio Adjusted1-in-10Size: Over 200kWOrange County2017February Monthly Peak | Portfolio Adjusted | 1-in-10 | Size: Over 200kW | Orange County | 2017 | February Monthly Peak | 2 | 113.7255 | 109.496 | 106.8912 | 107.9747 | 119.8797 | 150.4645 | 178.0305 | 190.8703 | 199.5561 | 200.4135 | 202.3419 | 203.3649 | 201.7045 | 198.29 | 191.22 | 178.2191 | 166.0168 | 160.2821 | 157.0065 | 152.3856 | 146.907 | 139.8274 | 129.8878 | 123.1316 | 1.9333 | 1.4791 | 1.2435 | 0.25277 | 0.069512 | 0.44463 | 1.0672 | 0.98253 | -0.059629 | -0.48769 | 0.051445 | 0.48456 | 1.1613 | 3.7759 | 9.2186 | 8.3724 | 8.042 | 7.324 | 1.8975 | 1.0059 | 0.23424 | 0.15511 | 0.3596 | -0.17314 | 47.9325 | 47.7272 | 47.4543 | 46.9501 | 46.432 | 46.035 | 45.4201 | 46.1773 | 47.0471 | 50.5461 | 53.576 | 56.9238 | 58.9462 | 59.8556 | 60.5794 | 60.8204 | 59.4163 | 58.3983 | 56.5906 | 54.6277 | 53.5461 | 52.23 | 51.1122 | 49.538 | 4.8725 | 3.915 | 4.2338 | 3.82 | 3.4693 | 3.8453 | 3.2706 | 3.007 | 3.1561 | 3.4 | 3.6803 | 4.4755 | 3.8039 | 3.7615 | 3.1689 | 2.878 | 2.4994 | 2.9151 | 3.3337 | 3.0614 | 3.2509 | 3.8497 | 3.9815 | 4.339
Portfolio Adjusted1-in-10Size: Over 200kWOrange County2017March Monthly Peak | Portfolio Adjusted | 1-in-10 | Size: Over 200kW | Orange County | 2017 | March Monthly Peak | 3 | 119.4953 | 114.9505 | 111.1401 | 112.5853 | 123.5796 | 153.6217 | 181.6277 | 194.8835 | 204.6984 | 208.4651 | 213.4182 | 216.0487 | 216.8355 | 216.1054 | 209.78 | 196.6431 | 183.3826 | 172.0516 | 165.3602 | 164.4741 | 158.7014 | 150.0823 | 138.6744 | 130.2193 | 2.0314 | 1.5527 | 1.2929 | 0.26356 | 0.071657 | 0.45396 | 1.0888 | 1.0032 | -0.061165 | -0.50728 | 0.054261 | 0.51478 | 1.2484 | 4.1151 | 10.1134 | 9.238 | 8.8832 | 7.8618 | 1.9985 | 1.0857 | 0.25305 | 0.16649 | 0.38392 | -0.1831 | 61.5441 | 60.0272 | 58.8015 | 58.3996 | 56.9917 | 56.0931 | 55.5776 | 56.4275 | 59.9313 | 64.5404 | 69.5154 | 74.2173 | 77.5093 | 79.1745 | 79.8808 | 80.5821 | 80.5379 | 79.5865 | 76.9059 | 73.306 | 70.2527 | 67.1533 | 64.7364 | 62.8298 | 5.1197 | 4.11 | 4.4021 | 3.9831 | 3.5764 | 3.9259 | 3.3366 | 3.0702 | 3.2375 | 3.5366 | 3.8818 | 4.7547 | 4.0892 | 4.0994 | 3.4764 | 3.1755 | 2.7609 | 3.1292 | 3.5111 | 3.3043 | 3.5119 | 4.132 | 4.2508 | 4.5888
Portfolio Adjusted1-in-10Size: Over 200kWOrange County2017April Monthly Peak | Portfolio Adjusted | 1-in-10 | Size: Over 200kW | Orange County | 2017 | April Monthly Peak | 4 | 121.4176 | 117.0751 | 113.3951 | 115.286 | 126.4751 | 156.7354 | 183.3755 | 199.0691 | 212.0167 | 219.789 | 227.5334 | 231.6301 | 232.7966 | 231.7903 | 224.7574 | 211.1439 | 196.9572 | 184.0389 | 173.3159 | 172.6548 | 167.1943 | 157.851 | 144.9588 | 135.5302 | 0.97704 | 0.78289 | 0.58836 | -0.12579 | -0.37838 | -0.23733 | 0.21732 | 0.35852 | 0.21133 | 0.13515 | -0.048714 | 0.22124 | 1.1152 | 4.0116 | 10.6213 | 9.7528 | 9.1594 | 8.1717 | 2.3935 | 0.66572 | -0.034255 | -0.08508 | -0.05741 | -0.32316 | 72.2809 | 70.2706 | 68.5193 | 66.688 | 65.7556 | 65.0297 | 64.3363 | 64.5128 | 67.6899 | 73.4009 | 79.8299 | 85.7586 | 89.6467 | 91.6464 | 92.4071 | 93.0077 | 92.9835 | 92.1457 | 90.5663 | 86.9826 | 81.9031 | 77.8259 | 75.0252 | 72.7426 | 4.9395 | 3.9747 | 4.2647 | 3.8727 | 3.4755 | 3.8033 | 3.1987 | 2.9778 | 3.1839 | 3.5405 | 3.9296 | 4.8402 | 4.1686 | 4.175 | 3.5366 | 3.2375 | 2.8156 | 3.1783 | 3.4942 | 3.2935 | 3.5131 | 4.1265 | 4.2192 | 4.5348
Portfolio Adjusted1-in-10Size: Over 200kWOrange County2017May Monthly Peak | Portfolio Adjusted | 1-in-10 | Size: Over 200kW | Orange County | 2017 | May Monthly Peak | 5 | 123.5425 | 118.9147 | 115.0038 | 117.0367 | 129.025 | 160.2607 | 185.6587 | 204.3565 | 220.5317 | 229.8972 | 238.8225 | 242.8424 | 243.8081 | 242.8943 | 235.8373 | 221.1654 | 205.8846 | 191.7307 | 180.2559 | 176.8491 | 173.2575 | 163.8726 | 150.147 | 141.3722 | 0.43597 | 0.38587 | 0.22267 | -0.3304 | -0.61856 | -0.60412 | -0.23058 | 0.022908 | 0.364 | 0.49502 | -0.10758 | 0.056997 | 1.049 | 3.9911 | 11.0315 | 10.1277 | 9.3733 | 8.3882 | 2.6462 | 0.43689 | -0.19282 | -0.22464 | -0.29925 | -0.40689 | 73.2309 | 71.7115 | 69.9508 | 69.2751 | 68.5934 | 67.5201 | 66.9969 | 67.5174 | 71.7608 | 78.3013 | 84.0132 | 88.4996 | 91.2435 | 93.3652 | 94.8038 | 95.7002 | 95.7882 | 94.5166 | 92.2825 | 89.5213 | 86.0557 | 82.1631 | 79.1412 | 76.8477 | 4.9803 | 4.0005 | 4.2859 | 3.8959 | 3.5133 | 3.8536 | 3.2091 | 3.0292 | 3.2818 | 3.6697 | 4.0871 | 5.0285 | 4.3262 | 4.3353 | 3.6773 | 3.3604 | 2.9165 | 3.281 | 3.6012 | 3.3429 | 3.6074 | 4.245 | 4.3305 | 4.6874
Portfolio Adjusted1-in-10Size: Over 200kWOrange County2017June Monthly Peak | Portfolio Adjusted | 1-in-10 | Size: Over 200kW | Orange County | 2017 | June Monthly Peak | 6 | 134.2054 | 129.4058 | 124.0848 | 126.1312 | 136.572 | 165.2475 | 191.2368 | 209.1921 | 223.3767 | 231.5914 | 238.5357 | 240.8643 | 238.8503 | 237.1102 | 230.7837 | 220.0701 | 206.5623 | 192.9202 | 184.3778 | 181.0891 | 178.3707 | 170.243 | 156.6842 | 148.5642 | 0.42509 | 0.38427 | 0.20796 | -0.37356 | -0.67444 | -0.65274 | -0.27465 | -0.0048197 | 0.38038 | 0.52717 | -0.11196 | 0.042648 | 1.0184 | 3.8794 | 10.7862 | 10.0706 | 9.388 | 8.4301 | 2.7195 | 0.4273 | -0.21147 | -0.2447 | -0.3323 | -0.43346 | 74.633 | 73.0678 | 71.6172 | 70.4478 | 69.1507 | 68.2274 | 67.9712 | 68.8453 | 72.0972 | 77.0257 | 82.429 | 87.0764 | 90.3985 | 92.9673 | 94.7441 | 95.4119 | 95.7228 | 95.1126 | 93.6689 | 91.4014 | 87.4229 | 83.0508 | 80.3122 | 78.2313 | 5.4091 | 4.3526 | 4.6234 | 4.1978 | 3.7181 | 3.9727 | 3.3049 | 3.1003 | 3.3235 | 3.6961 | 4.0814 | 4.9866 | 4.2374 | 4.2313 | 3.5978 | 3.3431 | 2.9255 | 3.3008 | 3.6828 | 3.4224 | 3.7132 | 4.4092 | 4.5182 | 4.9249
Portfolio Adjusted1-in-10Size: Over 200kWOrange County2017July Monthly Peak | Portfolio Adjusted | 1-in-10 | Size: Over 200kW | Orange County | 2017 | July Monthly Peak | 7 | 137.3604 | 132.1362 | 128.064 | 129.8989 | 141.2524 | 171.9138 | 198.6727 | 214.6934 | 227.5377 | 235.5355 | 242.1207 | 244.2615 | 243.0577 | 241.0649 | 235.766 | 225.869 | 213.1281 | 200.2799 | 191.6846 | 187.0403 | 182.933 | 174.9527 | 161.6529 | 153.2945 | -0.069184 | 0.022805 | -0.1238 | -0.56753 | -0.90442 | -0.99413 | -0.67714 | -0.29957 | 0.50835 | 0.83056 | -0.16014 | -0.099736 | 0.93996 | 3.7726 | 10.9269 | 10.2629 | 9.5172 | 8.6456 | 2.9628 | 0.23079 | -0.35186 | -0.36972 | -0.55261 | -0.50876 | 76.3536 | 75.2551 | 74.1307 | 73.0921 | 72.245 | 71.6986 | 71.4968 | 71.8456 | 74.8896 | 79.7778 | 84.5527 | 88.9866 | 91.9643 | 93.7705 | 95.534 | 95.9876 | 96.4173 | 95.2676 | 93.4303 | 91.4762 | 88.2711 | 84.8342 | 82.4759 | 80.786 | 5.5509 | 4.4562 | 4.7844 | 4.3346 | 3.8558 | 4.144 | 3.4425 | 3.1902 | 3.3943 | 3.769 | 4.1538 | 5.0703 | 4.3235 | 4.3132 | 3.6852 | 3.4403 | 3.0265 | 3.4358 | 3.8389 | 3.5443 | 3.8183 | 4.5432 | 4.6738 | 5.0952
Portfolio Adjusted1-in-10Size: Over 200kWOrange County2017August Monthly Peak | Portfolio Adjusted | 1-in-10 | Size: Over 200kW | Orange County | 2017 | August Monthly Peak | 8 | 140.6 | 134.6015 | 130.2217 | 132.5028 | 144.2522 | 176.1583 | 206.0352 | 224.0176 | 239.5764 | 249.4154 | 257.318 | 260.5712 | 260.1655 | 258.6956 | 252.4351 | 239.8124 | 224.8791 | 209.9209 | 199.1956 | 195.2288 | 190.1215 | 179.5108 | 165.4389 | 157.2436 | -0.89324 | -0.57662 | -0.67423 | -0.87603 | -1.2602 | -1.5331 | -1.3497 | -0.80242 | 0.73804 | 1.3763 | -0.24893 | -0.34944 | 0.84178 | 3.7552 | 11.5423 | 10.773 | 9.7574 | 8.8845 | 3.3033 | -0.10927 | -0.5892 | -0.57268 | -0.90761 | -0.62237 | 79.4782 | 78.2646 | 77.2528 | 76.3774 | 75.7738 | 75.1347 | 74.6943 | 74.8871 | 78.0047 | 82.2971 | 87.0359 | 91.8937 | 95.6212 | 98.5269 | 100.0726 | 100.3988 | 99.9077 | 98.3701 | 97.0234 | 94.3596 | 90.4066 | 86.8847 | 84.3697 | 82.6153 | 5.802 | 4.6353 | 4.9678 | 4.515 | 4.0209 | 4.3361 | 3.6456 | 3.3992 | 3.6495 | 4.0755 | 4.5078 | 5.5232 | 4.7256 | 4.7266 | 4.0292 | 3.73 | 3.2609 | 3.6773 | 4.0737 | 3.7777 | 4.0522 | 4.7601 | 4.8844 | 5.337
Portfolio Adjusted1-in-10Size: Over 200kWOrange County2017September Monthly Peak | Portfolio Adjusted | 1-in-10 | Size: Over 200kW | Orange County | 2017 | September Monthly Peak | 9 | 139.4872 | 134.2681 | 130.326 | 132.3092 | 144.3086 | 176.1845 | 207.0404 | 226.6888 | 245.4993 | 256.3118 | 265.7475 | 270.1494 | 270.6209 | 269.0678 | 261.5903 | 246.8845 | 230.5758 | 214.3129 | 203.3492 | 202.1661 | 192.8587 | 182.0809 | 167.4155 | 158.2352 | -1.2309 | -0.828 | -0.90662 | -1.0001 | -1.403 | -1.7506 | -1.6311 | -1.0214 | 0.84409 | 1.63 | -0.29144 | -0.46874 | 0.80338 | 3.7769 | 11.8921 | 11.037 | 9.8814 | 8.9939 | 3.469 | -0.26635 | -0.69347 | -0.66372 | -1.0647 | -0.66903 | 81.8217 | 80.4938 | 79.3408 | 78.6727 | 77.5573 | 76.6587 | 76.225 | 76.2598 | 78.5129 | 83.0038 | 88.1845 | 93.511 | 97.5451 | 99.9146 | 101.0718 | 100.8577 | 100.3359 | 99.4767 | 97.7076 | 94.7135 | 91.0503 | 87.7304 | 85.113 | 83.2435 | 5.8403 | 4.6915 | 5.0445 | 4.5744 | 4.0813 | 4.4001 | 3.717 | 3.49 | 3.7944 | 4.2494 | 4.7236 | 5.81 | 4.9874 | 4.988 | 4.2364 | 3.8961 | 3.3924 | 3.8092 | 4.2194 | 3.9691 | 4.1707 | 4.8989 | 5.0151 | 5.4492
Portfolio Adjusted1-in-10Size: Over 200kWOrange County2017October Monthly Peak | Portfolio Adjusted | 1-in-10 | Size: Over 200kW | Orange County | 2017 | October Monthly Peak | 10 | 131.585 | 126.6743 | 121.3377 | 122.1478 | 133.8362 | 164.6147 | 193.8792 | 209.8284 | 225.7441 | 235.422 | 245.7005 | 250.5457 | 251.8664 | 251.7218 | 244.4594 | 229.529 | 213.3054 | 199.1777 | 193.0617 | 188.5271 | 178.1382 | 167.96 | 155.2763 | 145.8759 | 0.29475 | 0.28665 | 0.12235 | -0.40519 | -0.71044 | -0.72645 | -0.37504 | -0.077578 | 0.41471 | 0.61023 | -0.12724 | 0.0073109 | 1.0487 | 4.0732 | 11.4012 | 10.4847 | 9.6517 | 8.6769 | 2.8821 | 0.39123 | -0.2444 | -0.2701 | -0.38022 | -0.4404 | 76.2921 | 75.8283 | 75.4123 | 73.8107 | 72.8709 | 72.1962 | 71.4158 | 71.0474 | 72.1044 | 75.4945 | 79.864 | 84.6295 | 88.4635 | 91.5831 | 93.1676 | 93.6887 | 93.1006 | 91.4872 | 89.175 | 85.9933 | 82.3509 | 79.7952 | 78.1129 | 76.5255 | 5.3029 | 4.2602 | 4.5206 | 4.0647 | 3.6432 | 3.9571 | 3.3502 | 3.1093 | 3.3583 | 3.7568 | 4.2035 | 5.1864 | 4.4678 | 4.4915 | 3.8106 | 3.4864 | 3.0207 | 3.4074 | 3.8558 | 3.5626 | 3.7079 | 4.3496 | 4.4771 | 4.8352
Portfolio Adjusted1-in-10Size: Over 200kWOrange County2017November Monthly Peak | Portfolio Adjusted | 1-in-10 | Size: Over 200kW | Orange County | 2017 | November Monthly Peak | 11 | 122.2655 | 117.8523 | 114.3134 | 115.6068 | 126.9419 | 156.1418 | 181.6726 | 195.7397 | 207.2737 | 213.2684 | 219.2392 | 221.0671 | 220.87 | 219.5384 | 212.457 | 198.5696 | 185.8715 | 179.885 | 171.2205 | 165.9326 | 158.9611 | 151.0229 | 140.258 | 132.9324 | 2.0785 | 1.5919 | 1.3299 | 0.27063 | 0.073607 | 0.46141 | 1.089 | 1.0076 | -0.061935 | -0.51897 | 0.055741 | 0.52674 | 1.2717 | 4.1805 | 10.2425 | 9.3285 | 9.0037 | 8.2198 | 2.0693 | 1.0953 | 0.25346 | 0.16753 | 0.38831 | -0.18692 | 63.6154 | 62.6147 | 62.0614 | 60.9878 | 59.7433 | 58.7549 | 59.0192 | 59.3957 | 61.4848 | 65.5252 | 70.8358 | 75.3392 | 78.217 | 79.8868 | 80.8796 | 80.8917 | 79.8274 | 77.4428 | 74.6419 | 72.2011 | 70.1031 | 68.2907 | 66.7365 | 66.0474 | 5.2384 | 4.2137 | 4.5277 | 4.09 | 3.6737 | 3.9904 | 3.3375 | 3.0837 | 3.2782 | 3.6181 | 3.9876 | 4.8651 | 4.1653 | 4.1645 | 3.5208 | 3.2066 | 2.7983 | 3.2717 | 3.6355 | 3.3336 | 3.5176 | 4.1579 | 4.2994 | 4.6844
Portfolio Adjusted1-in-10Size: Over 200kWOrange County2017December Monthly Peak | Portfolio Adjusted | 1-in-10 | Size: Over 200kW | Orange County | 2017 | December Monthly Peak | 12 | 115.6421 | 111.3339 | 108.4594 | 108.6779 | 120.0255 | 149.6277 | 177.063 | 189.2302 | 197.6535 | 198.1501 | 199.6426 | 198.0139 | 194.7015 | 190.5493 | 182.9949 | 171.73 | 162.9997 | 160.0291 | 154.5296 | 150.569 | 144.858 | 139.0295 | 129.7931 | 123.6252 | 1.9659 | 1.5039 | 1.2618 | 0.25441 | 0.069596 | 0.44216 | 1.0614 | 0.97409 | -0.05906 | -0.48218 | 0.050758 | 0.47181 | 1.121 | 3.6285 | 8.8221 | 8.0676 | 7.8958 | 7.3125 | 1.8676 | 0.9939 | 0.23097 | 0.15423 | 0.35933 | -0.17383 | 44.0117 | 43.3735 | 42.7042 | 42.7551 | 42.2887 | 41.5081 | 41.4683 | 41.4086 | 42.2396 | 44.198 | 46.5096 | 48.5473 | 49.5475 | 50.0927 | 50.6564 | 51.0605 | 50.5116 | 49.2244 | 47.3916 | 46.3839 | 45.5949 | 44.7184 | 44.0998 | 43.5316 | 4.9546 | 3.9807 | 4.2959 | 3.8448 | 3.4736 | 3.8239 | 3.2528 | 2.9811 | 3.126 | 3.3616 | 3.6312 | 4.3578 | 3.6718 | 3.6146 | 3.0326 | 2.7732 | 2.454 | 2.9105 | 3.2811 | 3.0249 | 3.2056 | 3.8277 | 3.9786 | 4.3564
Portfolio Adjusted1-in-10Size: Over 200kWOrange County2017Typical Event Day | Portfolio Adjusted | 1-in-10 | Size: Over 200kW | Orange County | 2017 | Typical Event Day | 8 | 139.9459 | 133.9372 | 129.5496 | 131.8318 | 143.4941 | 175.2102 | 204.9093 | 222.2541 | 237.0453 | 246.0259 | 253.1305 | 255.9089 | 255.239 | 253.8518 | 247.6778 | 235.3051 | 220.7033 | 206.1813 | 196.1476 | 192.405 | 187.6831 | 177.3654 | 163.5684 | 155.6265 | -0.43781 | -0.24472 | -0.37002 | -0.70863 | -1.069 | -1.2428 | -0.98732 | -0.52819 | 0.61963 | 1.0874 | -0.20218 | -0.2116 | 0.91472 | 3.8435 | 11.4098 | 10.6373 | 9.7302 | 8.8222 | 3.131 | 0.082559 | -0.46 | -0.46053 | -0.71091 | -0.56114 | 78.0716 | 76.7703 | 75.5854 | 74.6475 | 73.6817 | 72.9298 | 72.5968 | 72.9595 | 75.8761 | 80.5261 | 85.5505 | 90.3669 | 93.8823 | 96.2948 | 97.8556 | 98.164 | 98.0959 | 97.0568 | 95.4576 | 92.9877 | 89.2877 | 85.625 | 83.0677 | 81.219 | 5.6948 | 4.5483 | 4.8735 | 4.4297 | 3.9442 | 4.2528 | 3.5753 | 3.3255 | 3.5608 | 3.9642 | 4.3729 | 5.349 | 4.5717 | 4.5736 | 3.8983 | 3.609 | 3.1559 | 3.5616 | 3.9556 | 3.6713 | 3.9447 | 4.6379 | 4.7621 | 5.2087
Portfolio Adjusted1-in-10Size: Over 200kWOrange County2018January Monthly Peak | Portfolio Adjusted | 1-in-10 | Size: Over 200kW | Orange County | 2018 | January Monthly Peak | 1 | 113.1422 | 109.324 | 105.8928 | 106.7014 | 118.7445 | 150.1724 | 178.8215 | 192.3717 | 201.4357 | 200.2912 | 201.3094 | 200.6351 | 197.6981 | 192.2391 | 184.0815 | 171.328 | 160.2246 | 157.163 | 152.9446 | 148.9717 | 143.8618 | 138.0653 | 129.4233 | 123.3828 | 1.9234 | 1.4767 | 1.2319 | 0.24979 | 0.068854 | 0.44377 | 1.072 | 0.99026 | -0.06019 | -0.48739 | 0.051182 | 0.47805 | 1.1382 | 3.6607 | 8.8745 | 8.0487 | 7.7614 | 7.1815 | 1.8484 | 0.98336 | 0.22938 | 0.15316 | 0.35831 | -0.17349 | 42.0665 | 42.0014 | 41.2784 | 40.6432 | 40.1352 | 39.7478 | 39.4765 | 39.1888 | 39.7663 | 42.0755 | 44.2316 | 46.2985 | 47.6978 | 48.7573 | 49.7873 | 50.0794 | 49.5186 | 48.2343 | 46.4361 | 45.7299 | 45.077 | 44.995 | 44.714 | 44.3081 | 4.8475 | 3.9088 | 4.1942 | 3.7749 | 3.4365 | 3.8378 | 3.2851 | 3.0306 | 3.1859 | 3.398 | 3.6615 | 4.4154 | 3.7283 | 3.6467 | 3.0506 | 2.7667 | 2.4122 | 2.8584 | 3.2474 | 2.9928 | 3.1835 | 3.8011 | 3.9673 | 4.3479
Portfolio Adjusted1-in-10Size: Over 200kWOrange County2018February Monthly Peak | Portfolio Adjusted | 1-in-10 | Size: Over 200kW | Orange County | 2018 | February Monthly Peak | 2 | 113.7255 | 109.496 | 106.8912 | 107.9747 | 119.8797 | 150.4645 | 178.0305 | 190.8703 | 199.5562 | 200.4135 | 202.3419 | 203.3649 | 201.7045 | 198.29 | 191.22 | 178.2191 | 166.0168 | 160.2821 | 157.0065 | 152.3856 | 146.907 | 139.8274 | 129.8878 | 123.1316 | 1.9333 | 1.4791 | 1.2435 | 0.25277 | 0.069512 | 0.44463 | 1.0672 | 0.98253 | -0.059629 | -0.48769 | 0.051445 | 0.48456 | 1.1613 | 3.7759 | 9.2186 | 8.3724 | 8.042 | 7.324 | 1.8975 | 1.0059 | 0.23424 | 0.15511 | 0.3596 | -0.17314 | 47.9325 | 47.7272 | 47.4543 | 46.9501 | 46.432 | 46.035 | 45.4201 | 46.1773 | 47.0471 | 50.5461 | 53.576 | 56.9238 | 58.9462 | 59.8556 | 60.5794 | 60.8204 | 59.4163 | 58.3983 | 56.5906 | 54.6277 | 53.5461 | 52.23 | 51.1122 | 49.538 | 4.8725 | 3.915 | 4.2338 | 3.82 | 3.4693 | 3.8453 | 3.2706 | 3.007 | 3.1561 | 3.4 | 3.6803 | 4.4755 | 3.8039 | 3.7615 | 3.1689 | 2.878 | 2.4994 | 2.9151 | 3.3337 | 3.0614 | 3.2509 | 3.8497 | 3.9815 | 4.339
Portfolio Adjusted1-in-10Size: Over 200kWOrange County2018March Monthly Peak | Portfolio Adjusted | 1-in-10 | Size: Over 200kW | Orange County | 2018 | March Monthly Peak | 3 | 119.4953 | 114.9505 | 111.1401 | 112.5853 | 123.5796 | 153.6217 | 181.6277 | 194.8835 | 204.6984 | 208.4651 | 213.4182 | 216.0487 | 216.8355 | 216.1054 | 209.78 | 196.6431 | 183.3826 | 172.0516 | 165.3602 | 164.4741 | 158.7014 | 150.0823 | 138.6744 | 130.2193 | 2.0314 | 1.5527 | 1.2929 | 0.26356 | 0.071657 | 0.45396 | 1.0888 | 1.0032 | -0.061165 | -0.50728 | 0.054261 | 0.51478 | 1.2484 | 4.1151 | 10.1134 | 9.238 | 8.8832 | 7.8618 | 1.9985 | 1.0857 | 0.25305 | 0.16649 | 0.38392 | -0.1831 | 61.5441 | 60.0272 | 58.8015 | 58.3996 | 56.9917 | 56.0931 | 55.5776 | 56.4275 | 59.9313 | 64.5404 | 69.5154 | 74.2173 | 77.5094 | 79.1745 | 79.8808 | 80.5821 | 80.5379 | 79.5865 | 76.9059 | 73.306 | 70.2528 | 67.1533 | 64.7365 | 62.8298 | 5.1197 | 4.11 | 4.4021 | 3.9831 | 3.5764 | 3.9259 | 3.3366 | 3.0702 | 3.2375 | 3.5366 | 3.8818 | 4.7547 | 4.0892 | 4.0994 | 3.4764 | 3.1755 | 2.7609 | 3.1292 | 3.5111 | 3.3043 | 3.5119 | 4.132 | 4.2508 | 4.5888
Portfolio Adjusted1-in-10Size: Over 200kWOrange County2018April Monthly Peak | Portfolio Adjusted | 1-in-10 | Size: Over 200kW | Orange County | 2018 | April Monthly Peak | 4 | 121.4176 | 117.0751 | 113.3951 | 115.286 | 126.4751 | 156.7354 | 183.3755 | 199.0691 | 212.0167 | 219.789 | 227.5334 | 231.6301 | 232.7966 | 231.7903 | 224.7574 | 211.1439 | 196.9572 | 184.0389 | 173.3159 | 172.6548 | 167.1943 | 157.851 | 144.9588 | 135.5302 | 0.97704 | 0.78289 | 0.58836 | -0.12579 | -0.37838 | -0.23733 | 0.21732 | 0.35852 | 0.21133 | 0.13515 | -0.048714 | 0.22124 | 1.1152 | 4.0116 | 10.6213 | 9.7528 | 9.1594 | 8.1717 | 2.3935 | 0.66572 | -0.034255 | -0.08508 | -0.05741 | -0.32316 | 72.2809 | 70.2706 | 68.5193 | 66.688 | 65.7556 | 65.0297 | 64.3363 | 64.5128 | 67.6899 | 73.4009 | 79.8299 | 85.7586 | 89.6467 | 91.6464 | 92.4071 | 93.0077 | 92.9835 | 92.1457 | 90.5663 | 86.9826 | 81.9031 | 77.8259 | 75.0252 | 72.7426 | 4.9395 | 3.9747 | 4.2647 | 3.8727 | 3.4755 | 3.8033 | 3.1987 | 2.9778 | 3.1839 | 3.5405 | 3.9296 | 4.8402 | 4.1686 | 4.175 | 3.5366 | 3.2375 | 2.8156 | 3.1783 | 3.4942 | 3.2935 | 3.5131 | 4.1265 | 4.2192 | 4.5348
Portfolio Adjusted1-in-10Size: Over 200kWOrange County2018May Monthly Peak | Portfolio Adjusted | 1-in-10 | Size: Over 200kW | Orange County | 2018 | May Monthly Peak | 5 | 123.5425 | 118.9147 | 115.0038 | 117.0367 | 129.025 | 160.2607 | 185.6587 | 204.3565 | 220.5317 | 229.8972 | 238.8225 | 242.8424 | 243.8081 | 242.8943 | 235.8373 | 221.1654 | 205.8846 | 191.7307 | 180.2559 | 176.8491 | 173.2575 | 163.8726 | 150.147 | 141.3722 | 0.43597 | 0.38587 | 0.22267 | -0.3304 | -0.61856 | -0.60412 | -0.23058 | 0.022908 | 0.364 | 0.49502 | -0.10758 | 0.056997 | 1.049 | 3.9911 | 11.0315 | 10.1277 | 9.3733 | 8.3882 | 2.6462 | 0.43689 | -0.19282 | -0.22464 | -0.29925 | -0.40689 | 73.2309 | 71.7115 | 69.9508 | 69.2751 | 68.5934 | 67.5201 | 66.9969 | 67.5174 | 71.7608 | 78.3013 | 84.0132 | 88.4996 | 91.2435 | 93.3652 | 94.8038 | 95.7002 | 95.7882 | 94.5166 | 92.2825 | 89.5213 | 86.0557 | 82.1631 | 79.1412 | 76.8477 | 4.9803 | 4.0005 | 4.2859 | 3.8959 | 3.5133 | 3.8536 | 3.2091 | 3.0292 | 3.2818 | 3.6697 | 4.0871 | 5.0285 | 4.3262 | 4.3353 | 3.6773 | 3.3604 | 2.9165 | 3.281 | 3.6012 | 3.3429 | 3.6074 | 4.245 | 4.3305 | 4.6874
Portfolio Adjusted1-in-10Size: Over 200kWOrange County2018June Monthly Peak | Portfolio Adjusted | 1-in-10 | Size: Over 200kW | Orange County | 2018 | June Monthly Peak | 6 | 134.2054 | 129.4058 | 124.0848 | 126.1312 | 136.5721 | 165.2475 | 191.2368 | 209.1921 | 223.3767 | 231.5914 | 238.5357 | 240.8643 | 238.8503 | 237.1102 | 230.7837 | 220.0701 | 206.5623 | 192.9202 | 184.3778 | 181.0891 | 178.3707 | 170.243 | 156.6842 | 148.5642 | 0.42509 | 0.38427 | 0.20796 | -0.37356 | -0.67444 | -0.65274 | -0.27465 | -0.0048197 | 0.38038 | 0.52717 | -0.11196 | 0.042648 | 1.0184 | 3.8794 | 10.7862 | 10.0706 | 9.388 | 8.4301 | 2.7195 | 0.4273 | -0.21147 | -0.2447 | -0.3323 | -0.43346 | 74.633 | 73.0678 | 71.6171 | 70.4478 | 69.1507 | 68.2274 | 67.9712 | 68.8453 | 72.0972 | 77.0257 | 82.429 | 87.0764 | 90.3985 | 92.9673 | 94.7441 | 95.4119 | 95.7228 | 95.1126 | 93.6689 | 91.4014 | 87.4229 | 83.0508 | 80.3122 | 78.2313 | 5.4091 | 4.3526 | 4.6234 | 4.1978 | 3.7181 | 3.9727 | 3.3049 | 3.1003 | 3.3235 | 3.6961 | 4.0814 | 4.9866 | 4.2374 | 4.2313 | 3.5978 | 3.3431 | 2.9255 | 3.3008 | 3.6828 | 3.4224 | 3.7132 | 4.4092 | 4.5182 | 4.9249
Portfolio Adjusted1-in-10Size: Over 200kWOrange County2018July Monthly Peak | Portfolio Adjusted | 1-in-10 | Size: Over 200kW | Orange County | 2018 | July Monthly Peak | 7 | 137.3604 | 132.1362 | 128.064 | 129.8989 | 141.2524 | 171.9138 | 198.6727 | 214.6935 | 227.5377 | 235.5355 | 242.1207 | 244.2615 | 243.0577 | 241.0649 | 235.766 | 225.869 | 213.1281 | 200.2799 | 191.6846 | 187.0403 | 182.933 | 174.9527 | 161.6529 | 153.2945 | -0.069184 | 0.022805 | -0.1238 | -0.56753 | -0.90442 | -0.99413 | -0.67714 | -0.29957 | 0.50835 | 0.83056 | -0.16014 | -0.099736 | 0.93996 | 3.7726 | 10.9269 | 10.2629 | 9.5172 | 8.6456 | 2.9628 | 0.23079 | -0.35186 | -0.36972 | -0.55261 | -0.50876 | 76.3536 | 75.2551 | 74.1307 | 73.0921 | 72.245 | 71.6986 | 71.4968 | 71.8456 | 74.8896 | 79.7778 | 84.5527 | 88.9866 | 91.9643 | 93.7705 | 95.534 | 95.9876 | 96.4173 | 95.2676 | 93.4303 | 91.4762 | 88.2711 | 84.8342 | 82.4759 | 80.786 | 5.5509 | 4.4562 | 4.7844 | 4.3346 | 3.8558 | 4.144 | 3.4425 | 3.1902 | 3.3943 | 3.769 | 4.1538 | 5.0703 | 4.3235 | 4.3132 | 3.6852 | 3.4403 | 3.0265 | 3.4358 | 3.8389 | 3.5443 | 3.8183 | 4.5432 | 4.6738 | 5.0952
Portfolio Adjusted1-in-10Size: Over 200kWOrange County2018August Monthly Peak | Portfolio Adjusted | 1-in-10 | Size: Over 200kW | Orange County | 2018 | August Monthly Peak | 8 | 140.6 | 134.6015 | 130.2217 | 132.5028 | 144.2522 | 176.1583 | 206.0352 | 224.0176 | 239.5764 | 249.4154 | 257.318 | 260.5712 | 260.1655 | 258.6956 | 252.4351 | 239.8124 | 224.8791 | 209.9209 | 199.1956 | 195.2288 | 190.1215 | 179.5108 | 165.4389 | 157.2436 | -0.89324 | -0.57662 | -0.67423 | -0.87603 | -1.2602 | -1.5331 | -1.3497 | -0.80242 | 0.73804 | 1.3763 | -0.24893 | -0.34944 | 0.84178 | 3.7552 | 11.5423 | 10.773 | 9.7574 | 8.8845 | 3.3033 | -0.10927 | -0.5892 | -0.57268 | -0.90761 | -0.62237 | 79.4782 | 78.2646 | 77.2528 | 76.3774 | 75.7738 | 75.1347 | 74.6943 | 74.8871 | 78.0047 | 82.2971 | 87.0359 | 91.8937 | 95.6212 | 98.5269 | 100.0726 | 100.3988 | 99.9077 | 98.3701 | 97.0234 | 94.3596 | 90.4066 | 86.8847 | 84.3697 | 82.6153 | 5.802 | 4.6353 | 4.9678 | 4.515 | 4.0209 | 4.3361 | 3.6456 | 3.3992 | 3.6495 | 4.0755 | 4.5078 | 5.5232 | 4.7256 | 4.7266 | 4.0292 | 3.73 | 3.2609 | 3.6773 | 4.0737 | 3.7777 | 4.0522 | 4.7601 | 4.8844 | 5.337
Portfolio Adjusted1-in-10Size: Over 200kWOrange County2018September Monthly Peak | Portfolio Adjusted | 1-in-10 | Size: Over 200kW | Orange County | 2018 | September Monthly Peak | 9 | 139.4872 | 134.2681 | 130.326 | 132.3092 | 144.3086 | 176.1845 | 207.0404 | 226.6888 | 245.4993 | 256.3118 | 265.7475 | 270.1493 | 270.6209 | 269.0678 | 261.5903 | 246.8845 | 230.5759 | 214.3129 | 203.3491 | 202.1661 | 192.8587 | 182.0809 | 167.4155 | 158.2352 | -1.2309 | -0.828 | -0.90662 | -1.0001 | -1.403 | -1.7506 | -1.6311 | -1.0214 | 0.84409 | 1.63 | -0.29144 | -0.46874 | 0.80338 | 3.7769 | 11.8921 | 11.037 | 9.8814 | 8.9939 | 3.469 | -0.26635 | -0.69347 | -0.66372 | -1.0647 | -0.66903 | 81.8217 | 80.4938 | 79.3408 | 78.6727 | 77.5573 | 76.6587 | 76.225 | 76.2598 | 78.5129 | 83.0038 | 88.1845 | 93.511 | 97.5451 | 99.9146 | 101.0718 | 100.8577 | 100.3359 | 99.4767 | 97.7076 | 94.7135 | 91.0503 | 87.7304 | 85.113 | 83.2435 | 5.8403 | 4.6915 | 5.0445 | 4.5744 | 4.0813 | 4.4001 | 3.717 | 3.49 | 3.7944 | 4.2494 | 4.7236 | 5.81 | 4.9874 | 4.988 | 4.2364 | 3.8961 | 3.3924 | 3.8092 | 4.2194 | 3.9691 | 4.1707 | 4.8989 | 5.0151 | 5.4492
Portfolio Adjusted1-in-10Size: Over 200kWOrange County2018October Monthly Peak | Portfolio Adjusted | 1-in-10 | Size: Over 200kW | Orange County | 2018 | October Monthly Peak | 10 | 131.585 | 126.6743 | 121.3377 | 122.1478 | 133.8362 | 164.6147 | 193.8792 | 209.8284 | 225.7441 | 235.422 | 245.7005 | 250.5457 | 251.8664 | 251.7218 | 244.4594 | 229.529 | 213.3054 | 199.1777 | 193.0617 | 188.5271 | 178.1382 | 167.96 | 155.2763 | 145.8759 | 0.29475 | 0.28665 | 0.12235 | -0.40519 | -0.71044 | -0.72645 | -0.37504 | -0.077578 | 0.41471 | 0.61023 | -0.12724 | 0.0073109 | 1.0487 | 4.0732 | 11.4012 | 10.4847 | 9.6517 | 8.6769 | 2.8821 | 0.39123 | -0.2444 | -0.2701 | -0.38022 | -0.4404 | 76.2921 | 75.8283 | 75.4123 | 73.8107 | 72.8709 | 72.1962 | 71.4158 | 71.0474 | 72.1044 | 75.4945 | 79.864 | 84.6295 | 88.4635 | 91.5831 | 93.1676 | 93.6887 | 93.1006 | 91.4872 | 89.175 | 85.9933 | 82.3509 | 79.7952 | 78.1129 | 76.5255 | 5.3029 | 4.2602 | 4.5206 | 4.0647 | 3.6432 | 3.9571 | 3.3502 | 3.1093 | 3.3583 | 3.7568 | 4.2035 | 5.1864 | 4.4678 | 4.4915 | 3.8106 | 3.4864 | 3.0207 | 3.4074 | 3.8558 | 3.5626 | 3.7079 | 4.3496 | 4.4771 | 4.8352
Portfolio Adjusted1-in-10Size: Over 200kWOrange County2018November Monthly Peak | Portfolio Adjusted | 1-in-10 | Size: Over 200kW | Orange County | 2018 | November Monthly Peak | 11 | 122.2655 | 117.8523 | 114.3134 | 115.6068 | 126.9419 | 156.1418 | 181.6726 | 195.7397 | 207.2737 | 213.2684 | 219.2392 | 221.0671 | 220.87 | 219.5384 | 212.457 | 198.5696 | 185.8715 | 179.885 | 171.2205 | 165.9326 | 158.9611 | 151.0229 | 140.258 | 132.9324 | 2.0785 | 1.5919 | 1.3299 | 0.27063 | 0.073607 | 0.46141 | 1.089 | 1.0076 | -0.061935 | -0.51897 | 0.055741 | 0.52674 | 1.2717 | 4.1805 | 10.2425 | 9.3285 | 9.0037 | 8.2198 | 2.0693 | 1.0953 | 0.25346 | 0.16753 | 0.38831 | -0.18692 | 63.6154 | 62.6147 | 62.0614 | 60.9878 | 59.7433 | 58.7549 | 59.0192 | 59.3957 | 61.4848 | 65.5252 | 70.8358 | 75.3392 | 78.217 | 79.8868 | 80.8796 | 80.8917 | 79.8274 | 77.4428 | 74.6419 | 72.2011 | 70.1031 | 68.2907 | 66.7365 | 66.0474 | 5.2384 | 4.2137 | 4.5277 | 4.09 | 3.6737 | 3.9904 | 3.3375 | 3.0837 | 3.2782 | 3.6181 | 3.9876 | 4.8651 | 4.1653 | 4.1645 | 3.5208 | 3.2066 | 2.7983 | 3.2717 | 3.6355 | 3.3336 | 3.5176 | 4.1579 | 4.2994 | 4.6844
Portfolio Adjusted1-in-10Size: Over 200kWOrange County2018December Monthly Peak | Portfolio Adjusted | 1-in-10 | Size: Over 200kW | Orange County | 2018 | December Monthly Peak | 12 | 115.6421 | 111.3339 | 108.4595 | 108.678 | 120.0255 | 149.6277 | 177.063 | 189.2302 | 197.6535 | 198.1501 | 199.6426 | 198.0139 | 194.7015 | 190.5493 | 182.9949 | 171.73 | 162.9997 | 160.0291 | 154.5296 | 150.569 | 144.858 | 139.0295 | 129.7931 | 123.6252 | 1.9659 | 1.5039 | 1.2618 | 0.25441 | 0.069596 | 0.44216 | 1.0614 | 0.97409 | -0.05906 | -0.48218 | 0.050758 | 0.47181 | 1.121 | 3.6285 | 8.8221 | 8.0676 | 7.8958 | 7.3125 | 1.8676 | 0.9939 | 0.23097 | 0.15423 | 0.35933 | -0.17383 | 44.0117 | 43.3735 | 42.7042 | 42.7551 | 42.2887 | 41.5081 | 41.4683 | 41.4086 | 42.2396 | 44.198 | 46.5096 | 48.5473 | 49.5475 | 50.0927 | 50.6564 | 51.0605 | 50.5116 | 49.2244 | 47.3916 | 46.3839 | 45.5948 | 44.7184 | 44.0998 | 43.5316 | 4.9546 | 3.9807 | 4.2959 | 3.8448 | 3.4736 | 3.8239 | 3.2528 | 2.9811 | 3.126 | 3.3616 | 3.6312 | 4.3578 | 3.6718 | 3.6146 | 3.0326 | 2.7732 | 2.454 | 2.9105 | 3.2811 | 3.0249 | 3.2056 | 3.8277 | 3.9786 | 4.3564
Portfolio Adjusted1-in-10Size: Over 200kWOrange County2018Typical Event Day | Portfolio Adjusted | 1-in-10 | Size: Over 200kW | Orange County | 2018 | Typical Event Day | 8 | 139.9459 | 133.9372 | 129.5496 | 131.8318 | 143.4941 | 175.2102 | 204.9093 | 222.2541 | 237.0453 | 246.0259 | 253.1305 | 255.9089 | 255.239 | 253.8518 | 247.6778 | 235.3052 | 220.7033 | 206.1813 | 196.1476 | 192.405 | 187.6831 | 177.3654 | 163.5684 | 155.6265 | -0.43781 | -0.24472 | -0.37002 | -0.70863 | -1.069 | -1.2428 | -0.98732 | -0.52819 | 0.61963 | 1.0874 | -0.20218 | -0.2116 | 0.91472 | 3.8435 | 11.4098 | 10.6373 | 9.7302 | 8.8222 | 3.131 | 0.082559 | -0.46 | -0.46053 | -0.71091 | -0.56114 | 78.0716 | 76.7703 | 75.5854 | 74.6475 | 73.6817 | 72.9298 | 72.5968 | 72.9595 | 75.8761 | 80.5261 | 85.5505 | 90.3669 | 93.8823 | 96.2948 | 97.8556 | 98.164 | 98.0959 | 97.0568 | 95.4576 | 92.9877 | 89.2877 | 85.625 | 83.0677 | 81.219 | 5.6948 | 4.5483 | 4.8735 | 4.4297 | 3.9442 | 4.2528 | 3.5753 | 3.3255 | 3.5608 | 3.9642 | 4.3729 | 5.349 | 4.5717 | 4.5736 | 3.8983 | 3.609 | 3.1559 | 3.5616 | 3.9556 | 3.6713 | 3.9447 | 4.6379 | 4.7621 | 5.2087
Portfolio Adjusted1-in-10Size: Over 200kWOrange County2019January Monthly Peak | Portfolio Adjusted | 1-in-10 | Size: Over 200kW | Orange County | 2019 | January Monthly Peak | 1 | 113.1422 | 109.324 | 105.8928 | 106.7014 | 118.7445 | 150.1724 | 178.8216 | 192.3717 | 201.4357 | 200.2912 | 201.3094 | 200.6351 | 197.6981 | 192.2391 | 184.0815 | 171.328 | 160.2246 | 157.163 | 152.9446 | 148.9717 | 143.8618 | 138.0653 | 129.4233 | 123.3828 | 1.9234 | 1.4767 | 1.2319 | 0.24979 | 0.068854 | 0.44377 | 1.072 | 0.99026 | -0.06019 | -0.48739 | 0.051182 | 0.47805 | 1.1382 | 3.6607 | 8.8745 | 8.0487 | 7.7614 | 7.1815 | 1.8484 | 0.98336 | 0.22938 | 0.15316 | 0.35831 | -0.17349 | 42.0665 | 42.0014 | 41.2784 | 40.6432 | 40.1352 | 39.7478 | 39.4765 | 39.1888 | 39.7663 | 42.0755 | 44.2316 | 46.2985 | 47.6978 | 48.7573 | 49.7873 | 50.0794 | 49.5186 | 48.2343 | 46.4361 | 45.7299 | 45.077 | 44.995 | 44.714 | 44.3081 | 4.8475 | 3.9088 | 4.1942 | 3.7749 | 3.4365 | 3.8378 | 3.2851 | 3.0306 | 3.1859 | 3.398 | 3.6615 | 4.4154 | 3.7283 | 3.6467 | 3.0506 | 2.7667 | 2.4122 | 2.8584 | 3.2474 | 2.9928 | 3.1835 | 3.8011 | 3.9673 | 4.3479
Portfolio Adjusted1-in-10Size: Over 200kWOrange County2019February Monthly Peak | Portfolio Adjusted | 1-in-10 | Size: Over 200kW | Orange County | 2019 | February Monthly Peak | 2 | 113.7255 | 109.496 | 106.8912 | 107.9747 | 119.8797 | 150.4645 | 178.0305 | 190.8703 | 199.5562 | 200.4135 | 202.3419 | 203.3649 | 201.7045 | 198.29 | 191.2201 | 178.219 | 166.0169 | 160.2821 | 157.0065 | 152.3856 | 146.907 | 139.8274 | 129.8878 | 123.1316 | 1.9333 | 1.4791 | 1.2435 | 0.25277 | 0.069512 | 0.44463 | 1.0672 | 0.98253 | -0.059629 | -0.48769 | 0.051445 | 0.48456 | 1.1613 | 3.7759 | 9.2186 | 8.3724 | 8.042 | 7.324 | 1.8975 | 1.0059 | 0.23424 | 0.15511 | 0.3596 | -0.17314 | 47.9325 | 47.7272 | 47.4543 | 46.9501 | 46.432 | 46.035 | 45.4201 | 46.1773 | 47.0471 | 50.5461 | 53.576 | 56.9238 | 58.9462 | 59.8556 | 60.5794 | 60.8204 | 59.4163 | 58.3983 | 56.5906 | 54.6277 | 53.5461 | 52.23 | 51.1122 | 49.538 | 4.8725 | 3.915 | 4.2338 | 3.82 | 3.4693 | 3.8453 | 3.2706 | 3.007 | 3.1561 | 3.4 | 3.6803 | 4.4755 | 3.8039 | 3.7615 | 3.1689 | 2.878 | 2.4994 | 2.9151 | 3.3337 | 3.0614 | 3.2509 | 3.8497 | 3.9815 | 4.339
Portfolio Adjusted1-in-10Size: Over 200kWOrange County2019March Monthly Peak | Portfolio Adjusted | 1-in-10 | Size: Over 200kW | Orange County | 2019 | March Monthly Peak | 3 | 119.4953 | 114.9505 | 111.1401 | 112.5853 | 123.5796 | 153.6217 | 181.6277 | 194.8835 | 204.6984 | 208.4651 | 213.4182 | 216.0487 | 216.8355 | 216.1054 | 209.78 | 196.6431 | 183.3826 | 172.0516 | 165.3602 | 164.4741 | 158.7014 | 150.0823 | 138.6744 | 130.2193 | 2.0314 | 1.5527 | 1.2929 | 0.26356 | 0.071657 | 0.45396 | 1.0888 | 1.0032 | -0.061165 | -0.50728 | 0.054261 | 0.51478 | 1.2484 | 4.1151 | 10.1134 | 9.238 | 8.8832 | 7.8618 | 1.9985 | 1.0857 | 0.25305 | 0.16649 | 0.38392 | -0.1831 | 61.5441 | 60.0272 | 58.8015 | 58.3996 | 56.9917 | 56.0931 | 55.5776 | 56.4275 | 59.9313 | 64.5404 | 69.5154 | 74.2173 | 77.5093 | 79.1745 | 79.8808 | 80.5821 | 80.5379 | 79.5865 | 76.9059 | 73.306 | 70.2528 | 67.1533 | 64.7364 | 62.8298 | 5.1197 | 4.11 | 4.4021 | 3.9831 | 3.5764 | 3.9259 | 3.3366 | 3.0702 | 3.2375 | 3.5366 | 3.8818 | 4.7547 | 4.0892 | 4.0994 | 3.4764 | 3.1755 | 2.7609 | 3.1292 | 3.5111 | 3.3043 | 3.5119 | 4.132 | 4.2508 | 4.5888
Portfolio Adjusted1-in-10Size: Over 200kWOrange County2019April Monthly Peak | Portfolio Adjusted | 1-in-10 | Size: Over 200kW | Orange County | 2019 | April Monthly Peak | 4 | 121.4176 | 117.0751 | 113.3951 | 115.286 | 126.4751 | 156.7354 | 183.3755 | 199.0691 | 212.0167 | 219.789 | 227.5334 | 231.6301 | 232.7966 | 231.7903 | 224.7574 | 211.1439 | 196.9573 | 184.0389 | 173.3159 | 172.6548 | 167.1944 | 157.851 | 144.9588 | 135.5302 | 0.97704 | 0.78289 | 0.58836 | -0.12579 | -0.37838 | -0.23733 | 0.21732 | 0.35852 | 0.21133 | 0.13515 | -0.048714 | 0.22124 | 1.1152 | 4.0116 | 10.6213 | 9.7528 | 9.1594 | 8.1717 | 2.3935 | 0.66572 | -0.034255 | -0.08508 | -0.05741 | -0.32316 | 72.2809 | 70.2706 | 68.5193 | 66.688 | 65.7556 | 65.0297 | 64.3363 | 64.5128 | 67.6899 | 73.4009 | 79.8299 | 85.7586 | 89.6467 | 91.6464 | 92.407 | 93.0077 | 92.9835 | 92.1457 | 90.5663 | 86.9826 | 81.9031 | 77.8259 | 75.0252 | 72.7426 | 4.9395 | 3.9747 | 4.2647 | 3.8727 | 3.4755 | 3.8033 | 3.1987 | 2.9778 | 3.1839 | 3.5405 | 3.9296 | 4.8402 | 4.1686 | 4.175 | 3.5366 | 3.2375 | 2.8156 | 3.1783 | 3.4942 | 3.2935 | 3.5131 | 4.1265 | 4.2192 | 4.5348
Portfolio Adjusted1-in-10Size: Over 200kWOrange County2019May Monthly Peak | Portfolio Adjusted | 1-in-10 | Size: Over 200kW | Orange County | 2019 | May Monthly Peak | 5 | 123.5425 | 118.9147 | 115.0038 | 117.0367 | 129.025 | 160.2607 | 185.6587 | 204.3565 | 220.5317 | 229.8972 | 238.8225 | 242.8424 | 243.8081 | 242.8943 | 235.8373 | 221.1654 | 205.8846 | 191.7307 | 180.2559 | 176.8491 | 173.2575 | 163.8726 | 150.147 | 141.3722 | 0.43597 | 0.38587 | 0.22267 | -0.3304 | -0.61856 | -0.60412 | -0.23058 | 0.022908 | 0.364 | 0.49502 | -0.10758 | 0.056997 | 1.049 | 3.9911 | 11.0315 | 10.1277 | 9.3733 | 8.3882 | 2.6462 | 0.43689 | -0.19282 | -0.22464 | -0.29925 | -0.40689 | 73.2309 | 71.7115 | 69.9508 | 69.2751 | 68.5934 | 67.5201 | 66.9969 | 67.5174 | 71.7608 | 78.3013 | 84.0132 | 88.4996 | 91.2435 | 93.3652 | 94.8038 | 95.7002 | 95.7882 | 94.5166 | 92.2825 | 89.5213 | 86.0557 | 82.1631 | 79.1412 | 76.8477 | 4.9803 | 4.0005 | 4.2859 | 3.8959 | 3.5133 | 3.8536 | 3.2091 | 3.0292 | 3.2818 | 3.6697 | 4.0871 | 5.0285 | 4.3262 | 4.3353 | 3.6773 | 3.3604 | 2.9165 | 3.281 | 3.6012 | 3.3429 | 3.6074 | 4.245 | 4.3305 | 4.6874
Portfolio Adjusted1-in-10Size: Over 200kWOrange County2019June Monthly Peak | Portfolio Adjusted | 1-in-10 | Size: Over 200kW | Orange County | 2019 | June Monthly Peak | 6 | 134.2054 | 129.4058 | 124.0848 | 126.1312 | 136.5721 | 165.2474 | 191.2368 | 209.1921 | 223.3767 | 231.5914 | 238.5357 | 240.8643 | 238.8503 | 237.1102 | 230.7837 | 220.0701 | 206.5623 | 192.9202 | 184.3778 | 181.0891 | 178.3707 | 170.243 | 156.6842 | 148.5642 | 0.42509 | 0.38427 | 0.20796 | -0.37356 | -0.67444 | -0.65274 | -0.27465 | -0.0048197 | 0.38038 | 0.52717 | -0.11196 | 0.042648 | 1.0184 | 3.8794 | 10.7862 | 10.0706 | 9.388 | 8.4301 | 2.7195 | 0.4273 | -0.21147 | -0.2447 | -0.3323 | -0.43346 | 74.633 | 73.0678 | 71.6172 | 70.4478 | 69.1507 | 68.2274 | 67.9712 | 68.8453 | 72.0972 | 77.0257 | 82.429 | 87.0764 | 90.3984 | 92.9673 | 94.7441 | 95.4119 | 95.7228 | 95.1126 | 93.6689 | 91.4014 | 87.4229 | 83.0507 | 80.3122 | 78.2313 | 5.4091 | 4.3526 | 4.6234 | 4.1978 | 3.7181 | 3.9727 | 3.3049 | 3.1003 | 3.3235 | 3.6961 | 4.0814 | 4.9866 | 4.2374 | 4.2313 | 3.5978 | 3.3431 | 2.9255 | 3.3008 | 3.6828 | 3.4224 | 3.7132 | 4.4092 | 4.5182 | 4.9249
Portfolio Adjusted1-in-10Size: Over 200kWOrange County2019July Monthly Peak | Portfolio Adjusted | 1-in-10 | Size: Over 200kW | Orange County | 2019 | July Monthly Peak | 7 | 137.3604 | 132.1362 | 128.064 | 129.8989 | 141.2523 | 171.9138 | 198.6727 | 214.6935 | 227.5377 | 235.5355 | 242.1207 | 244.2615 | 243.0577 | 241.0649 | 235.766 | 225.869 | 213.1281 | 200.2799 | 191.6846 | 187.0403 | 182.933 | 174.9527 | 161.6529 | 153.2945 | -0.069184 | 0.022805 | -0.1238 | -0.56753 | -0.90442 | -0.99413 | -0.67714 | -0.29957 | 0.50835 | 0.83056 | -0.16014 | -0.099736 | 0.93996 | 3.7726 | 10.9269 | 10.2629 | 9.5172 | 8.6456 | 2.9628 | 0.23079 | -0.35186 | -0.36972 | -0.55261 | -0.50876 | 76.3536 | 75.2551 | 74.1307 | 73.0921 | 72.245 | 71.6986 | 71.4968 | 71.8456 | 74.8896 | 79.7778 | 84.5527 | 88.9866 | 91.9643 | 93.7705 | 95.534 | 95.9876 | 96.4173 | 95.2676 | 93.4303 | 91.4762 | 88.2711 | 84.8342 | 82.4759 | 80.786 | 5.5509 | 4.4562 | 4.7844 | 4.3346 | 3.8558 | 4.144 | 3.4425 | 3.1902 | 3.3943 | 3.769 | 4.1538 | 5.0703 | 4.3235 | 4.3132 | 3.6852 | 3.4403 | 3.0265 | 3.4358 | 3.8389 | 3.5443 | 3.8183 | 4.5432 | 4.6738 | 5.0952
Portfolio Adjusted1-in-10Size: Over 200kWOrange County2019August Monthly Peak | Portfolio Adjusted | 1-in-10 | Size: Over 200kW | Orange County | 2019 | August Monthly Peak | 8 | 140.6 | 134.6015 | 130.2217 | 132.5028 | 144.2522 | 176.1583 | 206.0352 | 224.0176 | 239.5764 | 249.4154 | 257.318 | 260.5712 | 260.1655 | 258.6956 | 252.4351 | 239.8124 | 224.8791 | 209.9209 | 199.1956 | 195.2288 | 190.1215 | 179.5108 | 165.4389 | 157.2436 | -0.89324 | -0.57662 | -0.67423 | -0.87603 | -1.2602 | -1.5331 | -1.3497 | -0.80242 | 0.73804 | 1.3763 | -0.24893 | -0.34944 | 0.84178 | 3.7552 | 11.5423 | 10.773 | 9.7574 | 8.8845 | 3.3033 | -0.10927 | -0.5892 | -0.57268 | -0.90761 | -0.62237 | 79.4782 | 78.2646 | 77.2528 | 76.3774 | 75.7738 | 75.1347 | 74.6943 | 74.8871 | 78.0047 | 82.2971 | 87.0359 | 91.8937 | 95.6212 | 98.5269 | 100.0726 | 100.3988 | 99.9077 | 98.3701 | 97.0234 | 94.3596 | 90.4066 | 86.8847 | 84.3697 | 82.6153 | 5.802 | 4.6353 | 4.9678 | 4.515 | 4.0209 | 4.3361 | 3.6456 | 3.3992 | 3.6495 | 4.0755 | 4.5078 | 5.5232 | 4.7256 | 4.7266 | 4.0292 | 3.73 | 3.2609 | 3.6773 | 4.0737 | 3.7777 | 4.0522 | 4.7601 | 4.8844 | 5.337
Portfolio Adjusted1-in-10Size: Over 200kWOrange County2019September Monthly Peak | Portfolio Adjusted | 1-in-10 | Size: Over 200kW | Orange County | 2019 | September Monthly Peak | 9 | 139.4872 | 134.2681 | 130.326 | 132.3092 | 144.3086 | 176.1845 | 207.0404 | 226.6888 | 245.4993 | 256.3118 | 265.7475 | 270.1494 | 270.6209 | 269.0677 | 261.5903 | 246.8845 | 230.5759 | 214.3129 | 203.3492 | 202.1661 | 192.8587 | 182.0809 | 167.4155 | 158.2352 | -1.2309 | -0.828 | -0.90662 | -1.0001 | -1.403 | -1.7506 | -1.6311 | -1.0214 | 0.84409 | 1.63 | -0.29144 | -0.46874 | 0.80338 | 3.7769 | 11.8921 | 11.037 | 9.8814 | 8.9939 | 3.469 | -0.26635 | -0.69347 | -0.66372 | -1.0647 | -0.66903 | 81.8217 | 80.4938 | 79.3408 | 78.6727 | 77.5573 | 76.6587 | 76.225 | 76.2598 | 78.5129 | 83.0038 | 88.1845 | 93.511 | 97.5451 | 99.9146 | 101.0718 | 100.8577 | 100.3359 | 99.4767 | 97.7076 | 94.7135 | 91.0503 | 87.7304 | 85.113 | 83.2435 | 5.8403 | 4.6915 | 5.0445 | 4.5744 | 4.0813 | 4.4001 | 3.717 | 3.49 | 3.7944 | 4.2494 | 4.7236 | 5.81 | 4.9874 | 4.988 | 4.2364 | 3.8961 | 3.3924 | 3.8092 | 4.2194 | 3.9691 | 4.1707 | 4.8989 | 5.0151 | 5.4492
Portfolio Adjusted1-in-10Size: Over 200kWOrange County2019October Monthly Peak | Portfolio Adjusted | 1-in-10 | Size: Over 200kW | Orange County | 2019 | October Monthly Peak | 10 | 131.585 | 126.6743 | 121.3377 | 122.1478 | 133.8362 | 164.6147 | 193.8792 | 209.8284 | 225.7441 | 235.4219 | 245.7005 | 250.5457 | 251.8664 | 251.7218 | 244.4594 | 229.529 | 213.3054 | 199.1777 | 193.0617 | 188.5271 | 178.1382 | 167.96 | 155.2763 | 145.8759 | 0.29475 | 0.28665 | 0.12235 | -0.40519 | -0.71044 | -0.72645 | -0.37504 | -0.077578 | 0.41471 | 0.61023 | -0.12724 | 0.0073109 | 1.0487 | 4.0732 | 11.4012 | 10.4847 | 9.6517 | 8.6769 | 2.8821 | 0.39123 | -0.2444 | -0.2701 | -0.38022 | -0.4404 | 76.2921 | 75.8283 | 75.4123 | 73.8107 | 72.8709 | 72.1962 | 71.4158 | 71.0474 | 72.1044 | 75.4945 | 79.864 | 84.6295 | 88.4635 | 91.5831 | 93.1676 | 93.6887 | 93.1006 | 91.4872 | 89.175 | 85.9933 | 82.3509 | 79.7952 | 78.1129 | 76.5255 | 5.3029 | 4.2602 | 4.5206 | 4.0647 | 3.6432 | 3.9571 | 3.3502 | 3.1093 | 3.3583 | 3.7568 | 4.2035 | 5.1864 | 4.4678 | 4.4915 | 3.8106 | 3.4864 | 3.0207 | 3.4074 | 3.8558 | 3.5626 | 3.7079 | 4.3496 | 4.4771 | 4.8352
Portfolio Adjusted1-in-10Size: Over 200kWOrange County2019November Monthly Peak | Portfolio Adjusted | 1-in-10 | Size: Over 200kW | Orange County | 2019 | November Monthly Peak | 11 | 122.2655 | 117.8523 | 114.3134 | 115.6068 | 126.9419 | 156.1418 | 181.6726 | 195.7397 | 207.2737 | 213.2684 | 219.2392 | 221.0671 | 220.87 | 219.5384 | 212.457 | 198.5696 | 185.8715 | 179.885 | 171.2205 | 165.9326 | 158.9611 | 151.0229 | 140.258 | 132.9324 | 2.0785 | 1.5919 | 1.3299 | 0.27063 | 0.073607 | 0.46141 | 1.089 | 1.0076 | -0.061935 | -0.51897 | 0.055741 | 0.52674 | 1.2717 | 4.1805 | 10.2425 | 9.3285 | 9.0037 | 8.2198 | 2.0693 | 1.0953 | 0.25346 | 0.16753 | 0.38831 | -0.18692 | 63.6154 | 62.6147 | 62.0614 | 60.9878 | 59.7433 | 58.7549 | 59.0192 | 59.3957 | 61.4848 | 65.5252 | 70.8358 | 75.3392 | 78.217 | 79.8868 | 80.8796 | 80.8917 | 79.8274 | 77.4428 | 74.6419 | 72.2011 | 70.1031 | 68.2907 | 66.7364 | 66.0474 | 5.2384 | 4.2137 | 4.5277 | 4.09 | 3.6737 | 3.9904 | 3.3375 | 3.0837 | 3.2782 | 3.6181 | 3.9876 | 4.8651 | 4.1653 | 4.1645 | 3.5208 | 3.2066 | 2.7983 | 3.2717 | 3.6355 | 3.3336 | 3.5176 | 4.1579 | 4.2994 | 4.6844
Portfolio Adjusted1-in-10Size: Over 200kWOrange County2019December Monthly Peak | Portfolio Adjusted | 1-in-10 | Size: Over 200kW | Orange County | 2019 | December Monthly Peak | 12 | 115.6421 | 111.3339 | 108.4594 | 108.6779 | 120.0255 | 149.6277 | 177.063 | 189.2302 | 197.6535 | 198.1501 | 199.6426 | 198.0139 | 194.7015 | 190.5493 | 182.9949 | 171.73 | 162.9997 | 160.0291 | 154.5296 | 150.569 | 144.858 | 139.0295 | 129.7931 | 123.6252 | 1.9659 | 1.5039 | 1.2618 | 0.25441 | 0.069596 | 0.44216 | 1.0614 | 0.97409 | -0.05906 | -0.48218 | 0.050758 | 0.47181 | 1.121 | 3.6285 | 8.8221 | 8.0676 | 7.8958 | 7.3125 | 1.8676 | 0.9939 | 0.23097 | 0.15423 | 0.35933 | -0.17383 | 44.0117 | 43.3735 | 42.7042 | 42.7551 | 42.2887 | 41.5081 | 41.4683 | 41.4086 | 42.2396 | 44.198 | 46.5096 | 48.5473 | 49.5475 | 50.0927 | 50.6564 | 51.0605 | 50.5116 | 49.2244 | 47.3916 | 46.3839 | 45.5948 | 44.7184 | 44.0998 | 43.5316 | 4.9546 | 3.9807 | 4.2959 | 3.8448 | 3.4736 | 3.8239 | 3.2528 | 2.9811 | 3.126 | 3.3616 | 3.6312 | 4.3578 | 3.6718 | 3.6146 | 3.0326 | 2.7732 | 2.454 | 2.9105 | 3.2811 | 3.0249 | 3.2056 | 3.8277 | 3.9786 | 4.3564
Portfolio Adjusted1-in-10Size: Over 200kWOrange County2019Typical Event Day | Portfolio Adjusted | 1-in-10 | Size: Over 200kW | Orange County | 2019 | Typical Event Day | 8 | 139.9459 | 133.9372 | 129.5496 | 131.8318 | 143.4941 | 175.2102 | 204.9093 | 222.2541 | 237.0453 | 246.0259 | 253.1305 | 255.9089 | 255.239 | 253.8518 | 247.6778 | 235.3052 | 220.7033 | 206.1813 | 196.1477 | 192.405 | 187.6831 | 177.3654 | 163.5684 | 155.6265 | -0.43781 | -0.24472 | -0.37002 | -0.70863 | -1.069 | -1.2428 | -0.98732 | -0.52819 | 0.61963 | 1.0874 | -0.20218 | -0.2116 | 0.91472 | 3.8435 | 11.4098 | 10.6373 | 9.7302 | 8.8222 | 3.131 | 0.082559 | -0.46 | -0.46053 | -0.71091 | -0.56114 | 78.0716 | 76.7703 | 75.5854 | 74.6475 | 73.6817 | 72.9298 | 72.5968 | 72.9595 | 75.8761 | 80.5261 | 85.5505 | 90.3669 | 93.8823 | 96.2948 | 97.8556 | 98.164 | 98.0959 | 97.0568 | 95.4576 | 92.9877 | 89.2877 | 85.625 | 83.0677 | 81.219 | 5.6948 | 4.5483 | 4.8735 | 4.4297 | 3.9442 | 4.2528 | 3.5753 | 3.3255 | 3.5608 | 3.9642 | 4.3729 | 5.349 | 4.5717 | 4.5736 | 3.8983 | 3.609 | 3.1559 | 3.5616 | 3.9556 | 3.6713 | 3.9447 | 4.6379 | 4.7621 | 5.2087
Portfolio Adjusted1-in-10Size: Over 200kWOrange County2020January Monthly Peak | Portfolio Adjusted | 1-in-10 | Size: Over 200kW | Orange County | 2020 | January Monthly Peak | 1 | 113.1422 | 109.324 | 105.8928 | 106.7014 | 118.7445 | 150.1724 | 178.8215 | 192.3717 | 201.4357 | 200.2912 | 201.3094 | 200.6351 | 197.6981 | 192.2391 | 184.0815 | 171.328 | 160.2246 | 157.163 | 152.9446 | 148.9717 | 143.8618 | 138.0653 | 129.4233 | 123.3828 | 1.9234 | 1.4767 | 1.2319 | 0.24979 | 0.068854 | 0.44377 | 1.072 | 0.99026 | -0.06019 | -0.48739 | 0.051182 | 0.47805 | 1.1382 | 3.6607 | 8.8745 | 8.0487 | 7.7614 | 7.1815 | 1.8484 | 0.98336 | 0.22938 | 0.15316 | 0.35831 | -0.17349 | 42.0665 | 42.0014 | 41.2784 | 40.6432 | 40.1352 | 39.7478 | 39.4765 | 39.1888 | 39.7663 | 42.0755 | 44.2316 | 46.2985 | 47.6978 | 48.7573 | 49.7873 | 50.0794 | 49.5186 | 48.2343 | 46.4361 | 45.7299 | 45.077 | 44.995 | 44.714 | 44.3081 | 4.8475 | 3.9088 | 4.1942 | 3.7749 | 3.4365 | 3.8378 | 3.2851 | 3.0306 | 3.1859 | 3.398 | 3.6615 | 4.4154 | 3.7283 | 3.6467 | 3.0506 | 2.7667 | 2.4122 | 2.8584 | 3.2474 | 2.9928 | 3.1835 | 3.8011 | 3.9673 | 4.3479
Portfolio Adjusted1-in-10Size: Over 200kWOrange County2020February Monthly Peak | Portfolio Adjusted | 1-in-10 | Size: Over 200kW | Orange County | 2020 | February Monthly Peak | 2 | 113.7255 | 109.496 | 106.8912 | 107.9747 | 119.8797 | 150.4645 | 178.0305 | 190.8703 | 199.5562 | 200.4135 | 202.3419 | 203.3649 | 201.7045 | 198.29 | 191.22 | 178.219 | 166.0168 | 160.2821 | 157.0065 | 152.3856 | 146.907 | 139.8274 | 129.8878 | 123.1316 | 1.9333 | 1.4791 | 1.2435 | 0.25277 | 0.069512 | 0.44463 | 1.0672 | 0.98253 | -0.059629 | -0.48769 | 0.051445 | 0.48456 | 1.1613 | 3.7759 | 9.2187 | 8.3724 | 8.042 | 7.324 | 1.8975 | 1.0059 | 0.23424 | 0.15511 | 0.3596 | -0.17314 | 47.9325 | 47.7272 | 47.4543 | 46.9501 | 46.432 | 46.035 | 45.4201 | 46.1773 | 47.0471 | 50.5461 | 53.576 | 56.9238 | 58.9462 | 59.8556 | 60.5794 | 60.8204 | 59.4163 | 58.3983 | 56.5906 | 54.6277 | 53.5461 | 52.23 | 51.1122 | 49.538 | 4.8725 | 3.915 | 4.2338 | 3.82 | 3.4693 | 3.8453 | 3.2706 | 3.007 | 3.1561 | 3.4 | 3.6803 | 4.4755 | 3.8039 | 3.7615 | 3.1689 | 2.878 | 2.4994 | 2.9151 | 3.3337 | 3.0614 | 3.2509 | 3.8497 | 3.9815 | 4.339
Portfolio Adjusted1-in-10Size: Over 200kWOrange County2020March Monthly Peak | Portfolio Adjusted | 1-in-10 | Size: Over 200kW | Orange County | 2020 | March Monthly Peak | 3 | 119.4953 | 114.9505 | 111.1401 | 112.5853 | 123.5796 | 153.6217 | 181.6277 | 194.8835 | 204.6984 | 208.4651 | 213.4182 | 216.0487 | 216.8355 | 216.1054 | 209.78 | 196.6431 | 183.3826 | 172.0516 | 165.3602 | 164.4741 | 158.7014 | 150.0823 | 138.6744 | 130.2193 | 2.0314 | 1.5527 | 1.2929 | 0.26356 | 0.071657 | 0.45396 | 1.0888 | 1.0032 | -0.061165 | -0.50728 | 0.054261 | 0.51478 | 1.2484 | 4.1151 | 10.1134 | 9.238 | 8.8832 | 7.8618 | 1.9985 | 1.0857 | 0.25305 | 0.16649 | 0.38392 | -0.1831 | 61.5441 | 60.0272 | 58.8015 | 58.3996 | 56.9917 | 56.0931 | 55.5776 | 56.4275 | 59.9313 | 64.5404 | 69.5154 | 74.2173 | 77.5093 | 79.1745 | 79.8808 | 80.5821 | 80.5379 | 79.5865 | 76.9059 | 73.306 | 70.2527 | 67.1533 | 64.7365 | 62.8298 | 5.1197 | 4.11 | 4.4021 | 3.9831 | 3.5764 | 3.9259 | 3.3366 | 3.0702 | 3.2375 | 3.5366 | 3.8818 | 4.7547 | 4.0892 | 4.0994 | 3.4764 | 3.1755 | 2.7609 | 3.1292 | 3.5111 | 3.3043 | 3.5119 | 4.132 | 4.2508 | 4.5888
Portfolio Adjusted1-in-10Size: Over 200kWOrange County2020April Monthly Peak | Portfolio Adjusted | 1-in-10 | Size: Over 200kW | Orange County | 2020 | April Monthly Peak | 4 | 121.4176 | 117.0751 | 113.3951 | 115.286 | 126.4751 | 156.7354 | 183.3755 | 199.0691 | 212.0167 | 219.789 | 227.5334 | 231.6301 | 232.7966 | 231.7903 | 224.7574 | 211.1439 | 196.9573 | 184.0389 | 173.3159 | 172.6548 | 167.1944 | 157.851 | 144.9588 | 135.5302 | 0.97704 | 0.78289 | 0.58836 | -0.12579 | -0.37838 | -0.23733 | 0.21732 | 0.35852 | 0.21133 | 0.13515 | -0.048714 | 0.22124 | 1.1152 | 4.0116 | 10.6213 | 9.7528 | 9.1594 | 8.1717 | 2.3935 | 0.66572 | -0.034255 | -0.08508 | -0.05741 | -0.32316 | 72.2809 | 70.2706 | 68.5193 | 66.688 | 65.7556 | 65.0297 | 64.3363 | 64.5128 | 67.6899 | 73.4009 | 79.8299 | 85.7586 | 89.6467 | 91.6464 | 92.4071 | 93.0077 | 92.9835 | 92.1457 | 90.5663 | 86.9826 | 81.9031 | 77.8259 | 75.0252 | 72.7426 | 4.9395 | 3.9747 | 4.2647 | 3.8727 | 3.4755 | 3.8033 | 3.1987 | 2.9778 | 3.1839 | 3.5405 | 3.9296 | 4.8402 | 4.1686 | 4.175 | 3.5366 | 3.2375 | 2.8156 | 3.1783 | 3.4942 | 3.2935 | 3.5131 | 4.1265 | 4.2192 | 4.5348
Portfolio Adjusted1-in-10Size: Over 200kWOrange County2020May Monthly Peak | Portfolio Adjusted | 1-in-10 | Size: Over 200kW | Orange County | 2020 | May Monthly Peak | 5 | 123.5425 | 118.9147 | 115.0038 | 117.0367 | 129.025 | 160.2607 | 185.6587 | 204.3565 | 220.5317 | 229.8972 | 238.8225 | 242.8424 | 243.8081 | 242.8943 | 235.8373 | 221.1654 | 205.8846 | 191.7307 | 180.2559 | 176.8491 | 173.2575 | 163.8726 | 150.147 | 141.3722 | 0.43597 | 0.38587 | 0.22267 | -0.3304 | -0.61856 | -0.60412 | -0.23058 | 0.022908 | 0.364 | 0.49502 | -0.10758 | 0.056997 | 1.049 | 3.9911 | 11.0315 | 10.1277 | 9.3733 | 8.3882 | 2.6462 | 0.43689 | -0.19282 | -0.22464 | -0.29925 | -0.40689 | 73.2309 | 71.7115 | 69.9508 | 69.2751 | 68.5934 | 67.5201 | 66.9969 | 67.5174 | 71.7608 | 78.3013 | 84.0132 | 88.4996 | 91.2435 | 93.3652 | 94.8038 | 95.7002 | 95.7882 | 94.5166 | 92.2825 | 89.5213 | 86.0557 | 82.1631 | 79.1412 | 76.8477 | 4.9803 | 4.0005 | 4.2859 | 3.8959 | 3.5133 | 3.8536 | 3.2091 | 3.0292 | 3.2818 | 3.6697 | 4.0871 | 5.0285 | 4.3262 | 4.3353 | 3.6773 | 3.3604 | 2.9165 | 3.281 | 3.6012 | 3.3429 | 3.6074 | 4.245 | 4.3305 | 4.6874
Portfolio Adjusted1-in-10Size: Over 200kWOrange County2020June Monthly Peak | Portfolio Adjusted | 1-in-10 | Size: Over 200kW | Orange County | 2020 | June Monthly Peak | 6 | 134.2054 | 129.4058 | 124.0848 | 126.1312 | 136.5721 | 165.2474 | 191.2368 | 209.1921 | 223.3767 | 231.5914 | 238.5357 | 240.8643 | 238.8503 | 237.1102 | 230.7837 | 220.0701 | 206.5623 | 192.9202 | 184.3778 | 181.0891 | 178.3707 | 170.243 | 156.6842 | 148.5642 | 0.42509 | 0.38427 | 0.20796 | -0.37356 | -0.67444 | -0.65274 | -0.27465 | -0.0048197 | 0.38038 | 0.52717 | -0.11196 | 0.042648 | 1.0184 | 3.8794 | 10.7862 | 10.0706 | 9.388 | 8.4301 | 2.7195 | 0.4273 | -0.21147 | -0.2447 | -0.3323 | -0.43346 | 74.633 | 73.0678 | 71.6172 | 70.4478 | 69.1507 | 68.2274 | 67.9712 | 68.8453 | 72.0972 | 77.0257 | 82.429 | 87.0764 | 90.3984 | 92.9673 | 94.7441 | 95.4119 | 95.7228 | 95.1126 | 93.6689 | 91.4014 | 87.4229 | 83.0508 | 80.3122 | 78.2313 | 5.4091 | 4.3526 | 4.6234 | 4.1978 | 3.7181 | 3.9727 | 3.3049 | 3.1003 | 3.3235 | 3.6961 | 4.0814 | 4.9866 | 4.2374 | 4.2313 | 3.5978 | 3.3431 | 2.9255 | 3.3008 | 3.6828 | 3.4224 | 3.7132 | 4.4092 | 4.5182 | 4.9249
Portfolio Adjusted1-in-10Size: Over 200kWOrange County2020July Monthly Peak | Portfolio Adjusted | 1-in-10 | Size: Over 200kW | Orange County | 2020 | July Monthly Peak | 7 | 137.3604 | 132.1362 | 128.064 | 129.8989 | 141.2524 | 171.9138 | 198.6727 | 214.6935 | 227.5377 | 235.5355 | 242.1207 | 244.2615 | 243.0577 | 241.0649 | 235.766 | 225.869 | 213.1281 | 200.2799 | 191.6846 | 187.0402 | 182.933 | 174.9527 | 161.6529 | 153.2945 | -0.069184 | 0.022805 | -0.1238 | -0.56753 | -0.90442 | -0.99413 | -0.67714 | -0.29957 | 0.50835 | 0.83056 | -0.16014 | -0.099736 | 0.93996 | 3.7726 | 10.9269 | 10.2629 | 9.5172 | 8.6456 | 2.9628 | 0.23079 | -0.35186 | -0.36972 | -0.55261 | -0.50876 | 76.3536 | 75.2551 | 74.1307 | 73.0921 | 72.245 | 71.6986 | 71.4968 | 71.8456 | 74.8896 | 79.7778 | 84.5527 | 88.9866 | 91.9643 | 93.7705 | 95.534 | 95.9876 | 96.4173 | 95.2676 | 93.4303 | 91.4762 | 88.2711 | 84.8342 | 82.4759 | 80.786 | 5.5509 | 4.4562 | 4.7844 | 4.3346 | 3.8558 | 4.144 | 3.4425 | 3.1902 | 3.3943 | 3.769 | 4.1538 | 5.0703 | 4.3235 | 4.3132 | 3.6852 | 3.4403 | 3.0265 | 3.4358 | 3.8389 | 3.5443 | 3.8183 | 4.5432 | 4.6738 | 5.0952
Portfolio Adjusted1-in-10Size: Over 200kWOrange County2020August Monthly Peak | Portfolio Adjusted | 1-in-10 | Size: Over 200kW | Orange County | 2020 | August Monthly Peak | 8 | 140.6 | 134.6015 | 130.2217 | 132.5028 | 144.2522 | 176.1583 | 206.0352 | 224.0176 | 239.5764 | 249.4154 | 257.318 | 260.5712 | 260.1655 | 258.6956 | 252.4351 | 239.8124 | 224.8791 | 209.9209 | 199.1956 | 195.2288 | 190.1215 | 179.5108 | 165.4389 | 157.2436 | -0.89324 | -0.57662 | -0.67423 | -0.87603 | -1.2602 | -1.5331 | -1.3497 | -0.80242 | 0.73804 | 1.3763 | -0.24893 | -0.34944 | 0.84178 | 3.7552 | 11.5423 | 10.773 | 9.7574 | 8.8845 | 3.3033 | -0.10927 | -0.5892 | -0.57268 | -0.90761 | -0.62237 | 79.4782 | 78.2646 | 77.2528 | 76.3774 | 75.7738 | 75.1347 | 74.6943 | 74.8871 | 78.0047 | 82.2971 | 87.0359 | 91.8937 | 95.6212 | 98.5269 | 100.0726 | 100.3988 | 99.9077 | 98.3701 | 97.0234 | 94.3596 | 90.4066 | 86.8847 | 84.3697 | 82.6153 | 5.802 | 4.6353 | 4.9678 | 4.515 | 4.0209 | 4.3361 | 3.6456 | 3.3992 | 3.6495 | 4.0755 | 4.5078 | 5.5232 | 4.7256 | 4.7266 | 4.0292 | 3.73 | 3.2609 | 3.6773 | 4.0737 | 3.7777 | 4.0522 | 4.7601 | 4.8844 | 5.337
Portfolio Adjusted1-in-10Size: Over 200kWOrange County2020September Monthly Peak | Portfolio Adjusted | 1-in-10 | Size: Over 200kW | Orange County | 2020 | September Monthly Peak | 9 | 139.4872 | 134.2681 | 130.326 | 132.3092 | 144.3086 | 176.1845 | 207.0404 | 226.6888 | 245.4993 | 256.3118 | 265.7475 | 270.1493 | 270.6209 | 269.0677 | 261.5903 | 246.8845 | 230.5758 | 214.3129 | 203.3492 | 202.1661 | 192.8587 | 182.0809 | 167.4155 | 158.2352 | -1.2309 | -0.828 | -0.90662 | -1.0001 | -1.403 | -1.7506 | -1.6311 | -1.0214 | 0.84409 | 1.63 | -0.29144 | -0.46874 | 0.80338 | 3.7769 | 11.8921 | 11.037 | 9.8814 | 8.9939 | 3.469 | -0.26635 | -0.69347 | -0.66372 | -1.0647 | -0.66903 | 81.8217 | 80.4938 | 79.3408 | 78.6727 | 77.5573 | 76.6587 | 76.225 | 76.2598 | 78.5129 | 83.0038 | 88.1845 | 93.511 | 97.5451 | 99.9146 | 101.0718 | 100.8577 | 100.3359 | 99.4767 | 97.7076 | 94.7135 | 91.0503 | 87.7304 | 85.113 | 83.2435 | 5.8403 | 4.6915 | 5.0445 | 4.5744 | 4.0813 | 4.4001 | 3.717 | 3.49 | 3.7944 | 4.2494 | 4.7236 | 5.81 | 4.9874 | 4.988 | 4.2364 | 3.8961 | 3.3924 | 3.8092 | 4.2194 | 3.9691 | 4.1707 | 4.8989 | 5.0151 | 5.4492
Portfolio Adjusted1-in-10Size: Over 200kWOrange County2020October Monthly Peak | Portfolio Adjusted | 1-in-10 | Size: Over 200kW | Orange County | 2020 | October Monthly Peak | 10 | 131.585 | 126.6743 | 121.3377 | 122.1478 | 133.8362 | 164.6147 | 193.8792 | 209.8284 | 225.7441 | 235.4219 | 245.7005 | 250.5457 | 251.8664 | 251.7218 | 244.4594 | 229.529 | 213.3054 | 199.1777 | 193.0617 | 188.5271 | 178.1382 | 167.96 | 155.2763 | 145.8759 | 0.29475 | 0.28665 | 0.12235 | -0.40519 | -0.71044 | -0.72645 | -0.37504 | -0.077578 | 0.41471 | 0.61023 | -0.12724 | 0.0073109 | 1.0487 | 4.0732 | 11.4012 | 10.4847 | 9.6517 | 8.6769 | 2.8821 | 0.39123 | -0.2444 | -0.2701 | -0.38022 | -0.4404 | 76.2921 | 75.8283 | 75.4123 | 73.8107 | 72.8709 | 72.1962 | 71.4158 | 71.0474 | 72.1044 | 75.4945 | 79.864 | 84.6295 | 88.4635 | 91.5831 | 93.1676 | 93.6887 | 93.1006 | 91.4872 | 89.175 | 85.9933 | 82.3509 | 79.7952 | 78.1129 | 76.5255 | 5.3029 | 4.2602 | 4.5206 | 4.0647 | 3.6432 | 3.9571 | 3.3502 | 3.1093 | 3.3583 | 3.7568 | 4.2035 | 5.1864 | 4.4678 | 4.4915 | 3.8106 | 3.4864 | 3.0207 | 3.4074 | 3.8558 | 3.5626 | 3.7079 | 4.3496 | 4.4771 | 4.8352
Portfolio Adjusted1-in-10Size: Over 200kWOrange County2020November Monthly Peak | Portfolio Adjusted | 1-in-10 | Size: Over 200kW | Orange County | 2020 | November Monthly Peak | 11 | 122.2655 | 117.8523 | 114.3134 | 115.6068 | 126.9419 | 156.1418 | 181.6726 | 195.7397 | 207.2737 | 213.2684 | 219.2392 | 221.0671 | 220.87 | 219.5384 | 212.457 | 198.5696 | 185.8715 | 179.885 | 171.2205 | 165.9327 | 158.9611 | 151.0229 | 140.258 | 132.9324 | 2.0785 | 1.5919 | 1.3299 | 0.27063 | 0.073607 | 0.46141 | 1.089 | 1.0076 | -0.061935 | -0.51897 | 0.055741 | 0.52674 | 1.2717 | 4.1805 | 10.2425 | 9.3285 | 9.0037 | 8.2198 | 2.0693 | 1.0953 | 0.25346 | 0.16753 | 0.38831 | -0.18692 | 63.6154 | 62.6147 | 62.0614 | 60.9878 | 59.7433 | 58.7549 | 59.0192 | 59.3957 | 61.4848 | 65.5252 | 70.8358 | 75.3392 | 78.217 | 79.8868 | 80.8796 | 80.8917 | 79.8274 | 77.4428 | 74.6419 | 72.2011 | 70.1031 | 68.2907 | 66.7365 | 66.0474 | 5.2384 | 4.2137 | 4.5277 | 4.09 | 3.6737 | 3.9904 | 3.3375 | 3.0837 | 3.2782 | 3.6181 | 3.9876 | 4.8651 | 4.1653 | 4.1645 | 3.5208 | 3.2066 | 2.7983 | 3.2717 | 3.6355 | 3.3336 | 3.5176 | 4.1579 | 4.2994 | 4.6844
Portfolio Adjusted1-in-10Size: Over 200kWOrange County2020December Monthly Peak | Portfolio Adjusted | 1-in-10 | Size: Over 200kW | Orange County | 2020 | December Monthly Peak | 12 | 115.6421 | 111.3339 | 108.4595 | 108.678 | 120.0255 | 149.6277 | 177.063 | 189.2302 | 197.6535 | 198.1501 | 199.6426 | 198.0139 | 194.7015 | 190.5493 | 182.9949 | 171.73 | 162.9997 | 160.0291 | 154.5296 | 150.569 | 144.858 | 139.0295 | 129.7931 | 123.6252 | 1.9659 | 1.5039 | 1.2618 | 0.25441 | 0.069596 | 0.44216 | 1.0614 | 0.97409 | -0.05906 | -0.48218 | 0.050758 | 0.47181 | 1.121 | 3.6285 | 8.8221 | 8.0676 | 7.8958 | 7.3125 | 1.8676 | 0.9939 | 0.23097 | 0.15423 | 0.35933 | -0.17383 | 44.0117 | 43.3735 | 42.7042 | 42.7551 | 42.2887 | 41.5081 | 41.4683 | 41.4086 | 42.2396 | 44.198 | 46.5096 | 48.5473 | 49.5475 | 50.0927 | 50.6564 | 51.0605 | 50.5116 | 49.2244 | 47.3916 | 46.3839 | 45.5949 | 44.7184 | 44.0998 | 43.5316 | 4.9546 | 3.9807 | 4.2959 | 3.8448 | 3.4736 | 3.8239 | 3.2528 | 2.9811 | 3.126 | 3.3616 | 3.6312 | 4.3578 | 3.6718 | 3.6146 | 3.0326 | 2.7732 | 2.454 | 2.9105 | 3.2811 | 3.0249 | 3.2056 | 3.8277 | 3.9786 | 4.3564
Portfolio Adjusted1-in-10Size: Over 200kWOrange County2020Typical Event Day | Portfolio Adjusted | 1-in-10 | Size: Over 200kW | Orange County | 2020 | Typical Event Day | 8 | 139.9459 | 133.9372 | 129.5496 | 131.8318 | 143.4941 | 175.2102 | 204.9093 | 222.2541 | 237.0453 | 246.0259 | 253.1305 | 255.9089 | 255.239 | 253.8518 | 247.6778 | 235.3051 | 220.7033 | 206.1813 | 196.1476 | 192.405 | 187.6831 | 177.3654 | 163.5684 | 155.6265 | -0.43781 | -0.24472 | -0.37002 | -0.70863 | -1.069 | -1.2428 | -0.98732 | -0.52819 | 0.61963 | 1.0874 | -0.20218 | -0.2116 | 0.91472 | 3.8435 | 11.4098 | 10.6373 | 9.7302 | 8.8222 | 3.131 | 0.082559 | -0.46 | -0.46053 | -0.71091 | -0.56114 | 78.0716 | 76.7703 | 75.5854 | 74.6475 | 73.6817 | 72.9298 | 72.5968 | 72.9595 | 75.8761 | 80.5261 | 85.5505 | 90.3669 | 93.8823 | 96.2948 | 97.8556 | 98.164 | 98.0959 | 97.0568 | 95.4576 | 92.9877 | 89.2877 | 85.625 | 83.0677 | 81.219 | 5.6948 | 4.5483 | 4.8735 | 4.4297 | 3.9442 | 4.2528 | 3.5753 | 3.3255 | 3.5608 | 3.9642 | 4.3729 | 5.349 | 4.5717 | 4.5736 | 3.8983 | 3.609 | 3.1559 | 3.5616 | 3.9556 | 3.6713 | 3.9447 | 4.6379 | 4.7621 | 5.2087
Portfolio Adjusted1-in-10Size: Over 200kWOrange County2021January Monthly Peak | Portfolio Adjusted | 1-in-10 | Size: Over 200kW | Orange County | 2021 | January Monthly Peak | 1 | 113.1422 | 109.324 | 105.8928 | 106.7014 | 118.7445 | 150.1724 | 178.8215 | 192.3717 | 201.4357 | 200.2912 | 201.3094 | 200.6351 | 197.6981 | 192.2391 | 184.0815 | 171.328 | 160.2246 | 157.163 | 152.9446 | 148.9717 | 143.8618 | 138.0653 | 129.4233 | 123.3828 | 1.9234 | 1.4767 | 1.2319 | 0.24979 | 0.068854 | 0.44377 | 1.072 | 0.99026 | -0.06019 | -0.48739 | 0.051182 | 0.47805 | 1.1382 | 3.6607 | 8.8745 | 8.0487 | 7.7614 | 7.1815 | 1.8484 | 0.98336 | 0.22938 | 0.15316 | 0.35831 | -0.17349 | 42.0665 | 42.0014 | 41.2784 | 40.6432 | 40.1352 | 39.7478 | 39.4765 | 39.1888 | 39.7663 | 42.0755 | 44.2316 | 46.2985 | 47.6978 | 48.7573 | 49.7873 | 50.0794 | 49.5186 | 48.2343 | 46.4361 | 45.7299 | 45.077 | 44.995 | 44.714 | 44.3081 | 4.8475 | 3.9088 | 4.1942 | 3.7749 | 3.4365 | 3.8378 | 3.2851 | 3.0306 | 3.1859 | 3.398 | 3.6615 | 4.4154 | 3.7283 | 3.6467 | 3.0506 | 2.7667 | 2.4122 | 2.8584 | 3.2474 | 2.9928 | 3.1835 | 3.8011 | 3.9673 | 4.3479
Portfolio Adjusted1-in-10Size: Over 200kWOrange County2021February Monthly Peak | Portfolio Adjusted | 1-in-10 | Size: Over 200kW | Orange County | 2021 | February Monthly Peak | 2 | 113.7255 | 109.496 | 106.8912 | 107.9747 | 119.8797 | 150.4645 | 178.0305 | 190.8703 | 199.5562 | 200.4135 | 202.3419 | 203.3649 | 201.7045 | 198.29 | 191.2201 | 178.2191 | 166.0169 | 160.2821 | 157.0065 | 152.3856 | 146.907 | 139.8274 | 129.8878 | 123.1316 | 1.9333 | 1.4791 | 1.2435 | 0.25277 | 0.069512 | 0.44463 | 1.0672 | 0.98253 | -0.059629 | -0.48769 | 0.051445 | 0.48456 | 1.1613 | 3.7759 | 9.2187 | 8.3724 | 8.042 | 7.324 | 1.8975 | 1.0059 | 0.23424 | 0.15511 | 0.3596 | -0.17314 | 47.9325 | 47.7272 | 47.4543 | 46.9501 | 46.432 | 46.035 | 45.4201 | 46.1773 | 47.0471 | 50.5461 | 53.576 | 56.9238 | 58.9462 | 59.8556 | 60.5794 | 60.8204 | 59.4163 | 58.3983 | 56.5906 | 54.6277 | 53.5461 | 52.23 | 51.1122 | 49.538 | 4.8725 | 3.915 | 4.2338 | 3.82 | 3.4693 | 3.8453 | 3.2706 | 3.007 | 3.1561 | 3.4 | 3.6803 | 4.4755 | 3.8039 | 3.7615 | 3.1689 | 2.878 | 2.4994 | 2.9151 | 3.3337 | 3.0614 | 3.2509 | 3.8497 | 3.9815 | 4.339
Portfolio Adjusted1-in-10Size: Over 200kWOrange County2021March Monthly Peak | Portfolio Adjusted | 1-in-10 | Size: Over 200kW | Orange County | 2021 | March Monthly Peak | 3 | 119.4953 | 114.9505 | 111.1401 | 112.5853 | 123.5796 | 153.6217 | 181.6277 | 194.8835 | 204.6984 | 208.4651 | 213.4182 | 216.0487 | 216.8355 | 216.1054 | 209.78 | 196.6431 | 183.3826 | 172.0516 | 165.3602 | 164.4741 | 158.7014 | 150.0823 | 138.6744 | 130.2193 | 2.0314 | 1.5527 | 1.2929 | 0.26356 | 0.071657 | 0.45396 | 1.0888 | 1.0032 | -0.061165 | -0.50728 | 0.054261 | 0.51478 | 1.2484 | 4.1151 | 10.1134 | 9.238 | 8.8832 | 7.8618 | 1.9985 | 1.0857 | 0.25305 | 0.16649 | 0.38392 | -0.1831 | 61.5441 | 60.0272 | 58.8015 | 58.3996 | 56.9917 | 56.0931 | 55.5776 | 56.4275 | 59.9313 | 64.5404 | 69.5154 | 74.2173 | 77.5093 | 79.1745 | 79.8808 | 80.5821 | 80.5379 | 79.5865 | 76.9059 | 73.306 | 70.2527 | 67.1533 | 64.7364 | 62.8298 | 5.1197 | 4.11 | 4.4021 | 3.9831 | 3.5764 | 3.9259 | 3.3366 | 3.0702 | 3.2375 | 3.5366 | 3.8818 | 4.7547 | 4.0892 | 4.0994 | 3.4764 | 3.1755 | 2.7609 | 3.1292 | 3.5111 | 3.3043 | 3.5119 | 4.132 | 4.2508 | 4.5888
Portfolio Adjusted1-in-10Size: Over 200kWOrange County2021April Monthly Peak | Portfolio Adjusted | 1-in-10 | Size: Over 200kW | Orange County | 2021 | April Monthly Peak | 4 | 121.4176 | 117.0751 | 113.3951 | 115.286 | 126.4751 | 156.7354 | 183.3755 | 199.0691 | 212.0167 | 219.789 | 227.5334 | 231.6301 | 232.7966 | 231.7903 | 224.7574 | 211.1439 | 196.9572 | 184.0389 | 173.3159 | 172.6548 | 167.1944 | 157.851 | 144.9588 | 135.5302 | 0.97704 | 0.78289 | 0.58836 | -0.12579 | -0.37838 | -0.23733 | 0.21732 | 0.35852 | 0.21133 | 0.13515 | -0.048714 | 0.22124 | 1.1152 | 4.0116 | 10.6213 | 9.7528 | 9.1594 | 8.1717 | 2.3935 | 0.66572 | -0.034255 | -0.08508 | -0.05741 | -0.32316 | 72.2809 | 70.2706 | 68.5193 | 66.688 | 65.7556 | 65.0297 | 64.3363 | 64.5128 | 67.6899 | 73.4009 | 79.8299 | 85.7586 | 89.6467 | 91.6464 | 92.407 | 93.0077 | 92.9835 | 92.1457 | 90.5663 | 86.9826 | 81.9031 | 77.8259 | 75.0252 | 72.7426 | 4.9395 | 3.9747 | 4.2647 | 3.8727 | 3.4755 | 3.8033 | 3.1987 | 2.9778 | 3.1839 | 3.5405 | 3.9296 | 4.8402 | 4.1686 | 4.175 | 3.5366 | 3.2375 | 2.8156 | 3.1783 | 3.4942 | 3.2935 | 3.5131 | 4.1265 | 4.2192 | 4.5348
Portfolio Adjusted1-in-10Size: Over 200kWOrange County2021May Monthly Peak | Portfolio Adjusted | 1-in-10 | Size: Over 200kW | Orange County | 2021 | May Monthly Peak | 5 | 123.5425 | 118.9147 | 115.0038 | 117.0367 | 129.025 | 160.2607 | 185.6587 | 204.3565 | 220.5317 | 229.8972 | 238.8225 | 242.8424 | 243.8081 | 242.8943 | 235.8373 | 221.1654 | 205.8846 | 191.7307 | 180.2559 | 176.8491 | 173.2575 | 163.8726 | 150.147 | 141.3722 | 0.43597 | 0.38587 | 0.22267 | -0.3304 | -0.61856 | -0.60412 | -0.23058 | 0.022908 | 0.364 | 0.49502 | -0.10758 | 0.056997 | 1.049 | 3.9911 | 11.0315 | 10.1277 | 9.3733 | 8.3882 | 2.6462 | 0.43689 | -0.19282 | -0.22464 | -0.29925 | -0.40689 | 73.2309 | 71.7115 | 69.9508 | 69.2751 | 68.5934 | 67.5201 | 66.9969 | 67.5174 | 71.7608 | 78.3013 | 84.0132 | 88.4996 | 91.2435 | 93.3652 | 94.8038 | 95.7002 | 95.7882 | 94.5166 | 92.2825 | 89.5213 | 86.0557 | 82.1631 | 79.1412 | 76.8477 | 4.9803 | 4.0005 | 4.2859 | 3.8959 | 3.5133 | 3.8536 | 3.2091 | 3.0292 | 3.2818 | 3.6697 | 4.0871 | 5.0285 | 4.3262 | 4.3353 | 3.6773 | 3.3604 | 2.9165 | 3.281 | 3.6012 | 3.3429 | 3.6074 | 4.245 | 4.3305 | 4.6874
Portfolio Adjusted1-in-10Size: Over 200kWOrange County2021June Monthly Peak | Portfolio Adjusted | 1-in-10 | Size: Over 200kW | Orange County | 2021 | June Monthly Peak | 6 | 134.2054 | 129.4058 | 124.0848 | 126.1312 | 136.5721 | 165.2475 | 191.2368 | 209.1921 | 223.3767 | 231.5914 | 238.5357 | 240.8643 | 238.8503 | 237.1102 | 230.7837 | 220.0701 | 206.5623 | 192.9202 | 184.3778 | 181.0891 | 178.3707 | 170.243 | 156.6842 | 148.5642 | 0.42509 | 0.38427 | 0.20796 | -0.37356 | -0.67444 | -0.65274 | -0.27465 | -0.0048197 | 0.38038 | 0.52717 | -0.11196 | 0.042648 | 1.0184 | 3.8794 | 10.7862 | 10.0706 | 9.388 | 8.4301 | 2.7195 | 0.4273 | -0.21147 | -0.2447 | -0.3323 | -0.43346 | 74.633 | 73.0678 | 71.6171 | 70.4478 | 69.1507 | 68.2274 | 67.9712 | 68.8453 | 72.0972 | 77.0257 | 82.429 | 87.0764 | 90.3985 | 92.9673 | 94.7441 | 95.4119 | 95.7228 | 95.1126 | 93.6689 | 91.4014 | 87.4229 | 83.0508 | 80.3122 | 78.2313 | 5.4091 | 4.3526 | 4.6234 | 4.1978 | 3.7181 | 3.9727 | 3.3049 | 3.1003 | 3.3235 | 3.6961 | 4.0814 | 4.9866 | 4.2374 | 4.2313 | 3.5978 | 3.3431 | 2.9255 | 3.3008 | 3.6828 | 3.4224 | 3.7132 | 4.4092 | 4.5182 | 4.9249
Portfolio Adjusted1-in-10Size: Over 200kWOrange County2021July Monthly Peak | Portfolio Adjusted | 1-in-10 | Size: Over 200kW | Orange County | 2021 | July Monthly Peak | 7 | 137.3604 | 132.1362 | 128.064 | 129.8989 | 141.2524 | 171.9138 | 198.6727 | 214.6935 | 227.5377 | 235.5355 | 242.1207 | 244.2615 | 243.0577 | 241.0649 | 235.766 | 225.869 | 213.1281 | 200.2799 | 191.6846 | 187.0403 | 182.933 | 174.9527 | 161.6529 | 153.2945 | -0.069184 | 0.022805 | -0.1238 | -0.56753 | -0.90442 | -0.99413 | -0.67714 | -0.29957 | 0.50835 | 0.83056 | -0.16014 | -0.099736 | 0.93996 | 3.7726 | 10.9269 | 10.2629 | 9.5172 | 8.6456 | 2.9628 | 0.23079 | -0.35186 | -0.36972 | -0.55261 | -0.50876 | 76.3536 | 75.2551 | 74.1307 | 73.0921 | 72.245 | 71.6986 | 71.4968 | 71.8456 | 74.8896 | 79.7778 | 84.5527 | 88.9866 | 91.9643 | 93.7705 | 95.534 | 95.9876 | 96.4173 | 95.2676 | 93.4303 | 91.4762 | 88.2711 | 84.8342 | 82.4759 | 80.786 | 5.5509 | 4.4562 | 4.7844 | 4.3346 | 3.8558 | 4.144 | 3.4425 | 3.1902 | 3.3943 | 3.769 | 4.1538 | 5.0703 | 4.3235 | 4.3132 | 3.6852 | 3.4403 | 3.0265 | 3.4358 | 3.8389 | 3.5443 | 3.8183 | 4.5432 | 4.6738 | 5.0952
Portfolio Adjusted1-in-10Size: Over 200kWOrange County2021August Monthly Peak | Portfolio Adjusted | 1-in-10 | Size: Over 200kW | Orange County | 2021 | August Monthly Peak | 8 | 140.6 | 134.6015 | 130.2217 | 132.5028 | 144.2522 | 176.1583 | 206.0352 | 224.0176 | 239.5764 | 249.4154 | 257.318 | 260.5712 | 260.1655 | 258.6956 | 252.4351 | 239.8124 | 224.8791 | 209.9209 | 199.1956 | 195.2288 | 190.1215 | 179.5108 | 165.4389 | 157.2436 | -0.89324 | -0.57662 | -0.67423 | -0.87603 | -1.2602 | -1.5331 | -1.3497 | -0.80242 | 0.73804 | 1.3763 | -0.24893 | -0.34944 | 0.84178 | 3.7552 | 11.5423 | 10.773 | 9.7574 | 8.8845 | 3.3033 | -0.10927 | -0.5892 | -0.57268 | -0.90761 | -0.62237 | 79.4782 | 78.2646 | 77.2528 | 76.3774 | 75.7738 | 75.1347 | 74.6943 | 74.8871 | 78.0047 | 82.2971 | 87.0359 | 91.8937 | 95.6212 | 98.5269 | 100.0726 | 100.3988 | 99.9077 | 98.3701 | 97.0234 | 94.3596 | 90.4066 | 86.8847 | 84.3697 | 82.6153 | 5.802 | 4.6353 | 4.9678 | 4.515 | 4.0209 | 4.3361 | 3.6456 | 3.3992 | 3.6495 | 4.0755 | 4.5078 | 5.5232 | 4.7256 | 4.7266 | 4.0292 | 3.73 | 3.2609 | 3.6773 | 4.0737 | 3.7777 | 4.0522 | 4.7601 | 4.8844 | 5.337
Portfolio Adjusted1-in-10Size: Over 200kWOrange County2021September Monthly Peak | Portfolio Adjusted | 1-in-10 | Size: Over 200kW | Orange County | 2021 | September Monthly Peak | 9 | 139.4872 | 134.2681 | 130.326 | 132.3092 | 144.3086 | 176.1845 | 207.0404 | 226.6888 | 245.4993 | 256.3118 | 265.7475 | 270.1494 | 270.6209 | 269.0678 | 261.5903 | 246.8845 | 230.5758 | 214.3129 | 203.3492 | 202.1661 | 192.8587 | 182.0809 | 167.4155 | 158.2352 | -1.2309 | -0.828 | -0.90662 | -1.0001 | -1.403 | -1.7506 | -1.6311 | -1.0214 | 0.84409 | 1.63 | -0.29144 | -0.46874 | 0.80338 | 3.7769 | 11.8921 | 11.037 | 9.8814 | 8.9939 | 3.469 | -0.26635 | -0.69347 | -0.66372 | -1.0647 | -0.66903 | 81.8217 | 80.4938 | 79.3408 | 78.6727 | 77.5573 | 76.6587 | 76.225 | 76.2598 | 78.5129 | 83.0038 | 88.1845 | 93.511 | 97.5451 | 99.9146 | 101.0718 | 100.8577 | 100.3359 | 99.4767 | 97.7076 | 94.7135 | 91.0503 | 87.7304 | 85.113 | 83.2435 | 5.8403 | 4.6915 | 5.0445 | 4.5744 | 4.0813 | 4.4001 | 3.717 | 3.49 | 3.7944 | 4.2494 | 4.7236 | 5.81 | 4.9874 | 4.988 | 4.2364 | 3.8961 | 3.3924 | 3.8092 | 4.2194 | 3.9691 | 4.1707 | 4.8989 | 5.0151 | 5.4492
Portfolio Adjusted1-in-10Size: Over 200kWOrange County2021October Monthly Peak | Portfolio Adjusted | 1-in-10 | Size: Over 200kW | Orange County | 2021 | October Monthly Peak | 10 | 131.585 | 126.6743 | 121.3377 | 122.1478 | 133.8362 | 164.6147 | 193.8792 | 209.8284 | 225.7441 | 235.4219 | 245.7005 | 250.5457 | 251.8664 | 251.7218 | 244.4594 | 229.529 | 213.3054 | 199.1777 | 193.0617 | 188.5271 | 178.1382 | 167.96 | 155.2763 | 145.8759 | 0.29475 | 0.28665 | 0.12235 | -0.40519 | -0.71044 | -0.72645 | -0.37504 | -0.077578 | 0.41471 | 0.61023 | -0.12724 | 0.0073109 | 1.0487 | 4.0732 | 11.4012 | 10.4847 | 9.6517 | 8.6769 | 2.8821 | 0.39123 | -0.2444 | -0.2701 | -0.38022 | -0.4404 | 76.2921 | 75.8283 | 75.4123 | 73.8107 | 72.8709 | 72.1962 | 71.4158 | 71.0474 | 72.1044 | 75.4945 | 79.864 | 84.6295 | 88.4635 | 91.5831 | 93.1676 | 93.6887 | 93.1006 | 91.4872 | 89.175 | 85.9933 | 82.3509 | 79.7952 | 78.1129 | 76.5255 | 5.3029 | 4.2602 | 4.5206 | 4.0647 | 3.6432 | 3.9571 | 3.3502 | 3.1093 | 3.3583 | 3.7568 | 4.2035 | 5.1864 | 4.4678 | 4.4915 | 3.8106 | 3.4864 | 3.0207 | 3.4074 | 3.8558 | 3.5626 | 3.7079 | 4.3496 | 4.4771 | 4.8352
Portfolio Adjusted1-in-10Size: Over 200kWOrange County2021November Monthly Peak | Portfolio Adjusted | 1-in-10 | Size: Over 200kW | Orange County | 2021 | November Monthly Peak | 11 | 122.2655 | 117.8523 | 114.3134 | 115.6068 | 126.9419 | 156.1418 | 181.6726 | 195.7397 | 207.2737 | 213.2684 | 219.2392 | 221.0671 | 220.87 | 219.5384 | 212.457 | 198.5696 | 185.8715 | 179.885 | 171.2205 | 165.9326 | 158.9611 | 151.0229 | 140.258 | 132.9324 | 2.0785 | 1.5919 | 1.3299 | 0.27063 | 0.073607 | 0.46141 | 1.089 | 1.0076 | -0.061935 | -0.51897 | 0.055741 | 0.52674 | 1.2717 | 4.1805 | 10.2425 | 9.3285 | 9.0037 | 8.2198 | 2.0693 | 1.0953 | 0.25346 | 0.16753 | 0.38831 | -0.18692 | 63.6154 | 62.6147 | 62.0614 | 60.9878 | 59.7433 | 58.7549 | 59.0192 | 59.3957 | 61.4848 | 65.5252 | 70.8358 | 75.3392 | 78.217 | 79.8868 | 80.8796 | 80.8917 | 79.8274 | 77.4428 | 74.6419 | 72.2011 | 70.1031 | 68.2907 | 66.7365 | 66.0474 | 5.2384 | 4.2137 | 4.5277 | 4.09 | 3.6737 | 3.9904 | 3.3375 | 3.0837 | 3.2782 | 3.6181 | 3.9876 | 4.8651 | 4.1653 | 4.1645 | 3.5208 | 3.2066 | 2.7983 | 3.2717 | 3.6355 | 3.3336 | 3.5176 | 4.1579 | 4.2994 | 4.6844
Portfolio Adjusted1-in-10Size: Over 200kWOrange County2021December Monthly Peak | Portfolio Adjusted | 1-in-10 | Size: Over 200kW | Orange County | 2021 | December Monthly Peak | 12 | 115.6421 | 111.3339 | 108.4594 | 108.6779 | 120.0255 | 149.6277 | 177.063 | 189.2302 | 197.6535 | 198.1501 | 199.6426 | 198.0139 | 194.7015 | 190.5493 | 182.9949 | 171.73 | 162.9997 | 160.0291 | 154.5296 | 150.569 | 144.858 | 139.0295 | 129.7931 | 123.6252 | 1.9659 | 1.5039 | 1.2618 | 0.25441 | 0.069596 | 0.44216 | 1.0614 | 0.97409 | -0.05906 | -0.48218 | 0.050758 | 0.47181 | 1.121 | 3.6285 | 8.8221 | 8.0676 | 7.8958 | 7.3125 | 1.8676 | 0.9939 | 0.23097 | 0.15423 | 0.35933 | -0.17383 | 44.0117 | 43.3735 | 42.7042 | 42.7551 | 42.2887 | 41.5081 | 41.4683 | 41.4086 | 42.2396 | 44.198 | 46.5096 | 48.5473 | 49.5475 | 50.0927 | 50.6564 | 51.0605 | 50.5116 | 49.2244 | 47.3916 | 46.3839 | 45.5948 | 44.7184 | 44.0998 | 43.5316 | 4.9546 | 3.9807 | 4.2959 | 3.8448 | 3.4736 | 3.8239 | 3.2528 | 2.9811 | 3.126 | 3.3616 | 3.6312 | 4.3578 | 3.6718 | 3.6146 | 3.0326 | 2.7732 | 2.454 | 2.9105 | 3.2811 | 3.0249 | 3.2056 | 3.8277 | 3.9786 | 4.3564
Portfolio Adjusted1-in-10Size: Over 200kWOrange County2021Typical Event Day | Portfolio Adjusted | 1-in-10 | Size: Over 200kW | Orange County | 2021 | Typical Event Day | 8 | 139.9459 | 133.9372 | 129.5496 | 131.8318 | 143.4941 | 175.2102 | 204.9093 | 222.2541 | 237.0453 | 246.0259 | 253.1305 | 255.9089 | 255.239 | 253.8518 | 247.6778 | 235.3052 | 220.7033 | 206.1813 | 196.1476 | 192.405 | 187.6831 | 177.3654 | 163.5684 | 155.6265 | -0.43781 | -0.24472 | -0.37002 | -0.70863 | -1.069 | -1.2428 | -0.98732 | -0.52819 | 0.61963 | 1.0874 | -0.20218 | -0.2116 | 0.91472 | 3.8435 | 11.4098 | 10.6373 | 9.7302 | 8.8222 | 3.131 | 0.082559 | -0.46 | -0.46053 | -0.71091 | -0.56113 | 78.0716 | 76.7703 | 75.5854 | 74.6475 | 73.6817 | 72.9298 | 72.5968 | 72.9595 | 75.8761 | 80.5261 | 85.5505 | 90.3669 | 93.8823 | 96.2948 | 97.8556 | 98.164 | 98.0959 | 97.0568 | 95.4576 | 92.9877 | 89.2877 | 85.625 | 83.0677 | 81.219 | 5.6948 | 4.5483 | 4.8735 | 4.4297 | 3.9442 | 4.2528 | 3.5753 | 3.3255 | 3.5608 | 3.9642 | 4.3729 | 5.349 | 4.5717 | 4.5736 | 3.8983 | 3.609 | 3.1559 | 3.5616 | 3.9556 | 3.6713 | 3.9447 | 4.6379 | 4.7621 | 5.2087
Portfolio Adjusted1-in-10Size: Over 200kWOrange County2022January Monthly Peak | Portfolio Adjusted | 1-in-10 | Size: Over 200kW | Orange County | 2022 | January Monthly Peak | 1 | 113.1422 | 109.324 | 105.8928 | 106.7014 | 118.7445 | 150.1724 | 178.8215 | 192.3717 | 201.4357 | 200.2912 | 201.3094 | 200.6351 | 197.6981 | 192.2391 | 184.0815 | 171.328 | 160.2246 | 157.163 | 152.9446 | 148.9717 | 143.8618 | 138.0653 | 129.4233 | 123.3828 | 1.9234 | 1.4767 | 1.2319 | 0.24979 | 0.068854 | 0.44377 | 1.072 | 0.99026 | -0.06019 | -0.48739 | 0.051182 | 0.47805 | 1.1382 | 3.6607 | 8.8745 | 8.0487 | 7.7614 | 7.1815 | 1.8484 | 0.98336 | 0.22938 | 0.15316 | 0.35831 | -0.17349 | 42.0665 | 42.0014 | 41.2784 | 40.6432 | 40.1352 | 39.7478 | 39.4765 | 39.1888 | 39.7663 | 42.0755 | 44.2316 | 46.2985 | 47.6978 | 48.7573 | 49.7873 | 50.0794 | 49.5186 | 48.2343 | 46.4361 | 45.7299 | 45.077 | 44.995 | 44.714 | 44.3081 | 4.8475 | 3.9088 | 4.1942 | 3.7749 | 3.4365 | 3.8378 | 3.2851 | 3.0306 | 3.1859 | 3.398 | 3.6615 | 4.4154 | 3.7283 | 3.6467 | 3.0506 | 2.7667 | 2.4122 | 2.8584 | 3.2474 | 2.9928 | 3.1835 | 3.8011 | 3.9673 | 4.3479
Portfolio Adjusted1-in-10Size: Over 200kWOrange County2022February Monthly Peak | Portfolio Adjusted | 1-in-10 | Size: Over 200kW | Orange County | 2022 | February Monthly Peak | 2 | 113.7255 | 109.496 | 106.8912 | 107.9747 | 119.8797 | 150.4645 | 178.0305 | 190.8703 | 199.5562 | 200.4135 | 202.3419 | 203.3649 | 201.7045 | 198.29 | 191.22 | 178.2191 | 166.0168 | 160.2821 | 157.0065 | 152.3856 | 146.907 | 139.8274 | 129.8878 | 123.1316 | 1.9333 | 1.4791 | 1.2435 | 0.25277 | 0.069512 | 0.44463 | 1.0672 | 0.98253 | -0.059629 | -0.48769 | 0.051445 | 0.48456 | 1.1613 | 3.7759 | 9.2186 | 8.3724 | 8.042 | 7.324 | 1.8975 | 1.0059 | 0.23424 | 0.15511 | 0.3596 | -0.17314 | 47.9325 | 47.7272 | 47.4543 | 46.9501 | 46.432 | 46.035 | 45.4201 | 46.1773 | 47.0471 | 50.5461 | 53.576 | 56.9238 | 58.9462 | 59.8556 | 60.5794 | 60.8204 | 59.4163 | 58.3983 | 56.5906 | 54.6277 | 53.5461 | 52.23 | 51.1122 | 49.538 | 4.8725 | 3.915 | 4.2338 | 3.82 | 3.4693 | 3.8453 | 3.2706 | 3.007 | 3.1561 | 3.4 | 3.6803 | 4.4755 | 3.8039 | 3.7615 | 3.1689 | 2.878 | 2.4994 | 2.9151 | 3.3337 | 3.0614 | 3.2509 | 3.8497 | 3.9815 | 4.339
Portfolio Adjusted1-in-10Size: Over 200kWOrange County2022March Monthly Peak | Portfolio Adjusted | 1-in-10 | Size: Over 200kW | Orange County | 2022 | March Monthly Peak | 3 | 119.4953 | 114.9505 | 111.1401 | 112.5853 | 123.5796 | 153.6217 | 181.6277 | 194.8835 | 204.6984 | 208.4651 | 213.4182 | 216.0487 | 216.8355 | 216.1054 | 209.78 | 196.6431 | 183.3826 | 172.0516 | 165.3601 | 164.4741 | 158.7014 | 150.0823 | 138.6744 | 130.2193 | 2.0314 | 1.5527 | 1.2929 | 0.26356 | 0.071657 | 0.45396 | 1.0888 | 1.0032 | -0.061165 | -0.50728 | 0.054261 | 0.51478 | 1.2484 | 4.1151 | 10.1134 | 9.238 | 8.8832 | 7.8618 | 1.9985 | 1.0857 | 0.25305 | 0.16649 | 0.38392 | -0.1831 | 61.5441 | 60.0272 | 58.8015 | 58.3996 | 56.9917 | 56.0931 | 55.5776 | 56.4275 | 59.9313 | 64.5404 | 69.5154 | 74.2173 | 77.5093 | 79.1745 | 79.8808 | 80.5821 | 80.5379 | 79.5865 | 76.9059 | 73.306 | 70.2528 | 67.1533 | 64.7364 | 62.8298 | 5.1197 | 4.11 | 4.4021 | 3.9831 | 3.5764 | 3.9259 | 3.3366 | 3.0702 | 3.2375 | 3.5366 | 3.8818 | 4.7547 | 4.0892 | 4.0994 | 3.4764 | 3.1755 | 2.7609 | 3.1292 | 3.5111 | 3.3043 | 3.5119 | 4.132 | 4.2508 | 4.5888
Portfolio Adjusted1-in-10Size: Over 200kWOrange County2022April Monthly Peak | Portfolio Adjusted | 1-in-10 | Size: Over 200kW | Orange County | 2022 | April Monthly Peak | 4 | 121.4176 | 117.0751 | 113.3952 | 115.286 | 126.4751 | 156.7354 | 183.3755 | 199.0691 | 212.0167 | 219.789 | 227.5334 | 231.6301 | 232.7966 | 231.7903 | 224.7574 | 211.1439 | 196.9572 | 184.0389 | 173.3159 | 172.6548 | 167.1943 | 157.851 | 144.9588 | 135.5302 | 0.97704 | 0.78289 | 0.58836 | -0.12579 | -0.37838 | -0.23733 | 0.21732 | 0.35852 | 0.21133 | 0.13515 | -0.048714 | 0.22124 | 1.1152 | 4.0116 | 10.6213 | 9.7528 | 9.1594 | 8.1717 | 2.3935 | 0.66572 | -0.034255 | -0.08508 | -0.05741 | -0.32316 | 72.2809 | 70.2706 | 68.5193 | 66.688 | 65.7556 | 65.0297 | 64.3363 | 64.5128 | 67.6899 | 73.4009 | 79.8299 | 85.7586 | 89.6467 | 91.6464 | 92.4071 | 93.0077 | 92.9835 | 92.1457 | 90.5663 | 86.9826 | 81.9031 | 77.8259 | 75.0252 | 72.7426 | 4.9395 | 3.9747 | 4.2647 | 3.8727 | 3.4755 | 3.8033 | 3.1987 | 2.9778 | 3.1839 | 3.5405 | 3.9296 | 4.8402 | 4.1686 | 4.175 | 3.5366 | 3.2375 | 2.8156 | 3.1783 | 3.4942 | 3.2935 | 3.5131 | 4.1265 | 4.2192 | 4.5348
Portfolio Adjusted1-in-10Size: Over 200kWOrange County2022May Monthly Peak | Portfolio Adjusted | 1-in-10 | Size: Over 200kW | Orange County | 2022 | May Monthly Peak | 5 | 123.5425 | 118.9147 | 115.0038 | 117.0367 | 129.025 | 160.2607 | 185.6587 | 204.3565 | 220.5317 | 229.8972 | 238.8225 | 242.8424 | 243.8081 | 242.8943 | 235.8373 | 221.1654 | 205.8846 | 191.7307 | 180.2559 | 176.8491 | 173.2575 | 163.8726 | 150.147 | 141.3722 | 0.43597 | 0.38587 | 0.22267 | -0.3304 | -0.61856 | -0.60412 | -0.23058 | 0.022908 | 0.364 | 0.49502 | -0.10758 | 0.056997 | 1.049 | 3.9911 | 11.0315 | 10.1277 | 9.3733 | 8.3882 | 2.6462 | 0.43689 | -0.19282 | -0.22464 | -0.29925 | -0.40689 | 73.2309 | 71.7115 | 69.9508 | 69.2751 | 68.5934 | 67.5201 | 66.9969 | 67.5174 | 71.7608 | 78.3013 | 84.0132 | 88.4996 | 91.2435 | 93.3652 | 94.8038 | 95.7002 | 95.7882 | 94.5166 | 92.2825 | 89.5213 | 86.0557 | 82.1631 | 79.1412 | 76.8477 | 4.9803 | 4.0005 | 4.2859 | 3.8959 | 3.5133 | 3.8536 | 3.2091 | 3.0292 | 3.2818 | 3.6697 | 4.0871 | 5.0285 | 4.3262 | 4.3353 | 3.6773 | 3.3604 | 2.9165 | 3.281 | 3.6012 | 3.3429 | 3.6074 | 4.245 | 4.3305 | 4.6874
Portfolio Adjusted1-in-10Size: Over 200kWOrange County2022June Monthly Peak | Portfolio Adjusted | 1-in-10 | Size: Over 200kW | Orange County | 2022 | June Monthly Peak | 6 | 134.2054 | 129.4058 | 124.0848 | 126.1312 | 136.5721 | 165.2475 | 191.2368 | 209.1921 | 223.3767 | 231.5914 | 238.5357 | 240.8643 | 238.8503 | 237.1102 | 230.7837 | 220.0701 | 206.5623 | 192.9202 | 184.3778 | 181.0891 | 178.3707 | 170.243 | 156.6842 | 148.5642 | 0.42509 | 0.38427 | 0.20796 | -0.37356 | -0.67444 | -0.65274 | -0.27465 | -0.0048197 | 0.38038 | 0.52717 | -0.11196 | 0.042648 | 1.0184 | 3.8794 | 10.7862 | 10.0706 | 9.388 | 8.4301 | 2.7195 | 0.4273 | -0.21147 | -0.2447 | -0.3323 | -0.43346 | 74.633 | 73.0678 | 71.6172 | 70.4478 | 69.1507 | 68.2274 | 67.9712 | 68.8453 | 72.0972 | 77.0257 | 82.429 | 87.0764 | 90.3985 | 92.9673 | 94.7441 | 95.4119 | 95.7228 | 95.1126 | 93.6689 | 91.4014 | 87.4229 | 83.0507 | 80.3122 | 78.2313 | 5.4091 | 4.3526 | 4.6234 | 4.1978 | 3.7181 | 3.9727 | 3.3049 | 3.1003 | 3.3235 | 3.6961 | 4.0814 | 4.9866 | 4.2374 | 4.2313 | 3.5978 | 3.3431 | 2.9255 | 3.3008 | 3.6828 | 3.4224 | 3.7132 | 4.4092 | 4.5182 | 4.9249
Portfolio Adjusted1-in-10Size: Over 200kWOrange County2022July Monthly Peak | Portfolio Adjusted | 1-in-10 | Size: Over 200kW | Orange County | 2022 | July Monthly Peak | 7 | 137.3604 | 132.1362 | 128.064 | 129.8989 | 141.2524 | 171.9138 | 198.6727 | 214.6935 | 227.5377 | 235.5355 | 242.1207 | 244.2615 | 243.0577 | 241.0649 | 235.766 | 225.869 | 213.1281 | 200.2799 | 191.6846 | 187.0402 | 182.933 | 174.9527 | 161.6529 | 153.2945 | -0.069184 | 0.022805 | -0.1238 | -0.56753 | -0.90442 | -0.99413 | -0.67714 | -0.29957 | 0.50835 | 0.83056 | -0.16014 | -0.099736 | 0.93996 | 3.7726 | 10.9269 | 10.2629 | 9.5172 | 8.6456 | 2.9628 | 0.23079 | -0.35186 | -0.36972 | -0.55261 | -0.50876 | 76.3536 | 75.2551 | 74.1307 | 73.0921 | 72.245 | 71.6986 | 71.4968 | 71.8456 | 74.8896 | 79.7778 | 84.5527 | 88.9866 | 91.9643 | 93.7705 | 95.534 | 95.9876 | 96.4173 | 95.2676 | 93.4303 | 91.4762 | 88.2711 | 84.8342 | 82.4759 | 80.786 | 5.5509 | 4.4562 | 4.7844 | 4.3346 | 3.8558 | 4.144 | 3.4425 | 3.1902 | 3.3943 | 3.769 | 4.1538 | 5.0703 | 4.3235 | 4.3132 | 3.6852 | 3.4403 | 3.0265 | 3.4358 | 3.8389 | 3.5443 | 3.8183 | 4.5432 | 4.6738 | 5.0952
Portfolio Adjusted1-in-10Size: Over 200kWOrange County2022August Monthly Peak | Portfolio Adjusted | 1-in-10 | Size: Over 200kW | Orange County | 2022 | August Monthly Peak | 8 | 140.6 | 134.6015 | 130.2217 | 132.5028 | 144.2522 | 176.1583 | 206.0352 | 224.0176 | 239.5764 | 249.4154 | 257.318 | 260.5712 | 260.1655 | 258.6956 | 252.4351 | 239.8124 | 224.8791 | 209.9209 | 199.1956 | 195.2288 | 190.1215 | 179.5108 | 165.4389 | 157.2436 | -0.89324 | -0.57662 | -0.67423 | -0.87603 | -1.2602 | -1.5331 | -1.3497 | -0.80242 | 0.73804 | 1.3763 | -0.24893 | -0.34944 | 0.84178 | 3.7552 | 11.5423 | 10.773 | 9.7574 | 8.8845 | 3.3033 | -0.10927 | -0.5892 | -0.57268 | -0.90761 | -0.62237 | 79.4782 | 78.2646 | 77.2528 | 76.3774 | 75.7738 | 75.1347 | 74.6943 | 74.8871 | 78.0047 | 82.2971 | 87.0359 | 91.8937 | 95.6212 | 98.5268 | 100.0726 | 100.3988 | 99.9077 | 98.3701 | 97.0234 | 94.3596 | 90.4066 | 86.8847 | 84.3697 | 82.6153 | 5.802 | 4.6353 | 4.9678 | 4.515 | 4.0209 | 4.3361 | 3.6456 | 3.3992 | 3.6495 | 4.0755 | 4.5078 | 5.5232 | 4.7256 | 4.7266 | 4.0292 | 3.73 | 3.2609 | 3.6773 | 4.0737 | 3.7777 | 4.0522 | 4.7601 | 4.8844 | 5.337
Portfolio Adjusted1-in-10Size: Over 200kWOrange County2022September Monthly Peak | Portfolio Adjusted | 1-in-10 | Size: Over 200kW | Orange County | 2022 | September Monthly Peak | 9 | 139.4872 | 134.2681 | 130.326 | 132.3092 | 144.3086 | 176.1845 | 207.0404 | 226.6888 | 245.4993 | 256.3118 | 265.7475 | 270.1494 | 270.6209 | 269.0677 | 261.5903 | 246.8845 | 230.5759 | 214.3129 | 203.3491 | 202.1661 | 192.8587 | 182.0809 | 167.4155 | 158.2352 | -1.2309 | -0.828 | -0.90662 | -1.0001 | -1.403 | -1.7506 | -1.6311 | -1.0214 | 0.84409 | 1.63 | -0.29144 | -0.46874 | 0.80338 | 3.7769 | 11.8921 | 11.037 | 9.8814 | 8.9939 | 3.469 | -0.26635 | -0.69347 | -0.66372 | -1.0647 | -0.66903 | 81.8217 | 80.4938 | 79.3408 | 78.6727 | 77.5573 | 76.6587 | 76.225 | 76.2598 | 78.5129 | 83.0038 | 88.1845 | 93.511 | 97.5451 | 99.9146 | 101.0718 | 100.8577 | 100.3359 | 99.4767 | 97.7076 | 94.7135 | 91.0503 | 87.7304 | 85.113 | 83.2435 | 5.8403 | 4.6915 | 5.0445 | 4.5744 | 4.0813 | 4.4001 | 3.717 | 3.49 | 3.7944 | 4.2494 | 4.7236 | 5.81 | 4.9874 | 4.988 | 4.2364 | 3.8961 | 3.3924 | 3.8092 | 4.2194 | 3.9691 | 4.1707 | 4.8989 | 5.0151 | 5.4492
Portfolio Adjusted1-in-10Size: Over 200kWOrange County2022October Monthly Peak | Portfolio Adjusted | 1-in-10 | Size: Over 200kW | Orange County | 2022 | October Monthly Peak | 10 | 131.585 | 126.6743 | 121.3377 | 122.1478 | 133.8362 | 164.6147 | 193.8792 | 209.8284 | 225.7441 | 235.422 | 245.7005 | 250.5457 | 251.8664 | 251.7218 | 244.4594 | 229.529 | 213.3054 | 199.1777 | 193.0617 | 188.5271 | 178.1382 | 167.96 | 155.2763 | 145.8759 | 0.29475 | 0.28665 | 0.12235 | -0.40519 | -0.71044 | -0.72645 | -0.37504 | -0.077578 | 0.41471 | 0.61023 | -0.12724 | 0.0073109 | 1.0487 | 4.0732 | 11.4012 | 10.4847 | 9.6517 | 8.6769 | 2.8821 | 0.39123 | -0.2444 | -0.2701 | -0.38022 | -0.4404 | 76.2921 | 75.8283 | 75.4123 | 73.8107 | 72.8709 | 72.1962 | 71.4158 | 71.0474 | 72.1044 | 75.4945 | 79.864 | 84.6295 | 88.4635 | 91.5831 | 93.1676 | 93.6887 | 93.1006 | 91.4872 | 89.175 | 85.9933 | 82.3509 | 79.7952 | 78.1129 | 76.5255 | 5.3029 | 4.2602 | 4.5206 | 4.0647 | 3.6432 | 3.9571 | 3.3502 | 3.1093 | 3.3583 | 3.7568 | 4.2035 | 5.1864 | 4.4678 | 4.4915 | 3.8106 | 3.4864 | 3.0207 | 3.4074 | 3.8558 | 3.5626 | 3.7079 | 4.3496 | 4.4771 | 4.8352
Portfolio Adjusted1-in-10Size: Over 200kWOrange County2022November Monthly Peak | Portfolio Adjusted | 1-in-10 | Size: Over 200kW | Orange County | 2022 | November Monthly Peak | 11 | 122.2655 | 117.8523 | 114.3134 | 115.6068 | 126.9419 | 156.1418 | 181.6726 | 195.7397 | 207.2737 | 213.2684 | 219.2392 | 221.0671 | 220.87 | 219.5384 | 212.457 | 198.5696 | 185.8715 | 179.885 | 171.2205 | 165.9326 | 158.9611 | 151.0229 | 140.258 | 132.9324 | 2.0785 | 1.5919 | 1.3299 | 0.27063 | 0.073607 | 0.46141 | 1.089 | 1.0076 | -0.061935 | -0.51897 | 0.055741 | 0.52674 | 1.2717 | 4.1805 | 10.2425 | 9.3285 | 9.0037 | 8.2198 | 2.0693 | 1.0953 | 0.25346 | 0.16753 | 0.38831 | -0.18692 | 63.6154 | 62.6147 | 62.0614 | 60.9878 | 59.7433 | 58.7549 | 59.0192 | 59.3957 | 61.4848 | 65.5252 | 70.8358 | 75.3392 | 78.217 | 79.8868 | 80.8796 | 80.8917 | 79.8274 | 77.4428 | 74.6419 | 72.2011 | 70.1031 | 68.2907 | 66.7364 | 66.0474 | 5.2384 | 4.2137 | 4.5277 | 4.09 | 3.6737 | 3.9904 | 3.3375 | 3.0837 | 3.2782 | 3.6181 | 3.9876 | 4.8651 | 4.1653 | 4.1645 | 3.5208 | 3.2066 | 2.7983 | 3.2717 | 3.6355 | 3.3336 | 3.5176 | 4.1579 | 4.2994 | 4.6844
Portfolio Adjusted1-in-10Size: Over 200kWOrange County2022December Monthly Peak | Portfolio Adjusted | 1-in-10 | Size: Over 200kW | Orange County | 2022 | December Monthly Peak | 12 | 115.6421 | 111.3339 | 108.4595 | 108.6779 | 120.0255 | 149.6277 | 177.063 | 189.2302 | 197.6535 | 198.1501 | 199.6426 | 198.0139 | 194.7015 | 190.5493 | 182.9949 | 171.73 | 162.9997 | 160.0291 | 154.5296 | 150.569 | 144.858 | 139.0295 | 129.7931 | 123.6252 | 1.9659 | 1.5039 | 1.2618 | 0.25441 | 0.069596 | 0.44216 | 1.0614 | 0.97409 | -0.05906 | -0.48218 | 0.050758 | 0.47181 | 1.121 | 3.6285 | 8.8221 | 8.0676 | 7.8958 | 7.3125 | 1.8676 | 0.9939 | 0.23097 | 0.15423 | 0.35933 | -0.17383 | 44.0117 | 43.3735 | 42.7042 | 42.7551 | 42.2887 | 41.5081 | 41.4683 | 41.4086 | 42.2396 | 44.198 | 46.5096 | 48.5473 | 49.5475 | 50.0927 | 50.6564 | 51.0605 | 50.5116 | 49.2244 | 47.3916 | 46.3839 | 45.5949 | 44.7184 | 44.0998 | 43.5316 | 4.9546 | 3.9807 | 4.2959 | 3.8448 | 3.4736 | 3.8239 | 3.2528 | 2.9811 | 3.126 | 3.3616 | 3.6312 | 4.3578 | 3.6718 | 3.6146 | 3.0326 | 2.7732 | 2.454 | 2.9105 | 3.2811 | 3.0249 | 3.2056 | 3.8277 | 3.9786 | 4.3564
Portfolio Adjusted1-in-10Size: Over 200kWOrange County2022Typical Event Day | Portfolio Adjusted | 1-in-10 | Size: Over 200kW | Orange County | 2022 | Typical Event Day | 8 | 139.9459 | 133.9372 | 129.5496 | 131.8318 | 143.4941 | 175.2102 | 204.9093 | 222.2541 | 237.0453 | 246.0259 | 253.1305 | 255.9089 | 255.239 | 253.8518 | 247.6778 | 235.3051 | 220.7033 | 206.1813 | 196.1476 | 192.4049 | 187.6831 | 177.3654 | 163.5684 | 155.6265 | -0.43781 | -0.24472 | -0.37002 | -0.70863 | -1.069 | -1.2428 | -0.98732 | -0.52819 | 0.61963 | 1.0874 | -0.20218 | -0.2116 | 0.91472 | 3.8435 | 11.4098 | 10.6373 | 9.7302 | 8.8222 | 3.131 | 0.082559 | -0.46 | -0.46053 | -0.71091 | -0.56113 | 78.0716 | 76.7703 | 75.5854 | 74.6475 | 73.6817 | 72.9298 | 72.5968 | 72.9595 | 75.8761 | 80.5261 | 85.5505 | 90.3669 | 93.8823 | 96.2948 | 97.8556 | 98.164 | 98.0959 | 97.0568 | 95.4576 | 92.9877 | 89.2877 | 85.625 | 83.0677 | 81.219 | 5.6948 | 4.5483 | 4.8735 | 4.4297 | 3.9442 | 4.2528 | 3.5753 | 3.3255 | 3.5608 | 3.9642 | 4.3729 | 5.349 | 4.5717 | 4.5736 | 3.8983 | 3.609 | 3.1559 | 3.5616 | 3.9556 | 3.6713 | 3.9447 | 4.6379 | 4.7621 | 5.2087
Portfolio Adjusted1-in-10Size: Over 200kWOrange County2023January Monthly Peak | Portfolio Adjusted | 1-in-10 | Size: Over 200kW | Orange County | 2023 | January Monthly Peak | 1 | 113.1422 | 109.324 | 105.8928 | 106.7014 | 118.7445 | 150.1724 | 178.8215 | 192.3717 | 201.4357 | 200.2912 | 201.3094 | 200.6351 | 197.6981 | 192.2391 | 184.0815 | 171.328 | 160.2246 | 157.163 | 152.9446 | 148.9717 | 143.8618 | 138.0653 | 129.4233 | 123.3828 | 1.9234 | 1.4767 | 1.2319 | 0.24979 | 0.068854 | 0.44377 | 1.072 | 0.99026 | -0.06019 | -0.48739 | 0.051182 | 0.47805 | 1.1382 | 3.6607 | 8.8745 | 8.0487 | 7.7614 | 7.1815 | 1.8484 | 0.98336 | 0.22938 | 0.15316 | 0.35831 | -0.17349 | 42.0665 | 42.0014 | 41.2784 | 40.6432 | 40.1352 | 39.7478 | 39.4765 | 39.1888 | 39.7663 | 42.0755 | 44.2316 | 46.2985 | 47.6978 | 48.7573 | 49.7873 | 50.0794 | 49.5186 | 48.2343 | 46.4361 | 45.7299 | 45.077 | 44.995 | 44.714 | 44.3081 | 4.8475 | 3.9088 | 4.1942 | 3.7749 | 3.4365 | 3.8378 | 3.2851 | 3.0306 | 3.1859 | 3.398 | 3.6615 | 4.4154 | 3.7283 | 3.6467 | 3.0506 | 2.7667 | 2.4122 | 2.8584 | 3.2474 | 2.9928 | 3.1835 | 3.8011 | 3.9673 | 4.3479
Portfolio Adjusted1-in-10Size: Over 200kWOrange County2023February Monthly Peak | Portfolio Adjusted | 1-in-10 | Size: Over 200kW | Orange County | 2023 | February Monthly Peak | 2 | 113.7255 | 109.496 | 106.8912 | 107.9747 | 119.8797 | 150.4645 | 178.0305 | 190.8703 | 199.5562 | 200.4135 | 202.3419 | 203.3649 | 201.7045 | 198.29 | 191.22 | 178.2191 | 166.0168 | 160.2821 | 157.0065 | 152.3856 | 146.907 | 139.8274 | 129.8878 | 123.1316 | 1.9333 | 1.4791 | 1.2435 | 0.25277 | 0.069512 | 0.44463 | 1.0672 | 0.98253 | -0.059629 | -0.48769 | 0.051445 | 0.48456 | 1.1613 | 3.7759 | 9.2186 | 8.3724 | 8.042 | 7.324 | 1.8975 | 1.0059 | 0.23424 | 0.15511 | 0.3596 | -0.17314 | 47.9325 | 47.7272 | 47.4543 | 46.9501 | 46.432 | 46.035 | 45.4201 | 46.1773 | 47.0471 | 50.5461 | 53.576 | 56.9238 | 58.9462 | 59.8556 | 60.5794 | 60.8204 | 59.4163 | 58.3983 | 56.5906 | 54.6277 | 53.5461 | 52.23 | 51.1122 | 49.538 | 4.8725 | 3.915 | 4.2338 | 3.82 | 3.4693 | 3.8453 | 3.2706 | 3.007 | 3.1561 | 3.4 | 3.6803 | 4.4755 | 3.8039 | 3.7615 | 3.1689 | 2.878 | 2.4994 | 2.9151 | 3.3337 | 3.0614 | 3.2509 | 3.8497 | 3.9815 | 4.339
Portfolio Adjusted1-in-10Size: Over 200kWOrange County2023March Monthly Peak | Portfolio Adjusted | 1-in-10 | Size: Over 200kW | Orange County | 2023 | March Monthly Peak | 3 | 119.4953 | 114.9505 | 111.1401 | 112.5853 | 123.5796 | 153.6217 | 181.6277 | 194.8835 | 204.6984 | 208.4651 | 213.4182 | 216.0487 | 216.8355 | 216.1054 | 209.78 | 196.6431 | 183.3826 | 172.0516 | 165.3602 | 164.4741 | 158.7014 | 150.0823 | 138.6744 | 130.2193 | 2.0314 | 1.5527 | 1.2929 | 0.26356 | 0.071657 | 0.45396 | 1.0888 | 1.0032 | -0.061165 | -0.50728 | 0.054261 | 0.51478 | 1.2484 | 4.1151 | 10.1134 | 9.238 | 8.8832 | 7.8618 | 1.9985 | 1.0857 | 0.25305 | 0.16649 | 0.38392 | -0.1831 | 61.5441 | 60.0272 | 58.8015 | 58.3996 | 56.9917 | 56.0931 | 55.5776 | 56.4275 | 59.9313 | 64.5404 | 69.5154 | 74.2173 | 77.5094 | 79.1745 | 79.8808 | 80.5821 | 80.5379 | 79.5865 | 76.9059 | 73.306 | 70.2527 | 67.1533 | 64.7365 | 62.8298 | 5.1197 | 4.11 | 4.4021 | 3.9831 | 3.5764 | 3.9259 | 3.3366 | 3.0702 | 3.2375 | 3.5366 | 3.8818 | 4.7547 | 4.0892 | 4.0994 | 3.4764 | 3.1755 | 2.7609 | 3.1292 | 3.5111 | 3.3043 | 3.5119 | 4.132 | 4.2508 | 4.5888
Portfolio Adjusted1-in-10Size: Over 200kWOrange County2023April Monthly Peak | Portfolio Adjusted | 1-in-10 | Size: Over 200kW | Orange County | 2023 | April Monthly Peak | 4 | 121.4176 | 117.0751 | 113.3951 | 115.286 | 126.4751 | 156.7354 | 183.3755 | 199.0691 | 212.0167 | 219.789 | 227.5333 | 231.6301 | 232.7966 | 231.7903 | 224.7574 | 211.1439 | 196.9572 | 184.0389 | 173.3159 | 172.6548 | 167.1944 | 157.851 | 144.9588 | 135.5302 | 0.97704 | 0.78289 | 0.58836 | -0.12579 | -0.37838 | -0.23733 | 0.21732 | 0.35852 | 0.21133 | 0.13515 | -0.048714 | 0.22124 | 1.1152 | 4.0116 | 10.6213 | 9.7528 | 9.1594 | 8.1717 | 2.3935 | 0.66572 | -0.034255 | -0.08508 | -0.05741 | -0.32316 | 72.2809 | 70.2706 | 68.5193 | 66.688 | 65.7556 | 65.0297 | 64.3363 | 64.5128 | 67.6899 | 73.4009 | 79.8299 | 85.7586 | 89.6467 | 91.6464 | 92.4071 | 93.0077 | 92.9835 | 92.1457 | 90.5663 | 86.9826 | 81.9031 | 77.8259 | 75.0252 | 72.7426 | 4.9395 | 3.9747 | 4.2647 | 3.8727 | 3.4755 | 3.8033 | 3.1987 | 2.9778 | 3.1839 | 3.5405 | 3.9296 | 4.8402 | 4.1686 | 4.175 | 3.5366 | 3.2375 | 2.8156 | 3.1783 | 3.4942 | 3.2935 | 3.5131 | 4.1265 | 4.2192 | 4.5348
Portfolio Adjusted1-in-10Size: Over 200kWOrange County2023May Monthly Peak | Portfolio Adjusted | 1-in-10 | Size: Over 200kW | Orange County | 2023 | May Monthly Peak | 5 | 123.5425 | 118.9147 | 115.0038 | 117.0367 | 129.025 | 160.2607 | 185.6587 | 204.3565 | 220.5317 | 229.8972 | 238.8225 | 242.8424 | 243.8081 | 242.8943 | 235.8373 | 221.1654 | 205.8846 | 191.7307 | 180.2559 | 176.8491 | 173.2575 | 163.8726 | 150.147 | 141.3722 | 0.43597 | 0.38587 | 0.22267 | -0.3304 | -0.61856 | -0.60412 | -0.23058 | 0.022908 | 0.364 | 0.49502 | -0.10758 | 0.056997 | 1.049 | 3.9911 | 11.0315 | 10.1277 | 9.3733 | 8.3882 | 2.6462 | 0.43689 | -0.19282 | -0.22464 | -0.29925 | -0.40689 | 73.2309 | 71.7115 | 69.9508 | 69.2751 | 68.5934 | 67.5201 | 66.9969 | 67.5174 | 71.7608 | 78.3013 | 84.0132 | 88.4996 | 91.2435 | 93.3652 | 94.8038 | 95.7002 | 95.7882 | 94.5166 | 92.2825 | 89.5213 | 86.0557 | 82.1631 | 79.1412 | 76.8477 | 4.9803 | 4.0005 | 4.2859 | 3.8959 | 3.5133 | 3.8536 | 3.2091 | 3.0292 | 3.2818 | 3.6697 | 4.0871 | 5.0285 | 4.3262 | 4.3353 | 3.6773 | 3.3604 | 2.9165 | 3.281 | 3.6012 | 3.3429 | 3.6074 | 4.245 | 4.3305 | 4.6874
Portfolio Adjusted1-in-10Size: Over 200kWOrange County2023June Monthly Peak | Portfolio Adjusted | 1-in-10 | Size: Over 200kW | Orange County | 2023 | June Monthly Peak | 6 | 134.2054 | 129.4058 | 124.0848 | 126.1312 | 136.5721 | 165.2474 | 191.2368 | 209.1921 | 223.3767 | 231.5914 | 238.5357 | 240.8643 | 238.8503 | 237.1102 | 230.7837 | 220.0701 | 206.5623 | 192.9202 | 184.3778 | 181.0891 | 178.3707 | 170.243 | 156.6842 | 148.5642 | 0.42509 | 0.38427 | 0.20796 | -0.37356 | -0.67444 | -0.65274 | -0.27465 | -0.0048197 | 0.38038 | 0.52717 | -0.11196 | 0.042648 | 1.0184 | 3.8794 | 10.7862 | 10.0706 | 9.388 | 8.4301 | 2.7195 | 0.4273 | -0.21147 | -0.2447 | -0.3323 | -0.43346 | 74.633 | 73.0678 | 71.6172 | 70.4478 | 69.1507 | 68.2274 | 67.9712 | 68.8453 | 72.0972 | 77.0257 | 82.429 | 87.0764 | 90.3985 | 92.9673 | 94.7441 | 95.4119 | 95.7228 | 95.1126 | 93.6689 | 91.4014 | 87.4229 | 83.0508 | 80.3122 | 78.2313 | 5.4091 | 4.3526 | 4.6234 | 4.1978 | 3.7181 | 3.9727 | 3.3049 | 3.1003 | 3.3235 | 3.6961 | 4.0814 | 4.9866 | 4.2374 | 4.2313 | 3.5978 | 3.3431 | 2.9255 | 3.3008 | 3.6828 | 3.4224 | 3.7132 | 4.4092 | 4.5182 | 4.9249
Portfolio Adjusted1-in-10Size: Over 200kWOrange County2023July Monthly Peak | Portfolio Adjusted | 1-in-10 | Size: Over 200kW | Orange County | 2023 | July Monthly Peak | 7 | 137.3605 | 132.1362 | 128.064 | 129.8989 | 141.2524 | 171.9138 | 198.6727 | 214.6934 | 227.5377 | 235.5355 | 242.1207 | 244.2615 | 243.0577 | 241.0649 | 235.766 | 225.869 | 213.1281 | 200.2799 | 191.6846 | 187.0403 | 182.933 | 174.9527 | 161.6529 | 153.2945 | -0.069184 | 0.022805 | -0.1238 | -0.56753 | -0.90442 | -0.99413 | -0.67714 | -0.29957 | 0.50835 | 0.83056 | -0.16014 | -0.099736 | 0.93996 | 3.7726 | 10.9269 | 10.2629 | 9.5172 | 8.6456 | 2.9628 | 0.23079 | -0.35186 | -0.36972 | -0.55261 | -0.50876 | 76.3536 | 75.2551 | 74.1307 | 73.0921 | 72.245 | 71.6986 | 71.4968 | 71.8456 | 74.8896 | 79.7778 | 84.5527 | 88.9866 | 91.9643 | 93.7705 | 95.534 | 95.9876 | 96.4173 | 95.2676 | 93.4303 | 91.4762 | 88.2711 | 84.8342 | 82.4759 | 80.786 | 5.5509 | 4.4562 | 4.7844 | 4.3346 | 3.8558 | 4.144 | 3.4425 | 3.1902 | 3.3943 | 3.769 | 4.1538 | 5.0703 | 4.3235 | 4.3132 | 3.6852 | 3.4403 | 3.0265 | 3.4358 | 3.8389 | 3.5443 | 3.8183 | 4.5432 | 4.6738 | 5.0952
Portfolio Adjusted1-in-10Size: Over 200kWOrange County2023August Monthly Peak | Portfolio Adjusted | 1-in-10 | Size: Over 200kW | Orange County | 2023 | August Monthly Peak | 8 | 140.6 | 134.6015 | 130.2217 | 132.5028 | 144.2522 | 176.1583 | 206.0352 | 224.0176 | 239.5764 | 249.4154 | 257.318 | 260.5712 | 260.1655 | 258.6956 | 252.4351 | 239.8124 | 224.8791 | 209.9209 | 199.1956 | 195.2288 | 190.1215 | 179.5108 | 165.4389 | 157.2436 | -0.89324 | -0.57662 | -0.67423 | -0.87603 | -1.2602 | -1.5331 | -1.3497 | -0.80242 | 0.73804 | 1.3763 | -0.24893 | -0.34944 | 0.84178 | 3.7552 | 11.5423 | 10.773 | 9.7574 | 8.8845 | 3.3033 | -0.10927 | -0.5892 | -0.57268 | -0.90761 | -0.62237 | 79.4782 | 78.2646 | 77.2528 | 76.3774 | 75.7738 | 75.1347 | 74.6943 | 74.8871 | 78.0047 | 82.2971 | 87.0359 | 91.8937 | 95.6212 | 98.5269 | 100.0726 | 100.3988 | 99.9077 | 98.3701 | 97.0234 | 94.3596 | 90.4066 | 86.8847 | 84.3697 | 82.6153 | 5.802 | 4.6353 | 4.9678 | 4.515 | 4.0209 | 4.3361 | 3.6456 | 3.3992 | 3.6495 | 4.0755 | 4.5078 | 5.5232 | 4.7256 | 4.7266 | 4.0292 | 3.73 | 3.2609 | 3.6773 | 4.0737 | 3.7777 | 4.0522 | 4.7601 | 4.8844 | 5.337
Portfolio Adjusted1-in-10Size: Over 200kWOrange County2023September Monthly Peak | Portfolio Adjusted | 1-in-10 | Size: Over 200kW | Orange County | 2023 | September Monthly Peak | 9 | 139.4872 | 134.2681 | 130.326 | 132.3092 | 144.3086 | 176.1845 | 207.0404 | 226.6888 | 245.4993 | 256.3118 | 265.7475 | 270.1494 | 270.6209 | 269.0677 | 261.5903 | 246.8845 | 230.5758 | 214.3129 | 203.3492 | 202.1661 | 192.8587 | 182.0809 | 167.4155 | 158.2352 | -1.2309 | -0.828 | -0.90662 | -1.0001 | -1.403 | -1.7506 | -1.6311 | -1.0214 | 0.84409 | 1.63 | -0.29144 | -0.46874 | 0.80338 | 3.7769 | 11.8921 | 11.037 | 9.8814 | 8.9939 | 3.469 | -0.26635 | -0.69347 | -0.66372 | -1.0647 | -0.66903 | 81.8217 | 80.4938 | 79.3408 | 78.6727 | 77.5573 | 76.6587 | 76.225 | 76.2598 | 78.5129 | 83.0038 | 88.1845 | 93.511 | 97.5451 | 99.9146 | 101.0718 | 100.8577 | 100.3359 | 99.4767 | 97.7076 | 94.7135 | 91.0503 | 87.7305 | 85.113 | 83.2435 | 5.8403 | 4.6915 | 5.0445 | 4.5744 | 4.0813 | 4.4001 | 3.717 | 3.49 | 3.7944 | 4.2494 | 4.7236 | 5.81 | 4.9874 | 4.988 | 4.2364 | 3.8961 | 3.3924 | 3.8092 | 4.2194 | 3.9691 | 4.1707 | 4.8989 | 5.0151 | 5.4492
Portfolio Adjusted1-in-10Size: Over 200kWOrange County2023October Monthly Peak | Portfolio Adjusted | 1-in-10 | Size: Over 200kW | Orange County | 2023 | October Monthly Peak | 10 | 131.585 | 126.6743 | 121.3377 | 122.1478 | 133.8362 | 164.6147 | 193.8792 | 209.8284 | 225.7441 | 235.422 | 245.7005 | 250.5457 | 251.8664 | 251.7218 | 244.4594 | 229.529 | 213.3054 | 199.1777 | 193.0617 | 188.5271 | 178.1382 | 167.96 | 155.2763 | 145.8759 | 0.29475 | 0.28665 | 0.12235 | -0.40519 | -0.71044 | -0.72645 | -0.37504 | -0.077578 | 0.41471 | 0.61023 | -0.12724 | 0.0073109 | 1.0487 | 4.0732 | 11.4012 | 10.4847 | 9.6517 | 8.6769 | 2.8821 | 0.39123 | -0.2444 | -0.2701 | -0.38022 | -0.4404 | 76.2921 | 75.8283 | 75.4123 | 73.8107 | 72.8709 | 72.1962 | 71.4158 | 71.0474 | 72.1044 | 75.4945 | 79.864 | 84.6295 | 88.4635 | 91.5831 | 93.1676 | 93.6887 | 93.1006 | 91.4872 | 89.175 | 85.9933 | 82.3509 | 79.7952 | 78.1129 | 76.5255 | 5.3029 | 4.2602 | 4.5206 | 4.0647 | 3.6432 | 3.9571 | 3.3502 | 3.1093 | 3.3583 | 3.7568 | 4.2035 | 5.1864 | 4.4678 | 4.4915 | 3.8106 | 3.4864 | 3.0207 | 3.4074 | 3.8558 | 3.5626 | 3.7079 | 4.3496 | 4.4771 | 4.8352
Portfolio Adjusted1-in-10Size: Over 200kWOrange County2023November Monthly Peak | Portfolio Adjusted | 1-in-10 | Size: Over 200kW | Orange County | 2023 | November Monthly Peak | 11 | 122.2655 | 117.8523 | 114.3134 | 115.6068 | 126.9419 | 156.1418 | 181.6726 | 195.7397 | 207.2737 | 213.2684 | 219.2392 | 221.0671 | 220.87 | 219.5384 | 212.457 | 198.5696 | 185.8715 | 179.885 | 171.2205 | 165.9327 | 158.9611 | 151.0229 | 140.258 | 132.9324 | 2.0785 | 1.5919 | 1.3299 | 0.27063 | 0.073607 | 0.46141 | 1.089 | 1.0076 | -0.061935 | -0.51897 | 0.055741 | 0.52674 | 1.2717 | 4.1805 | 10.2425 | 9.3285 | 9.0037 | 8.2198 | 2.0693 | 1.0953 | 0.25346 | 0.16753 | 0.38831 | -0.18692 | 63.6154 | 62.6147 | 62.0614 | 60.9878 | 59.7433 | 58.7549 | 59.0192 | 59.3957 | 61.4848 | 65.5252 | 70.8358 | 75.3392 | 78.217 | 79.8868 | 80.8796 | 80.8917 | 79.8274 | 77.4428 | 74.6419 | 72.2011 | 70.1031 | 68.2907 | 66.7365 | 66.0474 | 5.2384 | 4.2137 | 4.5277 | 4.09 | 3.6737 | 3.9904 | 3.3375 | 3.0837 | 3.2782 | 3.6181 | 3.9876 | 4.8651 | 4.1653 | 4.1645 | 3.5208 | 3.2066 | 2.7983 | 3.2717 | 3.6355 | 3.3336 | 3.5176 | 4.1579 | 4.2994 | 4.6844
Portfolio Adjusted1-in-10Size: Over 200kWOrange County2023December Monthly Peak | Portfolio Adjusted | 1-in-10 | Size: Over 200kW | Orange County | 2023 | December Monthly Peak | 12 | 115.6421 | 111.3339 | 108.4594 | 108.678 | 120.0255 | 149.6277 | 177.063 | 189.2302 | 197.6535 | 198.1501 | 199.6426 | 198.0139 | 194.7015 | 190.5493 | 182.9949 | 171.73 | 162.9997 | 160.0291 | 154.5296 | 150.569 | 144.858 | 139.0295 | 129.7931 | 123.6252 | 1.9659 | 1.5039 | 1.2618 | 0.25441 | 0.069596 | 0.44216 | 1.0614 | 0.97409 | -0.05906 | -0.48218 | 0.050758 | 0.47181 | 1.121 | 3.6285 | 8.8221 | 8.0676 | 7.8958 | 7.3125 | 1.8676 | 0.9939 | 0.23097 | 0.15423 | 0.35933 | -0.17383 | 44.0117 | 43.3735 | 42.7042 | 42.7551 | 42.2887 | 41.5081 | 41.4683 | 41.4086 | 42.2396 | 44.198 | 46.5096 | 48.5473 | 49.5475 | 50.0927 | 50.6564 | 51.0605 | 50.5116 | 49.2244 | 47.3916 | 46.3839 | 45.5948 | 44.7184 | 44.0998 | 43.5316 | 4.9546 | 3.9807 | 4.2959 | 3.8448 | 3.4736 | 3.8239 | 3.2528 | 2.9811 | 3.126 | 3.3616 | 3.6312 | 4.3578 | 3.6718 | 3.6146 | 3.0326 | 2.7732 | 2.454 | 2.9105 | 3.2811 | 3.0249 | 3.2056 | 3.8277 | 3.9786 | 4.3564
Portfolio Adjusted1-in-10Size: Over 200kWOrange County2023Typical Event Day | Portfolio Adjusted | 1-in-10 | Size: Over 200kW | Orange County | 2023 | Typical Event Day | 8 | 139.9459 | 133.9372 | 129.5496 | 131.8318 | 143.4941 | 175.2102 | 204.9093 | 222.2541 | 237.0453 | 246.0259 | 253.1305 | 255.9089 | 255.239 | 253.8518 | 247.6778 | 235.3051 | 220.7033 | 206.1813 | 196.1476 | 192.4049 | 187.6831 | 177.3654 | 163.5684 | 155.6265 | -0.43781 | -0.24472 | -0.37002 | -0.70863 | -1.069 | -1.2428 | -0.98732 | -0.52819 | 0.61963 | 1.0874 | -0.20218 | -0.2116 | 0.91472 | 3.8435 | 11.4098 | 10.6373 | 9.7302 | 8.8222 | 3.131 | 0.082559 | -0.46 | -0.46053 | -0.71091 | -0.56114 | 78.0716 | 76.7703 | 75.5854 | 74.6475 | 73.6817 | 72.9298 | 72.5968 | 72.9595 | 75.8761 | 80.5261 | 85.5505 | 90.3669 | 93.8823 | 96.2948 | 97.8556 | 98.164 | 98.0959 | 97.0568 | 95.4576 | 92.9877 | 89.2877 | 85.625 | 83.0677 | 81.219 | 5.6948 | 4.5483 | 4.8735 | 4.4297 | 3.9442 | 4.2528 | 3.5753 | 3.3255 | 3.5608 | 3.9642 | 4.3729 | 5.349 | 4.5717 | 4.5736 | 3.8983 | 3.609 | 3.1559 | 3.5616 | 3.9556 | 3.6713 | 3.9447 | 4.6379 | 4.7621 | 5.2087
Portfolio Adjusted1-in-10Size: Over 200kWOrange County2024January Monthly Peak | Portfolio Adjusted | 1-in-10 | Size: Over 200kW | Orange County | 2024 | January Monthly Peak | 1 | 113.1422 | 109.324 | 105.8928 | 106.7014 | 118.7445 | 150.1724 | 178.8216 | 192.3717 | 201.4357 | 200.2912 | 201.3094 | 200.6351 | 197.6981 | 192.2391 | 184.0815 | 171.328 | 160.2246 | 157.163 | 152.9446 | 148.9717 | 143.8618 | 138.0653 | 129.4233 | 123.3828 | 1.9234 | 1.4767 | 1.2319 | 0.24979 | 0.068854 | 0.44377 | 1.072 | 0.99026 | -0.06019 | -0.48739 | 0.051182 | 0.47805 | 1.1382 | 3.6607 | 8.8745 | 8.0487 | 7.7614 | 7.1815 | 1.8484 | 0.98336 | 0.22938 | 0.15316 | 0.35831 | -0.17349 | 42.0665 | 42.0014 | 41.2784 | 40.6432 | 40.1352 | 39.7478 | 39.4765 | 39.1888 | 39.7663 | 42.0755 | 44.2316 | 46.2985 | 47.6978 | 48.7573 | 49.7873 | 50.0794 | 49.5186 | 48.2343 | 46.4361 | 45.7299 | 45.077 | 44.995 | 44.714 | 44.3081 | 4.8475 | 3.9088 | 4.1942 | 3.7749 | 3.4365 | 3.8378 | 3.2851 | 3.0306 | 3.1859 | 3.398 | 3.6615 | 4.4154 | 3.7283 | 3.6467 | 3.0506 | 2.7667 | 2.4122 | 2.8584 | 3.2474 | 2.9928 | 3.1835 | 3.8011 | 3.9673 | 4.3479
Portfolio Adjusted1-in-10Size: Over 200kWOrange County2024February Monthly Peak | Portfolio Adjusted | 1-in-10 | Size: Over 200kW | Orange County | 2024 | February Monthly Peak | 2 | 113.7255 | 109.496 | 106.8912 | 107.9747 | 119.8797 | 150.4645 | 178.0305 | 190.8703 | 199.5561 | 200.4135 | 202.3419 | 203.3649 | 201.7045 | 198.29 | 191.22 | 178.2191 | 166.0169 | 160.2821 | 157.0065 | 152.3856 | 146.907 | 139.8274 | 129.8878 | 123.1316 | 1.9333 | 1.4791 | 1.2435 | 0.25277 | 0.069512 | 0.44463 | 1.0672 | 0.98253 | -0.059629 | -0.48769 | 0.051445 | 0.48456 | 1.1613 | 3.7759 | 9.2187 | 8.3724 | 8.042 | 7.324 | 1.8975 | 1.0059 | 0.23424 | 0.15511 | 0.3596 | -0.17314 | 47.9325 | 47.7272 | 47.4543 | 46.9501 | 46.432 | 46.035 | 45.4201 | 46.1773 | 47.0471 | 50.5461 | 53.576 | 56.9238 | 58.9462 | 59.8556 | 60.5794 | 60.8204 | 59.4163 | 58.3983 | 56.5906 | 54.6277 | 53.5461 | 52.23 | 51.1122 | 49.538 | 4.8725 | 3.915 | 4.2338 | 3.82 | 3.4693 | 3.8453 | 3.2706 | 3.007 | 3.1561 | 3.4 | 3.6803 | 4.4755 | 3.8039 | 3.7615 | 3.1689 | 2.878 | 2.4994 | 2.9151 | 3.3337 | 3.0614 | 3.2509 | 3.8497 | 3.9815 | 4.339