## Inputs-Results
San Diego Gas & Electric
2015 Ex Ante Load Impacts - CPP
| TABLE 1: Menu options |  | TABLE 2: Resource Adequacy (RA) Information |  | Hour Ending | Reference Load (MW) | Estimated Load w/ DR (MW) | Load Impact (MW) | %Load Reduction | Weighted Temp (F) | Uncertainty Adjusted Impact - Percentiles |  |  |  |  | MW
| Aggregation | Aggregate | RA Window Start | 1:00 PM | [6 empty] | 10th | 30th | 50th | 70th | 90th |  | se | var | Zero | 90% Confidence Band | 90% Confidence Band | RA Period
| Type of Impacts | Program Specific | RA Window End | 6:00 PM | 1 | 201.9935 | 201.8383 | 0.15525 | 0.07686% | 73.8301 | -5.1477 | -2.0147 | 0.15525 | 2.3252 | 5.4582 |  | 4.1379 | 17.1224 | 0 | -6.651 | 6.9615 | 0
| Customer size | Size: Over 200kW | Total Enrolled Acoounts | 1270.5994 | 2 | 196.9091 | 196.0541 | 0.85501 | 0.4342% | 72.9228 | -3.3915 | -0.88263 | 0.85501 | 2.5927 | 5.1015 |  | 3.3136 | 10.9799 | 0 | -4.5953 | 6.3054 | 0
| Weather Year | 1-in-10 | Avg. Reduction (MW) | 25.0738 | 3 | 193.0105 | 192.3772 | 0.63331 | 0.3281% | 72.3228 | -2.9333 | -0.82612 | 0.63331 | 2.0927 | 4.1999 |  | 2.783 | 7.7453 | 0 | -3.9444 | 5.211 | 0
| Forecast Year | 2016 | % Reduction | 8.304% | 4 | 192.4148 | 191.2376 | 1.1772 | 0.6118% | 71.9576 | -3.4789 | -0.72805 | 1.1772 | 3.0825 | 5.8333 |  | 3.6332 | 13.2001 | 0 | -4.7989 | 7.1533 | 0
| Day Type | August Monthly Peak |  |  | 5 | 201.3971 | 200.868 | 0.5291 | 0.2627% | 70.994 | -5.1885 | -1.8105 | 0.5291 | 2.8687 | 6.2467 |  | 4.4614 | 19.9045 | 0 | -6.8093 | 7.8675 | 0
[5 empty] | 6 | 222.8548 | 221.6161 | 1.2387 | 0.5558% | 70.794 | -5.8439 | -1.6595 | 1.2387 | 4.1368 | 8.3212 |  | 5.5265 | 30.5426 | 0 | -7.8517 | 10.329 | 0
[5 empty] | 7 | 243.0567 | 244.5838 | -1.5271 | -0.6283% | 70.7096 | -7.7725 | -4.0827 | -1.5271 | 1.0285 | 4.7183 |  | 4.8733 | 23.7493 | 0 | -9.543 | 6.4888 | 0
[5 empty] | 8 | 263.5435 | 262.2135 | 1.3299 | 0.5046% | 72.0183 | -4.7274 | -1.1487 | 1.3299 | 3.8085 | 7.3872 |  | 4.7265 | 22.3402 | 0 | -6.4446 | 9.1044 | 0
[5 empty] | 9 | 280.7872 | 277.9138 | 2.8734 | 1.023% | 76.2943 | -0.44644 | 1.515 | 2.8734 | 4.2319 | 6.1933 |  | 2.5905 | 6.7107 | 0 | -1.3876 | 7.1344 | 0
[5 empty] | 10 | 295.6463 | 292.5673 | 3.0791 | 1.041% | 80.1739 | -3.0551 | 0.56903 | 3.0791 | 5.5891 | 9.2132 |  | 4.7865 | 22.9103 | 0 | -4.794 | 10.9521 | 0
| % Load Reduction for Event Window | 0% |  |  | 11 | 309.6234 | 301.4347 | 8.1888 | 2.645% | 84.3498 | 2.3426 | 5.7966 | 8.1888 | 10.581 | 14.0349 |  | 4.5618 | 20.8097 | 0 | 0.68532 | 15.6922 | 0
[5 empty] | 12 | 313.4675 | 286.0979 | 27.3696 | 8.731% | 85.9594 | 21.6969 | 25.0484 | 27.3696 | 29.6908 | 33.0423 |  | 4.4265 | 19.5935 | 0 | 20.0887 | 34.6505 | 0
[5 empty] | 13 | 316.0795 | 288.2721 | 27.8074 | 8.798% | 87.8762 | 22.598 | 25.6757 | 27.8074 | 29.939 | 33.0168 |  | 4.0649 | 16.5235 | 0 | 21.1212 | 34.4936 | 0
[5 empty] | 14 | 315.8293 | 290.0463 | 25.7829 | 8.164% | 86.5148 | 20.8475 | 23.7634 | 25.7829 | 27.8025 | 30.7184 |  | 3.8512 | 14.8315 | 0 | 19.4483 | 32.1175 | 1
[5 empty] | 15 | 312.6653 | 288.013 | 24.6522 | 7.885% | 86.7812 | 19.3961 | 22.5015 | 24.6522 | 26.803 | 29.9084 |  | 4.1014 | 16.8213 | 0 | 17.9061 | 31.3984 | 1
[5 empty] | 16 | 304.8304 | 278.9062 | 25.9242 | 8.504% | 87.1871 | 18.9044 | 23.0517 | 25.9242 | 28.7966 | 32.944 |  | 5.4776 | 30.0039 | 0 | 16.9143 | 34.934 | 1
[5 empty] | 17 | 294.5723 | 268.6744 | 25.8978 | 8.792% | 86.6124 | 20.1537 | 23.5474 | 25.8978 | 28.2483 | 31.642 |  | 4.4822 | 20.0898 | 0 | 18.5254 | 33.2703 | 1
[5 empty] | 18 | 281.896 | 258.7841 | 23.1119 | 8.199% | 86.0931 | 17.2189 | 20.7005 | 23.1119 | 25.5233 | 29.0049 |  | 4.5983 | 21.1447 | 0 | 15.5483 | 30.6755 | 1
[5 empty] | 19 | 266.5841 | 255.7961 | 10.788 | 4.047% | 83.5629 | 3.9901 | 8.0063 | 10.788 | 13.5696 | 17.5859 |  | 5.3044 | 28.137 | 0 | 2.063 | 19.513 | 0
[5 empty] | 20 | 257.7872 | 251.3266 | 6.4606 | 2.506% | 80.964 | -1.0787 | 3.3756 | 6.4606 | 9.5456 | 13.9999 |  | 5.8829 | 34.6089 | 0 | -3.216 | 16.1372 | 0
[5 empty] | 21 | 250.3528 | 245.9781 | 4.3747 | 1.747% | 77.9686 | -3.6069 | 1.1087 | 4.3747 | 7.6407 | 12.3563 |  | 6.2281 | 38.7888 | 0 | -5.8696 | 14.619 | 0
[5 empty] | 22 | 236.4782 | 233.3566 | 3.1216 | 1.32% | 75.9134 | -5.2186 | -0.29114 | 3.1216 | 6.5343 | 11.4617 |  | 6.5079 | 42.3521 | 0 | -7.5829 | 13.826 | 0
[5 empty] | 23 | 225.4066 | 222.1487 | 3.2579 | 1.445% | 75.3097 | -4.1748 | 0.21651 | 3.2579 | 6.2994 | 10.6907 |  | 5.7998 | 33.6381 | 0 | -6.2819 | 12.7978 | 0
[5 empty] | 24 | 215.4849 | 212.2359 | 3.2491 | 1.508% | 74.847 | -3.2444 | 0.59197 | 3.2491 | 5.9061 | 9.7425 |  | 5.0669 | 25.6734 | 0 | -5.0852 | 11.5834 | 0
[6 empty] | Reference Energy Use (MWh) | Estimated Energy Use w/ DR (MWh) | Total Load Impact (MWh) | % Load Change | Temp | Uncertainty Adjusted Impact - Percentiles
[11 empty] | 10th | 30th | 50th | 70th | 90th
[5 empty] | Avg. Event Hour | 301.9586 | 276.8848 | 25.0738 | 8.309% | 86.6377 | 22.5557 | 24.0434 | 25.0738 | 26.1042 | 27.5919 |  |  |  |  | VARIANCE (DAILY | 3.8608
[5 empty] | Note: A positive value % Daily Load Change indicates the use of less energy for the day. | [14 empty] | SE (DAILY) | 1.9649

## Lookup
Lookup Impacts |  |  | Types | Start | End | Type of Impacts | Weather Year | Forecast Year | Month |  | Size | Local Capacity Area | Active list
Program Specific1-in-10Size: Over 200kWAll2016August Monthly Peak |  |  | Aggregate | 13:00 | 18:00 | Program Specific | 1-in-2 | 2016 | January Monthly Peak |  | Size: 20 kW to 199.99 kW | All
|  |  | Average Customer | 13:00 | 18:00 | Portfolio Adjusted | 1-in-10 | 2017 | February Monthly Peak |  | Size: Over 200kW
Lookup enrollments |  |  |  | 13:00 | 18:00 |  |  | 2018 | March Monthly Peak |  | All
Program SpecificSize: Over 200kWAll2016August Monthly Peak |  |  |  | 13:00 | 18:00 |  |  | 2019 | April Monthly Peak
|  |  |  | 13:00 | 18:00 |  |  | 2020 | May Monthly Peak
|  | daytype |  | 13:00 | 18:00 |  |  | 2021 | June Monthly Peak
ROW | 867 | [6 empty] | 2022 | July Monthly Peak
ADDRESS | Data!$A$867 | [6 empty] | 2023 | August Monthly Peak
[8 empty] | 2024 | September Monthly Peak
[8 empty] | 2025 | October Monthly Peak
Lookup year | 2016 | [6 empty] | 2026 | November Monthly Peak
Month | 8 | [7 empty] | December Monthly Peak
Typical Event Day
Cooling Degree Hours
8.8301
7.9228
All | FALSE |  | 7.3228
|  |  | 6.9576 | [5 empty] | Day Type | Month | Summer
|  |  | 5.994 | [5 empty] | January | 1 | 0
|  |  | 5.794 | [5 empty] | April | 4 | 0
|  |  | 5.7096 | [5 empty] | August | 8 | 1
|  |  | 7.0183 | [5 empty] | December | 12 | 0
|  |  | 11.2943 |  | Type of Results |  |  |  | February | 2 | 0
|  |  | 15.1739 |  | Type of Impacts |  |  |  | July | 7 | 1
|  |  | 19.3498 |  | Customer category |  |  |  | June | 6 | 1
|  |  | 20.9594 |  | Weather Year |  |  |  | March | 3 | 0
|  |  | 22.8762 |  | Forecast Year |  |  |  | May | 5 | 1
|  |  | 21.5148 |  | Day Type |  |  |  | November | 11 | 0
|  |  | 21.7812 | [5 empty] | October | 10 | 1
|  |  | 22.1871 | [5 empty] | September | 9 | 1
21.6124
21.0931
18.5629
15.964
12.9686
10.9134
10.3097
9.847

## Data
concat | portfoliotype | weatheryear | dmdrflg | lca | year | daytype | month | ref_load1 | ref_load2 | ref_load3 | ref_load4 | ref_load5 | ref_load6 | ref_load7 | ref_load8 | ref_load9 | ref_load10 | ref_load11 | ref_load12 | ref_load13 | ref_load14 | ref_load15 | ref_load16 | ref_load17 | ref_load18 | ref_load19 | ref_load20 | ref_load21 | ref_load22 | ref_load23 | ref_load24 | impact1 | impact2 | impact3 | impact4 | impact5 | impact6 | impact7 | impact8 | impact9 | impact10 | impact11 | impact12 | impact13 | impact14 | impact15 | impact16 | impact17 | impact18 | impact19 | impact20 | impact21 | impact22 | impact23 | impact24 | temperature1 | temperature2 | temperature3 | temperature4 | temperature5 | temperature6 | temperature7 | temperature8 | temperature9 | temperature10 | temperature11 | temperature12 | temperature13 | temperature14 | temperature15 | temperature16 | temperature17 | temperature18 | temperature19 | temperature20 | temperature21 | temperature22 | temperature23 | temperature24 | se1 | se2 | se3 | se4 | se5 | se6 | se7 | se8 | se9 | se10 | se11 | se12 | se13 | se14 | se15 | se16 | se17 | se18 | se19 | se20 | se21 | se22 | se23 | se24
Portfolio Adjusted1-in-10Size: Over 200kWAll2016January Monthly Peak | Portfolio Adjusted | 1-in-10 | Size: Over 200kW | All | 2016 | January Monthly Peak | 1 | 123.3148 | 120.4404 | 119.8872 | 120.4506 | 127.6845 | 139.4856 | 156.7147 | 169.2608 | 173.0048 | 172.9183 | 173.2168 | 168.7485 | 166.8105 | 163.9637 | 160.1852 | 157.2589 | 156.149 | 156.6622 | 153.7317 | 148.1621 | 144.4655 | 139.1306 | 134.3639 | 130.0397 | -0.75151 | 0.47275 | -0.56324 | -0.64679 | -2.1239 | -4.2131 | -5.2507 | -6.8112 | -4.4841 | -0.87291 | 1.8276 | 9.541 | 8.5433 | 7.622 | 7.1993 | 5.0479 | 5.2216 | 2.3892 | -3.7034 | -1.8521 | -0.55401 | -1.3437 | -1.2518 | -0.52991 | 45.8771 | 44.8771 | 44.1753 | 42.7806 | 41.9824 | 41.2324 | 40.9341 | 41.3815 | 45.6009 | 50.5044 | 53.7588 | 55.5088 | 57.1053 | 57.057 | 57.2544 | 56.5482 | 55.943 | 54.4868 | 53.1841 | 50.7806 | 49.8771 | 49.2762 | 49.1359 | 48.785 | 4.031 | 3.2289 | 2.7484 | 3.6252 | 4.5148 | 5.5268 | 5.0227 | 4.8511 | 2.5448 | 4.4881 | 4.0966 | 3.8085 | 3.4266 | 3.1952 | 3.3505 | 4.5146 | 3.7779 | 4.0655 | 4.9034 | 5.4478 | 5.7917 | 6.142 | 5.5187 | 4.8755
Portfolio Adjusted1-in-10Size: Over 200kWAll2016February Monthly Peak | Portfolio Adjusted | 1-in-10 | Size: Over 200kW | All | 2016 | February Monthly Peak | 2 | 128.1646 | 124.8689 | 123.3266 | 123.9358 | 130.1428 | 141.6208 | 158.8627 | 169.7396 | 174.9042 | 176.2328 | 179.0362 | 177.3762 | 177.6364 | 176.9309 | 174.5667 | 169.4951 | 164.8085 | 164.1962 | 161.9665 | 155.9868 | 151.986 | 145.3609 | 139.1882 | 134.2747 | -0.63846 | 0.49198 | -0.42029 | -0.43255 | -1.7416 | -3.4112 | -4.5928 | -5.5259 | -3.4609 | -0.42481 | 2.3503 | 10.9079 | 10.1624 | 9.2366 | 8.8065 | 6.9073 | 6.9801 | 4.3074 | -2.1896 | -0.95182 | -0.010229 | -0.82029 | -0.7128 | -0.093344 | 54.3377 | 54.1359 | 53.5394 | 53.1359 | 53.5877 | 53.285 | 53.7368 | 53.6403 | 53.5921 | 54.0482 | 54.9474 | 55.4474 | 56.7938 | 55.3421 | 54.443 | 53.3421 | 51.0921 | 49.7894 | 48.7412 | 49.4912 | 49.2412 | 48.9868 | 49.2412 | 48.6885 | 3.7906 | 3.0289 | 2.5581 | 3.375 | 4.1636 | 5.0772 | 4.6068 | 4.4017 | 2.3278 | 4.1387 | 3.8311 | 3.6221 | 3.3016 | 3.1196 | 3.3037 | 4.4026 | 3.6078 | 3.8553 | 4.6742 | 5.1895 | 5.5131 | 5.8061 | 5.1726 | 4.555
Portfolio Adjusted1-in-10Size: Over 200kWAll2016March Monthly Peak | Portfolio Adjusted | 1-in-10 | Size: Over 200kW | All | 2016 | March Monthly Peak | 3 | 136.6026 | 133.1375 | 130.4598 | 129.4635 | 133.9844 | 146.5619 | 165.3667 | 178.5221 | 186.6473 | 192.3588 | 199.4621 | 201.6771 | 203.7491 | 206.4022 | 205.2255 | 198.2921 | 190.057 | 181.8196 | 174.5206 | 171.5481 | 167.2238 | 159.5365 | 151.6629 | 144.7741 | -0.35649 | 0.52877 | -0.085817 | 0.066896 | -0.86405 | -1.6191 | -3.1613 | -2.8872 | -1.2538 | 0.61787 | 3.7139 | 14.5331 | 14.2594 | 13.291 | 12.7613 | 11.7384 | 11.6604 | 9.0265 | 1.5734 | 1.2931 | 1.3318 | 0.46508 | 0.57958 | 0.94241 | 58.9824 | 57.6797 | 56.0306 | 55.9341 | 55.8377 | 55.193 | 54.8947 | 56.3991 | 62.057 | 66.9123 | 71.6097 | 74.9562 | 77.7588 | 78.4035 | 73.8641 | 72.75 | 72.3509 | 71.4474 | 69.785 | 66.0306 | 64.7806 | 63.228 | 62.6315 | 61.228 | 3.2811 | 2.6227 | 2.1976 | 2.8631 | 3.4811 | 4.2671 | 3.8944 | 3.7596 | 2.0174 | 3.6686 | 3.4663 | 3.3445 | 3.0754 | 2.9555 | 3.1542 | 4.1829 | 3.3788 | 3.467 | 4.0902 | 4.6348 | 4.9261 | 5.175 | 4.5772 | 3.9884
Portfolio Adjusted1-in-10Size: Over 200kWAll2016April Monthly Peak | Portfolio Adjusted | 1-in-10 | Size: Over 200kW | All | 2016 | April Monthly Peak | 4 | 145.4897 | 141.0138 | 138.201 | 136.9771 | 142.3272 | 155.8949 | 171.795 | 186.9273 | 200.1735 | 212.3941 | 223.4563 | 227.7823 | 230.2947 | 231.8526 | 228.4776 | 220.3859 | 209.7257 | 198.653 | 186.3179 | 183.0703 | 179.1786 | 170.9881 | 162.9841 | 156.0679 | -0.069851 | 0.56405 | 0.25033 | 0.56355 | -0.031908 | 0.10291 | -1.7736 | -0.27361 | 1.0044 | 1.7544 | 5.2625 | 18.5751 | 18.7589 | 17.4674 | 16.6142 | 16.696 | 16.4448 | 14.0379 | 5.4494 | 3.6219 | 2.719 | 1.8123 | 1.9315 | 2.0255 | 65.3273 | 63.9808 | 62.6812 | 63.2005 | 62.2005 | 61.854 | 61.2412 | 65.0132 | 72.1451 | 78.237 | 83.3877 | 87.0791 | 88.3201 | 88.3789 | 88.1096 | 87.718 | 87.1942 | 85.4199 | 83.1053 | 78.3539 | 74.8993 | 72.7443 | 69.7555 | 67.823 | 3.0627 | 2.4346 | 2.0403 | 2.6549 | 3.2409 | 3.9779 | 3.5458 | 3.4501 | 1.8962 | 3.5502 | 3.4034 | 3.3106 | 3.0465 | 2.9096 | 3.0776 | 4.0744 | 3.2677 | 3.3199 | 3.8271 | 4.3349 | 4.626 | 4.8611 | 4.311 | 3.7682
Portfolio Adjusted1-in-10Size: Over 200kWAll2016May Monthly Peak | Portfolio Adjusted | 1-in-10 | Size: Over 200kW | All | 2016 | May Monthly Peak | 5 | 145.1934 | 141.5604 | 138.6838 | 138.2371 | 144.5155 | 158.4997 | 173.5906 | 192.038 | 208.3713 | 220.9114 | 231.2162 | 235.3129 | 236.8785 | 236.7198 | 232.7791 | 224.2944 | 213.4108 | 202.3518 | 189.9162 | 185.6906 | 182.0394 | 171.8907 | 164.1461 | 156.7584 | -0.02392 | 0.56683 | 0.30192 | 0.64238 | 0.10081 | 0.37943 | -1.5661 | 0.13721 | 1.4076 | 1.9899 | 5.614 | 19.5198 | 19.6976 | 18.2177 | 17.2902 | 17.5422 | 17.2728 | 14.9292 | 6.1236 | 4.0105 | 2.9568 | 2.0175 | 2.1404 | 2.1846 | 68.5833 | 67.9341 | 67.3903 | 66.8421 | 65.9912 | 65.3903 | 64.7894 | 67.9562 | 75.2282 | 80.2808 | 85.0747 | 87.6799 | 87.2326 | 86.2282 | 86.0791 | 84.9738 | 82.7676 | 81.1667 | 80.807 | 78.7588 | 74.1009 | 70.943 | 69.6447 | 68.6403 | 3.025 | 2.4189 | 2.0264 | 2.6518 | 3.2569 | 4.0028 | 3.5461 | 3.508 | 1.9536 | 3.6546 | 3.4854 | 3.3849 | 3.1014 | 2.9402 | 3.1033 | 4.1041 | 3.291 | 3.3469 | 3.8609 | 4.3518 | 4.6516 | 4.8365 | 4.2971 | 3.746
Portfolio Adjusted1-in-10Size: Over 200kWAll2016June Monthly Peak | Portfolio Adjusted | 1-in-10 | Size: Over 200kW | All | 2016 | June Monthly Peak | 6 | 149.0273 | 145.0265 | 142.2548 | 141.2661 | 147.192 | 160.4462 | 174.8975 | 193.1474 | 206.0515 | 216.9564 | 226.962 | 230.3672 | 231.2484 | 230.9616 | 227.791 | 220.9292 | 213.1445 | 202.725 | 191.6314 | 184.7844 | 181.8545 | 173.0188 | 165.8292 | 158.6509 | -0.11291 | 0.57956 | 0.2119 | 0.51497 | -0.1524 | -0.13887 | -2.006 | -0.65294 | 0.71876 | 1.6494 | 5.1992 | 18.5011 | 18.491 | 17.0708 | 16.2516 | 16.2604 | 16.239 | 13.7703 | 5.0995 | 3.3609 | 2.5888 | 1.6606 | 1.7917 | 1.9253 | 66.7293 | 64.7398 | 64.3362 | 64.1752 | 64.2234 | 64.0699 | 64.541 | 69.1007 | 72.361 | 75.6726 | 79.1903 | 81.3409 | 82.9447 | 83.5909 | 82.1228 | 82.8803 | 82.6184 | 80.4196 | 78.9301 | 77.3611 | 75.2663 | 72.5482 | 70.9474 | 69.4793 | 3.1733 | 2.5327 | 2.1244 | 2.7696 | 3.3903 | 4.1412 | 3.6515 | 3.606 | 1.9744 | 3.6682 | 3.4966 | 3.3868 | 3.0944 | 2.9318 | 3.1037 | 4.1315 | 3.3592 | 3.427 | 3.9816 | 4.4259 | 4.7492 | 4.9755 | 4.4368 | 3.8747
Portfolio Adjusted1-in-10Size: Over 200kWAll2016July Monthly Peak | Portfolio Adjusted | 1-in-10 | Size: Over 200kW | All | 2016 | July Monthly Peak | 7 | 154.647 | 151.0707 | 147.946 | 147.5692 | 154.6575 | 170.2738 | 184.9517 | 201.6828 | 213.4387 | 224.6606 | 234.4038 | 236.741 | 238.4381 | 238.0392 | 235.1824 | 230.6745 | 223.79 | 212.6861 | 200.1117 | 192.2397 | 188.5431 | 179.4281 | 171.8684 | 164.7072 | 0.04377 | 0.60581 | 0.39889 | 0.79737 | 0.31031 | 0.82678 | -1.3266 | 0.76786 | 1.9685 | 2.2622 | 5.9345 | 20.1104 | 20.4024 | 18.867 | 17.9897 | 18.8444 | 18.9156 | 16.6316 | 7.3037 | 4.6469 | 3.3483 | 2.3959 | 2.5312 | 2.5194 | 72.0438 | 71.7982 | 71.4474 | 71.3465 | 71.3421 | 71.193 | 70.9912 | 72.75 | 74.9606 | 78.8641 | 82.3247 | 85.3379 | 86.1844 | 87.4782 | 87.7282 | 85.9344 | 83.2764 | 81.5703 | 81.3641 | 80.0088 | 76.4606 | 74.4035 | 73.3026 | 73.0482 | 3.1918 | 2.5572 | 2.1415 | 2.8043 | 3.4528 | 4.2599 | 3.7427 | 3.6497 | 1.9823 | 3.6817 | 3.5003 | 3.3735 | 3.0926 | 2.9288 | 3.106 | 4.1812 | 3.4186 | 3.4849 | 4.03 | 4.463 | 4.7726 | 5.0012 | 4.4571 | 3.8991
Portfolio Adjusted1-in-10Size: Over 200kWAll2016August Monthly Peak | Portfolio Adjusted | 1-in-10 | Size: Over 200kW | All | 2016 | August Monthly Peak | 8 | 159.1336 | 155.1158 | 152.0299 | 151.5801 | 158.7172 | 175.6129 | 191.3238 | 207.3573 | 220.6542 | 232.25 | 242.9021 | 245.8926 | 247.8985 | 247.6425 | 245.1168 | 238.8861 | 230.7211 | 220.6755 | 208.5476 | 201.6593 | 195.8225 | 185.7574 | 177.4724 | 169.7897 | 0.070364 | 0.62237 | 0.43796 | 0.85979 | 0.39229 | 1.0063 | -1.2466 | 1.0174 | 2.2285 | 2.4262 | 6.2391 | 21.0622 | 21.4244 | 19.8307 | 18.9426 | 19.8109 | 19.7956 | 17.603 | 7.9269 | 5.0592 | 3.5831 | 2.587 | 2.7203 | 2.6792 | 73.8303 | 72.9229 | 72.3229 | 71.958 | 70.9941 | 70.7941 | 70.7099 | 72.0183 | 76.2935 | 80.173 | 84.3486 | 85.9582 | 87.8751 | 86.5137 | 86.7801 | 87.1861 | 86.6116 | 86.0923 | 83.5624 | 80.9637 | 77.9686 | 75.9133 | 75.3098 | 74.8469 | 3.2785 | 2.6209 | 2.1966 | 2.8753 | 3.5371 | 4.3855 | 3.8647 | 3.7456 | 2.0457 | 3.7993 | 3.6206 | 3.4976 | 3.2095 | 3.0415 | 3.2313 | 4.3223 | 3.5182 | 3.6093 | 4.1924 | 4.6733 | 4.9479 | 5.1683 | 4.5941 | 4.0121
Portfolio Adjusted1-in-10Size: Over 200kWAll2016September Monthly Peak | Portfolio Adjusted | 1-in-10 | Size: Over 200kW | All | 2016 | September Monthly Peak | 9 | 157.2361 | 153.3464 | 150.4933 | 150.4209 | 158.8189 | 175.9969 | 195.4643 | 212.0154 | 229.2773 | 244.4033 | 255.6588 | 259.2058 | 260.9884 | 259.9364 | 256.3718 | 247.5278 | 235.9354 | 224.8752 | 213.4085 | 208.227 | 198.7966 | 186.9552 | 177.1172 | 169.1311 | 0.12415 | 0.61598 | 0.49415 | 0.9415 | 0.55382 | 1.3447 | -0.99318 | 1.549 | 2.7546 | 2.7544 | 6.7724 | 22.6037 | 23.0441 | 21.2793 | 20.253 | 21.1963 | 20.8995 | 18.7092 | 8.816 | 5.64 | 3.8714 | 2.8381 | 2.9468 | 2.8473 | 71.9912 | 71.7894 | 71.3421 | 70.943 | 70.8947 | 70.3903 | 71.9474 | 72.5526 | 77.3203 | 83.1755 | 87.6537 | 90.4564 | 90.4652 | 91.009 | 90.6537 | 90.5484 | 90.987 | 89.3861 | 87.5308 | 82.5088 | 79.9474 | 78.2938 | 76.6974 | 75.2938 | 3.236 | 2.5883 | 2.1721 | 2.8503 | 3.5356 | 4.3905 | 3.9442 | 3.8257 | 2.1234 | 3.9939 | 3.8068 | 3.6831 | 3.3754 | 3.1891 | 3.3761 | 4.4739 | 3.5939 | 3.6741 | 4.2855 | 4.8204 | 5.0177 | 5.1962 | 4.5801 | 3.9923
Portfolio Adjusted1-in-10Size: Over 200kWAll2016October Monthly Peak | Portfolio Adjusted | 1-in-10 | Size: Over 200kW | All | 2016 | October Monthly Peak | 10 | 155.0967 | 151.1013 | 147.9036 | 147.0252 | 153.829 | 167.6105 | 185.4723 | 201.3048 | 215.7397 | 228.4861 | 240.4551 | 245.431 | 247.8149 | 249.6624 | 246.8557 | 238.6638 | 227.8933 | 216.3907 | 206.6861 | 198.6343 | 189.8776 | 178.7212 | 171.0594 | 164.482 | -0.020613 | 0.6051 | 0.32745 | 0.69112 | 0.12163 | 0.43058 | -1.6489 | 0.1881 | 1.4952 | 2.0754 | 5.8561 | 20.3939 | 20.6495 | 19.2546 | 18.3746 | 18.7251 | 18.5031 | 16.0329 | 6.7269 | 4.3264 | 3.1046 | 2.1182 | 2.2511 | 2.3081 | 69.851 | 68.4356 | 67.8058 | 67.5438 | 66.1959 | 65.6507 | 65.3331 | 66.7604 | 71.6243 | 77.9224 | 83.6784 | 85.6361 | 87.6696 | 88.5687 | 87.9271 | 86.2119 | 86.0657 | 85.0688 | 82.0934 | 79.497 | 76.2575 | 73.434 | 72.1389 | 71.0484 | 3.2285 | 2.5797 | 2.1592 | 2.8179 | 3.4638 | 4.2292 | 3.7855 | 3.6741 | 2.0209 | 3.7766 | 3.6215 | 3.5274 | 3.2418 | 3.0982 | 3.2881 | 4.3632 | 3.5112 | 3.576 | 4.1982 | 4.651 | 4.8476 | 5.0243 | 4.4742 | 3.9271
Portfolio Adjusted1-in-10Size: Over 200kWAll2016November Monthly Peak | Portfolio Adjusted | 1-in-10 | Size: Over 200kW | All | 2016 | November Monthly Peak | 11 | 144.3725 | 140.8023 | 138.2056 | 138.0126 | 145.0025 | 157.1219 | 172.0238 | 188.7771 | 202.1365 | 213.969 | 224.9232 | 229.0543 | 231.5993 | 233.6277 | 230.9675 | 222.2344 | 212.1465 | 202.4563 | 188.844 | 179.8683 | 174.1346 | 165.1208 | 158.2129 | 152.5039 | -0.1294 | 0.56242 | 0.18366 | 0.47079 | -0.20889 | -0.25574 | -2.0715 | -0.81893 | 0.55069 | 1.5564 | 5.0803 | 18.2542 | 18.3461 | 17.1014 | 16.3198 | 16.1169 | 15.9274 | 13.475 | 4.7766 | 3.1281 | 2.3971 | 1.5022 | 1.6267 | 1.7865 | 65.028 | 64.4666 | 62.5942 | 62.1845 | 61.9158 | 61.1893 | 60.6494 | 62.3383 | 68.6152 | 75.1511 | 80.6069 | 84.6455 | 85.9553 | 85.7067 | 85.4948 | 84.3393 | 83.0504 | 77.9217 | 74.4666 | 70.9136 | 69.1088 | 66.6198 | 65.345 | 64.1594 | 3.0942 | 2.475 | 2.0773 | 2.7235 | 3.3617 | 4.0819 | 3.6149 | 3.5474 | 1.9495 | 3.6413 | 3.4878 | 3.3894 | 3.1193 | 2.985 | 3.1675 | 4.183 | 3.3653 | 3.4447 | 3.9493 | 4.3363 | 4.5772 | 4.7793 | 4.2606 | 3.7489
Portfolio Adjusted1-in-10Size: Over 200kWAll2016December Monthly Peak | Portfolio Adjusted | 1-in-10 | Size: Over 200kW | All | 2016 | December Monthly Peak | 12 | 125.3544 | 123.0056 | 122.0707 | 122.1347 | 128.1002 | 138.1089 | 152.4375 | 163.6544 | 168.736 | 169.9429 | 169.8186 | 166.146 | 164.0464 | 161.5559 | 159.0627 | 156.4572 | 156.5208 | 158.0618 | 153.9709 | 148.8324 | 145.0994 | 139.843 | 134.5145 | 130.1397 | -0.70877 | 0.48354 | -0.5112 | -0.56501 | -1.966 | -3.8373 | -4.8304 | -6.088 | -3.9642 | -0.68057 | 1.9649 | 9.7196 | 8.7907 | 7.8755 | 7.4952 | 5.5577 | 5.7859 | 3.0973 | -3.0652 | -1.4837 | -0.34018 | -1.1285 | -1.0299 | -0.35632 | 49.4868 | 48.9868 | 48.0833 | 47.535 | 47.4868 | 46.8903 | 46.4868 | 47.1885 | 49.0921 | 51.6447 | 53.1491 | 53.6974 | 54.5965 | 55.5965 | 55.7018 | 55.7456 | 55.1447 | 53.1359 | 51.6359 | 51.3333 | 50.228 | 50.285 | 48.9824 | 48.5306 | 3.9397 | 3.1706 | 2.6906 | 3.5342 | 4.3549 | 5.2614 | 4.6973 | 4.5096 | 2.3864 | 4.2409 | 3.8615 | 3.6052 | 3.24 | 3.0269 | 3.1988 | 4.3185 | 3.6409 | 3.9437 | 4.7218 | 5.2615 | 5.5929 | 5.9355 | 5.312 | 4.6912
Portfolio Adjusted1-in-10Size: Over 200kWAll2016Typical Event Day | Portfolio Adjusted | 1-in-10 | Size: Over 200kW | All | 2016 | Typical Event Day | 8 | 157.9838 | 154.0378 | 150.9647 | 150.5319 | 157.4909 | 174.1059 | 189.7563 | 205.5651 | 218.2008 | 228.8804 | 238.7257 | 241.4589 | 243.3884 | 243.3771 | 241.11 | 235.0518 | 227.2348 | 217.4089 | 205.7936 | 199.2193 | 193.7297 | 183.9768 | 175.8032 | 168.1969 | 0.029906 | 0.61752 | 0.39063 | 0.78954 | 0.27284 | 0.75566 | -1.4345 | 0.64955 | 1.8997 | 2.2538 | 5.9921 | 20.4104 | 20.7031 | 19.1729 | 18.3313 | 19.0307 | 19.0361 | 16.7998 | 7.3278 | 4.7083 | 3.379 | 2.3944 | 2.5271 | 2.5249 | 71.1486 | 70.3126 | 69.8622 | 69.6057 | 69.3636 | 69.1118 | 69.5474 | 71.6054 | 75.2338 | 79.4713 | 83.3793 | 85.7733 | 86.8673 | 87.1479 | 86.8212 | 86.6373 | 85.8733 | 84.3671 | 82.8469 | 80.2106 | 77.4107 | 75.2897 | 74.0643 | 73.1671 | 3.2654 | 2.6112 | 2.1883 | 2.8647 | 3.5212 | 4.362 | 3.8455 | 3.7253 | 2.0295 | 3.7563 | 3.57 | 3.4457 | 3.1613 | 2.9988 | 3.1888 | 4.2667 | 3.4763 | 3.5674 | 4.1505 | 4.6317 | 4.9109 | 5.1354 | 4.5657 | 3.9874
Portfolio Adjusted1-in-10Size: Over 200kWAll2017January Monthly Peak | Portfolio Adjusted | 1-in-10 | Size: Over 200kW | All | 2017 | January Monthly Peak | 1 | 123.3148 | 120.4404 | 119.8872 | 120.4506 | 127.6845 | 139.4856 | 156.7147 | 169.2608 | 173.0048 | 172.9183 | 173.2168 | 168.7485 | 166.8105 | 163.9637 | 160.1852 | 157.2589 | 156.149 | 156.6622 | 153.7317 | 148.1621 | 144.4655 | 139.1306 | 134.3639 | 130.0397 | -0.75151 | 0.47275 | -0.56324 | -0.64679 | -2.1239 | -4.2131 | -5.2507 | -6.8112 | -4.4841 | -0.87291 | 1.8276 | 9.541 | 8.5433 | 7.622 | 7.1993 | 5.0479 | 5.2216 | 2.3892 | -3.7034 | -1.8521 | -0.55401 | -1.3437 | -1.2518 | -0.52991 | 45.8771 | 44.8771 | 44.1753 | 42.7806 | 41.9824 | 41.2324 | 40.9341 | 41.3815 | 45.6009 | 50.5044 | 53.7588 | 55.5088 | 57.1053 | 57.057 | 57.2544 | 56.5482 | 55.943 | 54.4868 | 53.1841 | 50.7806 | 49.8771 | 49.2762 | 49.1359 | 48.785 | 4.031 | 3.2289 | 2.7484 | 3.6252 | 4.5148 | 5.5268 | 5.0227 | 4.8511 | 2.5448 | 4.4881 | 4.0966 | 3.8085 | 3.4266 | 3.1952 | 3.3505 | 4.5146 | 3.7779 | 4.0655 | 4.9034 | 5.4478 | 5.7917 | 6.142 | 5.5187 | 4.8755
Portfolio Adjusted1-in-10Size: Over 200kWAll2017February Monthly Peak | Portfolio Adjusted | 1-in-10 | Size: Over 200kW | All | 2017 | February Monthly Peak | 2 | 128.1646 | 124.8689 | 123.3266 | 123.9358 | 130.1428 | 141.6208 | 158.8627 | 169.7396 | 174.9042 | 176.2328 | 179.0362 | 177.3762 | 177.6364 | 176.9309 | 174.5667 | 169.4951 | 164.8085 | 164.1962 | 161.9665 | 155.9868 | 151.986 | 145.3609 | 139.1882 | 134.2747 | -0.63846 | 0.49198 | -0.42029 | -0.43255 | -1.7416 | -3.4112 | -4.5928 | -5.5259 | -3.4609 | -0.42481 | 2.3503 | 10.9079 | 10.1624 | 9.2366 | 8.8065 | 6.9073 | 6.9801 | 4.3074 | -2.1896 | -0.95182 | -0.010229 | -0.82029 | -0.7128 | -0.093344 | 54.3377 | 54.1359 | 53.5394 | 53.1359 | 53.5877 | 53.285 | 53.7368 | 53.6403 | 53.5921 | 54.0482 | 54.9474 | 55.4474 | 56.7938 | 55.3421 | 54.443 | 53.3421 | 51.0921 | 49.7894 | 48.7412 | 49.4912 | 49.2412 | 48.9868 | 49.2412 | 48.6885 | 3.7906 | 3.0289 | 2.5581 | 3.375 | 4.1636 | 5.0772 | 4.6068 | 4.4017 | 2.3278 | 4.1387 | 3.8311 | 3.6221 | 3.3016 | 3.1196 | 3.3037 | 4.4026 | 3.6078 | 3.8553 | 4.6742 | 5.1895 | 5.5131 | 5.8061 | 5.1726 | 4.555
Portfolio Adjusted1-in-10Size: Over 200kWAll2017March Monthly Peak | Portfolio Adjusted | 1-in-10 | Size: Over 200kW | All | 2017 | March Monthly Peak | 3 | 136.6026 | 133.1375 | 130.4598 | 129.4635 | 133.9844 | 146.5619 | 165.3667 | 178.5221 | 186.6473 | 192.3588 | 199.4621 | 201.6771 | 203.7491 | 206.4022 | 205.2255 | 198.2921 | 190.057 | 181.8196 | 174.5206 | 171.5481 | 167.2238 | 159.5365 | 151.6629 | 144.7741 | -0.35649 | 0.52877 | -0.085817 | 0.066896 | -0.86405 | -1.6191 | -3.1613 | -2.8872 | -1.2538 | 0.61787 | 3.7139 | 14.5331 | 14.2594 | 13.291 | 12.7613 | 11.7384 | 11.6604 | 9.0265 | 1.5734 | 1.2931 | 1.3318 | 0.46508 | 0.57958 | 0.94241 | 58.9824 | 57.6797 | 56.0306 | 55.9341 | 55.8377 | 55.193 | 54.8947 | 56.3991 | 62.057 | 66.9123 | 71.6097 | 74.9562 | 77.7588 | 78.4035 | 73.8641 | 72.75 | 72.3509 | 71.4474 | 69.785 | 66.0306 | 64.7806 | 63.228 | 62.6315 | 61.228 | 3.2811 | 2.6227 | 2.1976 | 2.8631 | 3.4811 | 4.2671 | 3.8944 | 3.7596 | 2.0174 | 3.6686 | 3.4663 | 3.3445 | 3.0754 | 2.9555 | 3.1542 | 4.1829 | 3.3788 | 3.467 | 4.0902 | 4.6348 | 4.9261 | 5.175 | 4.5772 | 3.9884
Portfolio Adjusted1-in-10Size: Over 200kWAll2017April Monthly Peak | Portfolio Adjusted | 1-in-10 | Size: Over 200kW | All | 2017 | April Monthly Peak | 4 | 145.4897 | 141.0138 | 138.201 | 136.9771 | 142.3272 | 155.8949 | 171.795 | 186.9273 | 200.1735 | 212.3941 | 223.4563 | 227.7823 | 230.2947 | 231.8526 | 228.4776 | 220.3859 | 209.7257 | 198.653 | 186.3179 | 183.0703 | 179.1786 | 170.9881 | 162.9841 | 156.0679 | -0.069851 | 0.56405 | 0.25033 | 0.56355 | -0.031908 | 0.10291 | -1.7736 | -0.27361 | 1.0044 | 1.7544 | 5.2625 | 18.5751 | 18.7589 | 17.4674 | 16.6142 | 16.696 | 16.4448 | 14.0379 | 5.4494 | 3.6219 | 2.719 | 1.8123 | 1.9315 | 2.0255 | 65.3273 | 63.9808 | 62.6812 | 63.2005 | 62.2005 | 61.854 | 61.2412 | 65.0132 | 72.1451 | 78.237 | 83.3877 | 87.0791 | 88.3201 | 88.3789 | 88.1096 | 87.718 | 87.1942 | 85.4199 | 83.1053 | 78.3539 | 74.8993 | 72.7443 | 69.7555 | 67.823 | 3.0627 | 2.4346 | 2.0403 | 2.6549 | 3.2409 | 3.9779 | 3.5458 | 3.4501 | 1.8962 | 3.5502 | 3.4034 | 3.3106 | 3.0465 | 2.9096 | 3.0776 | 4.0744 | 3.2677 | 3.3199 | 3.8271 | 4.3349 | 4.626 | 4.8611 | 4.311 | 3.7682
Portfolio Adjusted1-in-10Size: Over 200kWAll2017May Monthly Peak | Portfolio Adjusted | 1-in-10 | Size: Over 200kW | All | 2017 | May Monthly Peak | 5 | 145.1934 | 141.5604 | 138.6838 | 138.2371 | 144.5155 | 158.4997 | 173.5906 | 192.038 | 208.3713 | 220.9114 | 231.2162 | 235.3129 | 236.8785 | 236.7198 | 232.7791 | 224.2944 | 213.4108 | 202.3519 | 189.9162 | 185.6906 | 182.0394 | 171.8907 | 164.1461 | 156.7584 | -0.02392 | 0.56683 | 0.30192 | 0.64238 | 0.10081 | 0.37943 | -1.5661 | 0.13721 | 1.4076 | 1.9899 | 5.614 | 19.5198 | 19.6976 | 18.2177 | 17.2902 | 17.5422 | 17.2728 | 14.9292 | 6.1236 | 4.0105 | 2.9568 | 2.0175 | 2.1404 | 2.1846 | 68.5833 | 67.9341 | 67.3903 | 66.8421 | 65.9912 | 65.3903 | 64.7894 | 67.9562 | 75.2282 | 80.2808 | 85.0747 | 87.6799 | 87.2326 | 86.2282 | 86.0791 | 84.9738 | 82.7676 | 81.1667 | 80.807 | 78.7588 | 74.1009 | 70.943 | 69.6447 | 68.6403 | 3.025 | 2.4189 | 2.0264 | 2.6518 | 3.2569 | 4.0028 | 3.5461 | 3.508 | 1.9536 | 3.6546 | 3.4854 | 3.3849 | 3.1014 | 2.9402 | 3.1033 | 4.1041 | 3.291 | 3.3469 | 3.8609 | 4.3518 | 4.6516 | 4.8365 | 4.2971 | 3.746
Portfolio Adjusted1-in-10Size: Over 200kWAll2017June Monthly Peak | Portfolio Adjusted | 1-in-10 | Size: Over 200kW | All | 2017 | June Monthly Peak | 6 | 149.0273 | 145.0265 | 142.2548 | 141.2661 | 147.192 | 160.4462 | 174.8975 | 193.1474 | 206.0515 | 216.9564 | 226.962 | 230.3672 | 231.2484 | 230.9616 | 227.791 | 220.9292 | 213.1445 | 202.725 | 191.6314 | 184.7844 | 181.8545 | 173.0188 | 165.8292 | 158.6509 | -0.11291 | 0.57956 | 0.2119 | 0.51497 | -0.1524 | -0.13887 | -2.006 | -0.65294 | 0.71876 | 1.6494 | 5.1992 | 18.5011 | 18.491 | 17.0708 | 16.2516 | 16.2604 | 16.239 | 13.7703 | 5.0995 | 3.3609 | 2.5888 | 1.6606 | 1.7917 | 1.9253 | 66.7293 | 64.7398 | 64.3362 | 64.1752 | 64.2234 | 64.0699 | 64.541 | 69.1007 | 72.361 | 75.6726 | 79.1903 | 81.3409 | 82.9447 | 83.5909 | 82.1228 | 82.8803 | 82.6184 | 80.4196 | 78.9301 | 77.3611 | 75.2663 | 72.5482 | 70.9474 | 69.4793 | 3.1733 | 2.5327 | 2.1244 | 2.7696 | 3.3903 | 4.1412 | 3.6515 | 3.606 | 1.9744 | 3.6682 | 3.4966 | 3.3868 | 3.0944 | 2.9318 | 3.1037 | 4.1315 | 3.3592 | 3.427 | 3.9816 | 4.4259 | 4.7492 | 4.9755 | 4.4368 | 3.8747
Portfolio Adjusted1-in-10Size: Over 200kWAll2017July Monthly Peak | Portfolio Adjusted | 1-in-10 | Size: Over 200kW | All | 2017 | July Monthly Peak | 7 | 154.647 | 151.0707 | 147.946 | 147.5692 | 154.6575 | 170.2738 | 184.9517 | 201.6828 | 213.4387 | 224.6606 | 234.4038 | 236.741 | 238.4381 | 238.0392 | 235.1824 | 230.6745 | 223.79 | 212.686 | 200.1117 | 192.2397 | 188.5431 | 179.4281 | 171.8684 | 164.7072 | 0.04377 | 0.60581 | 0.39889 | 0.79737 | 0.31031 | 0.82678 | -1.3266 | 0.76786 | 1.9685 | 2.2622 | 5.9345 | 20.1104 | 20.4024 | 18.867 | 17.9897 | 18.8444 | 18.9156 | 16.6316 | 7.3037 | 4.6469 | 3.3483 | 2.3959 | 2.5312 | 2.5194 | 72.0438 | 71.7982 | 71.4474 | 71.3465 | 71.3421 | 71.193 | 70.9912 | 72.75 | 74.9606 | 78.8641 | 82.3247 | 85.3379 | 86.1844 | 87.4782 | 87.7282 | 85.9344 | 83.2764 | 81.5703 | 81.3641 | 80.0088 | 76.4606 | 74.4035 | 73.3026 | 73.0482 | 3.1918 | 2.5572 | 2.1415 | 2.8043 | 3.4528 | 4.2599 | 3.7427 | 3.6497 | 1.9823 | 3.6817 | 3.5003 | 3.3735 | 3.0926 | 2.9288 | 3.106 | 4.1812 | 3.4186 | 3.4849 | 4.03 | 4.463 | 4.7726 | 5.0012 | 4.4571 | 3.8991
Portfolio Adjusted1-in-10Size: Over 200kWAll2017August Monthly Peak | Portfolio Adjusted | 1-in-10 | Size: Over 200kW | All | 2017 | August Monthly Peak | 8 | 159.1336 | 155.1158 | 152.0299 | 151.5801 | 158.7172 | 175.6129 | 191.3238 | 207.3573 | 220.6542 | 232.25 | 242.9021 | 245.8926 | 247.8985 | 247.6425 | 245.1168 | 238.8861 | 230.7211 | 220.6755 | 208.5476 | 201.6593 | 195.8225 | 185.7574 | 177.4724 | 169.7897 | 0.070364 | 0.62237 | 0.43796 | 0.85979 | 0.39229 | 1.0063 | -1.2466 | 1.0174 | 2.2285 | 2.4262 | 6.2391 | 21.0622 | 21.4244 | 19.8307 | 18.9426 | 19.8109 | 19.7956 | 17.603 | 7.9269 | 5.0592 | 3.5831 | 2.587 | 2.7203 | 2.6792 | 73.8303 | 72.9229 | 72.3229 | 71.958 | 70.9941 | 70.7941 | 70.7099 | 72.0183 | 76.2935 | 80.173 | 84.3486 | 85.9582 | 87.8751 | 86.5137 | 86.7801 | 87.1861 | 86.6116 | 86.0923 | 83.5624 | 80.9637 | 77.9686 | 75.9133 | 75.3098 | 74.8469 | 3.2785 | 2.6209 | 2.1966 | 2.8753 | 3.5371 | 4.3855 | 3.8647 | 3.7456 | 2.0457 | 3.7993 | 3.6206 | 3.4976 | 3.2095 | 3.0415 | 3.2313 | 4.3223 | 3.5182 | 3.6093 | 4.1924 | 4.6733 | 4.9479 | 5.1683 | 4.5941 | 4.0121
Portfolio Adjusted1-in-10Size: Over 200kWAll2017September Monthly Peak | Portfolio Adjusted | 1-in-10 | Size: Over 200kW | All | 2017 | September Monthly Peak | 9 | 157.2361 | 153.3464 | 150.4933 | 150.4209 | 158.8189 | 175.9969 | 195.4643 | 212.0154 | 229.2773 | 244.4033 | 255.6588 | 259.2058 | 260.9884 | 259.9364 | 256.3718 | 247.5278 | 235.9353 | 224.8752 | 213.4084 | 208.227 | 198.7966 | 186.9552 | 177.1172 | 169.1311 | 0.12415 | 0.61598 | 0.49415 | 0.9415 | 0.55382 | 1.3447 | -0.99318 | 1.549 | 2.7546 | 2.7544 | 6.7724 | 22.6037 | 23.0441 | 21.2793 | 20.253 | 21.1963 | 20.8995 | 18.7092 | 8.816 | 5.64 | 3.8714 | 2.8381 | 2.9468 | 2.8473 | 71.9912 | 71.7894 | 71.3421 | 70.943 | 70.8947 | 70.3903 | 71.9474 | 72.5526 | 77.3203 | 83.1755 | 87.6537 | 90.4564 | 90.4652 | 91.009 | 90.6537 | 90.5484 | 90.987 | 89.3861 | 87.5308 | 82.5088 | 79.9474 | 78.2938 | 76.6974 | 75.2938 | 3.236 | 2.5883 | 2.1721 | 2.8503 | 3.5356 | 4.3905 | 3.9442 | 3.8257 | 2.1234 | 3.9939 | 3.8068 | 3.6831 | 3.3754 | 3.1891 | 3.3761 | 4.4739 | 3.5939 | 3.6741 | 4.2855 | 4.8204 | 5.0177 | 5.1962 | 4.5801 | 3.9923
Portfolio Adjusted1-in-10Size: Over 200kWAll2017October Monthly Peak | Portfolio Adjusted | 1-in-10 | Size: Over 200kW | All | 2017 | October Monthly Peak | 10 | 155.0967 | 151.1013 | 147.9036 | 147.0252 | 153.829 | 167.6105 | 185.4723 | 201.3048 | 215.7397 | 228.4861 | 240.4551 | 245.431 | 247.8149 | 249.6624 | 246.8557 | 238.6638 | 227.8933 | 216.3907 | 206.6861 | 198.6343 | 189.8776 | 178.7212 | 171.0594 | 164.482 | -0.020613 | 0.6051 | 0.32745 | 0.69112 | 0.12163 | 0.43058 | -1.6489 | 0.1881 | 1.4952 | 2.0754 | 5.8561 | 20.3939 | 20.6495 | 19.2546 | 18.3746 | 18.7251 | 18.5031 | 16.0329 | 6.7269 | 4.3264 | 3.1046 | 2.1182 | 2.2511 | 2.3081 | 69.851 | 68.4356 | 67.8058 | 67.5438 | 66.1959 | 65.6507 | 65.3331 | 66.7604 | 71.6243 | 77.9224 | 83.6784 | 85.6361 | 87.6696 | 88.5687 | 87.9271 | 86.2119 | 86.0657 | 85.0688 | 82.0934 | 79.497 | 76.2575 | 73.434 | 72.1389 | 71.0484 | 3.2285 | 2.5797 | 2.1592 | 2.8179 | 3.4638 | 4.2292 | 3.7855 | 3.6741 | 2.0209 | 3.7766 | 3.6215 | 3.5274 | 3.2418 | 3.0982 | 3.2881 | 4.3632 | 3.5112 | 3.576 | 4.1982 | 4.651 | 4.8476 | 5.0243 | 4.4742 | 3.9271
Portfolio Adjusted1-in-10Size: Over 200kWAll2017November Monthly Peak | Portfolio Adjusted | 1-in-10 | Size: Over 200kW | All | 2017 | November Monthly Peak | 11 | 144.3725 | 140.8023 | 138.2056 | 138.0126 | 145.0025 | 157.1219 | 172.0238 | 188.7771 | 202.1365 | 213.969 | 224.9232 | 229.0542 | 231.5993 | 233.6277 | 230.9675 | 222.2344 | 212.1465 | 202.4563 | 188.844 | 179.8683 | 174.1346 | 165.1208 | 158.2129 | 152.5039 | -0.1294 | 0.56242 | 0.18366 | 0.47079 | -0.20889 | -0.25574 | -2.0715 | -0.81893 | 0.55069 | 1.5564 | 5.0803 | 18.2542 | 18.3461 | 17.1014 | 16.3198 | 16.1169 | 15.9274 | 13.475 | 4.7766 | 3.1281 | 2.3971 | 1.5022 | 1.6267 | 1.7865 | 65.028 | 64.4666 | 62.5942 | 62.1845 | 61.9158 | 61.1893 | 60.6494 | 62.3383 | 68.6152 | 75.1511 | 80.6069 | 84.6455 | 85.9553 | 85.7067 | 85.4948 | 84.3393 | 83.0504 | 77.9217 | 74.4666 | 70.9136 | 69.1088 | 66.6198 | 65.345 | 64.1594 | 3.0942 | 2.475 | 2.0773 | 2.7235 | 3.3617 | 4.0819 | 3.6149 | 3.5474 | 1.9495 | 3.6413 | 3.4878 | 3.3894 | 3.1193 | 2.985 | 3.1675 | 4.183 | 3.3653 | 3.4447 | 3.9493 | 4.3363 | 4.5772 | 4.7793 | 4.2606 | 3.7489
Portfolio Adjusted1-in-10Size: Over 200kWAll2017December Monthly Peak | Portfolio Adjusted | 1-in-10 | Size: Over 200kW | All | 2017 | December Monthly Peak | 12 | 125.3544 | 123.0056 | 122.0707 | 122.1347 | 128.1002 | 138.1089 | 152.4375 | 163.6544 | 168.736 | 169.9429 | 169.8186 | 166.146 | 164.0464 | 161.5559 | 159.0627 | 156.4572 | 156.5208 | 158.0618 | 153.9709 | 148.8324 | 145.0994 | 139.843 | 134.5145 | 130.1397 | -0.70877 | 0.48354 | -0.5112 | -0.56501 | -1.966 | -3.8373 | -4.8304 | -6.088 | -3.9642 | -0.68057 | 1.9649 | 9.7196 | 8.7907 | 7.8755 | 7.4952 | 5.5577 | 5.7859 | 3.0973 | -3.0652 | -1.4837 | -0.34018 | -1.1285 | -1.0299 | -0.35632 | 49.4868 | 48.9868 | 48.0833 | 47.535 | 47.4868 | 46.8903 | 46.4868 | 47.1885 | 49.0921 | 51.6447 | 53.1491 | 53.6974 | 54.5965 | 55.5965 | 55.7018 | 55.7456 | 55.1447 | 53.1359 | 51.6359 | 51.3333 | 50.228 | 50.285 | 48.9824 | 48.5306 | 3.9397 | 3.1706 | 2.6906 | 3.5342 | 4.3549 | 5.2614 | 4.6973 | 4.5096 | 2.3864 | 4.2409 | 3.8615 | 3.6052 | 3.24 | 3.0269 | 3.1988 | 4.3185 | 3.6409 | 3.9437 | 4.7218 | 5.2615 | 5.5929 | 5.9355 | 5.312 | 4.6912
Portfolio Adjusted1-in-10Size: Over 200kWAll2017Typical Event Day | Portfolio Adjusted | 1-in-10 | Size: Over 200kW | All | 2017 | Typical Event Day | 8 | 157.9838 | 154.0378 | 150.9647 | 150.5319 | 157.4909 | 174.1059 | 189.7563 | 205.5651 | 218.2009 | 228.8804 | 238.7257 | 241.4589 | 243.3884 | 243.3771 | 241.11 | 235.0518 | 227.2348 | 217.4088 | 205.7936 | 199.2193 | 193.7297 | 183.9768 | 175.8032 | 168.1969 | 0.029906 | 0.61752 | 0.39063 | 0.78954 | 0.27284 | 0.75566 | -1.4345 | 0.64955 | 1.8997 | 2.2538 | 5.9921 | 20.4104 | 20.7031 | 19.1729 | 18.3313 | 19.0307 | 19.0361 | 16.7998 | 7.3278 | 4.7083 | 3.379 | 2.3944 | 2.5271 | 2.5249 | 71.1486 | 70.3126 | 69.8622 | 69.6057 | 69.3636 | 69.1118 | 69.5474 | 71.6054 | 75.2338 | 79.4713 | 83.3793 | 85.7733 | 86.8673 | 87.1479 | 86.8212 | 86.6373 | 85.8733 | 84.3671 | 82.8469 | 80.2106 | 77.4107 | 75.2897 | 74.0643 | 73.1671 | 3.2654 | 2.6112 | 2.1883 | 2.8647 | 3.5212 | 4.362 | 3.8455 | 3.7253 | 2.0295 | 3.7563 | 3.57 | 3.4457 | 3.1613 | 2.9988 | 3.1888 | 4.2667 | 3.4763 | 3.5674 | 4.1505 | 4.6317 | 4.9109 | 5.1354 | 4.5657 | 3.9874
Portfolio Adjusted1-in-10Size: Over 200kWAll2018January Monthly Peak | Portfolio Adjusted | 1-in-10 | Size: Over 200kW | All | 2018 | January Monthly Peak | 1 | 123.3148 | 120.4404 | 119.8872 | 120.4506 | 127.6845 | 139.4856 | 156.7147 | 169.2608 | 173.0048 | 172.9183 | 173.2168 | 168.7485 | 166.8105 | 163.9637 | 160.1852 | 157.2589 | 156.149 | 156.6622 | 153.7317 | 148.1621 | 144.4655 | 139.1306 | 134.3639 | 130.0397 | -0.75151 | 0.47275 | -0.56324 | -0.64679 | -2.1239 | -4.2131 | -5.2507 | -6.8112 | -4.4841 | -0.87291 | 1.8276 | 9.541 | 8.5433 | 7.622 | 7.1993 | 5.0479 | 5.2216 | 2.3892 | -3.7034 | -1.8521 | -0.55401 | -1.3437 | -1.2518 | -0.52991 | 45.8771 | 44.8771 | 44.1753 | 42.7806 | 41.9824 | 41.2324 | 40.9341 | 41.3815 | 45.6009 | 50.5044 | 53.7588 | 55.5088 | 57.1053 | 57.057 | 57.2544 | 56.5482 | 55.943 | 54.4868 | 53.1841 | 50.7806 | 49.8771 | 49.2762 | 49.1359 | 48.785 | 4.031 | 3.2289 | 2.7484 | 3.6252 | 4.5148 | 5.5268 | 5.0227 | 4.8511 | 2.5448 | 4.4881 | 4.0966 | 3.8085 | 3.4266 | 3.1952 | 3.3505 | 4.5146 | 3.7779 | 4.0655 | 4.9034 | 5.4478 | 5.7917 | 6.142 | 5.5187 | 4.8755
Portfolio Adjusted1-in-10Size: Over 200kWAll2018February Monthly Peak | Portfolio Adjusted | 1-in-10 | Size: Over 200kW | All | 2018 | February Monthly Peak | 2 | 128.1646 | 124.8689 | 123.3266 | 123.9358 | 130.1428 | 141.6208 | 158.8627 | 169.7396 | 174.9042 | 176.2328 | 179.0362 | 177.3762 | 177.6364 | 176.9309 | 174.5667 | 169.4951 | 164.8085 | 164.1962 | 161.9665 | 155.9868 | 151.986 | 145.3609 | 139.1882 | 134.2747 | -0.63846 | 0.49198 | -0.42029 | -0.43255 | -1.7416 | -3.4112 | -4.5928 | -5.5259 | -3.4609 | -0.42481 | 2.3503 | 10.9079 | 10.1624 | 9.2366 | 8.8065 | 6.9073 | 6.9801 | 4.3074 | -2.1896 | -0.95182 | -0.010229 | -0.82029 | -0.7128 | -0.093344 | 54.3377 | 54.1359 | 53.5394 | 53.1359 | 53.5877 | 53.285 | 53.7368 | 53.6403 | 53.5921 | 54.0482 | 54.9474 | 55.4474 | 56.7938 | 55.3421 | 54.443 | 53.3421 | 51.0921 | 49.7894 | 48.7412 | 49.4912 | 49.2412 | 48.9868 | 49.2412 | 48.6885 | 3.7906 | 3.0289 | 2.5581 | 3.375 | 4.1636 | 5.0772 | 4.6068 | 4.4017 | 2.3278 | 4.1387 | 3.8311 | 3.6221 | 3.3016 | 3.1196 | 3.3037 | 4.4026 | 3.6078 | 3.8553 | 4.6742 | 5.1895 | 5.5131 | 5.8061 | 5.1726 | 4.555
Portfolio Adjusted1-in-10Size: Over 200kWAll2018March Monthly Peak | Portfolio Adjusted | 1-in-10 | Size: Over 200kW | All | 2018 | March Monthly Peak | 3 | 136.6026 | 133.1375 | 130.4598 | 129.4635 | 133.9844 | 146.5619 | 165.3667 | 178.5221 | 186.6473 | 192.3588 | 199.4621 | 201.6771 | 203.7491 | 206.4022 | 205.2255 | 198.2921 | 190.057 | 181.8196 | 174.5206 | 171.5481 | 167.2238 | 159.5365 | 151.6629 | 144.7741 | -0.35649 | 0.52877 | -0.085817 | 0.066896 | -0.86405 | -1.6191 | -3.1613 | -2.8872 | -1.2538 | 0.61787 | 3.7139 | 14.5331 | 14.2594 | 13.291 | 12.7613 | 11.7384 | 11.6604 | 9.0265 | 1.5734 | 1.2931 | 1.3318 | 0.46508 | 0.57958 | 0.94241 | 58.9824 | 57.6797 | 56.0306 | 55.9341 | 55.8377 | 55.193 | 54.8947 | 56.3991 | 62.057 | 66.9123 | 71.6097 | 74.9562 | 77.7588 | 78.4035 | 73.8641 | 72.75 | 72.3509 | 71.4474 | 69.785 | 66.0306 | 64.7806 | 63.228 | 62.6315 | 61.228 | 3.2811 | 2.6227 | 2.1976 | 2.8631 | 3.4811 | 4.2671 | 3.8944 | 3.7596 | 2.0174 | 3.6686 | 3.4663 | 3.3445 | 3.0754 | 2.9555 | 3.1542 | 4.1829 | 3.3788 | 3.467 | 4.0902 | 4.6348 | 4.9261 | 5.175 | 4.5772 | 3.9884
Portfolio Adjusted1-in-10Size: Over 200kWAll2018April Monthly Peak | Portfolio Adjusted | 1-in-10 | Size: Over 200kW | All | 2018 | April Monthly Peak | 4 | 145.4897 | 141.0138 | 138.201 | 136.9771 | 142.3272 | 155.8949 | 171.795 | 186.9273 | 200.1735 | 212.3941 | 223.4563 | 227.7823 | 230.2947 | 231.8526 | 228.4776 | 220.3859 | 209.7257 | 198.653 | 186.3179 | 183.0703 | 179.1786 | 170.9881 | 162.9841 | 156.0679 | -0.069851 | 0.56405 | 0.25033 | 0.56355 | -0.031908 | 0.10291 | -1.7736 | -0.27361 | 1.0044 | 1.7544 | 5.2625 | 18.5751 | 18.7589 | 17.4674 | 16.6142 | 16.696 | 16.4448 | 14.0379 | 5.4494 | 3.6219 | 2.719 | 1.8123 | 1.9315 | 2.0255 | 65.3273 | 63.9808 | 62.6812 | 63.2005 | 62.2005 | 61.854 | 61.2412 | 65.0132 | 72.1451 | 78.237 | 83.3877 | 87.0791 | 88.3201 | 88.3789 | 88.1096 | 87.718 | 87.1942 | 85.4199 | 83.1053 | 78.3539 | 74.8993 | 72.7443 | 69.7555 | 67.823 | 3.0627 | 2.4346 | 2.0403 | 2.6549 | 3.2409 | 3.9779 | 3.5458 | 3.4501 | 1.8962 | 3.5502 | 3.4034 | 3.3106 | 3.0465 | 2.9096 | 3.0776 | 4.0744 | 3.2677 | 3.3199 | 3.8271 | 4.3349 | 4.626 | 4.8611 | 4.311 | 3.7682
Portfolio Adjusted1-in-10Size: Over 200kWAll2018May Monthly Peak | Portfolio Adjusted | 1-in-10 | Size: Over 200kW | All | 2018 | May Monthly Peak | 5 | 145.1934 | 141.5604 | 138.6838 | 138.2371 | 144.5155 | 158.4997 | 173.5906 | 192.038 | 208.3713 | 220.9114 | 231.2162 | 235.3129 | 236.8785 | 236.7198 | 232.7791 | 224.2944 | 213.4108 | 202.3518 | 189.9162 | 185.6906 | 182.0394 | 171.8907 | 164.1461 | 156.7584 | -0.02392 | 0.56683 | 0.30192 | 0.64238 | 0.10081 | 0.37943 | -1.5661 | 0.13721 | 1.4076 | 1.9899 | 5.614 | 19.5198 | 19.6976 | 18.2177 | 17.2902 | 17.5422 | 17.2728 | 14.9292 | 6.1236 | 4.0105 | 2.9568 | 2.0175 | 2.1404 | 2.1846 | 68.5833 | 67.9341 | 67.3903 | 66.8421 | 65.9912 | 65.3903 | 64.7894 | 67.9562 | 75.2282 | 80.2808 | 85.0747 | 87.6799 | 87.2326 | 86.2282 | 86.0791 | 84.9738 | 82.7676 | 81.1667 | 80.807 | 78.7588 | 74.1009 | 70.943 | 69.6447 | 68.6403 | 3.025 | 2.4189 | 2.0264 | 2.6518 | 3.2569 | 4.0028 | 3.5461 | 3.508 | 1.9536 | 3.6546 | 3.4854 | 3.3849 | 3.1014 | 2.9402 | 3.1033 | 4.1041 | 3.291 | 3.3469 | 3.8609 | 4.3518 | 4.6516 | 4.8365 | 4.2971 | 3.746
Portfolio Adjusted1-in-10Size: Over 200kWAll2018June Monthly Peak | Portfolio Adjusted | 1-in-10 | Size: Over 200kW | All | 2018 | June Monthly Peak | 6 | 149.0273 | 145.0265 | 142.2548 | 141.2661 | 147.192 | 160.4462 | 174.8975 | 193.1474 | 206.0515 | 216.9564 | 226.962 | 230.3672 | 231.2484 | 230.9616 | 227.791 | 220.9292 | 213.1445 | 202.725 | 191.6314 | 184.7844 | 181.8545 | 173.0188 | 165.8292 | 158.6509 | -0.11291 | 0.57956 | 0.2119 | 0.51497 | -0.1524 | -0.13887 | -2.006 | -0.65294 | 0.71876 | 1.6494 | 5.1992 | 18.5011 | 18.491 | 17.0708 | 16.2516 | 16.2604 | 16.239 | 13.7703 | 5.0995 | 3.3609 | 2.5888 | 1.6606 | 1.7917 | 1.9253 | 66.7293 | 64.7398 | 64.3362 | 64.1752 | 64.2234 | 64.0699 | 64.541 | 69.1007 | 72.361 | 75.6726 | 79.1903 | 81.3409 | 82.9447 | 83.5909 | 82.1228 | 82.8803 | 82.6184 | 80.4196 | 78.9301 | 77.3611 | 75.2663 | 72.5482 | 70.9474 | 69.4793 | 3.1733 | 2.5327 | 2.1244 | 2.7696 | 3.3903 | 4.1412 | 3.6515 | 3.606 | 1.9744 | 3.6682 | 3.4966 | 3.3868 | 3.0944 | 2.9318 | 3.1037 | 4.1315 | 3.3592 | 3.427 | 3.9816 | 4.4259 | 4.7492 | 4.9755 | 4.4368 | 3.8747
Portfolio Adjusted1-in-10Size: Over 200kWAll2018July Monthly Peak | Portfolio Adjusted | 1-in-10 | Size: Over 200kW | All | 2018 | July Monthly Peak | 7 | 154.647 | 151.0707 | 147.946 | 147.5692 | 154.6575 | 170.2738 | 184.9517 | 201.6828 | 213.4387 | 224.6606 | 234.4038 | 236.741 | 238.4381 | 238.0392 | 235.1824 | 230.6744 | 223.79 | 212.6861 | 200.1117 | 192.2397 | 188.5431 | 179.4281 | 171.8684 | 164.7072 | 0.04377 | 0.60581 | 0.39889 | 0.79737 | 0.31031 | 0.82678 | -1.3266 | 0.76786 | 1.9685 | 2.2622 | 5.9345 | 20.1104 | 20.4024 | 18.867 | 17.9897 | 18.8444 | 18.9156 | 16.6316 | 7.3037 | 4.6469 | 3.3483 | 2.3959 | 2.5312 | 2.5194 | 72.0438 | 71.7982 | 71.4474 | 71.3465 | 71.3421 | 71.193 | 70.9912 | 72.75 | 74.9606 | 78.8641 | 82.3247 | 85.3379 | 86.1844 | 87.4782 | 87.7282 | 85.9344 | 83.2764 | 81.5703 | 81.3641 | 80.0088 | 76.4606 | 74.4035 | 73.3026 | 73.0482 | 3.1918 | 2.5572 | 2.1415 | 2.8043 | 3.4528 | 4.2599 | 3.7427 | 3.6497 | 1.9823 | 3.6817 | 3.5003 | 3.3735 | 3.0926 | 2.9288 | 3.106 | 4.1812 | 3.4186 | 3.4849 | 4.03 | 4.463 | 4.7726 | 5.0012 | 4.4571 | 3.8991
Portfolio Adjusted1-in-10Size: Over 200kWAll2018August Monthly Peak | Portfolio Adjusted | 1-in-10 | Size: Over 200kW | All | 2018 | August Monthly Peak | 8 | 159.1336 | 155.1158 | 152.0299 | 151.5801 | 158.7172 | 175.6129 | 191.3238 | 207.3573 | 220.6542 | 232.25 | 242.9021 | 245.8925 | 247.8985 | 247.6425 | 245.1168 | 238.8861 | 230.7211 | 220.6755 | 208.5476 | 201.6593 | 195.8225 | 185.7574 | 177.4724 | 169.7897 | 0.070364 | 0.62237 | 0.43796 | 0.85979 | 0.39229 | 1.0063 | -1.2466 | 1.0174 | 2.2285 | 2.4262 | 6.2391 | 21.0622 | 21.4244 | 19.8307 | 18.9426 | 19.8109 | 19.7956 | 17.603 | 7.9269 | 5.0592 | 3.5831 | 2.587 | 2.7203 | 2.6792 | 73.8303 | 72.9229 | 72.3229 | 71.958 | 70.9941 | 70.7941 | 70.7099 | 72.0183 | 76.2935 | 80.173 | 84.3486 | 85.9582 | 87.8751 | 86.5137 | 86.7801 | 87.1861 | 86.6116 | 86.0923 | 83.5624 | 80.9637 | 77.9686 | 75.9133 | 75.3098 | 74.8469 | 3.2785 | 2.6209 | 2.1966 | 2.8753 | 3.5371 | 4.3855 | 3.8647 | 3.7456 | 2.0457 | 3.7993 | 3.6206 | 3.4976 | 3.2095 | 3.0415 | 3.2313 | 4.3223 | 3.5182 | 3.6093 | 4.1924 | 4.6733 | 4.9479 | 5.1683 | 4.5941 | 4.0121
Portfolio Adjusted1-in-10Size: Over 200kWAll2018September Monthly Peak | Portfolio Adjusted | 1-in-10 | Size: Over 200kW | All | 2018 | September Monthly Peak | 9 | 157.2361 | 153.3464 | 150.4933 | 150.4209 | 158.8189 | 175.9969 | 195.4643 | 212.0154 | 229.2773 | 244.4033 | 255.6588 | 259.2058 | 260.9884 | 259.9364 | 256.3718 | 247.5278 | 235.9354 | 224.8752 | 213.4085 | 208.227 | 198.7966 | 186.9552 | 177.1172 | 169.1311 | 0.12415 | 0.61598 | 0.49415 | 0.9415 | 0.55382 | 1.3447 | -0.99318 | 1.549 | 2.7546 | 2.7544 | 6.7724 | 22.6037 | 23.0441 | 21.2793 | 20.253 | 21.1963 | 20.8995 | 18.7092 | 8.816 | 5.64 | 3.8714 | 2.8381 | 2.9468 | 2.8473 | 71.9912 | 71.7894 | 71.3421 | 70.943 | 70.8947 | 70.3903 | 71.9474 | 72.5526 | 77.3203 | 83.1755 | 87.6537 | 90.4564 | 90.4652 | 91.009 | 90.6537 | 90.5484 | 90.987 | 89.3861 | 87.5308 | 82.5088 | 79.9474 | 78.2938 | 76.6974 | 75.2938 | 3.236 | 2.5883 | 2.1721 | 2.8503 | 3.5356 | 4.3905 | 3.9442 | 3.8257 | 2.1234 | 3.9939 | 3.8068 | 3.6831 | 3.3754 | 3.1891 | 3.3761 | 4.4739 | 3.5939 | 3.6741 | 4.2855 | 4.8204 | 5.0177 | 5.1962 | 4.5801 | 3.9923
Portfolio Adjusted1-in-10Size: Over 200kWAll2018October Monthly Peak | Portfolio Adjusted | 1-in-10 | Size: Over 200kW | All | 2018 | October Monthly Peak | 10 | 155.0967 | 151.1013 | 147.9036 | 147.0252 | 153.829 | 167.6105 | 185.4723 | 201.3048 | 215.7397 | 228.4861 | 240.4551 | 245.431 | 247.8149 | 249.6624 | 246.8557 | 238.6638 | 227.8933 | 216.3907 | 206.6861 | 198.6343 | 189.8776 | 178.7212 | 171.0594 | 164.482 | -0.020613 | 0.6051 | 0.32745 | 0.69112 | 0.12163 | 0.43058 | -1.6489 | 0.1881 | 1.4952 | 2.0754 | 5.8561 | 20.3939 | 20.6495 | 19.2546 | 18.3746 | 18.7251 | 18.5031 | 16.0329 | 6.7269 | 4.3264 | 3.1046 | 2.1182 | 2.2511 | 2.3081 | 69.851 | 68.4356 | 67.8058 | 67.5438 | 66.1959 | 65.6507 | 65.3331 | 66.7604 | 71.6243 | 77.9224 | 83.6784 | 85.6361 | 87.6696 | 88.5687 | 87.9271 | 86.2119 | 86.0657 | 85.0688 | 82.0934 | 79.497 | 76.2575 | 73.434 | 72.1389 | 71.0484 | 3.2285 | 2.5797 | 2.1592 | 2.8179 | 3.4638 | 4.2292 | 3.7855 | 3.6741 | 2.0209 | 3.7766 | 3.6215 | 3.5274 | 3.2418 | 3.0982 | 3.2881 | 4.3632 | 3.5112 | 3.576 | 4.1982 | 4.651 | 4.8476 | 5.0243 | 4.4742 | 3.9271
Portfolio Adjusted1-in-10Size: Over 200kWAll2018November Monthly Peak | Portfolio Adjusted | 1-in-10 | Size: Over 200kW | All | 2018 | November Monthly Peak | 11 | 144.3725 | 140.8023 | 138.2056 | 138.0126 | 145.0025 | 157.1219 | 172.0238 | 188.7771 | 202.1365 | 213.969 | 224.9232 | 229.0542 | 231.5993 | 233.6277 | 230.9675 | 222.2344 | 212.1465 | 202.4563 | 188.844 | 179.8683 | 174.1346 | 165.1208 | 158.2129 | 152.5039 | -0.1294 | 0.56242 | 0.18366 | 0.47079 | -0.20889 | -0.25574 | -2.0715 | -0.81893 | 0.55069 | 1.5564 | 5.0803 | 18.2542 | 18.3461 | 17.1014 | 16.3198 | 16.1169 | 15.9274 | 13.475 | 4.7766 | 3.1281 | 2.3971 | 1.5022 | 1.6267 | 1.7865 | 65.028 | 64.4666 | 62.5942 | 62.1845 | 61.9158 | 61.1893 | 60.6494 | 62.3383 | 68.6152 | 75.1511 | 80.6069 | 84.6455 | 85.9553 | 85.7067 | 85.4948 | 84.3393 | 83.0504 | 77.9217 | 74.4666 | 70.9136 | 69.1088 | 66.6198 | 65.345 | 64.1594 | 3.0942 | 2.475 | 2.0773 | 2.7235 | 3.3617 | 4.0819 | 3.6149 | 3.5474 | 1.9495 | 3.6413 | 3.4878 | 3.3894 | 3.1193 | 2.985 | 3.1675 | 4.183 | 3.3653 | 3.4447 | 3.9493 | 4.3363 | 4.5772 | 4.7793 | 4.2606 | 3.7489
Portfolio Adjusted1-in-10Size: Over 200kWAll2018December Monthly Peak | Portfolio Adjusted | 1-in-10 | Size: Over 200kW | All | 2018 | December Monthly Peak | 12 | 125.3544 | 123.0056 | 122.0707 | 122.1347 | 128.1002 | 138.1089 | 152.4375 | 163.6544 | 168.736 | 169.9429 | 169.8186 | 166.146 | 164.0464 | 161.5559 | 159.0627 | 156.4572 | 156.5208 | 158.0618 | 153.9709 | 148.8324 | 145.0994 | 139.843 | 134.5145 | 130.1397 | -0.70877 | 0.48354 | -0.5112 | -0.56501 | -1.966 | -3.8373 | -4.8304 | -6.088 | -3.9642 | -0.68057 | 1.9649 | 9.7196 | 8.7907 | 7.8755 | 7.4952 | 5.5577 | 5.7859 | 3.0973 | -3.0652 | -1.4837 | -0.34018 | -1.1285 | -1.0299 | -0.35632 | 49.4868 | 48.9868 | 48.0833 | 47.535 | 47.4868 | 46.8903 | 46.4868 | 47.1885 | 49.0921 | 51.6447 | 53.1491 | 53.6974 | 54.5965 | 55.5965 | 55.7018 | 55.7456 | 55.1447 | 53.1359 | 51.6359 | 51.3333 | 50.228 | 50.285 | 48.9824 | 48.5306 | 3.9397 | 3.1706 | 2.6906 | 3.5342 | 4.3549 | 5.2614 | 4.6973 | 4.5096 | 2.3864 | 4.2409 | 3.8615 | 3.6052 | 3.24 | 3.0269 | 3.1988 | 4.3185 | 3.6409 | 3.9437 | 4.7218 | 5.2615 | 5.5929 | 5.9355 | 5.312 | 4.6912
Portfolio Adjusted1-in-10Size: Over 200kWAll2018Typical Event Day | Portfolio Adjusted | 1-in-10 | Size: Over 200kW | All | 2018 | Typical Event Day | 8 | 157.9838 | 154.0378 | 150.9647 | 150.5319 | 157.4909 | 174.1059 | 189.7563 | 205.5651 | 218.2009 | 228.8804 | 238.7257 | 241.4589 | 243.3884 | 243.3771 | 241.11 | 235.0519 | 227.2348 | 217.4088 | 205.7936 | 199.2193 | 193.7297 | 183.9768 | 175.8032 | 168.1969 | 0.029906 | 0.61752 | 0.39063 | 0.78954 | 0.27284 | 0.75566 | -1.4345 | 0.64955 | 1.8997 | 2.2538 | 5.9921 | 20.4104 | 20.7031 | 19.1729 | 18.3313 | 19.0307 | 19.0361 | 16.7998 | 7.3278 | 4.7083 | 3.379 | 2.3944 | 2.5271 | 2.5249 | 71.1486 | 70.3126 | 69.8622 | 69.6057 | 69.3636 | 69.1118 | 69.5474 | 71.6054 | 75.2338 | 79.4713 | 83.3793 | 85.7733 | 86.8673 | 87.1479 | 86.8212 | 86.6373 | 85.8733 | 84.3671 | 82.8469 | 80.2106 | 77.4107 | 75.2897 | 74.0643 | 73.1671 | 3.2654 | 2.6112 | 2.1883 | 2.8647 | 3.5212 | 4.362 | 3.8455 | 3.7253 | 2.0295 | 3.7563 | 3.57 | 3.4457 | 3.1613 | 2.9988 | 3.1888 | 4.2667 | 3.4763 | 3.5674 | 4.1505 | 4.6317 | 4.9109 | 5.1354 | 4.5657 | 3.9874
Portfolio Adjusted1-in-10Size: Over 200kWAll2019January Monthly Peak | Portfolio Adjusted | 1-in-10 | Size: Over 200kW | All | 2019 | January Monthly Peak | 1 | 123.3148 | 120.4404 | 119.8872 | 120.4506 | 127.6845 | 139.4856 | 156.7147 | 169.2608 | 173.0048 | 172.9183 | 173.2168 | 168.7485 | 166.8105 | 163.9637 | 160.1852 | 157.2589 | 156.149 | 156.6622 | 153.7317 | 148.1621 | 144.4655 | 139.1306 | 134.3639 | 130.0397 | -0.75151 | 0.47275 | -0.56324 | -0.64679 | -2.1239 | -4.2131 | -5.2507 | -6.8112 | -4.4841 | -0.87291 | 1.8276 | 9.541 | 8.5433 | 7.622 | 7.1993 | 5.0479 | 5.2216 | 2.3892 | -3.7034 | -1.8521 | -0.55401 | -1.3437 | -1.2518 | -0.52991 | 45.8771 | 44.8771 | 44.1753 | 42.7806 | 41.9824 | 41.2324 | 40.9341 | 41.3815 | 45.6009 | 50.5044 | 53.7588 | 55.5088 | 57.1053 | 57.057 | 57.2544 | 56.5482 | 55.943 | 54.4868 | 53.1841 | 50.7806 | 49.8771 | 49.2762 | 49.1359 | 48.785 | 4.031 | 3.2289 | 2.7484 | 3.6252 | 4.5148 | 5.5268 | 5.0227 | 4.8511 | 2.5448 | 4.4881 | 4.0966 | 3.8085 | 3.4266 | 3.1952 | 3.3505 | 4.5146 | 3.7779 | 4.0655 | 4.9034 | 5.4478 | 5.7917 | 6.142 | 5.5187 | 4.8755
Portfolio Adjusted1-in-10Size: Over 200kWAll2019February Monthly Peak | Portfolio Adjusted | 1-in-10 | Size: Over 200kW | All | 2019 | February Monthly Peak | 2 | 128.1646 | 124.8689 | 123.3266 | 123.9358 | 130.1428 | 141.6208 | 158.8627 | 169.7396 | 174.9042 | 176.2328 | 179.0362 | 177.3762 | 177.6364 | 176.9309 | 174.5667 | 169.4951 | 164.8085 | 164.1962 | 161.9665 | 155.9868 | 151.986 | 145.3609 | 139.1882 | 134.2747 | -0.63846 | 0.49198 | -0.42029 | -0.43255 | -1.7416 | -3.4112 | -4.5928 | -5.5259 | -3.4609 | -0.42481 | 2.3503 | 10.9079 | 10.1624 | 9.2366 | 8.8065 | 6.9073 | 6.9801 | 4.3074 | -2.1896 | -0.95182 | -0.010229 | -0.82029 | -0.7128 | -0.093344 | 54.3377 | 54.1359 | 53.5394 | 53.1359 | 53.5877 | 53.285 | 53.7368 | 53.6403 | 53.5921 | 54.0482 | 54.9474 | 55.4474 | 56.7938 | 55.3421 | 54.443 | 53.3421 | 51.0921 | 49.7894 | 48.7412 | 49.4912 | 49.2412 | 48.9868 | 49.2412 | 48.6885 | 3.7906 | 3.0289 | 2.5581 | 3.375 | 4.1636 | 5.0772 | 4.6068 | 4.4017 | 2.3278 | 4.1387 | 3.8311 | 3.6221 | 3.3016 | 3.1196 | 3.3037 | 4.4026 | 3.6078 | 3.8553 | 4.6742 | 5.1895 | 5.5131 | 5.8061 | 5.1726 | 4.555
Portfolio Adjusted1-in-10Size: Over 200kWAll2019March Monthly Peak | Portfolio Adjusted | 1-in-10 | Size: Over 200kW | All | 2019 | March Monthly Peak | 3 | 136.6026 | 133.1375 | 130.4598 | 129.4635 | 133.9844 | 146.5619 | 165.3667 | 178.5221 | 186.6473 | 192.3588 | 199.4621 | 201.6771 | 203.7491 | 206.4022 | 205.2255 | 198.2921 | 190.057 | 181.8196 | 174.5206 | 171.5481 | 167.2238 | 159.5365 | 151.6629 | 144.7741 | -0.35649 | 0.52877 | -0.085817 | 0.066896 | -0.86405 | -1.6191 | -3.1613 | -2.8872 | -1.2538 | 0.61787 | 3.7139 | 14.5331 | 14.2594 | 13.291 | 12.7613 | 11.7384 | 11.6604 | 9.0265 | 1.5734 | 1.2931 | 1.3318 | 0.46508 | 0.57958 | 0.94241 | 58.9824 | 57.6797 | 56.0306 | 55.9341 | 55.8377 | 55.193 | 54.8947 | 56.3991 | 62.057 | 66.9123 | 71.6097 | 74.9562 | 77.7588 | 78.4035 | 73.8641 | 72.75 | 72.3509 | 71.4474 | 69.785 | 66.0306 | 64.7806 | 63.228 | 62.6315 | 61.228 | 3.2811 | 2.6227 | 2.1976 | 2.8631 | 3.4811 | 4.2671 | 3.8944 | 3.7596 | 2.0174 | 3.6686 | 3.4663 | 3.3445 | 3.0754 | 2.9555 | 3.1542 | 4.1829 | 3.3788 | 3.467 | 4.0902 | 4.6348 | 4.9261 | 5.175 | 4.5772 | 3.9884
Portfolio Adjusted1-in-10Size: Over 200kWAll2019April Monthly Peak | Portfolio Adjusted | 1-in-10 | Size: Over 200kW | All | 2019 | April Monthly Peak | 4 | 145.4897 | 141.0138 | 138.201 | 136.9771 | 142.3272 | 155.8949 | 171.795 | 186.9273 | 200.1735 | 212.3941 | 223.4563 | 227.7823 | 230.2947 | 231.8526 | 228.4776 | 220.3859 | 209.7257 | 198.653 | 186.3179 | 183.0703 | 179.1786 | 170.9881 | 162.9841 | 156.0679 | -0.069851 | 0.56405 | 0.25033 | 0.56355 | -0.031908 | 0.10291 | -1.7736 | -0.27361 | 1.0044 | 1.7544 | 5.2625 | 18.5751 | 18.7589 | 17.4674 | 16.6142 | 16.696 | 16.4448 | 14.0379 | 5.4494 | 3.6219 | 2.719 | 1.8123 | 1.9315 | 2.0255 | 65.3273 | 63.9808 | 62.6812 | 63.2005 | 62.2005 | 61.854 | 61.2412 | 65.0132 | 72.1451 | 78.237 | 83.3877 | 87.0791 | 88.3201 | 88.3789 | 88.1096 | 87.718 | 87.1942 | 85.4199 | 83.1053 | 78.3539 | 74.8993 | 72.7443 | 69.7555 | 67.823 | 3.0627 | 2.4346 | 2.0403 | 2.6549 | 3.2409 | 3.9779 | 3.5458 | 3.4501 | 1.8962 | 3.5502 | 3.4034 | 3.3106 | 3.0465 | 2.9096 | 3.0776 | 4.0744 | 3.2677 | 3.3199 | 3.8271 | 4.3349 | 4.626 | 4.8611 | 4.311 | 3.7682
Portfolio Adjusted1-in-10Size: Over 200kWAll2019May Monthly Peak | Portfolio Adjusted | 1-in-10 | Size: Over 200kW | All | 2019 | May Monthly Peak | 5 | 145.1934 | 141.5604 | 138.6838 | 138.2371 | 144.5155 | 158.4997 | 173.5906 | 192.038 | 208.3713 | 220.9113 | 231.2162 | 235.3129 | 236.8785 | 236.7198 | 232.7791 | 224.2944 | 213.4108 | 202.3518 | 189.9162 | 185.6906 | 182.0394 | 171.8907 | 164.1461 | 156.7584 | -0.02392 | 0.56683 | 0.30192 | 0.64238 | 0.10081 | 0.37943 | -1.5661 | 0.13721 | 1.4076 | 1.9899 | 5.614 | 19.5198 | 19.6976 | 18.2177 | 17.2902 | 17.5422 | 17.2728 | 14.9292 | 6.1236 | 4.0105 | 2.9568 | 2.0175 | 2.1404 | 2.1846 | 68.5833 | 67.9341 | 67.3903 | 66.8421 | 65.9912 | 65.3903 | 64.7894 | 67.9562 | 75.2282 | 80.2808 | 85.0747 | 87.6799 | 87.2326 | 86.2282 | 86.0791 | 84.9738 | 82.7676 | 81.1667 | 80.807 | 78.7588 | 74.1009 | 70.943 | 69.6447 | 68.6403 | 3.025 | 2.4189 | 2.0264 | 2.6518 | 3.2569 | 4.0028 | 3.5461 | 3.508 | 1.9536 | 3.6546 | 3.4854 | 3.3849 | 3.1014 | 2.9402 | 3.1033 | 4.1041 | 3.291 | 3.3469 | 3.8609 | 4.3518 | 4.6516 | 4.8365 | 4.2971 | 3.746
Portfolio Adjusted1-in-10Size: Over 200kWAll2019June Monthly Peak | Portfolio Adjusted | 1-in-10 | Size: Over 200kW | All | 2019 | June Monthly Peak | 6 | 149.0273 | 145.0265 | 142.2548 | 141.2661 | 147.192 | 160.4462 | 174.8975 | 193.1474 | 206.0515 | 216.9564 | 226.962 | 230.3672 | 231.2484 | 230.9616 | 227.791 | 220.9292 | 213.1445 | 202.725 | 191.6314 | 184.7844 | 181.8545 | 173.0188 | 165.8292 | 158.6509 | -0.11291 | 0.57956 | 0.2119 | 0.51497 | -0.1524 | -0.13887 | -2.006 | -0.65294 | 0.71876 | 1.6494 | 5.1992 | 18.5011 | 18.491 | 17.0708 | 16.2516 | 16.2604 | 16.239 | 13.7703 | 5.0995 | 3.3609 | 2.5888 | 1.6606 | 1.7917 | 1.9253 | 66.7293 | 64.7398 | 64.3362 | 64.1752 | 64.2234 | 64.0699 | 64.541 | 69.1007 | 72.361 | 75.6726 | 79.1903 | 81.3409 | 82.9447 | 83.5909 | 82.1228 | 82.8803 | 82.6184 | 80.4196 | 78.9301 | 77.3611 | 75.2663 | 72.5482 | 70.9474 | 69.4793 | 3.1733 | 2.5327 | 2.1244 | 2.7696 | 3.3903 | 4.1412 | 3.6515 | 3.606 | 1.9744 | 3.6682 | 3.4966 | 3.3868 | 3.0944 | 2.9318 | 3.1037 | 4.1315 | 3.3592 | 3.427 | 3.9816 | 4.4259 | 4.7492 | 4.9755 | 4.4368 | 3.8747
Portfolio Adjusted1-in-10Size: Over 200kWAll2019July Monthly Peak | Portfolio Adjusted | 1-in-10 | Size: Over 200kW | All | 2019 | July Monthly Peak | 7 | 154.647 | 151.0707 | 147.946 | 147.5692 | 154.6575 | 170.2738 | 184.9517 | 201.6828 | 213.4387 | 224.6607 | 234.4037 | 236.741 | 238.4381 | 238.0392 | 235.1824 | 230.6745 | 223.79 | 212.6861 | 200.1117 | 192.2397 | 188.5431 | 179.4281 | 171.8684 | 164.7072 | 0.04377 | 0.60581 | 0.39889 | 0.79737 | 0.31031 | 0.82678 | -1.3266 | 0.76786 | 1.9685 | 2.2622 | 5.9345 | 20.1104 | 20.4024 | 18.867 | 17.9897 | 18.8444 | 18.9156 | 16.6316 | 7.3037 | 4.6469 | 3.3483 | 2.3959 | 2.5312 | 2.5194 | 72.0438 | 71.7982 | 71.4474 | 71.3465 | 71.3421 | 71.193 | 70.9912 | 72.75 | 74.9606 | 78.8641 | 82.3247 | 85.3379 | 86.1844 | 87.4782 | 87.7282 | 85.9344 | 83.2764 | 81.5703 | 81.3641 | 80.0088 | 76.4606 | 74.4035 | 73.3026 | 73.0482 | 3.1918 | 2.5572 | 2.1415 | 2.8043 | 3.4528 | 4.2599 | 3.7427 | 3.6497 | 1.9823 | 3.6817 | 3.5003 | 3.3735 | 3.0926 | 2.9288 | 3.106 | 4.1812 | 3.4186 | 3.4849 | 4.03 | 4.463 | 4.7726 | 5.0012 | 4.4571 | 3.8991
Portfolio Adjusted1-in-10Size: Over 200kWAll2019August Monthly Peak | Portfolio Adjusted | 1-in-10 | Size: Over 200kW | All | 2019 | August Monthly Peak | 8 | 159.1336 | 155.1158 | 152.0299 | 151.5801 | 158.7172 | 175.6129 | 191.3238 | 207.3573 | 220.6542 | 232.25 | 242.9021 | 245.8926 | 247.8985 | 247.6425 | 245.1168 | 238.8861 | 230.7211 | 220.6755 | 208.5476 | 201.6593 | 195.8225 | 185.7574 | 177.4724 | 169.7897 | 0.070364 | 0.62237 | 0.43796 | 0.85979 | 0.39229 | 1.0063 | -1.2466 | 1.0174 | 2.2285 | 2.4262 | 6.2391 | 21.0622 | 21.4244 | 19.8307 | 18.9426 | 19.8109 | 19.7956 | 17.603 | 7.9269 | 5.0592 | 3.5831 | 2.587 | 2.7203 | 2.6792 | 73.8303 | 72.9229 | 72.3229 | 71.958 | 70.9941 | 70.7941 | 70.7099 | 72.0183 | 76.2935 | 80.173 | 84.3486 | 85.9582 | 87.8751 | 86.5137 | 86.7801 | 87.1861 | 86.6116 | 86.0923 | 83.5624 | 80.9637 | 77.9686 | 75.9133 | 75.3098 | 74.8469 | 3.2785 | 2.6209 | 2.1966 | 2.8753 | 3.5371 | 4.3855 | 3.8647 | 3.7456 | 2.0457 | 3.7993 | 3.6206 | 3.4976 | 3.2095 | 3.0415 | 3.2313 | 4.3223 | 3.5182 | 3.6093 | 4.1924 | 4.6733 | 4.9479 | 5.1683 | 4.5941 | 4.0121
Portfolio Adjusted1-in-10Size: Over 200kWAll2019September Monthly Peak | Portfolio Adjusted | 1-in-10 | Size: Over 200kW | All | 2019 | September Monthly Peak | 9 | 157.2361 | 153.3464 | 150.4933 | 150.4209 | 158.8189 | 175.9969 | 195.4643 | 212.0154 | 229.2773 | 244.4033 | 255.6588 | 259.2058 | 260.9884 | 259.9364 | 256.3718 | 247.5278 | 235.9353 | 224.8753 | 213.4084 | 208.227 | 198.7966 | 186.9552 | 177.1172 | 169.1311 | 0.12415 | 0.61598 | 0.49415 | 0.9415 | 0.55382 | 1.3447 | -0.99318 | 1.549 | 2.7546 | 2.7544 | 6.7724 | 22.6037 | 23.0441 | 21.2793 | 20.253 | 21.1963 | 20.8995 | 18.7092 | 8.816 | 5.64 | 3.8714 | 2.8381 | 2.9468 | 2.8473 | 71.9912 | 71.7894 | 71.3421 | 70.943 | 70.8947 | 70.3903 | 71.9474 | 72.5526 | 77.3203 | 83.1755 | 87.6537 | 90.4564 | 90.4652 | 91.009 | 90.6537 | 90.5484 | 90.987 | 89.3861 | 87.5308 | 82.5088 | 79.9474 | 78.2938 | 76.6974 | 75.2938 | 3.236 | 2.5883 | 2.1721 | 2.8503 | 3.5356 | 4.3905 | 3.9442 | 3.8257 | 2.1234 | 3.9939 | 3.8068 | 3.6831 | 3.3754 | 3.1891 | 3.3761 | 4.4739 | 3.5939 | 3.6741 | 4.2855 | 4.8204 | 5.0177 | 5.1962 | 4.5801 | 3.9923
Portfolio Adjusted1-in-10Size: Over 200kWAll2019October Monthly Peak | Portfolio Adjusted | 1-in-10 | Size: Over 200kW | All | 2019 | October Monthly Peak | 10 | 155.0967 | 151.1013 | 147.9036 | 147.0252 | 153.829 | 167.6105 | 185.4723 | 201.3048 | 215.7397 | 228.4861 | 240.4551 | 245.431 | 247.8149 | 249.6624 | 246.8557 | 238.6638 | 227.8933 | 216.3907 | 206.6861 | 198.6343 | 189.8776 | 178.7212 | 171.0594 | 164.482 | -0.020613 | 0.6051 | 0.32745 | 0.69112 | 0.12163 | 0.43058 | -1.6489 | 0.1881 | 1.4952 | 2.0754 | 5.8561 | 20.3939 | 20.6495 | 19.2546 | 18.3746 | 18.7251 | 18.5031 | 16.0329 | 6.7269 | 4.3264 | 3.1046 | 2.1182 | 2.2511 | 2.3081 | 69.851 | 68.4356 | 67.8058 | 67.5438 | 66.1959 | 65.6507 | 65.3331 | 66.7604 | 71.6243 | 77.9224 | 83.6784 | 85.6361 | 87.6696 | 88.5687 | 87.9271 | 86.2119 | 86.0657 | 85.0688 | 82.0934 | 79.497 | 76.2575 | 73.434 | 72.1389 | 71.0484 | 3.2285 | 2.5797 | 2.1592 | 2.8179 | 3.4638 | 4.2292 | 3.7855 | 3.6741 | 2.0209 | 3.7766 | 3.6215 | 3.5274 | 3.2418 | 3.0982 | 3.2881 | 4.3632 | 3.5112 | 3.576 | 4.1982 | 4.651 | 4.8476 | 5.0243 | 4.4742 | 3.9271
Portfolio Adjusted1-in-10Size: Over 200kWAll2019November Monthly Peak | Portfolio Adjusted | 1-in-10 | Size: Over 200kW | All | 2019 | November Monthly Peak | 11 | 144.3725 | 140.8023 | 138.2056 | 138.0126 | 145.0025 | 157.1219 | 172.0238 | 188.7771 | 202.1366 | 213.969 | 224.9232 | 229.0543 | 231.5992 | 233.6277 | 230.9675 | 222.2344 | 212.1465 | 202.4563 | 188.844 | 179.8683 | 174.1346 | 165.1208 | 158.2129 | 152.5039 | -0.1294 | 0.56242 | 0.18366 | 0.47079 | -0.20889 | -0.25574 | -2.0715 | -0.81893 | 0.55069 | 1.5564 | 5.0803 | 18.2542 | 18.3461 | 17.1014 | 16.3198 | 16.1169 | 15.9274 | 13.475 | 4.7766 | 3.1281 | 2.3971 | 1.5022 | 1.6267 | 1.7865 | 65.028 | 64.4666 | 62.5942 | 62.1845 | 61.9158 | 61.1893 | 60.6494 | 62.3383 | 68.6152 | 75.1511 | 80.6069 | 84.6455 | 85.9553 | 85.7067 | 85.4948 | 84.3393 | 83.0504 | 77.9217 | 74.4666 | 70.9136 | 69.1088 | 66.6198 | 65.345 | 64.1594 | 3.0942 | 2.475 | 2.0773 | 2.7235 | 3.3617 | 4.0819 | 3.6149 | 3.5474 | 1.9495 | 3.6413 | 3.4878 | 3.3894 | 3.1193 | 2.985 | 3.1675 | 4.183 | 3.3653 | 3.4447 | 3.9493 | 4.3363 | 4.5772 | 4.7793 | 4.2606 | 3.7489
Portfolio Adjusted1-in-10Size: Over 200kWAll2019December Monthly Peak | Portfolio Adjusted | 1-in-10 | Size: Over 200kW | All | 2019 | December Monthly Peak | 12 | 125.3544 | 123.0056 | 122.0707 | 122.1347 | 128.1002 | 138.1089 | 152.4375 | 163.6544 | 168.736 | 169.9429 | 169.8186 | 166.146 | 164.0464 | 161.5559 | 159.0627 | 156.4572 | 156.5208 | 158.0618 | 153.9709 | 148.8324 | 145.0994 | 139.843 | 134.5145 | 130.1397 | -0.70877 | 0.48354 | -0.5112 | -0.56501 | -1.966 | -3.8373 | -4.8304 | -6.088 | -3.9642 | -0.68057 | 1.9649 | 9.7196 | 8.7907 | 7.8755 | 7.4952 | 5.5577 | 5.7859 | 3.0973 | -3.0652 | -1.4837 | -0.34018 | -1.1285 | -1.0299 | -0.35632 | 49.4868 | 48.9868 | 48.0833 | 47.535 | 47.4868 | 46.8903 | 46.4868 | 47.1885 | 49.0921 | 51.6447 | 53.1491 | 53.6974 | 54.5965 | 55.5965 | 55.7018 | 55.7456 | 55.1447 | 53.1359 | 51.6359 | 51.3333 | 50.228 | 50.285 | 48.9824 | 48.5306 | 3.9397 | 3.1706 | 2.6906 | 3.5342 | 4.3549 | 5.2614 | 4.6973 | 4.5096 | 2.3864 | 4.2409 | 3.8615 | 3.6052 | 3.24 | 3.0269 | 3.1988 | 4.3185 | 3.6409 | 3.9437 | 4.7218 | 5.2615 | 5.5929 | 5.9355 | 5.312 | 4.6912
Portfolio Adjusted1-in-10Size: Over 200kWAll2019Typical Event Day | Portfolio Adjusted | 1-in-10 | Size: Over 200kW | All | 2019 | Typical Event Day | 8 | 157.9838 | 154.0378 | 150.9647 | 150.5319 | 157.4909 | 174.1059 | 189.7563 | 205.5651 | 218.2009 | 228.8804 | 238.7257 | 241.4589 | 243.3884 | 243.3771 | 241.11 | 235.0518 | 227.2348 | 217.4088 | 205.7936 | 199.2193 | 193.7297 | 183.9768 | 175.8032 | 168.1969 | 0.029906 | 0.61752 | 0.39063 | 0.78954 | 0.27284 | 0.75566 | -1.4345 | 0.64955 | 1.8997 | 2.2538 | 5.9921 | 20.4104 | 20.7031 | 19.1729 | 18.3313 | 19.0307 | 19.0361 | 16.7998 | 7.3278 | 4.7083 | 3.379 | 2.3944 | 2.5271 | 2.5249 | 71.1486 | 70.3126 | 69.8622 | 69.6057 | 69.3636 | 69.1118 | 69.5474 | 71.6054 | 75.2338 | 79.4713 | 83.3793 | 85.7733 | 86.8673 | 87.1479 | 86.8212 | 86.6373 | 85.8733 | 84.3671 | 82.8469 | 80.2106 | 77.4107 | 75.2897 | 74.0643 | 73.1671 | 3.2654 | 2.6112 | 2.1883 | 2.8647 | 3.5212 | 4.362 | 3.8455 | 3.7253 | 2.0295 | 3.7563 | 3.57 | 3.4457 | 3.1613 | 2.9988 | 3.1888 | 4.2667 | 3.4763 | 3.5674 | 4.1505 | 4.6317 | 4.9109 | 5.1354 | 4.5657 | 3.9874
Portfolio Adjusted1-in-10Size: Over 200kWAll2020January Monthly Peak | Portfolio Adjusted | 1-in-10 | Size: Over 200kW | All | 2020 | January Monthly Peak | 1 | 123.3148 | 120.4404 | 119.8872 | 120.4506 | 127.6845 | 139.4856 | 156.7147 | 169.2608 | 173.0048 | 172.9183 | 173.2168 | 168.7485 | 166.8105 | 163.9637 | 160.1852 | 157.2589 | 156.149 | 156.6622 | 153.7317 | 148.1621 | 144.4655 | 139.1306 | 134.3639 | 130.0397 | -0.75151 | 0.47275 | -0.56324 | -0.64679 | -2.1239 | -4.2131 | -5.2507 | -6.8112 | -4.4841 | -0.87291 | 1.8276 | 9.541 | 8.5433 | 7.622 | 7.1993 | 5.0479 | 5.2216 | 2.3892 | -3.7034 | -1.8521 | -0.55401 | -1.3437 | -1.2518 | -0.52991 | 45.8771 | 44.8771 | 44.1753 | 42.7806 | 41.9824 | 41.2324 | 40.9341 | 41.3815 | 45.6009 | 50.5044 | 53.7588 | 55.5088 | 57.1053 | 57.057 | 57.2544 | 56.5482 | 55.943 | 54.4868 | 53.1841 | 50.7806 | 49.8771 | 49.2762 | 49.1359 | 48.785 | 4.031 | 3.2289 | 2.7484 | 3.6252 | 4.5148 | 5.5268 | 5.0227 | 4.8511 | 2.5448 | 4.4881 | 4.0966 | 3.8085 | 3.4266 | 3.1952 | 3.3505 | 4.5146 | 3.7779 | 4.0655 | 4.9034 | 5.4478 | 5.7917 | 6.142 | 5.5187 | 4.8755
Portfolio Adjusted1-in-10Size: Over 200kWAll2020February Monthly Peak | Portfolio Adjusted | 1-in-10 | Size: Over 200kW | All | 2020 | February Monthly Peak | 2 | 128.1646 | 124.8689 | 123.3266 | 123.9358 | 130.1428 | 141.6208 | 158.8627 | 169.7396 | 174.9042 | 176.2328 | 179.0362 | 177.3762 | 177.6364 | 176.9309 | 174.5667 | 169.4951 | 164.8085 | 164.1962 | 161.9665 | 155.9868 | 151.986 | 145.3609 | 139.1882 | 134.2747 | -0.63846 | 0.49198 | -0.42029 | -0.43255 | -1.7416 | -3.4112 | -4.5928 | -5.5259 | -3.4609 | -0.42481 | 2.3503 | 10.9079 | 10.1624 | 9.2366 | 8.8065 | 6.9073 | 6.9801 | 4.3074 | -2.1896 | -0.95182 | -0.010229 | -0.82029 | -0.7128 | -0.093344 | 54.3377 | 54.1359 | 53.5394 | 53.1359 | 53.5877 | 53.285 | 53.7368 | 53.6403 | 53.5921 | 54.0482 | 54.9474 | 55.4474 | 56.7938 | 55.3421 | 54.443 | 53.3421 | 51.0921 | 49.7894 | 48.7412 | 49.4912 | 49.2412 | 48.9868 | 49.2412 | 48.6885 | 3.7906 | 3.0289 | 2.5581 | 3.375 | 4.1636 | 5.0772 | 4.6068 | 4.4017 | 2.3278 | 4.1387 | 3.8311 | 3.6221 | 3.3016 | 3.1196 | 3.3037 | 4.4026 | 3.6078 | 3.8553 | 4.6742 | 5.1895 | 5.5131 | 5.8061 | 5.1726 | 4.555
Portfolio Adjusted1-in-10Size: Over 200kWAll2020March Monthly Peak | Portfolio Adjusted | 1-in-10 | Size: Over 200kW | All | 2020 | March Monthly Peak | 3 | 136.6026 | 133.1375 | 130.4598 | 129.4635 | 133.9844 | 146.5619 | 165.3667 | 178.5221 | 186.6473 | 192.3588 | 199.4621 | 201.6771 | 203.7491 | 206.4022 | 205.2255 | 198.2921 | 190.057 | 181.8196 | 174.5206 | 171.5481 | 167.2238 | 159.5365 | 151.6629 | 144.7741 | -0.35649 | 0.52877 | -0.085817 | 0.066896 | -0.86405 | -1.6191 | -3.1613 | -2.8872 | -1.2538 | 0.61787 | 3.7139 | 14.5331 | 14.2594 | 13.291 | 12.7613 | 11.7384 | 11.6604 | 9.0265 | 1.5734 | 1.2931 | 1.3318 | 0.46508 | 0.57958 | 0.94241 | 58.9824 | 57.6797 | 56.0306 | 55.9341 | 55.8377 | 55.193 | 54.8947 | 56.3991 | 62.057 | 66.9123 | 71.6097 | 74.9562 | 77.7588 | 78.4035 | 73.8641 | 72.75 | 72.3509 | 71.4474 | 69.785 | 66.0306 | 64.7806 | 63.228 | 62.6315 | 61.228 | 3.2811 | 2.6227 | 2.1976 | 2.8631 | 3.4811 | 4.2671 | 3.8944 | 3.7596 | 2.0174 | 3.6686 | 3.4663 | 3.3445 | 3.0754 | 2.9555 | 3.1542 | 4.1829 | 3.3788 | 3.467 | 4.0902 | 4.6348 | 4.9261 | 5.175 | 4.5772 | 3.9884
Portfolio Adjusted1-in-10Size: Over 200kWAll2020April Monthly Peak | Portfolio Adjusted | 1-in-10 | Size: Over 200kW | All | 2020 | April Monthly Peak | 4 | 145.4897 | 141.0138 | 138.201 | 136.9771 | 142.3272 | 155.8949 | 171.795 | 186.9273 | 200.1735 | 212.3941 | 223.4563 | 227.7823 | 230.2947 | 231.8526 | 228.4776 | 220.3859 | 209.7257 | 198.653 | 186.3179 | 183.0703 | 179.1786 | 170.9881 | 162.9841 | 156.0679 | -0.069851 | 0.56405 | 0.25033 | 0.56355 | -0.031908 | 0.10291 | -1.7736 | -0.27361 | 1.0044 | 1.7544 | 5.2625 | 18.5751 | 18.7589 | 17.4674 | 16.6142 | 16.696 | 16.4448 | 14.0379 | 5.4494 | 3.6219 | 2.719 | 1.8123 | 1.9315 | 2.0255 | 65.3273 | 63.9808 | 62.6812 | 63.2005 | 62.2005 | 61.854 | 61.2412 | 65.0132 | 72.1451 | 78.237 | 83.3877 | 87.0791 | 88.3201 | 88.3789 | 88.1096 | 87.718 | 87.1942 | 85.4199 | 83.1053 | 78.3539 | 74.8993 | 72.7443 | 69.7555 | 67.823 | 3.0627 | 2.4346 | 2.0403 | 2.6549 | 3.2409 | 3.9779 | 3.5458 | 3.4501 | 1.8962 | 3.5502 | 3.4034 | 3.3106 | 3.0465 | 2.9096 | 3.0776 | 4.0744 | 3.2677 | 3.3199 | 3.8271 | 4.3349 | 4.626 | 4.8611 | 4.311 | 3.7682
Portfolio Adjusted1-in-10Size: Over 200kWAll2020May Monthly Peak | Portfolio Adjusted | 1-in-10 | Size: Over 200kW | All | 2020 | May Monthly Peak | 5 | 145.1934 | 141.5604 | 138.6838 | 138.2371 | 144.5155 | 158.4997 | 173.5906 | 192.038 | 208.3713 | 220.9114 | 231.2162 | 235.3129 | 236.8785 | 236.7198 | 232.7791 | 224.2944 | 213.4108 | 202.3518 | 189.9162 | 185.6906 | 182.0394 | 171.8907 | 164.1461 | 156.7584 | -0.02392 | 0.56683 | 0.30192 | 0.64238 | 0.10081 | 0.37943 | -1.5661 | 0.13721 | 1.4076 | 1.9899 | 5.614 | 19.5198 | 19.6976 | 18.2177 | 17.2902 | 17.5422 | 17.2728 | 14.9292 | 6.1236 | 4.0105 | 2.9568 | 2.0175 | 2.1404 | 2.1846 | 68.5833 | 67.9341 | 67.3903 | 66.8421 | 65.9912 | 65.3903 | 64.7894 | 67.9562 | 75.2282 | 80.2808 | 85.0747 | 87.6799 | 87.2326 | 86.2282 | 86.0791 | 84.9738 | 82.7676 | 81.1667 | 80.807 | 78.7588 | 74.1009 | 70.943 | 69.6447 | 68.6403 | 3.025 | 2.4189 | 2.0264 | 2.6518 | 3.2569 | 4.0028 | 3.5461 | 3.508 | 1.9536 | 3.6546 | 3.4854 | 3.3849 | 3.1014 | 2.9402 | 3.1033 | 4.1041 | 3.291 | 3.3469 | 3.8609 | 4.3518 | 4.6516 | 4.8365 | 4.2971 | 3.746
Portfolio Adjusted1-in-10Size: Over 200kWAll2020June Monthly Peak | Portfolio Adjusted | 1-in-10 | Size: Over 200kW | All | 2020 | June Monthly Peak | 6 | 149.0273 | 145.0265 | 142.2548 | 141.2661 | 147.192 | 160.4462 | 174.8975 | 193.1474 | 206.0515 | 216.9564 | 226.962 | 230.3672 | 231.2485 | 230.9616 | 227.791 | 220.9292 | 213.1445 | 202.725 | 191.6314 | 184.7844 | 181.8545 | 173.0188 | 165.8292 | 158.6509 | -0.11291 | 0.57956 | 0.2119 | 0.51497 | -0.1524 | -0.13887 | -2.006 | -0.65294 | 0.71876 | 1.6494 | 5.1992 | 18.5011 | 18.491 | 17.0708 | 16.2516 | 16.2604 | 16.239 | 13.7703 | 5.0995 | 3.3609 | 2.5888 | 1.6606 | 1.7917 | 1.9253 | 66.7293 | 64.7398 | 64.3362 | 64.1752 | 64.2234 | 64.0699 | 64.541 | 69.1007 | 72.361 | 75.6726 | 79.1903 | 81.3409 | 82.9447 | 83.5909 | 82.1228 | 82.8803 | 82.6184 | 80.4196 | 78.9301 | 77.3611 | 75.2663 | 72.5482 | 70.9474 | 69.4793 | 3.1733 | 2.5327 | 2.1244 | 2.7696 | 3.3903 | 4.1412 | 3.6515 | 3.606 | 1.9744 | 3.6682 | 3.4966 | 3.3868 | 3.0944 | 2.9318 | 3.1037 | 4.1315 | 3.3592 | 3.427 | 3.9816 | 4.4259 | 4.7492 | 4.9755 | 4.4368 | 3.8747
Portfolio Adjusted1-in-10Size: Over 200kWAll2020July Monthly Peak | Portfolio Adjusted | 1-in-10 | Size: Over 200kW | All | 2020 | July Monthly Peak | 7 | 154.647 | 151.0707 | 147.946 | 147.5692 | 154.6575 | 170.2738 | 184.9517 | 201.6828 | 213.4387 | 224.6606 | 234.4038 | 236.741 | 238.4381 | 238.0392 | 235.1824 | 230.6745 | 223.79 | 212.6861 | 200.1117 | 192.2397 | 188.5431 | 179.4281 | 171.8684 | 164.7072 | 0.04377 | 0.60581 | 0.39889 | 0.79737 | 0.31031 | 0.82678 | -1.3266 | 0.76786 | 1.9685 | 2.2622 | 5.9345 | 20.1104 | 20.4024 | 18.867 | 17.9897 | 18.8444 | 18.9156 | 16.6316 | 7.3037 | 4.6469 | 3.3483 | 2.3959 | 2.5312 | 2.5194 | 72.0438 | 71.7982 | 71.4474 | 71.3465 | 71.3421 | 71.193 | 70.9912 | 72.75 | 74.9606 | 78.8641 | 82.3247 | 85.3379 | 86.1844 | 87.4782 | 87.7282 | 85.9344 | 83.2764 | 81.5703 | 81.3641 | 80.0088 | 76.4606 | 74.4035 | 73.3026 | 73.0482 | 3.1918 | 2.5572 | 2.1415 | 2.8043 | 3.4528 | 4.2599 | 3.7427 | 3.6497 | 1.9823 | 3.6817 | 3.5003 | 3.3735 | 3.0926 | 2.9288 | 3.106 | 4.1812 | 3.4186 | 3.4849 | 4.03 | 4.463 | 4.7726 | 5.0012 | 4.4571 | 3.8991
Portfolio Adjusted1-in-10Size: Over 200kWAll2020August Monthly Peak | Portfolio Adjusted | 1-in-10 | Size: Over 200kW | All | 2020 | August Monthly Peak | 8 | 159.1336 | 155.1158 | 152.0299 | 151.5801 | 158.7172 | 175.6129 | 191.3238 | 207.3573 | 220.6542 | 232.25 | 242.9021 | 245.8926 | 247.8985 | 247.6425 | 245.1168 | 238.8861 | 230.7211 | 220.6755 | 208.5476 | 201.6593 | 195.8225 | 185.7574 | 177.4724 | 169.7897 | 0.070364 | 0.62237 | 0.43796 | 0.85979 | 0.39229 | 1.0063 | -1.2466 | 1.0174 | 2.2285 | 2.4262 | 6.2391 | 21.0622 | 21.4244 | 19.8307 | 18.9426 | 19.8109 | 19.7956 | 17.603 | 7.9269 | 5.0592 | 3.5831 | 2.587 | 2.7203 | 2.6792 | 73.8303 | 72.9229 | 72.3229 | 71.958 | 70.9941 | 70.7941 | 70.7099 | 72.0183 | 76.2935 | 80.173 | 84.3486 | 85.9582 | 87.8751 | 86.5137 | 86.7801 | 87.1861 | 86.6116 | 86.0923 | 83.5624 | 80.9637 | 77.9686 | 75.9133 | 75.3098 | 74.8469 | 3.2785 | 2.6209 | 2.1966 | 2.8753 | 3.5371 | 4.3855 | 3.8647 | 3.7456 | 2.0457 | 3.7993 | 3.6206 | 3.4976 | 3.2095 | 3.0415 | 3.2313 | 4.3223 | 3.5182 | 3.6093 | 4.1924 | 4.6733 | 4.9479 | 5.1683 | 4.5941 | 4.0121
Portfolio Adjusted1-in-10Size: Over 200kWAll2020September Monthly Peak | Portfolio Adjusted | 1-in-10 | Size: Over 200kW | All | 2020 | September Monthly Peak | 9 | 157.2361 | 153.3464 | 150.4933 | 150.4209 | 158.8189 | 175.9969 | 195.4643 | 212.0154 | 229.2773 | 244.4033 | 255.6588 | 259.2058 | 260.9884 | 259.9364 | 256.3718 | 247.5278 | 235.9354 | 224.8752 | 213.4084 | 208.227 | 198.7966 | 186.9552 | 177.1172 | 169.1311 | 0.12415 | 0.61598 | 0.49415 | 0.9415 | 0.55382 | 1.3447 | -0.99318 | 1.549 | 2.7546 | 2.7544 | 6.7724 | 22.6037 | 23.0441 | 21.2793 | 20.253 | 21.1963 | 20.8995 | 18.7092 | 8.816 | 5.64 | 3.8714 | 2.8381 | 2.9468 | 2.8473 | 71.9912 | 71.7894 | 71.3421 | 70.943 | 70.8947 | 70.3903 | 71.9474 | 72.5526 | 77.3203 | 83.1755 | 87.6537 | 90.4564 | 90.4652 | 91.009 | 90.6537 | 90.5484 | 90.987 | 89.3861 | 87.5308 | 82.5088 | 79.9474 | 78.2938 | 76.6974 | 75.2938 | 3.236 | 2.5883 | 2.1721 | 2.8503 | 3.5356 | 4.3905 | 3.9442 | 3.8257 | 2.1234 | 3.9939 | 3.8068 | 3.6831 | 3.3754 | 3.1891 | 3.3761 | 4.4739 | 3.5939 | 3.6741 | 4.2855 | 4.8204 | 5.0177 | 5.1962 | 4.5801 | 3.9923
Portfolio Adjusted1-in-10Size: Over 200kWAll2020October Monthly Peak | Portfolio Adjusted | 1-in-10 | Size: Over 200kW | All | 2020 | October Monthly Peak | 10 | 155.0967 | 151.1013 | 147.9036 | 147.0252 | 153.829 | 167.6105 | 185.4723 | 201.3048 | 215.7397 | 228.4861 | 240.4551 | 245.431 | 247.8149 | 249.6624 | 246.8557 | 238.6638 | 227.8933 | 216.3907 | 206.6861 | 198.6343 | 189.8776 | 178.7212 | 171.0594 | 164.482 | -0.020613 | 0.6051 | 0.32745 | 0.69112 | 0.12163 | 0.43058 | -1.6489 | 0.1881 | 1.4952 | 2.0754 | 5.8561 | 20.3939 | 20.6495 | 19.2546 | 18.3746 | 18.7251 | 18.5031 | 16.0329 | 6.7269 | 4.3264 | 3.1046 | 2.1182 | 2.2511 | 2.3081 | 69.851 | 68.4356 | 67.8058 | 67.5438 | 66.1959 | 65.6507 | 65.3331 | 66.7604 | 71.6243 | 77.9224 | 83.6784 | 85.6361 | 87.6696 | 88.5687 | 87.9271 | 86.2119 | 86.0657 | 85.0688 | 82.0934 | 79.497 | 76.2575 | 73.434 | 72.1389 | 71.0484 | 3.2285 | 2.5797 | 2.1592 | 2.8179 | 3.4638 | 4.2292 | 3.7855 | 3.6741 | 2.0209 | 3.7766 | 3.6215 | 3.5274 | 3.2418 | 3.0982 | 3.2881 | 4.3632 | 3.5112 | 3.576 | 4.1982 | 4.651 | 4.8476 | 5.0243 | 4.4742 | 3.9271
Portfolio Adjusted1-in-10Size: Over 200kWAll2020November Monthly Peak | Portfolio Adjusted | 1-in-10 | Size: Over 200kW | All | 2020 | November Monthly Peak | 11 | 144.3725 | 140.8023 | 138.2056 | 138.0126 | 145.0025 | 157.1219 | 172.0238 | 188.7771 | 202.1365 | 213.969 | 224.9232 | 229.0542 | 231.5993 | 233.6277 | 230.9675 | 222.2344 | 212.1465 | 202.4563 | 188.844 | 179.8683 | 174.1346 | 165.1208 | 158.2129 | 152.5039 | -0.1294 | 0.56242 | 0.18366 | 0.47079 | -0.20889 | -0.25574 | -2.0715 | -0.81893 | 0.55069 | 1.5564 | 5.0803 | 18.2542 | 18.3461 | 17.1014 | 16.3198 | 16.1169 | 15.9274 | 13.475 | 4.7766 | 3.1281 | 2.3971 | 1.5022 | 1.6267 | 1.7865 | 65.028 | 64.4666 | 62.5942 | 62.1845 | 61.9158 | 61.1893 | 60.6494 | 62.3383 | 68.6152 | 75.1511 | 80.6069 | 84.6455 | 85.9553 | 85.7067 | 85.4948 | 84.3393 | 83.0504 | 77.9217 | 74.4666 | 70.9136 | 69.1088 | 66.6198 | 65.345 | 64.1594 | 3.0942 | 2.475 | 2.0773 | 2.7235 | 3.3617 | 4.0819 | 3.6149 | 3.5474 | 1.9495 | 3.6413 | 3.4878 | 3.3894 | 3.1193 | 2.985 | 3.1675 | 4.183 | 3.3653 | 3.4447 | 3.9493 | 4.3363 | 4.5772 | 4.7793 | 4.2606 | 3.7489
Portfolio Adjusted1-in-10Size: Over 200kWAll2020December Monthly Peak | Portfolio Adjusted | 1-in-10 | Size: Over 200kW | All | 2020 | December Monthly Peak | 12 | 125.3544 | 123.0056 | 122.0707 | 122.1347 | 128.1002 | 138.1089 | 152.4375 | 163.6544 | 168.736 | 169.9429 | 169.8186 | 166.146 | 164.0464 | 161.5559 | 159.0627 | 156.4572 | 156.5208 | 158.0618 | 153.9709 | 148.8324 | 145.0994 | 139.843 | 134.5145 | 130.1397 | -0.70877 | 0.48354 | -0.5112 | -0.56501 | -1.966 | -3.8373 | -4.8304 | -6.088 | -3.9642 | -0.68057 | 1.9649 | 9.7196 | 8.7907 | 7.8755 | 7.4952 | 5.5577 | 5.7859 | 3.0973 | -3.0652 | -1.4837 | -0.34018 | -1.1285 | -1.0299 | -0.35632 | 49.4868 | 48.9868 | 48.0833 | 47.535 | 47.4868 | 46.8903 | 46.4868 | 47.1885 | 49.0921 | 51.6447 | 53.1491 | 53.6974 | 54.5965 | 55.5965 | 55.7018 | 55.7456 | 55.1447 | 53.1359 | 51.6359 | 51.3333 | 50.228 | 50.285 | 48.9824 | 48.5306 | 3.9397 | 3.1706 | 2.6906 | 3.5342 | 4.3549 | 5.2614 | 4.6973 | 4.5096 | 2.3864 | 4.2409 | 3.8615 | 3.6052 | 3.24 | 3.0269 | 3.1988 | 4.3185 | 3.6409 | 3.9437 | 4.7218 | 5.2615 | 5.5929 | 5.9355 | 5.312 | 4.6912
Portfolio Adjusted1-in-10Size: Over 200kWAll2020Typical Event Day | Portfolio Adjusted | 1-in-10 | Size: Over 200kW | All | 2020 | Typical Event Day | 8 | 157.9838 | 154.0378 | 150.9647 | 150.5319 | 157.4909 | 174.1059 | 189.7563 | 205.5651 | 218.2009 | 228.8804 | 238.7257 | 241.4589 | 243.3884 | 243.3771 | 241.11 | 235.0518 | 227.2348 | 217.4089 | 205.7936 | 199.2193 | 193.7297 | 183.9768 | 175.8032 | 168.1969 | 0.029906 | 0.61752 | 0.39063 | 0.78954 | 0.27284 | 0.75566 | -1.4345 | 0.64955 | 1.8997 | 2.2538 | 5.9921 | 20.4104 | 20.7031 | 19.1729 | 18.3313 | 19.0307 | 19.0361 | 16.7998 | 7.3278 | 4.7083 | 3.379 | 2.3944 | 2.5271 | 2.5249 | 71.1486 | 70.3126 | 69.8622 | 69.6057 | 69.3636 | 69.1118 | 69.5474 | 71.6054 | 75.2338 | 79.4713 | 83.3793 | 85.7733 | 86.8673 | 87.1479 | 86.8212 | 86.6373 | 85.8733 | 84.3671 | 82.8469 | 80.2106 | 77.4107 | 75.2897 | 74.0643 | 73.1671 | 3.2654 | 2.6112 | 2.1883 | 2.8647 | 3.5212 | 4.362 | 3.8455 | 3.7253 | 2.0295 | 3.7563 | 3.57 | 3.4457 | 3.1613 | 2.9988 | 3.1888 | 4.2667 | 3.4763 | 3.5674 | 4.1505 | 4.6317 | 4.9109 | 5.1354 | 4.5657 | 3.9874
Portfolio Adjusted1-in-10Size: Over 200kWAll2021January Monthly Peak | Portfolio Adjusted | 1-in-10 | Size: Over 200kW | All | 2021 | January Monthly Peak | 1 | 123.3148 | 120.4404 | 119.8872 | 120.4506 | 127.6845 | 139.4856 | 156.7147 | 169.2608 | 173.0048 | 172.9183 | 173.2168 | 168.7485 | 166.8105 | 163.9637 | 160.1852 | 157.2589 | 156.149 | 156.6622 | 153.7317 | 148.1621 | 144.4655 | 139.1306 | 134.3639 | 130.0397 | -0.75151 | 0.47275 | -0.56324 | -0.64679 | -2.1239 | -4.2131 | -5.2507 | -6.8112 | -4.4841 | -0.87291 | 1.8276 | 9.541 | 8.5433 | 7.622 | 7.1993 | 5.0479 | 5.2216 | 2.3892 | -3.7034 | -1.8521 | -0.55401 | -1.3437 | -1.2518 | -0.52991 | 45.8771 | 44.8771 | 44.1753 | 42.7806 | 41.9824 | 41.2324 | 40.9341 | 41.3815 | 45.6009 | 50.5044 | 53.7588 | 55.5088 | 57.1053 | 57.057 | 57.2544 | 56.5482 | 55.943 | 54.4868 | 53.1841 | 50.7806 | 49.8771 | 49.2762 | 49.1359 | 48.785 | 4.031 | 3.2289 | 2.7484 | 3.6252 | 4.5148 | 5.5268 | 5.0227 | 4.8511 | 2.5448 | 4.4881 | 4.0966 | 3.8085 | 3.4266 | 3.1952 | 3.3505 | 4.5146 | 3.7779 | 4.0655 | 4.9034 | 5.4478 | 5.7917 | 6.142 | 5.5187 | 4.8755
Portfolio Adjusted1-in-10Size: Over 200kWAll2021February Monthly Peak | Portfolio Adjusted | 1-in-10 | Size: Over 200kW | All | 2021 | February Monthly Peak | 2 | 128.1646 | 124.8689 | 123.3266 | 123.9358 | 130.1428 | 141.6208 | 158.8627 | 169.7396 | 174.9042 | 176.2328 | 179.0362 | 177.3762 | 177.6364 | 176.9309 | 174.5667 | 169.4951 | 164.8085 | 164.1962 | 161.9665 | 155.9868 | 151.986 | 145.3609 | 139.1882 | 134.2747 | -0.63846 | 0.49198 | -0.42029 | -0.43255 | -1.7416 | -3.4112 | -4.5928 | -5.5259 | -3.4609 | -0.42481 | 2.3503 | 10.9079 | 10.1624 | 9.2366 | 8.8065 | 6.9073 | 6.9801 | 4.3074 | -2.1896 | -0.95182 | -0.010229 | -0.82029 | -0.7128 | -0.093344 | 54.3377 | 54.1359 | 53.5394 | 53.1359 | 53.5877 | 53.285 | 53.7368 | 53.6403 | 53.5921 | 54.0482 | 54.9474 | 55.4474 | 56.7938 | 55.3421 | 54.443 | 53.3421 | 51.0921 | 49.7894 | 48.7412 | 49.4912 | 49.2412 | 48.9868 | 49.2412 | 48.6885 | 3.7906 | 3.0289 | 2.5581 | 3.375 | 4.1636 | 5.0772 | 4.6068 | 4.4017 | 2.3278 | 4.1387 | 3.8311 | 3.6221 | 3.3016 | 3.1196 | 3.3037 | 4.4026 | 3.6078 | 3.8553 | 4.6742 | 5.1895 | 5.5131 | 5.8061 | 5.1726 | 4.555
Portfolio Adjusted1-in-10Size: Over 200kWAll2021March Monthly Peak | Portfolio Adjusted | 1-in-10 | Size: Over 200kW | All | 2021 | March Monthly Peak | 3 | 136.6026 | 133.1375 | 130.4598 | 129.4635 | 133.9844 | 146.5619 | 165.3667 | 178.5221 | 186.6473 | 192.3588 | 199.4621 | 201.6771 | 203.7491 | 206.4022 | 205.2255 | 198.2921 | 190.057 | 181.8196 | 174.5206 | 171.5481 | 167.2238 | 159.5365 | 151.6629 | 144.7741 | -0.35649 | 0.52877 | -0.085817 | 0.066896 | -0.86405 | -1.6191 | -3.1613 | -2.8872 | -1.2538 | 0.61787 | 3.7139 | 14.5331 | 14.2594 | 13.291 | 12.7613 | 11.7384 | 11.6604 | 9.0265 | 1.5734 | 1.2931 | 1.3318 | 0.46508 | 0.57958 | 0.94241 | 58.9824 | 57.6797 | 56.0306 | 55.9341 | 55.8377 | 55.1929 | 54.8947 | 56.3991 | 62.057 | 66.9123 | 71.6097 | 74.9562 | 77.7588 | 78.4035 | 73.8641 | 72.75 | 72.3509 | 71.4474 | 69.785 | 66.0306 | 64.7806 | 63.228 | 62.6315 | 61.228 | 3.2811 | 2.6227 | 2.1976 | 2.8631 | 3.4811 | 4.2671 | 3.8944 | 3.7596 | 2.0174 | 3.6686 | 3.4663 | 3.3445 | 3.0754 | 2.9555 | 3.1542 | 4.1829 | 3.3788 | 3.467 | 4.0902 | 4.6348 | 4.9261 | 5.175 | 4.5772 | 3.9884
Portfolio Adjusted1-in-10Size: Over 200kWAll2021April Monthly Peak | Portfolio Adjusted | 1-in-10 | Size: Over 200kW | All | 2021 | April Monthly Peak | 4 | 145.4897 | 141.0138 | 138.201 | 136.9771 | 142.3272 | 155.8949 | 171.795 | 186.9273 | 200.1735 | 212.3941 | 223.4563 | 227.7823 | 230.2947 | 231.8527 | 228.4776 | 220.3859 | 209.7256 | 198.653 | 186.3179 | 183.0703 | 179.1786 | 170.9881 | 162.9841 | 156.0679 | -0.069851 | 0.56405 | 0.25033 | 0.56355 | -0.031908 | 0.10291 | -1.7736 | -0.27361 | 1.0044 | 1.7544 | 5.2625 | 18.5751 | 18.7589 | 17.4674 | 16.6142 | 16.696 | 16.4448 | 14.0379 | 5.4494 | 3.6219 | 2.719 | 1.8123 | 1.9315 | 2.0255 | 65.3273 | 63.9808 | 62.6812 | 63.2005 | 62.2005 | 61.854 | 61.2412 | 65.0132 | 72.1451 | 78.237 | 83.3877 | 87.0791 | 88.3201 | 88.3789 | 88.1096 | 87.718 | 87.1942 | 85.4199 | 83.1053 | 78.3539 | 74.8993 | 72.7443 | 69.7555 | 67.823 | 3.0627 | 2.4346 | 2.0403 | 2.6549 | 3.2409 | 3.9779 | 3.5458 | 3.4501 | 1.8962 | 3.5502 | 3.4034 | 3.3106 | 3.0465 | 2.9096 | 3.0776 | 4.0744 | 3.2677 | 3.3199 | 3.8271 | 4.3349 | 4.626 | 4.8611 | 4.311 | 3.7682
Portfolio Adjusted1-in-10Size: Over 200kWAll2021May Monthly Peak | Portfolio Adjusted | 1-in-10 | Size: Over 200kW | All | 2021 | May Monthly Peak | 5 | 145.1934 | 141.5604 | 138.6838 | 138.2371 | 144.5155 | 158.4997 | 173.5906 | 192.038 | 208.3713 | 220.9114 | 231.2162 | 235.3129 | 236.8785 | 236.7198 | 232.7791 | 224.2944 | 213.4108 | 202.3518 | 189.9162 | 185.6906 | 182.0394 | 171.8907 | 164.1461 | 156.7584 | -0.02392 | 0.56683 | 0.30192 | 0.64238 | 0.10081 | 0.37943 | -1.5661 | 0.13721 | 1.4076 | 1.9899 | 5.614 | 19.5198 | 19.6976 | 18.2177 | 17.2902 | 17.5422 | 17.2728 | 14.9292 | 6.1236 | 4.0105 | 2.9568 | 2.0175 | 2.1404 | 2.1846 | 68.5833 | 67.9341 | 67.3903 | 66.8421 | 65.9912 | 65.3903 | 64.7894 | 67.9562 | 75.2282 | 80.2808 | 85.0747 | 87.6799 | 87.2326 | 86.2282 | 86.0791 | 84.9738 | 82.7676 | 81.1667 | 80.807 | 78.7588 | 74.1009 | 70.943 | 69.6447 | 68.6403 | 3.0251 | 2.4189 | 2.0264 | 2.6518 | 3.2569 | 4.0028 | 3.5461 | 3.508 | 1.9536 | 3.6546 | 3.4854 | 3.3849 | 3.1014 | 2.9402 | 3.1033 | 4.1041 | 3.291 | 3.3469 | 3.8609 | 4.3518 | 4.6516 | 4.8365 | 4.2971 | 3.746
Portfolio Adjusted1-in-10Size: Over 200kWAll2021June Monthly Peak | Portfolio Adjusted | 1-in-10 | Size: Over 200kW | All | 2021 | June Monthly Peak | 6 | 149.0273 | 145.0265 | 142.2548 | 141.2661 | 147.192 | 160.4462 | 174.8975 | 193.1474 | 206.0515 | 216.9564 | 226.962 | 230.3672 | 231.2485 | 230.9616 | 227.791 | 220.9292 | 213.1445 | 202.725 | 191.6314 | 184.7844 | 181.8545 | 173.0188 | 165.8292 | 158.6509 | -0.11291 | 0.57956 | 0.2119 | 0.51497 | -0.1524 | -0.13887 | -2.006 | -0.65294 | 0.71876 | 1.6494 | 5.1992 | 18.5011 | 18.491 | 17.0708 | 16.2516 | 16.2604 | 16.239 | 13.7703 | 5.0995 | 3.3609 | 2.5888 | 1.6606 | 1.7917 | 1.9253 | 66.7293 | 64.7398 | 64.3362 | 64.1752 | 64.2234 | 64.0699 | 64.541 | 69.1007 | 72.361 | 75.6726 | 79.1903 | 81.3409 | 82.9447 | 83.5909 | 82.1228 | 82.8803 | 82.6184 | 80.4196 | 78.9301 | 77.3611 | 75.2663 | 72.5482 | 70.9474 | 69.4793 | 3.1733 | 2.5327 | 2.1244 | 2.7696 | 3.3903 | 4.1412 | 3.6515 | 3.606 | 1.9744 | 3.6682 | 3.4966 | 3.3868 | 3.0944 | 2.9318 | 3.1037 | 4.1315 | 3.3592 | 3.427 | 3.9816 | 4.4259 | 4.7492 | 4.9755 | 4.4368 | 3.8747
Portfolio Adjusted1-in-10Size: Over 200kWAll2021July Monthly Peak | Portfolio Adjusted | 1-in-10 | Size: Over 200kW | All | 2021 | July Monthly Peak | 7 | 154.647 | 151.0707 | 147.946 | 147.5692 | 154.6575 | 170.2738 | 184.9517 | 201.6828 | 213.4387 | 224.6606 | 234.4038 | 236.741 | 238.4381 | 238.0392 | 235.1824 | 230.6745 | 223.79 | 212.6861 | 200.1117 | 192.2397 | 188.5431 | 179.4281 | 171.8684 | 164.7072 | 0.04377 | 0.60581 | 0.39889 | 0.79737 | 0.31031 | 0.82678 | -1.3266 | 0.76786 | 1.9685 | 2.2622 | 5.9345 | 20.1104 | 20.4024 | 18.867 | 17.9897 | 18.8444 | 18.9156 | 16.6316 | 7.3037 | 4.6469 | 3.3483 | 2.3959 | 2.5312 | 2.5194 | 72.0438 | 71.7982 | 71.4474 | 71.3465 | 71.3421 | 71.193 | 70.9912 | 72.75 | 74.9606 | 78.8641 | 82.3247 | 85.3379 | 86.1844 | 87.4782 | 87.7282 | 85.9344 | 83.2764 | 81.5703 | 81.3641 | 80.0088 | 76.4606 | 74.4035 | 73.3026 | 73.0482 | 3.1918 | 2.5572 | 2.1415 | 2.8043 | 3.4528 | 4.2599 | 3.7427 | 3.6497 | 1.9823 | 3.6817 | 3.5003 | 3.3735 | 3.0926 | 2.9288 | 3.106 | 4.1812 | 3.4186 | 3.4849 | 4.03 | 4.463 | 4.7726 | 5.0012 | 4.4571 | 3.8991
Portfolio Adjusted1-in-10Size: Over 200kWAll2021August Monthly Peak | Portfolio Adjusted | 1-in-10 | Size: Over 200kW | All | 2021 | August Monthly Peak | 8 | 159.1336 | 155.1158 | 152.0299 | 151.5801 | 158.7172 | 175.6129 | 191.3238 | 207.3573 | 220.6542 | 232.25 | 242.9021 | 245.8926 | 247.8985 | 247.6425 | 245.1168 | 238.8861 | 230.7211 | 220.6755 | 208.5476 | 201.6593 | 195.8225 | 185.7574 | 177.4724 | 169.7897 | 0.070364 | 0.62237 | 0.43796 | 0.85979 | 0.39229 | 1.0063 | -1.2466 | 1.0174 | 2.2285 | 2.4262 | 6.2391 | 21.0622 | 21.4244 | 19.8307 | 18.9426 | 19.8109 | 19.7956 | 17.603 | 7.9269 | 5.0592 | 3.5831 | 2.587 | 2.7203 | 2.6792 | 73.8303 | 72.9229 | 72.3229 | 71.958 | 70.9941 | 70.7941 | 70.7099 | 72.0183 | 76.2935 | 80.173 | 84.3486 | 85.9582 | 87.8751 | 86.5137 | 86.7801 | 87.1861 | 86.6116 | 86.0923 | 83.5624 | 80.9637 | 77.9686 | 75.9133 | 75.3098 | 74.8469 | 3.2785 | 2.6209 | 2.1966 | 2.8753 | 3.5371 | 4.3855 | 3.8647 | 3.7456 | 2.0457 | 3.7993 | 3.6206 | 3.4976 | 3.2095 | 3.0415 | 3.2313 | 4.3223 | 3.5182 | 3.6093 | 4.1924 | 4.6733 | 4.9479 | 5.1683 | 4.5941 | 4.0121
Portfolio Adjusted1-in-10Size: Over 200kWAll2021September Monthly Peak | Portfolio Adjusted | 1-in-10 | Size: Over 200kW | All | 2021 | September Monthly Peak | 9 | 157.2361 | 153.3464 | 150.4933 | 150.4209 | 158.8189 | 175.9969 | 195.4643 | 212.0154 | 229.2773 | 244.4033 | 255.6588 | 259.2058 | 260.9884 | 259.9364 | 256.3718 | 247.5278 | 235.9353 | 224.8753 | 213.4084 | 208.227 | 198.7966 | 186.9552 | 177.1172 | 169.1311 | 0.12415 | 0.61598 | 0.49415 | 0.9415 | 0.55382 | 1.3447 | -0.99318 | 1.549 | 2.7546 | 2.7544 | 6.7724 | 22.6037 | 23.0441 | 21.2793 | 20.253 | 21.1963 | 20.8995 | 18.7092 | 8.816 | 5.64 | 3.8714 | 2.8381 | 2.9468 | 2.8473 | 71.9912 | 71.7894 | 71.3421 | 70.943 | 70.8947 | 70.3903 | 71.9474 | 72.5526 | 77.3203 | 83.1755 | 87.6537 | 90.4564 | 90.4652 | 91.009 | 90.6537 | 90.5484 | 90.987 | 89.3861 | 87.5308 | 82.5088 | 79.9474 | 78.2938 | 76.6974 | 75.2938 | 3.236 | 2.5883 | 2.1721 | 2.8503 | 3.5356 | 4.3905 | 3.9442 | 3.8257 | 2.1234 | 3.9939 | 3.8068 | 3.6831 | 3.3754 | 3.1891 | 3.3761 | 4.4739 | 3.5939 | 3.6741 | 4.2855 | 4.8204 | 5.0177 | 5.1962 | 4.5801 | 3.9923
Portfolio Adjusted1-in-10Size: Over 200kWAll2021October Monthly Peak | Portfolio Adjusted | 1-in-10 | Size: Over 200kW | All | 2021 | October Monthly Peak | 10 | 155.0967 | 151.1013 | 147.9036 | 147.0252 | 153.829 | 167.6105 | 185.4723 | 201.3048 | 215.7397 | 228.4861 | 240.4552 | 245.431 | 247.8149 | 249.6624 | 246.8557 | 238.6638 | 227.8933 | 216.3907 | 206.6861 | 198.6343 | 189.8776 | 178.7212 | 171.0594 | 164.482 | -0.020613 | 0.6051 | 0.32745 | 0.69112 | 0.12163 | 0.43058 | -1.6489 | 0.1881 | 1.4952 | 2.0754 | 5.8561 | 20.3939 | 20.6495 | 19.2546 | 18.3746 | 18.7251 | 18.5031 | 16.0329 | 6.7269 | 4.3264 | 3.1046 | 2.1182 | 2.2511 | 2.3081 | 69.851 | 68.4356 | 67.8058 | 67.5438 | 66.1959 | 65.6507 | 65.3331 | 66.7604 | 71.6243 | 77.9224 | 83.6784 | 85.6361 | 87.6696 | 88.5687 | 87.9271 | 86.2119 | 86.0657 | 85.0688 | 82.0934 | 79.497 | 76.2575 | 73.434 | 72.1389 | 71.0484 | 3.2285 | 2.5797 | 2.1592 | 2.8179 | 3.4638 | 4.2292 | 3.7855 | 3.6741 | 2.0209 | 3.7766 | 3.6215 | 3.5274 | 3.2418 | 3.0982 | 3.2881 | 4.3632 | 3.5112 | 3.576 | 4.1982 | 4.651 | 4.8476 | 5.0243 | 4.4742 | 3.9271
Portfolio Adjusted1-in-10Size: Over 200kWAll2021November Monthly Peak | Portfolio Adjusted | 1-in-10 | Size: Over 200kW | All | 2021 | November Monthly Peak | 11 | 144.3725 | 140.8023 | 138.2056 | 138.0126 | 145.0025 | 157.1219 | 172.0238 | 188.7771 | 202.1365 | 213.9691 | 224.9232 | 229.0542 | 231.5993 | 233.6277 | 230.9675 | 222.2344 | 212.1465 | 202.4563 | 188.844 | 179.8683 | 174.1346 | 165.1208 | 158.2129 | 152.5039 | -0.1294 | 0.56242 | 0.18366 | 0.47079 | -0.20889 | -0.25574 | -2.0715 | -0.81893 | 0.55069 | 1.5564 | 5.0803 | 18.2542 | 18.3461 | 17.1014 | 16.3198 | 16.1169 | 15.9274 | 13.475 | 4.7766 | 3.1281 | 2.3971 | 1.5022 | 1.6267 | 1.7865 | 65.028 | 64.4666 | 62.5942 | 62.1845 | 61.9158 | 61.1893 | 60.6494 | 62.3383 | 68.6152 | 75.1511 | 80.6069 | 84.6455 | 85.9553 | 85.7067 | 85.4948 | 84.3393 | 83.0504 | 77.9217 | 74.4666 | 70.9136 | 69.1088 | 66.6198 | 65.345 | 64.1594 | 3.0942 | 2.475 | 2.0773 | 2.7235 | 3.3617 | 4.0819 | 3.6149 | 3.5474 | 1.9495 | 3.6413 | 3.4878 | 3.3894 | 3.1193 | 2.985 | 3.1675 | 4.183 | 3.3653 | 3.4447 | 3.9493 | 4.3363 | 4.5772 | 4.7793 | 4.2606 | 3.7489
Portfolio Adjusted1-in-10Size: Over 200kWAll2021December Monthly Peak | Portfolio Adjusted | 1-in-10 | Size: Over 200kW | All | 2021 | December Monthly Peak | 12 | 125.3544 | 123.0056 | 122.0707 | 122.1347 | 128.1002 | 138.1089 | 152.4375 | 163.6544 | 168.736 | 169.9429 | 169.8186 | 166.146 | 164.0464 | 161.5559 | 159.0627 | 156.4572 | 156.5208 | 158.0618 | 153.9709 | 148.8324 | 145.0994 | 139.843 | 134.5145 | 130.1397 | -0.70877 | 0.48354 | -0.5112 | -0.56501 | -1.966 | -3.8373 | -4.8304 | -6.088 | -3.9642 | -0.68057 | 1.9649 | 9.7196 | 8.7907 | 7.8755 | 7.4952 | 5.5577 | 5.7859 | 3.0973 | -3.0652 | -1.4837 | -0.34018 | -1.1285 | -1.0299 | -0.35632 | 49.4868 | 48.9868 | 48.0833 | 47.535 | 47.4868 | 46.8903 | 46.4868 | 47.1885 | 49.0921 | 51.6447 | 53.1491 | 53.6974 | 54.5965 | 55.5965 | 55.7018 | 55.7456 | 55.1447 | 53.1359 | 51.6359 | 51.3333 | 50.228 | 50.285 | 48.9824 | 48.5306 | 3.9397 | 3.1706 | 2.6906 | 3.5342 | 4.3549 | 5.2614 | 4.6973 | 4.5096 | 2.3864 | 4.2409 | 3.8615 | 3.6052 | 3.24 | 3.0269 | 3.1988 | 4.3185 | 3.6409 | 3.9437 | 4.7218 | 5.2615 | 5.5929 | 5.9355 | 5.312 | 4.6912
Portfolio Adjusted1-in-10Size: Over 200kWAll2021Typical Event Day | Portfolio Adjusted | 1-in-10 | Size: Over 200kW | All | 2021 | Typical Event Day | 8 | 157.9838 | 154.0378 | 150.9647 | 150.5319 | 157.4909 | 174.1059 | 189.7563 | 205.5651 | 218.2009 | 228.8804 | 238.7257 | 241.4589 | 243.3884 | 243.3771 | 241.11 | 235.0518 | 227.2348 | 217.4088 | 205.7936 | 199.2193 | 193.7297 | 183.9768 | 175.8032 | 168.1969 | 0.029906 | 0.61752 | 0.39063 | 0.78954 | 0.27284 | 0.75566 | -1.4345 | 0.64955 | 1.8997 | 2.2538 | 5.9921 | 20.4104 | 20.7031 | 19.1729 | 18.3313 | 19.0307 | 19.0361 | 16.7998 | 7.3278 | 4.7083 | 3.379 | 2.3944 | 2.5271 | 2.5249 | 71.1486 | 70.3126 | 69.8622 | 69.6057 | 69.3636 | 69.1118 | 69.5474 | 71.6054 | 75.2338 | 79.4713 | 83.3793 | 85.7733 | 86.8673 | 87.1479 | 86.8212 | 86.6373 | 85.8733 | 84.3671 | 82.8469 | 80.2106 | 77.4107 | 75.2897 | 74.0643 | 73.1671 | 3.2654 | 2.6112 | 2.1883 | 2.8647 | 3.5212 | 4.362 | 3.8455 | 3.7253 | 2.0295 | 3.7563 | 3.57 | 3.4457 | 3.1613 | 2.9988 | 3.1888 | 4.2667 | 3.4763 | 3.5674 | 4.1505 | 4.6317 | 4.9109 | 5.1354 | 4.5657 | 3.9874
Portfolio Adjusted1-in-10Size: Over 200kWAll2022January Monthly Peak | Portfolio Adjusted | 1-in-10 | Size: Over 200kW | All | 2022 | January Monthly Peak | 1 | 123.3148 | 120.4404 | 119.8872 | 120.4506 | 127.6845 | 139.4856 | 156.7147 | 169.2608 | 173.0048 | 172.9183 | 173.2168 | 168.7485 | 166.8105 | 163.9637 | 160.1852 | 157.2589 | 156.149 | 156.6622 | 153.7317 | 148.1621 | 144.4655 | 139.1306 | 134.3639 | 130.0397 | -0.75151 | 0.47275 | -0.56324 | -0.64679 | -2.1239 | -4.2131 | -5.2507 | -6.8112 | -4.4841 | -0.87291 | 1.8276 | 9.541 | 8.5433 | 7.622 | 7.1993 | 5.0479 | 5.2216 | 2.3892 | -3.7034 | -1.8521 | -0.55401 | -1.3437 | -1.2518 | -0.52991 | 45.8771 | 44.8771 | 44.1753 | 42.7806 | 41.9824 | 41.2324 | 40.9341 | 41.3815 | 45.6009 | 50.5044 | 53.7588 | 55.5088 | 57.1053 | 57.0571 | 57.2544 | 56.5482 | 55.943 | 54.4868 | 53.1841 | 50.7806 | 49.8771 | 49.2762 | 49.1359 | 48.785 | 4.031 | 3.2289 | 2.7484 | 3.6252 | 4.5148 | 5.5268 | 5.0227 | 4.8511 | 2.5448 | 4.4881 | 4.0966 | 3.8085 | 3.4266 | 3.1952 | 3.3505 | 4.5146 | 3.7779 | 4.0655 | 4.9034 | 5.4478 | 5.7917 | 6.142 | 5.5187 | 4.8755
Portfolio Adjusted1-in-10Size: Over 200kWAll2022February Monthly Peak | Portfolio Adjusted | 1-in-10 | Size: Over 200kW | All | 2022 | February Monthly Peak | 2 | 128.1646 | 124.8689 | 123.3266 | 123.9358 | 130.1428 | 141.6208 | 158.8627 | 169.7396 | 174.9042 | 176.2328 | 179.0362 | 177.3762 | 177.6364 | 176.9309 | 174.5667 | 169.4951 | 164.8085 | 164.1962 | 161.9665 | 155.9868 | 151.986 | 145.3609 | 139.1882 | 134.2747 | -0.63846 | 0.49198 | -0.42029 | -0.43255 | -1.7416 | -3.4112 | -4.5928 | -5.5259 | -3.4609 | -0.42481 | 2.3503 | 10.9079 | 10.1624 | 9.2366 | 8.8065 | 6.9073 | 6.9801 | 4.3074 | -2.1896 | -0.95182 | -0.010229 | -0.82029 | -0.7128 | -0.093344 | 54.3377 | 54.1359 | 53.5394 | 53.1359 | 53.5877 | 53.285 | 53.7368 | 53.6403 | 53.5921 | 54.0482 | 54.9474 | 55.4474 | 56.7938 | 55.3421 | 54.443 | 53.3421 | 51.0921 | 49.7894 | 48.7412 | 49.4912 | 49.2412 | 48.9868 | 49.2412 | 48.6885 | 3.7906 | 3.0289 | 2.5581 | 3.375 | 4.1636 | 5.0772 | 4.6068 | 4.4017 | 2.3278 | 4.1387 | 3.8311 | 3.6221 | 3.3016 | 3.1196 | 3.3037 | 4.4026 | 3.6078 | 3.8553 | 4.6742 | 5.1895 | 5.5131 | 5.8061 | 5.1726 | 4.555
Portfolio Adjusted1-in-10Size: Over 200kWAll2022March Monthly Peak | Portfolio Adjusted | 1-in-10 | Size: Over 200kW | All | 2022 | March Monthly Peak | 3 | 136.6026 | 133.1375 | 130.4598 | 129.4635 | 133.9844 | 146.5619 | 165.3667 | 178.5221 | 186.6473 | 192.3588 | 199.4621 | 201.6771 | 203.7491 | 206.4022 | 205.2254 | 198.2921 | 190.057 | 181.8196 | 174.5206 | 171.5481 | 167.2238 | 159.5365 | 151.6629 | 144.7741 | -0.35649 | 0.52877 | -0.085817 | 0.066896 | -0.86405 | -1.6191 | -3.1613 | -2.8872 | -1.2538 | 0.61787 | 3.7139 | 14.5331 | 14.2594 | 13.291 | 12.7613 | 11.7384 | 11.6604 | 9.0265 | 1.5734 | 1.2931 | 1.3318 | 0.46508 | 0.57958 | 0.94241 | 58.9824 | 57.6797 | 56.0306 | 55.9341 | 55.8377 | 55.193 | 54.8947 | 56.3991 | 62.057 | 66.9123 | 71.6097 | 74.9562 | 77.7588 | 78.4035 | 73.8641 | 72.75 | 72.3509 | 71.4474 | 69.785 | 66.0306 | 64.7806 | 63.228 | 62.6315 | 61.228 | 3.2811 | 2.6227 | 2.1976 | 2.8631 | 3.4811 | 4.2671 | 3.8944 | 3.7596 | 2.0174 | 3.6686 | 3.4663 | 3.3445 | 3.0754 | 2.9555 | 3.1542 | 4.1829 | 3.3788 | 3.467 | 4.0902 | 4.6348 | 4.9261 | 5.175 | 4.5772 | 3.9884
Portfolio Adjusted1-in-10Size: Over 200kWAll2022April Monthly Peak | Portfolio Adjusted | 1-in-10 | Size: Over 200kW | All | 2022 | April Monthly Peak | 4 | 145.4897 | 141.0138 | 138.201 | 136.9771 | 142.3272 | 155.8949 | 171.795 | 186.9273 | 200.1735 | 212.3941 | 223.4563 | 227.7823 | 230.2947 | 231.8526 | 228.4776 | 220.3859 | 209.7256 | 198.653 | 186.3179 | 183.0703 | 179.1786 | 170.9881 | 162.9841 | 156.0679 | -0.069851 | 0.56405 | 0.25033 | 0.56355 | -0.031908 | 0.10291 | -1.7736 | -0.27361 | 1.0044 | 1.7544 | 5.2625 | 18.5751 | 18.7589 | 17.4674 | 16.6142 | 16.696 | 16.4448 | 14.0379 | 5.4494 | 3.6219 | 2.719 | 1.8123 | 1.9315 | 2.0255 | 65.3273 | 63.9808 | 62.6812 | 63.2005 | 62.2005 | 61.854 | 61.2412 | 65.0132 | 72.1451 | 78.237 | 83.3877 | 87.0791 | 88.3201 | 88.3789 | 88.1096 | 87.718 | 87.1942 | 85.4199 | 83.1053 | 78.3539 | 74.8993 | 72.7443 | 69.7555 | 67.823 | 3.0627 | 2.4346 | 2.0403 | 2.6549 | 3.2409 | 3.9779 | 3.5458 | 3.4501 | 1.8962 | 3.5502 | 3.4034 | 3.3106 | 3.0465 | 2.9096 | 3.0776 | 4.0744 | 3.2677 | 3.3199 | 3.8271 | 4.3349 | 4.626 | 4.8611 | 4.311 | 3.7682
Portfolio Adjusted1-in-10Size: Over 200kWAll2022May Monthly Peak | Portfolio Adjusted | 1-in-10 | Size: Over 200kW | All | 2022 | May Monthly Peak | 5 | 145.1934 | 141.5604 | 138.6838 | 138.2371 | 144.5155 | 158.4997 | 173.5906 | 192.038 | 208.3714 | 220.9113 | 231.2162 | 235.3129 | 236.8785 | 236.7198 | 232.7791 | 224.2944 | 213.4108 | 202.3518 | 189.9162 | 185.6906 | 182.0394 | 171.8907 | 164.1461 | 156.7584 | -0.02392 | 0.56683 | 0.30192 | 0.64238 | 0.10081 | 0.37943 | -1.5661 | 0.13721 | 1.4076 | 1.9899 | 5.614 | 19.5198 | 19.6976 | 18.2177 | 17.2902 | 17.5422 | 17.2728 | 14.9292 | 6.1236 | 4.0105 | 2.9568 | 2.0175 | 2.1404 | 2.1846 | 68.5833 | 67.9341 | 67.3903 | 66.8421 | 65.9912 | 65.3903 | 64.7894 | 67.9562 | 75.2282 | 80.2808 | 85.0747 | 87.6799 | 87.2326 | 86.2282 | 86.0791 | 84.9738 | 82.7676 | 81.1667 | 80.807 | 78.7588 | 74.1009 | 70.943 | 69.6447 | 68.6403 | 3.025 | 2.4189 | 2.0264 | 2.6518 | 3.2569 | 4.0028 | 3.5461 | 3.508 | 1.9536 | 3.6546 | 3.4854 | 3.3849 | 3.1014 | 2.9402 | 3.1033 | 4.1041 | 3.291 | 3.3469 | 3.8609 | 4.3518 | 4.6516 | 4.8365 | 4.2971 | 3.746
Portfolio Adjusted1-in-10Size: Over 200kWAll2022June Monthly Peak | Portfolio Adjusted | 1-in-10 | Size: Over 200kW | All | 2022 | June Monthly Peak | 6 | 149.0273 | 145.0265 | 142.2548 | 141.2661 | 147.192 | 160.4462 | 174.8975 | 193.1474 | 206.0515 | 216.9564 | 226.962 | 230.3672 | 231.2484 | 230.9616 | 227.791 | 220.9292 | 213.1445 | 202.725 | 191.6314 | 184.7844 | 181.8545 | 173.0188 | 165.8292 | 158.6509 | -0.11291 | 0.57956 | 0.2119 | 0.51497 | -0.1524 | -0.13887 | -2.006 | -0.65294 | 0.71876 | 1.6494 | 5.1992 | 18.5011 | 18.491 | 17.0708 | 16.2516 | 16.2604 | 16.239 | 13.7703 | 5.0995 | 3.3609 | 2.5888 | 1.6606 | 1.7917 | 1.9253 | 66.7293 | 64.7398 | 64.3362 | 64.1752 | 64.2234 | 64.0699 | 64.541 | 69.1007 | 72.361 | 75.6726 | 79.1903 | 81.3409 | 82.9447 | 83.5909 | 82.1228 | 82.8803 | 82.6184 | 80.4196 | 78.9301 | 77.3611 | 75.2663 | 72.5482 | 70.9474 | 69.4793 | 3.1733 | 2.5327 | 2.1244 | 2.7696 | 3.3903 | 4.1412 | 3.6515 | 3.606 | 1.9744 | 3.6682 | 3.4966 | 3.3868 | 3.0944 | 2.9318 | 3.1037 | 4.1315 | 3.3592 | 3.427 | 3.9816 | 4.4259 | 4.7492 | 4.9755 | 4.4368 | 3.8747
Portfolio Adjusted1-in-10Size: Over 200kWAll2022July Monthly Peak | Portfolio Adjusted | 1-in-10 | Size: Over 200kW | All | 2022 | July Monthly Peak | 7 | 154.647 | 151.0707 | 147.946 | 147.5692 | 154.6575 | 170.2738 | 184.9517 | 201.6828 | 213.4387 | 224.6606 | 234.4038 | 236.741 | 238.4381 | 238.0392 | 235.1824 | 230.6745 | 223.79 | 212.6861 | 200.1117 | 192.2397 | 188.5431 | 179.4281 | 171.8684 | 164.7072 | 0.04377 | 0.60581 | 0.39889 | 0.79737 | 0.31031 | 0.82678 | -1.3266 | 0.76786 | 1.9685 | 2.2622 | 5.9345 | 20.1104 | 20.4024 | 18.867 | 17.9897 | 18.8444 | 18.9156 | 16.6316 | 7.3037 | 4.6469 | 3.3483 | 2.3959 | 2.5312 | 2.5194 | 72.0438 | 71.7982 | 71.4474 | 71.3465 | 71.3421 | 71.193 | 70.9912 | 72.75 | 74.9606 | 78.8641 | 82.3247 | 85.3379 | 86.1844 | 87.4782 | 87.7282 | 85.9344 | 83.2764 | 81.5703 | 81.3641 | 80.0088 | 76.4606 | 74.4035 | 73.3026 | 73.0482 | 3.1918 | 2.5572 | 2.1415 | 2.8043 | 3.4528 | 4.2599 | 3.7427 | 3.6497 | 1.9823 | 3.6817 | 3.5003 | 3.3735 | 3.0926 | 2.9288 | 3.106 | 4.1812 | 3.4186 | 3.4849 | 4.03 | 4.463 | 4.7726 | 5.0012 | 4.4571 | 3.8991
Portfolio Adjusted1-in-10Size: Over 200kWAll2022August Monthly Peak | Portfolio Adjusted | 1-in-10 | Size: Over 200kW | All | 2022 | August Monthly Peak | 8 | 159.1336 | 155.1158 | 152.0299 | 151.5801 | 158.7172 | 175.6129 | 191.3239 | 207.3573 | 220.6542 | 232.25 | 242.9021 | 245.8926 | 247.8985 | 247.6425 | 245.1168 | 238.8861 | 230.7211 | 220.6755 | 208.5476 | 201.6593 | 195.8225 | 185.7574 | 177.4724 | 169.7897 | 0.070364 | 0.62237 | 0.43796 | 0.85979 | 0.39229 | 1.0063 | -1.2466 | 1.0174 | 2.2285 | 2.4262 | 6.2391 | 21.0622 | 21.4244 | 19.8307 | 18.9426 | 19.8109 | 19.7956 | 17.603 | 7.9269 | 5.0592 | 3.5831 | 2.587 | 2.7203 | 2.6792 | 73.8303 | 72.9229 | 72.3229 | 71.958 | 70.9941 | 70.7941 | 70.7099 | 72.0183 | 76.2935 | 80.173 | 84.3486 | 85.9582 | 87.8751 | 86.5137 | 86.7801 | 87.1861 | 86.6116 | 86.0923 | 83.5624 | 80.9637 | 77.9686 | 75.9133 | 75.3098 | 74.8469 | 3.2785 | 2.6209 | 2.1966 | 2.8753 | 3.5371 | 4.3855 | 3.8647 | 3.7456 | 2.0457 | 3.7993 | 3.6206 | 3.4976 | 3.2095 | 3.0415 | 3.2313 | 4.3223 | 3.5182 | 3.6093 | 4.1924 | 4.6733 | 4.9479 | 5.1683 | 4.5941 | 4.0121
Portfolio Adjusted1-in-10Size: Over 200kWAll2022September Monthly Peak | Portfolio Adjusted | 1-in-10 | Size: Over 200kW | All | 2022 | September Monthly Peak | 9 | 157.2361 | 153.3464 | 150.4933 | 150.4209 | 158.8189 | 175.9969 | 195.4643 | 212.0154 | 229.2773 | 244.4033 | 255.6588 | 259.2058 | 260.9884 | 259.9364 | 256.3718 | 247.5278 | 235.9354 | 224.8752 | 213.4085 | 208.227 | 198.7966 | 186.9552 | 177.1172 | 169.1311 | 0.12415 | 0.61598 | 0.49415 | 0.9415 | 0.55382 | 1.3447 | -0.99318 | 1.549 | 2.7546 | 2.7544 | 6.7724 | 22.6037 | 23.0441 | 21.2793 | 20.253 | 21.1963 | 20.8995 | 18.7092 | 8.816 | 5.64 | 3.8714 | 2.8381 | 2.9468 | 2.8473 | 71.9912 | 71.7894 | 71.3421 | 70.943 | 70.8947 | 70.3903 | 71.9474 | 72.5526 | 77.3203 | 83.1755 | 87.6537 | 90.4564 | 90.4652 | 91.009 | 90.6537 | 90.5484 | 90.987 | 89.3861 | 87.5308 | 82.5088 | 79.9474 | 78.2938 | 76.6974 | 75.2938 | 3.236 | 2.5883 | 2.1721 | 2.8503 | 3.5356 | 4.3905 | 3.9442 | 3.8257 | 2.1234 | 3.9939 | 3.8068 | 3.6831 | 3.3754 | 3.1891 | 3.3761 | 4.4739 | 3.5939 | 3.6741 | 4.2855 | 4.8204 | 5.0177 | 5.1962 | 4.5801 | 3.9923
Portfolio Adjusted1-in-10Size: Over 200kWAll2022October Monthly Peak | Portfolio Adjusted | 1-in-10 | Size: Over 200kW | All | 2022 | October Monthly Peak | 10 | 155.0967 | 151.1013 | 147.9036 | 147.0252 | 153.829 | 167.6105 | 185.4723 | 201.3048 | 215.7397 | 228.4861 | 240.4551 | 245.431 | 247.8149 | 249.6624 | 246.8557 | 238.6638 | 227.8933 | 216.3907 | 206.6861 | 198.6343 | 189.8776 | 178.7212 | 171.0594 | 164.482 | -0.020613 | 0.6051 | 0.32745 | 0.69112 | 0.12163 | 0.43058 | -1.6489 | 0.1881 | 1.4952 | 2.0754 | 5.8561 | 20.3939 | 20.6495 | 19.2546 | 18.3746 | 18.7251 | 18.5031 | 16.0329 | 6.7269 | 4.3264 | 3.1046 | 2.1182 | 2.2511 | 2.3081 | 69.851 | 68.4356 | 67.8058 | 67.5438 | 66.1959 | 65.6507 | 65.3331 | 66.7604 | 71.6243 | 77.9224 | 83.6784 | 85.6361 | 87.6696 | 88.5687 | 87.9271 | 86.2119 | 86.0657 | 85.0688 | 82.0934 | 79.497 | 76.2575 | 73.434 | 72.1389 | 71.0484 | 3.2285 | 2.5797 | 2.1592 | 2.8179 | 3.4638 | 4.2292 | 3.7855 | 3.6741 | 2.0209 | 3.7766 | 3.6215 | 3.5274 | 3.2418 | 3.0982 | 3.2881 | 4.3632 | 3.5112 | 3.576 | 4.1982 | 4.651 | 4.8476 | 5.0243 | 4.4742 | 3.9271
Portfolio Adjusted1-in-10Size: Over 200kWAll2022November Monthly Peak | Portfolio Adjusted | 1-in-10 | Size: Over 200kW | All | 2022 | November Monthly Peak | 11 | 144.3725 | 140.8023 | 138.2056 | 138.0126 | 145.0025 | 157.1219 | 172.0238 | 188.7771 | 202.1365 | 213.9691 | 224.9232 | 229.0542 | 231.5993 | 233.6277 | 230.9675 | 222.2344 | 212.1465 | 202.4563 | 188.844 | 179.8683 | 174.1346 | 165.1208 | 158.2129 | 152.5039 | -0.1294 | 0.56242 | 0.18366 | 0.47079 | -0.20889 | -0.25574 | -2.0715 | -0.81893 | 0.55069 | 1.5564 | 5.0803 | 18.2542 | 18.3461 | 17.1014 | 16.3198 | 16.1169 | 15.9274 | 13.475 | 4.7766 | 3.1281 | 2.3971 | 1.5022 | 1.6267 | 1.7865 | 65.028 | 64.4666 | 62.5942 | 62.1845 | 61.9158 | 61.1893 | 60.6494 | 62.3383 | 68.6152 | 75.1511 | 80.6069 | 84.6455 | 85.9553 | 85.7067 | 85.4948 | 84.3393 | 83.0504 | 77.9217 | 74.4666 | 70.9136 | 69.1088 | 66.6198 | 65.345 | 64.1594 | 3.0942 | 2.475 | 2.0773 | 2.7235 | 3.3617 | 4.0819 | 3.6149 | 3.5474 | 1.9495 | 3.6413 | 3.4878 | 3.3894 | 3.1193 | 2.985 | 3.1675 | 4.183 | 3.3653 | 3.4447 | 3.9493 | 4.3363 | 4.5772 | 4.7793 | 4.2606 | 3.7489
Portfolio Adjusted1-in-10Size: Over 200kWAll2022December Monthly Peak | Portfolio Adjusted | 1-in-10 | Size: Over 200kW | All | 2022 | December Monthly Peak | 12 | 125.3544 | 123.0056 | 122.0707 | 122.1347 | 128.1002 | 138.1089 | 152.4375 | 163.6544 | 168.736 | 169.9429 | 169.8186 | 166.146 | 164.0464 | 161.5559 | 159.0627 | 156.4572 | 156.5208 | 158.0618 | 153.9709 | 148.8324 | 145.0994 | 139.843 | 134.5145 | 130.1397 | -0.70877 | 0.48354 | -0.5112 | -0.56501 | -1.966 | -3.8373 | -4.8304 | -6.088 | -3.9642 | -0.68057 | 1.9649 | 9.7196 | 8.7907 | 7.8755 | 7.4952 | 5.5577 | 5.7859 | 3.0973 | -3.0652 | -1.4837 | -0.34018 | -1.1285 | -1.0299 | -0.35632 | 49.4868 | 48.9868 | 48.0833 | 47.535 | 47.4868 | 46.8903 | 46.4868 | 47.1885 | 49.0921 | 51.6447 | 53.1491 | 53.6974 | 54.5965 | 55.5965 | 55.7018 | 55.7456 | 55.1447 | 53.1359 | 51.6359 | 51.3333 | 50.228 | 50.285 | 48.9824 | 48.5306 | 3.9397 | 3.1706 | 2.6906 | 3.5342 | 4.3549 | 5.2614 | 4.6973 | 4.5096 | 2.3864 | 4.2409 | 3.8615 | 3.6052 | 3.24 | 3.0269 | 3.1988 | 4.3185 | 3.6409 | 3.9437 | 4.7218 | 5.2615 | 5.5929 | 5.9355 | 5.312 | 4.6912
Portfolio Adjusted1-in-10Size: Over 200kWAll2022Typical Event Day | Portfolio Adjusted | 1-in-10 | Size: Over 200kW | All | 2022 | Typical Event Day | 8 | 157.9838 | 154.0378 | 150.9647 | 150.5319 | 157.4909 | 174.1059 | 189.7563 | 205.5651 | 218.2009 | 228.8804 | 238.7257 | 241.4589 | 243.3884 | 243.3771 | 241.1099 | 235.0518 | 227.2348 | 217.4088 | 205.7936 | 199.2193 | 193.7297 | 183.9768 | 175.8032 | 168.1969 | 0.029906 | 0.61752 | 0.39063 | 0.78954 | 0.27284 | 0.75566 | -1.4345 | 0.64955 | 1.8997 | 2.2538 | 5.9921 | 20.4104 | 20.7031 | 19.1729 | 18.3313 | 19.0307 | 19.0361 | 16.7998 | 7.3278 | 4.7083 | 3.379 | 2.3944 | 2.5271 | 2.5249 | 71.1486 | 70.3126 | 69.8622 | 69.6057 | 69.3636 | 69.1118 | 69.5474 | 71.6054 | 75.2338 | 79.4713 | 83.3793 | 85.7733 | 86.8673 | 87.1479 | 86.8212 | 86.6373 | 85.8733 | 84.3671 | 82.8469 | 80.2106 | 77.4107 | 75.2897 | 74.0643 | 73.1671 | 3.2654 | 2.6112 | 2.1883 | 2.8647 | 3.5212 | 4.362 | 3.8455 | 3.7253 | 2.0295 | 3.7563 | 3.57 | 3.4457 | 3.1613 | 2.9988 | 3.1888 | 4.2667 | 3.4763 | 3.5674 | 4.1505 | 4.6317 | 4.9109 | 5.1354 | 4.5657 | 3.9874
Portfolio Adjusted1-in-10Size: Over 200kWAll2023January Monthly Peak | Portfolio Adjusted | 1-in-10 | Size: Over 200kW | All | 2023 | January Monthly Peak | 1 | 123.3148 | 120.4404 | 119.8872 | 120.4506 | 127.6845 | 139.4856 | 156.7147 | 169.2608 | 173.0048 | 172.9183 | 173.2168 | 168.7485 | 166.8105 | 163.9637 | 160.1852 | 157.2589 | 156.149 | 156.6622 | 153.7317 | 148.1621 | 144.4655 | 139.1306 | 134.3639 | 130.0397 | -0.75151 | 0.47275 | -0.56324 | -0.64679 | -2.1239 | -4.2131 | -5.2507 | -6.8112 | -4.4841 | -0.87291 | 1.8276 | 9.541 | 8.5433 | 7.622 | 7.1993 | 5.0479 | 5.2216 | 2.3892 | -3.7034 | -1.8521 | -0.55401 | -1.3437 | -1.2518 | -0.52991 | 45.8771 | 44.8771 | 44.1753 | 42.7806 | 41.9824 | 41.2324 | 40.9341 | 41.3815 | 45.6009 | 50.5044 | 53.7588 | 55.5088 | 57.1053 | 57.057 | 57.2544 | 56.5482 | 55.943 | 54.4868 | 53.1841 | 50.7806 | 49.8771 | 49.2762 | 49.1359 | 48.785 | 4.031 | 3.2289 | 2.7484 | 3.6252 | 4.5148 | 5.5268 | 5.0227 | 4.8511 | 2.5448 | 4.4881 | 4.0966 | 3.8085 | 3.4266 | 3.1952 | 3.3505 | 4.5146 | 3.7779 | 4.0655 | 4.9034 | 5.4478 | 5.7917 | 6.142 | 5.5187 | 4.8755
Portfolio Adjusted1-in-10Size: Over 200kWAll2023February Monthly Peak | Portfolio Adjusted | 1-in-10 | Size: Over 200kW | All | 2023 | February Monthly Peak | 2 | 128.1646 | 124.8689 | 123.3266 | 123.9358 | 130.1428 | 141.6208 | 158.8627 | 169.7396 | 174.9042 | 176.2328 | 179.0362 | 177.3762 | 177.6364 | 176.9309 | 174.5667 | 169.4951 | 164.8085 | 164.1962 | 161.9665 | 155.9868 | 151.986 | 145.3609 | 139.1882 | 134.2747 | -0.63846 | 0.49198 | -0.42029 | -0.43255 | -1.7416 | -3.4112 | -4.5928 | -5.5259 | -3.4609 | -0.42481 | 2.3503 | 10.9079 | 10.1624 | 9.2366 | 8.8065 | 6.9073 | 6.9801 | 4.3074 | -2.1896 | -0.95182 | -0.010229 | -0.82029 | -0.7128 | -0.093344 | 54.3377 | 54.1359 | 53.5394 | 53.1359 | 53.5877 | 53.285 | 53.7368 | 53.6403 | 53.5921 | 54.0482 | 54.9474 | 55.4474 | 56.7938 | 55.3421 | 54.443 | 53.3421 | 51.0921 | 49.7894 | 48.7412 | 49.4912 | 49.2412 | 48.9868 | 49.2412 | 48.6886 | 3.7906 | 3.0289 | 2.5581 | 3.375 | 4.1636 | 5.0772 | 4.6068 | 4.4017 | 2.3278 | 4.1387 | 3.8311 | 3.6221 | 3.3016 | 3.1196 | 3.3037 | 4.4026 | 3.6078 | 3.8553 | 4.6742 | 5.1895 | 5.5131 | 5.8061 | 5.1726 | 4.555
Portfolio Adjusted1-in-10Size: Over 200kWAll2023March Monthly Peak | Portfolio Adjusted | 1-in-10 | Size: Over 200kW | All | 2023 | March Monthly Peak | 3 | 136.6026 | 133.1375 | 130.4598 | 129.4635 | 133.9844 | 146.5619 | 165.3667 | 178.5221 | 186.6473 | 192.3588 | 199.4621 | 201.677 | 203.7491 | 206.4022 | 205.2255 | 198.2921 | 190.057 | 181.8196 | 174.5206 | 171.5481 | 167.2238 | 159.5365 | 151.6629 | 144.7741 | -0.35649 | 0.52877 | -0.085817 | 0.066896 | -0.86405 | -1.6191 | -3.1613 | -2.8872 | -1.2538 | 0.61787 | 3.7139 | 14.5331 | 14.2594 | 13.291 | 12.7613 | 11.7384 | 11.6604 | 9.0265 | 1.5734 | 1.2931 | 1.3318 | 0.46508 | 0.57958 | 0.94241 | 58.9824 | 57.6797 | 56.0306 | 55.9341 | 55.8377 | 55.193 | 54.8947 | 56.3991 | 62.057 | 66.9123 | 71.6097 | 74.9562 | 77.7588 | 78.4035 | 73.8641 | 72.75 | 72.3509 | 71.4474 | 69.785 | 66.0306 | 64.7806 | 63.228 | 62.6315 | 61.228 | 3.2811 | 2.6227 | 2.1976 | 2.8631 | 3.4811 | 4.2671 | 3.8944 | 3.7596 | 2.0174 | 3.6686 | 3.4663 | 3.3445 | 3.0754 | 2.9555 | 3.1542 | 4.1829 | 3.3788 | 3.467 | 4.0902 | 4.6348 | 4.9261 | 5.175 | 4.5772 | 3.9884
Portfolio Adjusted1-in-10Size: Over 200kWAll2023April Monthly Peak | Portfolio Adjusted | 1-in-10 | Size: Over 200kW | All | 2023 | April Monthly Peak | 4 | 145.4897 | 141.0138 | 138.201 | 136.9771 | 142.3272 | 155.8949 | 171.795 | 186.9273 | 200.1735 | 212.3941 | 223.4563 | 227.7823 | 230.2947 | 231.8526 | 228.4776 | 220.3859 | 209.7257 | 198.653 | 186.3179 | 183.0703 | 179.1786 | 170.9881 | 162.9841 | 156.0679 | -0.069851 | 0.56405 | 0.25033 | 0.56355 | -0.031908 | 0.10291 | -1.7736 | -0.27361 | 1.0044 | 1.7544 | 5.2625 | 18.5751 | 18.7589 | 17.4674 | 16.6142 | 16.696 | 16.4448 | 14.0379 | 5.4494 | 3.6219 | 2.719 | 1.8123 | 1.9315 | 2.0255 | 65.3273 | 63.9808 | 62.6812 | 63.2005 | 62.2005 | 61.854 | 61.2412 | 65.0132 | 72.1451 | 78.237 | 83.3877 | 87.0791 | 88.3201 | 88.3789 | 88.1096 | 87.718 | 87.1942 | 85.4199 | 83.1053 | 78.3539 | 74.8993 | 72.7443 | 69.7555 | 67.823 | 3.0627 | 2.4346 | 2.0403 | 2.6549 | 3.2409 | 3.9779 | 3.5458 | 3.4501 | 1.8962 | 3.5502 | 3.4034 | 3.3106 | 3.0465 | 2.9096 | 3.0776 | 4.0744 | 3.2677 | 3.3199 | 3.8271 | 4.3349 | 4.626 | 4.8611 | 4.311 | 3.7682
Portfolio Adjusted1-in-10Size: Over 200kWAll2023May Monthly Peak | Portfolio Adjusted | 1-in-10 | Size: Over 200kW | All | 2023 | May Monthly Peak | 5 | 145.1934 | 141.5604 | 138.6838 | 138.2371 | 144.5155 | 158.4997 | 173.5906 | 192.038 | 208.3713 | 220.9113 | 231.2162 | 235.3129 | 236.8785 | 236.7198 | 232.7791 | 224.2944 | 213.4108 | 202.3518 | 189.9162 | 185.6906 | 182.0394 | 171.8907 | 164.1461 | 156.7584 | -0.02392 | 0.56683 | 0.30192 | 0.64238 | 0.10081 | 0.37943 | -1.5661 | 0.13721 | 1.4076 | 1.9899 | 5.614 | 19.5198 | 19.6976 | 18.2177 | 17.2902 | 17.5422 | 17.2728 | 14.9292 | 6.1236 | 4.0105 | 2.9568 | 2.0175 | 2.1404 | 2.1846 | 68.5833 | 67.9341 | 67.3903 | 66.8421 | 65.9912 | 65.3903 | 64.7894 | 67.9562 | 75.2282 | 80.2808 | 85.0747 | 87.6799 | 87.2326 | 86.2282 | 86.0791 | 84.9738 | 82.7676 | 81.1667 | 80.807 | 78.7588 | 74.1009 | 70.943 | 69.6447 | 68.6403 | 3.025 | 2.4189 | 2.0264 | 2.6518 | 3.2569 | 4.0028 | 3.5461 | 3.508 | 1.9536 | 3.6546 | 3.4854 | 3.3849 | 3.1014 | 2.9402 | 3.1033 | 4.1041 | 3.291 | 3.3469 | 3.8609 | 4.3518 | 4.6516 | 4.8365 | 4.2971 | 3.746
Portfolio Adjusted1-in-10Size: Over 200kWAll2023June Monthly Peak | Portfolio Adjusted | 1-in-10 | Size: Over 200kW | All | 2023 | June Monthly Peak | 6 | 149.0273 | 145.0265 | 142.2548 | 141.2661 | 147.192 | 160.4462 | 174.8975 | 193.1474 | 206.0515 | 216.9564 | 226.962 | 230.3672 | 231.2485 | 230.9616 | 227.791 | 220.9292 | 213.1445 | 202.725 | 191.6314 | 184.7844 | 181.8545 | 173.0188 | 165.8292 | 158.6509 | -0.11291 | 0.57956 | 0.2119 | 0.51497 | -0.1524 | -0.13887 | -2.006 | -0.65294 | 0.71876 | 1.6494 | 5.1992 | 18.5011 | 18.491 | 17.0708 | 16.2516 | 16.2604 | 16.239 | 13.7703 | 5.0995 | 3.3609 | 2.5888 | 1.6606 | 1.7917 | 1.9253 | 66.7293 | 64.7398 | 64.3362 | 64.1752 | 64.2234 | 64.0699 | 64.541 | 69.1007 | 72.361 | 75.6726 | 79.1903 | 81.3409 | 82.9447 | 83.5909 | 82.1228 | 82.8803 | 82.6184 | 80.4196 | 78.9301 | 77.3611 | 75.2663 | 72.5482 | 70.9474 | 69.4793 | 3.1733 | 2.5327 | 2.1244 | 2.7696 | 3.3903 | 4.1412 | 3.6515 | 3.606 | 1.9744 | 3.6682 | 3.4966 | 3.3868 | 3.0944 | 2.9318 | 3.1037 | 4.1315 | 3.3592 | 3.427 | 3.9816 | 4.4259 | 4.7492 | 4.9755 | 4.4368 | 3.8747
Portfolio Adjusted1-in-10Size: Over 200kWAll2023July Monthly Peak | Portfolio Adjusted | 1-in-10 | Size: Over 200kW | All | 2023 | July Monthly Peak | 7 | 154.647 | 151.0707 | 147.946 | 147.5692 | 154.6575 | 170.2738 | 184.9517 | 201.6828 | 213.4387 | 224.6606 | 234.4038 | 236.741 | 238.4381 | 238.0392 | 235.1824 | 230.6745 | 223.79 | 212.6861 | 200.1117 | 192.2397 | 188.5431 | 179.4281 | 171.8684 | 164.7072 | 0.04377 | 0.60581 | 0.39889 | 0.79737 | 0.31031 | 0.82678 | -1.3266 | 0.76786 | 1.9685 | 2.2622 | 5.9345 | 20.1104 | 20.4024 | 18.867 | 17.9897 | 18.8444 | 18.9156 | 16.6316 | 7.3037 | 4.6469 | 3.3483 | 2.3959 | 2.5312 | 2.5194 | 72.0438 | 71.7982 | 71.4474 | 71.3465 | 71.3421 | 71.193 | 70.9912 | 72.75 | 74.9606 | 78.8641 | 82.3247 | 85.3379 | 86.1844 | 87.4782 | 87.7282 | 85.9344 | 83.2764 | 81.5703 | 81.3641 | 80.0088 | 76.4606 | 74.4035 | 73.3026 | 73.0482 | 3.1918 | 2.5572 | 2.1415 | 2.8043 | 3.4528 | 4.2599 | 3.7427 | 3.6497 | 1.9823 | 3.6817 | 3.5003 | 3.3735 | 3.0926 | 2.9288 | 3.106 | 4.1812 | 3.4186 | 3.4849 | 4.03 | 4.463 | 4.7726 | 5.0012 | 4.4571 | 3.8991
Portfolio Adjusted1-in-10Size: Over 200kWAll2023August Monthly Peak | Portfolio Adjusted | 1-in-10 | Size: Over 200kW | All | 2023 | August Monthly Peak | 8 | 159.1336 | 155.1158 | 152.0299 | 151.5801 | 158.7172 | 175.6129 | 191.3238 | 207.3573 | 220.6542 | 232.25 | 242.9021 | 245.8926 | 247.8985 | 247.6425 | 245.1168 | 238.8861 | 230.7211 | 220.6755 | 208.5476 | 201.6593 | 195.8225 | 185.7574 | 177.4724 | 169.7897 | 0.070364 | 0.62237 | 0.43796 | 0.85979 | 0.39229 | 1.0063 | -1.2466 | 1.0174 | 2.2285 | 2.4262 | 6.2391 | 21.0622 | 21.4244 | 19.8307 | 18.9426 | 19.8109 | 19.7956 | 17.603 | 7.9269 | 5.0592 | 3.5831 | 2.587 | 2.7203 | 2.6792 | 73.8303 | 72.9229 | 72.3229 | 71.958 | 70.9941 | 70.7941 | 70.7099 | 72.0183 | 76.2935 | 80.173 | 84.3486 | 85.9582 | 87.8751 | 86.5137 | 86.7801 | 87.1861 | 86.6116 | 86.0923 | 83.5624 | 80.9637 | 77.9686 | 75.9133 | 75.3098 | 74.8469 | 3.2785 | 2.6209 | 2.1966 | 2.8753 | 3.5371 | 4.3855 | 3.8647 | 3.7456 | 2.0457 | 3.7993 | 3.6206 | 3.4976 | 3.2095 | 3.0415 | 3.2313 | 4.3223 | 3.5182 | 3.6093 | 4.1924 | 4.6733 | 4.9479 | 5.1683 | 4.5941 | 4.0121
Portfolio Adjusted1-in-10Size: Over 200kWAll2023September Monthly Peak | Portfolio Adjusted | 1-in-10 | Size: Over 200kW | All | 2023 | September Monthly Peak | 9 | 157.2361 | 153.3464 | 150.4933 | 150.4209 | 158.8189 | 175.9969 | 195.4643 | 212.0154 | 229.2773 | 244.4033 | 255.6588 | 259.2058 | 260.9884 | 259.9364 | 256.3718 | 247.5278 | 235.9354 | 224.8752 | 213.4084 | 208.227 | 198.7966 | 186.9552 | 177.1172 | 169.1311 | 0.12415 | 0.61598 | 0.49415 | 0.9415 | 0.55382 | 1.3447 | -0.99318 | 1.549 | 2.7546 | 2.7544 | 6.7724 | 22.6037 | 23.0441 | 21.2793 | 20.253 | 21.1963 | 20.8995 | 18.7092 | 8.816 | 5.64 | 3.8714 | 2.8381 | 2.9468 | 2.8473 | 71.9912 | 71.7894 | 71.3421 | 70.943 | 70.8947 | 70.3903 | 71.9474 | 72.5526 | 77.3203 | 83.1755 | 87.6537 | 90.4564 | 90.4652 | 91.009 | 90.6537 | 90.5484 | 90.987 | 89.3861 | 87.5308 | 82.5088 | 79.9474 | 78.2938 | 76.6974 | 75.2938 | 3.236 | 2.5883 | 2.1721 | 2.8503 | 3.5356 | 4.3905 | 3.9442 | 3.8257 | 2.1234 | 3.9939 | 3.8068 | 3.6831 | 3.3754 | 3.1891 | 3.3761 | 4.4739 | 3.5939 | 3.6741 | 4.2855 | 4.8204 | 5.0177 | 5.1962 | 4.5801 | 3.9923
Portfolio Adjusted1-in-10Size: Over 200kWAll2023October Monthly Peak | Portfolio Adjusted | 1-in-10 | Size: Over 200kW | All | 2023 | October Monthly Peak | 10 | 155.0967 | 151.1013 | 147.9036 | 147.0252 | 153.829 | 167.6105 | 185.4723 | 201.3048 | 215.7397 | 228.4861 | 240.4551 | 245.431 | 247.8149 | 249.6624 | 246.8557 | 238.6638 | 227.8933 | 216.3907 | 206.6861 | 198.6343 | 189.8776 | 178.7212 | 171.0594 | 164.482 | -0.020613 | 0.6051 | 0.32745 | 0.69112 | 0.12163 | 0.43058 | -1.6489 | 0.1881 | 1.4952 | 2.0754 | 5.8561 | 20.3939 | 20.6495 | 19.2546 | 18.3746 | 18.7251 | 18.5031 | 16.0329 | 6.7269 | 4.3264 | 3.1046 | 2.1182 | 2.2511 | 2.3081 | 69.851 | 68.4356 | 67.8058 | 67.5438 | 66.1959 | 65.6507 | 65.3331 | 66.7604 | 71.6243 | 77.9224 | 83.6784 | 85.6361 | 87.6696 | 88.5687 | 87.9271 | 86.2119 | 86.0657 | 85.0688 | 82.0934 | 79.497 | 76.2575 | 73.434 | 72.1389 | 71.0484 | 3.2285 | 2.5797 | 2.1592 | 2.8179 | 3.4638 | 4.2292 | 3.7855 | 3.6741 | 2.0209 | 3.7766 | 3.6215 | 3.5274 | 3.2418 | 3.0982 | 3.2881 | 4.3632 | 3.5112 | 3.576 | 4.1982 | 4.651 | 4.8476 | 5.0243 | 4.4742 | 3.9271
Portfolio Adjusted1-in-10Size: Over 200kWAll2023November Monthly Peak | Portfolio Adjusted | 1-in-10 | Size: Over 200kW | All | 2023 | November Monthly Peak | 11 | 144.3725 | 140.8023 | 138.2056 | 138.0126 | 145.0025 | 157.1219 | 172.0238 | 188.7771 | 202.1365 | 213.969 | 224.9232 | 229.0542 | 231.5993 | 233.6277 | 230.9675 | 222.2344 | 212.1465 | 202.4563 | 188.844 | 179.8683 | 174.1346 | 165.1208 | 158.2129 | 152.5039 | -0.1294 | 0.56242 | 0.18366 | 0.47079 | -0.20889 | -0.25574 | -2.0715 | -0.81893 | 0.55069 | 1.5564 | 5.0803 | 18.2542 | 18.3461 | 17.1014 | 16.3198 | 16.1169 | 15.9274 | 13.475 | 4.7766 | 3.1281 | 2.3971 | 1.5022 | 1.6267 | 1.7865 | 65.028 | 64.4666 | 62.5942 | 62.1845 | 61.9158 | 61.1893 | 60.6494 | 62.3383 | 68.6152 | 75.1511 | 80.6069 | 84.6455 | 85.9553 | 85.7067 | 85.4948 | 84.3393 | 83.0504 | 77.9217 | 74.4666 | 70.9136 | 69.1088 | 66.6198 | 65.345 | 64.1594 | 3.0942 | 2.475 | 2.0773 | 2.7235 | 3.3617 | 4.0819 | 3.6149 | 3.5474 | 1.9495 | 3.6413 | 3.4878 | 3.3894 | 3.1193 | 2.985 | 3.1675 | 4.183 | 3.3653 | 3.4447 | 3.9493 | 4.3363 | 4.5772 | 4.7793 | 4.2606 | 3.7489
Portfolio Adjusted1-in-10Size: Over 200kWAll2023December Monthly Peak | Portfolio Adjusted | 1-in-10 | Size: Over 200kW | All | 2023 | December Monthly Peak | 12 | 125.3544 | 123.0056 | 122.0707 | 122.1347 | 128.1002 | 138.1089 | 152.4375 | 163.6544 | 168.736 | 169.9429 | 169.8186 | 166.146 | 164.0464 | 161.5559 | 159.0627 | 156.4572 | 156.5208 | 158.0618 | 153.9709 | 148.8324 | 145.0994 | 139.843 | 134.5145 | 130.1397 | -0.70877 | 0.48354 | -0.5112 | -0.56501 | -1.966 | -3.8373 | -4.8304 | -6.088 | -3.9642 | -0.68057 | 1.9649 | 9.7196 | 8.7907 | 7.8755 | 7.4952 | 5.5577 | 5.7859 | 3.0973 | -3.0652 | -1.4837 | -0.34018 | -1.1285 | -1.0299 | -0.35632 | 49.4868 | 48.9868 | 48.0833 | 47.535 | 47.4868 | 46.8903 | 46.4868 | 47.1885 | 49.0921 | 51.6447 | 53.1491 | 53.6974 | 54.5965 | 55.5965 | 55.7018 | 55.7456 | 55.1447 | 53.1359 | 51.6359 | 51.3333 | 50.228 | 50.285 | 48.9824 | 48.5306 | 3.9397 | 3.1706 | 2.6906 | 3.5342 | 4.3549 | 5.2614 | 4.6973 | 4.5096 | 2.3864 | 4.2409 | 3.8615 | 3.6052 | 3.24 | 3.0269 | 3.1988 | 4.3185 | 3.6409 | 3.9437 | 4.7218 | 5.2615 | 5.5929 | 5.9355 | 5.312 | 4.6912
Portfolio Adjusted1-in-10Size: Over 200kWAll2023Typical Event Day | Portfolio Adjusted | 1-in-10 | Size: Over 200kW | All | 2023 | Typical Event Day | 8 | 157.9838 | 154.0378 | 150.9647 | 150.5319 | 157.4909 | 174.1059 | 189.7563 | 205.5651 | 218.2009 | 228.8804 | 238.7257 | 241.4589 | 243.3884 | 243.3771 | 241.11 | 235.0518 | 227.2348 | 217.4088 | 205.7936 | 199.2193 | 193.7297 | 183.9768 | 175.8032 | 168.1969 | 0.029906 | 0.61752 | 0.39063 | 0.78954 | 0.27284 | 0.75566 | -1.4345 | 0.64955 | 1.8997 | 2.2538 | 5.9921 | 20.4104 | 20.7031 | 19.1729 | 18.3313 | 19.0307 | 19.0361 | 16.7998 | 7.3278 | 4.7083 | 3.379 | 2.3944 | 2.5271 | 2.5249 | 71.1486 | 70.3126 | 69.8622 | 69.6057 | 69.3636 | 69.1118 | 69.5474 | 71.6054 | 75.2338 | 79.4713 | 83.3793 | 85.7733 | 86.8673 | 87.1479 | 86.8212 | 86.6373 | 85.8733 | 84.3671 | 82.8469 | 80.2106 | 77.4107 | 75.2897 | 74.0643 | 73.1671 | 3.2654 | 2.6112 | 2.1883 | 2.8647 | 3.5212 | 4.362 | 3.8455 | 3.7253 | 2.0295 | 3.7563 | 3.57 | 3.4457 | 3.1613 | 2.9988 | 3.1888 | 4.2667 | 3.4763 | 3.5674 | 4.1505 | 4.6317 | 4.9109 | 5.1354 | 4.5657 | 3.9874
Portfolio Adjusted1-in-10Size: Over 200kWAll2024January Monthly Peak | Portfolio Adjusted | 1-in-10 | Size: Over 200kW | All | 2024 | January Monthly Peak | 1 | 123.3148 | 120.4404 | 119.8872 | 120.4506 | 127.6845 | 139.4856 | 156.7147 | 169.2608 | 173.0048 | 172.9183 | 173.2168 | 168.7485 | 166.8105 | 163.9637 | 160.1852 | 157.2589 | 156.149 | 156.6622 | 153.7317 | 148.1621 | 144.4655 | 139.1306 | 134.3639 | 130.0397 | -0.75151 | 0.47275 | -0.56324 | -0.64679 | -2.1239 | -4.2131 | -5.2507 | -6.8112 | -4.4841 | -0.87291 | 1.8276 | 9.541 | 8.5433 | 7.622 | 7.1993 | 5.0479 | 5.2216 | 2.3892 | -3.7034 | -1.8521 | -0.55401 | -1.3437 | -1.2518 | -0.52991 | 45.8771 | 44.8771 | 44.1753 | 42.7806 | 41.9824 | 41.2324 | 40.9341 | 41.3815 | 45.6009 | 50.5044 | 53.7588 | 55.5088 | 57.1053 | 57.057 | 57.2544 | 56.5482 | 55.9429 | 54.4868 | 53.1841 | 50.7806 | 49.8771 | 49.2762 | 49.1359 | 48.785 | 4.031 | 3.2289 | 2.7484 | 3.6252 | 4.5148 | 5.5268 | 5.0227 | 4.8511 | 2.5448 | 4.4881 | 4.0966 | 3.8085 | 3.4266 | 3.1952 | 3.3505 | 4.5146 | 3.7779 | 4.0655 | 4.9034 | 5.4478 | 5.7917 | 6.142 | 5.5187 | 4.8755
Portfolio Adjusted1-in-10Size: Over 200kWAll2024February Monthly Peak | Portfolio Adjusted | 1-in-10 | Size: Over 200kW | All | 2024 | February Monthly Peak | 2 | 128.1646 | 124.8689 | 123.3266 | 123.9358 | 130.1428 | 141.6208 | 158.8627 | 169.7396 | 174.9042 | 176.2328 | 179.0362 | 177.3762 | 177.6364 | 176.9309 | 174.5667 | 169.4951 | 164.8085 | 164.1962 | 161.9665 | 155.9868 | 151.986 | 145.3609 | 139.1882 | 134.2747 | -0.63846 | 0.49198 | -0.42029 | -0.43255 | -1.7416 | -3.4112 | -4.5928 | -5.5259 | -3.4609 | -0.42481 | 2.3503 | 10.9079 | 10.1624 | 9.2366 | 8.8065 | 6.9073 | 6.9801 | 4.3074 | -2.1896 | -0.95182 | -0.010229 | -0.82029 | -0.7128 | -0.093344 | 54.3377 | 54.1359 | 53.5394 | 53.1359 | 53.5877 | 53.285 | 53.7368 | 53.6403 | 53.5921 | 54.0482 | 54.9474 | 55.4474 | 56.7938 | 55.3421 | 54.443 | 53.3421 | 51.0921 | 49.7894 | 48.7412 | 49.4912 | 49.2412 | 48.9868 | 49.2412 | 48.6885 | 3.7906 | 3.0289 | 2.5581 | 3.375 | 4.1636 | 5.0772 | 4.6068 | 4.4017 | 2.3278 | 4.1387 | 3.8311 | 3.6221 | 3.3016 | 3.1196 | 3.3037 | 4.4026 | 3.6078 | 3.8553 | 4.6742 | 5.1895 | 5.5131 | 5.8061 | 5.1726 | 4.555
Portfolio Adjusted1-in-10Size: Over 200kWAll2024March Monthly Peak | Portfolio Adjusted | 1-in-10 | Size: Over 200kW | All | 2024 | March Monthly Peak | 3 | 136.6026 | 133.1375 | 130.4598 | 129.4635 | 133.9844 | 146.5619 | 165.3667 | 178.5221 | 186.6473 | 192.3588 | 199.4621 | 201.6771 | 203.7491 | 206.4022 | 205.2255 | 198.2921 | 190.057 | 181.8196 | 174.5206 | 171.5481 | 167.2238 | 159.5365 | 151.6629 | 144.7741 | -0.35649 | 0.52877 | -0.085817 | 0.066896 | -0.86405 | -1.6191 | -3.1613 | -2.8872 | -1.2538 | 0.61787 | 3.7139 | 14.5331 | 14.2594 | 13.291 | 12.7613 | 11.7384 | 11.6604 | 9.0265 | 1.5734 | 1.2931 | 1.3318 | 0.46508 | 0.57958 | 0.94241 | 58.9824 | 57.6797 | 56.0306 | 55.9341 | 55.8377 | 55.193 | 54.8947 | 56.3991 | 62.057 | 66.9123 | 71.6097 | 74.9562 | 77.7588 | 78.4035 | 73.8641 | 72.75 | 72.3509 | 71.4474 | 69.785 | 66.0306 | 64.7806 | 63.228 | 62.6315 | 61.228 | 3.2811 | 2.6227 | 2.1976 | 2.8631 | 3.4811 | 4.2671 | 3.8944 | 3.7596 | 2.0174 | 3.6686 | 3.4663 | 3.3445 | 3.0754 | 2.9555 | 3.1542 | 4.1829 | 3.3788 | 3.467 | 4.0902 | 4.6348 | 4.9261 | 5.175 | 4.5772 | 3.9884
Portfolio Adjusted1-in-10Size: Over 200kWAll2024April Monthly Peak | Portfolio Adjusted | 1-in-10 | Size: Over 200kW | All | 2024 | April Monthly Peak | 4 | 145.4897 | 141.0138 | 138.201 | 136.9771 | 142.3272 | 155.8949 | 171.795 | 186.9273 | 200.1735 | 212.3941 | 223.4563 | 227.7823 | 230.2947 | 231.8526 | 228.4776 | 220.3859 | 209.7257 | 198.653 | 186.3179 | 183.0703 | 179.1786 | 170.9881 | 162.9841 | 156.0679 | -0.069851 | 0.56405 | 0.25033 | 0.56355 | -0.031908 | 0.10291 | -1.7736 | -0.27361 | 1.0044 | 1.7544 | 5.2625 | 18.5751 | 18.7589 | 17.4674 | 16.6142 | 16.696 | 16.4448 | 14.0379 | 5.4494 | 3.6219 | 2.719 | 1.8123 | 1.9315 | 2.0255 | 65.3273 | 63.9808 | 62.6812 | 63.2005 | 62.2005 | 61.854 | 61.2412 | 65.0132 | 72.1451 | 78.237 | 83.3877 | 87.0791 | 88.3201 | 88.3789 | 88.1096 | 87.718 | 87.1942 | 85.4199 | 83.1053 | 78.3539 | 74.8993 | 72.7443 | 69.7555 | 67.823 | 3.0627 | 2.4346 | 2.0403 | 2.6549 | 3.2409 | 3.9779 | 3.5458 | 3.4501 | 1.8962 | 3.5502 | 3.4034 | 3.3106 | 3.0465 | 2.9096 | 3.0776 | 4.0744 | 3.2677 | 3.3199 | 3.8271 | 4.3349 | 4.626 | 4.8611 | 4.311 | 3.7682
Portfolio Adjusted1-in-10Size: Over 200kWAll2024May Monthly Peak | Portfolio Adjusted | 1-in-10 | Size: Over 200kW | All | 2024 | May Monthly Peak | 5 | 145.1934 | 141.5604 | 138.6838 | 138.2371 | 144.5155 | 158.4997 | 173.5906 | 192.038 | 208.3714 | 220.9114 | 231.2162 | 235.3129 | 236.8785 | 236.7198 | 232.7791 | 224.2944 | 213.4108 | 202.3519 | 189.9162 | 185.6906 | 182.0394 | 171.8907 | 164.1461 | 156.7584 | -0.02392 | 0.56683 | 0.30192 | 0.64238 | 0.10081 | 0.37943 | -1.5661 | 0.13721 | 1.4076 | 1.9899 | 5.614 | 19.5198 | 19.6976 | 18.2177 | 17.2902 | 17.5422 | 17.2728 | 14.9292 | 6.1236 | 4.0105 | 2.9568 | 2.0175 | 2.1404 | 2.1846 | 68.5833 | 67.9341 | 67.3903 | 66.8421 | 65.9912 | 65.3903 | 64.7894 | 67.9562 | 75.2282 | 80.2808 | 85.0747 | 87.6799 | 87.2326 | 86.2282 | 86.0791 | 84.9738 | 82.7676 | 81.1667 | 80.807 | 78.7588 | 74.1009 | 70.943 | 69.6447 | 68.6403 | 3.0251 | 2.4189 | 2.0264 | 2.6518 | 3.2569 | 4.0028 | 3.5461 | 3.508 | 1.9536 | 3.6546 | 3.4854 | 3.3849 | 3.1014 | 2.9402 | 3.1033 | 4.1041 | 3.291 | 3.3469 | 3.8609 | 4.3518 | 4.6516 | 4.8365 | 4.2971 | 3.746
Portfolio Adjusted1-in-10Size: Over 200kWAll2024June Monthly Peak | Portfolio Adjusted | 1-in-10 | Size: Over 200kW | All | 2024 | June Monthly Peak | 6 | 149.0273 | 145.0265 | 142.2548 | 141.2661 | 147.192 | 160.4462 | 174.8975 | 193.1474 | 206.0515 | 216.9564 | 226.962 | 230.3672 | 231.2484 | 230.9616 | 227.791 | 220.9292 | 213.1445 | 202.725 | 191.6314 | 184.7844 | 181.8545 | 173.0188 | 165.8292 | 158.6509 | -0.11291 | 0.57956 | 0.2119 | 0.51497 | -0.1524 | -0.13887 | -2.006 | -0.65294 | 0.71876 | 1.6494 | 5.1992 | 18.5011 | 18.491 | 17.0708 | 16.2516 | 16.2604 | 16.239 | 13.7703 | 5.0995 | 3.3609 | 2.5888 | 1.6606 | 1.7917 | 1.9253 | 66.7293 | 64.7398 | 64.3362 | 64.1752 | 64.2234 | 64.0699 | 64.541 | 69.1007 | 72.361 | 75.6726 | 79.1903 | 81.3409 | 82.9447 | 83.5909 | 82.1228 | 82.8803 | 82.6184 | 80.4196 | 78.9301 | 77.3611 | 75.2663 | 72.5482 | 70.9474 | 69.4793 | 3.1733 | 2.5327 | 2.1244 | 2.7696 | 3.3903 | 4.1412 | 3.6515 | 3.606 | 1.9744 | 3.6682 | 3.4966 | 3.3868 | 3.0944 | 2.9318 | 3.1037 | 4.1315 | 3.3592 | 3.427 | 3.9816 | 4.4259 | 4.7492 | 4.9755 | 4.4368 | 3.8747
Portfolio Adjusted1-in-10Size: Over 200kWAll2024July Monthly Peak | Portfolio Adjusted | 1-in-10 | Size: Over 200kW | All | 2024 | July Monthly Peak | 7 | 154.647 | 151.0707 | 147.946 | 147.5692 | 154.6575 | 170.2738 | 184.9517 | 201.6828 | 213.4387 | 224.6606 | 234.4038 | 236.741 | 238.4381 | 238.0392 | 235.1824 | 230.6745 | 223.79 | 212.6861 | 200.1117 | 192.2397 | 188.5431 | 179.4281 | 171.8684 | 164.7072 | 0.04377 | 0.60581 | 0.39889 | 0.79737 | 0.31031 | 0.82678 | -1.3266 | 0.76786 | 1.9685 | 2.2622 | 5.9345 | 20.1104 | 20.4024 | 18.867 | 17.9897 | 18.8444 | 18.9156 | 16.6316 | 7.3037 | 4.6469 | 3.3483 | 2.3959 | 2.5312 | 2.5194 | 72.0438 | 71.7982 | 71.4474 | 71.3465 | 71.3421 | 71.193 | 70.9912 | 72.75 | 74.9606 | 78.8641 | 82.3247 | 85.3379 | 86.1844 | 87.4782 | 87.7282 | 85.9344 | 83.2764 | 81.5703 | 81.3641 | 80.0088 | 76.4606 | 74.4035 | 73.3026 | 73.0482 | 3.1918 | 2.5572 | 2.1415 | 2.8043 | 3.4528 | 4.2599 | 3.7427 | 3.6497 | 1.9823 | 3.6817 | 3.5003 | 3.3735 | 3.0926 | 2.9288 | 3.106 | 4.1812 | 3.4186 | 3.4849 | 4.03 | 4.463 | 4.7726 | 5.0012 | 4.4571 | 3.8991
Portfolio Adjusted1-in-10Size: Over 200kWAll2024August Monthly Peak | Portfolio Adjusted | 1-in-10 | Size: Over 200kW | All | 2024 | August Monthly Peak | 8 | 159.1336 | 155.1158 | 152.0299 | 151.5801 | 158.7172 | 175.6129 | 191.3238 | 207.3573 | 220.6542 | 232.25 | 242.9021 | 245.8926 | 247.8985 | 247.6425 | 245.1168 | 238.8861 | 230.7211 | 220.6755 | 208.5476 | 201.6593 | 195.8225 | 185.7574 | 177.4724 | 169.7897 | 0.070364 | 0.62237 | 0.43796 | 0.85979 | 0.39229 | 1.0063 | -1.2466 | 1.0174 | 2.2285 | 2.4262 | 6.2391 | 21.0622 | 21.4244 | 19.8307 | 18.9426 | 19.8109 | 19.7956 | 17.603 | 7.9269 | 5.0592 | 3.5831 | 2.587 | 2.7203 | 2.6792 | 73.8303 | 72.9229 | 72.3229 | 71.958 | 70.9941 | 70.7941 | 70.7099 | 72.0183 | 76.2935 | 80.173 | 84.3486 | 85.9582 | 87.8751 | 86.5137 | 86.7801 | 87.1861 | 86.6116 | 86.0923 | 83.5624 | 80.9637 | 77.9686 | 75.9133 | 75.3098 | 74.8469 | 3.2785 | 2.6209 | 2.1966 | 2.8753 | 3.5371 | 4.3855 | 3.8647 | 3.7456 | 2.0457 | 3.7993 | 3.6206 | 3.4976 | 3.2095 | 3.0415 | 3.2313 | 4.3223 | 3.5182 | 3.6093 | 4.1924 | 4.6733 | 4.9479 | 5.1683 | 4.5941 | 4.0121
Portfolio Adjusted1-in-10Size: Over 200kWAll2024September Monthly Peak | Portfolio Adjusted | 1-in-10 | Size: Over 200kW | All | 2024 | September Monthly Peak | 9 | 157.2361 | 153.3464 | 150.4933 | 150.4209 | 158.8189 | 175.9969 | 195.4643 | 212.0154 | 229.2773 | 244.4033 | 255.6588 | 259.2058 | 260.9884 | 259.9364 | 256.3718 | 247.5278 | 235.9354 | 224.8753 | 213.4084 | 208.227 | 198.7966 | 186.9552 | 177.1172 | 169.1311 | 0.12415 | 0.61598 | 0.49415 | 0.9415 | 0.55382 | 1.3447 | -0.99318 | 1.549 | 2.7546 | 2.7544 | 6.7724 | 22.6037 | 23.0441 | 21.2793 | 20.253 | 21.1963 | 20.8995 | 18.7092 | 8.816 | 5.64 | 3.8714 | 2.8381 | 2.9468 | 2.8473 | 71.9912 | 71.7894 | 71.3421 | 70.943 | 70.8947 | 70.3903 | 71.9474 | 72.5526 | 77.3203 | 83.1755 | 87.6537 | 90.4564 | 90.4652 | 91.009 | 90.6537 | 90.5484 | 90.987 | 89.3861 | 87.5308 | 82.5088 | 79.9474 | 78.2938 | 76.6974 | 75.2938 | 3.236 | 2.5883 | 2.1721 | 2.8503 | 3.5356 | 4.3905 | 3.9442 | 3.8257 | 2.1234 | 3.9939 | 3.8068 | 3.6831 | 3.3754 | 3.1891 | 3.3761 | 4.4739 | 3.5939 | 3.6741 | 4.2855 | 4.8204 | 5.0177 | 5.1962 | 4.5801 | 3.9923
Portfolio Adjusted1-in-10Size: Over 200kWAll2024October Monthly Peak | Portfolio Adjusted | 1-in-10 | Size: Over 200kW | All | 2024 | October Monthly Peak | 10 | 155.0967 | 151.1013 | 147.9036 | 147.0252 | 153.829 | 167.6105 | 185.4723 | 201.3048 | 215.7397 | 228.4861 | 240.4552 | 245.431 | 247.8149 | 249.6624 | 246.8557 | 238.6638 | 227.8933 | 216.3907 | 206.6861 | 198.6343 | 189.8776 | 178.7212 | 171.0594 | 164.482 | -0.020613 | 0.6051 | 0.32745 | 0.69112 | 0.12163 | 0.43058 | -1.6489 | 0.1881 | 1.4952 | 2.0754 | 5.8561 | 20.3939 | 20.6495 | 19.2546 | 18.3746 | 18.7251 | 18.5031 | 16.0329 | 6.7269 | 4.3264 | 3.1046 | 2.1182 | 2.2511 | 2.3081 | 69.851 | 68.4356 | 67.8058 | 67.5438 | 66.1959 | 65.6507 | 65.3331 | 66.7604 | 71.6243 | 77.9224 | 83.6784 | 85.6361 | 87.6696 | 88.5687 | 87.9271 | 86.2119 | 86.0657 | 85.0688 | 82.0934 | 79.497 | 76.2575 | 73.434 | 72.1389 | 71.0484 | 3.2285 | 2.5797 | 2.1592 | 2.8179 | 3.4638 | 4.2292 | 3.7855 | 3.6741 | 2.0209 | 3.7766 | 3.6215 | 3.5274 | 3.2418 | 3.0982 | 3.2881 | 4.3632 | 3.5112 | 3.576 | 4.1982 | 4.651 | 4.8476 | 5.0243 | 4.4742 | 3.9271
Portfolio Adjusted1-in-10Size: Over 200kWAll2024November Monthly Peak | Portfolio Adjusted | 1-in-10 | Size: Over 200kW | All | 2024 | November Monthly Peak | 11 | 144.3725 | 140.8023 | 138.2056 | 138.0126 | 145.0025 | 157.1219 | 172.0238 | 188.7772 | 202.1366 | 213.969 | 224.9232 | 229.0542 | 231.5993 | 233.6277 | 230.9675 | 222.2344 | 212.1465 | 202.4563 | 188.844 | 179.8683 | 174.1346 | 165.1208 | 158.2129 | 152.5039 | -0.1294 | 0.56242 | 0.18366 | 0.47079 | -0.20889 | -0.25574 | -2.0715 | -0.81893 | 0.55069 | 1.5564 | 5.0803 | 18.2542 | 18.3461 | 17.1014 | 16.3198 | 16.1169 | 15.9274 | 13.475 | 4.7766 | 3.1281 | 2.3971 | 1.5022 | 1.6267 | 1.7865 | 65.028 | 64.4666 | 62.5942 | 62.1845 | 61.9158 | 61.1893 | 60.6494 | 62.3383 | 68.6152 | 75.1511 | 80.6069 | 84.6455 | 85.9553 | 85.7067 | 85.4948 | 84.3393 | 83.0504 | 77.9217 | 74.4666 | 70.9136 | 69.1088 | 66.6198 | 65.345 | 64.1594 | 3.0942 | 2.475 | 2.0773 | 2.7235 | 3.3617 | 4.0819 | 3.6149 | 3.5474 | 1.9495 | 3.6413 | 3.4878 | 3.3894 | 3.1193 | 2.985 | 3.1675 | 4.183 | 3.3653 | 3.4447 | 3.9493 | 4.3363 | 4.5772 | 4.7793 | 4.2606 | 3.7489
Portfolio Adjusted1-in-10Size: Over 200kWAll2024December Monthly Peak | Portfolio Adjusted | 1-in-10 | Size: Over 200kW | All | 2024 | December Monthly Peak | 12 | 125.3544 | 123.0056 | 122.0707 | 122.1347 | 128.1002 | 138.1089 | 152.4375 | 163.6544 | 168.736 | 169.9429 | 169.8186 | 166.146 | 164.0464 | 161.5559 | 159.0627 | 156.4572 | 156.5208 | 158.0618 | 153.9709 | 148.8324 | 145.0994 | 139.843 | 134.5145 | 130.1397 | -0.70877 | 0.48354 | -0.5112 | -0.56501 | -1.966 | -3.8373 | -4.8304 | -6.088 | -3.9642 | -0.68057 | 1.9649 | 9.7196 | 8.7907 | 7.8755 | 7.4952 | 5.5577 | 5.7859 | 3.0973 | -3.0652 | -1.4838 | -0.34018 | -1.1285 | -1.0299 | -0.35632 | 49.4868 | 48.9868 | 48.0833 | 47.535 | 47.4868 | 46.8903 | 46.4868 | 47.1885 | 49.0921 | 51.6447 | 53.1491 | 53.6974 | 54.5965 | 55.5965 | 55.7018 | 55.7456 | 55.1447 | 53.1359 | 51.6359 | 51.3333 | 50.228 | 50.285 | 48.9824 | 48.5306 | 3.9397 | 3.1706 | 2.6906 | 3.5342 | 4.3549 | 5.2614 | 4.6973 | 4.5096 | 2.3864 | 4.2409 | 3.8615 | 3.6052 | 3.24 | 3.0269 | 3.1988 | 4.3185 | 3.6409 | 3.9437 | 4.7218 | 5.2615 | 5.5929 | 5.9355 | 5.312 | 4.6912
Portfolio Adjusted1-in-10Size: Over 200kWAll2024Typical Event Day | Portfolio Adjusted | 1-in-10 | Size: Over 200kW | All | 2024 | Typical Event Day | 8 | 157.9838 | 154.0378 | 150.9647 | 150.5319 | 157.4909 | 174.1059 | 189.7563 | 205.5651 | 218.2009 | 228.8805 | 238.7257 | 241.4589 | 243.3884 | 243.3771 | 241.1099 | 235.0518 | 227.2348 | 217.4088 | 205.7936 | 199.2193 | 193.7297 | 183.9768 | 175.8032 | 168.1969 | 0.029906 | 0.61752 | 0.39063 | 0.78954 | 0.27284 | 0.75566 | -1.4345 | 0.64955 | 1.8997 | 2.2538 | 5.9921 | 20.4104 | 20.7031 | 19.1729 | 18.3313 | 19.0307 | 19.0361 | 16.7998 | 7.3278 | 4.7083 | 3.379 | 2.3944 | 2.5271 | 2.5249 | 71.1486 | 70.3126 | 69.8622 | 69.6057 | 69.3636 | 69.1118 | 69.5474 | 71.6054 | 75.2338 | 79.4713 | 83.3793 | 85.7733 | 86.8673 | 87.1479 | 86.8212 | 86.6373 | 85.8733 | 84.3671 | 82.8469 | 80.2106 | 77.4107 | 75.2897 | 74.0643 | 73.1671 | 3.2654 | 2.6112 | 2.1883 | 2.8647 | 3.5212 | 4.362 | 3.8455 | 3.7253 | 2.0295 | 3.7563 | 3.57 | 3.4457 | 3.1613 | 2.9988 | 3.1888 | 4.2667 | 3.4763 | 3.5674 | 4.1505 | 4.6317 | 4.9109 | 5.1354 | 4.5657 | 3.9874
Portfolio Adjusted1-in-10Size: Over 200kWAll2025January Monthly Peak | Portfolio Adjusted | 1-in-10 | Size: Over 200kW | All | 2025 | January Monthly Peak | 1 | 123.3148 | 120.4404 | 119.8872 | 120.4506 | 127.6845 | 139.4856 | 156.7147 | 169.2608 | 173.0048 | 172.9183 | 173.2168 | 168.7485 | 166.8105 | 163.9637 | 160.1852 | 157.2589 | 156.149 | 156.6622 | 153.7317 | 148.1621 | 144.4655 | 139.1306 | 134.3639 | 130.0397 | -0.75151 | 0.47275 | -0.56324 | -0.64679 | -2.1239 | -4.2131 | -5.2507 | -6.8112 | -4.4841 | -0.87291 | 1.8276 | 9.541 | 8.5433 | 7.622 | 7.1993 | 5.0479 | 5.2216 | 2.3892 | -3.7034 | -1.8521 | -0.55401 | -1.3437 | -1.2518 | -0.52991 | 45.8771 | 44.8771 | 44.1753 | 42.7806 | 41.9824 | 41.2324 | 40.9341 | 41.3815 | 45.6009 | 50.5044 | 53.7588 | 55.5088 | 57.1053 | 57.057 | 57.2544 | 56.5482 | 55.943 | 54.4868 | 53.1841 | 50.7806 | 49.8771 | 49.2762 | 49.1359 | 48.785 | 4.031 | 3.2289 | 2.7484 | 3.6252 | 4.5148 | 5.5268 | 5.0227 | 4.8511 | 2.5448 | 4.4881 | 4.0966 | 3.8085 | 3.4266 | 3.1952 | 3.3505 | 4.5146 | 3.7779 | 4.0655 | 4.9034 | 5.4478 | 5.7917 | 6.142 | 5.5187 | 4.8755
Portfolio Adjusted1-in-10Size: Over 200kWAll2025February Monthly Peak | Portfolio Adjusted | 1-in-10 | Size: Over 200kW | All | 2025 | February Monthly Peak | 2 | 128.1646 | 124.8689 | 123.3266 | 123.9358 | 130.1428 | 141.6208 | 158.8627 | 169.7396 | 174.9042 | 176.2328 | 179.0362 | 177.3762 | 177.6364 | 176.9309 | 174.5667 | 169.4951 | 164.8085 | 164.1962 | 161.9665 | 155.9868 | 151.986 | 145.3609 | 139.1882 | 134.2747 | -0.63846 | 0.49198 | -0.42029 | -0.43255 | -1.7416 | -3.4112 | -4.5928 | -5.5259 | -3.4609 | -0.42481 | 2.3503 | 10.9079 | 10.1624 | 9.2366 | 8.8065 | 6.9073 | 6.9801 | 4.3074 | -2.1896 | -0.95182 | -0.010229 | -0.82029 | -0.7128 | -0.093344 | 54.3377 | 54.1359 | 53.5394 | 53.1359 | 53.5877 | 53.285 | 53.7368 | 53.6403 | 53.5921 | 54.0482 | 54.9474 | 55.4474 | 56.7938 | 55.3421 | 54.443 | 53.3421 | 51.0921 | 49.7894 | 48.7412 | 49.4912 | 49.2412 | 48.9868 | 49.2412 | 48.6886 | 3.7906 | 3.0289 | 2.5581 | 3.375 | 4.1636 | 5.0772 | 4.6068 | 4.4017 | 2.3278 | 4.1387 | 3.8311 | 3.6221 | 3.3016 | 3.1196 | 3.3037 | 4.4026 | 3.6078 | 3.8553 | 4.6742 | 5.1895 | 5.5131 | 5.8061 | 5.1726 | 4.555
Portfolio Adjusted1-in-10Size: Over 200kWAll2025March Monthly Peak | Portfolio Adjusted | 1-in-10 | Size: Over 200kW | All | 2025 | March Monthly Peak | 3 | 136.6026 | 133.1375 | 130.4598 | 129.4635 | 133.9844 | 146.5619 | 165.3667 | 178.5221 | 186.6473 | 192.3588 | 199.4621 | 201.677 | 203.7491 | 206.4022 | 205.2255 | 198.2921 | 190.057 | 181.8196 | 174.5206 | 171.5481 | 167.2238 | 159.5365 | 151.6629 | 144.7741 | -0.35649 | 0.52877 | -0.085817 | 0.066896 | -0.86405 | -1.6191 | -3.1613 | -2.8872 | -1.2538 | 0.61787 | 3.7139 | 14.5331 | 14.2594 | 13.291 | 12.7613 | 11.7384 | 11.6604 | 9.0265 | 1.5734 | 1.2931 | 1.3318 | 0.46508 | 0.57958 | 0.94241 | 58.9824 | 57.6797 | 56.0306 | 55.9341 | 55.8377 | 55.193 | 54.8947 | 56.3991 | 62.057 | 66.9123 | 71.6097 | 74.9562 | 77.7588 | 78.4035 | 73.8641 | 72.75 | 72.3509 | 71.4474 | 69.785 | 66.0306 | 64.7806 | 63.228 | 62.6315 | 61.228 | 3.2811 | 2.6227 | 2.1976 | 2.8631 | 3.4811 | 4.2671 | 3.8944 | 3.7596 | 2.0174 | 3.6686 | 3.4663 | 3.3445 | 3.0754 | 2.9555 | 3.1542 | 4.1829 | 3.3788 | 3.467 | 4.0902 | 4.6348 | 4.9261 | 5.175 | 4.5772 | 3.9884
Portfolio Adjusted1-in-10Size: Over 200kWAll2025April Monthly Peak | Portfolio Adjusted | 1-in-10 | Size: Over 200kW | All | 2025 | April Monthly Peak | 4 | 145.4897 | 141.0138 | 138.201 | 136.9771 | 142.3272 | 155.8949 | 171.795 | 186.9273 | 200.1735 | 212.3941 | 223.4563 | 227.7823 | 230.2947 | 231.8526 | 228.4776 | 220.3859 | 209.7257 | 198.653 | 186.3178 | 183.0703 | 179.1786 | 170.9881 | 162.9841 | 156.0679 | -0.069851 | 0.56405 | 0.25033 | 0.56355 | -0.031908 | 0.10291 | -1.7736 | -0.27361 | 1.0044 | 1.7544 | 5.2625 | 18.5751 | 18.7589 | 17.4674 | 16.6142 | 16.696 | 16.4448 | 14.0379 | 5.4494 | 3.6219 | 2.719 | 1.8123 | 1.9315 | 2.0255 | 65.3273 | 63.9808 | 62.6812 | 63.2005 | 62.2005 | 61.854 | 61.2412 | 65.0132 | 72.1451 | 78.237 | 83.3877 | 87.0791 | 88.3201 | 88.3789 | 88.1096 | 87.718 | 87.1942 | 85.4199 | 83.1053 | 78.3539 | 74.8993 | 72.7443 | 69.7555 | 67.823 | 3.0627 | 2.4346 | 2.0403 | 2.6549 | 3.2409 | 3.9779 | 3.5458 | 3.4501 | 1.8962 | 3.5502 | 3.4034 | 3.3106 | 3.0465 | 2.9096 | 3.0776 | 4.0744 | 3.2677 | 3.3199 | 3.8271 | 4.3349 | 4.626 | 4.8611 | 4.311 | 3.7682
Portfolio Adjusted1-in-10Size: Over 200kWAll2025May Monthly Peak | Portfolio Adjusted | 1-in-10 | Size: Over 200kW | All | 2025 | May Monthly Peak | 5 | 145.1934 | 141.5604 | 138.6838 | 138.2371 | 144.5155 | 158.4997 | 173.5906 | 192.038 | 208.3713 | 220.9114 | 231.2162 | 235.3129 | 236.8785 | 236.7198 | 232.7791 | 224.2944 | 213.4108 | 202.3518 | 189.9162 | 185.6906 | 182.0394 | 171.8907 | 164.1461 | 156.7584 | -0.02392 | 0.56683 | 0.30192 | 0.64238 | 0.10081 | 0.37943 | -1.5661 | 0.13721 | 1.4076 | 1.9899 | 5.614 | 19.5198 | 19.6976 | 18.2177 | 17.2902 | 17.5422 | 17.2728 | 14.9292 | 6.1236 | 4.0105 | 2.9568 | 2.0175 | 2.1404 | 2.1846 | 68.5833 | 67.9341 | 67.3903 | 66.8421 | 65.9912 | 65.3903 | 64.7894 | 67.9562 | 75.2282 | 80.2808 | 85.0747 | 87.6799 | 87.2326 | 86.2282 | 86.0791 | 84.9738 | 82.7676 | 81.1667 | 80.807 | 78.7588 | 74.1009 | 70.943 | 69.6447 | 68.6403 | 3.0251 | 2.4189 | 2.0264 | 2.6518 | 3.2569 | 4.0028 | 3.5461 | 3.508 | 1.9536 | 3.6546 | 3.4854 | 3.3849 | 3.1014 | 2.9402 | 3.1033 | 4.1041 | 3.291 | 3.3469 | 3.8609 | 4.3518 | 4.6516 | 4.8365 | 4.2971 | 3.746
Portfolio Adjusted1-in-10Size: Over 200kWAll2025June Monthly Peak | Portfolio Adjusted | 1-in-10 | Size: Over 200kW | All | 2025 | June Monthly Peak | 6 | 149.0273 | 145.0265 | 142.2548 | 141.2661 | 147.192 | 160.4462 | 174.8975 | 193.1474 | 206.0515 | 216.9564 | 226.962 | 230.3672 | 231.2484 | 230.9616 | 227.791 | 220.9292 | 213.1445 | 202.725 | 191.6314 | 184.7844 | 181.8545 | 173.0188 | 165.8292 | 158.6509 | -0.11291 | 0.57956 | 0.2119 | 0.51497 | -0.1524 | -0.13887 | -2.006 | -0.65294 | 0.71876 | 1.6494 | 5.1992 | 18.5011 | 18.491 | 17.0708 | 16.2516 | 16.2604 | 16.239 | 13.7703 | 5.0995 | 3.3609 | 2.5888 | 1.6606 | 1.7917 | 1.9253 | 66.7293 | 64.7398 | 64.3362 | 64.1752 | 64.2234 | 64.0699 | 64.541 | 69.1007 | 72.361 | 75.6726 | 79.1903 | 81.3409 | 82.9447 | 83.5909 | 82.1228 | 82.8803 | 82.6184 | 80.4196 | 78.9301 | 77.3611 | 75.2663 | 72.5482 | 70.9474 | 69.4793 | 3.1733 | 2.5327 | 2.1244 | 2.7696 | 3.3903 | 4.1412 | 3.6515 | 3.606 | 1.9744 | 3.6682 | 3.4966 | 3.3868 | 3.0944 | 2.9318 | 3.1037 | 4.1315 | 3.3592 | 3.427 | 3.9816 | 4.4259 | 4.7492 | 4.9755 | 4.4368 | 3.8747
Portfolio Adjusted1-in-10Size: Over 200kWAll2025July Monthly Peak | Portfolio Adjusted | 1-in-10 | Size: Over 200kW | All | 2025 | July Monthly Peak | 7 | 154.647 | 151.0707 | 147.946 | 147.5692 | 154.6575 | 170.2738 | 184.9516 | 201.6828 | 213.4387 | 224.6606 | 234.4038 | 236.741 | 238.4381 | 238.0392 | 235.1824 | 230.6745 | 223.79 | 212.6861 | 200.1117 | 192.2397 | 188.5431 | 179.4281 | 171.8684 | 164.7072 | 0.04377 | 0.60581 | 0.39889 | 0.79737 | 0.31031 | 0.82678 | -1.3266 | 0.76786 | 1.9685 | 2.2622 | 5.9345 | 20.1104 | 20.4024 | 18.867 | 17.9897 | 18.8444 | 18.9156 | 16.6316 | 7.3037 | 4.6469 | 3.3483 | 2.3959 | 2.5312 | 2.5194 | 72.0438 | 71.7982 | 71.4474 | 71.3465 | 71.3421 | 71.193 | 70.9912 | 72.75 | 74.9606 | 78.8641 | 82.3247 | 85.3379 | 86.1844 | 87.4782 | 87.7282 | 85.9344 | 83.2764 | 81.5703 | 81.3641 | 80.0088 | 76.4606 | 74.4035 | 73.3026 | 73.0482 | 3.1918 | 2.5572 | 2.1415 | 2.8043 | 3.4528 | 4.2599 | 3.7427 | 3.6497 | 1.9823 | 3.6817 | 3.5003 | 3.3735 | 3.0926 | 2.9288 | 3.106 | 4.1812 | 3.4186 | 3.4849 | 4.03 | 4.463 | 4.7726 | 5.0012 | 4.4571 | 3.8991
Portfolio Adjusted1-in-10Size: Over 200kWAll2025August Monthly Peak | Portfolio Adjusted | 1-in-10 | Size: Over 200kW | All | 2025 | August Monthly Peak | 8 | 159.1336 | 155.1158 | 152.0299 | 151.5801 | 158.7172 | 175.6129 | 191.3239 | 207.3573 | 220.6542 | 232.25 | 242.9021 | 245.8926 | 247.8985 | 247.6425 | 245.1168 | 238.8861 | 230.7211 | 220.6755 | 208.5476 | 201.6593 | 195.8225 | 185.7574 | 177.4724 | 169.7897 | 0.070364 | 0.62237 | 0.43796 | 0.85979 | 0.39229 | 1.0063 | -1.2466 | 1.0174 | 2.2285 | 2.4262 | 6.2391 | 21.0622 | 21.4244 | 19.8307 | 18.9426 | 19.8109 | 19.7956 | 17.603 | 7.9269 | 5.0592 | 3.5831 | 2.587 | 2.7203 | 2.6792 | 73.8303 | 72.9229 | 72.3229 | 71.958 | 70.9941 | 70.7941 | 70.7099 | 72.0183 | 76.2935 | 80.173 | 84.3486 | 85.9582 | 87.8751 | 86.5137 | 86.7801 | 87.1861 | 86.6116 | 86.0923 | 83.5624 | 80.9637 | 77.9686 | 75.9133 | 75.3098 | 74.8469 | 3.2785 | 2.6209 | 2.1966 | 2.8753 | 3.5371 | 4.3855 | 3.8647 | 3.7456 | 2.0457 | 3.7993 | 3.6206 | 3.4976 | 3.2095 | 3.0415 | 3.2313 | 4.3223 | 3.5182 | 3.6093 | 4.1924 | 4.6733 | 4.9479 | 5.1683 | 4.5941 | 4.0121
Portfolio Adjusted1-in-10Size: Over 200kWAll2025September Monthly Peak | Portfolio Adjusted | 1-in-10 | Size: Over 200kW | All | 2025 | September Monthly Peak | 9 | 157.2361 | 153.3464 | 150.4933 | 150.4209 | 158.8189 | 175.9969 | 195.4643 | 212.0154 | 229.2773 | 244.4033 | 255.6588 | 259.2058 | 260.9884 | 259.9364 | 256.3718 | 247.5278 | 235.9354 | 224.8752 | 213.4084 | 208.227 | 198.7966 | 186.9552 | 177.1172 | 169.1311 | 0.12415 | 0.61598 | 0.49415 | 0.9415 | 0.55382 | 1.3447 | -0.99318 | 1.549 | 2.7546 | 2.7544 | 6.7724 | 22.6037 | 23.0441 | 21.2793 | 20.253 | 21.1963 | 20.8995 | 18.7092 | 8.816 | 5.64 | 3.8714 | 2.8381 | 2.9468 | 2.8473 | 71.9912 | 71.7894 | 71.3421 | 70.943 | 70.8947 | 70.3903 | 71.9474 | 72.5526 | 77.3203 | 83.1755 | 87.6537 | 90.4564 | 90.4652 | 91.009 | 90.6537 | 90.5484 | 90.987 | 89.3861 | 87.5308 | 82.5088 | 79.9474 | 78.2938 | 76.6974 | 75.2938 | 3.236 | 2.5883 | 2.1721 | 2.8503 | 3.5356 | 4.3905 | 3.9442 | 3.8257 | 2.1234 | 3.9939 | 3.8068 | 3.6831 | 3.3754 | 3.1891 | 3.3761 | 4.4739 | 3.5939 | 3.6741 | 4.2855 | 4.8204 | 5.0177 | 5.1962 | 4.5801 | 3.9923
Portfolio Adjusted1-in-10Size: Over 200kWAll2025October Monthly Peak | Portfolio Adjusted | 1-in-10 | Size: Over 200kW | All | 2025 | October Monthly Peak | 10 | 155.0967 | 151.1013 | 147.9036 | 147.0252 | 153.829 | 167.6105 | 185.4723 | 201.3048 | 215.7397 | 228.4861 | 240.4551 | 245.431 | 247.8149 | 249.6624 | 246.8557 | 238.6638 | 227.8933 | 216.3907 | 206.6861 | 198.6343 | 189.8776 | 178.7212 | 171.0594 | 164.482 | -0.020613 | 0.6051 | 0.32745 | 0.69112 | 0.12163 | 0.43058 | -1.6489 | 0.1881 | 1.4952 | 2.0754 | 5.8561 | 20.3939 | 20.6495 | 19.2546 | 18.3746 | 18.7251 | 18.5031 | 16.0329 | 6.7269 | 4.3264 | 3.1046 | 2.1182 | 2.2511 | 2.3081 | 69.851 | 68.4356 | 67.8058 | 67.5438 | 66.1959 | 65.6507 | 65.3331 | 66.7604 | 71.6243 | 77.9224 | 83.6784 | 85.6361 | 87.6696 | 88.5687 | 87.9271 | 86.2119 | 86.0657 | 85.0688 | 82.0934 | 79.497 | 76.2575 | 73.434 | 72.1389 | 71.0484 | 3.2285 | 2.5797 | 2.1592 | 2.8179 | 3.4638 | 4.2292 | 3.7855 | 3.6741 | 2.0209 | 3.7766 | 3.6215 | 3.5274 | 3.2418 | 3.0982 | 3.2881 | 4.3632 | 3.5112 | 3.576 | 4.1982 | 4.651 | 4.8476 | 5.0243 | 4.4742 | 3.9271
Portfolio Adjusted1-in-10Size: Over 200kWAll2025November Monthly Peak | Portfolio Adjusted | 1-in-10 | Size: Over 200kW | All | 2025 | November Monthly Peak | 11 | 144.3725 | 140.8023 | 138.2056 | 138.0126 | 145.0025 | 157.1219 | 172.0238 | 188.7771 | 202.1365 | 213.969 | 224.9232 | 229.0542 | 231.5993 | 233.6277 | 230.9675 | 222.2344 | 212.1465 | 202.4563 | 188.844 | 179.8683 | 174.1346 | 165.1208 | 158.2129 | 152.5039 | -0.1294 | 0.56242 | 0.18366 | 0.47079 | -0.20889 | -0.25574 | -2.0715 | -0.81893 | 0.55069 | 1.5564 | 5.0803 | 18.2542 | 18.3461 | 17.1014 | 16.3198 | 16.1169 | 15.9274 | 13.475 | 4.7766 | 3.1281 | 2.3971 | 1.5022 | 1.6267 | 1.7865 | 65.028 | 64.4666 | 62.5942 | 62.1845 | 61.9158 | 61.1893 | 60.6494 | 62.3383 | 68.6152 | 75.1511 | 80.6069 | 84.6455 | 85.9553 | 85.7067 | 85.4948 | 84.3393 | 83.0504 | 77.9217 | 74.4666 | 70.9136 | 69.1088 | 66.6198 | 65.345 | 64.1594 | 3.0942 | 2.475 | 2.0773 | 2.7235 | 3.3617 | 4.0819 | 3.6149 | 3.5474 | 1.9495 | 3.6413 | 3.4878 | 3.3894 | 3.1193 | 2.985 | 3.1675 | 4.183 | 3.3653 | 3.4447 | 3.9493 | 4.3363 | 4.5772 | 4.7793 | 4.2606 | 3.7489
Portfolio Adjusted1-in-10Size: Over 200kWAll2025December Monthly Peak | Portfolio Adjusted | 1-in-10 | Size: Over 200kW | All | 2025 | December Monthly Peak | 12 | 125.3544 | 123.0056 | 122.0707 | 122.1347 | 128.1002 | 138.1089 | 152.4375 | 163.6544 | 168.736 | 169.9429 | 169.8186 | 166.146 | 164.0464 | 161.5559 | 159.0627 | 156.4572 | 156.5208 | 158.0618 | 153.9709 | 148.8324 | 145.0994 | 139.843 | 134.5145 | 130.1397 | -0.70877 | 0.48354 | -0.5112 | -0.56501 | -1.966 | -3.8373 | -4.8304 | -6.088 | -3.9642 | -0.68057 | 1.9649 | 9.7196 | 8.7907 | 7.8755 | 7.4952 | 5.5577 | 5.7859 | 3.0973 | -3.0652 | -1.4837 | -0.34018 | -1.1285 | -1.0299 | -0.35632 | 49.4868 | 48.9868 | 48.0833 | 47.535 | 47.4868 | 46.8903 | 46.4868 | 47.1885 | 49.0921 | 51.6447 | 53.1491 | 53.6974 | 54.5965 | 55.5965 | 55.7018 | 55.7456 | 55.1447 | 53.1359 | 51.6359 | 51.3333 | 50.228 | 50.285 | 48.9824 | 48.5306 | 3.9397 | 3.1706 | 2.6906 | 3.5342 | 4.3549 | 5.2614 | 4.6973 | 4.5096 | 2.3864 | 4.2409 | 3.8615 | 3.6052 | 3.24 | 3.0269 | 3.1988 | 4.3185 | 3.6409 | 3.9437 | 4.7218 | 5.2615 | 5.5929 | 5.9355 | 5.312 | 4.6912
Portfolio Adjusted1-in-10Size: Over 200kWAll2025Typical Event Day | Portfolio Adjusted | 1-in-10 | Size: Over 200kW | All | 2025 | Typical Event Day | 8 | 157.9838 | 154.0378 | 150.9647 | 150.5319 | 157.4909 | 174.1059 | 189.7563 | 205.5651 | 218.2009 | 228.8804 | 238.7257 | 241.4589 | 243.3884 | 243.3771 | 241.11 | 235.0518 | 227.2348 | 217.4089 | 205.7936 | 199.2193 | 193.7297 | 183.9768 | 175.8032 | 168.1969 | 0.029906 | 0.61752 | 0.39063 | 0.78954 | 0.27284 | 0.75566 | -1.4345 | 0.64955 | 1.8997 | 2.2538 | 5.9921 | 20.4104 | 20.7031 | 19.1729 | 18.3313 | 19.0307 | 19.0361 | 16.7998 | 7.3278 | 4.7083 | 3.379 | 2.3944 | 2.5271 | 2.5249 | 71.1486 | 70.3126 | 69.8622 | 69.6057 | 69.3636 | 69.1118 | 69.5474 | 71.6054 | 75.2338 | 79.4713 | 83.3793 | 85.7733 | 86.8673 | 87.1479 | 86.8212 | 86.6373 | 85.8733 | 84.3671 | 82.8469 | 80.2106 | 77.4107 | 75.2897 | 74.0643 | 73.1671 | 3.2654 | 2.6112 | 2.1883 | 2.8647 | 3.5212 | 4.362 | 3.8455 | 3.7253 | 2.0295 | 3.7563 | 3.57 | 3.4457 | 3.1613 | 2.9988 | 3.1888 | 4.2667 | 3.4763 | 3.5674 | 4.1505 | 4.6317 | 4.9109 | 5.1354 | 4.5657 | 3.9874
Portfolio Adjusted1-in-10Size: Over 200kWAll2026January Monthly Peak | Portfolio Adjusted | 1-in-10 | Size: Over 200kW | All | 2026 | January Monthly Peak | 1 | 123.3148 | 120.4404 | 119.8872 | 120.4506 | 127.6845 | 139.4856 | 156.7147 | 169.2608 | 173.0048 | 172.9183 | 173.2168 | 168.7485 | 166.8105 | 163.9637 | 160.1852 | 157.2589 | 156.149 | 156.6622 | 153.7317 | 148.1621 | 144.4655 | 139.1306 | 134.3639 | 130.0397 | -0.75151 | 0.47275 | -0.56324 | -0.64679 | -2.1239 | -4.2131 | -5.2507 | -6.8112 | -4.4841 | -0.87291 | 1.8276 | 9.541 | 8.5433 | 7.622 | 7.1993 | 5.0479 | 5.2216 | 2.3892 | -3.7034 | -1.8521 | -0.55401 | -1.3437 | -1.2518 | -0.52991 | 45.8771 | 44.8771 | 44.1753 | 42.7806 | 41.9824 | 41.2324 | 40.9341 | 41.3815 | 45.6009 | 50.5044 | 53.7588 | 55.5088 | 57.1053 | 57.057 | 57.2544 | 56.5482 | 55.943 | 54.4868 | 53.1841 | 50.7806 | 49.8771 | 49.2762 | 49.1359 | 48.785 | 4.031 | 3.2289 | 2.7484 | 3.6252 | 4.5148 | 5.5268 | 5.0227 | 4.8511 | 2.5448 | 4.4881 | 4.0966 | 3.8085 | 3.4266 | 3.1952 | 3.3505 | 4.5146 | 3.7779 | 4.0655 | 4.9034 | 5.4478 | 5.7917 | 6.142 | 5.5187 | 4.8755
Portfolio Adjusted1-in-10Size: Over 200kWAll2026February Monthly Peak | Portfolio Adjusted | 1-in-10 | Size: Over 200kW | All | 2026 | February Monthly Peak | 2 | 128.1646 | 124.8689 | 123.3266 | 123.9358 | 130.1428 | 141.6208 | 158.8627 | 169.7396 | 174.9042 | 176.2328 | 179.0362 | 177.3762 | 177.6364 | 176.9309 | 174.5667 | 169.4951 | 164.8085 | 164.1962 | 161.9665 | 155.9868 | 151.986 | 145.3609 | 139.1882 | 134.2747 | -0.63846 | 0.49198 | -0.42029 | -0.43255 | -1.7416 | -3.4112 | -4.5928 | -5.5259 | -3.4609 | -0.42481 | 2.3503 | 10.9079 | 10.1624 | 9.2366 | 8.8065 | 6.9073 | 6.9801 | 4.3074 | -2.1896 | -0.95182 | -0.010229 | -0.82029 | -0.7128 | -0.093344 | 54.3377 | 54.1359 | 53.5394 | 53.1359 | 53.5877 | 53.285 | 53.7368 | 53.6403 | 53.5921 | 54.0482 | 54.9474 | 55.4474 | 56.7938 | 55.3421 | 54.443 | 53.3421 | 51.0921 | 49.7894 | 48.7412 | 49.4912 | 49.2412 | 48.9868 | 49.2412 | 48.6885 | 3.7906 | 3.0289 | 2.5581 | 3.375 | 4.1636 | 5.0772 | 4.6068 | 4.4017 | 2.3278 | 4.1387 | 3.8311 | 3.6221 | 3.3016 | 3.1196 | 3.3037 | 4.4026 | 3.6078 | 3.8553 | 4.6742 | 5.1895 | 5.5131 | 5.8061 | 5.1726 | 4.555
Portfolio Adjusted1-in-10Size: Over 200kWAll2026March Monthly Peak | Portfolio Adjusted | 1-in-10 | Size: Over 200kW | All | 2026 | March Monthly Peak | 3 | 136.6026 | 133.1375 | 130.4598 | 129.4635 | 133.9844 | 146.5619 | 165.3667 | 178.5221 | 186.6473 | 192.3588 | 199.4621 | 201.6771 | 203.7491 | 206.4022 | 205.2255 | 198.2921 | 190.057 | 181.8196 | 174.5206 | 171.5481 | 167.2238 | 159.5365 | 151.6629 | 144.7741 | -0.35649 | 0.52877 | -0.085817 | 0.066896 | -0.86405 | -1.6191 | -3.1613 | -2.8872 | -1.2538 | 0.61787 | 3.7139 | 14.5331 | 14.2594 | 13.291 | 12.7613 | 11.7384 | 11.6604 | 9.0265 | 1.5734 | 1.2931 | 1.3318 | 0.46508 | 0.57958 | 0.94241 | 58.9824 | 57.6797 | 56.0306 | 55.9341 | 55.8377 | 55.193 | 54.8947 | 56.3991 | 62.057 | 66.9123 | 71.6097 | 74.9562 | 77.7588 | 78.4035 | 73.8641 | 72.75 | 72.3509 | 71.4474 | 69.785 | 66.0306 | 64.7806 | 63.228 | 62.6315 | 61.228 | 3.2811 | 2.6227 | 2.1976 | 2.8631 | 3.4811 | 4.2671 | 3.8944 | 3.7596 | 2.0174 | 3.6686 | 3.4663 | 3.3445 | 3.0754 | 2.9555 | 3.1542 | 4.1829 | 3.3788 | 3.467 | 4.0902 | 4.6348 | 4.9261 | 5.175 | 4.5772 | 3.9884
Portfolio Adjusted1-in-10Size: Over 200kWAll2026April Monthly Peak | Portfolio Adjusted | 1-in-10 | Size: Over 200kW | All | 2026 | April Monthly Peak | 4 | 145.4897 | 141.0138 | 138.201 | 136.9771 | 142.3272 | 155.8949 | 171.795 | 186.9273 | 200.1735 | 212.3941 | 223.4563 | 227.7823 | 230.2947 | 231.8526 | 228.4776 | 220.3859 | 209.7257 | 198.653 | 186.3179 | 183.0703 | 179.1786 | 170.9881 | 162.9841 | 156.0679 | -0.069851 | 0.56405 | 0.25033 | 0.56355 | -0.031908 | 0.10291 | -1.7736 | -0.27361 | 1.0044 | 1.7544 | 5.2625 | 18.5751 | 18.7589 | 17.4674 | 16.6142 | 16.696 | 16.4448 | 14.0379 | 5.4494 | 3.6219 | 2.719 | 1.8123 | 1.9315 | 2.0255 | 65.3273 | 63.9808 | 62.6812 | 63.2005 | 62.2005 | 61.854 | 61.2412 | 65.0132 | 72.1451 | 78.237 | 83.3877 | 87.0791 | 88.3201 | 88.3789 | 88.1096 | 87.718 | 87.1942 | 85.4199 | 83.1053 | 78.3539 | 74.8993 | 72.7443 | 69.7555 | 67.823 | 3.0627 | 2.4346 | 2.0403 | 2.6549 | 3.2409 | 3.9779 | 3.5458 | 3.4501 | 1.8962 | 3.5502 | 3.4034 | 3.3106 | 3.0465 | 2.9096 | 3.0776 | 4.0744 | 3.2677 | 3.3199 | 3.8271 | 4.3349 | 4.626 | 4.8611 | 4.311 | 3.7682
Portfolio Adjusted1-in-10Size: Over 200kWAll2026May Monthly Peak | Portfolio Adjusted | 1-in-10 | Size: Over 200kW | All | 2026 | May Monthly Peak | 5 | 145.1934 | 141.5604 | 138.6838 | 138.2371 | 144.5155 | 158.4997 | 173.5906 | 192.038 | 208.3713 | 220.9114 | 231.2162 | 235.3129 | 236.8785 | 236.7198 | 232.7791 | 224.2944 | 213.4108 | 202.3518 | 189.9162 | 185.6906 | 182.0394 | 171.8907 | 164.1461 | 156.7584 | -0.02392 | 0.56683 | 0.30192 | 0.64238 | 0.10081 | 0.37943 | -1.5661 | 0.13721 | 1.4076 | 1.9899 | 5.614 | 19.5198 | 19.6976 | 18.2177 | 17.2902 | 17.5422 | 17.2728 | 14.9292 | 6.1236 | 4.0105 | 2.9568 | 2.0175 | 2.1404 | 2.1846 | 68.5833 | 67.9341 | 67.3903 | 66.8421 | 65.9912 | 65.3903 | 64.7894 | 67.9562 | 75.2282 | 80.2808 | 85.0747 | 87.6799 | 87.2326 | 86.2282 | 86.0791 | 84.9738 | 82.7676 | 81.1667 | 80.807 | 78.7588 | 74.1009 | 70.943 | 69.6447 | 68.6403 | 3.025 | 2.4189 | 2.0264 | 2.6518 | 3.2569 | 4.0028 | 3.5461 | 3.508 | 1.9536 | 3.6546 | 3.4854 | 3.3849 | 3.1014 | 2.9402 | 3.1033 | 4.1041 | 3.291 | 3.3469 | 3.8609 | 4.3518 | 4.6516 | 4.8365 | 4.2971 | 3.746
Portfolio Adjusted1-in-10Size: Over 200kWAll2026June Monthly Peak | Portfolio Adjusted | 1-in-10 | Size: Over 200kW | All | 2026 | June Monthly Peak | 6 | 149.0273 | 145.0265 | 142.2548 | 141.2661 | 147.192 | 160.4462 | 174.8975 | 193.1474 | 206.0515 | 216.9564 | 226.962 | 230.3672 | 231.2484 | 230.9616 | 227.791 | 220.9292 | 213.1445 | 202.725 | 191.6314 | 184.7844 | 181.8545 | 173.0188 | 165.8292 | 158.6509 | -0.11291 | 0.57956 | 0.2119 | 0.51497 | -0.1524 | -0.13887 | -2.006 | -0.65294 | 0.71876 | 1.6494 | 5.1992 | 18.5011 | 18.491 | 17.0708 | 16.2516 | 16.2604 | 16.239 | 13.7703 | 5.0995 | 3.3609 | 2.5888 | 1.6606 | 1.7917 | 1.9253 | 66.7293 | 64.7398 | 64.3362 | 64.1752 | 64.2234 | 64.0699 | 64.541 | 69.1007 | 72.361 | 75.6726 | 79.1903 | 81.3409 | 82.9447 | 83.5909 | 82.1228 | 82.8803 | 82.6184 | 80.4196 | 78.9301 | 77.3611 | 75.2663 | 72.5482 | 70.9474 | 69.4793 | 3.1733 | 2.5327 | 2.1244 | 2.7696 | 3.3903 | 4.1412 | 3.6515 | 3.606 | 1.9744 | 3.6682 | 3.4966 | 3.3868 | 3.0944 | 2.9318 | 3.1037 | 4.1315 | 3.3592 | 3.427 | 3.9816 | 4.4259 | 4.7492 | 4.9755 | 4.4368 | 3.8747
Portfolio Adjusted1-in-10Size: Over 200kWAll2026July Monthly Peak | Portfolio Adjusted | 1-in-10 | Size: Over 200kW | All | 2026 | July Monthly Peak | 7 | 154.647 | 151.0707 | 147.946 | 147.5692 | 154.6575 | 170.2738 | 184.9516 | 201.6828 | 213.4387 | 224.6606 | 234.4038 | 236.741 | 238.4381 | 238.0392 | 235.1824 | 230.6744 | 223.79 | 212.686 | 200.1117 | 192.2397 | 188.5431 | 179.4281 | 171.8684 | 164.7072 | 0.04377 | 0.60581 | 0.39889 | 0.79737 | 0.31031 | 0.82678 | -1.3266 | 0.76786 | 1.9685 | 2.2622 | 5.9345 | 20.1104 | 20.4024 | 18.867 | 17.9897 | 18.8444 | 18.9156 | 16.6316 | 7.3037 | 4.6469 | 3.3483 | 2.3959 | 2.5312 | 2.5194 | 72.0438 | 71.7982 | 71.4474 | 71.3465 | 71.3421 | 71.193 | 70.9912 | 72.75 | 74.9606 | 78.8641 | 82.3247 | 85.3379 | 86.1844 | 87.4782 | 87.7282 | 85.9344 | 83.2764 | 81.5703 | 81.3641 | 80.0088 | 76.4606 | 74.4035 | 73.3026 | 73.0482 | 3.1918 | 2.5572 | 2.1415 | 2.8043 | 3.4528 | 4.2599 | 3.7427 | 3.6497 | 1.9823 | 3.6817 | 3.5003 | 3.3735 | 3.0926 | 2.9288 | 3.106 | 4.1812 | 3.4186 | 3.4849 | 4.03 | 4.463 | 4.7726 | 5.0012 | 4.4571 | 3.8991
Portfolio Adjusted1-in-10Size: Over 200kWAll2026August Monthly Peak | Portfolio Adjusted | 1-in-10 | Size: Over 200kW | All | 2026 | August Monthly Peak | 8 | 159.1336 | 155.1158 | 152.0299 | 151.5801 | 158.7172 | 175.6129 | 191.3238 | 207.3573 | 220.6542 | 232.25 | 242.9021 | 245.8926 | 247.8985 | 247.6425 | 245.1168 | 238.8861 | 230.7211 | 220.6755 | 208.5476 | 201.6594 | 195.8225 | 185.7574 | 177.4724 | 169.7897 | 0.070364 | 0.62237 | 0.43796 | 0.85979 | 0.39229 | 1.0063 | -1.2466 | 1.0174 | 2.2285 | 2.4262 | 6.2391 | 21.0622 | 21.4244 | 19.8307 | 18.9426 | 19.8109 | 19.7956 | 17.603 | 7.9269 | 5.0592 | 3.5831 | 2.587 | 2.7203 | 2.6792 | 73.8303 | 72.9229 | 72.3229 | 71.958 | 70.9941 | 70.7941 | 70.7099 | 72.0183 | 76.2935 | 80.173 | 84.3486 | 85.9582 | 87.8751 | 86.5137 | 86.7801 | 87.1861 | 86.6116 | 86.0923 | 83.5624 | 80.9637 | 77.9686 | 75.9133 | 75.3098 | 74.8469 | 3.2785 | 2.6209 | 2.1966 | 2.8753 | 3.5371 | 4.3855 | 3.8647 | 3.7456 | 2.0457 | 3.7993 | 3.6206 | 3.4976 | 3.2095 | 3.0415 | 3.2313 | 4.3223 | 3.5182 | 3.6093 | 4.1924 | 4.6733 | 4.9479 | 5.1683 | 4.5941 | 4.0121
Portfolio Adjusted1-in-10Size: Over 200kWAll2026September Monthly Peak | Portfolio Adjusted | 1-in-10 | Size: Over 200kW | All | 2026 | September Monthly Peak | 9 | 157.2361 | 153.3464 | 150.4933 | 150.4209 | 158.8189 | 175.9969 | 195.4643 | 212.0154 | 229.2773 | 244.4033 | 255.6588 | 259.2058 | 260.9884 | 259.9364 | 256.3718 | 247.5278 | 235.9354 | 224.8752 | 213.4084 | 208.227 | 198.7966 | 186.9552 | 177.1172 | 169.1311 | 0.12415 | 0.61598 | 0.49415 | 0.9415 | 0.55382 | 1.3447 | -0.99318 | 1.549 | 2.7546 | 2.7544 | 6.7724 | 22.6037 | 23.0441 | 21.2793 | 20.253 | 21.1963 | 20.8995 | 18.7092 | 8.816 | 5.64 | 3.8714 | 2.8381 | 2.9468 | 2.8473 | 71.9912 | 71.7894 | 71.3421 | 70.943 | 70.8947 | 70.3903 | 71.9474 | 72.5526 | 77.3203 | 83.1755 | 87.6537 | 90.4564 | 90.4652 | 91.009 | 90.6537 | 90.5484 | 90.987 | 89.3861 | 87.5308 | 82.5088 | 79.9474 | 78.2938 | 76.6974 | 75.2938 | 3.236 | 2.5883 | 2.1721 | 2.8503 | 3.5356 | 4.3905 | 3.9442 | 3.8257 | 2.1234 | 3.9939 | 3.8068 | 3.6831 | 3.3754 | 3.1891 | 3.3761 | 4.4739 | 3.5939 | 3.6741 | 4.2855 | 4.8204 | 5.0177 | 5.1962 | 4.5801 | 3.9923
Portfolio Adjusted1-in-10Size: Over 200kWAll2026October Monthly Peak | Portfolio Adjusted | 1-in-10 | Size: Over 200kW | All | 2026 | October Monthly Peak | 10 | 155.0967 | 151.1013 | 147.9036 | 147.0252 | 153.829 | 167.6105 | 185.4723 | 201.3048 | 215.7397 | 228.4861 | 240.4551 | 245.431 | 247.8149 | 249.6624 | 246.8557 | 238.6638 | 227.8933 | 216.3907 | 206.686 | 198.6343 | 189.8776 | 178.7212 | 171.0594 | 164.482 | -0.020613 | 0.6051 | 0.32745 | 0.69112 | 0.12163 | 0.43058 | -1.6489 | 0.1881 | 1.4952 | 2.0754 | 5.8561 | 20.3939 | 20.6495 | 19.2546 | 18.3746 | 18.7251 | 18.5031 | 16.0329 | 6.7269 | 4.3264 | 3.1046 | 2.1182 | 2.2511 | 2.3081 | 69.851 | 68.4356 | 67.8058 | 67.5438 | 66.1959 | 65.6507 | 65.3331 | 66.7604 | 71.6243 | 77.9224 | 83.6784 | 85.6361 | 87.6696 | 88.5687 | 87.9271 | 86.2119 | 86.0657 | 85.0688 | 82.0934 | 79.497 | 76.2575 | 73.434 | 72.1389 | 71.0484 | 3.2285 | 2.5797 | 2.1592 | 2.8179 | 3.4638 | 4.2292 | 3.7855 | 3.6741 | 2.0209 | 3.7766 | 3.6215 | 3.5274 | 3.2418 | 3.0982 | 3.2881 | 4.3632 | 3.5112 | 3.576 | 4.1982 | 4.651 | 4.8476 | 5.0243 | 4.4742 | 3.9271
Portfolio Adjusted1-in-10Size: Over 200kWAll2026November Monthly Peak | Portfolio Adjusted | 1-in-10 | Size: Over 200kW | All | 2026 | November Monthly Peak | 11 | 144.3725 | 140.8023 | 138.2056 | 138.0126 | 145.0025 | 157.1219 | 172.0238 | 188.7771 | 202.1366 | 213.9691 | 224.9232 | 229.0542 | 231.5993 | 233.6277 | 230.9675 | 222.2344 | 212.1465 | 202.4563 | 188.844 | 179.8683 | 174.1346 | 165.1208 | 158.2129 | 152.5039 | -0.1294 | 0.56242 | 0.18366 | 0.47079 | -0.20889 | -0.25574 | -2.0715 | -0.81893 | 0.55069 | 1.5564 | 5.0803 | 18.2542 | 18.3461 | 17.1014 | 16.3198 | 16.1169 | 15.9274 | 13.475 | 4.7766 | 3.1281 | 2.3971 | 1.5022 | 1.6267 | 1.7865 | 65.028 | 64.4666 | 62.5942 | 62.1845 | 61.9158 | 61.1893 | 60.6494 | 62.3383 | 68.6152 | 75.1511 | 80.6069 | 84.6455 | 85.9553 | 85.7067 | 85.4948 | 84.3393 | 83.0504 | 77.9217 | 74.4666 | 70.9136 | 69.1088 | 66.6198 | 65.345 | 64.1594 | 3.0942 | 2.475 | 2.0773 | 2.7235 | 3.3617 | 4.0819 | 3.6149 | 3.5474 | 1.9495 | 3.6413 | 3.4878 | 3.3894 | 3.1193 | 2.985 | 3.1675 | 4.183 | 3.3653 | 3.4447 | 3.9493 | 4.3363 | 4.5772 | 4.7793 | 4.2606 | 3.7489
Portfolio Adjusted1-in-10Size: Over 200kWAll2026December Monthly Peak | Portfolio Adjusted | 1-in-10 | Size: Over 200kW | All | 2026 | December Monthly Peak | 12 | 125.3544 | 123.0056 | 122.0707 | 122.1347 | 128.1002 | 138.1089 | 152.4375 | 163.6544 | 168.736 | 169.9429 | 169.8186 | 166.146 | 164.0464 | 161.5559 | 159.0627 | 156.4572 | 156.5208 | 158.0618 | 153.9709 | 148.8324 | 145.0994 | 139.843 | 134.5145 | 130.1397 | -0.70877 | 0.48354 | -0.5112 | -0.56501 | -1.966 | -3.8373 | -4.8304 | -6.088 | -3.9642 | -0.68057 | 1.9649 | 9.7196 | 8.7907 | 7.8755 | 7.4952 | 5.5577 | 5.7859 | 3.0973 | -3.0652 | -1.4837 | -0.34018 | -1.1285 | -1.0299 | -0.35632 | 49.4868 | 48.9868 | 48.0833 | 47.535 | 47.4868 | 46.8903 | 46.4868 | 47.1885 | 49.0921 | 51.6447 | 53.1491 | 53.6974 | 54.5965 | 55.5965 | 55.7018 | 55.7456 | 55.1447 | 53.1359 | 51.6359 | 51.3333 | 50.228 | 50.285 | 48.9824 | 48.5306 | 3.9397 | 3.1706 | 2.6906 | 3.5342 | 4.3549 | 5.2614 | 4.6973 | 4.5096 | 2.3864 | 4.2409 | 3.8615 | 3.6052 | 3.24 | 3.0269 | 3.1988 | 4.3185 | 3.6409 | 3.9437 | 4.7218 | 5.2615 | 5.5929 | 5.9355 | 5.312 | 4.6912
Portfolio Adjusted1-in-10Size: Over 200kWAll2026Typical Event Day | Portfolio Adjusted | 1-in-10 | Size: Over 200kW | All | 2026 | Typical Event Day | 8 | 157.9838 | 154.0378 | 150.9647 | 150.5319 | 157.4909 | 174.1059 | 189.7563 | 205.5651 | 218.2009 | 228.8805 | 238.7257 | 241.4589 | 243.3884 | 243.3771 | 241.11 | 235.0518 | 227.2348 | 217.4088 | 205.7936 | 199.2193 | 193.7297 | 183.9768 | 175.8032 | 168.1969 | 0.029906 | 0.61752 | 0.39063 | 0.78954 | 0.27284 | 0.75566 | -1.4345 | 0.64955 | 1.8997 | 2.2538 | 5.9921 | 20.4104 | 20.7031 | 19.1729 | 18.3313 | 19.0307 | 19.0361 | 16.7998 | 7.3278 | 4.7083 | 3.379 | 2.3944 | 2.5271 | 2.5249 | 71.1486 | 70.3126 | 69.8622 | 69.6057 | 69.3636 | 69.1118 | 69.5474 | 71.6054 | 75.2338 | 79.4713 | 83.3793 | 85.7733 | 86.8673 | 87.1479 | 86.8212 | 86.6373 | 85.8733 | 84.3671 | 82.8469 | 80.2106 | 77.4107 | 75.2897 | 74.0643 | 73.1671 | 3.2654 | 2.6112 | 2.1883 | 2.8647 | 3.5212 | 4.362 | 3.8455 | 3.7253 | 2.0295 | 3.7563 | 3.57 | 3.4457 | 3.1613 | 2.9988 | 3.1888 | 4.2667 | 3.4763 | 3.5674 | 4.1505 | 4.6317 | 4.9109 | 5.1354 | 4.5657 | 3.9874
Portfolio Adjusted1-in-2Size: Over 200kWAll2016January Monthly Peak | Portfolio Adjusted | 1-in-2 | Size: Over 200kW | All | 2016 | January Monthly Peak | 1 | 125.3362 | 122.3832 | 121.4305 | 121.7533 | 128.766 | 140.6678 | 158.3552 | 171.6588 | 176.1453 | 176.7645 | 177.8628 | 174.9779 | 173.8436 | 172.6125 | 169.3439 | 165.3166 | 162.7445 | 161.1622 | 156.8301 | 151.019 | 147.3869 | 141.8224 | 136.8788 | 132.0599 | -0.66903 | 0.48161 | -0.46399 | -0.4982 | -1.8572 | -3.6638 | -4.8111 | -6.0108 | -3.8313 | -0.57537 | 2.1882 | 10.4827 | 9.6118 | 8.6951 | 8.2446 | 6.279 | 6.4282 | 3.6611 | -2.651 | -1.2309 | -0.18772 | -0.98263 | -0.88483 | -0.23472 | 49.7806 | 49.1494 | 48.5603 | 48.2715 | 47.4987 | 47.0201 | 47.8347 | 47.0757 | 48.6631 | 52.0363 | 54.7893 | 56.9732 | 58.6432 | 58.9653 | 59.0661 | 58.8117 | 57.7954 | 55.9236 | 54.0863 | 53.3199 | 50.8697 | 49.2415 | 47.3514 | 46.073 | 3.8285 | 3.0659 | 2.6013 | 3.4242 | 4.2546 | 5.2083 | 4.7426 | 4.5974 | 2.4212 | 4.2873 | 3.9308 | 3.6902 | 3.337 | 3.1432 | 3.3099 | 4.4348 | 3.6794 | 3.9081 | 4.6744 | 5.1889 | 5.5215 | 5.8505 | 5.2535 | 4.6267
Portfolio Adjusted1-in-2Size: Over 200kWAll2016February Monthly Peak | Portfolio Adjusted | 1-in-2 | Size: Over 200kW | All | 2016 | February Monthly Peak | 2 | 127.8824 | 124.5989 | 123.103 | 123.7404 | 129.965 | 141.4192 | 158.6058 | 169.3861 | 174.4365 | 175.644 | 178.3203 | 176.4675 | 176.6323 | 175.7524 | 173.3412 | 168.4033 | 163.8996 | 163.5369 | 161.4905 | 155.5522 | 151.5592 | 144.9742 | 138.8267 | 133.9732 | -0.64956 | 0.49075 | -0.43349 | -0.45231 | -1.7763 | -3.4824 | -4.6495 | -5.6288 | -3.5457 | -0.46411 | 2.3005 | 10.7752 | 10.0119 | 9.0867 | 8.6608 | 6.7348 | 6.8132 | 4.1323 | -2.3332 | -1.0366 | -0.060383 | -0.86926 | -0.76214 | -0.13293 | 52.5083 | 52.2806 | 51.3468 | 49.7622 | 49.231 | 48.6932 | 48.1287 | 47.8334 | 50.9385 | 53.9623 | 56.7019 | 57.77 | 58.5965 | 58.9861 | 58.5965 | 58.0319 | 57.5275 | 56.4854 | 54.6917 | 53.5894 | 52.1455 | 50.9016 | 49.9483 | 49.2236 | 3.816 | 3.0493 | 2.5762 | 3.3997 | 4.195 | 5.1151 | 4.6403 | 4.4316 | 2.3423 | 4.1616 | 3.8498 | 3.6356 | 3.3122 | 3.1264 | 3.3097 | 4.4132 | 3.6199 | 3.8741 | 4.702 | 5.2211 | 5.5465 | 5.8422 | 5.2051 | 4.5853
Portfolio Adjusted1-in-2Size: Over 200kWAll2016March Monthly Peak | Portfolio Adjusted | 1-in-2 | Size: Over 200kW | All | 2016 | March Monthly Peak | 3 | 130.3537 | 127.2037 | 125.1906 | 124.6196 | 129.0157 | 140.6879 | 158.6082 | 169.9703 | 175.1651 | 177.3258 | 181.021 | 180.0521 | 180.6519 | 181.4053 | 180.1112 | 175.3748 | 170.3735 | 166.028 | 162.3055 | 160.549 | 157.0462 | 150.5516 | 143.2539 | 137.3489 | -0.58351 | 0.50204 | -0.3533 | -0.32857 | -1.5359 | -2.998 | -4.2546 | -4.9403 | -2.9784 | -0.21506 | 2.5881 | 11.4777 | 10.8266 | 9.9412 | 9.5364 | 7.836 | 7.9053 | 5.1835 | -1.4151 | -0.51317 | 0.25811 | -0.57511 | -0.46073 | 0.11532 | 53.4898 | 52.9972 | 52.4037 | 51.1114 | 50.3495 | 50.0995 | 50.3828 | 51.5276 | 54.6284 | 57.7818 | 59.7833 | 61.8086 | 62.6446 | 62.2077 | 62.6565 | 62.2709 | 61.3221 | 59.1522 | 57.5424 | 56.377 | 55.4615 | 53.5685 | 53.0715 | 52.8259 | 3.6827 | 2.9474 | 2.4805 | 3.2416 | 3.9427 | 4.8179 | 4.3935 | 4.2103 | 2.2269 | 3.9779 | 3.7002 | 3.5121 | 3.2073 | 3.0553 | 3.256 | 4.3514 | 3.5626 | 3.7238 | 4.4743 | 5.1021 | 5.4415 | 5.7441 | 5.0853 | 4.4507
Portfolio Adjusted1-in-2Size: Over 200kWAll2016April Monthly Peak | Portfolio Adjusted | 1-in-2 | Size: Over 200kW | All | 2016 | April Monthly Peak | 4 | 137.7376 | 133.7101 | 131.2661 | 130.3155 | 134.8651 | 146.8352 | 162.0631 | 175.4086 | 184.5123 | 191.2345 | 197.3214 | 199.0641 | 200.5589 | 202.2321 | 199.8769 | 193.547 | 185.8708 | 177.5609 | 169.0581 | 167.694 | 165.637 | 159.3119 | 152.0453 | 145.9141 | -0.33318 | 0.53138 | -0.057319 | 0.10932 | -0.79454 | -1.4682 | -2.9705 | -2.6058 | -1.0455 | 0.70072 | 3.7611 | 14.514 | 14.2422 | 13.2207 | 12.6173 | 11.7445 | 11.6876 | 9.1493 | 1.8305 | 1.448 | 1.4261 | 0.57406 | 0.69038 | 1.0344 | 61.5789 | 60.5773 | 59.8348 | 57.9297 | 57.7955 | 56.7308 | 56.8963 | 59.4398 | 64.0569 | 67.6364 | 70.7438 | 73.0867 | 74.0146 | 74.626 | 74.189 | 74.1594 | 73.0465 | 72.566 | 71.2634 | 68.5995 | 64.6552 | 63.351 | 62.3754 | 61.0424 | 3.2588 | 2.5946 | 2.1781 | 2.8388 | 3.4516 | 4.2111 | 3.7595 | 3.6388 | 1.9645 | 3.5926 | 3.3778 | 3.2518 | 2.982 | 2.8524 | 3.026 | 4.0217 | 3.2549 | 3.3351 | 3.9029 | 4.4629 | 4.8063 | 5.0904 | 4.5201 | 3.9597
Portfolio Adjusted1-in-2Size: Over 200kWAll2016May Monthly Peak | Portfolio Adjusted | 1-in-2 | Size: Over 200kW | All | 2016 | May Monthly Peak | 5 | 137.782 | 134.586 | 131.9968 | 131.775 | 137.1958 | 149.5848 | 164.0939 | 180.8957 | 193.196 | 200.323 | 205.7644 | 207.5867 | 208.2949 | 208.5997 | 205.8005 | 198.8625 | 190.685 | 181.9722 | 173.114 | 170.7428 | 168.9621 | 160.6519 | 153.6157 | 146.9161 | -0.27068 | 0.53568 | 0.01191 | 0.2117 | -0.62604 | -1.122 | -2.6999 | -2.1195 | -0.61095 | 0.94981 | 4.1386 | 15.5556 | 15.3014 | 14.1242 | 13.4539 | 12.7698 | 12.6844 | 10.1929 | 2.6218 | 1.9205 | 1.7147 | 0.8423 | 0.96069 | 1.2443 | 62.1692 | 61.9192 | 61.6692 | 60.9491 | 60.5499 | 59.9252 | 61.7367 | 63.9258 | 67.2676 | 70.8306 | 73.5924 | 74.6044 | 74.0099 | 74.7119 | 75.3232 | 74.5131 | 73.7373 | 72.6608 | 71.4049 | 68.5556 | 66.7396 | 65.7909 | 65.5409 | 64.354 | 3.1511 | 2.5244 | 2.1171 | 2.7748 | 3.3941 | 4.1468 | 3.6796 | 3.6274 | 1.9883 | 3.6378 | 3.4047 | 3.2778 | 2.9936 | 2.844 | 3.0117 | 3.9942 | 3.2278 | 3.3039 | 3.8632 | 4.3924 | 4.7392 | 4.9619 | 4.4144 | 3.8538
Portfolio Adjusted1-in-2Size: Over 200kWAll2016June Monthly Peak | Portfolio Adjusted | 1-in-2 | Size: Over 200kW | All | 2016 | June Monthly Peak | 6 | 144.5327 | 140.7937 | 138.2216 | 137.3834 | 142.8251 | 155.1382 | 169.2131 | 186.4407 | 196.9272 | 204.61 | 211.7077 | 213.6577 | 213.9742 | 213.8311 | 211.2881 | 205.4178 | 199.3312 | 190.4492 | 181.5587 | 175.8155 | 173.9747 | 166.2325 | 159.4712 | 152.7345 | -0.27028 | 0.56056 | 0.027619 | 0.24265 | -0.61227 | -1.083 | -2.7181 | -2.0627 | -0.52019 | 1.016 | 4.3044 | 16.1005 | 15.8276 | 14.5823 | 13.9114 | 13.3418 | 13.4105 | 10.8454 | 2.9127 | 2.0731 | 1.8213 | 0.92825 | 1.0541 | 1.3374 | 63.0773 | 62.9282 | 62.2264 | 62.294 | 61.3422 | 61.8347 | 62.0891 | 64.3449 | 66.4925 | 68.8204 | 71.3745 | 73.6259 | 75.0703 | 75.8127 | 76.2238 | 76.0659 | 75.1111 | 74.1743 | 72.3478 | 70.3493 | 67.4593 | 66.2894 | 65.5757 | 64.8287 | 3.2836 | 2.6233 | 2.2023 | 2.8737 | 3.5099 | 4.2722 | 3.7692 | 3.7137 | 2.0132 | 3.691 | 3.4798 | 3.3513 | 3.0548 | 2.896 | 3.0715 | 4.0985 | 3.3518 | 3.4349 | 4.0247 | 4.4929 | 4.8474 | 5.1002 | 4.5522 | 3.9799
Portfolio Adjusted1-in-2Size: Over 200kWAll2016July Monthly Peak | Portfolio Adjusted | 1-in-2 | Size: Over 200kW | All | 2016 | July Monthly Peak | 7 | 148.929 | 145.7003 | 142.7144 | 142.4649 | 148.7742 | 163.0735 | 177.3798 | 192.9209 | 201.473 | 208.3199 | 214.1748 | 215.0058 | 216.1884 | 216.5966 | 214.8324 | 211.3424 | 206.359 | 196.6897 | 186.7655 | 180.3924 | 178.2871 | 170.6609 | 163.6518 | 156.9424 | -0.15445 | 0.58171 | 0.16635 | 0.45209 | -0.27554 | -0.39164 | -2.2391 | -1.0245 | 0.39258 | 1.4457 | 4.7677 | 16.9998 | 16.9614 | 15.6981 | 15.0301 | 15.0956 | 15.2602 | 12.8179 | 4.4743 | 2.9912 | 2.3693 | 1.4659 | 1.5957 | 1.7713 | 68.0333 | 67.4021 | 67.0995 | 66.9503 | 66.7893 | 66.7893 | 67.2937 | 68.5904 | 70.772 | 73.7208 | 75.3203 | 73.9604 | 74.7268 | 77.1984 | 78.9562 | 79.206 | 80.2511 | 79.4529 | 75.8074 | 73.4304 | 71.9577 | 71.4488 | 70.4926 | 70.1974 | 3.2147 | 2.5793 | 2.1604 | 2.8314 | 3.4737 | 4.2667 | 3.754 | 3.6511 | 1.957 | 3.5704 | 3.3448 | 3.2042 | 2.9325 | 2.7871 | 2.9672 | 4.0064 | 3.2968 | 3.3705 | 3.9336 | 4.3799 | 4.7198 | 4.9749 | 4.4385 | 3.8855
Portfolio Adjusted1-in-2Size: Over 200kWAll2016August Monthly Peak | Portfolio Adjusted | 1-in-2 | Size: Over 200kW | All | 2016 | August Monthly Peak | 8 | 155.495 | 151.7021 | 148.6755 | 148.2904 | 154.8905 | 170.9178 | 186.4195 | 201.7237 | 212.9495 | 221.6914 | 229.8215 | 231.9408 | 233.6711 | 234.0865 | 232.3305 | 226.6861 | 219.6651 | 210.4005 | 199.9203 | 194.0098 | 189.2378 | 180.1446 | 172.2114 | 164.7884 | -0.058119 | 0.60702 | 0.28764 | 0.63673 | 0.013419 | 0.21275 | -1.8427 | -0.1471 | 1.1933 | 1.8871 | 5.4689 | 19.0241 | 19.1678 | 17.7636 | 17.0166 | 17.3608 | 17.4113 | 15.0889 | 6.0492 | 3.957 | 2.9398 | 1.9785 | 2.1098 | 2.1919 | 71.2231 | 71.4327 | 70.781 | 70.6084 | 70.393 | 69.876 | 69.9953 | 69.6665 | 71.2855 | 73.9745 | 77.4996 | 80.0224 | 81.4419 | 82.1382 | 81.6924 | 81.4622 | 80.7874 | 79.8937 | 77.1852 | 75.8783 | 74.1097 | 73.3002 | 72.593 | 72.5086 | 3.2609 | 2.6092 | 2.1866 | 2.8633 | 3.5136 | 4.3447 | 3.8331 | 3.7091 | 2.0096 | 3.6915 | 3.487 | 3.3583 | 3.0794 | 2.9265 | 3.1176 | 4.175 | 3.4096 | 3.5028 | 4.0909 | 4.5765 | 4.8671 | 5.1019 | 4.5378 | 3.9637
Portfolio Adjusted1-in-2Size: Over 200kWAll2016September Monthly Peak | Portfolio Adjusted | 1-in-2 | Size: Over 200kW | All | 2016 | September Monthly Peak | 9 | 152.1385 | 148.5662 | 145.7779 | 145.7861 | 153.4059 | 169.3484 | 188.5396 | 204.0866 | 218.4267 | 229.5108 | 237.2033 | 239.5844 | 241.0131 | 241.0004 | 238.5607 | 230.4995 | 220.4688 | 210.4203 | 201.2379 | 197.4412 | 189.535 | 179.0707 | 169.7266 | 162.0868 | -0.051493 | 0.59454 | 0.288 | 0.63467 | 0.029124 | 0.24367 | -1.8362 | -0.099052 | 1.2664 | 1.9729 | 5.664 | 19.6887 | 19.8159 | 18.332 | 17.5146 | 17.7161 | 17.5373 | 15.1636 | 6.1566 | 4.067 | 2.9671 | 1.9895 | 2.102 | 2.1733 | 67.7005 | 67.2487 | 67.0921 | 65.8526 | 65.8331 | 65.6884 | 66.4472 | 67.649 | 71.8773 | 76.9299 | 82.4299 | 84.2824 | 84.6622 | 84.2793 | 85.6028 | 87.0569 | 86.3746 | 85.2722 | 83.3129 | 79.6609 | 76.9533 | 75.8146 | 74.4354 | 73.0905 | 3.1867 | 2.5522 | 2.1414 | 2.8116 | 3.4758 | 4.2997 | 3.872 | 3.7481 | 2.0588 | 3.8171 | 3.5947 | 3.4648 | 3.1724 | 3.0093 | 3.1974 | 4.2401 | 3.4179 | 3.499 | 4.1129 | 4.6519 | 4.8689 | 5.0654 | 4.467 | 3.894
Portfolio Adjusted1-in-2Size: Over 200kWAll2016October Monthly Peak | Portfolio Adjusted | 1-in-2 | Size: Over 200kW | All | 2016 | October Monthly Peak | 10 | 150.2769 | 146.5704 | 143.522 | 142.7688 | 148.9617 | 161.6665 | 179.1851 | 193.9836 | 205.7538 | 214.8896 | 223.6341 | 227.2438 | 229.1369 | 231.4901 | 229.5221 | 222.2563 | 213.1608 | 203.0134 | 195.5852 | 188.7704 | 181.2975 | 171.3686 | 164.1693 | 158.0035 | -0.19118 | 0.58473 | 0.12816 | 0.39634 | -0.37829 | -0.59728 | -2.4359 | -1.3452 | 0.13428 | 1.3715 | 4.8565 | 17.7294 | 17.687 | 16.4977 | 15.7908 | 15.4687 | 15.3616 | 12.7588 | 4.2486 | 2.8748 | 2.2649 | 1.3266 | 1.4552 | 1.6704 | 65.1871 | 64.6419 | 64.2835 | 63.7791 | 63.2984 | 62.4312 | 62.6522 | 64.247 | 67.6683 | 71.9634 | 75.1636 | 77.1875 | 79.9196 | 80.8877 | 80.7868 | 80.3803 | 80.4211 | 80.0251 | 75.557 | 71.7322 | 69.7501 | 68.1478 | 66.9868 | 66.2806 | 3.286 | 2.6285 | 2.2009 | 2.8744 | 3.5234 | 4.285 | 3.8416 | 3.7191 | 2.0246 | 3.731 | 3.538 | 3.4307 | 3.1486 | 3.0176 | 3.2114 | 4.2682 | 3.4499 | 3.5242 | 4.1731 | 4.643 | 4.862 | 5.0606 | 4.5106 | 3.9627
Portfolio Adjusted1-in-2Size: Over 200kWAll2016November Monthly Peak | Portfolio Adjusted | 1-in-2 | Size: Over 200kW | All | 2016 | November Monthly Peak | 11 | 137.1887 | 134.0259 | 131.8356 | 131.9319 | 138.2717 | 148.9779 | 163.1967 | 178.232 | 187.8245 | 194.7169 | 201.1665 | 202.7097 | 204.1969 | 205.9814 | 204.1009 | 197.1372 | 189.9604 | 183.1236 | 173.1484 | 165.865 | 161.7156 | 154.3758 | 148.1479 | 143.2282 | -0.37678 | 0.53205 | -0.10763 | 0.037691 | -0.94697 | -1.7578 | -3.212 | -3.0508 | -1.4032 | 0.56232 | 3.6819 | 14.4841 | 14.1403 | 13.1192 | 12.5533 | 11.4604 | 11.4464 | 8.844 | 1.3361 | 1.1198 | 1.213 | 0.37386 | 0.48976 | 0.87285 | 60.6772 | 60.752 | 59.8529 | 59.5093 | 60.0119 | 60.3733 | 59.5757 | 59.1443 | 61.6118 | 64.6094 | 67.2265 | 69.2651 | 70.3745 | 70.7721 | 69.5844 | 69.2651 | 68.4469 | 66.5495 | 65.4907 | 64.2748 | 63.8351 | 62.9746 | 62.2963 | 61.7408 | 3.3318 | 2.6696 | 2.2455 | 2.9502 | 3.6325 | 4.3857 | 3.8861 | 3.7953 | 2.0527 | 3.7549 | 3.5348 | 3.3991 | 3.1165 | 2.9823 | 3.1718 | 4.2048 | 3.4147 | 3.5307 | 4.1032 | 4.5312 | 4.8169 | 5.0633 | 4.5209 | 3.9898
Portfolio Adjusted1-in-2Size: Over 200kWAll2016December Monthly Peak | Portfolio Adjusted | 1-in-2 | Size: Over 200kW | All | 2016 | December Monthly Peak | 12 | 128.1628 | 125.695 | 124.2822 | 124.055 | 129.8225 | 140.0514 | 154.9447 | 167.1399 | 173.3389 | 175.7114 | 176.8247 | 175.1205 | 174.0008 | 173.3365 | 171.3545 | 167.3824 | 165.5886 | 164.568 | 158.632 | 153.0945 | 149.3131 | 143.6725 | 138.0942 | 133.1059 | -0.59813 | 0.49576 | -0.37821 | -0.36703 | -1.6179 | -3.1312 | -4.2783 | -5.0781 | -3.1295 | -0.29251 | 2.4501 | 11.0146 | 10.2493 | 9.3292 | 8.9112 | 7.2307 | 7.4304 | 4.8282 | -1.6704 | -0.6572 | 0.14901 | -0.64767 | -0.5434 | 0.034666 | 50.3228 | 49.9266 | 49.0047 | 49.0379 | 48.2233 | 47.9066 | 47.7049 | 47.2263 | 51.6609 | 56.8463 | 60.7091 | 62.2365 | 63.7501 | 66.6054 | 65.7307 | 63.661 | 62.1884 | 60.863 | 60.0077 | 57.3243 | 56.2413 | 54.7354 | 54.4038 | 54.0936 | 3.6839 | 2.9632 | 2.5054 | 3.2832 | 4.0366 | 4.8797 | 4.3668 | 4.2123 | 2.2421 | 4.0104 | 3.6774 | 3.4754 | 3.1431 | 2.9703 | 3.1517 | 4.2254 | 3.5229 | 3.7554 | 4.4492 | 4.95 | 5.2638 | 5.5772 | 4.9876 | 4.3884
Portfolio Adjusted1-in-2Size: Over 200kWAll2016Typical Event Day | Portfolio Adjusted | 1-in-2 | Size: Over 200kW | All | 2016 | Typical Event Day | 8 | 153.238 | 149.5807 | 146.621 | 146.2929 | 152.6027 | 168.1227 | 183.4664 | 198.2893 | 208.264 | 215.308 | 221.9231 | 223.4116 | 224.9174 | 225.5858 | 224.2302 | 219.0131 | 212.7698 | 204.1262 | 194.7082 | 189.3793 | 185.2138 | 176.698 | 168.9816 | 161.7485 | -0.13865 | 0.59747 | 0.19338 | 0.49692 | -0.22366 | -0.28157 | -2.2158 | -0.87192 | 0.55755 | 1.5617 | 5.0081 | 17.796 | 17.8064 | 16.5028 | 15.8342 | 15.8687 | 15.9596 | 13.5689 | 4.9091 | 3.2842 | 2.5443 | 1.6021 | 1.7319 | 1.8905 | 67.5086 | 67.2529 | 66.7997 | 66.4263 | 66.0894 | 66.0471 | 66.4563 | 67.5627 | 70.1068 | 73.3614 | 76.6561 | 77.9728 | 78.9753 | 79.8571 | 80.6188 | 80.9478 | 80.6311 | 79.6982 | 77.1633 | 74.8297 | 72.62 | 71.7132 | 70.7742 | 70.1563 | 3.2856 | 2.6304 | 2.2048 | 2.8881 | 3.5393 | 4.3695 | 3.857 | 3.7277 | 2.0094 | 3.6656 | 3.4427 | 3.3073 | 3.0306 | 2.8835 | 3.0764 | 4.1241 | 3.3766 | 3.4746 | 4.0736 | 4.5675 | 4.8705 | 5.1165 | 4.5525 | 3.9778
Portfolio Adjusted1-in-2Size: Over 200kWAll2017January Monthly Peak | Portfolio Adjusted | 1-in-2 | Size: Over 200kW | All | 2017 | January Monthly Peak | 1 | 125.3362 | 122.3832 | 121.4305 | 121.7533 | 128.766 | 140.6678 | 158.3552 | 171.6588 | 176.1453 | 176.7645 | 177.8628 | 174.9779 | 173.8436 | 172.6125 | 169.3439 | 165.3166 | 162.7445 | 161.1622 | 156.8301 | 151.019 | 147.3869 | 141.8224 | 136.8788 | 132.0599 | -0.66903 | 0.48161 | -0.46399 | -0.4982 | -1.8572 | -3.6638 | -4.8111 | -6.0108 | -3.8313 | -0.57537 | 2.1882 | 10.4827 | 9.6118 | 8.6951 | 8.2446 | 6.279 | 6.4282 | 3.6611 | -2.651 | -1.2309 | -0.18772 | -0.98263 | -0.88483 | -0.23472 | 49.7806 | 49.1494 | 48.5603 | 48.2715 | 47.4987 | 47.0201 | 47.8347 | 47.0757 | 48.6631 | 52.0363 | 54.7893 | 56.9732 | 58.6432 | 58.9653 | 59.0661 | 58.8117 | 57.7954 | 55.9236 | 54.0862 | 53.3199 | 50.8697 | 49.2415 | 47.3514 | 46.073 | 3.8285 | 3.0659 | 2.6013 | 3.4242 | 4.2546 | 5.2083 | 4.7426 | 4.5974 | 2.4212 | 4.2873 | 3.9308 | 3.6902 | 3.337 | 3.1432 | 3.3099 | 4.4348 | 3.6794 | 3.9081 | 4.6744 | 5.1889 | 5.5215 | 5.8505 | 5.2535 | 4.6267
Portfolio Adjusted1-in-2Size: Over 200kWAll2017February Monthly Peak | Portfolio Adjusted | 1-in-2 | Size: Over 200kW | All | 2017 | February Monthly Peak | 2 | 127.8824 | 124.5989 | 123.103 | 123.7405 | 129.965 | 141.4192 | 158.6058 | 169.3861 | 174.4365 | 175.644 | 178.3203 | 176.4675 | 176.6323 | 175.7524 | 173.3412 | 168.4033 | 163.8996 | 163.5369 | 161.4905 | 155.5522 | 151.5592 | 144.9742 | 138.8267 | 133.9732 | -0.64956 | 0.49075 | -0.43349 | -0.45231 | -1.7763 | -3.4824 | -4.6495 | -5.6288 | -3.5457 | -0.46411 | 2.3005 | 10.7752 | 10.0119 | 9.0867 | 8.6608 | 6.7348 | 6.8132 | 4.1323 | -2.3332 | -1.0366 | -0.060383 | -0.86926 | -0.76214 | -0.13293 | 52.5083 | 52.2806 | 51.3468 | 49.7622 | 49.231 | 48.6932 | 48.1287 | 47.8334 | 50.9385 | 53.9623 | 56.7019 | 57.77 | 58.5965 | 58.9861 | 58.5965 | 58.0319 | 57.5275 | 56.4854 | 54.6917 | 53.5894 | 52.1455 | 50.9016 | 49.9483 | 49.2236 | 3.816 | 3.0493 | 2.5762 | 3.3997 | 4.195 | 5.1151 | 4.6403 | 4.4316 | 2.3423 | 4.1616 | 3.8498 | 3.6356 | 3.3122 | 3.1264 | 3.3097 | 4.4132 | 3.6199 | 3.8741 | 4.702 | 5.2211 | 5.5465 | 5.8422 | 5.2051 | 4.5853
Portfolio Adjusted1-in-2Size: Over 200kWAll2017March Monthly Peak | Portfolio Adjusted | 1-in-2 | Size: Over 200kW | All | 2017 | March Monthly Peak | 3 | 130.3537 | 127.2037 | 125.1906 | 124.6196 | 129.0157 | 140.6879 | 158.6082 | 169.9703 | 175.1651 | 177.3258 | 181.021 | 180.0521 | 180.6519 | 181.4053 | 180.1112 | 175.3748 | 170.3735 | 166.028 | 162.3055 | 160.549 | 157.0462 | 150.5516 | 143.2539 | 137.3489 | -0.58351 | 0.50204 | -0.3533 | -0.32857 | -1.5359 | -2.998 | -4.2546 | -4.9403 | -2.9784 | -0.21506 | 2.5881 | 11.4777 | 10.8266 | 9.9412 | 9.5364 | 7.836 | 7.9053 | 5.1835 | -1.4151 | -0.51317 | 0.25811 | -0.57511 | -0.46073 | 0.11532 | 53.4898 | 52.9972 | 52.4037 | 51.1114 | 50.3495 | 50.0995 | 50.3828 | 51.5276 | 54.6284 | 57.7818 | 59.7833 | 61.8086 | 62.6446 | 62.2077 | 62.6565 | 62.2709 | 61.3221 | 59.1522 | 57.5424 | 56.377 | 55.4615 | 53.5685 | 53.0715 | 52.8259 | 3.6827 | 2.9474 | 2.4805 | 3.2416 | 3.9427 | 4.8179 | 4.3935 | 4.2103 | 2.2269 | 3.9779 | 3.7002 | 3.5121 | 3.2073 | 3.0553 | 3.256 | 4.3514 | 3.5626 | 3.7238 | 4.4743 | 5.1021 | 5.4415 | 5.7441 | 5.0853 | 4.4507
Portfolio Adjusted1-in-2Size: Over 200kWAll2017April Monthly Peak | Portfolio Adjusted | 1-in-2 | Size: Over 200kW | All | 2017 | April Monthly Peak | 4 | 137.7376 | 133.7101 | 131.2661 | 130.3155 | 134.8651 | 146.8352 | 162.0631 | 175.4086 | 184.5123 | 191.2345 | 197.3214 | 199.0641 | 200.5589 | 202.2321 | 199.8769 | 193.547 | 185.8708 | 177.5609 | 169.0581 | 167.694 | 165.637 | 159.3119 | 152.0453 | 145.9141 | -0.33318 | 0.53138 | -0.057319 | 0.10932 | -0.79454 | -1.4682 | -2.9705 | -2.6058 | -1.0455 | 0.70072 | 3.7611 | 14.514 | 14.2422 | 13.2207 | 12.6173 | 11.7445 | 11.6876 | 9.1493 | 1.8305 | 1.448 | 1.4261 | 0.57406 | 0.69038 | 1.0344 | 61.5789 | 60.5773 | 59.8348 | 57.9297 | 57.7955 | 56.7308 | 56.8963 | 59.4398 | 64.0569 | 67.6364 | 70.7438 | 73.0867 | 74.0146 | 74.626 | 74.189 | 74.1594 | 73.0465 | 72.566 | 71.2634 | 68.5995 | 64.6552 | 63.351 | 62.3754 | 61.0424 | 3.2588 | 2.5946 | 2.1781 | 2.8388 | 3.4516 | 4.2111 | 3.7595 | 3.6388 | 1.9645 | 3.5926 | 3.3778 | 3.2518 | 2.982 | 2.8524 | 3.026 | 4.0217 | 3.2549 | 3.3351 | 3.9029 | 4.4629 | 4.8063 | 5.0904 | 4.5201 | 3.9597
Portfolio Adjusted1-in-2Size: Over 200kWAll2017May Monthly Peak | Portfolio Adjusted | 1-in-2 | Size: Over 200kW | All | 2017 | May Monthly Peak | 5 | 137.782 | 134.586 | 131.9968 | 131.775 | 137.1958 | 149.5848 | 164.0939 | 180.8957 | 193.196 | 200.323 | 205.7644 | 207.5867 | 208.2949 | 208.5997 | 205.8006 | 198.8625 | 190.685 | 181.9722 | 173.114 | 170.7428 | 168.9621 | 160.6519 | 153.6157 | 146.9161 | -0.27068 | 0.53568 | 0.01191 | 0.2117 | -0.62604 | -1.122 | -2.6999 | -2.1195 | -0.61095 | 0.94981 | 4.1386 | 15.5556 | 15.3014 | 14.1242 | 13.4539 | 12.7698 | 12.6844 | 10.1929 | 2.6218 | 1.9205 | 1.7147 | 0.8423 | 0.96069 | 1.2443 | 62.1692 | 61.9192 | 61.6692 | 60.9491 | 60.5499 | 59.9252 | 61.7366 | 63.9258 | 67.2676 | 70.8306 | 73.5924 | 74.6044 | 74.0099 | 74.7119 | 75.3232 | 74.5131 | 73.7373 | 72.6608 | 71.4049 | 68.5556 | 66.7396 | 65.7909 | 65.5409 | 64.354 | 3.1511 | 2.5244 | 2.1171 | 2.7748 | 3.3941 | 4.1468 | 3.6796 | 3.6274 | 1.9883 | 3.6378 | 3.4047 | 3.2778 | 2.9936 | 2.844 | 3.0117 | 3.9942 | 3.2278 | 3.3039 | 3.8632 | 4.3924 | 4.7392 | 4.9619 | 4.4144 | 3.8538
Portfolio Adjusted1-in-2Size: Over 200kWAll2017June Monthly Peak | Portfolio Adjusted | 1-in-2 | Size: Over 200kW | All | 2017 | June Monthly Peak | 6 | 144.5327 | 140.7937 | 138.2216 | 137.3834 | 142.8251 | 155.1382 | 169.2131 | 186.4407 | 196.9272 | 204.61 | 211.7077 | 213.6577 | 213.9742 | 213.8311 | 211.2881 | 205.4178 | 199.3312 | 190.4492 | 181.5587 | 175.8155 | 173.9747 | 166.2325 | 159.4712 | 152.7345 | -0.27028 | 0.56056 | 0.027619 | 0.24265 | -0.61227 | -1.083 | -2.7181 | -2.0627 | -0.52019 | 1.016 | 4.3044 | 16.1005 | 15.8276 | 14.5823 | 13.9114 | 13.3418 | 13.4105 | 10.8454 | 2.9127 | 2.0731 | 1.8213 | 0.92825 | 1.0541 | 1.3374 | 63.0773 | 62.9282 | 62.2264 | 62.294 | 61.3422 | 61.8347 | 62.0891 | 64.3449 | 66.4925 | 68.8204 | 71.3745 | 73.6259 | 75.0703 | 75.8127 | 76.2238 | 76.0659 | 75.1111 | 74.1743 | 72.3478 | 70.3493 | 67.4593 | 66.2894 | 65.5757 | 64.8287 | 3.2836 | 2.6233 | 2.2023 | 2.8737 | 3.5099 | 4.2722 | 3.7692 | 3.7137 | 2.0132 | 3.691 | 3.4798 | 3.3513 | 3.0548 | 2.896 | 3.0715 | 4.0985 | 3.3518 | 3.4349 | 4.0247 | 4.4929 | 4.8474 | 5.1002 | 4.5522 | 3.9799
Portfolio Adjusted1-in-2Size: Over 200kWAll2017July Monthly Peak | Portfolio Adjusted | 1-in-2 | Size: Over 200kW | All | 2017 | July Monthly Peak | 7 | 148.929 | 145.7003 | 142.7144 | 142.4649 | 148.7742 | 163.0735 | 177.3798 | 192.9209 | 201.473 | 208.3199 | 214.1749 | 215.0058 | 216.1884 | 216.5966 | 214.8324 | 211.3425 | 206.359 | 196.6897 | 186.7655 | 180.3924 | 178.2871 | 170.6609 | 163.6518 | 156.9424 | -0.15445 | 0.58171 | 0.16635 | 0.45209 | -0.27554 | -0.39164 | -2.2391 | -1.0245 | 0.39258 | 1.4457 | 4.7677 | 16.9998 | 16.9614 | 15.6981 | 15.0301 | 15.0956 | 15.2602 | 12.8179 | 4.4743 | 2.9912 | 2.3693 | 1.4659 | 1.5957 | 1.7713 | 68.0333 | 67.4021 | 67.0995 | 66.9503 | 66.7893 | 66.7893 | 67.2937 | 68.5904 | 70.772 | 73.7208 | 75.3203 | 73.9604 | 74.7268 | 77.1984 | 78.9562 | 79.206 | 80.2511 | 79.4529 | 75.8074 | 73.4304 | 71.9577 | 71.4488 | 70.4926 | 70.1974 | 3.2147 | 2.5793 | 2.1604 | 2.8314 | 3.4737 | 4.2667 | 3.754 | 3.6511 | 1.957 | 3.5704 | 3.3448 | 3.2042 | 2.9325 | 2.7871 | 2.9672 | 4.0064 | 3.2968 | 3.3705 | 3.9336 | 4.3799 | 4.7198 | 4.9749 | 4.4385 | 3.8855
Portfolio Adjusted1-in-2Size: Over 200kWAll2017August Monthly Peak | Portfolio Adjusted | 1-in-2 | Size: Over 200kW | All | 2017 | August Monthly Peak | 8 | 155.495 | 151.7021 | 148.6755 | 148.2904 | 154.8905 | 170.9178 | 186.4195 | 201.7237 | 212.9495 | 221.6914 | 229.8215 | 231.9408 | 233.6711 | 234.0865 | 232.3305 | 226.6861 | 219.6651 | 210.4005 | 199.9203 | 194.0098 | 189.2378 | 180.1446 | 172.2114 | 164.7884 | -0.058119 | 0.60702 | 0.28764 | 0.63673 | 0.013419 | 0.21275 | -1.8427 | -0.1471 | 1.1933 | 1.8871 | 5.4689 | 19.0241 | 19.1678 | 17.7636 | 17.0166 | 17.3608 | 17.4113 | 15.0889 | 6.0492 | 3.957 | 2.9398 | 1.9785 | 2.1098 | 2.1919 | 71.2231 | 71.4327 | 70.781 | 70.6084 | 70.393 | 69.876 | 69.9953 | 69.6665 | 71.2855 | 73.9745 | 77.4996 | 80.0224 | 81.4419 | 82.1382 | 81.6924 | 81.4622 | 80.7874 | 79.8937 | 77.1852 | 75.8783 | 74.1097 | 73.3002 | 72.593 | 72.5086 | 3.2609 | 2.6092 | 2.1866 | 2.8633 | 3.5136 | 4.3447 | 3.8331 | 3.7091 | 2.0096 | 3.6915 | 3.487 | 3.3583 | 3.0794 | 2.9265 | 3.1176 | 4.175 | 3.4096 | 3.5028 | 4.0909 | 4.5765 | 4.8671 | 5.1019 | 4.5378 | 3.9637
Portfolio Adjusted1-in-2Size: Over 200kWAll2017September Monthly Peak | Portfolio Adjusted | 1-in-2 | Size: Over 200kW | All | 2017 | September Monthly Peak | 9 | 152.1385 | 148.5662 | 145.7779 | 145.7861 | 153.4059 | 169.3484 | 188.5396 | 204.0865 | 218.4267 | 229.5108 | 237.2034 | 239.5844 | 241.0131 | 241.0004 | 238.5607 | 230.4995 | 220.4688 | 210.4203 | 201.2379 | 197.4412 | 189.535 | 179.0707 | 169.7266 | 162.0868 | -0.051493 | 0.59454 | 0.288 | 0.63467 | 0.029124 | 0.24367 | -1.8362 | -0.099052 | 1.2664 | 1.9729 | 5.664 | 19.6887 | 19.8159 | 18.332 | 17.5146 | 17.7161 | 17.5373 | 15.1636 | 6.1566 | 4.067 | 2.9671 | 1.9895 | 2.102 | 2.1733 | 67.7005 | 67.2487 | 67.0921 | 65.8526 | 65.8331 | 65.6884 | 66.4472 | 67.649 | 71.8773 | 76.9299 | 82.4299 | 84.2824 | 84.6622 | 84.2793 | 85.6028 | 87.0569 | 86.3746 | 85.2722 | 83.3129 | 79.6609 | 76.9533 | 75.8146 | 74.4354 | 73.0905 | 3.1867 | 2.5522 | 2.1414 | 2.8116 | 3.4758 | 4.2997 | 3.872 | 3.7481 | 2.0588 | 3.8171 | 3.5947 | 3.4648 | 3.1724 | 3.0093 | 3.1974 | 4.2401 | 3.418 | 3.499 | 4.1129 | 4.6519 | 4.8689 | 5.0654 | 4.467 | 3.894
Portfolio Adjusted1-in-2Size: Over 200kWAll2017October Monthly Peak | Portfolio Adjusted | 1-in-2 | Size: Over 200kW | All | 2017 | October Monthly Peak | 10 | 150.2769 | 146.5704 | 143.522 | 142.7688 | 148.9617 | 161.6665 | 179.1851 | 193.9836 | 205.7538 | 214.8897 | 223.6341 | 227.2438 | 229.137 | 231.4901 | 229.5221 | 222.2563 | 213.1608 | 203.0134 | 195.5852 | 188.7704 | 181.2975 | 171.3686 | 164.1693 | 158.0035 | -0.19118 | 0.58473 | 0.12816 | 0.39634 | -0.37829 | -0.59728 | -2.4359 | -1.3452 | 0.13428 | 1.3715 | 4.8565 | 17.7294 | 17.687 | 16.4977 | 15.7908 | 15.4687 | 15.3616 | 12.7588 | 4.2486 | 2.8748 | 2.2649 | 1.3266 | 1.4552 | 1.6704 | 65.1871 | 64.6419 | 64.2835 | 63.7791 | 63.2984 | 62.4312 | 62.6522 | 64.247 | 67.6683 | 71.9634 | 75.1636 | 77.1875 | 79.9196 | 80.8877 | 80.7868 | 80.3803 | 80.4211 | 80.0251 | 75.557 | 71.7322 | 69.7501 | 68.1478 | 66.9868 | 66.2806 | 3.286 | 2.6285 | 2.2009 | 2.8744 | 3.5234 | 4.285 | 3.8416 | 3.7191 | 2.0246 | 3.731 | 3.538 | 3.4307 | 3.1486 | 3.0176 | 3.2114 | 4.2682 | 3.4499 | 3.5242 | 4.1731 | 4.643 | 4.862 | 5.0606 | 4.5106 | 3.9627
Portfolio Adjusted1-in-2Size: Over 200kWAll2017November Monthly Peak | Portfolio Adjusted | 1-in-2 | Size: Over 200kW | All | 2017 | November Monthly Peak | 11 | 137.1887 | 134.0259 | 131.8356 | 131.9319 | 138.2717 | 148.9779 | 163.1967 | 178.232 | 187.8245 | 194.7169 | 201.1665 | 202.7097 | 204.1969 | 205.9814 | 204.1009 | 197.1372 | 189.9604 | 183.1236 | 173.1484 | 165.865 | 161.7156 | 154.3758 | 148.1479 | 143.2282 | -0.37678 | 0.53205 | -0.10763 | 0.037691 | -0.94697 | -1.7578 | -3.212 | -3.0508 | -1.4032 | 0.56232 | 3.6819 | 14.4841 | 14.1403 | 13.1192 | 12.5533 | 11.4604 | 11.4464 | 8.844 | 1.3361 | 1.1198 | 1.213 | 0.37386 | 0.48976 | 0.87285 | 60.6772 | 60.752 | 59.8529 | 59.5093 | 60.0119 | 60.3733 | 59.5757 | 59.1443 | 61.6118 | 64.6094 | 67.2265 | 69.2651 | 70.3745 | 70.7721 | 69.5844 | 69.2651 | 68.4469 | 66.5495 | 65.4907 | 64.2748 | 63.8351 | 62.9746 | 62.2963 | 61.7408 | 3.3318 | 2.6696 | 2.2455 | 2.9502 | 3.6325 | 4.3857 | 3.8861 | 3.7953 | 2.0527 | 3.7549 | 3.5348 | 3.3991 | 3.1165 | 2.9823 | 3.1718 | 4.2048 | 3.4147 | 3.5307 | 4.1032 | 4.5312 | 4.8169 | 5.0633 | 4.5209 | 3.9898
Portfolio Adjusted1-in-2Size: Over 200kWAll2017December Monthly Peak | Portfolio Adjusted | 1-in-2 | Size: Over 200kW | All | 2017 | December Monthly Peak | 12 | 128.1628 | 125.695 | 124.2822 | 124.055 | 129.8225 | 140.0514 | 154.9447 | 167.1399 | 173.3389 | 175.7114 | 176.8247 | 175.1205 | 174.0008 | 173.3365 | 171.3545 | 167.3824 | 165.5886 | 164.568 | 158.632 | 153.0945 | 149.3131 | 143.6725 | 138.0942 | 133.1059 | -0.59813 | 0.49576 | -0.37821 | -0.36703 | -1.6179 | -3.1312 | -4.2783 | -5.0781 | -3.1295 | -0.29251 | 2.4501 | 11.0146 | 10.2493 | 9.3292 | 8.9112 | 7.2307 | 7.4304 | 4.8282 | -1.6704 | -0.6572 | 0.14901 | -0.64767 | -0.5434 | 0.034666 | 50.3228 | 49.9266 | 49.0047 | 49.0379 | 48.2233 | 47.9066 | 47.7049 | 47.2263 | 51.6609 | 56.8463 | 60.7091 | 62.2365 | 63.7501 | 66.6054 | 65.7307 | 63.661 | 62.1884 | 60.8629 | 60.0077 | 57.3243 | 56.2413 | 54.7354 | 54.4038 | 54.0936 | 3.6839 | 2.9632 | 2.5054 | 3.2832 | 4.0366 | 4.8797 | 4.3668 | 4.2123 | 2.2421 | 4.0104 | 3.6774 | 3.4754 | 3.1431 | 2.9703 | 3.1517 | 4.2254 | 3.5229 | 3.7554 | 4.4492 | 4.95 | 5.2638 | 5.5772 | 4.9876 | 4.3884
Portfolio Adjusted1-in-2Size: Over 200kWAll2017Typical Event Day | Portfolio Adjusted | 1-in-2 | Size: Over 200kW | All | 2017 | Typical Event Day | 8 | 153.238 | 149.5807 | 146.621 | 146.2929 | 152.6027 | 168.1227 | 183.4664 | 198.2893 | 208.264 | 215.3079 | 221.9231 | 223.4116 | 224.9174 | 225.5858 | 224.2302 | 219.0131 | 212.7698 | 204.1262 | 194.7082 | 189.3793 | 185.2138 | 176.698 | 168.9816 | 161.7485 | -0.13865 | 0.59747 | 0.19338 | 0.49692 | -0.22366 | -0.28157 | -2.2158 | -0.87192 | 0.55755 | 1.5617 | 5.0081 | 17.796 | 17.8064 | 16.5028 | 15.8342 | 15.8687 | 15.9596 | 13.5689 | 4.9091 | 3.2842 | 2.5443 | 1.6021 | 1.7319 | 1.8905 | 67.5086 | 67.2529 | 66.7997 | 66.4263 | 66.0894 | 66.0471 | 66.4563 | 67.5627 | 70.1068 | 73.3614 | 76.6561 | 77.9728 | 78.9753 | 79.8571 | 80.6188 | 80.9478 | 80.6311 | 79.6982 | 77.1633 | 74.8297 | 72.62 | 71.7132 | 70.7742 | 70.1563 | 3.2856 | 2.6304 | 2.2048 | 2.8881 | 3.5393 | 4.3695 | 3.857 | 3.7277 | 2.0094 | 3.6656 | 3.4427 | 3.3073 | 3.0306 | 2.8835 | 3.0764 | 4.1241 | 3.3766 | 3.4746 | 4.0736 | 4.5675 | 4.8705 | 5.1165 | 4.5525 | 3.9778
Portfolio Adjusted1-in-2Size: Over 200kWAll2018January Monthly Peak | Portfolio Adjusted | 1-in-2 | Size: Over 200kW | All | 2018 | January Monthly Peak | 1 | 125.3362 | 122.3832 | 121.4305 | 121.7533 | 128.766 | 140.6678 | 158.3552 | 171.6588 | 176.1453 | 176.7645 | 177.8628 | 174.9779 | 173.8436 | 172.6125 | 169.3439 | 165.3166 | 162.7445 | 161.1622 | 156.8301 | 151.019 | 147.3869 | 141.8224 | 136.8788 | 132.0599 | -0.66903 | 0.48161 | -0.46399 | -0.4982 | -1.8572 | -3.6638 | -4.8111 | -6.0108 | -3.8313 | -0.57537 | 2.1882 | 10.4827 | 9.6118 | 8.6951 | 8.2446 | 6.279 | 6.4282 | 3.6611 | -2.651 | -1.2309 | -0.18772 | -0.98263 | -0.88483 | -0.23472 | 49.7806 | 49.1494 | 48.5603 | 48.2715 | 47.4987 | 47.0201 | 47.8347 | 47.0757 | 48.6631 | 52.0363 | 54.7893 | 56.9732 | 58.6432 | 58.9653 | 59.0661 | 58.8117 | 57.7954 | 55.9236 | 54.0862 | 53.3199 | 50.8697 | 49.2415 | 47.3514 | 46.073 | 3.8285 | 3.0659 | 2.6013 | 3.4242 | 4.2546 | 5.2083 | 4.7426 | 4.5974 | 2.4212 | 4.2873 | 3.9308 | 3.6902 | 3.337 | 3.1432 | 3.3099 | 4.4348 | 3.6794 | 3.9081 | 4.6744 | 5.1889 | 5.5215 | 5.8505 | 5.2535 | 4.6267
Portfolio Adjusted1-in-2Size: Over 200kWAll2018February Monthly Peak | Portfolio Adjusted | 1-in-2 | Size: Over 200kW | All | 2018 | February Monthly Peak | 2 | 127.8824 | 124.5989 | 123.103 | 123.7404 | 129.965 | 141.4192 | 158.6058 | 169.3861 | 174.4365 | 175.644 | 178.3203 | 176.4675 | 176.6323 | 175.7524 | 173.3412 | 168.4033 | 163.8996 | 163.5369 | 161.4905 | 155.5522 | 151.5592 | 144.9742 | 138.8267 | 133.9732 | -0.64956 | 0.49075 | -0.43349 | -0.45231 | -1.7763 | -3.4824 | -4.6495 | -5.6288 | -3.5457 | -0.46411 | 2.3005 | 10.7752 | 10.0119 | 9.0867 | 8.6608 | 6.7348 | 6.8132 | 4.1323 | -2.3332 | -1.0366 | -0.060383 | -0.86926 | -0.76214 | -0.13293 | 52.5083 | 52.2806 | 51.3468 | 49.7622 | 49.231 | 48.6932 | 48.1287 | 47.8334 | 50.9385 | 53.9623 | 56.7019 | 57.77 | 58.5965 | 58.9861 | 58.5965 | 58.0319 | 57.5275 | 56.4854 | 54.6917 | 53.5894 | 52.1455 | 50.9016 | 49.9483 | 49.2236 | 3.816 | 3.0493 | 2.5762 | 3.3997 | 4.195 | 5.1151 | 4.6403 | 4.4316 | 2.3423 | 4.1616 | 3.8498 | 3.6356 | 3.3122 | 3.1264 | 3.3097 | 4.4132 | 3.6199 | 3.8741 | 4.702 | 5.2211 | 5.5465 | 5.8422 | 5.2051 | 4.5853
Portfolio Adjusted1-in-2Size: Over 200kWAll2018March Monthly Peak | Portfolio Adjusted | 1-in-2 | Size: Over 200kW | All | 2018 | March Monthly Peak | 3 | 130.3537 | 127.2037 | 125.1906 | 124.6196 | 129.0157 | 140.6879 | 158.6082 | 169.9703 | 175.1651 | 177.3258 | 181.021 | 180.0521 | 180.6519 | 181.4053 | 180.1112 | 175.3748 | 170.3735 | 166.028 | 162.3055 | 160.549 | 157.0462 | 150.5516 | 143.2539 | 137.3489 | -0.58351 | 0.50204 | -0.3533 | -0.32857 | -1.5359 | -2.998 | -4.2546 | -4.9403 | -2.9784 | -0.21506 | 2.5881 | 11.4777 | 10.8266 | 9.9412 | 9.5364 | 7.836 | 7.9053 | 5.1835 | -1.4151 | -0.51317 | 0.25811 | -0.57511 | -0.46073 | 0.11532 | 53.4898 | 52.9972 | 52.4037 | 51.1114 | 50.3495 | 50.0995 | 50.3828 | 51.5276 | 54.6284 | 57.7818 | 59.7833 | 61.8086 | 62.6446 | 62.2077 | 62.6565 | 62.2709 | 61.3221 | 59.1522 | 57.5424 | 56.377 | 55.4615 | 53.5685 | 53.0715 | 52.8259 | 3.6827 | 2.9474 | 2.4805 | 3.2416 | 3.9427 | 4.8179 | 4.3935 | 4.2103 | 2.2269 | 3.9779 | 3.7002 | 3.5121 | 3.2073 | 3.0553 | 3.256 | 4.3514 | 3.5626 | 3.7238 | 4.4743 | 5.1021 | 5.4415 | 5.7441 | 5.0853 | 4.4507
Portfolio Adjusted1-in-2Size: Over 200kWAll2018April Monthly Peak | Portfolio Adjusted | 1-in-2 | Size: Over 200kW | All | 2018 | April Monthly Peak | 4 | 137.7376 | 133.7101 | 131.2661 | 130.3155 | 134.8651 | 146.8352 | 162.0631 | 175.4086 | 184.5123 | 191.2345 | 197.3214 | 199.0641 | 200.5589 | 202.2321 | 199.8769 | 193.547 | 185.8708 | 177.5609 | 169.0581 | 167.694 | 165.637 | 159.3119 | 152.0453 | 145.9141 | -0.33318 | 0.53138 | -0.057319 | 0.10932 | -0.79454 | -1.4682 | -2.9705 | -2.6058 | -1.0455 | 0.70072 | 3.7611 | 14.514 | 14.2422 | 13.2207 | 12.6173 | 11.7445 | 11.6876 | 9.1493 | 1.8305 | 1.448 | 1.4261 | 0.57406 | 0.69038 | 1.0344 | 61.5789 | 60.5773 | 59.8348 | 57.9297 | 57.7955 | 56.7308 | 56.8963 | 59.4398 | 64.0569 | 67.6364 | 70.7438 | 73.0867 | 74.0146 | 74.626 | 74.189 | 74.1594 | 73.0465 | 72.566 | 71.2634 | 68.5995 | 64.6552 | 63.351 | 62.3754 | 61.0424 | 3.2588 | 2.5946 | 2.1781 | 2.8388 | 3.4516 | 4.2111 | 3.7595 | 3.6388 | 1.9645 | 3.5926 | 3.3778 | 3.2518 | 2.982 | 2.8524 | 3.026 | 4.0217 | 3.2549 | 3.3351 | 3.9029 | 4.4629 | 4.8063 | 5.0904 | 4.5201 | 3.9597
Portfolio Adjusted1-in-2Size: Over 200kWAll2018May Monthly Peak | Portfolio Adjusted | 1-in-2 | Size: Over 200kW | All | 2018 | May Monthly Peak | 5 | 137.782 | 134.586 | 131.9968 | 131.775 | 137.1958 | 149.5848 | 164.0939 | 180.8957 | 193.196 | 200.323 | 205.7644 | 207.5867 | 208.2949 | 208.5997 | 205.8006 | 198.8625 | 190.685 | 181.9722 | 173.114 | 170.7428 | 168.9621 | 160.6519 | 153.6157 | 146.9161 | -0.27068 | 0.53568 | 0.01191 | 0.2117 | -0.62604 | -1.122 | -2.6999 | -2.1195 | -0.61095 | 0.94981 | 4.1386 | 15.5556 | 15.3014 | 14.1242 | 13.4539 | 12.7698 | 12.6844 | 10.1929 | 2.6218 | 1.9205 | 1.7147 | 0.8423 | 0.96069 | 1.2443 | 62.1692 | 61.9192 | 61.6692 | 60.9491 | 60.5499 | 59.9252 | 61.7366 | 63.9258 | 67.2676 | 70.8306 | 73.5924 | 74.6044 | 74.0099 | 74.7119 | 75.3232 | 74.5131 | 73.7373 | 72.6608 | 71.4049 | 68.5556 | 66.7396 | 65.7909 | 65.5409 | 64.354 | 3.1511 | 2.5244 | 2.1171 | 2.7748 | 3.3941 | 4.1468 | 3.6796 | 3.6274 | 1.9883 | 3.6378 | 3.4047 | 3.2778 | 2.9936 | 2.844 | 3.0117 | 3.9942 | 3.2278 | 3.3039 | 3.8632 | 4.3924 | 4.7392 | 4.9619 | 4.4144 | 3.8538
Portfolio Adjusted1-in-2Size: Over 200kWAll2018June Monthly Peak | Portfolio Adjusted | 1-in-2 | Size: Over 200kW | All | 2018 | June Monthly Peak | 6 | 144.5327 | 140.7937 | 138.2216 | 137.3834 | 142.8251 | 155.1382 | 169.2131 | 186.4407 | 196.9272 | 204.61 | 211.7077 | 213.6577 | 213.9741 | 213.8311 | 211.2881 | 205.4177 | 199.3312 | 190.4492 | 181.5587 | 175.8155 | 173.9747 | 166.2325 | 159.4712 | 152.7345 | -0.27028 | 0.56056 | 0.027619 | 0.24265 | -0.61227 | -1.083 | -2.7181 | -2.0627 | -0.52019 | 1.016 | 4.3044 | 16.1005 | 15.8276 | 14.5823 | 13.9114 | 13.3418 | 13.4105 | 10.8454 | 2.9127 | 2.0731 | 1.8213 | 0.92825 | 1.0541 | 1.3374 | 63.0773 | 62.9282 | 62.2264 | 62.294 | 61.3422 | 61.8347 | 62.0891 | 64.3449 | 66.4925 | 68.8204 | 71.3745 | 73.6259 | 75.0703 | 75.8127 | 76.2238 | 76.0659 | 75.1111 | 74.1743 | 72.3478 | 70.3493 | 67.4593 | 66.2894 | 65.5757 | 64.8287 | 3.2836 | 2.6233 | 2.2023 | 2.8737 | 3.5099 | 4.2722 | 3.7692 | 3.7137 | 2.0132 | 3.691 | 3.4798 | 3.3513 | 3.0548 | 2.896 | 3.0715 | 4.0985 | 3.3518 | 3.4349 | 4.0247 | 4.4929 | 4.8474 | 5.1002 | 4.5522 | 3.9799
Portfolio Adjusted1-in-2Size: Over 200kWAll2018July Monthly Peak | Portfolio Adjusted | 1-in-2 | Size: Over 200kW | All | 2018 | July Monthly Peak | 7 | 148.929 | 145.7003 | 142.7144 | 142.4649 | 148.7742 | 163.0735 | 177.3798 | 192.9209 | 201.473 | 208.3199 | 214.1748 | 215.0058 | 216.1884 | 216.5966 | 214.8324 | 211.3425 | 206.359 | 196.6897 | 186.7655 | 180.3924 | 178.2871 | 170.6609 | 163.6518 | 156.9424 | -0.15445 | 0.58171 | 0.16635 | 0.45209 | -0.27554 | -0.39164 | -2.2391 | -1.0245 | 0.39258 | 1.4457 | 4.7677 | 16.9998 | 16.9614 | 15.6981 | 15.0301 | 15.0956 | 15.2602 | 12.8179 | 4.4743 | 2.9912 | 2.3693 | 1.4659 | 1.5957 | 1.7713 | 68.0333 | 67.4021 | 67.0995 | 66.9503 | 66.7893 | 66.7893 | 67.2937 | 68.5904 | 70.772 | 73.7208 | 75.3203 | 73.9604 | 74.7268 | 77.1984 | 78.9562 | 79.206 | 80.2511 | 79.4529 | 75.8074 | 73.4304 | 71.9577 | 71.4488 | 70.4926 | 70.1974 | 3.2147 | 2.5793 | 2.1604 | 2.8314 | 3.4737 | 4.2667 | 3.754 | 3.6511 | 1.957 | 3.5704 | 3.3448 | 3.2042 | 2.9325 | 2.7871 | 2.9672 | 4.0064 | 3.2968 | 3.3705 | 3.9336 | 4.3799 | 4.7198 | 4.9749 | 4.4385 | 3.8855
Portfolio Adjusted1-in-2Size: Over 200kWAll2018August Monthly Peak | Portfolio Adjusted | 1-in-2 | Size: Over 200kW | All | 2018 | August Monthly Peak | 8 | 155.495 | 151.7021 | 148.6755 | 148.2904 | 154.8905 | 170.9178 | 186.4195 | 201.7236 | 212.9495 | 221.6914 | 229.8215 | 231.9408 | 233.6711 | 234.0865 | 232.3305 | 226.6861 | 219.6651 | 210.4005 | 199.9203 | 194.0098 | 189.2378 | 180.1446 | 172.2114 | 164.7884 | -0.058119 | 0.60702 | 0.28764 | 0.63673 | 0.013419 | 0.21275 | -1.8427 | -0.1471 | 1.1933 | 1.8871 | 5.4689 | 19.0241 | 19.1678 | 17.7636 | 17.0166 | 17.3608 | 17.4113 | 15.0889 | 6.0492 | 3.957 | 2.9398 | 1.9785 | 2.1098 | 2.1919 | 71.2231 | 71.4327 | 70.781 | 70.6084 | 70.393 | 69.876 | 69.9953 | 69.6665 | 71.2855 | 73.9745 | 77.4996 | 80.0224 | 81.4419 | 82.1382 | 81.6924 | 81.4622 | 80.7874 | 79.8937 | 77.1852 | 75.8783 | 74.1097 | 73.3002 | 72.593 | 72.5086 | 3.2609 | 2.6092 | 2.1866 | 2.8633 | 3.5136 | 4.3447 | 3.8331 | 3.7091 | 2.0096 | 3.6915 | 3.487 | 3.3582 | 3.0794 | 2.9265 | 3.1176 | 4.175 | 3.4096 | 3.5028 | 4.0909 | 4.5765 | 4.8671 | 5.1019 | 4.5378 | 3.9637
Portfolio Adjusted1-in-2Size: Over 200kWAll2018September Monthly Peak | Portfolio Adjusted | 1-in-2 | Size: Over 200kW | All | 2018 | September Monthly Peak | 9 | 152.1385 | 148.5662 | 145.7779 | 145.7861 | 153.4059 | 169.3484 | 188.5396 | 204.0865 | 218.4267 | 229.5108 | 237.2033 | 239.5844 | 241.0131 | 241.0004 | 238.5607 | 230.4995 | 220.4688 | 210.4203 | 201.2379 | 197.4412 | 189.535 | 179.0707 | 169.7266 | 162.0868 | -0.051493 | 0.59454 | 0.288 | 0.63467 | 0.029124 | 0.24367 | -1.8362 | -0.099052 | 1.2664 | 1.9729 | 5.664 | 19.6887 | 19.8159 | 18.332 | 17.5146 | 17.7161 | 17.5373 | 15.1636 | 6.1566 | 4.067 | 2.9671 | 1.9895 | 2.102 | 2.1733 | 67.7005 | 67.2487 | 67.0921 | 65.8526 | 65.8331 | 65.6884 | 66.4472 | 67.649 | 71.8773 | 76.9299 | 82.4299 | 84.2824 | 84.6622 | 84.2793 | 85.6028 | 87.0569 | 86.3746 | 85.2722 | 83.3129 | 79.6609 | 76.9533 | 75.8146 | 74.4354 | 73.0905 | 3.1867 | 2.5522 | 2.1414 | 2.8116 | 3.4758 | 4.2997 | 3.872 | 3.7481 | 2.0588 | 3.8171 | 3.5947 | 3.4648 | 3.1724 | 3.0093 | 3.1974 | 4.2401 | 3.418 | 3.499 | 4.1129 | 4.6519 | 4.8689 | 5.0654 | 4.467 | 3.894
Portfolio Adjusted1-in-2Size: Over 200kWAll2018October Monthly Peak | Portfolio Adjusted | 1-in-2 | Size: Over 200kW | All | 2018 | October Monthly Peak | 10 | 150.2769 | 146.5704 | 143.522 | 142.7688 | 148.9617 | 161.6665 | 179.1851 | 193.9836 | 205.7538 | 214.8897 | 223.6341 | 227.2438 | 229.137 | 231.4901 | 229.5221 | 222.2563 | 213.1608 | 203.0134 | 195.5852 | 188.7704 | 181.2975 | 171.3686 | 164.1693 | 158.0035 | -0.19118 | 0.58473 | 0.12816 | 0.39634 | -0.37829 | -0.59728 | -2.4359 | -1.3452 | 0.13428 | 1.3715 | 4.8565 | 17.7294 | 17.687 | 16.4977 | 15.7908 | 15.4687 | 15.3616 | 12.7588 | 4.2486 | 2.8748 | 2.2649 | 1.3266 | 1.4552 | 1.6704 | 65.1871 | 64.6419 | 64.2835 | 63.7791 | 63.2984 | 62.4312 | 62.6522 | 64.247 | 67.6683 | 71.9634 | 75.1636 | 77.1875 | 79.9196 | 80.8877 | 80.7868 | 80.3803 | 80.4211 | 80.0251 | 75.557 | 71.7322 | 69.7501 | 68.1478 | 66.9868 | 66.2806 | 3.286 | 2.6285 | 2.2009 | 2.8744 | 3.5234 | 4.285 | 3.8416 | 3.7191 | 2.0246 | 3.731 | 3.538 | 3.4307 | 3.1486 | 3.0176 | 3.2114 | 4.2682 | 3.4499 | 3.5242 | 4.1731 | 4.643 | 4.862 | 5.0606 | 4.5106 | 3.9627
Portfolio Adjusted1-in-2Size: Over 200kWAll2018November Monthly Peak | Portfolio Adjusted | 1-in-2 | Size: Over 200kW | All | 2018 | November Monthly Peak | 11 | 137.1887 | 134.0259 | 131.8356 | 131.9319 | 138.2717 | 148.9779 | 163.1967 | 178.232 | 187.8245 | 194.7169 | 201.1665 | 202.7098 | 204.1969 | 205.9815 | 204.1009 | 197.1372 | 189.9604 | 183.1236 | 173.1484 | 165.865 | 161.7156 | 154.3758 | 148.1479 | 143.2282 | -0.37678 | 0.53205 | -0.10763 | 0.037691 | -0.94697 | -1.7578 | -3.212 | -3.0508 | -1.4032 | 0.56232 | 3.6819 | 14.4841 | 14.1403 | 13.1192 | 12.5533 | 11.4604 | 11.4464 | 8.844 | 1.3361 | 1.1198 | 1.213 | 0.37386 | 0.48976 | 0.87285 | 60.6772 | 60.752 | 59.8529 | 59.5093 | 60.0119 | 60.3733 | 59.5757 | 59.1443 | 61.6118 | 64.6094 | 67.2265 | 69.2651 | 70.3745 | 70.7721 | 69.5844 | 69.2651 | 68.4469 | 66.5495 | 65.4907 | 64.2748 | 63.8351 | 62.9746 | 62.2963 | 61.7408 | 3.3318 | 2.6696 | 2.2455 | 2.9502 | 3.6325 | 4.3857 | 3.8861 | 3.7953 | 2.0527 | 3.7549 | 3.5348 | 3.3991 | 3.1165 | 2.9823 | 3.1718 | 4.2048 | 3.4147 | 3.5307 | 4.1032 | 4.5312 | 4.8169 | 5.0633 | 4.5209 | 3.9898
Portfolio Adjusted1-in-2Size: Over 200kWAll2018December Monthly Peak | Portfolio Adjusted | 1-in-2 | Size: Over 200kW | All | 2018 | December Monthly Peak | 12 | 128.1628 | 125.695 | 124.2822 | 124.055 | 129.8225 | 140.0514 | 154.9447 | 167.1399 | 173.3389 | 175.7114 | 176.8247 | 175.1205 | 174.0008 | 173.3365 | 171.3545 | 167.3824 | 165.5886 | 164.568 | 158.632 | 153.0945 | 149.3131 | 143.6725 | 138.0942 | 133.1059 | -0.59813 | 0.49576 | -0.37821 | -0.36703 | -1.6179 | -3.1312 | -4.2783 | -5.0781 | -3.1295 | -0.29251 | 2.4501 | 11.0146 | 10.2493 | 9.3292 | 8.9112 | 7.2307 | 7.4304 | 4.8282 | -1.6704 | -0.6572 | 0.14901 | -0.64767 | -0.5434 | 0.034666 | 50.3228 | 49.9266 | 49.0047 | 49.0379 | 48.2233 | 47.9066 | 47.7049 | 47.2263 | 51.6609 | 56.8463 | 60.7091 | 62.2365 | 63.7501 | 66.6054 | 65.7307 | 63.661 | 62.1884 | 60.8629 | 60.0077 | 57.3243 | 56.2413 | 54.7354 | 54.4038 | 54.0936 | 3.6839 | 2.9632 | 2.5054 | 3.2832 | 4.0366 | 4.8797 | 4.3668 | 4.2123 | 2.2421 | 4.0104 | 3.6774 | 3.4754 | 3.1431 | 2.9703 | 3.1517 | 4.2254 | 3.5229 | 3.7554 | 4.4492 | 4.95 | 5.2638 | 5.5772 | 4.9876 | 4.3884
Portfolio Adjusted1-in-2Size: Over 200kWAll2018Typical Event Day | Portfolio Adjusted | 1-in-2 | Size: Over 200kW | All | 2018 | Typical Event Day | 8 | 153.238 | 149.5807 | 146.621 | 146.2929 | 152.6027 | 168.1227 | 183.4664 | 198.2893 | 208.264 | 215.308 | 221.9231 | 223.4116 | 224.9174 | 225.5858 | 224.2302 | 219.0131 | 212.7698 | 204.1263 | 194.7082 | 189.3793 | 185.2138 | 176.698 | 168.9816 | 161.7485 | -0.13865 | 0.59747 | 0.19338 | 0.49692 | -0.22366 | -0.28157 | -2.2158 | -0.87192 | 0.55755 | 1.5617 | 5.0081 | 17.796 | 17.8064 | 16.5028 | 15.8342 | 15.8687 | 15.9596 | 13.5689 | 4.9091 | 3.2842 | 2.5443 | 1.6021 | 1.7319 | 1.8905 | 67.5086 | 67.2529 | 66.7997 | 66.4263 | 66.0894 | 66.0471 | 66.4563 | 67.5627 | 70.1068 | 73.3614 | 76.6561 | 77.9728 | 78.9753 | 79.8571 | 80.6188 | 80.9478 | 80.6311 | 79.6982 | 77.1633 | 74.8297 | 72.62 | 71.7132 | 70.7742 | 70.1563 | 3.2856 | 2.6304 | 2.2048 | 2.8881 | 3.5394 | 4.3695 | 3.857 | 3.7277 | 2.0094 | 3.6656 | 3.4427 | 3.3073 | 3.0306 | 2.8835 | 3.0764 | 4.1241 | 3.3766 | 3.4746 | 4.0736 | 4.5675 | 4.8705 | 5.1165 | 4.5525 | 3.9778
Portfolio Adjusted1-in-2Size: Over 200kWAll2019January Monthly Peak | Portfolio Adjusted | 1-in-2 | Size: Over 200kW | All | 2019 | January Monthly Peak | 1 | 125.3362 | 122.3832 | 121.4305 | 121.7533 | 128.766 | 140.6678 | 158.3552 | 171.6588 | 176.1453 | 176.7645 | 177.8628 | 174.9779 | 173.8436 | 172.6125 | 169.3439 | 165.3166 | 162.7445 | 161.1622 | 156.8301 | 151.019 | 147.3869 | 141.8224 | 136.8788 | 132.0599 | -0.66903 | 0.48161 | -0.46399 | -0.4982 | -1.8572 | -3.6638 | -4.8111 | -6.0108 | -3.8313 | -0.57537 | 2.1882 | 10.4827 | 9.6118 | 8.6951 | 8.2446 | 6.279 | 6.4282 | 3.6611 | -2.651 | -1.2309 | -0.18772 | -0.98263 | -0.88483 | -0.23472 | 49.7806 | 49.1494 | 48.5603 | 48.2715 | 47.4987 | 47.0201 | 47.8347 | 47.0757 | 48.6631 | 52.0363 | 54.7893 | 56.9732 | 58.6432 | 58.9653 | 59.0661 | 58.8117 | 57.7954 | 55.9236 | 54.0862 | 53.3199 | 50.8697 | 49.2415 | 47.3514 | 46.073 | 3.8285 | 3.0659 | 2.6013 | 3.4242 | 4.2546 | 5.2083 | 4.7426 | 4.5974 | 2.4212 | 4.2873 | 3.9308 | 3.6902 | 3.337 | 3.1432 | 3.3099 | 4.4348 | 3.6794 | 3.9081 | 4.6744 | 5.1889 | 5.5215 | 5.8505 | 5.2535 | 4.6267
Portfolio Adjusted1-in-2Size: Over 200kWAll2019February Monthly Peak | Portfolio Adjusted | 1-in-2 | Size: Over 200kW | All | 2019 | February Monthly Peak | 2 | 127.8824 | 124.5989 | 123.103 | 123.7405 | 129.965 | 141.4192 | 158.6058 | 169.3861 | 174.4365 | 175.644 | 178.3203 | 176.4675 | 176.6323 | 175.7524 | 173.3412 | 168.4033 | 163.8996 | 163.5369 | 161.4905 | 155.5522 | 151.5592 | 144.9742 | 138.8267 | 133.9732 | -0.64956 | 0.49075 | -0.43349 | -0.45231 | -1.7763 | -3.4824 | -4.6495 | -5.6288 | -3.5457 | -0.46411 | 2.3005 | 10.7752 | 10.0119 | 9.0867 | 8.6608 | 6.7348 | 6.8132 | 4.1323 | -2.3332 | -1.0366 | -0.060383 | -0.86925 | -0.76214 | -0.13293 | 52.5083 | 52.2806 | 51.3468 | 49.7622 | 49.231 | 48.6932 | 48.1287 | 47.8334 | 50.9385 | 53.9623 | 56.7019 | 57.77 | 58.5965 | 58.9861 | 58.5965 | 58.0319 | 57.5275 | 56.4854 | 54.6917 | 53.5894 | 52.1455 | 50.9016 | 49.9483 | 49.2236 | 3.816 | 3.0493 | 2.5762 | 3.3997 | 4.195 | 5.1151 | 4.6403 | 4.4316 | 2.3423 | 4.1616 | 3.8498 | 3.6356 | 3.3122 | 3.1264 | 3.3097 | 4.4132 | 3.6199 | 3.8741 | 4.702 | 5.2211 | 5.5465 | 5.8422 | 5.2051 | 4.5853
Portfolio Adjusted1-in-2Size: Over 200kWAll2019March Monthly Peak | Portfolio Adjusted | 1-in-2 | Size: Over 200kW | All | 2019 | March Monthly Peak | 3 | 130.3537 | 127.2037 | 125.1906 | 124.6196 | 129.0157 | 140.6879 | 158.6082 | 169.9703 | 175.1651 | 177.3258 | 181.021 | 180.0521 | 180.6519 | 181.4053 | 180.1112 | 175.3748 | 170.3735 | 166.028 | 162.3055 | 160.549 | 157.0462 | 150.5516 | 143.2539 | 137.3489 | -0.58351 | 0.50204 | -0.3533 | -0.32857 | -1.5359 | -2.998 | -4.2546 | -4.9403 | -2.9784 | -0.21506 | 2.5881 | 11.4777 | 10.8266 | 9.9412 | 9.5364 | 7.836 | 7.9053 | 5.1835 | -1.4151 | -0.51317 | 0.25811 | -0.57511 | -0.46073 | 0.11532 | 53.4898 | 52.9972 | 52.4037 | 51.1114 | 50.3495 | 50.0995 | 50.3828 | 51.5276 | 54.6284 | 57.7818 | 59.7833 | 61.8086 | 62.6446 | 62.2077 | 62.6565 | 62.2709 | 61.3221 | 59.1522 | 57.5424 | 56.377 | 55.4615 | 53.5685 | 53.0715 | 52.8259 | 3.6827 | 2.9474 | 2.4805 | 3.2416 | 3.9427 | 4.8179 | 4.3935 | 4.2103 | 2.2269 | 3.9779 | 3.7002 | 3.5121 | 3.2073 | 3.0553 | 3.256 | 4.3514 | 3.5626 | 3.7238 | 4.4743 | 5.1021 | 5.4415 | 5.7441 | 5.0853 | 4.4507
Portfolio Adjusted1-in-2Size: Over 200kWAll2019April Monthly Peak | Portfolio Adjusted | 1-in-2 | Size: Over 200kW | All | 2019 | April Monthly Peak | 4 | 137.7376 | 133.7101 | 131.2661 | 130.3155 | 134.8651 | 146.8352 | 162.0631 | 175.4086 | 184.5123 | 191.2345 | 197.3214 | 199.0641 | 200.5589 | 202.2321 | 199.8769 | 193.547 | 185.8708 | 177.5609 | 169.0581 | 167.694 | 165.637 | 159.3119 | 152.0453 | 145.9141 | -0.33318 | 0.53138 | -0.057319 | 0.10932 | -0.79454 | -1.4682 | -2.9705 | -2.6058 | -1.0455 | 0.70072 | 3.7611 | 14.514 | 14.2422 | 13.2207 | 12.6173 | 11.7445 | 11.6876 | 9.1493 | 1.8305 | 1.448 | 1.4261 | 0.57406 | 0.69038 | 1.0344 | 61.5789 | 60.5773 | 59.8348 | 57.9297 | 57.7955 | 56.7308 | 56.8963 | 59.4398 | 64.0569 | 67.6364 | 70.7438 | 73.0867 | 74.0146 | 74.626 | 74.189 | 74.1594 | 73.0465 | 72.566 | 71.2634 | 68.5995 | 64.6552 | 63.351 | 62.3754 | 61.0424 | 3.2588 | 2.5946 | 2.1781 | 2.8388 | 3.4516 | 4.2111 | 3.7595 | 3.6388 | 1.9645 | 3.5926 | 3.3778 | 3.2518 | 2.982 | 2.8524 | 3.026 | 4.0217 | 3.2549 | 3.3351 | 3.9029 | 4.4629 | 4.8063 | 5.0904 | 4.5201 | 3.9597
Portfolio Adjusted1-in-2Size: Over 200kWAll2019May Monthly Peak | Portfolio Adjusted | 1-in-2 | Size: Over 200kW | All | 2019 | May Monthly Peak | 5 | 137.782 | 134.586 | 131.9968 | 131.775 | 137.1958 | 149.5848 | 164.0939 | 180.8957 | 193.196 | 200.323 | 205.7644 | 207.5867 | 208.2949 | 208.5997 | 205.8005 | 198.8625 | 190.685 | 181.9722 | 173.114 | 170.7428 | 168.9621 | 160.6519 | 153.6157 | 146.9161 | -0.27068 | 0.53568 | 0.01191 | 0.2117 | -0.62604 | -1.122 | -2.6999 | -2.1195 | -0.61095 | 0.94981 | 4.1386 | 15.5556 | 15.3014 | 14.1242 | 13.4539 | 12.7698 | 12.6844 | 10.1929 | 2.6218 | 1.9205 | 1.7147 | 0.8423 | 0.96069 | 1.2443 | 62.1692 | 61.9192 | 61.6692 | 60.9491 | 60.5499 | 59.9252 | 61.7366 | 63.9258 | 67.2676 | 70.8306 | 73.5924 | 74.6044 | 74.0099 | 74.7119 | 75.3232 | 74.5131 | 73.7373 | 72.6608 | 71.4049 | 68.5556 | 66.7396 | 65.7909 | 65.5409 | 64.354 | 3.1511 | 2.5244 | 2.1171 | 2.7748 | 3.3941 | 4.1468 | 3.6796 | 3.6274 | 1.9883 | 3.6378 | 3.4047 | 3.2778 | 2.9936 | 2.844 | 3.0117 | 3.9942 | 3.2278 | 3.3039 | 3.8632 | 4.3924 | 4.7392 | 4.9619 | 4.4144 | 3.8538
Portfolio Adjusted1-in-2Size: Over 200kWAll2019June Monthly Peak | Portfolio Adjusted | 1-in-2 | Size: Over 200kW | All | 2019 | June Monthly Peak | 6 | 144.5327 | 140.7937 | 138.2216 | 137.3834 | 142.8251 | 155.1382 | 169.2131 | 186.4407 | 196.9272 | 204.61 | 211.7077 | 213.6577 | 213.9742 | 213.8311 | 211.2882 | 205.4178 | 199.3313 | 190.4492 | 181.5587 | 175.8155 | 173.9747 | 166.2325 | 159.4712 | 152.7345 | -0.27028 | 0.56056 | 0.027619 | 0.24265 | -0.61227 | -1.083 | -2.7181 | -2.0627 | -0.52019 | 1.016 | 4.3044 | 16.1005 | 15.8276 | 14.5823 | 13.9114 | 13.3418 | 13.4105 | 10.8454 | 2.9127 | 2.0731 | 1.8213 | 0.92825 | 1.0541 | 1.3374 | 63.0773 | 62.9282 | 62.2264 | 62.294 | 61.3422 | 61.8347 | 62.0891 | 64.3449 | 66.4925 | 68.8204 | 71.3745 | 73.6259 | 75.0703 | 75.8127 | 76.2238 | 76.0659 | 75.1111 | 74.1743 | 72.3478 | 70.3493 | 67.4593 | 66.2894 | 65.5757 | 64.8287 | 3.2836 | 2.6233 | 2.2023 | 2.8737 | 3.5099 | 4.2722 | 3.7692 | 3.7137 | 2.0132 | 3.691 | 3.4798 | 3.3513 | 3.0548 | 2.896 | 3.0715 | 4.0985 | 3.3518 | 3.4349 | 4.0247 | 4.4929 | 4.8474 | 5.1002 | 4.5522 | 3.9799
Portfolio Adjusted1-in-2Size: Over 200kWAll2019July Monthly Peak | Portfolio Adjusted | 1-in-2 | Size: Over 200kW | All | 2019 | July Monthly Peak | 7 | 148.929 | 145.7003 | 142.7144 | 142.4649 | 148.7742 | 163.0735 | 177.3798 | 192.9209 | 201.473 | 208.3199 | 214.1748 | 215.0058 | 216.1884 | 216.5966 | 214.8324 | 211.3425 | 206.359 | 196.6897 | 186.7655 | 180.3924 | 178.2871 | 170.6609 | 163.6518 | 156.9424 | -0.15445 | 0.58171 | 0.16635 | 0.45209 | -0.27554 | -0.39164 | -2.2391 | -1.0245 | 0.39258 | 1.4457 | 4.7677 | 16.9998 | 16.9614 | 15.6981 | 15.0301 | 15.0956 | 15.2602 | 12.8179 | 4.4743 | 2.9912 | 2.3693 | 1.4659 | 1.5957 | 1.7713 | 68.0333 | 67.4021 | 67.0995 | 66.9503 | 66.7893 | 66.7893 | 67.2937 | 68.5904 | 70.772 | 73.7208 | 75.3203 | 73.9604 | 74.7268 | 77.1984 | 78.9562 | 79.206 | 80.2511 | 79.4529 | 75.8074 | 73.4304 | 71.9577 | 71.4488 | 70.4926 | 70.1974 | 3.2147 | 2.5793 | 2.1604 | 2.8314 | 3.4737 | 4.2667 | 3.754 | 3.6511 | 1.957 | 3.5704 | 3.3448 | 3.2042 | 2.9325 | 2.7871 | 2.9672 | 4.0064 | 3.2968 | 3.3705 | 3.9336 | 4.3799 | 4.7198 | 4.9749 | 4.4385 | 3.8855
Portfolio Adjusted1-in-2Size: Over 200kWAll2019August Monthly Peak | Portfolio Adjusted | 1-in-2 | Size: Over 200kW | All | 2019 | August Monthly Peak | 8 | 155.495 | 151.7021 | 148.6755 | 148.2904 | 154.8905 | 170.9178 | 186.4195 | 201.7237 | 212.9495 | 221.6914 | 229.8215 | 231.9408 | 233.6711 | 234.0865 | 232.3305 | 226.6861 | 219.6651 | 210.4005 | 199.9203 | 194.0098 | 189.2378 | 180.1446 | 172.2114 | 164.7884 | -0.058119 | 0.60702 | 0.28764 | 0.63673 | 0.013419 | 0.21275 | -1.8427 | -0.1471 | 1.1933 | 1.8871 | 5.4689 | 19.0241 | 19.1678 | 17.7636 | 17.0166 | 17.3608 | 17.4113 | 15.0889 | 6.0492 | 3.957 | 2.9398 | 1.9785 | 2.1098 | 2.1919 | 71.2231 | 71.4327 | 70.781 | 70.6084 | 70.393 | 69.876 | 69.9953 | 69.6665 | 71.2855 | 73.9745 | 77.4996 | 80.0224 | 81.4419 | 82.1382 | 81.6924 | 81.4622 | 80.7874 | 79.8937 | 77.1852 | 75.8783 | 74.1097 | 73.3002 | 72.593 | 72.5086 | 3.2609 | 2.6092 | 2.1866 | 2.8633 | 3.5136 | 4.3447 | 3.8331 | 3.7091 | 2.0096 | 3.6915 | 3.487 | 3.3583 | 3.0794 | 2.9265 | 3.1176 | 4.175 | 3.4096 | 3.5028 | 4.0909 | 4.5765 | 4.8671 | 5.1019 | 4.5378 | 3.9637
Portfolio Adjusted1-in-2Size: Over 200kWAll2019September Monthly Peak | Portfolio Adjusted | 1-in-2 | Size: Over 200kW | All | 2019 | September Monthly Peak | 9 | 152.1385 | 148.5662 | 145.7779 | 145.7861 | 153.4059 | 169.3484 | 188.5396 | 204.0865 | 218.4267 | 229.5108 | 237.2033 | 239.5844 | 241.0131 | 241.0004 | 238.5607 | 230.4995 | 220.4688 | 210.4203 | 201.2379 | 197.4412 | 189.535 | 179.0707 | 169.7266 | 162.0868 | -0.051493 | 0.59454 | 0.288 | 0.63467 | 0.029124 | 0.24367 | -1.8362 | -0.099052 | 1.2664 | 1.9729 | 5.664 | 19.6887 | 19.8159 | 18.332 | 17.5146 | 17.7161 | 17.5373 | 15.1636 | 6.1566 | 4.067 | 2.9671 | 1.9895 | 2.102 | 2.1733 | 67.7005 | 67.2487 | 67.0921 | 65.8526 | 65.8331 | 65.6884 | 66.4472 | 67.649 | 71.8773 | 76.9299 | 82.4299 | 84.2824 | 84.6622 | 84.2793 | 85.6028 | 87.0569 | 86.3746 | 85.2722 | 83.3129 | 79.6609 | 76.9533 | 75.8146 | 74.4354 | 73.0905 | 3.1867 | 2.5522 | 2.1414 | 2.8116 | 3.4758 | 4.2997 | 3.872 | 3.7481 | 2.0588 | 3.8171 | 3.5947 | 3.4648 | 3.1724 | 3.0093 | 3.1974 | 4.2401 | 3.4179 | 3.499 | 4.1129 | 4.6519 | 4.8689 | 5.0654 | 4.467 | 3.894
Portfolio Adjusted1-in-2Size: Over 200kWAll2019October Monthly Peak | Portfolio Adjusted | 1-in-2 | Size: Over 200kW | All | 2019 | October Monthly Peak | 10 | 150.2769 | 146.5704 | 143.522 | 142.7688 | 148.9617 | 161.6665 | 179.1851 | 193.9836 | 205.7538 | 214.8897 | 223.6341 | 227.2438 | 229.137 | 231.4901 | 229.5221 | 222.2564 | 213.1608 | 203.0133 | 195.5852 | 188.7704 | 181.2975 | 171.3686 | 164.1693 | 158.0035 | -0.19118 | 0.58473 | 0.12816 | 0.39634 | -0.37829 | -0.59728 | -2.4359 | -1.3452 | 0.13428 | 1.3715 | 4.8565 | 17.7294 | 17.687 | 16.4977 | 15.7908 | 15.4687 | 15.3616 | 12.7588 | 4.2486 | 2.8748 | 2.2649 | 1.3266 | 1.4552 | 1.6704 | 65.1871 | 64.6419 | 64.2835 | 63.7791 | 63.2984 | 62.4312 | 62.6522 | 64.247 | 67.6683 | 71.9634 | 75.1636 | 77.1875 | 79.9196 | 80.8877 | 80.7868 | 80.3803 | 80.4211 | 80.0251 | 75.557 | 71.7322 | 69.7501 | 68.1478 | 66.9868 | 66.2806 | 3.286 | 2.6285 | 2.2009 | 2.8744 | 3.5234 | 4.285 | 3.8416 | 3.7191 | 2.0246 | 3.731 | 3.538 | 3.4307 | 3.1486 | 3.0176 | 3.2114 | 4.2682 | 3.4499 | 3.5242 | 4.1731 | 4.643 | 4.862 | 5.0606 | 4.5106 | 3.9627
Portfolio Adjusted1-in-2Size: Over 200kWAll2019November Monthly Peak | Portfolio Adjusted | 1-in-2 | Size: Over 200kW | All | 2019 | November Monthly Peak | 11 | 137.1887 | 134.0259 | 131.8356 | 131.9319 | 138.2717 | 148.9779 | 163.1967 | 178.232 | 187.8245 | 194.7169 | 201.1665 | 202.7097 | 204.1969 | 205.9815 | 204.1009 | 197.1372 | 189.9604 | 183.1236 | 173.1484 | 165.865 | 161.7156 | 154.3758 | 148.1479 | 143.2282 | -0.37678 | 0.53205 | -0.10763 | 0.037691 | -0.94697 | -1.7578 | -3.212 | -3.0508 | -1.4032 | 0.56232 | 3.6819 | 14.4841 | 14.1403 | 13.1192 | 12.5533 | 11.4604 | 11.4464 | 8.844 | 1.3361 | 1.1198 | 1.213 | 0.37386 | 0.48976 | 0.87285 | 60.6772 | 60.752 | 59.8529 | 59.5093 | 60.0119 | 60.3733 | 59.5757 | 59.1443 | 61.6118 | 64.6094 | 67.2265 | 69.2651 | 70.3745 | 70.7721 | 69.5844 | 69.2651 | 68.4469 | 66.5495 | 65.4907 | 64.2748 | 63.8351 | 62.9746 | 62.2963 | 61.7408 | 3.3318 | 2.6696 | 2.2455 | 2.9502 | 3.6325 | 4.3857 | 3.8861 | 3.7953 | 2.0527 | 3.7549 | 3.5348 | 3.3991 | 3.1165 | 2.9823 | 3.1718 | 4.2048 | 3.4147 | 3.5307 | 4.1032 | 4.5312 | 4.8169 | 5.0633 | 4.5209 | 3.9898
Portfolio Adjusted1-in-2Size: Over 200kWAll2019December Monthly Peak | Portfolio Adjusted | 1-in-2 | Size: Over 200kW | All | 2019 | December Monthly Peak | 12 | 128.1628 | 125.695 | 124.2822 | 124.055 | 129.8225 | 140.0514 | 154.9447 | 167.1399 | 173.3389 | 175.7114 | 176.8247 | 175.1205 | 174.0008 | 173.3365 | 171.3545 | 167.3824 | 165.5886 | 164.568 | 158.632 | 153.0945 | 149.3131 | 143.6725 | 138.0942 | 133.1059 | -0.59813 | 0.49576 | -0.37821 | -0.36703 | -1.6179 | -3.1312 | -4.2783 | -5.0781 | -3.1295 | -0.29251 | 2.4501 | 11.0146 | 10.2493 | 9.3292 | 8.9112 | 7.2307 | 7.4304 | 4.8282 | -1.6704 | -0.6572 | 0.14901 | -0.64767 | -0.5434 | 0.034666 | 50.3228 | 49.9266 | 49.0047 | 49.0379 | 48.2233 | 47.9066 | 47.7049 | 47.2263 | 51.6609 | 56.8463 | 60.7091 | 62.2365 | 63.7501 | 66.6054 | 65.7307 | 63.661 | 62.1884 | 60.8629 | 60.0077 | 57.3243 | 56.2413 | 54.7354 | 54.4038 | 54.0936 | 3.6839 | 2.9632 | 2.5054 | 3.2832 | 4.0366 | 4.8797 | 4.3668 | 4.2123 | 2.2421 | 4.0104 | 3.6774 | 3.4754 | 3.1431 | 2.9703 | 3.1517 | 4.2254 | 3.5229 | 3.7554 | 4.4492 | 4.95 | 5.2638 | 5.5772 | 4.9876 | 4.3884
Portfolio Adjusted1-in-2Size: Over 200kWAll2019Typical Event Day | Portfolio Adjusted | 1-in-2 | Size: Over 200kW | All | 2019 | Typical Event Day | 8 | 153.238 | 149.5807 | 146.621 | 146.2929 | 152.6027 | 168.1227 | 183.4664 | 198.2893 | 208.2639 | 215.308 | 221.9231 | 223.4116 | 224.9174 | 225.5858 | 224.2302 | 219.0131 | 212.7698 | 204.1262 | 194.7082 | 189.3793 | 185.2138 | 176.698 | 168.9816 | 161.7485 | -0.13865 | 0.59747 | 0.19338 | 0.49692 | -0.22366 | -0.28157 | -2.2158 | -0.87192 | 0.55755 | 1.5617 | 5.0081 | 17.796 | 17.8064 | 16.5028 | 15.8342 | 15.8687 | 15.9596 | 13.5689 | 4.9091 | 3.2842 | 2.5443 | 1.6021 | 1.7319 | 1.8905 | 67.5086 | 67.2529 | 66.7997 | 66.4263 | 66.0894 | 66.0471 | 66.4563 | 67.5627 | 70.1068 | 73.3614 | 76.6561 | 77.9728 | 78.9753 | 79.8571 | 80.6188 | 80.9478 | 80.6311 | 79.6982 | 77.1633 | 74.8297 | 72.62 | 71.7132 | 70.7742 | 70.1563 | 3.2856 | 2.6304 | 2.2048 | 2.8881 | 3.5393 | 4.3695 | 3.857 | 3.7277 | 2.0094 | 3.6656 | 3.4427 | 3.3073 | 3.0306 | 2.8835 | 3.0764 | 4.1241 | 3.3766 | 3.4746 | 4.0736 | 4.5675 | 4.8705 | 5.1165 | 4.5525 | 3.9778
Portfolio Adjusted1-in-2Size: Over 200kWAll2020January Monthly Peak | Portfolio Adjusted | 1-in-2 | Size: Over 200kW | All | 2020 | January Monthly Peak | 1 | 125.3362 | 122.3832 | 121.4305 | 121.7533 | 128.766 | 140.6678 | 158.3552 | 171.6588 | 176.1453 | 176.7645 | 177.8628 | 174.9779 | 173.8436 | 172.6125 | 169.3439 | 165.3166 | 162.7445 | 161.1622 | 156.8301 | 151.019 | 147.3869 | 141.8224 | 136.8788 | 132.0599 | -0.66903 | 0.48161 | -0.46399 | -0.4982 | -1.8572 | -3.6638 | -4.8111 | -6.0108 | -3.8313 | -0.57537 | 2.1882 | 10.4827 | 9.6118 | 8.6951 | 8.2446 | 6.279 | 6.4282 | 3.6611 | -2.651 | -1.2309 | -0.18772 | -0.98263 | -0.88483 | -0.23472 | 49.7806 | 49.1494 | 48.5603 | 48.2715 | 47.4987 | 47.0201 | 47.8347 | 47.0757 | 48.6631 | 52.0363 | 54.7893 | 56.9732 | 58.6432 | 58.9653 | 59.0661 | 58.8117 | 57.7954 | 55.9236 | 54.0862 | 53.3199 | 50.8697 | 49.2415 | 47.3514 | 46.073 | 3.8285 | 3.0659 | 2.6013 | 3.4242 | 4.2546 | 5.2083 | 4.7426 | 4.5974 | 2.4212 | 4.2873 | 3.9308 | 3.6902 | 3.337 | 3.1432 | 3.3099 | 4.4348 | 3.6794 | 3.9081 | 4.6744 | 5.1889 | 5.5215 | 5.8505 | 5.2535 | 4.6267
Portfolio Adjusted1-in-2Size: Over 200kWAll2020February Monthly Peak | Portfolio Adjusted | 1-in-2 | Size: Over 200kW | All | 2020 | February Monthly Peak | 2 | 127.8824 | 124.5989 | 123.103 | 123.7404 | 129.965 | 141.4192 | 158.6058 | 169.3861 | 174.4365 | 175.644 | 178.3203 | 176.4675 | 176.6323 | 175.7524 | 173.3412 | 168.4033 | 163.8996 | 163.5369 | 161.4905 | 155.5522 | 151.5592 | 144.9742 | 138.8267 | 133.9732 | -0.64956 | 0.49075 | -0.43349 | -0.45231 | -1.7763 | -3.4824 | -4.6495 | -5.6288 | -3.5457 | -0.46411 | 2.3005 | 10.7752 | 10.0119 | 9.0867 | 8.6608 | 6.7348 | 6.8132 | 4.1323 | -2.3332 | -1.0366 | -0.060383 | -0.86926 | -0.76214 | -0.13293 | 52.5083 | 52.2806 | 51.3468 | 49.7622 | 49.231 | 48.6932 | 48.1287 | 47.8334 | 50.9386 | 53.9623 | 56.7019 | 57.77 | 58.5965 | 58.9861 | 58.5965 | 58.0319 | 57.5275 | 56.4854 | 54.6917 | 53.5894 | 52.1455 | 50.9016 | 49.9483 | 49.2236 | 3.816 | 3.0493 | 2.5762 | 3.3997 | 4.195 | 5.1151 | 4.6403 | 4.4316 | 2.3423 | 4.1616 | 3.8498 | 3.6356 | 3.3122 | 3.1264 | 3.3097 | 4.4132 | 3.6199 | 3.8741 | 4.702 | 5.2211 | 5.5465 | 5.8422 | 5.2051 | 4.5853
Portfolio Adjusted1-in-2Size: Over 200kWAll2020March Monthly Peak | Portfolio Adjusted | 1-in-2 | Size: Over 200kW | All | 2020 | March Monthly Peak | 3 | 130.3537 | 127.2037 | 125.1906 | 124.6196 | 129.0157 | 140.6879 | 158.6082 | 169.9703 | 175.1651 | 177.3258 | 181.021 | 180.0521 | 180.6519 | 181.4053 | 180.1112 | 175.3748 | 170.3735 | 166.028 | 162.3055 | 160.549 | 157.0462 | 150.5516 | 143.2539 | 137.3489 | -0.58351 | 0.50204 | -0.3533 | -0.32857 | -1.5359 | -2.998 | -4.2546 | -4.9403 | -2.9784 | -0.21506 | 2.5881 | 11.4777 | 10.8266 | 9.9412 | 9.5364 | 7.836 | 7.9053 | 5.1835 | -1.4151 | -0.51317 | 0.25811 | -0.57511 | -0.46073 | 0.11532 | 53.4898 | 52.9972 | 52.4037 | 51.1114 | 50.3495 | 50.0995 | 50.3828 | 51.5276 | 54.6284 | 57.7818 | 59.7833 | 61.8086 | 62.6446 | 62.2077 | 62.6565 | 62.2709 | 61.3221 | 59.1522 | 57.5424 | 56.377 | 55.4615 | 53.5685 | 53.0715 | 52.8259 | 3.6827 | 2.9474 | 2.4805 | 3.2416 | 3.9427 | 4.8179 | 4.3935 | 4.2103 | 2.2269 | 3.9779 | 3.7002 | 3.5121 | 3.2073 | 3.0553 | 3.256 | 4.3514 | 3.5626 | 3.7238 | 4.4743 | 5.1021 | 5.4415 | 5.7441 | 5.0853 | 4.4507
Portfolio Adjusted1-in-2Size: Over 200kWAll2020April Monthly Peak | Portfolio Adjusted | 1-in-2 | Size: Over 200kW | All | 2020 | April Monthly Peak | 4 | 137.7376 | 133.7101 | 131.2661 | 130.3155 | 134.8651 | 146.8352 | 162.0631 | 175.4086 | 184.5123 | 191.2345 | 197.3214 | 199.0641 | 200.5589 | 202.2321 | 199.8769 | 193.547 | 185.8708 | 177.5609 | 169.0581 | 167.694 | 165.637 | 159.3119 | 152.0453 | 145.9141 | -0.33318 | 0.53138 | -0.057319 | 0.10932 | -0.79454 | -1.4682 | -2.9705 | -2.6058 | -1.0455 | 0.70072 | 3.7611 | 14.514 | 14.2422 | 13.2207 | 12.6173 | 11.7445 | 11.6876 | 9.1493 | 1.8305 | 1.448 | 1.4261 | 0.57406 | 0.69038 | 1.0344 | 61.5789 | 60.5773 | 59.8348 | 57.9297 | 57.7955 | 56.7308 | 56.8963 | 59.4398 | 64.0569 | 67.6364 | 70.7438 | 73.0867 | 74.0146 | 74.626 | 74.189 | 74.1594 | 73.0465 | 72.566 | 71.2634 | 68.5995 | 64.6552 | 63.351 | 62.3754 | 61.0424 | 3.2588 | 2.5946 | 2.1781 | 2.8388 | 3.4516 | 4.2111 | 3.7595 | 3.6388 | 1.9645 | 3.5926 | 3.3778 | 3.2518 | 2.982 | 2.8524 | 3.026 | 4.0217 | 3.2549 | 3.3351 | 3.9029 | 4.4629 | 4.8063 | 5.0904 | 4.5201 | 3.9597
Portfolio Adjusted1-in-2Size: Over 200kWAll2020May Monthly Peak | Portfolio Adjusted | 1-in-2 | Size: Over 200kW | All | 2020 | May Monthly Peak | 5 | 137.782 | 134.586 | 131.9968 | 131.775 | 137.1958 | 149.5848 | 164.0939 | 180.8957 | 193.196 | 200.323 | 205.7644 | 207.5867 | 208.2949 | 208.5997 | 205.8006 | 198.8625 | 190.685 | 181.9722 | 173.114 | 170.7428 | 168.9621 | 160.6519 | 153.6157 | 146.9161 | -0.27068 | 0.53568 | 0.01191 | 0.2117 | -0.62604 | -1.122 | -2.6999 | -2.1195 | -0.61095 | 0.94981 | 4.1386 | 15.5556 | 15.3014 | 14.1242 | 13.4539 | 12.7698 | 12.6844 | 10.1929 | 2.6218 | 1.9205 | 1.7147 | 0.8423 | 0.96069 | 1.2443 | 62.1692 | 61.9192 | 61.6692 | 60.9491 | 60.5499 | 59.9252 | 61.7366 | 63.9258 | 67.2676 | 70.8306 | 73.5924 | 74.6044 | 74.0099 | 74.7119 | 75.3232 | 74.5131 | 73.7373 | 72.6608 | 71.4049 | 68.5556 | 66.7396 | 65.7909 | 65.5409 | 64.354 | 3.1511 | 2.5244 | 2.1171 | 2.7748 | 3.3941 | 4.1468 | 3.6796 | 3.6274 | 1.9883 | 3.6378 | 3.4047 | 3.2778 | 2.9936 | 2.844 | 3.0117 | 3.9942 | 3.2278 | 3.3039 | 3.8632 | 4.3924 | 4.7392 | 4.9619 | 4.4144 | 3.8538
Portfolio Adjusted1-in-2Size: Over 200kWAll2020June Monthly Peak | Portfolio Adjusted | 1-in-2 | Size: Over 200kW | All | 2020 | June Monthly Peak | 6 | 144.5327 | 140.7937 | 138.2216 | 137.3834 | 142.8251 | 155.1382 | 169.2131 | 186.4407 | 196.9272 | 204.61 | 211.7077 | 213.6577 | 213.9742 | 213.8311 | 211.2882 | 205.4178 | 199.3313 | 190.4492 | 181.5587 | 175.8155 | 173.9747 | 166.2325 | 159.4712 | 152.7345 | -0.27028 | 0.56056 | 0.027619 | 0.24265 | -0.61227 | -1.083 | -2.7181 | -2.0627 | -0.52019 | 1.016 | 4.3044 | 16.1005 | 15.8276 | 14.5823 | 13.9114 | 13.3418 | 13.4105 | 10.8454 | 2.9127 | 2.0731 | 1.8213 | 0.92825 | 1.0541 | 1.3374 | 63.0773 | 62.9282 | 62.2264 | 62.294 | 61.3422 | 61.8347 | 62.0891 | 64.3449 | 66.4925 | 68.8204 | 71.3745 | 73.6259 | 75.0703 | 75.8127 | 76.2238 | 76.0659 | 75.1111 | 74.1743 | 72.3478 | 70.3493 | 67.4593 | 66.2894 | 65.5757 | 64.8287 | 3.2836 | 2.6233 | 2.2023 | 2.8737 | 3.5099 | 4.2722 | 3.7692 | 3.7137 | 2.0132 | 3.691 | 3.4798 | 3.3513 | 3.0548 | 2.896 | 3.0715 | 4.0985 | 3.3518 | 3.4349 | 4.0247 | 4.4929 | 4.8474 | 5.1002 | 4.5522 | 3.9799
Portfolio Adjusted1-in-2Size: Over 200kWAll2020July Monthly Peak | Portfolio Adjusted | 1-in-2 | Size: Over 200kW | All | 2020 | July Monthly Peak | 7 | 148.929 | 145.7003 | 142.7144 | 142.4649 | 148.7742 | 163.0735 | 177.3798 | 192.9209 | 201.473 | 208.3199 | 214.1748 | 215.0058 | 216.1884 | 216.5966 | 214.8324 | 211.3425 | 206.359 | 196.6897 | 186.7655 | 180.3924 | 178.2871 | 170.6609 | 163.6518 | 156.9424 | -0.15445 | 0.58171 | 0.16635 | 0.45209 | -0.27554 | -0.39164 | -2.2391 | -1.0245 | 0.39258 | 1.4457 | 4.7677 | 16.9998 | 16.9614 | 15.6981 | 15.0301 | 15.0956 | 15.2602 | 12.8179 | 4.4743 | 2.9912 | 2.3693 | 1.4659 | 1.5957 | 1.7713 | 68.0333 | 67.4021 | 67.0995 | 66.9503 | 66.7893 | 66.7893 | 67.2937 | 68.5904 | 70.772 | 73.7208 | 75.3203 | 73.9604 | 74.7268 | 77.1984 | 78.9562 | 79.206 | 80.2511 | 79.4529 | 75.8074 | 73.4304 | 71.9577 | 71.4488 | 70.4926 | 70.1974 | 3.2147 | 2.5793 | 2.1604 | 2.8314 | 3.4737 | 4.2667 | 3.754 | 3.6511 | 1.957 | 3.5704 | 3.3448 | 3.2042 | 2.9325 | 2.7871 | 2.9672 | 4.0064 | 3.2968 | 3.3705 | 3.9336 | 4.3799 | 4.7198 | 4.9749 | 4.4385 | 3.8855
Portfolio Adjusted1-in-2Size: Over 200kWAll2020August Monthly Peak | Portfolio Adjusted | 1-in-2 | Size: Over 200kW | All | 2020 | August Monthly Peak | 8 | 155.495 | 151.7021 | 148.6755 | 148.2904 | 154.8905 | 170.9178 | 186.4195 | 201.7237 | 212.9495 | 221.6914 | 229.8215 | 231.9408 | 233.6711 | 234.0865 | 232.3305 | 226.6861 | 219.6651 | 210.4005 | 199.9203 | 194.0098 | 189.2378 | 180.1446 | 172.2114 | 164.7884 | -0.058119 | 0.60702 | 0.28764 | 0.63673 | 0.013419 | 0.21275 | -1.8427 | -0.1471 | 1.1933 | 1.8871 | 5.4689 | 19.0241 | 19.1678 | 17.7636 | 17.0166 | 17.3608 | 17.4113 | 15.0889 | 6.0492 | 3.957 | 2.9398 | 1.9785 | 2.1098 | 2.1919 | 71.2231 | 71.4327 | 70.781 | 70.6084 | 70.393 | 69.876 | 69.9953 | 69.6665 | 71.2855 | 73.9745 | 77.4996 | 80.0224 | 81.4419 | 82.1382 | 81.6924 | 81.4622 | 80.7874 | 79.8937 | 77.1852 | 75.8783 | 74.1097 | 73.3002 | 72.593 | 72.5086 | 3.2609 | 2.6092 | 2.1866 | 2.8633 | 3.5136 | 4.3447 | 3.8331 | 3.7091 | 2.0096 | 3.6915 | 3.487 | 3.3583 | 3.0794 | 2.9265 | 3.1176 | 4.175 | 3.4096 | 3.5028 | 4.0909 | 4.5765 | 4.8671 | 5.1019 | 4.5378 | 3.9637
Portfolio Adjusted1-in-2Size: Over 200kWAll2020September Monthly Peak | Portfolio Adjusted | 1-in-2 | Size: Over 200kW | All | 2020 | September Monthly Peak | 9 | 152.1385 | 148.5662 | 145.7779 | 145.7861 | 153.4059 | 169.3484 | 188.5396 | 204.0865 | 218.4267 | 229.5108 | 237.2033 | 239.5844 | 241.0131 | 241.0004 | 238.5607 | 230.4995 | 220.4688 | 210.4203 | 201.2379 | 197.4412 | 189.535 | 179.0707 | 169.7266 | 162.0868 | -0.051493 | 0.59454 | 0.288 | 0.63467 | 0.029124 | 0.24367 | -1.8362 | -0.099052 | 1.2664 | 1.9729 | 5.664 | 19.6887 | 19.8159 | 18.332 | 17.5146 | 17.7161 | 17.5373 | 15.1636 | 6.1566 | 4.067 | 2.9671 | 1.9895 | 2.102 | 2.1733 | 67.7005 | 67.2487 | 67.0921 | 65.8526 | 65.8331 | 65.6884 | 66.4472 | 67.649 | 71.8773 | 76.9299 | 82.4299 | 84.2824 | 84.6622 | 84.2793 | 85.6028 | 87.0569 | 86.3746 | 85.2722 | 83.3129 | 79.6609 | 76.9533 | 75.8146 | 74.4354 | 73.0905 | 3.1867 | 2.5522 | 2.1414 | 2.8116 | 3.4758 | 4.2997 | 3.872 | 3.7481 | 2.0588 | 3.8171 | 3.5947 | 3.4648 | 3.1724 | 3.0093 | 3.1974 | 4.2401 | 3.418 | 3.499 | 4.1129 | 4.6519 | 4.8689 | 5.0654 | 4.467 | 3.894
Portfolio Adjusted1-in-2Size: Over 200kWAll2020October Monthly Peak | Portfolio Adjusted | 1-in-2 | Size: Over 200kW | All | 2020 | October Monthly Peak | 10 | 150.2769 | 146.5704 | 143.522 | 142.7688 | 148.9617 | 161.6665 | 179.1851 | 193.9836 | 205.7538 | 214.8897 | 223.6341 | 227.2438 | 229.137 | 231.4901 | 229.5221 | 222.2563 | 213.1608 | 203.0134 | 195.5852 | 188.7704 | 181.2975 | 171.3686 | 164.1693 | 158.0035 | -0.19118 | 0.58473 | 0.12816 | 0.39634 | -0.37829 | -0.59728 | -2.4359 | -1.3452 | 0.13428 | 1.3715 | 4.8565 | 17.7294 | 17.687 | 16.4977 | 15.7908 | 15.4687 | 15.3616 | 12.7588 | 4.2486 | 2.8748 | 2.2649 | 1.3266 | 1.4552 | 1.6704 | 65.1871 | 64.6419 | 64.2835 | 63.7791 | 63.2984 | 62.4312 | 62.6522 | 64.247 | 67.6683 | 71.9634 | 75.1636 | 77.1875 | 79.9196 | 80.8877 | 80.7868 | 80.3803 | 80.4211 | 80.0251 | 75.557 | 71.7322 | 69.7501 | 68.1478 | 66.9868 | 66.2806 | 3.286 | 2.6285 | 2.2009 | 2.8744 | 3.5234 | 4.285 | 3.8416 | 3.7191 | 2.0246 | 3.731 | 3.538 | 3.4307 | 3.1486 | 3.0176 | 3.2114 | 4.2682 | 3.4499 | 3.5242 | 4.1731 | 4.643 | 4.862 | 5.0606 | 4.5106 | 3.9627
Portfolio Adjusted1-in-2Size: Over 200kWAll2020November Monthly Peak | Portfolio Adjusted | 1-in-2 | Size: Over 200kW | All | 2020 | November Monthly Peak | 11 | 137.1887 | 134.0259 | 131.8356 | 131.9319 | 138.2717 | 148.9779 | 163.1967 | 178.232 | 187.8245 | 194.7169 | 201.1665 | 202.7097 | 204.1969 | 205.9815 | 204.1009 | 197.1372 | 189.9604 | 183.1236 | 173.1484 | 165.865 | 161.7156 | 154.3758 | 148.1479 | 143.2282 | -0.37678 | 0.53205 | -0.10763 | 0.037691 | -0.94697 | -1.7578 | -3.212 | -3.0508 | -1.4032 | 0.56232 | 3.6819 | 14.4841 | 14.1403 | 13.1192 | 12.5533 | 11.4604 | 11.4464 | 8.844 | 1.3361 | 1.1198 | 1.213 | 0.37386 | 0.48976 | 0.87285 | 60.6772 | 60.752 | 59.8529 | 59.5093 | 60.0119 | 60.3733 | 59.5757 | 59.1443 | 61.6118 | 64.6094 | 67.2265 | 69.2651 | 70.3745 | 70.7721 | 69.5844 | 69.2651 | 68.4469 | 66.5495 | 65.4907 | 64.2748 | 63.8351 | 62.9746 | 62.2963 | 61.7408 | 3.3318 | 2.6696 | 2.2455 | 2.9502 | 3.6325 | 4.3857 | 3.8861 | 3.7953 | 2.0527 | 3.7549 | 3.5348 | 3.3991 | 3.1165 | 2.9823 | 3.1718 | 4.2048 | 3.4147 | 3.5307 | 4.1032 | 4.5312 | 4.8169 | 5.0633 | 4.5209 | 3.9898
Portfolio Adjusted1-in-2Size: Over 200kWAll2020December Monthly Peak | Portfolio Adjusted | 1-in-2 | Size: Over 200kW | All | 2020 | December Monthly Peak | 12 | 128.1628 | 125.695 | 124.2822 | 124.055 | 129.8225 | 140.0514 | 154.9447 | 167.1399 | 173.3389 | 175.7114 | 176.8247 | 175.1205 | 174.0008 | 173.3365 | 171.3545 | 167.3824 | 165.5886 | 164.568 | 158.632 | 153.0945 | 149.3131 | 143.6725 | 138.0942 | 133.1059 | -0.59813 | 0.49576 | -0.37821 | -0.36703 | -1.6179 | -3.1312 | -4.2783 | -5.0781 | -3.1295 | -0.29251 | 2.4501 | 11.0146 | 10.2493 | 9.3292 | 8.9112 | 7.2307 | 7.4304 | 4.8282 | -1.6704 | -0.6572 | 0.14901 | -0.64767 | -0.5434 | 0.034666 | 50.3228 | 49.9266 | 49.0047 | 49.0379 | 48.2233 | 47.9066 | 47.7049 | 47.2263 | 51.6609 | 56.8463 | 60.7091 | 62.2365 | 63.7501 | 66.6054 | 65.7307 | 63.661 | 62.1884 | 60.863 | 60.0077 | 57.3243 | 56.2413 | 54.7354 | 54.4038 | 54.0936 | 3.6839 | 2.9632 | 2.5054 | 3.2832 | 4.0366 | 4.8797 | 4.3668 | 4.2123 | 2.2421 | 4.0104 | 3.6774 | 3.4754 | 3.1431 | 2.9703 | 3.1517 | 4.2254 | 3.5229 | 3.7554 | 4.4492 | 4.95 | 5.2638 | 5.5772 | 4.9876 | 4.3884
Portfolio Adjusted1-in-2Size: Over 200kWAll2020Typical Event Day | Portfolio Adjusted | 1-in-2 | Size: Over 200kW | All | 2020 | Typical Event Day | 8 | 153.238 | 149.5807 | 146.621 | 146.2929 | 152.6027 | 168.1227 | 183.4664 | 198.2893 | 208.264 | 215.308 | 221.9231 | 223.4116 | 224.9174 | 225.5858 | 224.2302 | 219.0131 | 212.7698 | 204.1262 | 194.7082 | 189.3793 | 185.2138 | 176.698 | 168.9816 | 161.7485 | -0.13865 | 0.59747 | 0.19338 | 0.49692 | -0.22366 | -0.28157 | -2.2158 | -0.87192 | 0.55755 | 1.5617 | 5.0081 | 17.796 | 17.8064 | 16.5028 | 15.8342 | 15.8687 | 15.9596 | 13.5689 | 4.9091 | 3.2842 | 2.5443 | 1.6021 | 1.7319 | 1.8905 | 67.5086 | 67.2529 | 66.7997 | 66.4263 | 66.0894 | 66.0471 | 66.4563 | 67.5627 | 70.1068 | 73.3614 | 76.6561 | 77.9728 | 78.9753 | 79.8571 | 80.6188 | 80.9478 | 80.6311 | 79.6982 | 77.1633 | 74.8297 | 72.62 | 71.7132 | 70.7742 | 70.1563 | 3.2856 | 2.6304 | 2.2048 | 2.8881 | 3.5393 | 4.3695 | 3.857 | 3.7277 | 2.0094 | 3.6656 | 3.4427 | 3.3073 | 3.0306 | 2.8835 | 3.0764 | 4.1241 | 3.3766 | 3.4746 | 4.0736 | 4.5675 | 4.8705 | 5.1165 | 4.5525 | 3.9778
Portfolio Adjusted1-in-2Size: Over 200kWAll2021January Monthly Peak | Portfolio Adjusted | 1-in-2 | Size: Over 200kW | All | 2021 | January Monthly Peak | 1 | 125.3362 | 122.3832 | 121.4305 | 121.7533 | 128.766 | 140.6678 | 158.3552 | 171.6588 | 176.1453 | 176.7645 | 177.8628 | 174.9779 | 173.8436 | 172.6125 | 169.3439 | 165.3166 | 162.7445 | 161.1622 | 156.8301 | 151.019 | 147.3869 | 141.8224 | 136.8788 | 132.0599 | -0.66903 | 0.48161 | -0.46399 | -0.4982 | -1.8572 | -3.6638 | -4.8111 | -6.0108 | -3.8313 | -0.57537 | 2.1882 | 10.4827 | 9.6118 | 8.6951 | 8.2446 | 6.279 | 6.4282 | 3.6611 | -2.651 | -1.2309 | -0.18772 | -0.98263 | -0.88483 | -0.23472 | 49.7806 | 49.1494 | 48.5603 | 48.2715 | 47.4987 | 47.0201 | 47.8347 | 47.0757 | 48.6631 | 52.0363 | 54.7893 | 56.9732 | 58.6432 | 58.9653 | 59.0661 | 58.8117 | 57.7954 | 55.9236 | 54.0862 | 53.3199 | 50.8697 | 49.2415 | 47.3514 | 46.073 | 3.8285 | 3.0659 | 2.6013 | 3.4242 | 4.2546 | 5.2083 | 4.7426 | 4.5974 | 2.4212 | 4.2873 | 3.9308 | 3.6902 | 3.337 | 3.1432 | 3.3099 | 4.4348 | 3.6794 | 3.9081 | 4.6744 | 5.1889 | 5.5215 | 5.8505 | 5.2535 | 4.6267
Portfolio Adjusted1-in-2Size: Over 200kWAll2021February Monthly Peak | Portfolio Adjusted | 1-in-2 | Size: Over 200kW | All | 2021 | February Monthly Peak | 2 | 127.8824 | 124.5989 | 123.103 | 123.7404 | 129.965 | 141.4192 | 158.6058 | 169.3861 | 174.4365 | 175.644 | 178.3203 | 176.4675 | 176.6323 | 175.7524 | 173.3412 | 168.4033 | 163.8996 | 163.5369 | 161.4905 | 155.5522 | 151.5592 | 144.9742 | 138.8267 | 133.9732 | -0.64956 | 0.49075 | -0.43349 | -0.45231 | -1.7763 | -3.4824 | -4.6495 | -5.6288 | -3.5457 | -0.46411 | 2.3005 | 10.7752 | 10.0119 | 9.0867 | 8.6608 | 6.7348 | 6.8132 | 4.1323 | -2.3332 | -1.0366 | -0.060383 | -0.86926 | -0.76214 | -0.13293 | 52.5083 | 52.2806 | 51.3467 | 49.7622 | 49.231 | 48.6932 | 48.1287 | 47.8334 | 50.9386 | 53.9623 | 56.7019 | 57.77 | 58.5965 | 58.9861 | 58.5965 | 58.0319 | 57.5275 | 56.4854 | 54.6917 | 53.5894 | 52.1455 | 50.9016 | 49.9483 | 49.2236 | 3.816 | 3.0493 | 2.5762 | 3.3997 | 4.195 | 5.1151 | 4.6403 | 4.4316 | 2.3423 | 4.1616 | 3.8498 | 3.6356 | 3.3122 | 3.1264 | 3.3097 | 4.4132 | 3.6199 | 3.8741 | 4.702 | 5.2211 | 5.5465 | 5.8422 | 5.2051 | 4.5853
Portfolio Adjusted1-in-2Size: Over 200kWAll2021March Monthly Peak | Portfolio Adjusted | 1-in-2 | Size: Over 200kW | All | 2021 | March Monthly Peak | 3 | 130.3537 | 127.2037 | 125.1906 | 124.6196 | 129.0157 | 140.6879 | 158.6082 | 169.9703 | 175.1651 | 177.3258 | 181.021 | 180.0521 | 180.6519 | 181.4053 | 180.1112 | 175.3748 | 170.3735 | 166.028 | 162.3055 | 160.549 | 157.0462 | 150.5516 | 143.2539 | 137.3489 | -0.58351 | 0.50204 | -0.3533 | -0.32857 | -1.5359 | -2.998 | -4.2546 | -4.9403 | -2.9784 | -0.21506 | 2.5881 | 11.4777 | 10.8266 | 9.9412 | 9.5364 | 7.836 | 7.9053 | 5.1835 | -1.4151 | -0.51317 | 0.25811 | -0.57511 | -0.46073 | 0.11532 | 53.4898 | 52.9972 | 52.4037 | 51.1114 | 50.3495 | 50.0995 | 50.3828 | 51.5276 | 54.6284 | 57.7818 | 59.7833 | 61.8086 | 62.6446 | 62.2077 | 62.6565 | 62.2709 | 61.3221 | 59.1522 | 57.5424 | 56.377 | 55.4615 | 53.5685 | 53.0715 | 52.8259 | 3.6827 | 2.9474 | 2.4805 | 3.2416 | 3.9427 | 4.8179 | 4.3935 | 4.2103 | 2.2269 | 3.9779 | 3.7002 | 3.5121 | 3.2073 | 3.0553 | 3.256 | 4.3514 | 3.5626 | 3.7238 | 4.4743 | 5.1021 | 5.4415 | 5.7441 | 5.0853 | 4.4507
Portfolio Adjusted1-in-2Size: Over 200kWAll2021April Monthly Peak | Portfolio Adjusted | 1-in-2 | Size: Over 200kW | All | 2021 | April Monthly Peak | 4 | 137.7376 | 133.7101 | 131.2661 | 130.3155 | 134.8651 | 146.8352 | 162.0631 | 175.4086 | 184.5123 | 191.2345 | 197.3214 | 199.0641 | 200.5589 | 202.2321 | 199.8769 | 193.547 | 185.8708 | 177.5609 | 169.0581 | 167.694 | 165.637 | 159.3119 | 152.0453 | 145.9141 | -0.33318 | 0.53138 | -0.057319 | 0.10932 | -0.79454 | -1.4682 | -2.9705 | -2.6058 | -1.0455 | 0.70072 | 3.7611 | 14.514 | 14.2422 | 13.2207 | 12.6173 | 11.7445 | 11.6876 | 9.1493 | 1.8305 | 1.448 | 1.4261 | 0.57406 | 0.69038 | 1.0344 | 61.5789 | 60.5773 | 59.8348 | 57.9297 | 57.7955 | 56.7308 | 56.8963 | 59.4398 | 64.0569 | 67.6364 | 70.7438 | 73.0867 | 74.0146 | 74.626 | 74.189 | 74.1594 | 73.0465 | 72.566 | 71.2634 | 68.5995 | 64.6552 | 63.351 | 62.3754 | 61.0424 | 3.2588 | 2.5946 | 2.1781 | 2.8388 | 3.4516 | 4.2111 | 3.7595 | 3.6388 | 1.9645 | 3.5926 | 3.3778 | 3.2518 | 2.982 | 2.8524 | 3.026 | 4.0217 | 3.2549 | 3.3351 | 3.9029 | 4.4629 | 4.8063 | 5.0904 | 4.5201 | 3.9597
Portfolio Adjusted1-in-2Size: Over 200kWAll2021May Monthly Peak | Portfolio Adjusted | 1-in-2 | Size: Over 200kW | All | 2021 | May Monthly Peak | 5 | 137.782 | 134.586 | 131.9968 | 131.775 | 137.1958 | 149.5848 | 164.0939 | 180.8957 | 193.196 | 200.323 | 205.7644 | 207.5867 | 208.2949 | 208.5997 | 205.8005 | 198.8625 | 190.685 | 181.9722 | 173.114 | 170.7428 | 168.9621 | 160.6519 | 153.6157 | 146.9161 | -0.27068 | 0.53568 | 0.01191 | 0.2117 | -0.62604 | -1.122 | -2.6999 | -2.1195 | -0.61095 | 0.94981 | 4.1386 | 15.5556 | 15.3014 | 14.1242 | 13.4539 | 12.7698 | 12.6844 | 10.1929 | 2.6218 | 1.9205 | 1.7147 | 0.8423 | 0.96069 | 1.2443 | 62.1692 | 61.9192 | 61.6692 | 60.9491 | 60.5499 | 59.9252 | 61.7367 | 63.9258 | 67.2676 | 70.8306 | 73.5924 | 74.6044 | 74.0099 | 74.7119 | 75.3232 | 74.5131 | 73.7373 | 72.6608 | 71.4049 | 68.5556 | 66.7396 | 65.7909 | 65.5409 | 64.354 | 3.1511 | 2.5244 | 2.1171 | 2.7748 | 3.3941 | 4.1468 | 3.6796 | 3.6274 | 1.9883 | 3.6378 | 3.4047 | 3.2778 | 2.9936 | 2.844 | 3.0117 | 3.9942 | 3.2278 | 3.3039 | 3.8632 | 4.3924 | 4.7392 | 4.9619 | 4.4144 | 3.8538
Portfolio Adjusted1-in-2Size: Over 200kWAll2021June Monthly Peak | Portfolio Adjusted | 1-in-2 | Size: Over 200kW | All | 2021 | June Monthly Peak | 6 | 144.5327 | 140.7937 | 138.2216 | 137.3834 | 142.8251 | 155.1382 | 169.2131 | 186.4407 | 196.9272 | 204.61 | 211.7077 | 213.6577 | 213.9742 | 213.8311 | 211.2881 | 205.4178 | 199.3312 | 190.4492 | 181.5587 | 175.8155 | 173.9747 | 166.2325 | 159.4712 | 152.7345 | -0.27028 | 0.56056 | 0.027619 | 0.24265 | -0.61227 | -1.083 | -2.7181 | -2.0627 | -0.52019 | 1.016 | 4.3044 | 16.1005 | 15.8275 | 14.5823 | 13.9114 | 13.3418 | 13.4105 | 10.8454 | 2.9127 | 2.0731 | 1.8213 | 0.92825 | 1.0541 | 1.3374 | 63.0773 | 62.9282 | 62.2264 | 62.294 | 61.3422 | 61.8347 | 62.0891 | 64.3449 | 66.4925 | 68.8204 | 71.3745 | 73.6259 | 75.0703 | 75.8127 | 76.2238 | 76.0659 | 75.1111 | 74.1743 | 72.3478 | 70.3493 | 67.4593 | 66.2894 | 65.5757 | 64.8287 | 3.2836 | 2.6233 | 2.2023 | 2.8737 | 3.5099 | 4.2722 | 3.7692 | 3.7137 | 2.0132 | 3.691 | 3.4798 | 3.3513 | 3.0548 | 2.896 | 3.0715 | 4.0985 | 3.3518 | 3.4349 | 4.0247 | 4.4929 | 4.8474 | 5.1002 | 4.5522 | 3.9799
Portfolio Adjusted1-in-2Size: Over 200kWAll2021July Monthly Peak | Portfolio Adjusted | 1-in-2 | Size: Over 200kW | All | 2021 | July Monthly Peak | 7 | 148.929 | 145.7003 | 142.7144 | 142.4649 | 148.7742 | 163.0735 | 177.3798 | 192.9209 | 201.473 | 208.3199 | 214.1748 | 215.0058 | 216.1884 | 216.5966 | 214.8324 | 211.3425 | 206.359 | 196.6897 | 186.7655 | 180.3924 | 178.2871 | 170.6609 | 163.6518 | 156.9424 | -0.15445 | 0.58171 | 0.16635 | 0.45209 | -0.27554 | -0.39164 | -2.2391 | -1.0245 | 0.39258 | 1.4457 | 4.7677 | 16.9998 | 16.9614 | 15.6981 | 15.0301 | 15.0956 | 15.2602 | 12.8179 | 4.4743 | 2.9912 | 2.3693 | 1.4659 | 1.5957 | 1.7713 | 68.0333 | 67.4021 | 67.0995 | 66.9503 | 66.7893 | 66.7893 | 67.2937 | 68.5904 | 70.772 | 73.7208 | 75.3203 | 73.9604 | 74.7268 | 77.1984 | 78.9562 | 79.206 | 80.2511 | 79.4529 | 75.8074 | 73.4304 | 71.9577 | 71.4488 | 70.4926 | 70.1974 | 3.2147 | 2.5793 | 2.1604 | 2.8314 | 3.4737 | 4.2667 | 3.754 | 3.6511 | 1.957 | 3.5704 | 3.3448 | 3.2042 | 2.9325 | 2.7871 | 2.9672 | 4.0064 | 3.2968 | 3.3705 | 3.9336 | 4.3799 | 4.7198 | 4.9749 | 4.4385 | 3.8855
Portfolio Adjusted1-in-2Size: Over 200kWAll2021August Monthly Peak | Portfolio Adjusted | 1-in-2 | Size: Over 200kW | All | 2021 | August Monthly Peak | 8 | 155.495 | 151.7021 | 148.6755 | 148.2904 | 154.8905 | 170.9178 | 186.4195 | 201.7237 | 212.9495 | 221.6914 | 229.8215 | 231.9408 | 233.6711 | 234.0865 | 232.3305 | 226.6861 | 219.6651 | 210.4005 | 199.9203 | 194.0098 | 189.2378 | 180.1446 | 172.2114 | 164.7884 | -0.058119 | 0.60702 | 0.28764 | 0.63673 | 0.013419 | 0.21275 | -1.8427 | -0.1471 | 1.1933 | 1.8871 | 5.4689 | 19.0241 | 19.1678 | 17.7636 | 17.0166 | 17.3608 | 17.4113 | 15.0889 | 6.0492 | 3.957 | 2.9398 | 1.9785 | 2.1098 | 2.1919 | 71.2231 | 71.4327 | 70.781 | 70.6084 | 70.393 | 69.876 | 69.9953 | 69.6665 | 71.2855 | 73.9745 | 77.4996 | 80.0224 | 81.4419 | 82.1382 | 81.6924 | 81.4622 | 80.7874 | 79.8937 | 77.1852 | 75.8783 | 74.1097 | 73.3002 | 72.593 | 72.5086 | 3.2609 | 2.6092 | 2.1866 | 2.8633 | 3.5136 | 4.3447 | 3.8331 | 3.7091 | 2.0096 | 3.6915 | 3.487 | 3.3583 | 3.0794 | 2.9265 | 3.1176 | 4.175 | 3.4096 | 3.5028 | 4.0909 | 4.5765 | 4.8671 | 5.1019 | 4.5378 | 3.9637
Portfolio Adjusted1-in-2Size: Over 200kWAll2021September Monthly Peak | Portfolio Adjusted | 1-in-2 | Size: Over 200kW | All | 2021 | September Monthly Peak | 9 | 152.1385 | 148.5662 | 145.7779 | 145.7861 | 153.4059 | 169.3484 | 188.5396 | 204.0865 | 218.4267 | 229.5108 | 237.2033 | 239.5844 | 241.0131 | 241.0004 | 238.5607 | 230.4996 | 220.4688 | 210.4203 | 201.2379 | 197.4412 | 189.535 | 179.0707 | 169.7266 | 162.0868 | -0.051493 | 0.59454 | 0.288 | 0.63467 | 0.029124 | 0.24367 | -1.8362 | -0.099052 | 1.2664 | 1.9729 | 5.664 | 19.6887 | 19.8159 | 18.332 | 17.5146 | 17.7161 | 17.5373 | 15.1636 | 6.1566 | 4.067 | 2.9671 | 1.9895 | 2.102 | 2.1733 | 67.7005 | 67.2487 | 67.0921 | 65.8526 | 65.8331 | 65.6884 | 66.4472 | 67.649 | 71.8773 | 76.9299 | 82.4299 | 84.2824 | 84.6622 | 84.2793 | 85.6028 | 87.0569 | 86.3746 | 85.2722 | 83.3129 | 79.6609 | 76.9533 | 75.8146 | 74.4354 | 73.0905 | 3.1867 | 2.5522 | 2.1414 | 2.8116 | 3.4758 | 4.2997 | 3.872 | 3.7481 | 2.0588 | 3.8171 | 3.5947 | 3.4648 | 3.1724 | 3.0093 | 3.1974 | 4.2401 | 3.418 | 3.499 | 4.1129 | 4.6519 | 4.8689 | 5.0654 | 4.467 | 3.894
Portfolio Adjusted1-in-2Size: Over 200kWAll2021October Monthly Peak | Portfolio Adjusted | 1-in-2 | Size: Over 200kW | All | 2021 | October Monthly Peak | 10 | 150.2769 | 146.5704 | 143.522 | 142.7688 | 148.9617 | 161.6665 | 179.1851 | 193.9836 | 205.7538 | 214.8897 | 223.6341 | 227.2438 | 229.137 | 231.4901 | 229.5221 | 222.2564 | 213.1608 | 203.0134 | 195.5852 | 188.7704 | 181.2975 | 171.3686 | 164.1693 | 158.0035 | -0.19118 | 0.58473 | 0.12816 | 0.39634 | -0.37829 | -0.59728 | -2.4359 | -1.3452 | 0.13428 | 1.3715 | 4.8565 | 17.7294 | 17.687 | 16.4977 | 15.7908 | 15.4687 | 15.3616 | 12.7588 | 4.2486 | 2.8748 | 2.2649 | 1.3266 | 1.4552 | 1.6704 | 65.1871 | 64.6419 | 64.2835 | 63.7791 | 63.2984 | 62.4312 | 62.6522 | 64.247 | 67.6683 | 71.9634 | 75.1636 | 77.1875 | 79.9196 | 80.8877 | 80.7868 | 80.3803 | 80.4211 | 80.0251 | 75.557 | 71.7322 | 69.7501 | 68.1478 | 66.9868 | 66.2806 | 3.286 | 2.6285 | 2.2009 | 2.8744 | 3.5234 | 4.285 | 3.8416 | 3.7191 | 2.0246 | 3.731 | 3.538 | 3.4307 | 3.1486 | 3.0176 | 3.2114 | 4.2682 | 3.4499 | 3.5242 | 4.1731 | 4.643 | 4.862 | 5.0606 | 4.5106 | 3.9627
Portfolio Adjusted1-in-2Size: Over 200kWAll2021November Monthly Peak | Portfolio Adjusted | 1-in-2 | Size: Over 200kW | All | 2021 | November Monthly Peak | 11 | 137.1887 | 134.0259 | 131.8356 | 131.9319 | 138.2717 | 148.9779 | 163.1967 | 178.232 | 187.8245 | 194.7169 | 201.1665 | 202.7097 | 204.1969 | 205.9815 | 204.1009 | 197.1372 | 189.9604 | 183.1236 | 173.1484 | 165.865 | 161.7156 | 154.3758 | 148.1479 | 143.2282 | -0.37678 | 0.53205 | -0.10763 | 0.037691 | -0.94697 | -1.7578 | -3.212 | -3.0508 | -1.4032 | 0.56232 | 3.6819 | 14.4841 | 14.1403 | 13.1192 | 12.5533 | 11.4604 | 11.4464 | 8.844 | 1.3361 | 1.1198 | 1.213 | 0.37386 | 0.48976 | 0.87285 | 60.6772 | 60.752 | 59.8529 | 59.5093 | 60.0119 | 60.3733 | 59.5757 | 59.1443 | 61.6118 | 64.6094 | 67.2265 | 69.2651 | 70.3745 | 70.7721 | 69.5844 | 69.2651 | 68.4469 | 66.5495 | 65.4907 | 64.2748 | 63.8351 | 62.9746 | 62.2963 | 61.7408 | 3.3318 | 2.6696 | 2.2455 | 2.9502 | 3.6325 | 4.3857 | 3.8861 | 3.7953 | 2.0527 | 3.7549 | 3.5348 | 3.3991 | 3.1165 | 2.9823 | 3.1718 | 4.2048 | 3.4147 | 3.5307 | 4.1032 | 4.5312 | 4.8169 | 5.0633 | 4.5209 | 3.9898
Portfolio Adjusted1-in-2Size: Over 200kWAll2021December Monthly Peak | Portfolio Adjusted | 1-in-2 | Size: Over 200kW | All | 2021 | December Monthly Peak | 12 | 128.1628 | 125.695 | 124.2822 | 124.055 | 129.8225 | 140.0514 | 154.9447 | 167.1399 | 173.3389 | 175.7114 | 176.8247 | 175.1205 | 174.0008 | 173.3365 | 171.3545 | 167.3824 | 165.5886 | 164.568 | 158.632 | 153.0945 | 149.3131 | 143.6725 | 138.0942 | 133.1059 | -0.59813 | 0.49576 | -0.37821 | -0.36703 | -1.6179 | -3.1312 | -4.2783 | -5.0781 | -3.1295 | -0.29251 | 2.4501 | 11.0146 | 10.2493 | 9.3292 | 8.9112 | 7.2307 | 7.4304 | 4.8282 | -1.6704 | -0.6572 | 0.14901 | -0.64767 | -0.5434 | 0.034666 | 50.3228 | 49.9266 | 49.0047 | 49.0379 | 48.2233 | 47.9066 | 47.7049 | 47.2263 | 51.6609 | 56.8463 | 60.7091 | 62.2365 | 63.7501 | 66.6054 | 65.7307 | 63.661 | 62.1884 | 60.8629 | 60.0077 | 57.3243 | 56.2413 | 54.7354 | 54.4038 | 54.0936 | 3.6839 | 2.9632 | 2.5054 | 3.2832 | 4.0366 | 4.8797 | 4.3668 | 4.2123 | 2.2421 | 4.0104 | 3.6774 | 3.4754 | 3.1431 | 2.9703 | 3.1517 | 4.2254 | 3.5229 | 3.7554 | 4.4492 | 4.95 | 5.2638 | 5.5772 | 4.9876 | 4.3884
Portfolio Adjusted1-in-2Size: Over 200kWAll2021Typical Event Day | Portfolio Adjusted | 1-in-2 | Size: Over 200kW | All | 2021 | Typical Event Day | 8 | 153.238 | 149.5807 | 146.621 | 146.2929 | 152.6027 | 168.1227 | 183.4664 | 198.2893 | 208.264 | 215.308 | 221.9231 | 223.4116 | 224.9174 | 225.5858 | 224.2302 | 219.0131 | 212.7698 | 204.1262 | 194.7082 | 189.3793 | 185.2138 | 176.698 | 168.9816 | 161.7485 | -0.13865 | 0.59747 | 0.19338 | 0.49692 | -0.22366 | -0.28157 | -2.2158 | -0.87192 | 0.55755 | 1.5617 | 5.0081 | 17.796 | 17.8064 | 16.5028 | 15.8342 | 15.8687 | 15.9596 | 13.5689 | 4.9091 | 3.2842 | 2.5443 | 1.6021 | 1.7319 | 1.8905 | 67.5086 | 67.2529 | 66.7997 | 66.4263 | 66.0894 | 66.0471 | 66.4563 | 67.5627 | 70.1068 | 73.3614 | 76.6561 | 77.9728 | 78.9753 | 79.8571 | 80.6188 | 80.9478 | 80.6311 | 79.6982 | 77.1633 | 74.8297 | 72.62 | 71.7132 | 70.7742 | 70.1563 | 3.2856 | 2.6304 | 2.2048 | 2.8881 | 3.5393 | 4.3695 | 3.857 | 3.7277 | 2.0094 | 3.6656 | 3.4427 | 3.3073 | 3.0306 | 2.8835 | 3.0764 | 4.1241 | 3.3766 | 3.4746 | 4.0736 | 4.5675 | 4.8705 | 5.1165 | 4.5525 | 3.9778
Portfolio Adjusted1-in-2Size: Over 200kWAll2022January Monthly Peak | Portfolio Adjusted | 1-in-2 | Size: Over 200kW | All | 2022 | January Monthly Peak | 1 | 125.3362 | 122.3832 | 121.4305 | 121.7533 | 128.766 | 140.6678 | 158.3552 | 171.6588 | 176.1453 | 176.7645 | 177.8628 | 174.9779 | 173.8436 | 172.6125 | 169.3439 | 165.3166 | 162.7445 | 161.1622 | 156.8301 | 151.019 | 147.3869 | 141.8224 | 136.8788 | 132.0599 | -0.66903 | 0.48161 | -0.46399 | -0.4982 | -1.8572 | -3.6638 | -4.8111 | -6.0108 | -3.8313 | -0.57537 | 2.1882 | 10.4827 | 9.6118 | 8.6951 | 8.2446 | 6.279 | 6.4282 | 3.6611 | -2.651 | -1.2309 | -0.18772 | -0.98263 | -0.88483 | -0.23472 | 49.7806 | 49.1494 | 48.5603 | 48.2715 | 47.4987 | 47.0201 | 47.8347 | 47.0757 | 48.6631 | 52.0363 | 54.7893 | 56.9732 | 58.6432 | 58.9653 | 59.0661 | 58.8117 | 57.7954 | 55.9236 | 54.0863 | 53.3199 | 50.8697 | 49.2415 | 47.3514 | 46.073 | 3.8285 | 3.0659 | 2.6013 | 3.4242 | 4.2546 | 5.2083 | 4.7426 | 4.5974 | 2.4212 | 4.2873 | 3.9308 | 3.6902 | 3.337 | 3.1432 | 3.3099 | 4.4348 | 3.6794 | 3.9081 | 4.6744 | 5.1889 | 5.5215 | 5.8505 | 5.2535 | 4.6267
Portfolio Adjusted1-in-2Size: Over 200kWAll2022February Monthly Peak | Portfolio Adjusted | 1-in-2 | Size: Over 200kW | All | 2022 | February Monthly Peak | 2 | 127.8824 | 124.5989 | 123.103 | 123.7405 | 129.965 | 141.4192 | 158.6058 | 169.3861 | 174.4365 | 175.644 | 178.3203 | 176.4675 | 176.6323 | 175.7524 | 173.3412 | 168.4033 | 163.8996 | 163.5369 | 161.4905 | 155.5522 | 151.5592 | 144.9742 | 138.8267 | 133.9732 | -0.64956 | 0.49075 | -0.43349 | -0.45231 | -1.7763 | -3.4824 | -4.6495 | -5.6288 | -3.5457 | -0.46411 | 2.3005 | 10.7752 | 10.0119 | 9.0867 | 8.6608 | 6.7348 | 6.8132 | 4.1323 | -2.3332 | -1.0366 | -0.060383 | -0.86926 | -0.76214 | -0.13293 | 52.5083 | 52.2806 | 51.3468 | 49.7622 | 49.231 | 48.6932 | 48.1287 | 47.8334 | 50.9385 | 53.9623 | 56.7019 | 57.77 | 58.5965 | 58.9861 | 58.5965 | 58.0319 | 57.5275 | 56.4854 | 54.6917 | 53.5894 | 52.1455 | 50.9016 | 49.9483 | 49.2236 | 3.816 | 3.0493 | 2.5762 | 3.3997 | 4.195 | 5.1151 | 4.6403 | 4.4316 | 2.3423 | 4.1616 | 3.8498 | 3.6356 | 3.3122 | 3.1264 | 3.3097 | 4.4132 | 3.6199 | 3.8741 | 4.702 | 5.2211 | 5.5465 | 5.8422 | 5.2051 | 4.5853
Portfolio Adjusted1-in-2Size: Over 200kWAll2022March Monthly Peak | Portfolio Adjusted | 1-in-2 | Size: Over 200kW | All | 2022 | March Monthly Peak | 3 | 130.3537 | 127.2037 | 125.1906 | 124.6195 | 129.0157 | 140.6879 | 158.6082 | 169.9703 | 175.1651 | 177.3258 | 181.021 | 180.0521 | 180.6519 | 181.4053 | 180.1112 | 175.3748 | 170.3735 | 166.028 | 162.3055 | 160.549 | 157.0462 | 150.5516 | 143.2539 | 137.3489 | -0.58351 | 0.50204 | -0.3533 | -0.32857 | -1.5359 | -2.998 | -4.2546 | -4.9403 | -2.9784 | -0.21506 | 2.5881 | 11.4777 | 10.8266 | 9.9412 | 9.5364 | 7.836 | 7.9053 | 5.1835 | -1.4151 | -0.51317 | 0.25811 | -0.57511 | -0.46073 | 0.11532 | 53.4898 | 52.9972 | 52.4037 | 51.1114 | 50.3495 | 50.0995 | 50.3828 | 51.5276 | 54.6284 | 57.7818 | 59.7833 | 61.8086 | 62.6446 | 62.2077 | 62.6565 | 62.2709 | 61.3221 | 59.1522 | 57.5424 | 56.377 | 55.4615 | 53.5685 | 53.0715 | 52.8259 | 3.6827 | 2.9474 | 2.4805 | 3.2416 | 3.9427 | 4.8179 | 4.3935 | 4.2103 | 2.2269 | 3.9779 | 3.7002 | 3.5121 | 3.2073 | 3.0553 | 3.256 | 4.3514 | 3.5626 | 3.7238 | 4.4743 | 5.1021 | 5.4415 | 5.7441 | 5.0853 | 4.4507
Portfolio Adjusted1-in-2Size: Over 200kWAll2022April Monthly Peak | Portfolio Adjusted | 1-in-2 | Size: Over 200kW | All | 2022 | April Monthly Peak | 4 | 137.7376 | 133.7101 | 131.2661 | 130.3155 | 134.8651 | 146.8352 | 162.0631 | 175.4086 | 184.5123 | 191.2345 | 197.3214 | 199.0641 | 200.5588 | 202.2321 | 199.8769 | 193.547 | 185.8708 | 177.5609 | 169.0581 | 167.694 | 165.637 | 159.3119 | 152.0453 | 145.9141 | -0.33318 | 0.53138 | -0.057319 | 0.10932 | -0.79454 | -1.4682 | -2.9705 | -2.6058 | -1.0455 | 0.70072 | 3.7611 | 14.514 | 14.2422 | 13.2207 | 12.6173 | 11.7445 | 11.6876 | 9.1493 | 1.8305 | 1.448 | 1.4261 | 0.57406 | 0.69038 | 1.0344 | 61.5789 | 60.5773 | 59.8348 | 57.9297 | 57.7955 | 56.7308 | 56.8963 | 59.4398 | 64.0569 | 67.6364 | 70.7438 | 73.0867 | 74.0146 | 74.626 | 74.189 | 74.1594 | 73.0465 | 72.566 | 71.2634 | 68.5995 | 64.6552 | 63.351 | 62.3754 | 61.0424 | 3.2588 | 2.5946 | 2.1781 | 2.8388 | 3.4516 | 4.2111 | 3.7595 | 3.6388 | 1.9645 | 3.5926 | 3.3778 | 3.2518 | 2.982 | 2.8524 | 3.026 | 4.0217 | 3.2549 | 3.3351 | 3.9029 | 4.4629 | 4.8063 | 5.0904 | 4.5201 | 3.9597
Portfolio Adjusted1-in-2Size: Over 200kWAll2022May Monthly Peak | Portfolio Adjusted | 1-in-2 | Size: Over 200kW | All | 2022 | May Monthly Peak | 5 | 137.782 | 134.586 | 131.9968 | 131.775 | 137.1958 | 149.5848 | 164.0939 | 180.8957 | 193.196 | 200.323 | 205.7644 | 207.5867 | 208.2949 | 208.5997 | 205.8005 | 198.8625 | 190.685 | 181.9722 | 173.114 | 170.7428 | 168.9621 | 160.6519 | 153.6157 | 146.9161 | -0.27068 | 0.53568 | 0.01191 | 0.2117 | -0.62604 | -1.122 | -2.6999 | -2.1195 | -0.61095 | 0.94981 | 4.1386 | 15.5556 | 15.3014 | 14.1242 | 13.4539 | 12.7698 | 12.6844 | 10.1929 | 2.6218 | 1.9205 | 1.7147 | 0.8423 | 0.96069 | 1.2443 | 62.1692 | 61.9192 | 61.6692 | 60.9491 | 60.5499 | 59.9252 | 61.7367 | 63.9258 | 67.2676 | 70.8306 | 73.5924 | 74.6044 | 74.0099 | 74.7119 | 75.3232 | 74.5131 | 73.7373 | 72.6608 | 71.4049 | 68.5556 | 66.7396 | 65.7909 | 65.5409 | 64.354 | 3.1511 | 2.5244 | 2.1171 | 2.7748 | 3.3941 | 4.1468 | 3.6796 | 3.6274 | 1.9883 | 3.6378 | 3.4047 | 3.2778 | 2.9936 | 2.844 | 3.0117 | 3.9942 | 3.2278 | 3.3039 | 3.8632 | 4.3924 | 4.7392 | 4.9619 | 4.4144 | 3.8538
Portfolio Adjusted1-in-2Size: Over 200kWAll2022June Monthly Peak | Portfolio Adjusted | 1-in-2 | Size: Over 200kW | All | 2022 | June Monthly Peak | 6 | 144.5327 | 140.7937 | 138.2216 | 137.3834 | 142.8251 | 155.1382 | 169.2131 | 186.4407 | 196.9272 | 204.61 | 211.7077 | 213.6577 | 213.9742 | 213.8311 | 211.2882 | 205.4177 | 199.3312 | 190.4492 | 181.5587 | 175.8155 | 173.9747 | 166.2325 | 159.4712 | 152.7345 | -0.27028 | 0.56056 | 0.027619 | 0.24265 | -0.61227 | -1.083 | -2.7181 | -2.0627 | -0.52019 | 1.016 | 4.3044 | 16.1005 | 15.8276 | 14.5823 | 13.9114 | 13.3418 | 13.4105 | 10.8454 | 2.9127 | 2.0731 | 1.8213 | 0.92825 | 1.0541 | 1.3374 | 63.0773 | 62.9282 | 62.2264 | 62.294 | 61.3422 | 61.8347 | 62.0891 | 64.3449 | 66.4925 | 68.8204 | 71.3745 | 73.6259 | 75.0703 | 75.8127 | 76.2238 | 76.0659 | 75.1111 | 74.1743 | 72.3478 | 70.3493 | 67.4593 | 66.2894 | 65.5757 | 64.8287 | 3.2836 | 2.6233 | 2.2023 | 2.8737 | 3.5099 | 4.2722 | 3.7692 | 3.7137 | 2.0132 | 3.691 | 3.4798 | 3.3513 | 3.0548 | 2.896 | 3.0715 | 4.0985 | 3.3518 | 3.4349 | 4.0247 | 4.4929 | 4.8474 | 5.1002 | 4.5522 | 3.9799
Portfolio Adjusted1-in-2Size: Over 200kWAll2022July Monthly Peak | Portfolio Adjusted | 1-in-2 | Size: Over 200kW | All | 2022 | July Monthly Peak | 7 | 148.929 | 145.7003 | 142.7144 | 142.4649 | 148.7742 | 163.0735 | 177.3798 | 192.9209 | 201.473 | 208.3199 | 214.1748 | 215.0058 | 216.1884 | 216.5966 | 214.8324 | 211.3424 | 206.359 | 196.6897 | 186.7655 | 180.3924 | 178.2871 | 170.6609 | 163.6518 | 156.9424 | -0.15445 | 0.58171 | 0.16635 | 0.45209 | -0.27554 | -0.39164 | -2.2391 | -1.0245 | 0.39258 | 1.4457 | 4.7677 | 16.9998 | 16.9614 | 15.6981 | 15.0301 | 15.0956 | 15.2602 | 12.8179 | 4.4743 | 2.9912 | 2.3693 | 1.4659 | 1.5957 | 1.7713 | 68.0333 | 67.4021 | 67.0995 | 66.9503 | 66.7893 | 66.7893 | 67.2937 | 68.5904 | 70.772 | 73.7208 | 75.3203 | 73.9604 | 74.7268 | 77.1984 | 78.9562 | 79.206 | 80.2511 | 79.4529 | 75.8074 | 73.4304 | 71.9577 | 71.4488 | 70.4926 | 70.1974 | 3.2147 | 2.5793 | 2.1604 | 2.8314 | 3.4737 | 4.2667 | 3.754 | 3.6511 | 1.957 | 3.5704 | 3.3448 | 3.2042 | 2.9325 | 2.7871 | 2.9672 | 4.0064 | 3.2968 | 3.3705 | 3.9336 | 4.3799 | 4.7198 | 4.9749 | 4.4385 | 3.8855
Portfolio Adjusted1-in-2Size: Over 200kWAll2022August Monthly Peak | Portfolio Adjusted | 1-in-2 | Size: Over 200kW | All | 2022 | August Monthly Peak | 8 | 155.495 | 151.7021 | 148.6755 | 148.2904 | 154.8905 | 170.9178 | 186.4195 | 201.7237 | 212.9495 | 221.6914 | 229.8215 | 231.9408 | 233.6711 | 234.0865 | 232.3305 | 226.6861 | 219.6651 | 210.4005 | 199.9203 | 194.0098 | 189.2378 | 180.1446 | 172.2114 | 164.7884 | -0.058119 | 0.60702 | 0.28764 | 0.63673 | 0.013419 | 0.21275 | -1.8427 | -0.1471 | 1.1933 | 1.8871 | 5.4689 | 19.0241 | 19.1678 | 17.7636 | 17.0166 | 17.3608 | 17.4113 | 15.0889 | 6.0492 | 3.957 | 2.9398 | 1.9785 | 2.1098 | 2.1919 | 71.2231 | 71.4327 | 70.781 | 70.6084 | 70.393 | 69.876 | 69.9953 | 69.6665 | 71.2855 | 73.9745 | 77.4996 | 80.0224 | 81.4419 | 82.1382 | 81.6924 | 81.4622 | 80.7874 | 79.8937 | 77.1852 | 75.8783 | 74.1097 | 73.3002 | 72.593 | 72.5086 | 3.2609 | 2.6092 | 2.1866 | 2.8633 | 3.5136 | 4.3447 | 3.8331 | 3.7091 | 2.0096 | 3.6915 | 3.487 | 3.3583 | 3.0794 | 2.9265 | 3.1176 | 4.175 | 3.4096 | 3.5028 | 4.0909 | 4.5765 | 4.8671 | 5.1019 | 4.5378 | 3.9637
Portfolio Adjusted1-in-2Size: Over 200kWAll2022September Monthly Peak | Portfolio Adjusted | 1-in-2 | Size: Over 200kW | All | 2022 | September Monthly Peak | 9 | 152.1385 | 148.5662 | 145.7779 | 145.7861 | 153.4059 | 169.3484 | 188.5396 | 204.0865 | 218.4267 | 229.5108 | 237.2033 | 239.5844 | 241.0131 | 241.0004 | 238.5607 | 230.4995 | 220.4688 | 210.4203 | 201.2379 | 197.4412 | 189.535 | 179.0707 | 169.7266 | 162.0868 | -0.051493 | 0.59454 | 0.288 | 0.63467 | 0.029124 | 0.24367 | -1.8362 | -0.099052 | 1.2664 | 1.9729 | 5.664 | 19.6887 | 19.8159 | 18.332 | 17.5146 | 17.7161 | 17.5373 | 15.1636 | 6.1566 | 4.067 | 2.9671 | 1.9895 | 2.102 | 2.1733 | 67.7005 | 67.2487 | 67.0921 | 65.8526 | 65.8331 | 65.6884 | 66.4472 | 67.649 | 71.8773 | 76.9299 | 82.4299 | 84.2824 | 84.6622 | 84.2793 | 85.6028 | 87.0569 | 86.3746 | 85.2722 | 83.3129 | 79.6609 | 76.9533 | 75.8146 | 74.4354 | 73.0905 | 3.1867 | 2.5522 | 2.1414 | 2.8116 | 3.4758 | 4.2997 | 3.872 | 3.7481 | 2.0588 | 3.8171 | 3.5947 | 3.4648 | 3.1724 | 3.0093 | 3.1974 | 4.2401 | 3.418 | 3.499 | 4.1129 | 4.6519 | 4.8689 | 5.0654 | 4.467 | 3.894
Portfolio Adjusted1-in-2Size: Over 200kWAll2022October Monthly Peak | Portfolio Adjusted | 1-in-2 | Size: Over 200kW | All | 2022 | October Monthly Peak | 10 | 150.2769 | 146.5704 | 143.522 | 142.7688 | 148.9617 | 161.6665 | 179.1851 | 193.9836 | 205.7538 | 214.8897 | 223.6341 | 227.2438 | 229.137 | 231.4901 | 229.5221 | 222.2563 | 213.1608 | 203.0134 | 195.5852 | 188.7704 | 181.2975 | 171.3686 | 164.1693 | 158.0035 | -0.19118 | 0.58473 | 0.12816 | 0.39634 | -0.37829 | -0.59728 | -2.4359 | -1.3452 | 0.13428 | 1.3715 | 4.8565 | 17.7294 | 17.687 | 16.4977 | 15.7908 | 15.4687 | 15.3616 | 12.7588 | 4.2486 | 2.8748 | 2.2649 | 1.3266 | 1.4552 | 1.6704 | 65.1871 | 64.6419 | 64.2835 | 63.7791 | 63.2984 | 62.4312 | 62.6522 | 64.247 | 67.6683 | 71.9634 | 75.1636 | 77.1875 | 79.9196 | 80.8877 | 80.7868 | 80.3803 | 80.4211 | 80.0251 | 75.557 | 71.7322 | 69.7501 | 68.1478 | 66.9868 | 66.2806 | 3.286 | 2.6285 | 2.2009 | 2.8744 | 3.5234 | 4.285 | 3.8416 | 3.7191 | 2.0246 | 3.731 | 3.538 | 3.4307 | 3.1486 | 3.0176 | 3.2114 | 4.2682 | 3.4499 | 3.5242 | 4.1731 | 4.643 | 4.862 | 5.0606 | 4.5106 | 3.9627
Portfolio Adjusted1-in-2Size: Over 200kWAll2022November Monthly Peak | Portfolio Adjusted | 1-in-2 | Size: Over 200kW | All | 2022 | November Monthly Peak | 11 | 137.1887 | 134.0259 | 131.8356 | 131.9319 | 138.2717 | 148.9779 | 163.1967 | 178.232 | 187.8245 | 194.7169 | 201.1665 | 202.7097 | 204.1969 | 205.9815 | 204.1009 | 197.1372 | 189.9604 | 183.1236 | 173.1484 | 165.865 | 161.7156 | 154.3758 | 148.1479 | 143.2282 | -0.37678 | 0.53205 | -0.10763 | 0.037691 | -0.94697 | -1.7578 | -3.212 | -3.0508 | -1.4032 | 0.56232 | 3.6819 | 14.4841 | 14.1403 | 13.1192 | 12.5533 | 11.4604 | 11.4464 | 8.844 | 1.3361 | 1.1198 | 1.213 | 0.37386 | 0.48976 | 0.87285 | 60.6772 | 60.752 | 59.8529 | 59.5093 | 60.0119 | 60.3733 | 59.5757 | 59.1443 | 61.6118 | 64.6094 | 67.2265 | 69.2651 | 70.3745 | 70.7721 | 69.5844 | 69.2651 | 68.4469 | 66.5495 | 65.4907 | 64.2748 | 63.8351 | 62.9746 | 62.2963 | 61.7408 | 3.3318 | 2.6696 | 2.2455 | 2.9502 | 3.6325 | 4.3857 | 3.8861 | 3.7953 | 2.0527 | 3.7549 | 3.5348 | 3.3991 | 3.1165 | 2.9823 | 3.1718 | 4.2048 | 3.4147 | 3.5307 | 4.1032 | 4.5312 | 4.8169 | 5.0633 | 4.5209 | 3.9898
Portfolio Adjusted1-in-2Size: Over 200kWAll2022December Monthly Peak | Portfolio Adjusted | 1-in-2 | Size: Over 200kW | All | 2022 | December Monthly Peak | 12 | 128.1628 | 125.695 | 124.2822 | 124.055 | 129.8225 | 140.0514 | 154.9447 | 167.1399 | 173.3389 | 175.7114 | 176.8247 | 175.1205 | 174.0008 | 173.3365 | 171.3545 | 167.3824 | 165.5886 | 164.568 | 158.632 | 153.0945 | 149.3131 | 143.6725 | 138.0942 | 133.1059 | -0.59813 | 0.49576 | -0.37821 | -0.36703 | -1.6179 | -3.1312 | -4.2783 | -5.0781 | -3.1295 | -0.29251 | 2.4501 | 11.0146 | 10.2493 | 9.3292 | 8.9112 | 7.2307 | 7.4304 | 4.8282 | -1.6704 | -0.6572 | 0.14901 | -0.64767 | -0.5434 | 0.034666 | 50.3228 | 49.9266 | 49.0047 | 49.0379 | 48.2233 | 47.9066 | 47.7049 | 47.2263 | 51.6609 | 56.8463 | 60.7091 | 62.2365 | 63.7501 | 66.6054 | 65.7307 | 63.661 | 62.1884 | 60.8629 | 60.0077 | 57.3243 | 56.2413 | 54.7354 | 54.4038 | 54.0936 | 3.6839 | 2.9632 | 2.5054 | 3.2832 | 4.0366 | 4.8797 | 4.3668 | 4.2123 | 2.2421 | 4.0104 | 3.6774 | 3.4754 | 3.1431 | 2.9703 | 3.1517 | 4.2254 | 3.5229 | 3.7554 | 4.4492 | 4.95 | 5.2638 | 5.5772 | 4.9876 | 4.3884
Portfolio Adjusted1-in-2Size: Over 200kWAll2022Typical Event Day | Portfolio Adjusted | 1-in-2 | Size: Over 200kW | All | 2022 | Typical Event Day | 8 | 153.238 | 149.5807 | 146.621 | 146.2929 | 152.6027 | 168.1227 | 183.4664 | 198.2893 | 208.264 | 215.3079 | 221.9231 | 223.4116 | 224.9174 | 225.5858 | 224.2302 | 219.0131 | 212.7698 | 204.1263 | 194.7082 | 189.3793 | 185.2138 | 176.698 | 168.9816 | 161.7485 | -0.13865 | 0.59747 | 0.19338 | 0.49692 | -0.22366 | -0.28157 | -2.2158 | -0.87192 | 0.55755 | 1.5617 | 5.0081 | 17.796 | 17.8064 | 16.5028 | 15.8342 | 15.8687 | 15.9596 | 13.5689 | 4.9091 | 3.2842 | 2.5443 | 1.6021 | 1.7319 | 1.8905 | 67.5086 | 67.2529 | 66.7997 | 66.4263 | 66.0894 | 66.0471 | 66.4563 | 67.5627 | 70.1068 | 73.3614 | 76.6561 | 77.9728 | 78.9753 | 79.8571 | 80.6188 | 80.9478 | 80.6311 | 79.6982 | 77.1633 | 74.8297 | 72.62 | 71.7132 | 70.7742 | 70.1563 | 3.2856 | 2.6304 | 2.2048 | 2.8881 | 3.5393 | 4.3695 | 3.857 | 3.7277 | 2.0094 | 3.6656 | 3.4427 | 3.3073 | 3.0306 | 2.8835 | 3.0764 | 4.1241 | 3.3766 | 3.4746 | 4.0736 | 4.5675 | 4.8705 | 5.1165 | 4.5525 | 3.9778
Portfolio Adjusted1-in-2Size: Over 200kWAll2023January Monthly Peak | Portfolio Adjusted | 1-in-2 | Size: Over 200kW | All | 2023 | January Monthly Peak | 1 | 125.3362 | 122.3832 | 121.4305 | 121.7533 | 128.766 | 140.6678 | 158.3552 | 171.6588 | 176.1453 | 176.7645 | 177.8628 | 174.9779 | 173.8436 | 172.6125 | 169.3439 | 165.3166 | 162.7445 | 161.1622 | 156.8301 | 151.019 | 147.3869 | 141.8224 | 136.8788 | 132.0599 | -0.66903 | 0.48161 | -0.46399 | -0.4982 | -1.8572 | -3.6638 | -4.8111 | -6.0108 | -3.8313 | -0.57537 | 2.1882 | 10.4827 | 9.6118 | 8.6951 | 8.2446 | 6.279 | 6.4282 | 3.6611 | -2.651 | -1.2309 | -0.18772 | -0.98263 | -0.88483 | -0.23472 | 49.7806 | 49.1494 | 48.5603 | 48.2715 | 47.4987 | 47.0201 | 47.8347 | 47.0757 | 48.6631 | 52.0363 | 54.7893 | 56.9732 | 58.6432 | 58.9653 | 59.0661 | 58.8117 | 57.7954 | 55.9236 | 54.0862 | 53.3199 | 50.8697 | 49.2415 | 47.3514 | 46.073 | 3.8285 | 3.0659 | 2.6013 | 3.4242 | 4.2546 | 5.2083 | 4.7426 | 4.5974 | 2.4212 | 4.2873 | 3.9308 | 3.6902 | 3.337 | 3.1432 | 3.3099 | 4.4348 | 3.6794 | 3.9081 | 4.6744 | 5.1889 | 5.5215 | 5.8505 | 5.2535 | 4.6267
Portfolio Adjusted1-in-2Size: Over 200kWAll2023February Monthly Peak | Portfolio Adjusted | 1-in-2 | Size: Over 200kW | All | 2023 | February Monthly Peak | 2 | 127.8824 | 124.5989 | 123.103 | 123.7404 | 129.965 | 141.4192 | 158.6058 | 169.3861 | 174.4365 | 175.644 | 178.3203 | 176.4675 | 176.6323 | 175.7524 | 173.3412 | 168.4033 | 163.8996 | 163.5369 | 161.4905 | 155.5522 | 151.5592 | 144.9742 | 138.8267 | 133.9732 | -0.64956 | 0.49075 | -0.43349 | -0.45231 | -1.7763 | -3.4824 | -4.6495 | -5.6288 | -3.5457 | -0.46411 | 2.3005 | 10.7752 | 10.0119 | 9.0867 | 8.6608 | 6.7348 | 6.8132 | 4.1323 | -2.3332 | -1.0366 | -0.060383 | -0.86926 | -0.76214 | -0.13293 | 52.5083 | 52.2806 | 51.3468 | 49.7622 | 49.231 | 48.6932 | 48.1287 | 47.8334 | 50.9386 | 53.9623 | 56.7019 | 57.77 | 58.5965 | 58.9861 | 58.5965 | 58.0319 | 57.5275 | 56.4854 | 54.6917 | 53.5894 | 52.1455 | 50.9016 | 49.9483 | 49.2236 | 3.816 | 3.0493 | 2.5762 | 3.3997 | 4.195 | 5.1151 | 4.6403 | 4.4316 | 2.3423 | 4.1616 | 3.8498 | 3.6356 | 3.3122 | 3.1264 | 3.3097 | 4.4132 | 3.6199 | 3.8741 | 4.702 | 5.2211 | 5.5465 | 5.8422 | 5.2051 | 4.5853
Portfolio Adjusted1-in-2Size: Over 200kWAll2023March Monthly Peak | Portfolio Adjusted | 1-in-2 | Size: Over 200kW | All | 2023 | March Monthly Peak | 3 | 130.3537 | 127.2037 | 125.1906 | 124.6196 | 129.0157 | 140.6879 | 158.6082 | 169.9703 | 175.1651 | 177.3258 | 181.021 | 180.0521 | 180.6519 | 181.4053 | 180.1112 | 175.3748 | 170.3735 | 166.028 | 162.3055 | 160.549 | 157.0462 | 150.5516 | 143.2539 | 137.3489 | -0.58351 | 0.50204 | -0.3533 | -0.32857 | -1.5359 | -2.998 | -4.2546 | -4.9403 | -2.9784 | -0.21506 | 2.5881 | 11.4777 | 10.8266 | 9.9412 | 9.5364 | 7.836 | 7.9053 | 5.1835 | -1.4151 | -0.51317 | 0.25811 | -0.57511 | -0.46073 | 0.11532 | 53.4898 | 52.9972 | 52.4037 | 51.1114 | 50.3495 | 50.0995 | 50.3828 | 51.5276 | 54.6284 | 57.7818 | 59.7833 | 61.8086 | 62.6446 | 62.2077 | 62.6565 | 62.2709 | 61.3221 | 59.1522 | 57.5424 | 56.377 | 55.4615 | 53.5685 | 53.0715 | 52.8259 | 3.6827 | 2.9474 | 2.4805 | 3.2416 | 3.9427 | 4.8179 | 4.3935 | 4.2103 | 2.2269 | 3.9779 | 3.7002 | 3.5121 | 3.2073 | 3.0553 | 3.256 | 4.3514 | 3.5626 | 3.7238 | 4.4743 | 5.1021 | 5.4415 | 5.7441 | 5.0853 | 4.4507
Portfolio Adjusted1-in-2Size: Over 200kWAll2023April Monthly Peak | Portfolio Adjusted | 1-in-2 | Size: Over 200kW | All | 2023 | April Monthly Peak | 4 | 137.7376 | 133.7101 | 131.2661 | 130.3155 | 134.8651 | 146.8352 | 162.0631 | 175.4086 | 184.5123 | 191.2345 | 197.3214 | 199.0641 | 200.5589 | 202.2321 | 199.8769 | 193.547 | 185.8708 | 177.5609 | 169.0581 | 167.694 | 165.637 | 159.3119 | 152.0453 | 145.9141 | -0.33318 | 0.53138 | -0.057319 | 0.10932 | -0.79454 | -1.4682 | -2.9705 | -2.6058 | -1.0455 | 0.70072 | 3.7611 | 14.514 | 14.2422 | 13.2207 | 12.6173 | 11.7445 | 11.6876 | 9.1493 | 1.8305 | 1.448 | 1.4261 | 0.57406 | 0.69038 | 1.0344 | 61.5789 | 60.5773 | 59.8348 | 57.9297 | 57.7955 | 56.7308 | 56.8963 | 59.4398 | 64.0569 | 67.6364 | 70.7438 | 73.0867 | 74.0146 | 74.626 | 74.189 | 74.1594 | 73.0465 | 72.566 | 71.2634 | 68.5995 | 64.6552 | 63.351 | 62.3754 | 61.0424 | 3.2588 | 2.5946 | 2.1781 | 2.8388 | 3.4516 | 4.2111 | 3.7595 | 3.6388 | 1.9645 | 3.5926 | 3.3778 | 3.2518 | 2.982 | 2.8524 | 3.026 | 4.0217 | 3.2549 | 3.3351 | 3.9029 | 4.4629 | 4.8063 | 5.0904 | 4.5201 | 3.9597
Portfolio Adjusted1-in-2Size: Over 200kWAll2023May Monthly Peak | Portfolio Adjusted | 1-in-2 | Size: Over 200kW | All | 2023 | May Monthly Peak | 5 | 137.782 | 134.586 | 131.9968 | 131.775 | 137.1958 | 149.5848 | 164.0939 | 180.8957 | 193.196 | 200.323 | 205.7644 | 207.5867 | 208.2949 | 208.5997 | 205.8006 | 198.8625 | 190.6849 | 181.9722 | 173.114 | 170.7428 | 168.9621 | 160.6519 | 153.6157 | 146.9161 | -0.27068 | 0.53568 | 0.01191 | 0.2117 | -0.62604 | -1.122 | -2.6999 | -2.1195 | -0.61095 | 0.94981 | 4.1386 | 15.5556 | 15.3014 | 14.1242 | 13.4539 | 12.7698 | 12.6844 | 10.1929 | 2.6218 | 1.9205 | 1.7147 | 0.8423 | 0.96069 | 1.2443 | 62.1692 | 61.9192 | 61.6692 | 60.9491 | 60.5499 | 59.9252 | 61.7366 | 63.9258 | 67.2676 | 70.8306 | 73.5924 | 74.6044 | 74.0099 | 74.7119 | 75.3232 | 74.5131 | 73.7373 | 72.6608 | 71.4049 | 68.5556 | 66.7396 | 65.7909 | 65.5409 | 64.354 | 3.1511 | 2.5244 | 2.1171 | 2.7748 | 3.3941 | 4.1468 | 3.6796 | 3.6274 | 1.9883 | 3.6378 | 3.4047 | 3.2778 | 2.9936 | 2.844 | 3.0117 | 3.9942 | 3.2278 | 3.3039 | 3.8632 | 4.3924 | 4.7392 | 4.9619 | 4.4144 | 3.8538
Portfolio Adjusted1-in-2Size: Over 200kWAll2023June Monthly Peak | Portfolio Adjusted | 1-in-2 | Size: Over 200kW | All | 2023 | June Monthly Peak | 6 | 144.5327 | 140.7937 | 138.2216 | 137.3834 | 142.8251 | 155.1382 | 169.2131 | 186.4407 | 196.9272 | 204.61 | 211.7077 | 213.6577 | 213.9741 | 213.8311 | 211.2881 | 205.4178 | 199.3312 | 190.4492 | 181.5587 | 175.8155 | 173.9747 | 166.2325 | 159.4712 | 152.7345 | -0.27028 | 0.56056 | 0.027619 | 0.24265 | -0.61227 | -1.083 | -2.7181 | -2.0627 | -0.52019 | 1.016 | 4.3044 | 16.1005 | 15.8276 | 14.5823 | 13.9114 | 13.3418 | 13.4105 | 10.8454 | 2.9127 | 2.0731 | 1.8213 | 0.92825 | 1.0541 | 1.3374 | 63.0773 | 62.9282 | 62.2264 | 62.294 | 61.3422 | 61.8347 | 62.0891 | 64.3449 | 66.4925 | 68.8204 | 71.3745 | 73.6259 | 75.0703 | 75.8127 | 76.2238 | 76.0659 | 75.1111 | 74.1743 | 72.3478 | 70.3493 | 67.4593 | 66.2894 | 65.5757 | 64.8287 | 3.2836 | 2.6233 | 2.2023 | 2.8737 | 3.5099 | 4.2722 | 3.7692 | 3.7137 | 2.0132 | 3.691 | 3.4798 | 3.3513 | 3.0548 | 2.896 | 3.0715 | 4.0985 | 3.3518 | 3.4349 | 4.0247 | 4.4929 | 4.8474 | 5.1002 | 4.5522 | 3.9799
Portfolio Adjusted1-in-2Size: Over 200kWAll2023July Monthly Peak | Portfolio Adjusted | 1-in-2 | Size: Over 200kW | All | 2023 | July Monthly Peak | 7 | 148.929 | 145.7003 | 142.7144 | 142.4649 | 148.7742 | 163.0735 | 177.3798 | 192.9209 | 201.473 | 208.3199 | 214.1749 | 215.0058 | 216.1884 | 216.5966 | 214.8324 | 211.3425 | 206.359 | 196.6897 | 186.7655 | 180.3924 | 178.2871 | 170.6609 | 163.6518 | 156.9424 | -0.15445 | 0.58171 | 0.16635 | 0.45209 | -0.27554 | -0.39164 | -2.2391 | -1.0245 | 0.39258 | 1.4457 | 4.7677 | 16.9998 | 16.9614 | 15.6981 | 15.0301 | 15.0956 | 15.2602 | 12.8179 | 4.4743 | 2.9912 | 2.3693 | 1.4659 | 1.5957 | 1.7713 | 68.0333 | 67.4021 | 67.0995 | 66.9503 | 66.7893 | 66.7893 | 67.2937 | 68.5904 | 70.772 | 73.7208 | 75.3203 | 73.9604 | 74.7268 | 77.1984 | 78.9562 | 79.206 | 80.2511 | 79.4529 | 75.8074 | 73.4304 | 71.9577 | 71.4488 | 70.4926 | 70.1974 | 3.2147 | 2.5793 | 2.1604 | 2.8314 | 3.4737 | 4.2667 | 3.754 | 3.6511 | 1.957 | 3.5704 | 3.3448 | 3.2042 | 2.9325 | 2.7871 | 2.9672 | 4.0064 | 3.2968 | 3.3705 | 3.9336 | 4.3799 | 4.7198 | 4.9749 | 4.4385 | 3.8855
Portfolio Adjusted1-in-2Size: Over 200kWAll2023August Monthly Peak | Portfolio Adjusted | 1-in-2 | Size: Over 200kW | All | 2023 | August Monthly Peak | 8 | 155.495 | 151.7021 | 148.6755 | 148.2904 | 154.8905 | 170.9178 | 186.4195 | 201.7237 | 212.9495 | 221.6914 | 229.8215 | 231.9408 | 233.6711 | 234.0865 | 232.3305 | 226.6861 | 219.6651 | 210.4005 | 199.9203 | 194.0098 | 189.2378 | 180.1446 | 172.2114 | 164.7884 | -0.058119 | 0.60702 | 0.28764 | 0.63673 | 0.013419 | 0.21275 | -1.8427 | -0.1471 | 1.1933 | 1.8871 | 5.4689 | 19.0241 | 19.1678 | 17.7636 | 17.0166 | 17.3608 | 17.4113 | 15.0889 | 6.0492 | 3.957 | 2.9398 | 1.9785 | 2.1098 | 2.1919 | 71.2231 | 71.4327 | 70.781 | 70.6084 | 70.393 | 69.876 | 69.9953 | 69.6665 | 71.2855 | 73.9745 | 77.4996 | 80.0224 | 81.4419 | 82.1382 | 81.6924 | 81.4622 | 80.7874 | 79.8937 | 77.1852 | 75.8783 | 74.1097 | 73.3002 | 72.593 | 72.5086 | 3.2609 | 2.6092 | 2.1866 | 2.8633 | 3.5136 | 4.3447 | 3.8331 | 3.7091 | 2.0096 | 3.6915 | 3.487 | 3.3582 | 3.0794 | 2.9265 | 3.1176 | 4.175 | 3.4096 | 3.5028 | 4.0909 | 4.5765 | 4.8671 | 5.1019 | 4.5378 | 3.9637
Portfolio Adjusted1-in-2Size: Over 200kWAll2023September Monthly Peak | Portfolio Adjusted | 1-in-2 | Size: Over 200kW | All | 2023 | September Monthly Peak | 9 | 152.1385 | 148.5662 | 145.7779 | 145.7861 | 153.4059 | 169.3484 | 188.5396 | 204.0865 | 218.4267 | 229.5108 | 237.2034 | 239.5844 | 241.0131 | 241.0004 | 238.5607 | 230.4995 | 220.4688 | 210.4203 | 201.2379 | 197.4412 | 189.535 | 179.0707 | 169.7266 | 162.0868 | -0.051493 | 0.59454 | 0.288 | 0.63467 | 0.029124 | 0.24367 | -1.8362 | -0.099052 | 1.2664 | 1.9729 | 5.664 | 19.6887 | 19.8159 | 18.332 | 17.5146 | 17.7161 | 17.5373 | 15.1636 | 6.1566 | 4.067 | 2.9671 | 1.9895 | 2.102 | 2.1733 | 67.7005 | 67.2487 | 67.0921 | 65.8526 | 65.8331 | 65.6884 | 66.4472 | 67.649 | 71.8773 | 76.9299 | 82.4299 | 84.2824 | 84.6622 | 84.2793 | 85.6028 | 87.0569 | 86.3746 | 85.2722 | 83.3129 | 79.6609 | 76.9533 | 75.8146 | 74.4354 | 73.0905 | 3.1867 | 2.5522 | 2.1414 | 2.8116 | 3.4758 | 4.2997 | 3.872 | 3.7481 | 2.0588 | 3.8171 | 3.5947 | 3.4648 | 3.1724 | 3.0093 | 3.1974 | 4.2401 | 3.418 | 3.499 | 4.1129 | 4.6519 | 4.8689 | 5.0654 | 4.467 | 3.894
Portfolio Adjusted1-in-2Size: Over 200kWAll2023October Monthly Peak | Portfolio Adjusted | 1-in-2 | Size: Over 200kW | All | 2023 | October Monthly Peak | 10 | 150.2769 | 146.5704 | 143.522 | 142.7688 | 148.9617 | 161.6665 | 179.1851 | 193.9836 | 205.7538 | 214.8897 | 223.6341 | 227.2438 | 229.137 | 231.4901 | 229.5221 | 222.2563 | 213.1608 | 203.0134 | 195.5852 | 188.7704 | 181.2975 | 171.3686 | 164.1693 | 158.0035 | -0.19118 | 0.58473 | 0.12816 | 0.39634 | -0.37829 | -0.59728 | -2.4359 | -1.3452 | 0.13428 | 1.3715 | 4.8565 | 17.7294 | 17.687 | 16.4977 | 15.7908 | 15.4687 | 15.3616 | 12.7588 | 4.2486 | 2.8748 | 2.2649 | 1.3266 | 1.4552 | 1.6704 | 65.1871 | 64.6419 | 64.2835 | 63.7791 | 63.2984 | 62.4312 | 62.6522 | 64.247 | 67.6683 | 71.9634 | 75.1636 | 77.1875 | 79.9196 | 80.8877 | 80.7868 | 80.3803 | 80.4211 | 80.0251 | 75.557 | 71.7322 | 69.7501 | 68.1478 | 66.9868 | 66.2806 | 3.286 | 2.6285 | 2.2009 | 2.8744 | 3.5234 | 4.285 | 3.8416 | 3.7191 | 2.0246 | 3.731 | 3.538 | 3.4307 | 3.1486 | 3.0176 | 3.2114 | 4.2682 | 3.4499 | 3.5242 | 4.1731 | 4.643 | 4.862 | 5.0606 | 4.5106 | 3.9627
Portfolio Adjusted1-in-2Size: Over 200kWAll2023November Monthly Peak | Portfolio Adjusted | 1-in-2 | Size: Over 200kW | All | 2023 | November Monthly Peak | 11 | 137.1887 | 134.0259 | 131.8356 | 131.9319 | 138.2717 | 148.9779 | 163.1967 | 178.232 | 187.8245 | 194.7169 | 201.1665 | 202.7098 | 204.1969 | 205.9815 | 204.1009 | 197.1372 | 189.9604 | 183.1236 | 173.1484 | 165.865 | 161.7156 | 154.3758 | 148.1479 | 143.2282 | -0.37678 | 0.53205 | -0.10763 | 0.037691 | -0.94697 | -1.7578 | -3.212 | -3.0508 | -1.4032 | 0.56232 | 3.6819 | 14.4841 | 14.1403 | 13.1192 | 12.5533 | 11.4604 | 11.4464 | 8.844 | 1.3361 | 1.1198 | 1.213 | 0.37386 | 0.48976 | 0.87285 | 60.6772 | 60.752 | 59.8529 | 59.5093 | 60.0119 | 60.3733 | 59.5757 | 59.1443 | 61.6118 | 64.6094 | 67.2265 | 69.2651 | 70.3745 | 70.7721 | 69.5844 | 69.2651 | 68.4469 | 66.5495 | 65.4907 | 64.2748 | 63.8351 | 62.9746 | 62.2963 | 61.7408 | 3.3318 | 2.6696 | 2.2455 | 2.9502 | 3.6325 | 4.3857 | 3.8861 | 3.7953 | 2.0527 | 3.7549 | 3.5348 | 3.3991 | 3.1165 | 2.9823 | 3.1718 | 4.2048 | 3.4147 | 3.5307 | 4.1032 | 4.5312 | 4.8169 | 5.0633 | 4.5209 | 3.9898
Portfolio Adjusted1-in-2Size: Over 200kWAll2023December Monthly Peak | Portfolio Adjusted | 1-in-2 | Size: Over 200kW | All | 2023 | December Monthly Peak | 12 | 128.1628 | 125.695 | 124.2822 | 124.055 | 129.8225 | 140.0514 | 154.9447 | 167.1399 | 173.3389 | 175.7114 | 176.8247 | 175.1205 | 174.0008 | 173.3365 | 171.3545 | 167.3824 | 165.5886 | 164.568 | 158.632 | 153.0945 | 149.3131 | 143.6725 | 138.0942 | 133.1059 | -0.59813 | 0.49576 | -0.37821 | -0.36703 | -1.6179 | -3.1312 | -4.2783 | -5.0781 | -3.1295 | -0.29251 | 2.4501 | 11.0146 | 10.2493 | 9.3292 | 8.9112 | 7.2307 | 7.4304 | 4.8282 | -1.6704 | -0.6572 | 0.14901 | -0.64767 | -0.5434 | 0.034666 | 50.3228 | 49.9266 | 49.0047 | 49.0379 | 48.2233 | 47.9066 | 47.7049 | 47.2263 | 51.6609 | 56.8463 | 60.7092 | 62.2365 | 63.7501 | 66.6054 | 65.7307 | 63.661 | 62.1884 | 60.8629 | 60.0077 | 57.3243 | 56.2413 | 54.7354 | 54.4038 | 54.0936 | 3.6839 | 2.9632 | 2.5054 | 3.2832 | 4.0366 | 4.8797 | 4.3668 | 4.2123 | 2.2421 | 4.0104 | 3.6774 | 3.4754 | 3.1431 | 2.9703 | 3.1517 | 4.2254 | 3.5229 | 3.7554 | 4.4492 | 4.95 | 5.2638 | 5.5772 | 4.9876 | 4.3884
Portfolio Adjusted1-in-2Size: Over 200kWAll2023Typical Event Day | Portfolio Adjusted | 1-in-2 | Size: Over 200kW | All | 2023 | Typical Event Day | 8 | 153.238 | 149.5807 | 146.621 | 146.2929 | 152.6027 | 168.1227 | 183.4664 | 198.2893 | 208.264 | 215.308 | 221.9231 | 223.4116 | 224.9174 | 225.5858 | 224.2302 | 219.0131 | 212.7698 | 204.1262 | 194.7082 | 189.3793 | 185.2138 | 176.698 | 168.9816 | 161.7485 | -0.13865 | 0.59747 | 0.19338 | 0.49692 | -0.22366 | -0.28157 | -2.2158 | -0.87192 | 0.55755 | 1.5617 | 5.0081 | 17.796 | 17.8064 | 16.5028 | 15.8342 | 15.8687 | 15.9596 | 13.5689 | 4.9091 | 3.2842 | 2.5443 | 1.6021 | 1.7319 | 1.8905 | 67.5086 | 67.2529 | 66.7997 | 66.4263 | 66.0894 | 66.0471 | 66.4563 | 67.5627 | 70.1068 | 73.3614 | 76.6561 | 77.9728 | 78.9753 | 79.8571 | 80.6188 | 80.9478 | 80.6311 | 79.6982 | 77.1633 | 74.8297 | 72.62 | 71.7132 | 70.7742 | 70.1563 | 3.2856 | 2.6304 | 2.2048 | 2.8881 | 3.5393 | 4.3695 | 3.857 | 3.7277 | 2.0094 | 3.6656 | 3.4427 | 3.3073 | 3.0306 | 2.8835 | 3.0764 | 4.1241 | 3.3766 | 3.4746 | 4.0736 | 4.5675 | 4.8705 | 5.1165 | 4.5525 | 3.9778
Portfolio Adjusted1-in-2Size: Over 200kWAll2024January Monthly Peak | Portfolio Adjusted | 1-in-2 | Size: Over 200kW | All | 2024 | January Monthly Peak | 1 | 125.3362 | 122.3832 | 121.4305 | 121.7533 | 128.766 | 140.6678 | 158.3552 | 171.6588 | 176.1453 | 176.7645 | 177.8628 | 174.9779 | 173.8436 | 172.6125 | 169.3439 | 165.3166 | 162.7445 | 161.1622 | 156.8301 | 151.019 | 147.3869 | 141.8224 | 136.8788 | 132.0599 | -0.66903 | 0.48161 | -0.46399 | -0.4982 | -1.8572 | -3.6638 | -4.8111 | -6.0108 | -3.8313 | -0.57537 | 2.1882 | 10.4827 | 9.6118 | 8.6951 | 8.2446 | 6.279 | 6.4282 | 3.6611 | -2.651 | -1.2309 | -0.18772 | -0.98263 | -0.88483 | -0.23472 | 49.7806 | 49.1494 | 48.5603 | 48.2715 | 47.4987 | 47.0201 | 47.8347 | 47.0757 | 48.6631 | 52.0363 | 54.7893 | 56.9732 | 58.6432 | 58.9653 | 59.0661 | 58.8117 | 57.7954 | 55.9236 | 54.0862 | 53.3199 | 50.8697 | 49.2415 | 47.3514 | 46.073 | 3.8285 | 3.0659 | 2.6013 | 3.4242 | 4.2546 | 5.2083 | 4.7426 | 4.5974 | 2.4212 | 4.2873 | 3.9308 | 3.6902 | 3.337 | 3.1432 | 3.3099 | 4.4348 | 3.6794 | 3.9081 | 4.6744 | 5.1889 | 5.5215 | 5.8505 | 5.2535 | 4.6267
Portfolio Adjusted1-in-2Size: Over 200kWAll2024February Monthly Peak | Portfolio Adjusted | 1-in-2 | Size: Over 200kW | All | 2024 | February Monthly Peak | 2 | 127.8824 | 124.5989 | 123.103 | 123.7404 | 129.965 | 141.4192 | 158.6058 | 169.3861 | 174.4365 | 175.644 | 178.3203 | 176.4675 | 176.6323 | 175.7524 | 173.3412 | 168.4033 | 163.8996 | 163.5369 | 161.4905 | 155.5522 | 151.5592 | 144.9742 | 138.8267 | 133.9732 | -0.64956 | 0.49075 | -0.43349 | -0.45231 | -1.7763 | -3.4824 | -4.6495 | -5.6288 | -3.5457 | -0.46411 | 2.3005 | 10.7752 | 10.0119 | 9.0867 | 8.6608 | 6.7348 | 6.8132 | 4.1323 | -2.3332 | -1.0366 | -0.060383 | -0.86926 | -0.76214 | -0.13293 | 52.5083 | 52.2806 | 51.3468 | 49.7622 | 49.231 | 48.6932 | 48.1287 | 47.8334 | 50.9386 | 53.9623 | 56.7019 | 57.77 | 58.5965 | 58.9861 | 58.5965 | 58.0319 | 57.5275 | 56.4854 | 54.6917 | 53.5894 | 52.1455 | 50.9016 | 49.9483 | 49.2236 | 3.816 | 3.0493 | 2.5762 | 3.3997 | 4.195 | 5.1151 | 4.6403 | 4.4316 | 2.3423 | 4.1616 | 3.8498 | 3.6356 | 3.3122 | 3.1264 | 3.3097 | 4.4132 | 3.6199 | 3.8741 | 4.702 | 5.2211 | 5.5465 | 5.8422 | 5.2051 | 4.5853
Portfolio Adjusted1-in-2Size: Over 200kWAll2024March Monthly Peak | Portfolio Adjusted | 1-in-2 | Size: Over 200kW | All | 2024 | March Monthly Peak | 3 | 130.3537 | 127.2037 | 125.1906 | 124.6196 | 129.0157 | 140.6879 | 158.6082 | 169.9703 | 175.1651 | 177.3258 | 181.021 | 180.0521 | 180.6519 | 181.4053 | 180.1112 | 175.3748 | 170.3735 | 166.028 | 162.3055 | 160.549 | 157.0462 | 150.5516 | 143.2539 | 137.3489 | -0.58351 | 0.50204 | -0.3533 | -0.32857 | -1.5359 | -2.998 | -4.2546 | -4.9403 | -2.9784 | -0.21506 | 2.5881 | 11.4777 | 10.8266 | 9.9412 | 9.5364 | 7.836 | 7.9053 | 5.1835 | -1.4151 | -0.51317 | 0.25811 | -0.57511 | -0.46073 | 0.11532 | 53.4898 | 52.9972 | 52.4037 | 51.1114 | 50.3495 | 50.0995 | 50.3828 | 51.5276 | 54.6284 | 57.7818 | 59.7833 | 61.8086 | 62.6446 | 62.2077 | 62.6565 | 62.2709 | 61.3221 | 59.1522 | 57.5424 | 56.377 | 55.4615 | 53.5685 | 53.0715 | 52.8259 | 3.6827 | 2.9474 | 2.4805 | 3.2416 | 3.9427 | 4.8179 | 4.3935 | 4.2103 | 2.2269 | 3.9779 | 3.7002 | 3.5121 | 3.2073 | 3.0553 | 3.256 | 4.3514 | 3.5626 | 3.7238 | 4.4743 | 5.1021 | 5.4415 | 5.7441 | 5.0853 | 4.4507
Portfolio Adjusted1-in-2Size: Over 200kWAll2024April Monthly Peak | Portfolio Adjusted | 1-in-2 | Size: Over 200kW | All | 2024 | April Monthly Peak | 4 | 137.7376 | 133.7101 | 131.2661 | 130.3155 | 134.8651 | 146.8352 | 162.0631 | 175.4086 | 184.5123 | 191.2345 | 197.3214 | 199.0641 | 200.5589 | 202.2321 | 199.8769 | 193.5469 | 185.8708 | 177.5609 | 169.0581 | 167.694 | 165.637 | 159.3119 | 152.0453 | 145.9141 | -0.33318 | 0.53138 | -0.057319 | 0.10932 | -0.79454 | -1.4682 | -2.9705 | -2.6058 | -1.0455 | 0.70072 | 3.7611 | 14.514 | 14.2422 | 13.2207 | 12.6173 | 11.7445 | 11.6876 | 9.1493 | 1.8305 | 1.448 | 1.4261 | 0.57406 | 0.69038 | 1.0344 | 61.5789 | 60.5773 | 59.8348 | 57.9297 | 57.7955 | 56.7308 | 56.8963 | 59.4398 | 64.0569 | 67.6364 | 70.7438 | 73.0867 | 74.0146 | 74.626 | 74.189 | 74.1594 | 73.0465 | 72.566 | 71.2634 | 68.5995 | 64.6552 | 63.351 | 62.3754 | 61.0424 | 3.2588 | 2.5946 | 2.1781 | 2.8388 | 3.4516 | 4.2111 | 3.7595 | 3.6388 | 1.9645 | 3.5926 | 3.3778 | 3.2518 | 2.982 | 2.8524 | 3.026 | 4.0217 | 3.2549 | 3.3351 | 3.9029 | 4.4629 | 4.8063 | 5.0904 | 4.5201 | 3.9597
Portfolio Adjusted1-in-2Size: Over 200kWAll2024May Monthly Peak | Portfolio Adjusted | 1-in-2 | Size: Over 200kW | All | 2024 | May Monthly Peak | 5 | 137.782 | 134.586 | 131.9968 | 131.775 | 137.1958 | 149.5848 | 164.0939 | 180.8957 | 193.196 | 200.323 | 205.7644 | 207.5867 | 208.2949 | 208.5997 | 205.8005 | 198.8625 | 190.685 | 181.9722 | 173.114 | 170.7428 | 168.9621 | 160.6519 | 153.6157 | 146.9161 | -0.27068 | 0.53568 | 0.01191 | 0.2117 | -0.62604 | -1.122 | -2.6999 | -2.1195 | -0.61095 | 0.94981 | 4.1386 | 15.5556 | 15.3014 | 14.1242 | 13.4539 | 12.7698 | 12.6844 | 10.1929 | 2.6218 | 1.9205 | 1.7147 | 0.8423 | 0.96069 | 1.2443 | 62.1692 | 61.9192 | 61.6692 | 60.9491 | 60.5499 | 59.9252 | 61.7366 | 63.9258 | 67.2676 | 70.8306 | 73.5924 | 74.6044 | 74.0099 | 74.7119 | 75.3232 | 74.5131 | 73.7373 | 72.6608 | 71.4049 | 68.5556 | 66.7396 | 65.7909 | 65.5409 | 64.354 | 3.1511 | 2.5244 | 2.1171 | 2.7748 | 3.3941 | 4.1468 | 3.6796 | 3.6274 | 1.9883 | 3.6378 | 3.4047 | 3.2778 | 2.9936 | 2.844 | 3.0117 | 3.9942 | 3.2278 | 3.3039 | 3.8632 | 4.3924 | 4.7392 | 4.9619 | 4.4144 | 3.8538
Portfolio Adjusted1-in-2Size: Over 200kWAll2024June Monthly Peak | Portfolio Adjusted | 1-in-2 | Size: Over 200kW | All | 2024 | June Monthly Peak | 6 | 144.5327 | 140.7937 | 138.2216 | 137.3834 | 142.8251 | 155.1382 | 169.2131 | 186.4407 | 196.9272 | 204.61 | 211.7077 | 213.6577 | 213.9742 | 213.8311 | 211.2881 | 205.4178 | 199.3312 | 190.4493 | 181.5587 | 175.8155 | 173.9747 | 166.2325 | 159.4712 | 152.7345 | -0.27028 | 0.56056 | 0.027619 | 0.24265 | -0.61227 | -1.083 | -2.7181 | -2.0627 | -0.52019 | 1.016 | 4.3044 | 16.1005 | 15.8276 | 14.5823 | 13.9114 | 13.3418 | 13.4105 | 10.8454 | 2.9127 | 2.0731 | 1.8213 | 0.92825 | 1.0541 | 1.3374 | 63.0773 | 62.9282 | 62.2264 | 62.294 | 61.3422 | 61.8347 | 62.0891 | 64.3449 | 66.4925 | 68.8204 | 71.3745 | 73.6259 | 75.0703 | 75.8127 | 76.2238 | 76.0659 | 75.1111 | 74.1743 | 72.3478 | 70.3493 | 67.4593 | 66.2894 | 65.5757 | 64.8287 | 3.2836 | 2.6233 | 2.2023 | 2.8737 | 3.5099 | 4.2722 | 3.7692 | 3.7137 | 2.0132 | 3.691 | 3.4798 | 3.3513 | 3.0548 | 2.896 | 3.0715 | 4.0985 | 3.3518 | 3.4349 | 4.0247 | 4.4929 | 4.8474 | 5.1002 | 4.5522 | 3.9799
Portfolio Adjusted1-in-2Size: Over 200kWAll2024July Monthly Peak | Portfolio Adjusted | 1-in-2 | Size: Over 200kW | All | 2024 | July Monthly Peak | 7 | 148.929 | 145.7003 | 142.7144 | 142.4649 | 148.7742 | 163.0735 | 177.3798 | 192.9209 | 201.473 | 208.3199 | 214.1748 | 215.0058 | 216.1884 | 216.5966 | 214.8324 | 211.3424 | 206.359 | 196.6897 | 186.7655 | 180.3924 | 178.2871 | 170.6609 | 163.6518 | 156.9424 | -0.15445 | 0.58171 | 0.16635 | 0.45209 | -0.27554 | -0.39164 | -2.2391 | -1.0245 | 0.39258 | 1.4457 | 4.7677 | 16.9998 | 16.9614 | 15.6981 | 15.0301 | 15.0956 | 15.2602 | 12.8179 | 4.4743 | 2.9912 | 2.3693 | 1.4659 | 1.5957 | 1.7713 | 68.0333 | 67.4021 | 67.0995 | 66.9503 | 66.7893 | 66.7893 | 67.2937 | 68.5904 | 70.772 | 73.7208 | 75.3203 | 73.9604 | 74.7268 | 77.1984 | 78.9562 | 79.206 | 80.2511 | 79.4529 | 75.8074 | 73.4304 | 71.9577 | 71.4488 | 70.4926 | 70.1974 | 3.2147 | 2.5793 | 2.1604 | 2.8314 | 3.4737 | 4.2667 | 3.754 | 3.6511 | 1.957 | 3.5704 | 3.3448 | 3.2042 | 2.9325 | 2.7871 | 2.9672 | 4.0064 | 3.2968 | 3.3705 | 3.9336 | 4.3799 | 4.7198 | 4.9749 | 4.4385 | 3.8855
Portfolio Adjusted1-in-2Size: Over 200kWAll2024August Monthly Peak | Portfolio Adjusted | 1-in-2 | Size: Over 200kW | All | 2024 | August Monthly Peak | 8 | 155.495 | 151.7021 | 148.6755 | 148.2904 | 154.8905 | 170.9178 | 186.4194 | 201.7237 | 212.9495 | 221.6914 | 229.8215 | 231.9408 | 233.6711 | 234.0865 | 232.3305 | 226.6861 | 219.6651 | 210.4005 | 199.9203 | 194.0098 | 189.2378 | 180.1446 | 172.2114 | 164.7884 | -0.058119 | 0.60702 | 0.28764 | 0.63673 | 0.013419 | 0.21275 | -1.8427 | -0.1471 | 1.1933 | 1.8871 | 5.4689 | 19.0241 | 19.1678 | 17.7636 | 17.0166 | 17.3608 | 17.4113 | 15.0889 | 6.0492 | 3.957 | 2.9398 | 1.9785 | 2.1098 | 2.1919 | 71.2231 | 71.4327 | 70.781 | 70.6084 | 70.393 | 69.876 | 69.9953 | 69.6665 | 71.2855 | 73.9745 | 77.4996 | 80.0224 | 81.4419 | 82.1382 | 81.6924 | 81.4622 | 80.7874 | 79.8937 | 77.1852 | 75.8783 | 74.1097 | 73.3002 | 72.593 | 72.5086 | 3.2609 | 2.6092 | 2.1866 | 2.8633 | 3.5136 | 4.3447 | 3.8331 | 3.7091 | 2.0096 | 3.6915 | 3.487 | 3.3583 | 3.0794 | 2.9265 | 3.1176 | 4.175 | 3.4096 | 3.5028 | 4.0909 | 4.5765 | 4.8671 | 5.1019 | 4.5378 | 3.9637
Portfolio Adjusted1-in-2Size: Over 200kWAll2024September Monthly Peak | Portfolio Adjusted | 1-in-2 | Size: Over 200kW | All | 2024 | September Monthly Peak | 9 | 152.1385 | 148.5662 | 145.7779 | 145.7861 | 153.4059 | 169.3484 | 188.5396 | 204.0865 | 218.4267 | 229.5108 | 237.2033 | 239.5844 | 241.0131 | 241.0004 | 238.5607 | 230.4995 | 220.4688 | 210.4203 | 201.2379 | 197.4412 | 189.535 | 179.0707 | 169.7266 | 162.0868 | -0.051493 | 0.59454 | 0.288 | 0.63467 | 0.029124 | 0.24367 | -1.8362 | -0.099052 | 1.2664 | 1.9729 | 5.664 | 19.6887 | 19.8159 | 18.332 | 17.5146 | 17.7161 | 17.5373 | 15.1636 | 6.1566 | 4.067 | 2.9671 | 1.9895 | 2.102 | 2.1733 | 67.7005 | 67.2487 | 67.0921 | 65.8526 | 65.8331 | 65.6884 | 66.4472 | 67.649 | 71.8773 | 76.9299 | 82.4299 | 84.2824 | 84.6622 | 84.2793 | 85.6028 | 87.0569 | 86.3746 | 85.2722 | 83.3129 | 79.6609 | 76.9533 | 75.8146 | 74.4354 | 73.0905 | 3.1867 | 2.5522 | 2.1414 | 2.8116 | 3.4758 | 4.2997 | 3.872 | 3.7481 | 2.0588 | 3.8171 | 3.5947 | 3.4648 | 3.1724 | 3.0093 | 3.1974 | 4.2401 | 3.418 | 3.499 | 4.1129 | 4.6519 | 4.8689 | 5.0654 | 4.467 | 3.894
Portfolio Adjusted1-in-2Size: Over 200kWAll2024October Monthly Peak | Portfolio Adjusted | 1-in-2 | Size: Over 200kW | All | 2024 | October Monthly Peak | 10 | 150.2769 | 146.5704 | 143.522 | 142.7688 | 148.9617 | 161.6665 | 179.1851 | 193.9836 | 205.7538 | 214.8896 | 223.6341 | 227.2438 | 229.137 | 231.4901 | 229.5221 | 222.2564 | 213.1608 | 203.0134 | 195.5852 | 188.7704 | 181.2975 | 171.3686 | 164.1693 | 158.0035 | -0.19118 | 0.58473 | 0.12816 | 0.39634 | -0.37829 | -0.59728 | -2.4359 | -1.3452 | 0.13428 | 1.3715 | 4.8565 | 17.7294 | 17.687 | 16.4977 | 15.7908 | 15.4687 | 15.3616 | 12.7588 | 4.2486 | 2.8748 | 2.2649 | 1.3266 | 1.4552 | 1.6704 | 65.1871 | 64.6419 | 64.2835 | 63.7791 | 63.2984 | 62.4312 | 62.6522 | 64.247 | 67.6683 | 71.9634 | 75.1636 | 77.1875 | 79.9196 | 80.8877 | 80.7868 | 80.3803 | 80.4211 | 80.0251 | 75.557 | 71.7322 | 69.7501 | 68.1478 | 66.9868 | 66.2806 | 3.286 | 2.6285 | 2.2009 | 2.8744 | 3.5234 | 4.285 | 3.8416 | 3.7191 | 2.0246 | 3.731 | 3.538 | 3.4307 | 3.1486 | 3.0176 | 3.2114 | 4.2682 | 3.4499 | 3.5242 | 4.1731 | 4.643 | 4.862 | 5.0606 | 4.5106 | 3.9627
Portfolio Adjusted1-in-2Size: Over 200kWAll2024November Monthly Peak | Portfolio Adjusted | 1-in-2 | Size: Over 200kW | All | 2024 | November Monthly Peak | 11 | 137.1887 | 134.0259 | 131.8356 | 131.9319 | 138.2717 | 148.9779 | 163.1967 | 178.232 | 187.8245 | 194.7169 | 201.1665 | 202.7097 | 204.1969 | 205.9815 | 204.1009 | 197.1372 | 189.9604 | 183.1236 | 173.1484 | 165.865 | 161.7156 | 154.3758 | 148.1479 | 143.2282 | -0.37678 | 0.53205 | -0.10763 | 0.037691 | -0.94697 | -1.7578 | -3.212 | -3.0508 | -1.4032 | 0.56232 | 3.6819 | 14.4841 | 14.1403 | 13.1192 | 12.5533 | 11.4604 | 11.4464 | 8.844 | 1.3361 | 1.1198 | 1.213 | 0.37386 | 0.48976 | 0.87285 | 60.6772 | 60.752 | 59.8529 | 59.5093 | 60.0119 | 60.3733 | 59.5757 | 59.1443 | 61.6118 | 64.6094 | 67.2265 | 69.2651 | 70.3745 | 70.7721 | 69.5844 | 69.2651 | 68.4469 | 66.5495 | 65.4907 | 64.2748 | 63.8351 | 62.9746 | 62.2963 | 61.7408 | 3.3318 | 2.6696 | 2.2455 | 2.9502 | 3.6325 | 4.3857 | 3.8861 | 3.7953 | 2.0527 | 3.7549 | 3.5348 | 3.3991 | 3.1165 | 2.9823 | 3.1718 | 4.2048 | 3.4147 | 3.5307 | 4.1032 | 4.5312 | 4.8169 | 5.0633 | 4.5209 | 3.9898
Portfolio Adjusted1-in-2Size: Over 200kWAll2024December Monthly Peak | Portfolio Adjusted | 1-in-2 | Size: Over 200kW | All | 2024 | December Monthly Peak | 12 | 128.1628 | 125.695 | 124.2822 | 124.055 | 129.8225 | 140.0514 | 154.9447 | 167.1399 | 173.3389 | 175.7114 | 176.8247 | 175.1205 | 174.0008 | 173.3365 | 171.3545 | 167.3824 | 165.5886 | 164.568 | 158.632 | 153.0945 | 149.3131 | 143.6725 | 138.0942 | 133.1059 | -0.59813 | 0.49576 | -0.37821 | -0.36703 | -1.6179 | -3.1312 | -4.2783 | -5.0781 | -3.1295 | -0.29251 | 2.4501 | 11.0146 | 10.2493 | 9.3292 | 8.9112 | 7.2307 | 7.4304 | 4.8282 | -1.6704 | -0.6572 | 0.14901 | -0.64767 | -0.5434 | 0.034666 | 50.3228 | 49.9266 | 49.0047 | 49.0379 | 48.2233 | 47.9066 | 47.7049 | 47.2263 | 51.6609 | 56.8463 | 60.7091 | 62.2365 | 63.7501 | 66.6054 | 65.7307 | 63.661 | 62.1884 | 60.8629 | 60.0077 | 57.3243 | 56.2413 | 54.7354 | 54.4038 | 54.0936 | 3.6839 | 2.9632 | 2.5054 | 3.2832 | 4.0366 | 4.8797 | 4.3668 | 4.2123 | 2.2421 | 4.0104 | 3.6774 | 3.4754 | 3.1431 | 2.9703 | 3.1517 | 4.2254 | 3.5229 | 3.7554 | 4.4492 | 4.95 | 5.2638 | 5.5772 | 4.9876 | 4.3884
Portfolio Adjusted1-in-2Size: Over 200kWAll2024Typical Event Day | Portfolio Adjusted | 1-in-2 | Size: Over 200kW | All | 2024 | Typical Event Day | 8 | 153.238 | 149.5807 | 146.621 | 146.2929 | 152.6027 | 168.1227 | 183.4664 | 198.2893 | 208.264 | 215.308 | 221.9231 | 223.4116 | 224.9174 | 225.5858 | 224.2302 | 219.0131 | 212.7698 | 204.1262 | 194.7082 | 189.3793 | 185.2138 | 176.698 | 168.9816 | 161.7485 | -0.13865 | 0.59747 | 0.19338 | 0.49692 | -0.22366 | -0.28157 | -2.2158 | -0.87192 | 0.55755 | 1.5617 | 5.0081 | 17.796 | 17.8064 | 16.5028 | 15.8342 | 15.8687 | 15.9596 | 13.5689 | 4.9091 | 3.2842 | 2.5443 | 1.6021 | 1.7319 | 1.8905 | 67.5086 | 67.2529 | 66.7997 | 66.4263 | 66.0894 | 66.0471 | 66.4563 | 67.5627 | 70.1068 | 73.3614 | 76.6561 | 77.9728 | 78.9753 | 79.8571 | 80.6188 | 80.9478 | 80.6311 | 79.6982 | 77.1633 | 74.8297 | 72.62 | 71.7132 | 70.7742 | 70.1563 | 3.2856 | 2.6304 | 2.2048 | 2.8881 | 3.5394 | 4.3695 | 3.857 | 3.7277 | 2.0094 | 3.6656 | 3.4427 | 3.3073 | 3.0306 | 2.8835 | 3.0764 | 4.1241 | 3.3766 | 3.4746 | 4.0736 | 4.5675 | 4.8705 | 5.1165 | 4.5525 | 3.9778
Portfolio Adjusted1-in-2Size: Over 200kWAll2025January Monthly Peak | Portfolio Adjusted | 1-in-2 | Size: Over 200kW | All | 2025 | January Monthly Peak | 1 | 125.3362 | 122.3832 | 121.4305 | 121.7533 | 128.766 | 140.6678 | 158.3552 | 171.6588 | 176.1453 | 176.7645 | 177.8628 | 174.9779 | 173.8436 | 172.6125 | 169.3439 | 165.3166 | 162.7445 | 161.1622 | 156.8301 | 151.019 | 147.3869 | 141.8224 | 136.8788 | 132.0599 | -0.66903 | 0.48161 | -0.46399 | -0.4982 | -1.8572 | -3.6638 | -4.8111 | -6.0108 | -3.8313 | -0.57537 | 2.1882 | 10.4827 | 9.6118 | 8.6951 | 8.2446 | 6.279 | 6.4282 | 3.6611 | -2.651 | -1.2309 | -0.18772 | -0.98263 | -0.88483 | -0.23472 | 49.7806 | 49.1494 | 48.5603 | 48.2715 | 47.4987 | 47.0201 | 47.8347 | 47.0757 | 48.6631 | 52.0363 | 54.7893 | 56.9732 | 58.6432 | 58.9653 | 59.0661 | 58.8117 | 57.7954 | 55.9236 | 54.0862 | 53.3199 | 50.8697 | 49.2415 | 47.3514 | 46.073 | 3.8285 | 3.0659 | 2.6013 | 3.4242 | 4.2546 | 5.2083 | 4.7426 | 4.5974 | 2.4212 | 4.2873 | 3.9308 | 3.6902 | 3.337 | 3.1432 | 3.3099 | 4.4348 | 3.6794 | 3.9081 | 4.6744 | 5.1889 | 5.5215 | 5.8505 | 5.2535 | 4.6267
Portfolio Adjusted1-in-2Size: Over 200kWAll2025February Monthly Peak | Portfolio Adjusted | 1-in-2 | Size: Over 200kW | All | 2025 | February Monthly Peak | 2 | 127.8824 | 124.5989 | 123.103 | 123.7404 | 129.965 | 141.4192 | 158.6058 | 169.3861 | 174.4365 | 175.644 | 178.3203 | 176.4675 | 176.6323 | 175.7524 | 173.3412 | 168.4033 | 163.8996 | 163.5369 | 161.4905 | 155.5522 | 151.5592 | 144.9742 | 138.8267 | 133.9732 | -0.64956 | 0.49075 | -0.43349 | -0.45231 | -1.7763 | -3.4824 | -4.6495 | -5.6288 | -3.5457 | -0.46411 | 2.3005 | 10.7752 | 10.0119 | 9.0867 | 8.6608 | 6.7348 | 6.8132 | 4.1323 | -2.3332 | -1.0366 | -0.060383 | -0.86926 | -0.76214 | -0.13293 | 52.5083 | 52.2806 | 51.3468 | 49.7622 | 49.231 | 48.6932 | 48.1287 | 47.8334 | 50.9385 | 53.9623 | 56.7019 | 57.77 | 58.5965 | 58.9861 | 58.5965 | 58.0319 | 57.5275 | 56.4854 | 54.6917 | 53.5894 | 52.1455 | 50.9016 | 49.9483 | 49.2236 | 3.816 | 3.0493 | 2.5762 | 3.3997 | 4.195 | 5.1151 | 4.6403 | 4.4316 | 2.3423 | 4.1616 | 3.8498 | 3.6356 | 3.3122 | 3.1264 | 3.3097 | 4.4132 | 3.6199 | 3.8741 | 4.702 | 5.2211 | 5.5465 | 5.8422 | 5.2051 | 4.5853
Portfolio Adjusted1-in-2Size: Over 200kWAll2025March Monthly Peak | Portfolio Adjusted | 1-in-2 | Size: Over 200kW | All | 2025 | March Monthly Peak | 3 | 130.3537 | 127.2037 | 125.1906 | 124.6196 | 129.0157 | 140.6879 | 158.6082 | 169.9703 | 175.1651 | 177.3258 | 181.021 | 180.0521 | 180.6519 | 181.4053 | 180.1112 | 175.3748 | 170.3735 | 166.028 | 162.3055 | 160.549 | 157.0462 | 150.5516 | 143.2539 | 137.3489 | -0.58351 | 0.50204 | -0.3533 | -0.32857 | -1.5359 | -2.998 | -4.2546 | -4.9403 | -2.9784 | -0.21506 | 2.5881 | 11.4777 | 10.8266 | 9.9412 | 9.5364 | 7.836 | 7.9053 | 5.1835 | -1.4151 | -0.51317 | 0.25811 | -0.57511 | -0.46073 | 0.11532 | 53.4898 | 52.9972 | 52.4037 | 51.1114 | 50.3495 | 50.0995 | 50.3828 | 51.5276 | 54.6284 | 57.7818 | 59.7833 | 61.8086 | 62.6446 | 62.2077 | 62.6565 | 62.2709 | 61.3221 | 59.1522 | 57.5424 | 56.377 | 55.4615 | 53.5685 | 53.0715 | 52.8259 | 3.6827 | 2.9474 | 2.4805 | 3.2416 | 3.9427 | 4.8179 | 4.3935 | 4.2103 | 2.2269 | 3.9779 | 3.7002 | 3.5121 | 3.2073 | 3.0553 | 3.256 | 4.3514 | 3.5626 | 3.7238 | 4.4743 | 5.1021 | 5.4415 | 5.7441 | 5.0853 | 4.4507
Portfolio Adjusted1-in-2Size: Over 200kWAll2025April Monthly Peak | Portfolio Adjusted | 1-in-2 | Size: Over 200kW | All | 2025 | April Monthly Peak | 4 | 137.7376 | 133.7101 | 131.2661 | 130.3155 | 134.8651 | 146.8352 | 162.0631 | 175.4086 | 184.5123 | 191.2345 | 197.3214 | 199.0641 | 200.5589 | 202.2321 | 199.877 | 193.547 | 185.8708 | 177.5609 | 169.0581 | 167.694 | 165.637 | 159.3119 | 152.0453 | 145.9141 | -0.33318 | 0.53138 | -0.057319 | 0.10932 | -0.79454 | -1.4682 | -2.9705 | -2.6058 | -1.0455 | 0.70072 | 3.7611 | 14.514 | 14.2422 | 13.2207 | 12.6173 | 11.7445 | 11.6876 | 9.1493 | 1.8305 | 1.448 | 1.4261 | 0.57406 | 0.69038 | 1.0344 | 61.5789 | 60.5773 | 59.8348 | 57.9297 | 57.7955 | 56.7308 | 56.8963 | 59.4398 | 64.0569 | 67.6364 | 70.7438 | 73.0867 | 74.0146 | 74.626 | 74.189 | 74.1594 | 73.0465 | 72.566 | 71.2634 | 68.5995 | 64.6552 | 63.351 | 62.3754 | 61.0424 | 3.2588 | 2.5946 | 2.1781 | 2.8388 | 3.4516 | 4.2111 | 3.7595 | 3.6388 | 1.9645 | 3.5926 | 3.3778 | 3.2518 | 2.982 | 2.8524 | 3.026 | 4.0217 | 3.2549 | 3.3351 | 3.9029 | 4.4629 | 4.8063 | 5.0904 | 4.5201 | 3.9597
Portfolio Adjusted1-in-2Size: Over 200kWAll2025May Monthly Peak | Portfolio Adjusted | 1-in-2 | Size: Over 200kW | All | 2025 | May Monthly Peak | 5 | 137.782 | 134.586 | 131.9968 | 131.775 | 137.1958 | 149.5848 | 164.0939 | 180.8957 | 193.196 | 200.323 | 205.7644 | 207.5867 | 208.2949 | 208.5997 | 205.8005 | 198.8625 | 190.685 | 181.9722 | 173.114 | 170.7428 | 168.9621 | 160.6519 | 153.6157 | 146.9161 | -0.27068 | 0.53568 | 0.01191 | 0.2117 | -0.62604 | -1.122 | -2.6999 | -2.1195 | -0.61095 | 0.94981 | 4.1386 | 15.5556 | 15.3014 | 14.1242 | 13.4539 | 12.7698 | 12.6844 | 10.1929 | 2.6218 | 1.9205 | 1.7147 | 0.8423 | 0.96069 | 1.2443 | 62.1692 | 61.9192 | 61.6692 | 60.9491 | 60.5499 | 59.9252 | 61.7366 | 63.9258 | 67.2676 | 70.8306 | 73.5924 | 74.6044 | 74.0099 | 74.7119 | 75.3232 | 74.5131 | 73.7373 | 72.6608 | 71.4049 | 68.5556 | 66.7396 | 65.7909 | 65.5409 | 64.354 | 3.1511 | 2.5244 | 2.1171 | 2.7748 | 3.3941 | 4.1468 | 3.6796 | 3.6274 | 1.9883 | 3.6378 | 3.4047 | 3.2778 | 2.9936 | 2.844 | 3.0117 | 3.9942 | 3.2278 | 3.3039 | 3.8632 | 4.3924 | 4.7392 | 4.9619 | 4.4144 | 3.8538
Portfolio Adjusted1-in-2Size: Over 200kWAll2025June Monthly Peak | Portfolio Adjusted | 1-in-2 | Size: Over 200kW | All | 2025 | June Monthly Peak | 6 | 144.5327 | 140.7937 | 138.2216 | 137.3834 | 142.8251 | 155.1382 | 169.2131 | 186.4407 | 196.9272 | 204.61 | 211.7077 | 213.6577 | 213.9742 | 213.8311 | 211.2881 | 205.4178 | 199.3312 | 190.4492 | 181.5587 | 175.8155 | 173.9747 | 166.2325 | 159.4712 | 152.7345 | -0.27028 | 0.56056 | 0.027619 | 0.24265 | -0.61227 | -1.083 | -2.7181 | -2.0627 | -0.52019 | 1.016 | 4.3044 | 16.1005 | 15.8276 | 14.5823 | 13.9114 | 13.3418 | 13.4105 | 10.8454 | 2.9127 | 2.0731 | 1.8213 | 0.92825 | 1.0541 | 1.3374 | 63.0773 | 62.9282 | 62.2264 | 62.294 | 61.3422 | 61.8347 | 62.0891 | 64.3449 | 66.4925 | 68.8204 | 71.3745 | 73.6259 | 75.0703 | 75.8127 | 76.2238 | 76.0659 | 75.1111 | 74.1743 | 72.3478 | 70.3493 | 67.4593 | 66.2894 | 65.5757 | 64.8287 | 3.2836 | 2.6233 | 2.2023 | 2.8737 | 3.5099 | 4.2722 | 3.7692 | 3.7137 | 2.0132 | 3.691 | 3.4798 | 3.3513 | 3.0548 | 2.896 | 3.0715 | 4.0985 | 3.3518 | 3.4349 | 4.0247 | 4.4929 | 4.8474 | 5.1002 | 4.5522 | 3.9799
Portfolio Adjusted1-in-2Size: Over 200kWAll2025July Monthly Peak | Portfolio Adjusted | 1-in-2 | Size: Over 200kW | All | 2025 | July Monthly Peak | 7 | 148.929 | 145.7003 | 142.7144 | 142.4649 | 148.7742 | 163.0735 | 177.3798 | 192.9209 | 201.473 | 208.3199 | 214.1748 | 215.0058 | 216.1885 | 216.5966 | 214.8324 | 211.3425 | 206.359 | 196.6897 | 186.7655 | 180.3924 | 178.2871 | 170.6609 | 163.6518 | 156.9424 | -0.15445 | 0.58171 | 0.16635 | 0.45209 | -0.27554 | -0.39164 | -2.2391 | -1.0245 | 0.39258 | 1.4457 | 4.7677 | 16.9998 | 16.9614 | 15.6981 | 15.0301 | 15.0956 | 15.2602 | 12.8179 | 4.4743 | 2.9912 | 2.3693 | 1.4659 | 1.5957 | 1.7713 | 68.0333 | 67.4021 | 67.0995 | 66.9503 | 66.7893 | 66.7893 | 67.2937 | 68.5904 | 70.772 | 73.7208 | 75.3203 | 73.9604 | 74.7268 | 77.1984 | 78.9562 | 79.206 | 80.2511 | 79.4529 | 75.8074 | 73.4304 | 71.9577 | 71.4488 | 70.4926 | 70.1974 | 3.2147 | 2.5793 | 2.1604 | 2.8314 | 3.4737 | 4.2667 | 3.754 | 3.6511 | 1.957 | 3.5704 | 3.3448 | 3.2042 | 2.9325 | 2.7871 | 2.9672 | 4.0064 | 3.2968 | 3.3705 | 3.9336 | 4.3799 | 4.7198 | 4.9749 | 4.4385 | 3.8855
Portfolio Adjusted1-in-2Size: Over 200kWAll2025August Monthly Peak | Portfolio Adjusted | 1-in-2 | Size: Over 200kW | All | 2025 | August Monthly Peak | 8 | 155.495 | 151.7021 | 148.6755 | 148.2904 | 154.8905 | 170.9178 | 186.4195 | 201.7237 | 212.9495 | 221.6914 | 229.8215 | 231.9408 | 233.6711 | 234.0865 | 232.3305 | 226.6861 | 219.6651 | 210.4005 | 199.9203 | 194.0098 | 189.2377 | 180.1446 | 172.2114 | 164.7884 | -0.058119 | 0.60702 | 0.28764 | 0.63673 | 0.013419 | 0.21275 | -1.8427 | -0.1471 | 1.1933 | 1.8871 | 5.4689 | 19.0241 | 19.1678 | 17.7636 | 17.0166 | 17.3608 | 17.4113 | 15.0889 | 6.0492 | 3.957 | 2.9398 | 1.9785 | 2.1098 | 2.1919 | 71.2231 | 71.4327 | 70.781 | 70.6084 | 70.393 | 69.876 | 69.9953 | 69.6665 | 71.2855 | 73.9745 | 77.4996 | 80.0224 | 81.4419 | 82.1382 | 81.6924 | 81.4622 | 80.7874 | 79.8937 | 77.1852 | 75.8783 | 74.1097 | 73.3002 | 72.593 | 72.5086 | 3.2609 | 2.6092 | 2.1866 | 2.8633 | 3.5136 | 4.3447 | 3.8331 | 3.7091 | 2.0096 | 3.6915 | 3.487 | 3.3583 | 3.0794 | 2.9265 | 3.1176 | 4.175 | 3.4096 | 3.5028 | 4.0909 | 4.5765 | 4.8671 | 5.1019 | 4.5378 | 3.9637
Portfolio Adjusted1-in-2Size: Over 200kWAll2025September Monthly Peak | Portfolio Adjusted | 1-in-2 | Size: Over 200kW | All | 2025 | September Monthly Peak | 9 | 152.1385 | 148.5662 | 145.7779 | 145.7861 | 153.4059 | 169.3484 | 188.5396 | 204.0865 | 218.4267 | 229.5108 | 237.2033 | 239.5844 | 241.0131 | 241.0004 | 238.5607 | 230.4995 | 220.4688 | 210.4203 | 201.2379 | 197.4412 | 189.535 | 179.0707 | 169.7266 | 162.0868 | -0.051493 | 0.59454 | 0.288 | 0.63467 | 0.029124 | 0.24367 | -1.8362 | -0.099052 | 1.2664 | 1.9729 | 5.664 | 19.6887 | 19.8159 | 18.332 | 17.5146 | 17.7161 | 17.5373 | 15.1636 | 6.1566 | 4.067 | 2.9671 | 1.9895 | 2.102 | 2.1733 | 67.7005 | 67.2487 | 67.0921 | 65.8526 | 65.8331 | 65.6884 | 66.4472 | 67.649 | 71.8773 | 76.9299 | 82.4299 | 84.2824 | 84.6622 | 84.2793 | 85.6028 | 87.0569 | 86.3746 | 85.2722 | 83.3129 | 79.6609 | 76.9533 | 75.8146 | 74.4354 | 73.0905 | 3.1867 | 2.5522 | 2.1414 | 2.8116 | 3.4758 | 4.2997 | 3.872 | 3.7481 | 2.0588 | 3.8171 | 3.5947 | 3.4648 | 3.1724 | 3.0093 | 3.1974 | 4.2401 | 3.418 | 3.499 | 4.1129 | 4.6519 | 4.8689 | 5.0654 | 4.467 | 3.894
Portfolio Adjusted1-in-2Size: Over 200kWAll2025October Monthly Peak | Portfolio Adjusted | 1-in-2 | Size: Over 200kW | All | 2025 | October Monthly Peak | 10 | 150.2769 | 146.5704 | 143.522 | 142.7688 | 148.9617 | 161.6665 | 179.1851 | 193.9836 | 205.7538 | 214.8897 | 223.6341 | 227.2438 | 229.137 | 231.4901 | 229.5221 | 222.2563 | 213.1608 | 203.0134 | 195.5852 | 188.7704 | 181.2975 | 171.3686 | 164.1693 | 158.0035 | -0.19118 | 0.58473 | 0.12816 | 0.39634 | -0.37829 | -0.59728 | -2.4359 | -1.3452 | 0.13428 | 1.3715 | 4.8565 | 17.7294 | 17.687 | 16.4977 | 15.7908 | 15.4687 | 15.3616 | 12.7588 | 4.2486 | 2.8748 | 2.2649 | 1.3266 | 1.4552 | 1.6704 | 65.1871 | 64.6419 | 64.2835 | 63.7791 | 63.2984 | 62.4312 | 62.6522 | 64.247 | 67.6683 | 71.9634 | 75.1636 | 77.1875 | 79.9196 | 80.8877 | 80.7868 | 80.3803 | 80.4211 | 80.0251 | 75.557 | 71.7322 | 69.7501 | 68.1478 | 66.9868 | 66.2806 | 3.286 | 2.6285 | 2.2009 | 2.8744 | 3.5234 | 4.285 | 3.8416 | 3.7191 | 2.0246 | 3.731 | 3.538 | 3.4307 | 3.1486 | 3.0176 | 3.2114 | 4.2682 | 3.4499 | 3.5242 | 4.1731 | 4.643 | 4.862 | 5.0606 | 4.5106 | 3.9627
Portfolio Adjusted1-in-2Size: Over 200kWAll2025November Monthly Peak | Portfolio Adjusted | 1-in-2 | Size: Over 200kW | All | 2025 | November Monthly Peak | 11 | 137.1887 | 134.0259 | 131.8356 | 131.9319 | 138.2717 | 148.9779 | 163.1967 | 178.232 | 187.8245 | 194.7169 | 201.1665 | 202.7098 | 204.1969 | 205.9814 | 204.1009 | 197.1372 | 189.9604 | 183.1236 | 173.1484 | 165.865 | 161.7156 | 154.3758 | 148.1479 | 143.2282 | -0.37678 | 0.53205 | -0.10763 | 0.037691 | -0.94697 | -1.7578 | -3.212 | -3.0508 | -1.4032 | 0.56232 | 3.6819 | 14.4841 | 14.1403 | 13.1192 | 12.5533 | 11.4604 | 11.4464 | 8.844 | 1.3361 | 1.1198 | 1.213 | 0.37386 | 0.48976 | 0.87285 | 60.6772 | 60.752 | 59.8529 | 59.5093 | 60.0119 | 60.3733 | 59.5757 | 59.1443 | 61.6118 | 64.6094 | 67.2265 | 69.2651 | 70.3745 | 70.7721 | 69.5844 | 69.2651 | 68.4469 | 66.5495 | 65.4907 | 64.2748 | 63.8351 | 62.9746 | 62.2963 | 61.7408 | 3.3318 | 2.6696 | 2.2455 | 2.9502 | 3.6325 | 4.3857 | 3.8861 | 3.7953 | 2.0527 | 3.7549 | 3.5348 | 3.3991 | 3.1165 | 2.9823 | 3.1718 | 4.2048 | 3.4147 | 3.5307 | 4.1032 | 4.5312 | 4.8169 | 5.0633 | 4.5209 | 3.9898
Portfolio Adjusted1-in-2Size: Over 200kWAll2025December Monthly Peak | Portfolio Adjusted | 1-in-2 | Size: Over 200kW | All | 2025 | December Monthly Peak | 12 | 128.1628 | 125.695 | 124.2822 | 124.055 | 129.8225 | 140.0514 | 154.9447 | 167.1399 | 173.3389 | 175.7114 | 176.8247 | 175.1205 | 174.0008 | 173.3365 | 171.3545 | 167.3824 | 165.5886 | 164.568 | 158.632 | 153.0945 | 149.3131 | 143.6725 | 138.0942 | 133.1059 | -0.59813 | 0.49576 | -0.37821 | -0.36703 | -1.6179 | -3.1312 | -4.2783 | -5.0781 | -3.1295 | -0.29251 | 2.4501 | 11.0146 | 10.2493 | 9.3292 | 8.9112 | 7.2307 | 7.4304 | 4.8282 | -1.6704 | -0.6572 | 0.14901 | -0.64767 | -0.5434 | 0.034666 | 50.3228 | 49.9266 | 49.0047 | 49.0379 | 48.2233 | 47.9066 | 47.7049 | 47.2263 | 51.6609 | 56.8463 | 60.7091 | 62.2365 | 63.7501 | 66.6054 | 65.7307 | 63.661 | 62.1884 | 60.8629 | 60.0077 | 57.3243 | 56.2413 | 54.7354 | 54.4038 | 54.0936 | 3.6839 | 2.9632 | 2.5054 | 3.2832 | 4.0366 | 4.8797 | 4.3668 | 4.2123 | 2.2421 | 4.0104 | 3.6774 | 3.4754 | 3.1431 | 2.9703 | 3.1517 | 4.2254 | 3.5229 | 3.7554 | 4.4492 | 4.95 | 5.2638 | 5.5772 | 4.9876 | 4.3884
Portfolio Adjusted1-in-2Size: Over 200kWAll2025Typical Event Day | Portfolio Adjusted | 1-in-2 | Size: Over 200kW | All | 2025 | Typical Event Day | 8 | 153.238 | 149.5807 | 146.621 | 146.2929 | 152.6027 | 168.1227 | 183.4664 | 198.2893 | 208.264 | 215.3079 | 221.9231 | 223.4116 | 224.9174 | 225.5858 | 224.2302 | 219.0131 | 212.7698 | 204.1262 | 194.7082 | 189.3793 | 185.2138 | 176.698 | 168.9816 | 161.7485 | -0.13865 | 0.59747 | 0.19338 | 0.49692 | -0.22366 | -0.28157 | -2.2158 | -0.87192 | 0.55755 | 1.5617 | 5.0081 | 17.796 | 17.8064 | 16.5028 | 15.8342 | 15.8687 | 15.9596 | 13.5689 | 4.9091 | 3.2842 | 2.5443 | 1.6021 | 1.7319 | 1.8905 | 67.5086 | 67.2529 | 66.7997 | 66.4263 | 66.0894 | 66.0471 | 66.4563 | 67.5627 | 70.1068 | 73.3614 | 76.6561 | 77.9728 | 78.9753 | 79.8571 | 80.6188 | 80.9478 | 80.6311 | 79.6982 | 77.1633 | 74.8297 | 72.62 | 71.7132 | 70.7742 | 70.1563 | 3.2856 | 2.6304 | 2.2048 | 2.8881 | 3.5393 | 4.3695 | 3.857 | 3.7277 | 2.0094 | 3.6656 | 3.4427 | 3.3073 | 3.0306 | 2.8835 | 3.0764 | 4.1241 | 3.3766 | 3.4746 | 4.0736 | 4.5675 | 4.8705 | 5.1165 | 4.5525 | 3.9778
Portfolio Adjusted1-in-2Size: Over 200kWAll2026January Monthly Peak | Portfolio Adjusted | 1-in-2 | Size: Over 200kW | All | 2026 | January Monthly Peak | 1 | 125.3362 | 122.3832 | 121.4305 | 121.7533 | 128.766 | 140.6678 | 158.3552 | 171.6588 | 176.1453 | 176.7645 | 177.8628 | 174.9779 | 173.8436 | 172.6125 | 169.3439 | 165.3166 | 162.7445 | 161.1622 | 156.8301 | 151.019 | 147.3869 | 141.8224 | 136.8788 | 132.0599 | -0.66903 | 0.48161 | -0.46399 | -0.4982 | -1.8572 | -3.6638 | -4.8111 | -6.0108 | -3.8313 | -0.57537 | 2.1882 | 10.4827 | 9.6118 | 8.6951 | 8.2446 | 6.279 | 6.4282 | 3.6611 | -2.651 | -1.2309 | -0.18772 | -0.98263 | -0.88483 | -0.23472 | 49.7806 | 49.1494 | 48.5603 | 48.2715 | 47.4987 | 47.0201 | 47.8347 | 47.0757 | 48.6631 | 52.0363 | 54.7893 | 56.9732 | 58.6432 | 58.9653 | 59.0661 | 58.8117 | 57.7954 | 55.9236 | 54.0862 | 53.3199 | 50.8697 | 49.2415 | 47.3514 | 46.073 | 3.8285 | 3.0659 | 2.6013 | 3.4242 | 4.2546 | 5.2083 | 4.7426 | 4.5974 | 2.4212 | 4.2873 | 3.9308 | 3.6902 | 3.337 | 3.1432 | 3.3099 | 4.4348 | 3.6794 | 3.9081 | 4.6744 | 5.1889 | 5.5215 | 5.8505 | 5.2535 | 4.6267
Portfolio Adjusted1-in-2Size: Over 200kWAll2026February Monthly Peak | Portfolio Adjusted | 1-in-2 | Size: Over 200kW | All | 2026 | February Monthly Peak | 2 | 127.8824 | 124.5989 | 123.103 | 123.7404 | 129.965 | 141.4192 | 158.6058 | 169.3861 | 174.4365 | 175.644 | 178.3203 | 176.4675 | 176.6323 | 175.7524 | 173.3412 | 168.4033 | 163.8996 | 163.5369 | 161.4905 | 155.5522 | 151.5592 | 144.9742 | 138.8267 | 133.9732 | -0.64956 | 0.49075 | -0.43349 | -0.45231 | -1.7763 | -3.4824 | -4.6495 | -5.6288 | -3.5457 | -0.46411 | 2.3005 | 10.7752 | 10.0119 | 9.0867 | 8.6608 | 6.7348 | 6.8132 | 4.1323 | -2.3332 | -1.0366 | -0.060383 | -0.86926 | -0.76214 | -0.13293 | 52.5083 | 52.2806 | 51.3467 | 49.7622 | 49.231 | 48.6932 | 48.1287 | 47.8334 | 50.9385 | 53.9623 | 56.7019 | 57.77 | 58.5965 | 58.9861 | 58.5965 | 58.0319 | 57.5275 | 56.4854 | 54.6917 | 53.5894 | 52.1455 | 50.9016 | 49.9483 | 49.2236 | 3.816 | 3.0493 | 2.5762 | 3.3997 | 4.195 | 5.1151 | 4.6403 | 4.4316 | 2.3423 | 4.1616 | 3.8498 | 3.6356 | 3.3122 | 3.1264 | 3.3097 | 4.4132 | 3.6199 | 3.8741 | 4.702 | 5.2211 | 5.5465 | 5.8422 | 5.2051 | 4.5853
Portfolio Adjusted1-in-2Size: Over 200kWAll2026March Monthly Peak | Portfolio Adjusted | 1-in-2 | Size: Over 200kW | All | 2026 | March Monthly Peak | 3 | 130.3537 | 127.2037 | 125.1906 | 124.6196 | 129.0157 | 140.6879 | 158.6082 | 169.9703 | 175.1651 | 177.3258 | 181.021 | 180.0521 | 180.6519 | 181.4053 | 180.1112 | 175.3748 | 170.3735 | 166.028 | 162.3055 | 160.549 | 157.0462 | 150.5516 | 143.2539 | 137.3489 | -0.58351 | 0.50204 | -0.3533 | -0.32857 | -1.5359 | -2.998 | -4.2546 | -4.9403 | -2.9784 | -0.21506 | 2.5881 | 11.4777 | 10.8266 | 9.9412 | 9.5364 | 7.836 | 7.9053 | 5.1835 | -1.4151 | -0.51317 | 0.25811 | -0.57511 | -0.46073 | 0.11532 | 53.4898 | 52.9972 | 52.4037 | 51.1114 | 50.3495 | 50.0995 | 50.3828 | 51.5276 | 54.6284 | 57.7818 | 59.7833 | 61.8086 | 62.6446 | 62.2077 | 62.6565 | 62.2709 | 61.3221 | 59.1522 | 57.5424 | 56.377 | 55.4615 | 53.5685 | 53.0715 | 52.8259 | 3.6827 | 2.9474 | 2.4805 | 3.2416 | 3.9427 | 4.8179 | 4.3935 | 4.2103 | 2.2269 | 3.9779 | 3.7002 | 3.5121 | 3.2073 | 3.0553 | 3.256 | 4.3514 | 3.5626 | 3.7238 | 4.4743 | 5.1021 | 5.4415 | 5.7441 | 5.0853 | 4.4507
Portfolio Adjusted1-in-2Size: Over 200kWAll2026April Monthly Peak | Portfolio Adjusted | 1-in-2 | Size: Over 200kW | All | 2026 | April Monthly Peak | 4 | 137.7376 | 133.7101 | 131.2661 | 130.3155 | 134.8651 | 146.8352 | 162.0631 | 175.4086 | 184.5123 | 191.2345 | 197.3214 | 199.0642 | 200.5588 | 202.2321 | 199.8769 | 193.547 | 185.8708 | 177.5609 | 169.0581 | 167.694 | 165.637 | 159.3119 | 152.0453 | 145.9141 | -0.33318 | 0.53138 | -0.057319 | 0.10932 | -0.79454 | -1.4682 | -2.9705 | -2.6058 | -1.0455 | 0.70072 | 3.7611 | 14.514 | 14.2422 | 13.2207 | 12.6173 | 11.7445 | 11.6876 | 9.1493 | 1.8305 | 1.448 | 1.4261 | 0.57406 | 0.69038 | 1.0344 | 61.5789 | 60.5773 | 59.8348 | 57.9297 | 57.7955 | 56.7308 | 56.8963 | 59.4398 | 64.0569 | 67.6364 | 70.7438 | 73.0867 | 74.0146 | 74.626 | 74.189 | 74.1594 | 73.0465 | 72.566 | 71.2634 | 68.5995 | 64.6552 | 63.351 | 62.3754 | 61.0424 | 3.2588 | 2.5946 | 2.1781 | 2.8388 | 3.4516 | 4.2111 | 3.7595 | 3.6388 | 1.9645 | 3.5926 | 3.3778 | 3.2518 | 2.982 | 2.8524 | 3.026 | 4.0217 | 3.2549 | 3.3351 | 3.9029 | 4.4629 | 4.8063 | 5.0904 | 4.5201 | 3.9597
Portfolio Adjusted1-in-2Size: Over 200kWAll2026May Monthly Peak | Portfolio Adjusted | 1-in-2 | Size: Over 200kW | All | 2026 | May Monthly Peak | 5 | 137.782 | 134.586 | 131.9968 | 131.775 | 137.1958 | 149.5848 | 164.0939 | 180.8957 | 193.196 | 200.323 | 205.7644 | 207.5867 | 208.2949 | 208.5997 | 205.8005 | 198.8625 | 190.685 | 181.9722 | 173.114 | 170.7428 | 168.9621 | 160.6519 | 153.6157 | 146.9161 | -0.27068 | 0.53568 | 0.01191 | 0.2117 | -0.62604 | -1.122 | -2.6999 | -2.1195 | -0.61095 | 0.94981 | 4.1386 | 15.5556 | 15.3014 | 14.1242 | 13.4539 | 12.7698 | 12.6844 | 10.1929 | 2.6218 | 1.9205 | 1.7147 | 0.8423 | 0.96069 | 1.2443 | 62.1692 | 61.9192 | 61.6692 | 60.9491 | 60.5499 | 59.9252 | 61.7366 | 63.9258 | 67.2676 | 70.8306 | 73.5924 | 74.6044 | 74.0099 | 74.7119 | 75.3232 | 74.5131 | 73.7373 | 72.6608 | 71.4049 | 68.5556 | 66.7396 | 65.7909 | 65.5409 | 64.354 | 3.1511 | 2.5244 | 2.1171 | 2.7748 | 3.3941 | 4.1468 | 3.6796 | 3.6274 | 1.9883 | 3.6378 | 3.4047 | 3.2778 | 2.9936 | 2.844 | 3.0117 | 3.9942 | 3.2278 | 3.3039 | 3.8632 | 4.3924 | 4.7392 | 4.9619 | 4.4144 | 3.8538
Portfolio Adjusted1-in-2Size: Over 200kWAll2026June Monthly Peak | Portfolio Adjusted | 1-in-2 | Size: Over 200kW | All | 2026 | June Monthly Peak | 6 | 144.5327 | 140.7937 | 138.2216 | 137.3834 | 142.8251 | 155.1382 | 169.2131 | 186.4407 | 196.9272 | 204.61 | 211.7077 | 213.6577 | 213.9742 | 213.8311 | 211.2882 | 205.4178 | 199.3312 | 190.4492 | 181.5587 | 175.8155 | 173.9747 | 166.2325 | 159.4712 | 152.7345 | -0.27028 | 0.56056 | 0.027619 | 0.24265 | -0.61227 | -1.083 | -2.7181 | -2.0627 | -0.52019 | 1.016 | 4.3044 | 16.1005 | 15.8276 | 14.5823 | 13.9114 | 13.3418 | 13.4105 | 10.8454 | 2.9127 | 2.0731 | 1.8213 | 0.92825 | 1.0541 | 1.3374 | 63.0773 | 62.9282 | 62.2264 | 62.294 | 61.3422 | 61.8347 | 62.0891 | 64.3449 | 66.4925 | 68.8204 | 71.3745 | 73.6259 | 75.0703 | 75.8127 | 76.2238 | 76.0659 | 75.1111 | 74.1743 | 72.3478 | 70.3493 | 67.4593 | 66.2894 | 65.5757 | 64.8287 | 3.2836 | 2.6233 | 2.2023 | 2.8737 | 3.5099 | 4.2722 | 3.7692 | 3.7137 | 2.0132 | 3.691 | 3.4798 | 3.3513 | 3.0548 | 2.896 | 3.0715 | 4.0985 | 3.3518 | 3.4349 | 4.0247 | 4.4929 | 4.8474 | 5.1002 | 4.5522 | 3.9799
Portfolio Adjusted1-in-2Size: Over 200kWAll2026July Monthly Peak | Portfolio Adjusted | 1-in-2 | Size: Over 200kW | All | 2026 | July Monthly Peak | 7 | 148.929 | 145.7003 | 142.7144 | 142.4649 | 148.7742 | 163.0735 | 177.3798 | 192.9209 | 201.473 | 208.3199 | 214.1748 | 215.0058 | 216.1885 | 216.5966 | 214.8324 | 211.3425 | 206.359 | 196.6897 | 186.7655 | 180.3924 | 178.2871 | 170.6609 | 163.6518 | 156.9424 | -0.15445 | 0.58171 | 0.16635 | 0.45209 | -0.27554 | -0.39164 | -2.2391 | -1.0245 | 0.39258 | 1.4457 | 4.7677 | 16.9998 | 16.9614 | 15.6981 | 15.0301 | 15.0956 | 15.2602 | 12.8179 | 4.4743 | 2.9912 | 2.3693 | 1.4659 | 1.5957 | 1.7713 | 68.0333 | 67.4021 | 67.0995 | 66.9503 | 66.7893 | 66.7893 | 67.2937 | 68.5904 | 70.772 | 73.7208 | 75.3203 | 73.9604 | 74.7268 | 77.1984 | 78.9562 | 79.206 | 80.2511 | 79.4529 | 75.8074 | 73.4304 | 71.9577 | 71.4488 | 70.4926 | 70.1974 | 3.2147 | 2.5793 | 2.1604 | 2.8314 | 3.4737 | 4.2667 | 3.754 | 3.6511 | 1.957 | 3.5704 | 3.3448 | 3.2042 | 2.9325 | 2.7871 | 2.9672 | 4.0064 | 3.2968 | 3.3705 | 3.9336 | 4.3799 | 4.7198 | 4.9749 | 4.4385 | 3.8855
Portfolio Adjusted1-in-2Size: Over 200kWAll2026August Monthly Peak | Portfolio Adjusted | 1-in-2 | Size: Over 200kW | All | 2026 | August Monthly Peak | 8 | 155.495 | 151.7021 | 148.6755 | 148.2904 | 154.8905 | 170.9178 | 186.4195 | 201.7237 | 212.9495 | 221.6914 | 229.8215 | 231.9408 | 233.6711 | 234.0865 | 232.3305 | 226.6861 | 219.6651 | 210.4005 | 199.9203 | 194.0098 | 189.2378 | 180.1446 | 172.2114 | 164.7884 | -0.058119 | 0.60702 | 0.28764 | 0.63673 | 0.013419 | 0.21275 | -1.8427 | -0.1471 | 1.1933 | 1.8871 | 5.4689 | 19.0241 | 19.1678 | 17.7636 | 17.0166 | 17.3608 | 17.4113 | 15.0889 | 6.0492 | 3.957 | 2.9398 | 1.9785 | 2.1098 | 2.1919 | 71.2231 | 71.4327 | 70.781 | 70.6084 | 70.393 | 69.876 | 69.9953 | 69.6665 | 71.2855 | 73.9745 | 77.4996 | 80.0224 | 81.4419 | 82.1382 | 81.6924 | 81.4622 | 80.7874 | 79.8937 | 77.1852 | 75.8783 | 74.1097 | 73.3002 | 72.593 | 72.5086 | 3.2609 | 2.6092 | 2.1866 | 2.8633 | 3.5136 | 4.3447 | 3.8331 | 3.7091 | 2.0096 | 3.6915 | 3.487 | 3.3583 | 3.0794 | 2.9265 | 3.1176 | 4.175 | 3.4096 | 3.5028 | 4.0909 | 4.5765 | 4.8671 | 5.1019 | 4.5378 | 3.9637
Portfolio Adjusted1-in-2Size: Over 200kWAll2026September Monthly Peak | Portfolio Adjusted | 1-in-2 | Size: Over 200kW | All | 2026 | September Monthly Peak | 9 | 152.1385 | 148.5662 | 145.7779 | 145.7861 | 153.4059 | 169.3484 | 188.5396 | 204.0865 | 218.4267 | 229.5108 | 237.2033 | 239.5844 | 241.0131 | 241.0004 | 238.5607 | 230.4995 | 220.4688 | 210.4203 | 201.2379 | 197.4412 | 189.535 | 179.0707 | 169.7266 | 162.0868 | -0.051493 | 0.59454 | 0.288 | 0.63467 | 0.029124 | 0.24367 | -1.8362 | -0.099052 | 1.2664 | 1.9729 | 5.664 | 19.6887 | 19.8159 | 18.332 | 17.5146 | 17.7161 | 17.5373 | 15.1636 | 6.1566 | 4.067 | 2.9671 | 1.9895 | 2.102 | 2.1733 | 67.7005 | 67.2487 | 67.0921 | 65.8526 | 65.8331 | 65.6884 | 66.4472 | 67.649 | 71.8773 | 76.9299 | 82.4299 | 84.2824 | 84.6622 | 84.2793 | 85.6028 | 87.0569 | 86.3746 | 85.2722 | 83.3129 | 79.6609 | 76.9533 | 75.8146 | 74.4354 | 73.0905 | 3.1867 | 2.5522 | 2.1414 | 2.8116 | 3.4758 | 4.2997 | 3.872 | 3.7481 | 2.0588 | 3.8171 | 3.5947 | 3.4648 | 3.1724 | 3.0093 | 3.1974 | 4.2401 | 3.418 | 3.499 | 4.1129 | 4.6519 | 4.8689 | 5.0654 | 4.467 | 3.894
Portfolio Adjusted1-in-2Size: Over 200kWAll2026October Monthly Peak | Portfolio Adjusted | 1-in-2 | Size: Over 200kW | All | 2026 | October Monthly Peak | 10 | 150.2769 | 146.5704 | 143.522 | 142.7688 | 148.9617 | 161.6665 | 179.1851 | 193.9836 | 205.7538 | 214.8897 | 223.6341 | 227.2438 | 229.137 | 231.4901 | 229.5221 | 222.2563 | 213.1608 | 203.0134 | 195.5852 | 188.7704 | 181.2975 | 171.3686 | 164.1693 | 158.0035 | -0.19118 | 0.58473 | 0.12816 | 0.39634 | -0.37829 | -0.59728 | -2.4359 | -1.3452 | 0.13428 | 1.3715 | 4.8565 | 17.7294 | 17.687 | 16.4977 | 15.7908 | 15.4687 | 15.3616 | 12.7588 | 4.2486 | 2.8748 | 2.2649 | 1.3266 | 1.4552 | 1.6704 | 65.1871 | 64.6419 | 64.2835 | 63.7791 | 63.2984 | 62.4312 | 62.6522 | 64.247 | 67.6683 | 71.9634 | 75.1636 | 77.1875 | 79.9196 | 80.8877 | 80.7868 | 80.3803 | 80.4211 | 80.0251 | 75.557 | 71.7322 | 69.7501 | 68.1478 | 66.9868 | 66.2806 | 3.286 | 2.6285 | 2.2009 | 2.8744 | 3.5234 | 4.285 | 3.8416 | 3.7191 | 2.0246 | 3.731 | 3.538 | 3.4307 | 3.1486 | 3.0176 | 3.2114 | 4.2682 | 3.4499 | 3.5242 | 4.1731 | 4.643 | 4.862 | 5.0606 | 4.5106 | 3.9627
Portfolio Adjusted1-in-2Size: Over 200kWAll2026November Monthly Peak | Portfolio Adjusted | 1-in-2 | Size: Over 200kW | All | 2026 | November Monthly Peak | 11 | 137.1887 | 134.0259 | 131.8356 | 131.9319 | 138.2717 | 148.9779 | 163.1967 | 178.232 | 187.8245 | 194.7169 | 201.1665 | 202.7097 | 204.1969 | 205.9815 | 204.1009 | 197.1372 | 189.9604 | 183.1236 | 173.1484 | 165.865 | 161.7156 | 154.3758 | 148.1479 | 143.2282 | -0.37678 | 0.53205 | -0.10763 | 0.037691 | -0.94697 | -1.7578 | -3.212 | -3.0508 | -1.4032 | 0.56232 | 3.6819 | 14.4841 | 14.1403 | 13.1192 | 12.5533 | 11.4604 | 11.4464 | 8.844 | 1.3361 | 1.1198 | 1.213 | 0.37386 | 0.48976 | 0.87285 | 60.6772 | 60.752 | 59.8529 | 59.5093 | 60.0119 | 60.3733 | 59.5757 | 59.1443 | 61.6118 | 64.6094 | 67.2265 | 69.2651 | 70.3745 | 70.7721 | 69.5844 | 69.2651 | 68.4469 | 66.5495 | 65.4907 | 64.2748 | 63.8351 | 62.9746 | 62.2963 | 61.7408 | 3.3318 | 2.6696 | 2.2455 | 2.9502 | 3.6325 | 4.3857 | 3.8861 | 3.7953 | 2.0527 | 3.7549 | 3.5348 | 3.3991 | 3.1165 | 2.9823 | 3.1718 | 4.2048 | 3.4147 | 3.5307 | 4.1032 | 4.5312 | 4.8169 | 5.0633 | 4.5209 | 3.9898
Portfolio Adjusted1-in-2Size: Over 200kWAll2026December Monthly Peak | Portfolio Adjusted | 1-in-2 | Size: Over 200kW | All | 2026 | December Monthly Peak | 12 | 128.1628 | 125.695 | 124.2822 | 124.055 | 129.8225 | 140.0514 | 154.9447 | 167.1399 | 173.3389 | 175.7114 | 176.8247 | 175.1205 | 174.0008 | 173.3365 | 171.3545 | 167.3824 | 165.5886 | 164.568 | 158.632 | 153.0945 | 149.3131 | 143.6725 | 138.0942 | 133.1059 | -0.59813 | 0.49576 | -0.37821 | -0.36703 | -1.6179 | -3.1312 | -4.2783 | -5.0781 | -3.1295 | -0.29251 | 2.4501 | 11.0146 | 10.2493 | 9.3292 | 8.9112 | 7.2307 | 7.4304 | 4.8282 | -1.6704 | -0.6572 | 0.14901 | -0.64767 | -0.5434 | 0.034666 | 50.3228 | 49.9266 | 49.0047 | 49.0379 | 48.2233 | 47.9066 | 47.7049 | 47.2263 | 51.6609 | 56.8463 | 60.7091 | 62.2365 | 63.7501 | 66.6054 | 65.7307 | 63.661 | 62.1884 | 60.863 | 60.0077 | 57.3243 | 56.2413 | 54.7354 | 54.4038 | 54.0936 | 3.6839 | 2.9632 | 2.5054 | 3.2832 | 4.0366 | 4.8797 | 4.3668 | 4.2123 | 2.2421 | 4.0104 | 3.6774 | 3.4754 | 3.1431 | 2.9703 | 3.1517 | 4.2254 | 3.5229 | 3.7554 | 4.4492 | 4.95 | 5.2638 | 5.5772 | 4.9876 | 4.3884
Portfolio Adjusted1-in-2Size: Over 200kWAll2026Typical Event Day | Portfolio Adjusted | 1-in-2 | Size: Over 200kW | All | 2026 | Typical Event Day | 8 | 153.238 | 149.5807 | 146.621 | 146.2929 | 152.6027 | 168.1227 | 183.4664 | 198.2893 | 208.264 | 215.308 | 221.9231 | 223.4116 | 224.9174 | 225.5858 | 224.2302 | 219.0131 | 212.7698 | 204.1262 | 194.7082 | 189.3793 | 185.2138 | 176.698 | 168.9816 | 161.7485 | -0.13865 | 0.59747 | 0.19338 | 0.49692 | -0.22366 | -0.28157 | -2.2158 | -0.87192 | 0.55755 | 1.5617 | 5.0081 | 17.796 | 17.8064 | 16.5028 | 15.8342 | 15.8687 | 15.9596 | 13.5689 | 4.9091 | 3.2842 | 2.5443 | 1.6021 | 1.7319 | 1.8905 | 67.5086 | 67.2529 | 66.7997 | 66.4263 | 66.0894 | 66.0471 | 66.4563 | 67.5627 | 70.1068 | 73.3614 | 76.6561 | 77.9728 | 78.9753 | 79.8571 | 80.6188 | 80.9478 | 80.6311 | 79.6982 | 77.1633 | 74.8297 | 72.62 | 71.7132 | 70.7742 | 70.1563 | 3.2856 | 2.6304 | 2.2048 | 2.8881 | 3.5394 | 4.3695 | 3.857 | 3.7277 | 2.0094 | 3.6656 | 3.4427 | 3.3073 | 3.0306 | 2.8835 | 3.0764 | 4.1241 | 3.3766 | 3.4746 | 4.0736 | 4.5675 | 4.8705 | 5.1165 | 4.5525 | 3.9778
Portfolio Adjusted1-in-10Size: 20 kW to 199.99 kWAll2016January Monthly Peak | Portfolio Adjusted | 1-in-10 | Size: 20 kW to 199.99 kW | All | 2016 | January Monthly Peak | 1 | 14.2165 | 13.8696 | 13.7701 | 13.9247 | 14.5932 | 16.2396 | 18.9414 | 20.8246 | 22.1551 | 22.2576 | 21.978 | 21.5683 | 21.0211 | 20.6656 | 20.2637 | 19.7799 | 19.7163 | 20.9939 | 20.84 | 20.0033 | 19.1046 | 18.0316 | 16.4813 | 15.3242 | 0 | 0 | 0 | 0 | 0 | 0 | 0 | 0 | 0 | 0 | 0 | 0.19853 | 0.1935 | 0.19023 | 0.18653 | 0.18207 | 0.18149 | 0.19325 | 0 | 0 | 0 | 0 | 0 | 0 | 42 | 41 | 40 | 39.5 | 39 | 38.25 | 38.25 | 38.25 | 45.75 | 51.25 | 55.25 | 57 | 58 | 58.25 | 58 | 56.25 | 54.75 | 52.25 | 50.5 | 47.5 | 46 | 45.25 | 46.75 | 46.25 | 0 | 0 | 0 | 0 | 0 | 0 | 0 | 0 | 0 | 0 | 0 | 0.019552 | 0.019124 | 0.018825 | 0.018584 | 0.018379 | 0.018576 | 0.019747 | 0 | 0 | 0 | 0 | 0 | 0
Portfolio Adjusted1-in-10Size: 20 kW to 199.99 kWAll2016February Monthly Peak | Portfolio Adjusted | 1-in-10 | Size: 20 kW to 199.99 kW | All | 2016 | February Monthly Peak | 2 | 14.6444 | 14.2268 | 14.074 | 14.1643 | 14.768 | 16.3637 | 18.7629 | 20.4901 | 22.1134 | 22.8959 | 23.3302 | 23.4976 | 23.4512 | 23.5041 | 23.3147 | 22.6953 | 22.0409 | 22.2477 | 22.2318 | 21.1663 | 20.1229 | 18.8172 | 17.0693 | 15.7446 | 0 | 0 | 0 | 0 | 0 | 0 | 0 | 0 | 0 | 0 | 0 | 0.21629 | 0.21587 | 0.21635 | 0.21461 | 0.20891 | 0.20289 | 0.20479 | 0 | 0 | 0 | 0 | 0 | 0 | 52.25 | 51.75 | 51.75 | 50.75 | 51.5 | 50.75 | 51.5 | 52 | 52.25 | 53.75 | 54.5 | 55 | 55.75 | 54 | 53.25 | 52 | 49.75 | 48 | 47.25 | 48 | 47.75 | 46.75 | 47.75 | 46.75 | 0 | 0 | 0 | 0 | 0 | 0 | 0 | 0 | 0 | 0 | 0 | 0.022293 | 0.022356 | 0.022425 | 0.022354 | 0.022046 | 0.021715 | 0.021845 | 0 | 0 | 0 | 0 | 0 | 0
Portfolio Adjusted1-in-10Size: 20 kW to 199.99 kWAll2016March Monthly Peak | Portfolio Adjusted | 1-in-10 | Size: 20 kW to 199.99 kW | All | 2016 | March Monthly Peak | 3 | 15.793 | 15.1885 | 14.863 | 14.8123 | 15.3135 | 16.7667 | 19.2996 | 20.9773 | 23.0681 | 24.7913 | 26.2719 | 27.2789 | 27.8448 | 28.4493 | 28.51 | 27.9385 | 26.8282 | 25.49 | 24.1681 | 23.8183 | 22.569 | 20.895 | 18.7759 | 17.0879 | 0 | 0 | 0 | 0 | 0 | 0 | 0 | 0 | 0 | 0 | 0 | 0.2511 | 0.25631 | 0.26187 | 0.26243 | 0.25717 | 0.24695 | 0.23463 | 0 | 0 | 0 | 0 | 0 | 0 | 56 | 54.25 | 52.75 | 53.25 | 53.75 | 54 | 54 | 56.25 | 63.25 | 69 | 73.25 | 76 | 79.25 | 79 | 76.25 | 72.75 | 72.5 | 71 | 67.25 | 62.75 | 61.5 | 59.5 | 59.5 | 57.5 | 0 | 0 | 0 | 0 | 0 | 0 | 0 | 0 | 0 | 0 | 0 | 0.026711 | 0.027394 | 0.027926 | 0.028086 | 0.02787 | 0.02722 | 0.02605 | 0 | 0 | 0 | 0 | 0 | 0
Portfolio Adjusted1-in-10Size: 20 kW to 199.99 kWAll2016April Monthly Peak | Portfolio Adjusted | 1-in-10 | Size: 20 kW to 199.99 kW | All | 2016 | April Monthly Peak | 4 | 16.664 | 15.9504 | 15.5401 | 15.4513 | 15.9435 | 17.4555 | 19.7429 | 22.0279 | 25.3149 | 28.1031 | 30.3712 | 31.8489 | 32.522 | 33.048 | 32.9857 | 32.183 | 30.6808 | 28.6816 | 26.182 | 25.8928 | 24.7935 | 22.8017 | 20.321 | 18.3328 | 0 | 0 | 0 | 0 | 0 | 0 | 0 | 0 | 0 | 0 | 0 | 0.29317 | 0.29936 | 0.3042 | 0.30363 | 0.29624 | 0.28241 | 0.26401 | 0 | 0 | 0 | 0 | 0 | 0 | 62.5 | 61.75 | 60 | 61.25 | 60.25 | 60.5 | 59.75 | 67.25 | 78.25 | 84.5 | 88.75 | 92 | 93.25 | 92.25 | 91.25 | 90.25 | 88.25 | 86.75 | 84 | 78.5 | 73.25 | 69.75 | 64.25 | 62.75 | 0 | 0 | 0 | 0 | 0 | 0 | 0 | 0 | 0 | 0 | 0 | 0.031289 | 0.032005 | 0.032435 | 0.032447 | 0.032073 | 0.031188 | 0.029518 | 0 | 0 | 0 | 0 | 0 | 0
Portfolio Adjusted1-in-10Size: 20 kW to 199.99 kWAll2016May Monthly Peak | Portfolio Adjusted | 1-in-10 | Size: 20 kW to 199.99 kW | All | 2016 | May Monthly Peak | 5 | 16.6684 | 15.9865 | 15.5972 | 15.5037 | 16.0105 | 17.5038 | 19.599 | 22.4309 | 25.8327 | 28.4578 | 30.5284 | 31.8833 | 32.4367 | 32.859 | 32.6779 | 31.7565 | 30.2032 | 28.1729 | 25.7018 | 25.16 | 24.6455 | 22.7173 | 20.2823 | 18.3382 | 0 | 0 | 0 | 0 | 0 | 0 | 0 | 0 | 0 | 0 | 0 | 0.29348 | 0.29858 | 0.30246 | 0.3008 | 0.29232 | 0.27802 | 0.25933 | 0 | 0 | 0 | 0 | 0 | 0 | 65.75 | 65.25 | 65.75 | 65.5 | 64.5 | 63.75 | 63 | 69 | 80 | 85.5 | 89.25 | 92.75 | 92.75 | 91 | 91 | 89 | 85.75 | 84 | 82 | 80.25 | 74.25 | 69.75 | 68.75 | 67 | 0 | 0 | 0 | 0 | 0 | 0 | 0 | 0 | 0 | 0 | 0 | 0.03117 | 0.031769 | 0.032099 | 0.032025 | 0.031561 | 0.030654 | 0.028981 | 0 | 0 | 0 | 0 | 0 | 0
Portfolio Adjusted1-in-10Size: 20 kW to 199.99 kWAll2016June Monthly Peak | Portfolio Adjusted | 1-in-10 | Size: 20 kW to 199.99 kW | All | 2016 | June Monthly Peak | 6 | 16.8758 | 16.186 | 15.7715 | 15.6872 | 16.212 | 17.5913 | 19.6536 | 22.4189 | 25.5632 | 28.2103 | 30.2589 | 31.5185 | 31.9599 | 32.2306 | 32.0599 | 31.3156 | 30.0744 | 28.3355 | 26.0236 | 24.9042 | 24.4934 | 22.7933 | 20.452 | 18.4848 | 0 | 0 | 0 | 0 | 0 | 0 | 0 | 0 | 0 | 0 | 0 | 0.29013 | 0.29419 | 0.29668 | 0.29511 | 0.28826 | 0.27683 | 0.26083 | 0 | 0 | 0 | 0 | 0 | 0 | 65.25 | 62.5 | 61.5 | 61.5 | 61.25 | 60.5 | 62 | 70.75 | 76.25 | 80 | 85 | 87.75 | 89.5 | 90 | 87.5 | 87.5 | 87.25 | 84.75 | 82.5 | 79.75 | 76 | 72.25 | 70.5 | 68 | 0 | 0 | 0 | 0 | 0 | 0 | 0 | 0 | 0 | 0 | 0 | 0.031145 | 0.031631 | 0.031839 | 0.031757 | 0.031368 | 0.030651 | 0.029223 | 0 | 0 | 0 | 0 | 0 | 0
Portfolio Adjusted1-in-10Size: 20 kW to 199.99 kWAll2016July Monthly Peak | Portfolio Adjusted | 1-in-10 | Size: 20 kW to 199.99 kW | All | 2016 | July Monthly Peak | 7 | 17.9834 | 17.2201 | 16.7645 | 16.6725 | 17.2349 | 18.8459 | 21.1702 | 24.1018 | 27.3492 | 30.0616 | 32.1912 | 33.527 | 34.0652 | 34.4399 | 34.3642 | 33.7771 | 32.5277 | 30.6193 | 27.8952 | 26.5681 | 26.1144 | 24.3319 | 21.8499 | 19.7713 | 0 | 0 | 0 | 0 | 0 | 0 | 0 | 0 | 0 | 0 | 0 | 0.30861 | 0.31357 | 0.31702 | 0.31632 | 0.31092 | 0.29941 | 0.28185 | 0 | 0 | 0 | 0 | 0 | 0 | 71 | 71.5 | 71 | 70.75 | 70 | 70 | 69.5 | 72.75 | 76.75 | 81.25 | 86.5 | 91.75 | 92 | 92.25 | 92.5 | 91.75 | 87.75 | 85 | 83.75 | 81.5 | 78.25 | 75 | 73.75 | 72.75 | 0 | 0 | 0 | 0 | 0 | 0 | 0 | 0 | 0 | 0 | 0 | 0.033336 | 0.03391 | 0.034243 | 0.034247 | 0.033947 | 0.033194 | 0.031559 | 0 | 0 | 0 | 0 | 0 | 0
Portfolio Adjusted1-in-10Size: 20 kW to 199.99 kWAll2016August Monthly Peak | Portfolio Adjusted | 1-in-10 | Size: 20 kW to 199.99 kW | All | 2016 | August Monthly Peak | 8 | 18.3642 | 17.557 | 17.0882 | 16.9847 | 17.5904 | 19.3264 | 22.0369 | 25.136 | 28.7471 | 31.6774 | 34.0267 | 35.4165 | 35.9769 | 36.365 | 36.2599 | 35.5327 | 34.1202 | 32.0671 | 29.1368 | 27.9512 | 27.0401 | 24.9826 | 22.3619 | 20.2376 | 0 | 0 | 0 | 0 | 0 | 0 | 0 | 0 | 0 | 0 | 0 | 0.32601 | 0.33116 | 0.33474 | 0.33377 | 0.32708 | 0.31407 | 0.29517 | 0 | 0 | 0 | 0 | 0 | 0 | 73 | 72.2 | 71.6 | 70.4 | 70.4 | 70.2 | 69.4 | 72.4 | 79.4 | 84 | 89.6 | 91.2 | 93 | 91.4 | 91.8 | 91.6 | 90.2 | 89.8 | 85.6 | 82.4 | 78.2 | 76.4 | 75.2 | 75.2 | 0 | 0 | 0 | 0 | 0 | 0 | 0 | 0 | 0 | 0 | 0 | 0.034732 | 0.0353 | 0.035595 | 0.035579 | 0.035235 | 0.034488 | 0.032815 | 0 | 0 | 0 | 0 | 0 | 0
Portfolio Adjusted1-in-10Size: 20 kW to 199.99 kWAll2016September Monthly Peak | Portfolio Adjusted | 1-in-10 | Size: 20 kW to 199.99 kW | All | 2016 | September Monthly Peak | 9 | 18.975 | 18.1869 | 17.7191 | 17.655 | 18.3105 | 20.2106 | 23.3749 | 26.5025 | 30.6019 | 33.8508 | 36.2813 | 37.7484 | 38.2484 | 38.6215 | 38.396 | 37.3435 | 35.5124 | 33.1997 | 30.3206 | 29.6787 | 27.9564 | 25.6721 | 22.9217 | 20.7626 | 0 | 0 | 0 | 0 | 0 | 0 | 0 | 0 | 0 | 0 | 0 | 0.34747 | 0.35207 | 0.35551 | 0.35343 | 0.34374 | 0.32689 | 0.3056 | 0 | 0 | 0 | 0 | 0 | 0 | 70.5 | 70 | 70 | 69.75 | 70 | 68.75 | 71.5 | 73 | 80.75 | 87.5 | 96.75 | 100 | 101.5 | 101 | 99.75 | 98.75 | 97.25 | 95.5 | 92.75 | 84 | 79.5 | 77.25 | 76.25 | 74.25 | 0 | 0 | 0 | 0 | 0 | 0 | 0 | 0 | 0 | 0 | 0 | 0.036403 | 0.036912 | 0.037195 | 0.037074 | 0.036529 | 0.035493 | 0.03358 | 0 | 0 | 0 | 0 | 0 | 0
Portfolio Adjusted1-in-10Size: 20 kW to 199.99 kWAll2016October Monthly Peak | Portfolio Adjusted | 1-in-10 | Size: 20 kW to 199.99 kW | All | 2016 | October Monthly Peak | 10 | 17.4057 | 16.6929 | 16.2789 | 16.1983 | 16.747 | 18.3674 | 21.2984 | 23.6277 | 27.0167 | 30.1103 | 32.6616 | 34.4498 | 35.3266 | 35.983 | 35.8846 | 34.9034 | 33.0789 | 30.7022 | 28.9002 | 27.7218 | 25.9146 | 23.7952 | 21.1892 | 19.1185 | 0 | 0 | 0 | 0 | 0 | 0 | 0 | 0 | 0 | 0 | 0 | 0.31711 | 0.32518 | 0.33122 | 0.33031 | 0.32128 | 0.30449 | 0.28261 | 0 | 0 | 0 | 0 | 0 | 0 | 68.5 | 66.5 | 66.75 | 66.5 | 65 | 64.75 | 64 | 67.5 | 76.25 | 83.75 | 89.5 | 91.75 | 92 | 92.75 | 91.5 | 90.25 | 90.25 | 87.75 | 83 | 79.5 | 75.5 | 72.25 | 69.75 | 69.25 | 0 | 0 | 0 | 0 | 0 | 0 | 0 | 0 | 0 | 0 | 0 | 0.033421 | 0.034358 | 0.034922 | 0.034925 | 0.034422 | 0.033309 | 0.031289 | 0 | 0 | 0 | 0 | 0 | 0
Portfolio Adjusted1-in-10Size: 20 kW to 199.99 kWAll2016November Monthly Peak | Portfolio Adjusted | 1-in-10 | Size: 20 kW to 199.99 kW | All | 2016 | November Monthly Peak | 11 | 16.0656 | 15.5239 | 15.2122 | 15.2133 | 15.7693 | 17.3337 | 19.4565 | 21.6488 | 24.6191 | 27.1045 | 29.1424 | 30.4792 | 31.0843 | 31.5516 | 31.316 | 30.2397 | 28.9733 | 28.4436 | 26.1419 | 24.5983 | 23.0949 | 21.3079 | 19.139 | 17.41 | 0 | 0 | 0 | 0 | 0 | 0 | 0 | 0 | 0 | 0 | 0 | 0.28056 | 0.28613 | 0.29043 | 0.28826 | 0.27835 | 0.2667 | 0.26182 | 0 | 0 | 0 | 0 | 0 | 0 | 63 | 62.2 | 60.8 | 61.6 | 61.2 | 60.6 | 59.8 | 63.4 | 71.6 | 79.2 | 83 | 86.8 | 88 | 88.2 | 88 | 87.2 | 84 | 77.8 | 72.2 | 67.8 | 66 | 62.8 | 62 | 60.8 | 0 | 0 | 0 | 0 | 0 | 0 | 0 | 0 | 0 | 0 | 0 | 0.029959 | 0.03064 | 0.03103 | 0.030876 | 0.030122 | 0.029223 | 0.028726 | 0 | 0 | 0 | 0 | 0 | 0
Portfolio Adjusted1-in-10Size: 20 kW to 199.99 kWAll2016December Monthly Peak | Portfolio Adjusted | 1-in-10 | Size: 20 kW to 199.99 kW | All | 2016 | December Monthly Peak | 12 | 14.3178 | 13.9617 | 13.8227 | 13.9471 | 14.5581 | 16.1408 | 18.1083 | 20.039 | 21.6867 | 22.2891 | 22.4745 | 22.3452 | 22.004 | 21.7985 | 21.4337 | 20.7901 | 20.5361 | 21.5236 | 21.0723 | 20.1246 | 19.1747 | 18.0676 | 16.5436 | 15.3578 | 0 | 0 | 0 | 0 | 0 | 0 | 0 | 0 | 0 | 0 | 0 | 0.20569 | 0.20254 | 0.20065 | 0.1973 | 0.19137 | 0.18903 | 0.19812 | 0 | 0 | 0 | 0 | 0 | 0 | 47.25 | 46.75 | 45.25 | 45 | 45.25 | 45.25 | 44.25 | 45.25 | 47.75 | 50.75 | 53 | 53.25 | 54 | 55 | 56 | 55 | 54.25 | 50.75 | 49.25 | 48.5 | 46.5 | 47.75 | 46 | 45.25 | 0 | 0 | 0 | 0 | 0 | 0 | 0 | 0 | 0 | 0 | 0 | 0.020804 | 0.020581 | 0.020439 | 0.020239 | 0.01984 | 0.019779 | 0.020627 | 0 | 0 | 0 | 0 | 0 | 0
Portfolio Adjusted1-in-10Size: 20 kW to 199.99 kWAll2016Typical Event Day | Portfolio Adjusted | 1-in-10 | Size: 20 kW to 199.99 kW | All | 2016 | Typical Event Day | 8 | 18.2626 | 17.4638 | 17 | 16.8971 | 17.4995 | 19.2209 | 21.9086 | 24.9443 | 28.473 | 31.3342 | 33.6245 | 34.9823 | 35.5456 | 35.9475 | 35.8602 | 35.1514 | 33.7663 | 31.7386 | 28.8608 | 27.6952 | 26.8117 | 24.7834 | 22.1935 | 20.0913 | 0 | 0 | 0 | 0 | 0 | 0 | 0 | 0 | 0 | 0 | 0 | 0.32201 | 0.32719 | 0.33089 | 0.33009 | 0.32357 | 0.31082 | 0.29215 | 0 | 0 | 0 | 0 | 0 | 0 | 69.9375 | 69.05 | 68.525 | 68.1 | 67.9125 | 67.3625 | 68.1 | 72.225 | 78.2875 | 83.1875 | 89.4625 | 92.675 | 94 | 93.6625 | 92.8875 | 92.4 | 90.6125 | 88.7625 | 86.15 | 81.9125 | 77.9875 | 75.225 | 73.925 | 72.55 | 0 | 0 | 0 | 0 | 0 | 0 | 0 | 0 | 0 | 0 | 0 | 0.034354 | 0.03493 | 0.03524 | 0.035239 | 0.034906 | 0.034171 | 0.032514 | 0 | 0 | 0 | 0 | 0 | 0
Portfolio Adjusted1-in-10Size: 20 kW to 199.99 kWAll2017January Monthly Peak | Portfolio Adjusted | 1-in-10 | Size: 20 kW to 199.99 kW | All | 2017 | January Monthly Peak | 1 | 14.2165 | 13.8696 | 13.7701 | 13.9247 | 14.5932 | 16.2396 | 18.9414 | 20.8246 | 22.1551 | 22.2576 | 21.978 | 21.5683 | 21.0211 | 20.6656 | 20.2637 | 19.7799 | 19.7163 | 20.9939 | 20.84 | 20.0033 | 19.1046 | 18.0316 | 16.4813 | 15.3242 | 0 | 0 | 0 | 0 | 0 | 0 | 0 | 0 | 0 | 0 | 0 | 0.19853 | 0.1935 | 0.19023 | 0.18653 | 0.18207 | 0.18149 | 0.19325 | 0 | 0 | 0 | 0 | 0 | 0 | 42 | 41 | 40 | 39.5 | 39 | 38.25 | 38.25 | 38.25 | 45.75 | 51.25 | 55.25 | 57 | 58 | 58.25 | 58 | 56.25 | 54.75 | 52.25 | 50.5 | 47.5 | 46 | 45.25 | 46.75 | 46.25 | 0 | 0 | 0 | 0 | 0 | 0 | 0 | 0 | 0 | 0 | 0 | 0.019552 | 0.019124 | 0.018825 | 0.018584 | 0.018379 | 0.018576 | 0.019747 | 0 | 0 | 0 | 0 | 0 | 0
Portfolio Adjusted1-in-10Size: 20 kW to 199.99 kWAll2017February Monthly Peak | Portfolio Adjusted | 1-in-10 | Size: 20 kW to 199.99 kW | All | 2017 | February Monthly Peak | 2 | 14.6444 | 14.2268 | 14.074 | 14.1643 | 14.768 | 16.3637 | 18.7629 | 20.4901 | 22.1134 | 22.8959 | 23.3302 | 23.4976 | 23.4512 | 23.5041 | 23.3147 | 22.6953 | 22.0409 | 22.2477 | 22.2318 | 21.1663 | 20.1229 | 18.8172 | 17.0693 | 15.7446 | 0 | 0 | 0 | 0 | 0 | 0 | 0 | 0 | 0 | 0 | 0 | 0.21629 | 0.21587 | 0.21635 | 0.21461 | 0.20891 | 0.20289 | 0.20479 | 0 | 0 | 0 | 0 | 0 | 0 | 52.25 | 51.75 | 51.75 | 50.75 | 51.5 | 50.75 | 51.5 | 52 | 52.25 | 53.75 | 54.5 | 55 | 55.75 | 54 | 53.25 | 52 | 49.75 | 48 | 47.25 | 48 | 47.75 | 46.75 | 47.75 | 46.75 | 0 | 0 | 0 | 0 | 0 | 0 | 0 | 0 | 0 | 0 | 0 | 0.022293 | 0.022356 | 0.022425 | 0.022354 | 0.022046 | 0.021715 | 0.021845 | 0 | 0 | 0 | 0 | 0 | 0
Portfolio Adjusted1-in-10Size: 20 kW to 199.99 kWAll2017March Monthly Peak | Portfolio Adjusted | 1-in-10 | Size: 20 kW to 199.99 kW | All | 2017 | March Monthly Peak | 3 | 15.793 | 15.1885 | 14.863 | 14.8123 | 15.3135 | 16.7667 | 19.2996 | 20.9773 | 23.0681 | 24.7913 | 26.2719 | 27.2789 | 27.8448 | 28.4493 | 28.51 | 27.9385 | 26.8282 | 25.49 | 24.1681 | 23.8183 | 22.569 | 20.895 | 18.7759 | 17.0879 | 0 | 0 | 0 | 0 | 0 | 0 | 0 | 0 | 0 | 0 | 0 | 0.2511 | 0.25631 | 0.26187 | 0.26243 | 0.25717 | 0.24695 | 0.23463 | 0 | 0 | 0 | 0 | 0 | 0 | 56 | 54.25 | 52.75 | 53.25 | 53.75 | 54 | 54 | 56.25 | 63.25 | 69 | 73.25 | 76 | 79.25 | 79 | 76.25 | 72.75 | 72.5 | 71 | 67.25 | 62.75 | 61.5 | 59.5 | 59.5 | 57.5 | 0 | 0 | 0 | 0 | 0 | 0 | 0 | 0 | 0 | 0 | 0 | 0.026711 | 0.027394 | 0.027926 | 0.028086 | 0.02787 | 0.02722 | 0.02605 | 0 | 0 | 0 | 0 | 0 | 0
Portfolio Adjusted1-in-10Size: 20 kW to 199.99 kWAll2017April Monthly Peak | Portfolio Adjusted | 1-in-10 | Size: 20 kW to 199.99 kW | All | 2017 | April Monthly Peak | 4 | 16.664 | 15.9504 | 15.5401 | 15.4513 | 15.9435 | 17.4555 | 19.7429 | 22.0279 | 25.3149 | 28.1031 | 30.3712 | 31.8489 | 32.522 | 33.048 | 32.9857 | 32.183 | 30.6808 | 28.6816 | 26.182 | 25.8928 | 24.7935 | 22.8017 | 20.321 | 18.3328 | 0 | 0 | 0 | 0 | 0 | 0 | 0 | 0 | 0 | 0 | 0 | 0.29317 | 0.29936 | 0.3042 | 0.30363 | 0.29624 | 0.28241 | 0.26401 | 0 | 0 | 0 | 0 | 0 | 0 | 62.5 | 61.75 | 60 | 61.25 | 60.25 | 60.5 | 59.75 | 67.25 | 78.25 | 84.5 | 88.75 | 92 | 93.25 | 92.25 | 91.25 | 90.25 | 88.25 | 86.75 | 84 | 78.5 | 73.25 | 69.75 | 64.25 | 62.75 | 0 | 0 | 0 | 0 | 0 | 0 | 0 | 0 | 0 | 0 | 0 | 0.031289 | 0.032005 | 0.032435 | 0.032447 | 0.032073 | 0.031188 | 0.029518 | 0 | 0 | 0 | 0 | 0 | 0
Portfolio Adjusted1-in-10Size: 20 kW to 199.99 kWAll2017May Monthly Peak | Portfolio Adjusted | 1-in-10 | Size: 20 kW to 199.99 kW | All | 2017 | May Monthly Peak | 5 | 16.6684 | 15.9865 | 15.5972 | 15.5037 | 16.0105 | 17.5038 | 19.599 | 22.4309 | 25.8327 | 28.4578 | 30.5284 | 31.8833 | 32.4367 | 32.859 | 32.6779 | 31.7565 | 30.2032 | 28.1729 | 25.7018 | 25.16 | 24.6455 | 22.7173 | 20.2823 | 18.3382 | 0 | 0 | 0 | 0 | 0 | 0 | 0 | 0 | 0 | 0 | 0 | 0.29348 | 0.29858 | 0.30246 | 0.3008 | 0.29232 | 0.27802 | 0.25933 | 0 | 0 | 0 | 0 | 0 | 0 | 65.75 | 65.25 | 65.75 | 65.5 | 64.5 | 63.75 | 63 | 69 | 80 | 85.5 | 89.25 | 92.75 | 92.75 | 91 | 91 | 89 | 85.75 | 84 | 82 | 80.25 | 74.25 | 69.75 | 68.75 | 67 | 0 | 0 | 0 | 0 | 0 | 0 | 0 | 0 | 0 | 0 | 0 | 0.03117 | 0.031769 | 0.032099 | 0.032025 | 0.031561 | 0.030654 | 0.028981 | 0 | 0 | 0 | 0 | 0 | 0
Portfolio Adjusted1-in-10Size: 20 kW to 199.99 kWAll2017June Monthly Peak | Portfolio Adjusted | 1-in-10 | Size: 20 kW to 199.99 kW | All | 2017 | June Monthly Peak | 6 | 16.8758 | 16.186 | 15.7715 | 15.6872 | 16.212 | 17.5913 | 19.6536 | 22.4189 | 25.5632 | 28.2103 | 30.2589 | 31.5185 | 31.9599 | 32.2306 | 32.0599 | 31.3156 | 30.0744 | 28.3355 | 26.0236 | 24.9042 | 24.4934 | 22.7933 | 20.452 | 18.4848 | 0 | 0 | 0 | 0 | 0 | 0 | 0 | 0 | 0 | 0 | 0 | 0.29013 | 0.29419 | 0.29668 | 0.29511 | 0.28826 | 0.27683 | 0.26083 | 0 | 0 | 0 | 0 | 0 | 0 | 65.25 | 62.5 | 61.5 | 61.5 | 61.25 | 60.5 | 62 | 70.75 | 76.25 | 80 | 85 | 87.75 | 89.5 | 90 | 87.5 | 87.5 | 87.25 | 84.75 | 82.5 | 79.75 | 76 | 72.25 | 70.5 | 68 | 0 | 0 | 0 | 0 | 0 | 0 | 0 | 0 | 0 | 0 | 0 | 0.031145 | 0.031631 | 0.031839 | 0.031757 | 0.031368 | 0.030651 | 0.029223 | 0 | 0 | 0 | 0 | 0 | 0
Portfolio Adjusted1-in-10Size: 20 kW to 199.99 kWAll2017July Monthly Peak | Portfolio Adjusted | 1-in-10 | Size: 20 kW to 199.99 kW | All | 2017 | July Monthly Peak | 7 | 17.9834 | 17.2201 | 16.7645 | 16.6725 | 17.2349 | 18.8459 | 21.1702 | 24.1018 | 27.3492 | 30.0616 | 32.1912 | 33.527 | 34.0652 | 34.4399 | 34.3642 | 33.7771 | 32.5277 | 30.6193 | 27.8952 | 26.5681 | 26.1144 | 24.3319 | 21.8499 | 19.7713 | 0 | 0 | 0 | 0 | 0 | 0 | 0 | 0 | 0 | 0 | 0 | 0.30861 | 0.31357 | 0.31702 | 0.31632 | 0.31092 | 0.29941 | 0.28185 | 0 | 0 | 0 | 0 | 0 | 0 | 71 | 71.5 | 71 | 70.75 | 70 | 70 | 69.5 | 72.75 | 76.75 | 81.25 | 86.5 | 91.75 | 92 | 92.25 | 92.5 | 91.75 | 87.75 | 85 | 83.75 | 81.5 | 78.25 | 75 | 73.75 | 72.75 | 0 | 0 | 0 | 0 | 0 | 0 | 0 | 0 | 0 | 0 | 0 | 0.033336 | 0.03391 | 0.034243 | 0.034247 | 0.033947 | 0.033194 | 0.031559 | 0 | 0 | 0 | 0 | 0 | 0
Portfolio Adjusted1-in-10Size: 20 kW to 199.99 kWAll2017August Monthly Peak | Portfolio Adjusted | 1-in-10 | Size: 20 kW to 199.99 kW | All | 2017 | August Monthly Peak | 8 | 18.3642 | 17.557 | 17.0882 | 16.9847 | 17.5904 | 19.3264 | 22.0369 | 25.136 | 28.7471 | 31.6774 | 34.0267 | 35.4165 | 35.9769 | 36.365 | 36.2599 | 35.5327 | 34.1202 | 32.0671 | 29.1368 | 27.9512 | 27.0401 | 24.9826 | 22.3619 | 20.2376 | 0 | 0 | 0 | 0 | 0 | 0 | 0 | 0 | 0 | 0 | 0 | 0.32601 | 0.33116 | 0.33474 | 0.33377 | 0.32708 | 0.31407 | 0.29517 | 0 | 0 | 0 | 0 | 0 | 0 | 73 | 72.2 | 71.6 | 70.4 | 70.4 | 70.2 | 69.4 | 72.4 | 79.4 | 84 | 89.6 | 91.2 | 93 | 91.4 | 91.8 | 91.6 | 90.2 | 89.8 | 85.6 | 82.4 | 78.2 | 76.4 | 75.2 | 75.2 | 0 | 0 | 0 | 0 | 0 | 0 | 0 | 0 | 0 | 0 | 0 | 0.034732 | 0.0353 | 0.035595 | 0.035579 | 0.035235 | 0.034488 | 0.032815 | 0 | 0 | 0 | 0 | 0 | 0
Portfolio Adjusted1-in-10Size: 20 kW to 199.99 kWAll2017September Monthly Peak | Portfolio Adjusted | 1-in-10 | Size: 20 kW to 199.99 kW | All | 2017 | September Monthly Peak | 9 | 18.975 | 18.1869 | 17.7191 | 17.655 | 18.3105 | 20.2106 | 23.3749 | 26.5025 | 30.6019 | 33.8508 | 36.2813 | 37.7484 | 38.2484 | 38.6215 | 38.396 | 37.3435 | 35.5124 | 33.1997 | 30.3206 | 29.6787 | 27.9564 | 25.6721 | 22.9217 | 20.7626 | 0 | 0 | 0 | 0 | 0 | 0 | 0 | 0 | 0 | 0 | 0 | 0.34747 | 0.35207 | 0.35551 | 0.35343 | 0.34374 | 0.32689 | 0.3056 | 0 | 0 | 0 | 0 | 0 | 0 | 70.5 | 70 | 70 | 69.75 | 70 | 68.75 | 71.5 | 73 | 80.75 | 87.5 | 96.75 | 100 | 101.5 | 101 | 99.75 | 98.75 | 97.25 | 95.5 | 92.75 | 84 | 79.5 | 77.25 | 76.25 | 74.25 | 0 | 0 | 0 | 0 | 0 | 0 | 0 | 0 | 0 | 0 | 0 | 0.036403 | 0.036912 | 0.037195 | 0.037074 | 0.036529 | 0.035493 | 0.03358 | 0 | 0 | 0 | 0 | 0 | 0
Portfolio Adjusted1-in-10Size: 20 kW to 199.99 kWAll2017October Monthly Peak | Portfolio Adjusted | 1-in-10 | Size: 20 kW to 199.99 kW | All | 2017 | October Monthly Peak | 10 | 17.4057 | 16.6929 | 16.2789 | 16.1983 | 16.747 | 18.3674 | 21.2984 | 23.6277 | 27.0167 | 30.1103 | 32.6616 | 34.4498 | 35.3266 | 35.983 | 35.8846 | 34.9034 | 33.0789 | 30.7022 | 28.9002 | 27.7218 | 25.9146 | 23.7952 | 21.1892 | 19.1185 | 0 | 0 | 0 | 0 | 0 | 0 | 0 | 0 | 0 | 0 | 0 | 0.31711 | 0.32518 | 0.33122 | 0.33031 | 0.32128 | 0.30449 | 0.28261 | 0 | 0 | 0 | 0 | 0 | 0 | 68.5 | 66.5 | 66.75 | 66.5 | 65 | 64.75 | 64 | 67.5 | 76.25 | 83.75 | 89.5 | 91.75 | 92 | 92.75 | 91.5 | 90.25 | 90.25 | 87.75 | 83 | 79.5 | 75.5 | 72.25 | 69.75 | 69.25 | 0 | 0 | 0 | 0 | 0 | 0 | 0 | 0 | 0 | 0 | 0 | 0.033421 | 0.034358 | 0.034922 | 0.034925 | 0.034422 | 0.033309 | 0.031289 | 0 | 0 | 0 | 0 | 0 | 0
Portfolio Adjusted1-in-10Size: 20 kW to 199.99 kWAll2017November Monthly Peak | Portfolio Adjusted | 1-in-10 | Size: 20 kW to 199.99 kW | All | 2017 | November Monthly Peak | 11 | 16.0656 | 15.5239 | 15.2122 | 15.2133 | 15.7693 | 17.3337 | 19.4565 | 21.6488 | 24.6191 | 27.1045 | 29.1424 | 30.4792 | 31.0843 | 31.5516 | 31.316 | 30.2397 | 28.9733 | 28.4436 | 26.1419 | 24.5983 | 23.0949 | 21.3079 | 19.139 | 17.41 | 0 | 0 | 0 | 0 | 0 | 0 | 0 | 0 | 0 | 0 | 0 | 0.28056 | 0.28613 | 0.29043 | 0.28826 | 0.27835 | 0.2667 | 0.26182 | 0 | 0 | 0 | 0 | 0 | 0 | 63 | 62.2 | 60.8 | 61.6 | 61.2 | 60.6 | 59.8 | 63.4 | 71.6 | 79.2 | 83 | 86.8 | 88 | 88.2 | 88 | 87.2 | 84 | 77.8 | 72.2 | 67.8 | 66 | 62.8 | 62 | 60.8 | 0 | 0 | 0 | 0 | 0 | 0 | 0 | 0 | 0 | 0 | 0 | 0.029959 | 0.03064 | 0.03103 | 0.030876 | 0.030122 | 0.029223 | 0.028726 | 0 | 0 | 0 | 0 | 0 | 0
Portfolio Adjusted1-in-10Size: 20 kW to 199.99 kWAll2017December Monthly Peak | Portfolio Adjusted | 1-in-10 | Size: 20 kW to 199.99 kW | All | 2017 | December Monthly Peak | 12 | 14.3178 | 13.9617 | 13.8227 | 13.9471 | 14.5581 | 16.1408 | 18.1083 | 20.039 | 21.6867 | 22.2891 | 22.4745 | 22.3452 | 22.004 | 21.7985 | 21.4337 | 20.7901 | 20.5361 | 21.5236 | 21.0723 | 20.1246 | 19.1747 | 18.0676 | 16.5436 | 15.3578 | 0 | 0 | 0 | 0 | 0 | 0 | 0 | 0 | 0 | 0 | 0 | 0.20569 | 0.20254 | 0.20065 | 0.1973 | 0.19137 | 0.18903 | 0.19812 | 0 | 0 | 0 | 0 | 0 | 0 | 47.25 | 46.75 | 45.25 | 45 | 45.25 | 45.25 | 44.25 | 45.25 | 47.75 | 50.75 | 53 | 53.25 | 54 | 55 | 56 | 55 | 54.25 | 50.75 | 49.25 | 48.5 | 46.5 | 47.75 | 46 | 45.25 | 0 | 0 | 0 | 0 | 0 | 0 | 0 | 0 | 0 | 0 | 0 | 0.020804 | 0.020581 | 0.020439 | 0.020239 | 0.01984 | 0.019779 | 0.020627 | 0 | 0 | 0 | 0 | 0 | 0
Portfolio Adjusted1-in-10Size: 20 kW to 199.99 kWAll2017Typical Event Day | Portfolio Adjusted | 1-in-10 | Size: 20 kW to 199.99 kW | All | 2017 | Typical Event Day | 8 | 18.2626 | 17.4638 | 17 | 16.8971 | 17.4995 | 19.2209 | 21.9086 | 24.9443 | 28.473 | 31.3342 | 33.6245 | 34.9823 | 35.5456 | 35.9474 | 35.8602 | 35.1514 | 33.7663 | 31.7386 | 28.8608 | 27.6952 | 26.8117 | 24.7834 | 22.1935 | 20.0913 | 0 | 0 | 0 | 0 | 0 | 0 | 0 | 0 | 0 | 0 | 0 | 0.32201 | 0.32719 | 0.33089 | 0.33009 | 0.32357 | 0.31082 | 0.29215 | 0 | 0 | 0 | 0 | 0 | 0 | 69.9375 | 69.05 | 68.525 | 68.1 | 67.9125 | 67.3625 | 68.1 | 72.225 | 78.2875 | 83.1875 | 89.4625 | 92.675 | 94 | 93.6625 | 92.8875 | 92.4 | 90.6125 | 88.7625 | 86.15 | 81.9125 | 77.9875 | 75.225 | 73.925 | 72.55 | 0 | 0 | 0 | 0 | 0 | 0 | 0 | 0 | 0 | 0 | 0 | 0.034354 | 0.03493 | 0.03524 | 0.035239 | 0.034906 | 0.034171 | 0.032514 | 0 | 0 | 0 | 0 | 0 | 0
Portfolio Adjusted1-in-10Size: 20 kW to 199.99 kWAll2018January Monthly Peak | Portfolio Adjusted | 1-in-10 | Size: 20 kW to 199.99 kW | All | 2018 | January Monthly Peak | 1 | 14.2165 | 13.8696 | 13.7701 | 13.9247 | 14.5932 | 16.2396 | 18.9414 | 20.8246 | 22.1551 | 22.2576 | 21.978 | 21.5683 | 21.0211 | 20.6656 | 20.2637 | 19.7799 | 19.7163 | 20.9939 | 20.84 | 20.0033 | 19.1046 | 18.0316 | 16.4813 | 15.3242 | 0 | 0 | 0 | 0 | 0 | 0 | 0 | 0 | 0 | 0 | 0 | 0.19853 | 0.1935 | 0.19023 | 0.18653 | 0.18207 | 0.18149 | 0.19325 | 0 | 0 | 0 | 0 | 0 | 0 | 42 | 41 | 40 | 39.5 | 39 | 38.25 | 38.25 | 38.25 | 45.75 | 51.25 | 55.25 | 57 | 58 | 58.25 | 58 | 56.25 | 54.75 | 52.25 | 50.5 | 47.5 | 46 | 45.25 | 46.75 | 46.25 | 0 | 0 | 0 | 0 | 0 | 0 | 0 | 0 | 0 | 0 | 0 | 0.019552 | 0.019124 | 0.018825 | 0.018584 | 0.018379 | 0.018576 | 0.019747 | 0 | 0 | 0 | 0 | 0 | 0
Portfolio Adjusted1-in-10Size: 20 kW to 199.99 kWAll2018February Monthly Peak | Portfolio Adjusted | 1-in-10 | Size: 20 kW to 199.99 kW | All | 2018 | February Monthly Peak | 2 | 14.6444 | 14.2268 | 14.074 | 14.1643 | 14.768 | 16.3637 | 18.7629 | 20.4901 | 22.1134 | 22.8959 | 23.3302 | 23.4976 | 23.4512 | 23.5041 | 23.3147 | 22.6953 | 22.0409 | 22.2477 | 22.2318 | 21.1663 | 20.1229 | 18.8172 | 17.0693 | 15.7446 | 0 | 0 | 0 | 0 | 0 | 0 | 0 | 0 | 0 | 0 | 0 | 0.21629 | 0.21587 | 0.21635 | 0.21461 | 0.20891 | 0.20289 | 0.20479 | 0 | 0 | 0 | 0 | 0 | 0 | 52.25 | 51.75 | 51.75 | 50.75 | 51.5 | 50.75 | 51.5 | 52 | 52.25 | 53.75 | 54.5 | 55 | 55.75 | 54 | 53.25 | 52 | 49.75 | 48 | 47.25 | 48 | 47.75 | 46.75 | 47.75 | 46.75 | 0 | 0 | 0 | 0 | 0 | 0 | 0 | 0 | 0 | 0 | 0 | 0.022293 | 0.022356 | 0.022425 | 0.022354 | 0.022046 | 0.021715 | 0.021845 | 0 | 0 | 0 | 0 | 0 | 0
Portfolio Adjusted1-in-10Size: 20 kW to 199.99 kWAll2018March Monthly Peak | Portfolio Adjusted | 1-in-10 | Size: 20 kW to 199.99 kW | All | 2018 | March Monthly Peak | 3 | 15.793 | 15.1885 | 14.863 | 14.8123 | 15.3135 | 16.7667 | 19.2996 | 20.9773 | 23.0681 | 24.7913 | 26.2719 | 27.2789 | 27.8448 | 28.4493 | 28.51 | 27.9385 | 26.8282 | 25.49 | 24.1681 | 23.8183 | 22.569 | 20.895 | 18.7759 | 17.0879 | 0 | 0 | 0 | 0 | 0 | 0 | 0 | 0 | 0 | 0 | 0 | 0.2511 | 0.25631 | 0.26187 | 0.26243 | 0.25717 | 0.24695 | 0.23463 | 0 | 0 | 0 | 0 | 0 | 0 | 56 | 54.25 | 52.75 | 53.25 | 53.75 | 54 | 54 | 56.25 | 63.25 | 69 | 73.25 | 76 | 79.25 | 79 | 76.25 | 72.75 | 72.5 | 71 | 67.25 | 62.75 | 61.5 | 59.5 | 59.5 | 57.5 | 0 | 0 | 0 | 0 | 0 | 0 | 0 | 0 | 0 | 0 | 0 | 0.026711 | 0.027394 | 0.027926 | 0.028086 | 0.02787 | 0.02722 | 0.02605 | 0 | 0 | 0 | 0 | 0 | 0
Portfolio Adjusted1-in-10Size: 20 kW to 199.99 kWAll2018April Monthly Peak | Portfolio Adjusted | 1-in-10 | Size: 20 kW to 199.99 kW | All | 2018 | April Monthly Peak | 4 | 16.664 | 15.9504 | 15.5401 | 15.4513 | 15.9435 | 17.4555 | 19.7429 | 22.0279 | 25.3149 | 28.1031 | 30.3712 | 31.8489 | 32.522 | 33.048 | 32.9857 | 32.183 | 30.6808 | 28.6816 | 26.182 | 25.8928 | 24.7935 | 22.8017 | 20.321 | 18.3328 | 0 | 0 | 0 | 0 | 0 | 0 | 0 | 0 | 0 | 0 | 0 | 0.29317 | 0.29936 | 0.3042 | 0.30363 | 0.29624 | 0.28241 | 0.26401 | 0 | 0 | 0 | 0 | 0 | 0 | 62.5 | 61.75 | 60 | 61.25 | 60.25 | 60.5 | 59.75 | 67.25 | 78.25 | 84.5 | 88.75 | 92 | 93.25 | 92.25 | 91.25 | 90.25 | 88.25 | 86.75 | 84 | 78.5 | 73.25 | 69.75 | 64.25 | 62.75 | 0 | 0 | 0 | 0 | 0 | 0 | 0 | 0 | 0 | 0 | 0 | 0.031289 | 0.032005 | 0.032435 | 0.032447 | 0.032073 | 0.031188 | 0.029518 | 0 | 0 | 0 | 0 | 0 | 0
Portfolio Adjusted1-in-10Size: 20 kW to 199.99 kWAll2018May Monthly Peak | Portfolio Adjusted | 1-in-10 | Size: 20 kW to 199.99 kW | All | 2018 | May Monthly Peak | 5 | 16.6684 | 15.9865 | 15.5972 | 15.5037 | 16.0105 | 17.5038 | 19.599 | 22.4309 | 25.8327 | 28.4578 | 30.5284 | 31.8833 | 32.4367 | 32.859 | 32.6779 | 31.7565 | 30.2032 | 28.1729 | 25.7018 | 25.16 | 24.6455 | 22.7173 | 20.2823 | 18.3382 | 0 | 0 | 0 | 0 | 0 | 0 | 0 | 0 | 0 | 0 | 0 | 0.29348 | 0.29858 | 0.30246 | 0.3008 | 0.29232 | 0.27802 | 0.25933 | 0 | 0 | 0 | 0 | 0 | 0 | 65.75 | 65.25 | 65.75 | 65.5 | 64.5 | 63.75 | 63 | 69 | 80 | 85.5 | 89.25 | 92.75 | 92.75 | 91 | 91 | 89 | 85.75 | 84 | 82 | 80.25 | 74.25 | 69.75 | 68.75 | 67 | 0 | 0 | 0 | 0 | 0 | 0 | 0 | 0 | 0 | 0 | 0 | 0.03117 | 0.031769 | 0.032099 | 0.032025 | 0.031561 | 0.030654 | 0.028981 | 0 | 0 | 0 | 0 | 0 | 0
Portfolio Adjusted1-in-10Size: 20 kW to 199.99 kWAll2018June Monthly Peak | Portfolio Adjusted | 1-in-10 | Size: 20 kW to 199.99 kW | All | 2018 | June Monthly Peak | 6 | 16.8758 | 16.186 | 15.7715 | 15.6872 | 16.212 | 17.5913 | 19.6536 | 22.4189 | 25.5632 | 28.2103 | 30.2589 | 31.5185 | 31.9599 | 32.2306 | 32.0599 | 31.3156 | 30.0744 | 28.3355 | 26.0236 | 24.9042 | 24.4934 | 22.7933 | 20.452 | 18.4848 | 0 | 0 | 0 | 0 | 0 | 0 | 0 | 0 | 0 | 0 | 0 | 0.29013 | 0.29419 | 0.29668 | 0.29511 | 0.28826 | 0.27683 | 0.26083 | 0 | 0 | 0 | 0 | 0 | 0 | 65.25 | 62.5 | 61.5 | 61.5 | 61.25 | 60.5 | 62 | 70.75 | 76.25 | 80 | 85 | 87.75 | 89.5 | 90 | 87.5 | 87.5 | 87.25 | 84.75 | 82.5 | 79.75 | 76 | 72.25 | 70.5 | 68 | 0 | 0 | 0 | 0 | 0 | 0 | 0 | 0 | 0 | 0 | 0 | 0.031145 | 0.031631 | 0.031839 | 0.031757 | 0.031368 | 0.030651 | 0.029223 | 0 | 0 | 0 | 0 | 0 | 0
Portfolio Adjusted1-in-10Size: 20 kW to 199.99 kWAll2018July Monthly Peak | Portfolio Adjusted | 1-in-10 | Size: 20 kW to 199.99 kW | All | 2018 | July Monthly Peak | 7 | 17.9834 | 17.2201 | 16.7645 | 16.6725 | 17.2349 | 18.8459 | 21.1702 | 24.1018 | 27.3492 | 30.0616 | 32.1912 | 33.527 | 34.0652 | 34.4399 | 34.3642 | 33.7771 | 32.5277 | 30.6193 | 27.8952 | 26.5681 | 26.1144 | 24.3319 | 21.8499 | 19.7713 | 0 | 0 | 0 | 0 | 0 | 0 | 0 | 0 | 0 | 0 | 0 | 0.30861 | 0.31357 | 0.31702 | 0.31632 | 0.31092 | 0.29941 | 0.28185 | 0 | 0 | 0 | 0 | 0 | 0 | 71 | 71.5 | 71 | 70.75 | 70 | 70 | 69.5 | 72.75 | 76.75 | 81.25 | 86.5 | 91.75 | 92 | 92.25 | 92.5 | 91.75 | 87.75 | 85 | 83.75 | 81.5 | 78.25 | 75 | 73.75 | 72.75 | 0 | 0 | 0 | 0 | 0 | 0 | 0 | 0 | 0 | 0 | 0 | 0.033336 | 0.03391 | 0.034243 | 0.034247 | 0.033947 | 0.033194 | 0.031559 | 0 | 0 | 0 | 0 | 0 | 0
Portfolio Adjusted1-in-10Size: 20 kW to 199.99 kWAll2018August Monthly Peak | Portfolio Adjusted | 1-in-10 | Size: 20 kW to 199.99 kW | All | 2018 | August Monthly Peak | 8 | 18.3642 | 17.557 | 17.0882 | 16.9847 | 17.5904 | 19.3264 | 22.0369 | 25.136 | 28.7471 | 31.6774 | 34.0267 | 35.4165 | 35.9769 | 36.365 | 36.2599 | 35.5327 | 34.1202 | 32.0671 | 29.1368 | 27.9512 | 27.0401 | 24.9826 | 22.3619 | 20.2376 | 0 | 0 | 0 | 0 | 0 | 0 | 0 | 0 | 0 | 0 | 0 | 0.32601 | 0.33116 | 0.33474 | 0.33377 | 0.32708 | 0.31407 | 0.29517 | 0 | 0 | 0 | 0 | 0 | 0 | 73 | 72.2 | 71.6 | 70.4 | 70.4 | 70.2 | 69.4 | 72.4 | 79.4 | 84 | 89.6 | 91.2 | 93 | 91.4 | 91.8 | 91.6 | 90.2 | 89.8 | 85.6 | 82.4 | 78.2 | 76.4 | 75.2 | 75.2 | 0 | 0 | 0 | 0 | 0 | 0 | 0 | 0 | 0 | 0 | 0 | 0.034732 | 0.0353 | 0.035595 | 0.035579 | 0.035235 | 0.034488 | 0.032815 | 0 | 0 | 0 | 0 | 0 | 0
Portfolio Adjusted1-in-10Size: 20 kW to 199.99 kWAll2018September Monthly Peak | Portfolio Adjusted | 1-in-10 | Size: 20 kW to 199.99 kW | All | 2018 | September Monthly Peak | 9 | 18.975 | 18.1869 | 17.7191 | 17.655 | 18.3105 | 20.2106 | 23.3749 | 26.5025 | 30.6019 | 33.8508 | 36.2813 | 37.7484 | 38.2484 | 38.6215 | 38.396 | 37.3435 | 35.5124 | 33.1997 | 30.3206 | 29.6787 | 27.9564 | 25.6721 | 22.9217 | 20.7626 | 0 | 0 | 0 | 0 | 0 | 0 | 0 | 0 | 0 | 0 | 0 | 0.34747 | 0.35207 | 0.35551 | 0.35343 | 0.34374 | 0.32689 | 0.3056 | 0 | 0 | 0 | 0 | 0 | 0 | 70.5 | 70 | 70 | 69.75 | 70 | 68.75 | 71.5 | 73 | 80.75 | 87.5 | 96.75 | 100 | 101.5 | 101 | 99.75 | 98.75 | 97.25 | 95.5 | 92.75 | 84 | 79.5 | 77.25 | 76.25 | 74.25 | 0 | 0 | 0 | 0 | 0 | 0 | 0 | 0 | 0 | 0 | 0 | 0.036403 | 0.036912 | 0.037195 | 0.037074 | 0.036529 | 0.035493 | 0.03358 | 0 | 0 | 0 | 0 | 0 | 0
Portfolio Adjusted1-in-10Size: 20 kW to 199.99 kWAll2018October Monthly Peak | Portfolio Adjusted | 1-in-10 | Size: 20 kW to 199.99 kW | All | 2018 | October Monthly Peak | 10 | 17.4057 | 16.6929 | 16.2789 | 16.1983 | 16.747 | 18.3674 | 21.2984 | 23.6277 | 27.0167 | 30.1103 | 32.6616 | 34.4498 | 35.3266 | 35.983 | 35.8846 | 34.9034 | 33.0789 | 30.7022 | 28.9002 | 27.7218 | 25.9146 | 23.7952 | 21.1892 | 19.1185 | 0 | 0 | 0 | 0 | 0 | 0 | 0 | 0 | 0 | 0 | 0 | 0.31711 | 0.32518 | 0.33122 | 0.33031 | 0.32128 | 0.30449 | 0.28261 | 0 | 0 | 0 | 0 | 0 | 0 | 68.5 | 66.5 | 66.75 | 66.5 | 65 | 64.75 | 64 | 67.5 | 76.25 | 83.75 | 89.5 | 91.75 | 92 | 92.75 | 91.5 | 90.25 | 90.25 | 87.75 | 83 | 79.5 | 75.5 | 72.25 | 69.75 | 69.25 | 0 | 0 | 0 | 0 | 0 | 0 | 0 | 0 | 0 | 0 | 0 | 0.033421 | 0.034358 | 0.034922 | 0.034925 | 0.034422 | 0.033309 | 0.031289 | 0 | 0 | 0 | 0 | 0 | 0
Portfolio Adjusted1-in-10Size: 20 kW to 199.99 kWAll2018November Monthly Peak | Portfolio Adjusted | 1-in-10 | Size: 20 kW to 199.99 kW | All | 2018 | November Monthly Peak | 11 | 16.0656 | 15.5239 | 15.2122 | 15.2133 | 15.7693 | 17.3337 | 19.4565 | 21.6488 | 24.6191 | 27.1045 | 29.1424 | 30.4792 | 31.0843 | 31.5516 | 31.316 | 30.2397 | 28.9733 | 28.4436 | 26.1419 | 24.5983 | 23.0949 | 21.3079 | 19.139 | 17.41 | 0 | 0 | 0 | 0 | 0 | 0 | 0 | 0 | 0 | 0 | 0 | 0.28056 | 0.28613 | 0.29043 | 0.28826 | 0.27835 | 0.2667 | 0.26182 | 0 | 0 | 0 | 0 | 0 | 0 | 63 | 62.2 | 60.8 | 61.6 | 61.2 | 60.6 | 59.8 | 63.4 | 71.6 | 79.2 | 83 | 86.8 | 88 | 88.2 | 88 | 87.2 | 84 | 77.8 | 72.2 | 67.8 | 66 | 62.8 | 62 | 60.8 | 0 | 0 | 0 | 0 | 0 | 0 | 0 | 0 | 0 | 0 | 0 | 0.029959 | 0.03064 | 0.03103 | 0.030876 | 0.030122 | 0.029223 | 0.028726 | 0 | 0 | 0 | 0 | 0 | 0
Portfolio Adjusted1-in-10Size: 20 kW to 199.99 kWAll2018December Monthly Peak | Portfolio Adjusted | 1-in-10 | Size: 20 kW to 199.99 kW | All | 2018 | December Monthly Peak | 12 | 14.3178 | 13.9617 | 13.8227 | 13.9471 | 14.5581 | 16.1408 | 18.1083 | 20.039 | 21.6867 | 22.2891 | 22.4745 | 22.3452 | 22.004 | 21.7985 | 21.4337 | 20.7901 | 20.5361 | 21.5236 | 21.0723 | 20.1246 | 19.1747 | 18.0676 | 16.5436 | 15.3578 | 0 | 0 | 0 | 0 | 0 | 0 | 0 | 0 | 0 | 0 | 0 | 0.20569 | 0.20254 | 0.20065 | 0.1973 | 0.19137 | 0.18903 | 0.19812 | 0 | 0 | 0 | 0 | 0 | 0 | 47.25 | 46.75 | 45.25 | 45 | 45.25 | 45.25 | 44.25 | 45.25 | 47.75 | 50.75 | 53 | 53.25 | 54 | 55 | 56 | 55 | 54.25 | 50.75 | 49.25 | 48.5 | 46.5 | 47.75 | 46 | 45.25 | 0 | 0 | 0 | 0 | 0 | 0 | 0 | 0 | 0 | 0 | 0 | 0.020804 | 0.020581 | 0.020439 | 0.020239 | 0.01984 | 0.019779 | 0.020627 | 0 | 0 | 0 | 0 | 0 | 0
Portfolio Adjusted1-in-10Size: 20 kW to 199.99 kWAll2018Typical Event Day | Portfolio Adjusted | 1-in-10 | Size: 20 kW to 199.99 kW | All | 2018 | Typical Event Day | 8 | 18.2626 | 17.4638 | 17 | 16.8971 | 17.4995 | 19.2209 | 21.9086 | 24.9443 | 28.473 | 31.3342 | 33.6245 | 34.9823 | 35.5456 | 35.9475 | 35.8602 | 35.1514 | 33.7663 | 31.7386 | 28.8608 | 27.6952 | 26.8117 | 24.7834 | 22.1935 | 20.0913 | 0 | 0 | 0 | 0 | 0 | 0 | 0 | 0 | 0 | 0 | 0 | 0.32201 | 0.32719 | 0.33089 | 0.33009 | 0.32357 | 0.31082 | 0.29215 | 0 | 0 | 0 | 0 | 0 | 0 | 69.9375 | 69.05 | 68.525 | 68.1 | 67.9125 | 67.3625 | 68.1 | 72.225 | 78.2875 | 83.1875 | 89.4625 | 92.675 | 94 | 93.6625 | 92.8875 | 92.4 | 90.6125 | 88.7625 | 86.15 | 81.9125 | 77.9875 | 75.225 | 73.925 | 72.55 | 0 | 0 | 0 | 0 | 0 | 0 | 0 | 0 | 0 | 0 | 0 | 0.034354 | 0.03493 | 0.03524 | 0.035239 | 0.034906 | 0.034171 | 0.032514 | 0 | 0 | 0 | 0 | 0 | 0
Portfolio Adjusted1-in-10Size: 20 kW to 199.99 kWAll2019January Monthly Peak | Portfolio Adjusted | 1-in-10 | Size: 20 kW to 199.99 kW | All | 2019 | January Monthly Peak | 1 | 14.2165 | 13.8696 | 13.7701 | 13.9247 | 14.5932 | 16.2396 | 18.9414 | 20.8246 | 22.1551 | 22.2576 | 21.978 | 21.5683 | 21.0211 | 20.6656 | 20.2637 | 19.7799 | 19.7163 | 20.9939 | 20.84 | 20.0033 | 19.1046 | 18.0316 | 16.4813 | 15.3242 | 0 | 0 | 0 | 0 | 0 | 0 | 0 | 0 | 0 | 0 | 0 | 0.19853 | 0.1935 | 0.19023 | 0.18653 | 0.18207 | 0.18149 | 0.19325 | 0 | 0 | 0 | 0 | 0 | 0 | 42 | 41 | 40 | 39.5 | 39 | 38.25 | 38.25 | 38.25 | 45.75 | 51.25 | 55.25 | 57 | 58 | 58.25 | 58 | 56.25 | 54.75 | 52.25 | 50.5 | 47.5 | 46 | 45.25 | 46.75 | 46.25 | 0 | 0 | 0 | 0 | 0 | 0 | 0 | 0 | 0 | 0 | 0 | 0.019552 | 0.019124 | 0.018825 | 0.018584 | 0.018379 | 0.018576 | 0.019747 | 0 | 0 | 0 | 0 | 0 | 0
Portfolio Adjusted1-in-10Size: 20 kW to 199.99 kWAll2019February Monthly Peak | Portfolio Adjusted | 1-in-10 | Size: 20 kW to 199.99 kW | All | 2019 | February Monthly Peak | 2 | 14.6444 | 14.2268 | 14.074 | 14.1643 | 14.768 | 16.3637 | 18.7629 | 20.4901 | 22.1134 | 22.8959 | 23.3302 | 23.4976 | 23.4512 | 23.5041 | 23.3147 | 22.6953 | 22.0409 | 22.2477 | 22.2318 | 21.1663 | 20.1229 | 18.8172 | 17.0693 | 15.7446 | 0 | 0 | 0 | 0 | 0 | 0 | 0 | 0 | 0 | 0 | 0 | 0.21629 | 0.21587 | 0.21635 | 0.21461 | 0.20891 | 0.20289 | 0.20479 | 0 | 0 | 0 | 0 | 0 | 0 | 52.25 | 51.75 | 51.75 | 50.75 | 51.5 | 50.75 | 51.5 | 52 | 52.25 | 53.75 | 54.5 | 55 | 55.75 | 54 | 53.25 | 52 | 49.75 | 48 | 47.25 | 48 | 47.75 | 46.75 | 47.75 | 46.75 | 0 | 0 | 0 | 0 | 0 | 0 | 0 | 0 | 0 | 0 | 0 | 0.022293 | 0.022356 | 0.022425 | 0.022354 | 0.022046 | 0.021715 | 0.021845 | 0 | 0 | 0 | 0 | 0 | 0
Portfolio Adjusted1-in-10Size: 20 kW to 199.99 kWAll2019March Monthly Peak | Portfolio Adjusted | 1-in-10 | Size: 20 kW to 199.99 kW | All | 2019 | March Monthly Peak | 3 | 15.793 | 15.1885 | 14.863 | 14.8123 | 15.3135 | 16.7667 | 19.2996 | 20.9773 | 23.0681 | 24.7913 | 26.2719 | 27.2789 | 27.8448 | 28.4493 | 28.51 | 27.9385 | 26.8282 | 25.49 | 24.1681 | 23.8183 | 22.569 | 20.895 | 18.7759 | 17.0879 | 0 | 0 | 0 | 0 | 0 | 0 | 0 | 0 | 0 | 0 | 0 | 0.2511 | 0.25631 | 0.26187 | 0.26243 | 0.25717 | 0.24695 | 0.23463 | 0 | 0 | 0 | 0 | 0 | 0 | 56 | 54.25 | 52.75 | 53.25 | 53.75 | 54 | 54 | 56.25 | 63.25 | 69 | 73.25 | 76 | 79.25 | 79 | 76.25 | 72.75 | 72.5 | 71 | 67.25 | 62.75 | 61.5 | 59.5 | 59.5 | 57.5 | 0 | 0 | 0 | 0 | 0 | 0 | 0 | 0 | 0 | 0 | 0 | 0.026711 | 0.027394 | 0.027926 | 0.028086 | 0.02787 | 0.02722 | 0.02605 | 0 | 0 | 0 | 0 | 0 | 0
Portfolio Adjusted1-in-10Size: 20 kW to 199.99 kWAll2019April Monthly Peak | Portfolio Adjusted | 1-in-10 | Size: 20 kW to 199.99 kW | All | 2019 | April Monthly Peak | 4 | 16.664 | 15.9504 | 15.5401 | 15.4513 | 15.9435 | 17.4555 | 19.7429 | 22.0279 | 25.3149 | 28.1031 | 30.3712 | 31.8489 | 32.522 | 33.048 | 32.9857 | 32.183 | 30.6808 | 28.6816 | 26.182 | 25.8928 | 24.7935 | 22.8017 | 20.321 | 18.3328 | 0 | 0 | 0 | 0 | 0 | 0 | 0 | 0 | 0 | 0 | 0 | 0.29317 | 0.29936 | 0.3042 | 0.30363 | 0.29624 | 0.28241 | 0.26401 | 0 | 0 | 0 | 0 | 0 | 0 | 62.5 | 61.75 | 60 | 61.25 | 60.25 | 60.5 | 59.75 | 67.25 | 78.25 | 84.5 | 88.75 | 92 | 93.25 | 92.25 | 91.25 | 90.25 | 88.25 | 86.75 | 84 | 78.5 | 73.25 | 69.75 | 64.25 | 62.75 | 0 | 0 | 0 | 0 | 0 | 0 | 0 | 0 | 0 | 0 | 0 | 0.031289 | 0.032005 | 0.032435 | 0.032447 | 0.032073 | 0.031188 | 0.029518 | 0 | 0 | 0 | 0 | 0 | 0
Portfolio Adjusted1-in-10Size: 20 kW to 199.99 kWAll2019May Monthly Peak | Portfolio Adjusted | 1-in-10 | Size: 20 kW to 199.99 kW | All | 2019 | May Monthly Peak | 5 | 16.6684 | 15.9865 | 15.5972 | 15.5037 | 16.0105 | 17.5038 | 19.599 | 22.4309 | 25.8327 | 28.4578 | 30.5284 | 31.8833 | 32.4367 | 32.859 | 32.6779 | 31.7565 | 30.2032 | 28.1729 | 25.7018 | 25.16 | 24.6455 | 22.7173 | 20.2823 | 18.3382 | 0 | 0 | 0 | 0 | 0 | 0 | 0 | 0 | 0 | 0 | 0 | 0.29348 | 0.29858 | 0.30246 | 0.3008 | 0.29232 | 0.27802 | 0.25933 | 0 | 0 | 0 | 0 | 0 | 0 | 65.75 | 65.25 | 65.75 | 65.5 | 64.5 | 63.75 | 63 | 69 | 80 | 85.5 | 89.25 | 92.75 | 92.75 | 91 | 91 | 89 | 85.75 | 84 | 82 | 80.25 | 74.25 | 69.75 | 68.75 | 67 | 0 | 0 | 0 | 0 | 0 | 0 | 0 | 0 | 0 | 0 | 0 | 0.03117 | 0.031769 | 0.032099 | 0.032025 | 0.031561 | 0.030654 | 0.028981 | 0 | 0 | 0 | 0 | 0 | 0
Portfolio Adjusted1-in-10Size: 20 kW to 199.99 kWAll2019June Monthly Peak | Portfolio Adjusted | 1-in-10 | Size: 20 kW to 199.99 kW | All | 2019 | June Monthly Peak | 6 | 16.8758 | 16.186 | 15.7715 | 15.6872 | 16.212 | 17.5913 | 19.6536 | 22.4189 | 25.5632 | 28.2103 | 30.2589 | 31.5185 | 31.9599 | 32.2306 | 32.0599 | 31.3156 | 30.0744 | 28.3355 | 26.0236 | 24.9042 | 24.4934 | 22.7933 | 20.452 | 18.4848 | 0 | 0 | 0 | 0 | 0 | 0 | 0 | 0 | 0 | 0 | 0 | 0.29013 | 0.29419 | 0.29668 | 0.29511 | 0.28826 | 0.27683 | 0.26083 | 0 | 0 | 0 | 0 | 0 | 0 | 65.25 | 62.5 | 61.5 | 61.5 | 61.25 | 60.5 | 62 | 70.75 | 76.25 | 80 | 85 | 87.75 | 89.5 | 90 | 87.5 | 87.5 | 87.25 | 84.75 | 82.5 | 79.75 | 76 | 72.25 | 70.5 | 68 | 0 | 0 | 0 | 0 | 0 | 0 | 0 | 0 | 0 | 0 | 0 | 0.031145 | 0.031631 | 0.031839 | 0.031757 | 0.031368 | 0.030651 | 0.029223 | 0 | 0 | 0 | 0 | 0 | 0
Portfolio Adjusted1-in-10Size: 20 kW to 199.99 kWAll2019July Monthly Peak | Portfolio Adjusted | 1-in-10 | Size: 20 kW to 199.99 kW | All | 2019 | July Monthly Peak | 7 | 17.9834 | 17.2201 | 16.7645 | 16.6725 | 17.2349 | 18.8459 | 21.1702 | 24.1018 | 27.3492 | 30.0616 | 32.1912 | 33.527 | 34.0652 | 34.4399 | 34.3642 | 33.7771 | 32.5277 | 30.6193 | 27.8952 | 26.5681 | 26.1144 | 24.3319 | 21.8499 | 19.7713 | 0 | 0 | 0 | 0 | 0 | 0 | 0 | 0 | 0 | 0 | 0 | 0.30861 | 0.31357 | 0.31702 | 0.31632 | 0.31092 | 0.29941 | 0.28185 | 0 | 0 | 0 | 0 | 0 | 0 | 71 | 71.5 | 71 | 70.75 | 70 | 70 | 69.5 | 72.75 | 76.75 | 81.25 | 86.5 | 91.75 | 92 | 92.25 | 92.5 | 91.75 | 87.75 | 85 | 83.75 | 81.5 | 78.25 | 75 | 73.75 | 72.75 | 0 | 0 | 0 | 0 | 0 | 0 | 0 | 0 | 0 | 0 | 0 | 0.033336 | 0.03391 | 0.034243 | 0.034247 | 0.033947 | 0.033194 | 0.031559 | 0 | 0 | 0 | 0 | 0 | 0
Portfolio Adjusted1-in-10Size: 20 kW to 199.99 kWAll2019August Monthly Peak | Portfolio Adjusted | 1-in-10 | Size: 20 kW to 199.99 kW | All | 2019 | August Monthly Peak | 8 | 18.3642 | 17.557 | 17.0882 | 16.9847 | 17.5904 | 19.3264 | 22.0369 | 25.136 | 28.7471 | 31.6774 | 34.0267 | 35.4165 | 35.9769 | 36.365 | 36.2599 | 35.5327 | 34.1202 | 32.0671 | 29.1368 | 27.9512 | 27.0401 | 24.9826 | 22.3619 | 20.2376 | 0 | 0 | 0 | 0 | 0 | 0 | 0 | 0 | 0 | 0 | 0 | 0.32601 | 0.33116 | 0.33474 | 0.33377 | 0.32708 | 0.31407 | 0.29517 | 0 | 0 | 0 | 0 | 0 | 0 | 73 | 72.2 | 71.6 | 70.4 | 70.4 | 70.2 | 69.4 | 72.4 | 79.4 | 84 | 89.6 | 91.2 | 93 | 91.4 | 91.8 | 91.6 | 90.2 | 89.8 | 85.6 | 82.4 | 78.2 | 76.4 | 75.2 | 75.2 | 0 | 0 | 0 | 0 | 0 | 0 | 0 | 0 | 0 | 0 | 0 | 0.034732 | 0.0353 | 0.035595 | 0.035579 | 0.035235 | 0.034488 | 0.032815 | 0 | 0 | 0 | 0 | 0 | 0
Portfolio Adjusted1-in-10Size: 20 kW to 199.99 kWAll2019September Monthly Peak | Portfolio Adjusted | 1-in-10 | Size: 20 kW to 199.99 kW | All | 2019 | September Monthly Peak | 9 | 18.975 | 18.1869 | 17.7191 | 17.655 | 18.3105 | 20.2106 | 23.3749 | 26.5025 | 30.6019 | 33.8508 | 36.2813 | 37.7484 | 38.2484 | 38.6215 | 38.396 | 37.3435 | 35.5124 | 33.1997 | 30.3206 | 29.6787 | 27.9564 | 25.6721 | 22.9217 | 20.7626 | 0 | 0 | 0 | 0 | 0 | 0 | 0 | 0 | 0 | 0 | 0 | 0.34747 | 0.35207 | 0.35551 | 0.35343 | 0.34374 | 0.32689 | 0.3056 | 0 | 0 | 0 | 0 | 0 | 0 | 70.5 | 70 | 70 | 69.75 | 70 | 68.75 | 71.5 | 73 | 80.75 | 87.5 | 96.75 | 100 | 101.5 | 101 | 99.75 | 98.75 | 97.25 | 95.5 | 92.75 | 84 | 79.5 | 77.25 | 76.25 | 74.25 | 0 | 0 | 0 | 0 | 0 | 0 | 0 | 0 | 0 | 0 | 0 | 0.036403 | 0.036912 | 0.037195 | 0.037074 | 0.036529 | 0.035493 | 0.03358 | 0 | 0 | 0 | 0 | 0 | 0
Portfolio Adjusted1-in-10Size: 20 kW to 199.99 kWAll2019October Monthly Peak | Portfolio Adjusted | 1-in-10 | Size: 20 kW to 199.99 kW | All | 2019 | October Monthly Peak | 10 | 17.4057 | 16.6929 | 16.2789 | 16.1983 | 16.747 | 18.3674 | 21.2984 | 23.6277 | 27.0167 | 30.1103 | 32.6616 | 34.4498 | 35.3266 | 35.983 | 35.8846 | 34.9034 | 33.0789 | 30.7022 | 28.9002 | 27.7218 | 25.9146 | 23.7952 | 21.1892 | 19.1185 | 0 | 0 | 0 | 0 | 0 | 0 | 0 | 0 | 0 | 0 | 0 | 0.31711 | 0.32518 | 0.33122 | 0.33031 | 0.32128 | 0.30449 | 0.28261 | 0 | 0 | 0 | 0 | 0 | 0 | 68.5 | 66.5 | 66.75 | 66.5 | 65 | 64.75 | 64 | 67.5 | 76.25 | 83.75 | 89.5 | 91.75 | 92 | 92.75 | 91.5 | 90.25 | 90.25 | 87.75 | 83 | 79.5 | 75.5 | 72.25 | 69.75 | 69.25 | 0 | 0 | 0 | 0 | 0 | 0 | 0 | 0 | 0 | 0 | 0 | 0.033421 | 0.034358 | 0.034922 | 0.034925 | 0.034422 | 0.033309 | 0.031289 | 0 | 0 | 0 | 0 | 0 | 0
Portfolio Adjusted1-in-10Size: 20 kW to 199.99 kWAll2019November Monthly Peak | Portfolio Adjusted | 1-in-10 | Size: 20 kW to 199.99 kW | All | 2019 | November Monthly Peak | 11 | 16.0656 | 15.5239 | 15.2122 | 15.2133 | 15.7693 | 17.3337 | 19.4565 | 21.6488 | 24.6191 | 27.1045 | 29.1424 | 30.4792 | 31.0843 | 31.5516 | 31.316 | 30.2397 | 28.9733 | 28.4436 | 26.1419 | 24.5983 | 23.0949 | 21.3079 | 19.139 | 17.41 | 0 | 0 | 0 | 0 | 0 | 0 | 0 | 0 | 0 | 0 | 0 | 0.28056 | 0.28613 | 0.29043 | 0.28826 | 0.27835 | 0.2667 | 0.26182 | 0 | 0 | 0 | 0 | 0 | 0 | 63 | 62.2 | 60.8 | 61.6 | 61.2 | 60.6 | 59.8 | 63.4 | 71.6 | 79.2 | 83 | 86.8 | 88 | 88.2 | 88 | 87.2 | 84 | 77.8 | 72.2 | 67.8 | 66 | 62.8 | 62 | 60.8 | 0 | 0 | 0 | 0 | 0 | 0 | 0 | 0 | 0 | 0 | 0 | 0.029959 | 0.03064 | 0.03103 | 0.030876 | 0.030122 | 0.029223 | 0.028726 | 0 | 0 | 0 | 0 | 0 | 0
Portfolio Adjusted1-in-10Size: 20 kW to 199.99 kWAll2019December Monthly Peak | Portfolio Adjusted | 1-in-10 | Size: 20 kW to 199.99 kW | All | 2019 | December Monthly Peak | 12 | 14.3178 | 13.9617 | 13.8227 | 13.9471 | 14.5581 | 16.1408 | 18.1083 | 20.039 | 21.6867 | 22.2891 | 22.4745 | 22.3452 | 22.004 | 21.7985 | 21.4337 | 20.7901 | 20.5361 | 21.5236 | 21.0723 | 20.1246 | 19.1747 | 18.0676 | 16.5436 | 15.3578 | 0 | 0 | 0 | 0 | 0 | 0 | 0 | 0 | 0 | 0 | 0 | 0.20569 | 0.20254 | 0.20065 | 0.1973 | 0.19137 | 0.18903 | 0.19812 | 0 | 0 | 0 | 0 | 0 | 0 | 47.25 | 46.75 | 45.25 | 45 | 45.25 | 45.25 | 44.25 | 45.25 | 47.75 | 50.75 | 53 | 53.25 | 54 | 55 | 56 | 55 | 54.25 | 50.75 | 49.25 | 48.5 | 46.5 | 47.75 | 46 | 45.25 | 0 | 0 | 0 | 0 | 0 | 0 | 0 | 0 | 0 | 0 | 0 | 0.020804 | 0.020581 | 0.020439 | 0.020239 | 0.01984 | 0.019779 | 0.020627 | 0 | 0 | 0 | 0 | 0 | 0
Portfolio Adjusted1-in-10Size: 20 kW to 199.99 kWAll2019Typical Event Day | Portfolio Adjusted | 1-in-10 | Size: 20 kW to 199.99 kW | All | 2019 | Typical Event Day | 8 | 18.2626 | 17.4638 | 17 | 16.8971 | 17.4995 | 19.2209 | 21.9086 | 24.9443 | 28.473 | 31.3342 | 33.6245 | 34.9823 | 35.5456 | 35.9475 | 35.8602 | 35.1514 | 33.7663 | 31.7386 | 28.8608 | 27.6952 | 26.8117 | 24.7834 | 22.1935 | 20.0913 | 0 | 0 | 0 | 0 | 0 | 0 | 0 | 0 | 0 | 0 | 0 | 0.32201 | 0.32719 | 0.33089 | 0.33009 | 0.32357 | 0.31082 | 0.29215 | 0 | 0 | 0 | 0 | 0 | 0 | 69.9375 | 69.05 | 68.525 | 68.1 | 67.9125 | 67.3625 | 68.1 | 72.225 | 78.2875 | 83.1875 | 89.4625 | 92.675 | 94 | 93.6625 | 92.8875 | 92.4 | 90.6125 | 88.7625 | 86.15 | 81.9125 | 77.9875 | 75.225 | 73.925 | 72.55 | 0 | 0 | 0 | 0 | 0 | 0 | 0 | 0 | 0 | 0 | 0 | 0.034354 | 0.03493 | 0.03524 | 0.035239 | 0.034906 | 0.034171 | 0.032514 | 0 | 0 | 0 | 0 | 0 | 0
Portfolio Adjusted1-in-10Size: 20 kW to 199.99 kWAll2020January Monthly Peak | Portfolio Adjusted | 1-in-10 | Size: 20 kW to 199.99 kW | All | 2020 | January Monthly Peak | 1 | 14.2165 | 13.8696 | 13.7701 | 13.9247 | 14.5932 | 16.2396 | 18.9414 | 20.8246 | 22.1551 | 22.2576 | 21.978 | 21.5683 | 21.0211 | 20.6656 | 20.2637 | 19.7799 | 19.7163 | 20.9939 | 20.84 | 20.0033 | 19.1046 | 18.0316 | 16.4813 | 15.3242 | 0 | 0 | 0 | 0 | 0 | 0 | 0 | 0 | 0 | 0 | 0 | 0.19853 | 0.1935 | 0.19023 | 0.18653 | 0.18207 | 0.18149 | 0.19325 | 0 | 0 | 0 | 0 | 0 | 0 | 42 | 41 | 40 | 39.5 | 39 | 38.25 | 38.25 | 38.25 | 45.75 | 51.25 | 55.25 | 57 | 58 | 58.25 | 58 | 56.25 | 54.75 | 52.25 | 50.5 | 47.5 | 46 | 45.25 | 46.75 | 46.25 | 0 | 0 | 0 | 0 | 0 | 0 | 0 | 0 | 0 | 0 | 0 | 0.019552 | 0.019124 | 0.018825 | 0.018584 | 0.018379 | 0.018576 | 0.019747 | 0 | 0 | 0 | 0 | 0 | 0
Portfolio Adjusted1-in-10Size: 20 kW to 199.99 kWAll2020February Monthly Peak | Portfolio Adjusted | 1-in-10 | Size: 20 kW to 199.99 kW | All | 2020 | February Monthly Peak | 2 | 14.6444 | 14.2268 | 14.074 | 14.1643 | 14.768 | 16.3637 | 18.7629 | 20.4901 | 22.1134 | 22.8959 | 23.3302 | 23.4976 | 23.4512 | 23.5041 | 23.3147 | 22.6953 | 22.0409 | 22.2477 | 22.2318 | 21.1663 | 20.1229 | 18.8172 | 17.0693 | 15.7446 | 0 | 0 | 0 | 0 | 0 | 0 | 0 | 0 | 0 | 0 | 0 | 0.21629 | 0.21587 | 0.21635 | 0.21461 | 0.20891 | 0.20289 | 0.20479 | 0 | 0 | 0 | 0 | 0 | 0 | 52.25 | 51.75 | 51.75 | 50.75 | 51.5 | 50.75 | 51.5 | 52 | 52.25 | 53.75 | 54.5 | 55 | 55.75 | 54 | 53.25 | 52 | 49.75 | 48 | 47.25 | 48 | 47.75 | 46.75 | 47.75 | 46.75 | 0 | 0 | 0 | 0 | 0 | 0 | 0 | 0 | 0 | 0 | 0 | 0.022293 | 0.022356 | 0.022425 | 0.022354 | 0.022046 | 0.021715 | 0.021845 | 0 | 0 | 0 | 0 | 0 | 0
Portfolio Adjusted1-in-10Size: 20 kW to 199.99 kWAll2020March Monthly Peak | Portfolio Adjusted | 1-in-10 | Size: 20 kW to 199.99 kW | All | 2020 | March Monthly Peak | 3 | 15.793 | 15.1885 | 14.863 | 14.8123 | 15.3135 | 16.7667 | 19.2996 | 20.9773 | 23.0681 | 24.7913 | 26.2719 | 27.2789 | 27.8448 | 28.4493 | 28.51 | 27.9385 | 26.8282 | 25.49 | 24.1681 | 23.8183 | 22.569 | 20.895 | 18.7759 | 17.0879 | 0 | 0 | 0 | 0 | 0 | 0 | 0 | 0 | 0 | 0 | 0 | 0.2511 | 0.25631 | 0.26187 | 0.26243 | 0.25717 | 0.24695 | 0.23463 | 0 | 0 | 0 | 0 | 0 | 0 | 56 | 54.25 | 52.75 | 53.25 | 53.75 | 54 | 54 | 56.25 | 63.25 | 69 | 73.25 | 76 | 79.25 | 79 | 76.25 | 72.75 | 72.5 | 71 | 67.25 | 62.75 | 61.5 | 59.5 | 59.5 | 57.5 | 0 | 0 | 0 | 0 | 0 | 0 | 0 | 0 | 0 | 0 | 0 | 0.026711 | 0.027394 | 0.027926 | 0.028086 | 0.02787 | 0.02722 | 0.02605 | 0 | 0 | 0 | 0 | 0 | 0
Portfolio Adjusted1-in-10Size: 20 kW to 199.99 kWAll2020April Monthly Peak | Portfolio Adjusted | 1-in-10 | Size: 20 kW to 199.99 kW | All | 2020 | April Monthly Peak | 4 | 16.664 | 15.9504 | 15.5401 | 15.4513 | 15.9435 | 17.4555 | 19.7429 | 22.0279 | 25.3149 | 28.1031 | 30.3712 | 31.8489 | 32.522 | 33.048 | 32.9857 | 32.183 | 30.6808 | 28.6816 | 26.182 | 25.8928 | 24.7935 | 22.8017 | 20.321 | 18.3328 | 0 | 0 | 0 | 0 | 0 | 0 | 0 | 0 | 0 | 0 | 0 | 0.29317 | 0.29936 | 0.3042 | 0.30363 | 0.29624 | 0.28241 | 0.26401 | 0 | 0 | 0 | 0 | 0 | 0 | 62.5 | 61.75 | 60 | 61.25 | 60.25 | 60.5 | 59.75 | 67.25 | 78.25 | 84.5 | 88.75 | 92 | 93.25 | 92.25 | 91.25 | 90.25 | 88.25 | 86.75 | 84 | 78.5 | 73.25 | 69.75 | 64.25 | 62.75 | 0 | 0 | 0 | 0 | 0 | 0 | 0 | 0 | 0 | 0 | 0 | 0.031289 | 0.032005 | 0.032435 | 0.032447 | 0.032073 | 0.031188 | 0.029518 | 0 | 0 | 0 | 0 | 0 | 0
Portfolio Adjusted1-in-10Size: 20 kW to 199.99 kWAll2020May Monthly Peak | Portfolio Adjusted | 1-in-10 | Size: 20 kW to 199.99 kW | All | 2020 | May Monthly Peak | 5 | 16.6684 | 15.9865 | 15.5972 | 15.5037 | 16.0105 | 17.5038 | 19.599 | 22.4309 | 25.8327 | 28.4578 | 30.5284 | 31.8833 | 32.4367 | 32.859 | 32.6779 | 31.7565 | 30.2032 | 28.1729 | 25.7018 | 25.16 | 24.6455 | 22.7173 | 20.2823 | 18.3382 | 0 | 0 | 0 | 0 | 0 | 0 | 0 | 0 | 0 | 0 | 0 | 0.29348 | 0.29858 | 0.30246 | 0.3008 | 0.29232 | 0.27802 | 0.25933 | 0 | 0 | 0 | 0 | 0 | 0 | 65.75 | 65.25 | 65.75 | 65.5 | 64.5 | 63.75 | 63 | 69 | 80 | 85.5 | 89.25 | 92.75 | 92.75 | 91 | 91 | 89 | 85.75 | 84 | 82 | 80.25 | 74.25 | 69.75 | 68.75 | 67 | 0 | 0 | 0 | 0 | 0 | 0 | 0 | 0 | 0 | 0 | 0 | 0.03117 | 0.031769 | 0.032099 | 0.032025 | 0.031561 | 0.030654 | 0.028981 | 0 | 0 | 0 | 0 | 0 | 0
Portfolio Adjusted1-in-10Size: 20 kW to 199.99 kWAll2020June Monthly Peak | Portfolio Adjusted | 1-in-10 | Size: 20 kW to 199.99 kW | All | 2020 | June Monthly Peak | 6 | 16.8758 | 16.186 | 15.7715 | 15.6872 | 16.212 | 17.5913 | 19.6536 | 22.4189 | 25.5632 | 28.2103 | 30.2589 | 31.5185 | 31.9599 | 32.2306 | 32.0599 | 31.3156 | 30.0744 | 28.3355 | 26.0236 | 24.9042 | 24.4934 | 22.7933 | 20.452 | 18.4848 | 0 | 0 | 0 | 0 | 0 | 0 | 0 | 0 | 0 | 0 | 0 | 0.29013 | 0.29419 | 0.29668 | 0.29511 | 0.28826 | 0.27683 | 0.26083 | 0 | 0 | 0 | 0 | 0 | 0 | 65.25 | 62.5 | 61.5 | 61.5 | 61.25 | 60.5 | 62 | 70.75 | 76.25 | 80 | 85 | 87.75 | 89.5 | 90 | 87.5 | 87.5 | 87.25 | 84.75 | 82.5 | 79.75 | 76 | 72.25 | 70.5 | 68 | 0 | 0 | 0 | 0 | 0 | 0 | 0 | 0 | 0 | 0 | 0 | 0.031145 | 0.031631 | 0.031839 | 0.031757 | 0.031368 | 0.030651 | 0.029223 | 0 | 0 | 0 | 0 | 0 | 0
Portfolio Adjusted1-in-10Size: 20 kW to 199.99 kWAll2020July Monthly Peak | Portfolio Adjusted | 1-in-10 | Size: 20 kW to 199.99 kW | All | 2020 | July Monthly Peak | 7 | 17.9834 | 17.2201 | 16.7645 | 16.6725 | 17.2349 | 18.8459 | 21.1702 | 24.1018 | 27.3492 | 30.0616 | 32.1912 | 33.527 | 34.0652 | 34.4399 | 34.3642 | 33.7771 | 32.5277 | 30.6193 | 27.8952 | 26.5681 | 26.1144 | 24.3319 | 21.8499 | 19.7713 | 0 | 0 | 0 | 0 | 0 | 0 | 0 | 0 | 0 | 0 | 0 | 0.30861 | 0.31357 | 0.31702 | 0.31632 | 0.31092 | 0.29941 | 0.28185 | 0 | 0 | 0 | 0 | 0 | 0 | 71 | 71.5 | 71 | 70.75 | 70 | 70 | 69.5 | 72.75 | 76.75 | 81.25 | 86.5 | 91.75 | 92 | 92.25 | 92.5 | 91.75 | 87.75 | 85 | 83.75 | 81.5 | 78.25 | 75 | 73.75 | 72.75 | 0 | 0 | 0 | 0 | 0 | 0 | 0 | 0 | 0 | 0 | 0 | 0.033336 | 0.03391 | 0.034243 | 0.034247 | 0.033947 | 0.033194 | 0.031559 | 0 | 0 | 0 | 0 | 0 | 0
Portfolio Adjusted1-in-10Size: 20 kW to 199.99 kWAll2020August Monthly Peak | Portfolio Adjusted | 1-in-10 | Size: 20 kW to 199.99 kW | All | 2020 | August Monthly Peak | 8 | 18.3642 | 17.557 | 17.0882 | 16.9847 | 17.5904 | 19.3264 | 22.0369 | 25.136 | 28.7471 | 31.6774 | 34.0267 | 35.4165 | 35.9769 | 36.365 | 36.2599 | 35.5327 | 34.1202 | 32.0671 | 29.1368 | 27.9512 | 27.0401 | 24.9826 | 22.3619 | 20.2376 | 0 | 0 | 0 | 0 | 0 | 0 | 0 | 0 | 0 | 0 | 0 | 0.32601 | 0.33116 | 0.33474 | 0.33377 | 0.32708 | 0.31407 | 0.29517 | 0 | 0 | 0 | 0 | 0 | 0 | 73 | 72.2 | 71.6 | 70.4 | 70.4 | 70.2 | 69.4 | 72.4 | 79.4 | 84 | 89.6 | 91.2 | 93 | 91.4 | 91.8 | 91.6 | 90.2 | 89.8 | 85.6 | 82.4 | 78.2 | 76.4 | 75.2 | 75.2 | 0 | 0 | 0 | 0 | 0 | 0 | 0 | 0 | 0 | 0 | 0 | 0.034732 | 0.0353 | 0.035595 | 0.035579 | 0.035235 | 0.034488 | 0.032815 | 0 | 0 | 0 | 0 | 0 | 0
Portfolio Adjusted1-in-10Size: 20 kW to 199.99 kWAll2020September Monthly Peak | Portfolio Adjusted | 1-in-10 | Size: 20 kW to 199.99 kW | All | 2020 | September Monthly Peak | 9 | 18.975 | 18.1869 | 17.7191 | 17.655 | 18.3105 | 20.2106 | 23.3749 | 26.5025 | 30.6019 | 33.8508 | 36.2813 | 37.7484 | 38.2484 | 38.6215 | 38.396 | 37.3435 | 35.5124 | 33.1997 | 30.3206 | 29.6787 | 27.9564 | 25.6721 | 22.9217 | 20.7626 | 0 | 0 | 0 | 0 | 0 | 0 | 0 | 0 | 0 | 0 | 0 | 0.34747 | 0.35207 | 0.35551 | 0.35343 | 0.34374 | 0.32689 | 0.3056 | 0 | 0 | 0 | 0 | 0 | 0 | 70.5 | 70 | 70 | 69.75 | 70 | 68.75 | 71.5 | 73 | 80.75 | 87.5 | 96.75 | 100 | 101.5 | 101 | 99.75 | 98.75 | 97.25 | 95.5 | 92.75 | 84 | 79.5 | 77.25 | 76.25 | 74.25 | 0 | 0 | 0 | 0 | 0 | 0 | 0 | 0 | 0 | 0 | 0 | 0.036403 | 0.036912 | 0.037195 | 0.037074 | 0.036529 | 0.035493 | 0.03358 | 0 | 0 | 0 | 0 | 0 | 0
Portfolio Adjusted1-in-10Size: 20 kW to 199.99 kWAll2020October Monthly Peak | Portfolio Adjusted | 1-in-10 | Size: 20 kW to 199.99 kW | All | 2020 | October Monthly Peak | 10 | 17.4057 | 16.6929 | 16.2789 | 16.1983 | 16.747 | 18.3674 | 21.2984 | 23.6277 | 27.0167 | 30.1103 | 32.6616 | 34.4498 | 35.3266 | 35.983 | 35.8846 | 34.9034 | 33.0789 | 30.7022 | 28.9002 | 27.7218 | 25.9146 | 23.7952 | 21.1892 | 19.1185 | 0 | 0 | 0 | 0 | 0 | 0 | 0 | 0 | 0 | 0 | 0 | 0.31711 | 0.32518 | 0.33122 | 0.33031 | 0.32128 | 0.30449 | 0.28261 | 0 | 0 | 0 | 0 | 0 | 0 | 68.5 | 66.5 | 66.75 | 66.5 | 65 | 64.75 | 64 | 67.5 | 76.25 | 83.75 | 89.5 | 91.75 | 92 | 92.75 | 91.5 | 90.25 | 90.25 | 87.75 | 83 | 79.5 | 75.5 | 72.25 | 69.75 | 69.25 | 0 | 0 | 0 | 0 | 0 | 0 | 0 | 0 | 0 | 0 | 0 | 0.033421 | 0.034358 | 0.034922 | 0.034925 | 0.034422 | 0.033309 | 0.031289 | 0 | 0 | 0 | 0 | 0 | 0
Portfolio Adjusted1-in-10Size: 20 kW to 199.99 kWAll2020November Monthly Peak | Portfolio Adjusted | 1-in-10 | Size: 20 kW to 199.99 kW | All | 2020 | November Monthly Peak | 11 | 16.0656 | 15.5239 | 15.2122 | 15.2133 | 15.7693 | 17.3337 | 19.4565 | 21.6488 | 24.6191 | 27.1045 | 29.1424 | 30.4792 | 31.0843 | 31.5516 | 31.316 | 30.2397 | 28.9733 | 28.4436 | 26.1419 | 24.5983 | 23.0949 | 21.3079 | 19.139 | 17.41 | 0 | 0 | 0 | 0 | 0 | 0 | 0 | 0 | 0 | 0 | 0 | 0.28056 | 0.28613 | 0.29043 | 0.28826 | 0.27835 | 0.2667 | 0.26182 | 0 | 0 | 0 | 0 | 0 | 0 | 63 | 62.2 | 60.8 | 61.6 | 61.2 | 60.6 | 59.8 | 63.4 | 71.6 | 79.2 | 83 | 86.8 | 88 | 88.2 | 88 | 87.2 | 84 | 77.8 | 72.2 | 67.8 | 66 | 62.8 | 62 | 60.8 | 0 | 0 | 0 | 0 | 0 | 0 | 0 | 0 | 0 | 0 | 0 | 0.029959 | 0.03064 | 0.03103 | 0.030876 | 0.030122 | 0.029223 | 0.028726 | 0 | 0 | 0 | 0 | 0 | 0
Portfolio Adjusted1-in-10Size: 20 kW to 199.99 kWAll2020December Monthly Peak | Portfolio Adjusted | 1-in-10 | Size: 20 kW to 199.99 kW | All | 2020 | December Monthly Peak | 12 | 14.3178 | 13.9617 | 13.8227 | 13.9471 | 14.5581 | 16.1408 | 18.1083 | 20.039 | 21.6867 | 22.2891 | 22.4745 | 22.3452 | 22.004 | 21.7985 | 21.4337 | 20.7901 | 20.5361 | 21.5236 | 21.0723 | 20.1246 | 19.1747 | 18.0676 | 16.5436 | 15.3578 | 0 | 0 | 0 | 0 | 0 | 0 | 0 | 0 | 0 | 0 | 0 | 0.20569 | 0.20254 | 0.20065 | 0.1973 | 0.19137 | 0.18903 | 0.19812 | 0 | 0 | 0 | 0 | 0 | 0 | 47.25 | 46.75 | 45.25 | 45 | 45.25 | 45.25 | 44.25 | 45.25 | 47.75 | 50.75 | 53 | 53.25 | 54 | 55 | 56 | 55 | 54.25 | 50.75 | 49.25 | 48.5 | 46.5 | 47.75 | 46 | 45.25 | 0 | 0 | 0 | 0 | 0 | 0 | 0 | 0 | 0 | 0 | 0 | 0.020804 | 0.020581 | 0.020439 | 0.020239 | 0.01984 | 0.019779 | 0.020627 | 0 | 0 | 0 | 0 | 0 | 0
Portfolio Adjusted1-in-10Size: 20 kW to 199.99 kWAll2020Typical Event Day | Portfolio Adjusted | 1-in-10 | Size: 20 kW to 199.99 kW | All | 2020 | Typical Event Day | 8 | 18.2626 | 17.4638 | 17 | 16.8971 | 17.4995 | 19.2209 | 21.9086 | 24.9443 | 28.473 | 31.3342 | 33.6245 | 34.9823 | 35.5456 | 35.9475 | 35.8602 | 35.1514 | 33.7663 | 31.7386 | 28.8608 | 27.6952 | 26.8117 | 24.7834 | 22.1935 | 20.0913 | 0 | 0 | 0 | 0 | 0 | 0 | 0 | 0 | 0 | 0 | 0 | 0.32201 | 0.32719 | 0.33089 | 0.33009 | 0.32357 | 0.31082 | 0.29215 | 0 | 0 | 0 | 0 | 0 | 0 | 69.9375 | 69.05 | 68.525 | 68.1 | 67.9125 | 67.3625 | 68.1 | 72.225 | 78.2875 | 83.1875 | 89.4625 | 92.675 | 94 | 93.6625 | 92.8875 | 92.4 | 90.6125 | 88.7625 | 86.15 | 81.9125 | 77.9875 | 75.225 | 73.925 | 72.55 | 0 | 0 | 0 | 0 | 0 | 0 | 0 | 0 | 0 | 0 | 0 | 0.034354 | 0.03493 | 0.03524 | 0.035239 | 0.034906 | 0.034171 | 0.032514 | 0 | 0 | 0 | 0 | 0 | 0
Portfolio Adjusted1-in-10Size: 20 kW to 199.99 kWAll2021January Monthly Peak | Portfolio Adjusted | 1-in-10 | Size: 20 kW to 199.99 kW | All | 2021 | January Monthly Peak | 1 | 14.2165 | 13.8696 | 13.7701 | 13.9247 | 14.5932 | 16.2396 | 18.9414 | 20.8246 | 22.1551 | 22.2576 | 21.978 | 21.5683 | 21.0211 | 20.6656 | 20.2637 | 19.7799 | 19.7163 | 20.9939 | 20.84 | 20.0033 | 19.1046 | 18.0316 | 16.4813 | 15.3242 | 0 | 0 | 0 | 0 | 0 | 0 | 0 | 0 | 0 | 0 | 0 | 0.19853 | 0.1935 | 0.19023 | 0.18653 | 0.18207 | 0.18149 | 0.19325 | 0 | 0 | 0 | 0 | 0 | 0 | 42 | 41 | 40 | 39.5 | 39 | 38.25 | 38.25 | 38.25 | 45.75 | 51.25 | 55.25 | 57 | 58 | 58.25 | 58 | 56.25 | 54.75 | 52.25 | 50.5 | 47.5 | 46 | 45.25 | 46.75 | 46.25 | 0 | 0 | 0 | 0 | 0 | 0 | 0 | 0 | 0 | 0 | 0 | 0.019552 | 0.019124 | 0.018825 | 0.018584 | 0.018379 | 0.018576 | 0.019747 | 0 | 0 | 0 | 0 | 0 | 0
Portfolio Adjusted1-in-10Size: 20 kW to 199.99 kWAll2021February Monthly Peak | Portfolio Adjusted | 1-in-10 | Size: 20 kW to 199.99 kW | All | 2021 | February Monthly Peak | 2 | 14.6444 | 14.2268 | 14.074 | 14.1643 | 14.768 | 16.3637 | 18.7629 | 20.4901 | 22.1134 | 22.8959 | 23.3302 | 23.4976 | 23.4512 | 23.5041 | 23.3147 | 22.6953 | 22.0409 | 22.2477 | 22.2318 | 21.1663 | 20.1229 | 18.8172 | 17.0693 | 15.7446 | 0 | 0 | 0 | 0 | 0 | 0 | 0 | 0 | 0 | 0 | 0 | 0.21629 | 0.21587 | 0.21635 | 0.21461 | 0.20891 | 0.20289 | 0.20479 | 0 | 0 | 0 | 0 | 0 | 0 | 52.25 | 51.75 | 51.75 | 50.75 | 51.5 | 50.75 | 51.5 | 52 | 52.25 | 53.75 | 54.5 | 55 | 55.75 | 54 | 53.25 | 52 | 49.75 | 48 | 47.25 | 48 | 47.75 | 46.75 | 47.75 | 46.75 | 0 | 0 | 0 | 0 | 0 | 0 | 0 | 0 | 0 | 0 | 0 | 0.022293 | 0.022356 | 0.022425 | 0.022354 | 0.022046 | 0.021715 | 0.021845 | 0 | 0 | 0 | 0 | 0 | 0
Portfolio Adjusted1-in-10Size: 20 kW to 199.99 kWAll2021March Monthly Peak | Portfolio Adjusted | 1-in-10 | Size: 20 kW to 199.99 kW | All | 2021 | March Monthly Peak | 3 | 15.793 | 15.1885 | 14.863 | 14.8123 | 15.3135 | 16.7667 | 19.2996 | 20.9773 | 23.0681 | 24.7913 | 26.2719 | 27.2789 | 27.8448 | 28.4493 | 28.51 | 27.9385 | 26.8282 | 25.49 | 24.1681 | 23.8183 | 22.569 | 20.895 | 18.7759 | 17.0879 | 0 | 0 | 0 | 0 | 0 | 0 | 0 | 0 | 0 | 0 | 0 | 0.2511 | 0.25631 | 0.26187 | 0.26243 | 0.25717 | 0.24695 | 0.23463 | 0 | 0 | 0 | 0 | 0 | 0 | 56 | 54.25 | 52.75 | 53.25 | 53.75 | 54 | 54 | 56.25 | 63.25 | 69 | 73.25 | 76 | 79.25 | 79 | 76.25 | 72.75 | 72.5 | 71 | 67.25 | 62.75 | 61.5 | 59.5 | 59.5 | 57.5 | 0 | 0 | 0 | 0 | 0 | 0 | 0 | 0 | 0 | 0 | 0 | 0.026711 | 0.027394 | 0.027926 | 0.028086 | 0.02787 | 0.02722 | 0.02605 | 0 | 0 | 0 | 0 | 0 | 0
Portfolio Adjusted1-in-10Size: 20 kW to 199.99 kWAll2021April Monthly Peak | Portfolio Adjusted | 1-in-10 | Size: 20 kW to 199.99 kW | All | 2021 | April Monthly Peak | 4 | 16.664 | 15.9504 | 15.5401 | 15.4513 | 15.9435 | 17.4555 | 19.7429 | 22.0279 | 25.3149 | 28.1031 | 30.3712 | 31.8489 | 32.522 | 33.048 | 32.9857 | 32.183 | 30.6808 | 28.6816 | 26.182 | 25.8928 | 24.7935 | 22.8017 | 20.321 | 18.3328 | 0 | 0 | 0 | 0 | 0 | 0 | 0 | 0 | 0 | 0 | 0 | 0.29317 | 0.29936 | 0.3042 | 0.30363 | 0.29624 | 0.28241 | 0.26401 | 0 | 0 | 0 | 0 | 0 | 0 | 62.5 | 61.75 | 60 | 61.25 | 60.25 | 60.5 | 59.75 | 67.25 | 78.25 | 84.5 | 88.75 | 92 | 93.25 | 92.25 | 91.25 | 90.25 | 88.25 | 86.75 | 84 | 78.5 | 73.25 | 69.75 | 64.25 | 62.75 | 0 | 0 | 0 | 0 | 0 | 0 | 0 | 0 | 0 | 0 | 0 | 0.031289 | 0.032005 | 0.032435 | 0.032447 | 0.032073 | 0.031188 | 0.029518 | 0 | 0 | 0 | 0 | 0 | 0
Portfolio Adjusted1-in-10Size: 20 kW to 199.99 kWAll2021May Monthly Peak | Portfolio Adjusted | 1-in-10 | Size: 20 kW to 199.99 kW | All | 2021 | May Monthly Peak | 5 | 16.6684 | 15.9865 | 15.5972 | 15.5037 | 16.0105 | 17.5038 | 19.599 | 22.4309 | 25.8327 | 28.4578 | 30.5284 | 31.8833 | 32.4367 | 32.859 | 32.6779 | 31.7565 | 30.2032 | 28.1729 | 25.7018 | 25.16 | 24.6455 | 22.7173 | 20.2823 | 18.3382 | 0 | 0 | 0 | 0 | 0 | 0 | 0 | 0 | 0 | 0 | 0 | 0.29348 | 0.29858 | 0.30246 | 0.3008 | 0.29232 | 0.27802 | 0.25933 | 0 | 0 | 0 | 0 | 0 | 0 | 65.75 | 65.25 | 65.75 | 65.5 | 64.5 | 63.75 | 63 | 69 | 80 | 85.5 | 89.25 | 92.75 | 92.75 | 91 | 91 | 89 | 85.75 | 84 | 82 | 80.25 | 74.25 | 69.75 | 68.75 | 67 | 0 | 0 | 0 | 0 | 0 | 0 | 0 | 0 | 0 | 0 | 0 | 0.03117 | 0.031769 | 0.032099 | 0.032025 | 0.031561 | 0.030654 | 0.028981 | 0 | 0 | 0 | 0 | 0 | 0
Portfolio Adjusted1-in-10Size: 20 kW to 199.99 kWAll2021June Monthly Peak | Portfolio Adjusted | 1-in-10 | Size: 20 kW to 199.99 kW | All | 2021 | June Monthly Peak | 6 | 16.8758 | 16.186 | 15.7715 | 15.6872 | 16.212 | 17.5913 | 19.6536 | 22.4189 | 25.5632 | 28.2103 | 30.2589 | 31.5185 | 31.9599 | 32.2306 | 32.0599 | 31.3156 | 30.0744 | 28.3355 | 26.0236 | 24.9042 | 24.4934 | 22.7933 | 20.452 | 18.4848 | 0 | 0 | 0 | 0 | 0 | 0 | 0 | 0 | 0 | 0 | 0 | 0.29013 | 0.29419 | 0.29668 | 0.29511 | 0.28826 | 0.27683 | 0.26083 | 0 | 0 | 0 | 0 | 0 | 0 | 65.25 | 62.5 | 61.5 | 61.5 | 61.25 | 60.5 | 62 | 70.75 | 76.25 | 80 | 85 | 87.75 | 89.5 | 90 | 87.5 | 87.5 | 87.25 | 84.75 | 82.5 | 79.75 | 76 | 72.25 | 70.5 | 68 | 0 | 0 | 0 | 0 | 0 | 0 | 0 | 0 | 0 | 0 | 0 | 0.031145 | 0.031631 | 0.031839 | 0.031757 | 0.031368 | 0.030651 | 0.029223 | 0 | 0 | 0 | 0 | 0 | 0
Portfolio Adjusted1-in-10Size: 20 kW to 199.99 kWAll2021July Monthly Peak | Portfolio Adjusted | 1-in-10 | Size: 20 kW to 199.99 kW | All | 2021 | July Monthly Peak | 7 | 17.9834 | 17.2201 | 16.7645 | 16.6725 | 17.2349 | 18.8459 | 21.1702 | 24.1018 | 27.3492 | 30.0616 | 32.1912 | 33.527 | 34.0652 | 34.4399 | 34.3642 | 33.7771 | 32.5277 | 30.6193 | 27.8952 | 26.5681 | 26.1144 | 24.3319 | 21.8499 | 19.7713 | 0 | 0 | 0 | 0 | 0 | 0 | 0 | 0 | 0 | 0 | 0 | 0.30861 | 0.31357 | 0.31702 | 0.31632 | 0.31092 | 0.29941 | 0.28185 | 0 | 0 | 0 | 0 | 0 | 0 | 71 | 71.5 | 71 | 70.75 | 70 | 70 | 69.5 | 72.75 | 76.75 | 81.25 | 86.5 | 91.75 | 92 | 92.25 | 92.5 | 91.75 | 87.75 | 85 | 83.75 | 81.5 | 78.25 | 75 | 73.75 | 72.75 | 0 | 0 | 0 | 0 | 0 | 0 | 0 | 0 | 0 | 0 | 0 | 0.033336 | 0.03391 | 0.034243 | 0.034247 | 0.033947 | 0.033194 | 0.031559 | 0 | 0 | 0 | 0 | 0 | 0
Portfolio Adjusted1-in-10Size: 20 kW to 199.99 kWAll2021August Monthly Peak | Portfolio Adjusted | 1-in-10 | Size: 20 kW to 199.99 kW | All | 2021 | August Monthly Peak | 8 | 18.3642 | 17.557 | 17.0882 | 16.9847 | 17.5904 | 19.3264 | 22.0369 | 25.136 | 28.7471 | 31.6774 | 34.0267 | 35.4165 | 35.9769 | 36.365 | 36.2599 | 35.5327 | 34.1202 | 32.0671 | 29.1368 | 27.9512 | 27.0401 | 24.9826 | 22.3619 | 20.2376 | 0 | 0 | 0 | 0 | 0 | 0 | 0 | 0 | 0 | 0 | 0 | 0.32601 | 0.33116 | 0.33474 | 0.33377 | 0.32708 | 0.31407 | 0.29517 | 0 | 0 | 0 | 0 | 0 | 0 | 73 | 72.2 | 71.6 | 70.4 | 70.4 | 70.2 | 69.4 | 72.4 | 79.4 | 84 | 89.6 | 91.2 | 93 | 91.4 | 91.8 | 91.6 | 90.2 | 89.8 | 85.6 | 82.4 | 78.2 | 76.4 | 75.2 | 75.2 | 0 | 0 | 0 | 0 | 0 | 0 | 0 | 0 | 0 | 0 | 0 | 0.034732 | 0.0353 | 0.035595 | 0.035579 | 0.035235 | 0.034488 | 0.032815 | 0 | 0 | 0 | 0 | 0 | 0
Portfolio Adjusted1-in-10Size: 20 kW to 199.99 kWAll2021September Monthly Peak | Portfolio Adjusted | 1-in-10 | Size: 20 kW to 199.99 kW | All | 2021 | September Monthly Peak | 9 | 18.975 | 18.1869 | 17.7191 | 17.655 | 18.3105 | 20.2106 | 23.3749 | 26.5025 | 30.6019 | 33.8508 | 36.2813 | 37.7484 | 38.2484 | 38.6215 | 38.396 | 37.3435 | 35.5124 | 33.1997 | 30.3206 | 29.6787 | 27.9564 | 25.6721 | 22.9217 | 20.7626 | 0 | 0 | 0 | 0 | 0 | 0 | 0 | 0 | 0 | 0 | 0 | 0.34747 | 0.35207 | 0.35551 | 0.35343 | 0.34374 | 0.32689 | 0.3056 | 0 | 0 | 0 | 0 | 0 | 0 | 70.5 | 70 | 70 | 69.75 | 70 | 68.75 | 71.5 | 73 | 80.75 | 87.5 | 96.75 | 100 | 101.5 | 101 | 99.75 | 98.75 | 97.25 | 95.5 | 92.75 | 84 | 79.5 | 77.25 | 76.25 | 74.25 | 0 | 0 | 0 | 0 | 0 | 0 | 0 | 0 | 0 | 0 | 0 | 0.036403 | 0.036912 | 0.037195 | 0.037074 | 0.036529 | 0.035493 | 0.03358 | 0 | 0 | 0 | 0 | 0 | 0
Portfolio Adjusted1-in-10Size: 20 kW to 199.99 kWAll2021October Monthly Peak | Portfolio Adjusted | 1-in-10 | Size: 20 kW to 199.99 kW | All | 2021 | October Monthly Peak | 10 | 17.4057 | 16.6929 | 16.2789 | 16.1983 | 16.747 | 18.3674 | 21.2984 | 23.6277 | 27.0167 | 30.1103 | 32.6616 | 34.4498 | 35.3266 | 35.983 | 35.8846 | 34.9034 | 33.0789 | 30.7022 | 28.9002 | 27.7218 | 25.9146 | 23.7952 | 21.1892 | 19.1185 | 0 | 0 | 0 | 0 | 0 | 0 | 0 | 0 | 0 | 0 | 0 | 0.31711 | 0.32518 | 0.33122 | 0.33031 | 0.32128 | 0.30449 | 0.28261 | 0 | 0 | 0 | 0 | 0 | 0 | 68.5 | 66.5 | 66.75 | 66.5 | 65 | 64.75 | 64 | 67.5 | 76.25 | 83.75 | 89.5 | 91.75 | 92 | 92.75 | 91.5 | 90.25 | 90.25 | 87.75 | 83 | 79.5 | 75.5 | 72.25 | 69.75 | 69.25 | 0 | 0 | 0 | 0 | 0 | 0 | 0 | 0 | 0 | 0 | 0 | 0.033421 | 0.034358 | 0.034922 | 0.034925 | 0.034422 | 0.033309 | 0.031289 | 0 | 0 | 0 | 0 | 0 | 0
Portfolio Adjusted1-in-10Size: 20 kW to 199.99 kWAll2021November Monthly Peak | Portfolio Adjusted | 1-in-10 | Size: 20 kW to 199.99 kW | All | 2021 | November Monthly Peak | 11 | 16.0656 | 15.5239 | 15.2122 | 15.2133 | 15.7693 | 17.3337 | 19.4565 | 21.6488 | 24.6191 | 27.1045 | 29.1424 | 30.4792 | 31.0843 | 31.5516 | 31.316 | 30.2397 | 28.9733 | 28.4436 | 26.1419 | 24.5983 | 23.0949 | 21.3079 | 19.139 | 17.41 | 0 | 0 | 0 | 0 | 0 | 0 | 0 | 0 | 0 | 0 | 0 | 0.28056 | 0.28613 | 0.29043 | 0.28826 | 0.27835 | 0.2667 | 0.26182 | 0 | 0 | 0 | 0 | 0 | 0 | 63 | 62.2 | 60.8 | 61.6 | 61.2 | 60.6 | 59.8 | 63.4 | 71.6 | 79.2 | 83 | 86.8 | 88 | 88.2 | 88 | 87.2 | 84 | 77.8 | 72.2 | 67.8 | 66 | 62.8 | 62 | 60.8 | 0 | 0 | 0 | 0 | 0 | 0 | 0 | 0 | 0 | 0 | 0 | 0.029959 | 0.03064 | 0.03103 | 0.030876 | 0.030122 | 0.029223 | 0.028726 | 0 | 0 | 0 | 0 | 0 | 0
Portfolio Adjusted1-in-10Size: 20 kW to 199.99 kWAll2021December Monthly Peak | Portfolio Adjusted | 1-in-10 | Size: 20 kW to 199.99 kW | All | 2021 | December Monthly Peak | 12 | 14.3178 | 13.9617 | 13.8227 | 13.9471 | 14.5581 | 16.1408 | 18.1083 | 20.039 | 21.6867 | 22.2891 | 22.4745 | 22.3452 | 22.004 | 21.7985 | 21.4337 | 20.7901 | 20.5361 | 21.5236 | 21.0723 | 20.1246 | 19.1747 | 18.0676 | 16.5436 | 15.3578 | 0 | 0 | 0 | 0 | 0 | 0 | 0 | 0 | 0 | 0 | 0 | 0.20569 | 0.20254 | 0.20065 | 0.1973 | 0.19137 | 0.18903 | 0.19812 | 0 | 0 | 0 | 0 | 0 | 0 | 47.25 | 46.75 | 45.25 | 45 | 45.25 | 45.25 | 44.25 | 45.25 | 47.75 | 50.75 | 53 | 53.25 | 54 | 55 | 56 | 55 | 54.25 | 50.75 | 49.25 | 48.5 | 46.5 | 47.75 | 46 | 45.25 | 0 | 0 | 0 | 0 | 0 | 0 | 0 | 0 | 0 | 0 | 0 | 0.020804 | 0.020581 | 0.020439 | 0.020239 | 0.01984 | 0.019779 | 0.020627 | 0 | 0 | 0 | 0 | 0 | 0
Portfolio Adjusted1-in-10Size: 20 kW to 199.99 kWAll2021Typical Event Day | Portfolio Adjusted | 1-in-10 | Size: 20 kW to 199.99 kW | All | 2021 | Typical Event Day | 8 | 18.2626 | 17.4638 | 17 | 16.8971 | 17.4995 | 19.2209 | 21.9086 | 24.9443 | 28.473 | 31.3342 | 33.6245 | 34.9823 | 35.5456 | 35.9475 | 35.8602 | 35.1514 | 33.7663 | 31.7386 | 28.8608 | 27.6952 | 26.8117 | 24.7834 | 22.1935 | 20.0913 | 0 | 0 | 0 | 0 | 0 | 0 | 0 | 0 | 0 | 0 | 0 | 0.32201 | 0.32719 | 0.33089 | 0.33009 | 0.32357 | 0.31082 | 0.29215 | 0 | 0 | 0 | 0 | 0 | 0 | 69.9375 | 69.05 | 68.525 | 68.1 | 67.9125 | 67.3625 | 68.1 | 72.225 | 78.2875 | 83.1875 | 89.4625 | 92.675 | 94 | 93.6625 | 92.8875 | 92.4 | 90.6125 | 88.7625 | 86.15 | 81.9125 | 77.9875 | 75.225 | 73.925 | 72.55 | 0 | 0 | 0 | 0 | 0 | 0 | 0 | 0 | 0 | 0 | 0 | 0.034354 | 0.03493 | 0.03524 | 0.035239 | 0.034906 | 0.034171 | 0.032514 | 0 | 0 | 0 | 0 | 0 | 0
Portfolio Adjusted1-in-10Size: 20 kW to 199.99 kWAll2022January Monthly Peak | Portfolio Adjusted | 1-in-10 | Size: 20 kW to 199.99 kW | All | 2022 | January Monthly Peak | 1 | 14.2165 | 13.8696 | 13.7701 | 13.9247 | 14.5932 | 16.2396 | 18.9414 | 20.8246 | 22.1551 | 22.2576 | 21.978 | 21.5683 | 21.0211 | 20.6656 | 20.2637 | 19.7799 | 19.7163 | 20.9939 | 20.84 | 20.0033 | 19.1046 | 18.0316 | 16.4813 | 15.3242 | 0 | 0 | 0 | 0 | 0 | 0 | 0 | 0 | 0 | 0 | 0 | 0.19853 | 0.1935 | 0.19023 | 0.18653 | 0.18207 | 0.18149 | 0.19325 | 0 | 0 | 0 | 0 | 0 | 0 | 42 | 41 | 40 | 39.5 | 39 | 38.25 | 38.25 | 38.25 | 45.75 | 51.25 | 55.25 | 57 | 58 | 58.25 | 58 | 56.25 | 54.75 | 52.25 | 50.5 | 47.5 | 46 | 45.25 | 46.75 | 46.25 | 0 | 0 | 0 | 0 | 0 | 0 | 0 | 0 | 0 | 0 | 0 | 0.019552 | 0.019124 | 0.018825 | 0.018584 | 0.018379 | 0.018576 | 0.019747 | 0 | 0 | 0 | 0 | 0 | 0
Portfolio Adjusted1-in-10Size: 20 kW to 199.99 kWAll2022February Monthly Peak | Portfolio Adjusted | 1-in-10 | Size: 20 kW to 199.99 kW | All | 2022 | February Monthly Peak | 2 | 14.6444 | 14.2268 | 14.074 | 14.1643 | 14.768 | 16.3637 | 18.7629 | 20.4901 | 22.1134 | 22.8959 | 23.3302 | 23.4976 | 23.4512 | 23.5041 | 23.3147 | 22.6953 | 22.0409 | 22.2477 | 22.2318 | 21.1663 | 20.1229 | 18.8172 | 17.0693 | 15.7446 | 0 | 0 | 0 | 0 | 0 | 0 | 0 | 0 | 0 | 0 | 0 | 0.21629 | 0.21587 | 0.21635 | 0.21461 | 0.20891 | 0.20289 | 0.20479 | 0 | 0 | 0 | 0 | 0 | 0 | 52.25 | 51.75 | 51.75 | 50.75 | 51.5 | 50.75 | 51.5 | 52 | 52.25 | 53.75 | 54.5 | 55 | 55.75 | 54 | 53.25 | 52 | 49.75 | 48 | 47.25 | 48 | 47.75 | 46.75 | 47.75 | 46.75 | 0 | 0 | 0 | 0 | 0 | 0 | 0 | 0 | 0 | 0 | 0 | 0.022293 | 0.022356 | 0.022425 | 0.022354 | 0.022046 | 0.021715 | 0.021845 | 0 | 0 | 0 | 0 | 0 | 0
Portfolio Adjusted1-in-10Size: 20 kW to 199.99 kWAll2022March Monthly Peak | Portfolio Adjusted | 1-in-10 | Size: 20 kW to 199.99 kW | All | 2022 | March Monthly Peak | 3 | 15.793 | 15.1885 | 14.863 | 14.8123 | 15.3135 | 16.7667 | 19.2996 | 20.9773 | 23.0681 | 24.7913 | 26.2719 | 27.2789 | 27.8448 | 28.4493 | 28.51 | 27.9385 | 26.8282 | 25.49 | 24.1681 | 23.8183 | 22.569 | 20.895 | 18.7759 | 17.0879 | 0 | 0 | 0 | 0 | 0 | 0 | 0 | 0 | 0 | 0 | 0 | 0.2511 | 0.25631 | 0.26187 | 0.26243 | 0.25717 | 0.24695 | 0.23463 | 0 | 0 | 0 | 0 | 0 | 0 | 56 | 54.25 | 52.75 | 53.25 | 53.75 | 54 | 54 | 56.25 | 63.25 | 69 | 73.25 | 76 | 79.25 | 79 | 76.25 | 72.75 | 72.5 | 71 | 67.25 | 62.75 | 61.5 | 59.5 | 59.5 | 57.5 | 0 | 0 | 0 | 0 | 0 | 0 | 0 | 0 | 0 | 0 | 0 | 0.026711 | 0.027394 | 0.027926 | 0.028086 | 0.02787 | 0.02722 | 0.02605 | 0 | 0 | 0 | 0 | 0 | 0
Portfolio Adjusted1-in-10Size: 20 kW to 199.99 kWAll2022April Monthly Peak | Portfolio Adjusted | 1-in-10 | Size: 20 kW to 199.99 kW | All | 2022 | April Monthly Peak | 4 | 16.664 | 15.9504 | 15.5401 | 15.4513 | 15.9435 | 17.4555 | 19.7429 | 22.0279 | 25.3149 | 28.1031 | 30.3712 | 31.8489 | 32.522 | 33.048 | 32.9857 | 32.183 | 30.6808 | 28.6816 | 26.182 | 25.8928 | 24.7935 | 22.8017 | 20.321 | 18.3328 | 0 | 0 | 0 | 0 | 0 | 0 | 0 | 0 | 0 | 0 | 0 | 0.29317 | 0.29936 | 0.3042 | 0.30363 | 0.29624 | 0.28241 | 0.26401 | 0 | 0 | 0 | 0 | 0 | 0 | 62.5 | 61.75 | 60 | 61.25 | 60.25 | 60.5 | 59.75 | 67.25 | 78.25 | 84.5 | 88.75 | 92 | 93.25 | 92.25 | 91.25 | 90.25 | 88.25 | 86.75 | 84 | 78.5 | 73.25 | 69.75 | 64.25 | 62.75 | 0 | 0 | 0 | 0 | 0 | 0 | 0 | 0 | 0 | 0 | 0 | 0.031289 | 0.032005 | 0.032435 | 0.032447 | 0.032073 | 0.031188 | 0.029518 | 0 | 0 | 0 | 0 | 0 | 0
Portfolio Adjusted1-in-10Size: 20 kW to 199.99 kWAll2022May Monthly Peak | Portfolio Adjusted | 1-in-10 | Size: 20 kW to 199.99 kW | All | 2022 | May Monthly Peak | 5 | 16.6684 | 15.9865 | 15.5972 | 15.5037 | 16.0105 | 17.5038 | 19.599 | 22.4309 | 25.8327 | 28.4578 | 30.5284 | 31.8833 | 32.4367 | 32.859 | 32.6779 | 31.7565 | 30.2032 | 28.1729 | 25.7018 | 25.16 | 24.6455 | 22.7173 | 20.2823 | 18.3382 | 0 | 0 | 0 | 0 | 0 | 0 | 0 | 0 | 0 | 0 | 0 | 0.29348 | 0.29858 | 0.30246 | 0.3008 | 0.29232 | 0.27802 | 0.25933 | 0 | 0 | 0 | 0 | 0 | 0 | 65.75 | 65.25 | 65.75 | 65.5 | 64.5 | 63.75 | 63 | 69 | 80 | 85.5 | 89.25 | 92.75 | 92.75 | 91 | 91 | 89 | 85.75 | 84 | 82 | 80.25 | 74.25 | 69.75 | 68.75 | 67 | 0 | 0 | 0 | 0 | 0 | 0 | 0 | 0 | 0 | 0 | 0 | 0.03117 | 0.031769 | 0.032099 | 0.032025 | 0.031561 | 0.030654 | 0.028981 | 0 | 0 | 0 | 0 | 0 | 0
Portfolio Adjusted1-in-10Size: 20 kW to 199.99 kWAll2022June Monthly Peak | Portfolio Adjusted | 1-in-10 | Size: 20 kW to 199.99 kW | All | 2022 | June Monthly Peak | 6 | 16.8758 | 16.186 | 15.7715 | 15.6872 | 16.212 | 17.5913 | 19.6536 | 22.4189 | 25.5632 | 28.2103 | 30.2589 | 31.5185 | 31.9599 | 32.2306 | 32.0599 | 31.3156 | 30.0744 | 28.3355 | 26.0236 | 24.9042 | 24.4934 | 22.7933 | 20.452 | 18.4848 | 0 | 0 | 0 | 0 | 0 | 0 | 0 | 0 | 0 | 0 | 0 | 0.29013 | 0.29419 | 0.29668 | 0.29511 | 0.28826 | 0.27683 | 0.26083 | 0 | 0 | 0 | 0 | 0 | 0 | 65.25 | 62.5 | 61.5 | 61.5 | 61.25 | 60.5 | 62 | 70.75 | 76.25 | 80 | 85 | 87.75 | 89.5 | 90 | 87.5 | 87.5 | 87.25 | 84.75 | 82.5 | 79.75 | 76 | 72.25 | 70.5 | 68 | 0 | 0 | 0 | 0 | 0 | 0 | 0 | 0 | 0 | 0 | 0 | 0.031145 | 0.031631 | 0.031839 | 0.031757 | 0.031368 | 0.030651 | 0.029223 | 0 | 0 | 0 | 0 | 0 | 0
Portfolio Adjusted1-in-10Size: 20 kW to 199.99 kWAll2022July Monthly Peak | Portfolio Adjusted | 1-in-10 | Size: 20 kW to 199.99 kW | All | 2022 | July Monthly Peak | 7 | 17.9834 | 17.2201 | 16.7645 | 16.6725 | 17.2349 | 18.8459 | 21.1702 | 24.1018 | 27.3492 | 30.0616 | 32.1912 | 33.527 | 34.0652 | 34.4399 | 34.3642 | 33.7771 | 32.5277 | 30.6193 | 27.8952 | 26.5681 | 26.1144 | 24.3319 | 21.8499 | 19.7713 | 0 | 0 | 0 | 0 | 0 | 0 | 0 | 0 | 0 | 0 | 0 | 0.30861 | 0.31357 | 0.31702 | 0.31632 | 0.31092 | 0.29941 | 0.28185 | 0 | 0 | 0 | 0 | 0 | 0 | 71 | 71.5 | 71 | 70.75 | 70 | 70 | 69.5 | 72.75 | 76.75 | 81.25 | 86.5 | 91.75 | 92 | 92.25 | 92.5 | 91.75 | 87.75 | 85 | 83.75 | 81.5 | 78.25 | 75 | 73.75 | 72.75 | 0 | 0 | 0 | 0 | 0 | 0 | 0 | 0 | 0 | 0 | 0 | 0.033336 | 0.03391 | 0.034243 | 0.034247 | 0.033947 | 0.033194 | 0.031559 | 0 | 0 | 0 | 0 | 0 | 0
Portfolio Adjusted1-in-10Size: 20 kW to 199.99 kWAll2022August Monthly Peak | Portfolio Adjusted | 1-in-10 | Size: 20 kW to 199.99 kW | All | 2022 | August Monthly Peak | 8 | 18.3642 | 17.557 | 17.0882 | 16.9847 | 17.5904 | 19.3264 | 22.0369 | 25.136 | 28.7471 | 31.6774 | 34.0267 | 35.4165 | 35.9769 | 36.365 | 36.2599 | 35.5327 | 34.1202 | 32.0671 | 29.1368 | 27.9512 | 27.0401 | 24.9826 | 22.3619 | 20.2376 | 0 | 0 | 0 | 0 | 0 | 0 | 0 | 0 | 0 | 0 | 0 | 0.32601 | 0.33116 | 0.33474 | 0.33377 | 0.32708 | 0.31407 | 0.29517 | 0 | 0 | 0 | 0 | 0 | 0 | 73 | 72.2 | 71.6 | 70.4 | 70.4 | 70.2 | 69.4 | 72.4 | 79.4 | 84 | 89.6 | 91.2 | 93 | 91.4 | 91.8 | 91.6 | 90.2 | 89.8 | 85.6 | 82.4 | 78.2 | 76.4 | 75.2 | 75.2 | 0 | 0 | 0 | 0 | 0 | 0 | 0 | 0 | 0 | 0 | 0 | 0.034732 | 0.0353 | 0.035595 | 0.035579 | 0.035235 | 0.034488 | 0.032815 | 0 | 0 | 0 | 0 | 0 | 0
Portfolio Adjusted1-in-10Size: 20 kW to 199.99 kWAll2022September Monthly Peak | Portfolio Adjusted | 1-in-10 | Size: 20 kW to 199.99 kW | All | 2022 | September Monthly Peak | 9 | 18.975 | 18.1869 | 17.7191 | 17.655 | 18.3105 | 20.2106 | 23.3749 | 26.5025 | 30.6019 | 33.8508 | 36.2813 | 37.7484 | 38.2484 | 38.6215 | 38.396 | 37.3435 | 35.5124 | 33.1997 | 30.3206 | 29.6787 | 27.9564 | 25.6721 | 22.9217 | 20.7626 | 0 | 0 | 0 | 0 | 0 | 0 | 0 | 0 | 0 | 0 | 0 | 0.34747 | 0.35207 | 0.35551 | 0.35343 | 0.34374 | 0.32689 | 0.3056 | 0 | 0 | 0 | 0 | 0 | 0 | 70.5 | 70 | 70 | 69.75 | 70 | 68.75 | 71.5 | 73 | 80.75 | 87.5 | 96.75 | 100 | 101.5 | 101 | 99.75 | 98.75 | 97.25 | 95.5 | 92.75 | 84 | 79.5 | 77.25 | 76.25 | 74.25 | 0 | 0 | 0 | 0 | 0 | 0 | 0 | 0 | 0 | 0 | 0 | 0.036403 | 0.036912 | 0.037195 | 0.037074 | 0.036529 | 0.035493 | 0.03358 | 0 | 0 | 0 | 0 | 0 | 0
Portfolio Adjusted1-in-10Size: 20 kW to 199.99 kWAll2022October Monthly Peak | Portfolio Adjusted | 1-in-10 | Size: 20 kW to 199.99 kW | All | 2022 | October Monthly Peak | 10 | 17.4057 | 16.6929 | 16.2789 | 16.1983 | 16.747 | 18.3674 | 21.2984 | 23.6277 | 27.0167 | 30.1103 | 32.6616 | 34.4498 | 35.3266 | 35.983 | 35.8846 | 34.9034 | 33.0789 | 30.7022 | 28.9002 | 27.7218 | 25.9146 | 23.7952 | 21.1892 | 19.1185 | 0 | 0 | 0 | 0 | 0 | 0 | 0 | 0 | 0 | 0 | 0 | 0.31711 | 0.32518 | 0.33122 | 0.33031 | 0.32128 | 0.30449 | 0.28261 | 0 | 0 | 0 | 0 | 0 | 0 | 68.5 | 66.5 | 66.75 | 66.5 | 65 | 64.75 | 64 | 67.5 | 76.25 | 83.75 | 89.5 | 91.75 | 92 | 92.75 | 91.5 | 90.25 | 90.25 | 87.75 | 83 | 79.5 | 75.5 | 72.25 | 69.75 | 69.25 | 0 | 0 | 0 | 0 | 0 | 0 | 0 | 0 | 0 | 0 | 0 | 0.033421 | 0.034358 | 0.034922 | 0.034925 | 0.034422 | 0.033309 | 0.031289 | 0 | 0 | 0 | 0 | 0 | 0
Portfolio Adjusted1-in-10Size: 20 kW to 199.99 kWAll2022November Monthly Peak | Portfolio Adjusted | 1-in-10 | Size: 20 kW to 199.99 kW | All | 2022 | November Monthly Peak | 11 | 16.0656 | 15.5239 | 15.2122 | 15.2133 | 15.7693 | 17.3337 | 19.4565 | 21.6488 | 24.6191 | 27.1045 | 29.1424 | 30.4792 | 31.0843 | 31.5516 | 31.316 | 30.2397 | 28.9733 | 28.4436 | 26.1419 | 24.5983 | 23.0949 | 21.3079 | 19.139 | 17.41 | 0 | 0 | 0 | 0 | 0 | 0 | 0 | 0 | 0 | 0 | 0 | 0.28056 | 0.28613 | 0.29043 | 0.28826 | 0.27835 | 0.2667 | 0.26182 | 0 | 0 | 0 | 0 | 0 | 0 | 63 | 62.2 | 60.8 | 61.6 | 61.2 | 60.6 | 59.8 | 63.4 | 71.6 | 79.2 | 83 | 86.8 | 88 | 88.2 | 88 | 87.2 | 84 | 77.8 | 72.2 | 67.8 | 66 | 62.8 | 62 | 60.8 | 0 | 0 | 0 | 0 | 0 | 0 | 0 | 0 | 0 | 0 | 0 | 0.029959 | 0.03064 | 0.03103 | 0.030876 | 0.030122 | 0.029223 | 0.028726 | 0 | 0 | 0 | 0 | 0 | 0
Portfolio Adjusted1-in-10Size: 20 kW to 199.99 kWAll2022December Monthly Peak | Portfolio Adjusted | 1-in-10 | Size: 20 kW to 199.99 kW | All | 2022 | December Monthly Peak | 12 | 14.3178 | 13.9617 | 13.8227 | 13.9471 | 14.5581 | 16.1408 | 18.1083 | 20.039 | 21.6867 | 22.2891 | 22.4745 | 22.3452 | 22.004 | 21.7985 | 21.4337 | 20.7901 | 20.5361 | 21.5236 | 21.0723 | 20.1246 | 19.1747 | 18.0676 | 16.5436 | 15.3578 | 0 | 0 | 0 | 0 | 0 | 0 | 0 | 0 | 0 | 0 | 0 | 0.20569 | 0.20254 | 0.20065 | 0.1973 | 0.19137 | 0.18903 | 0.19812 | 0 | 0 | 0 | 0 | 0 | 0 | 47.25 | 46.75 | 45.25 | 45 | 45.25 | 45.25 | 44.25 | 45.25 | 47.75 | 50.75 | 53 | 53.25 | 54 | 55 | 56 | 55 | 54.25 | 50.75 | 49.25 | 48.5 | 46.5 | 47.75 | 46 | 45.25 | 0 | 0 | 0 | 0 | 0 | 0 | 0 | 0 | 0 | 0 | 0 | 0.020804 | 0.020581 | 0.020439 | 0.020239 | 0.01984 | 0.019779 | 0.020627 | 0 | 0 | 0 | 0 | 0 | 0
Portfolio Adjusted1-in-10Size: 20 kW to 199.99 kWAll2022Typical Event Day | Portfolio Adjusted | 1-in-10 | Size: 20 kW to 199.99 kW | All | 2022 | Typical Event Day | 8 | 18.2626 | 17.4638 | 17 | 16.8971 | 17.4995 | 19.2209 | 21.9086 | 24.9443 | 28.473 | 31.3342 | 33.6245 | 34.9823 | 35.5456 | 35.9475 | 35.8602 | 35.1514 | 33.7663 | 31.7386 | 28.8608 | 27.6952 | 26.8117 | 24.7834 | 22.1935 | 20.0913 | 0 | 0 | 0 | 0 | 0 | 0 | 0 | 0 | 0 | 0 | 0 | 0.32201 | 0.32719 | 0.33089 | 0.33009 | 0.32357 | 0.31082 | 0.29215 | 0 | 0 | 0 | 0 | 0 | 0 | 69.9375 | 69.05 | 68.525 | 68.1 | 67.9125 | 67.3625 | 68.1 | 72.225 | 78.2875 | 83.1875 | 89.4625 | 92.675 | 94 | 93.6625 | 92.8875 | 92.4 | 90.6125 | 88.7625 | 86.15 | 81.9125 | 77.9875 | 75.225 | 73.925 | 72.55 | 0 | 0 | 0 | 0 | 0 | 0 | 0 | 0 | 0 | 0 | 0 | 0.034354 | 0.03493 | 0.03524 | 0.035239 | 0.034906 | 0.034171 | 0.032514 | 0 | 0 | 0 | 0 | 0 | 0
Portfolio Adjusted1-in-10Size: 20 kW to 199.99 kWAll2023January Monthly Peak | Portfolio Adjusted | 1-in-10 | Size: 20 kW to 199.99 kW | All | 2023 | January Monthly Peak | 1 | 14.2165 | 13.8696 | 13.7701 | 13.9247 | 14.5932 | 16.2396 | 18.9414 | 20.8246 | 22.1551 | 22.2576 | 21.978 | 21.5683 | 21.0211 | 20.6656 | 20.2637 | 19.7799 | 19.7163 | 20.9939 | 20.84 | 20.0033 | 19.1046 | 18.0316 | 16.4813 | 15.3242 | 0 | 0 | 0 | 0 | 0 | 0 | 0 | 0 | 0 | 0 | 0 | 0.19853 | 0.1935 | 0.19023 | 0.18653 | 0.18207 | 0.18149 | 0.19325 | 0 | 0 | 0 | 0 | 0 | 0 | 42 | 41 | 40 | 39.5 | 39 | 38.25 | 38.25 | 38.25 | 45.75 | 51.25 | 55.25 | 57 | 58 | 58.25 | 58 | 56.25 | 54.75 | 52.25 | 50.5 | 47.5 | 46 | 45.25 | 46.75 | 46.25 | 0 | 0 | 0 | 0 | 0 | 0 | 0 | 0 | 0 | 0 | 0 | 0.019552 | 0.019124 | 0.018825 | 0.018584 | 0.018379 | 0.018576 | 0.019747 | 0 | 0 | 0 | 0 | 0 | 0
Portfolio Adjusted1-in-10Size: 20 kW to 199.99 kWAll2023February Monthly Peak | Portfolio Adjusted | 1-in-10 | Size: 20 kW to 199.99 kW | All | 2023 | February Monthly Peak | 2 | 14.6444 | 14.2268 | 14.074 | 14.1643 | 14.768 | 16.3637 | 18.7629 | 20.4901 | 22.1134 | 22.8959 | 23.3302 | 23.4976 | 23.4512 | 23.5041 | 23.3147 | 22.6953 | 22.0409 | 22.2477 | 22.2318 | 21.1663 | 20.1229 | 18.8172 | 17.0693 | 15.7446 | 0 | 0 | 0 | 0 | 0 | 0 | 0 | 0 | 0 | 0 | 0 | 0.21629 | 0.21587 | 0.21635 | 0.21461 | 0.20891 | 0.20289 | 0.20479 | 0 | 0 | 0 | 0 | 0 | 0 | 52.25 | 51.75 | 51.75 | 50.75 | 51.5 | 50.75 | 51.5 | 52 | 52.25 | 53.75 | 54.5 | 55 | 55.75 | 54 | 53.25 | 52 | 49.75 | 48 | 47.25 | 48 | 47.75 | 46.75 | 47.75 | 46.75 | 0 | 0 | 0 | 0 | 0 | 0 | 0 | 0 | 0 | 0 | 0 | 0.022293 | 0.022356 | 0.022425 | 0.022354 | 0.022046 | 0.021715 | 0.021845 | 0 | 0 | 0 | 0 | 0 | 0
Portfolio Adjusted1-in-10Size: 20 kW to 199.99 kWAll2023March Monthly Peak | Portfolio Adjusted | 1-in-10 | Size: 20 kW to 199.99 kW | All | 2023 | March Monthly Peak | 3 | 15.793 | 15.1885 | 14.863 | 14.8123 | 15.3135 | 16.7667 | 19.2996 | 20.9773 | 23.0681 | 24.7913 | 26.2719 | 27.2789 | 27.8448 | 28.4493 | 28.51 | 27.9385 | 26.8282 | 25.49 | 24.1681 | 23.8183 | 22.569 | 20.895 | 18.7759 | 17.0879 | 0 | 0 | 0 | 0 | 0 | 0 | 0 | 0 | 0 | 0 | 0 | 0.2511 | 0.25631 | 0.26187 | 0.26243 | 0.25717 | 0.24695 | 0.23463 | 0 | 0 | 0 | 0 | 0 | 0 | 56 | 54.25 | 52.75 | 53.25 | 53.75 | 54 | 54 | 56.25 | 63.25 | 69 | 73.25 | 76 | 79.25 | 79 | 76.25 | 72.75 | 72.5 | 71 | 67.25 | 62.75 | 61.5 | 59.5 | 59.5 | 57.5 | 0 | 0 | 0 | 0 | 0 | 0 | 0 | 0 | 0 | 0 | 0 | 0.026711 | 0.027394 | 0.027926 | 0.028086 | 0.02787 | 0.02722 | 0.02605 | 0 | 0 | 0 | 0 | 0 | 0
Portfolio Adjusted1-in-10Size: 20 kW to 199.99 kWAll2023April Monthly Peak | Portfolio Adjusted | 1-in-10 | Size: 20 kW to 199.99 kW | All | 2023 | April Monthly Peak | 4 | 16.664 | 15.9504 | 15.5401 | 15.4513 | 15.9435 | 17.4555 | 19.7429 | 22.0279 | 25.3149 | 28.1031 | 30.3712 | 31.8489 | 32.522 | 33.048 | 32.9857 | 32.183 | 30.6808 | 28.6816 | 26.182 | 25.8928 | 24.7935 | 22.8017 | 20.321 | 18.3328 | 0 | 0 | 0 | 0 | 0 | 0 | 0 | 0 | 0 | 0 | 0 | 0.29317 | 0.29936 | 0.3042 | 0.30363 | 0.29624 | 0.28241 | 0.26401 | 0 | 0 | 0 | 0 | 0 | 0 | 62.5 | 61.75 | 60 | 61.25 | 60.25 | 60.5 | 59.75 | 67.25 | 78.25 | 84.5 | 88.75 | 92 | 93.25 | 92.25 | 91.25 | 90.25 | 88.25 | 86.75 | 84 | 78.5 | 73.25 | 69.75 | 64.25 | 62.75 | 0 | 0 | 0 | 0 | 0 | 0 | 0 | 0 | 0 | 0 | 0 | 0.031289 | 0.032005 | 0.032435 | 0.032447 | 0.032073 | 0.031188 | 0.029518 | 0 | 0 | 0 | 0 | 0 | 0
Portfolio Adjusted1-in-10Size: 20 kW to 199.99 kWAll2023May Monthly Peak | Portfolio Adjusted | 1-in-10 | Size: 20 kW to 199.99 kW | All | 2023 | May Monthly Peak | 5 | 16.6684 | 15.9865 | 15.5972 | 15.5037 | 16.0105 | 17.5038 | 19.599 | 22.4309 | 25.8327 | 28.4578 | 30.5284 | 31.8833 | 32.4367 | 32.859 | 32.6779 | 31.7565 | 30.2032 | 28.1729 | 25.7018 | 25.16 | 24.6455 | 22.7173 | 20.2823 | 18.3382 | 0 | 0 | 0 | 0 | 0 | 0 | 0 | 0 | 0 | 0 | 0 | 0.29348 | 0.29858 | 0.30246 | 0.3008 | 0.29232 | 0.27802 | 0.25933 | 0 | 0 | 0 | 0 | 0 | 0 | 65.75 | 65.25 | 65.75 | 65.5 | 64.5 | 63.75 | 63 | 69 | 80 | 85.5 | 89.25 | 92.75 | 92.75 | 91 | 91 | 89 | 85.75 | 84 | 82 | 80.25 | 74.25 | 69.75 | 68.75 | 67 | 0 | 0 | 0 | 0 | 0 | 0 | 0 | 0 | 0 | 0 | 0 | 0.03117 | 0.031769 | 0.032099 | 0.032025 | 0.031561 | 0.030654 | 0.028981 | 0 | 0 | 0 | 0 | 0 | 0
Portfolio Adjusted1-in-10Size: 20 kW to 199.99 kWAll2023June Monthly Peak | Portfolio Adjusted | 1-in-10 | Size: 20 kW to 199.99 kW | All | 2023 | June Monthly Peak | 6 | 16.8758 | 16.186 | 15.7715 | 15.6872 | 16.212 | 17.5913 | 19.6536 | 22.4189 | 25.5632 | 28.2103 | 30.2589 | 31.5185 | 31.9599 | 32.2306 | 32.0599 | 31.3156 | 30.0744 | 28.3355 | 26.0236 | 24.9042 | 24.4934 | 22.7933 | 20.452 | 18.4848 | 0 | 0 | 0 | 0 | 0 | 0 | 0 | 0 | 0 | 0 | 0 | 0.29013 | 0.29419 | 0.29668 | 0.29511 | 0.28826 | 0.27683 | 0.26083 | 0 | 0 | 0 | 0 | 0 | 0 | 65.25 | 62.5 | 61.5 | 61.5 | 61.25 | 60.5 | 62 | 70.75 | 76.25 | 80 | 85 | 87.75 | 89.5 | 90 | 87.5 | 87.5 | 87.25 | 84.75 | 82.5 | 79.75 | 76 | 72.25 | 70.5 | 68 | 0 | 0 | 0 | 0 | 0 | 0 | 0 | 0 | 0 | 0 | 0 | 0.031145 | 0.031631 | 0.031839 | 0.031757 | 0.031368 | 0.030651 | 0.029223 | 0 | 0 | 0 | 0 | 0 | 0
Portfolio Adjusted1-in-10Size: 20 kW to 199.99 kWAll2023July Monthly Peak | Portfolio Adjusted | 1-in-10 | Size: 20 kW to 199.99 kW | All | 2023 | July Monthly Peak | 7 | 17.9834 | 17.2201 | 16.7645 | 16.6725 | 17.2349 | 18.8459 | 21.1702 | 24.1018 | 27.3492 | 30.0616 | 32.1912 | 33.527 | 34.0652 | 34.4399 | 34.3642 | 33.7771 | 32.5277 | 30.6193 | 27.8952 | 26.5681 | 26.1144 | 24.3319 | 21.8499 | 19.7713 | 0 | 0 | 0 | 0 | 0 | 0 | 0 | 0 | 0 | 0 | 0 | 0.30861 | 0.31357 | 0.31702 | 0.31632 | 0.31092 | 0.29941 | 0.28185 | 0 | 0 | 0 | 0 | 0 | 0 | 71 | 71.5 | 71 | 70.75 | 70 | 70 | 69.5 | 72.75 | 76.75 | 81.25 | 86.5 | 91.75 | 92 | 92.25 | 92.5 | 91.75 | 87.75 | 85 | 83.75 | 81.5 | 78.25 | 75 | 73.75 | 72.75 | 0 | 0 | 0 | 0 | 0 | 0 | 0 | 0 | 0 | 0 | 0 | 0.033336 | 0.03391 | 0.034243 | 0.034247 | 0.033947 | 0.033194 | 0.031559 | 0 | 0 | 0 | 0 | 0 | 0
Portfolio Adjusted1-in-10Size: 20 kW to 199.99 kWAll2023August Monthly Peak | Portfolio Adjusted | 1-in-10 | Size: 20 kW to 199.99 kW | All | 2023 | August Monthly Peak | 8 | 18.3642 | 17.557 | 17.0882 | 16.9847 | 17.5904 | 19.3264 | 22.0369 | 25.136 | 28.7471 | 31.6774 | 34.0267 | 35.4165 | 35.9769 | 36.365 | 36.2599 | 35.5327 | 34.1202 | 32.0671 | 29.1368 | 27.9512 | 27.0401 | 24.9826 | 22.3619 | 20.2376 | 0 | 0 | 0 | 0 | 0 | 0 | 0 | 0 | 0 | 0 | 0 | 0.32601 | 0.33116 | 0.33474 | 0.33377 | 0.32708 | 0.31407 | 0.29517 | 0 | 0 | 0 | 0 | 0 | 0 | 73 | 72.2 | 71.6 | 70.4 | 70.4 | 70.2 | 69.4 | 72.4 | 79.4 | 84 | 89.6 | 91.2 | 93 | 91.4 | 91.8 | 91.6 | 90.2 | 89.8 | 85.6 | 82.4 | 78.2 | 76.4 | 75.2 | 75.2 | 0 | 0 | 0 | 0 | 0 | 0 | 0 | 0 | 0 | 0 | 0 | 0.034732 | 0.0353 | 0.035595 | 0.035579 | 0.035235 | 0.034488 | 0.032815 | 0 | 0 | 0 | 0 | 0 | 0
Portfolio Adjusted1-in-10Size: 20 kW to 199.99 kWAll2023September Monthly Peak | Portfolio Adjusted | 1-in-10 | Size: 20 kW to 199.99 kW | All | 2023 | September Monthly Peak | 9 | 18.975 | 18.1869 | 17.7191 | 17.655 | 18.3105 | 20.2106 | 23.3749 | 26.5025 | 30.6019 | 33.8508 | 36.2813 | 37.7484 | 38.2484 | 38.6215 | 38.396 | 37.3435 | 35.5124 | 33.1997 | 30.3206 | 29.6787 | 27.9564 | 25.6721 | 22.9217 | 20.7626 | 0 | 0 | 0 | 0 | 0 | 0 | 0 | 0 | 0 | 0 | 0 | 0.34747 | 0.35207 | 0.35551 | 0.35343 | 0.34374 | 0.32689 | 0.3056 | 0 | 0 | 0 | 0 | 0 | 0 | 70.5 | 70 | 70 | 69.75 | 70 | 68.75 | 71.5 | 73 | 80.75 | 87.5 | 96.75 | 100 | 101.5 | 101 | 99.75 | 98.75 | 97.25 | 95.5 | 92.75 | 84 | 79.5 | 77.25 | 76.25 | 74.25 | 0 | 0 | 0 | 0 | 0 | 0 | 0 | 0 | 0 | 0 | 0 | 0.036403 | 0.036912 | 0.037195 | 0.037074 | 0.036529 | 0.035493 | 0.03358 | 0 | 0 | 0 | 0 | 0 | 0
Portfolio Adjusted1-in-10Size: 20 kW to 199.99 kWAll2023October Monthly Peak | Portfolio Adjusted | 1-in-10 | Size: 20 kW to 199.99 kW | All | 2023 | October Monthly Peak | 10 | 17.4057 | 16.6929 | 16.2789 | 16.1983 | 16.747 | 18.3674 | 21.2984 | 23.6277 | 27.0167 | 30.1103 | 32.6616 | 34.4498 | 35.3266 | 35.983 | 35.8846 | 34.9034 | 33.0789 | 30.7022 | 28.9002 | 27.7218 | 25.9146 | 23.7952 | 21.1892 | 19.1185 | 0 | 0 | 0 | 0 | 0 | 0 | 0 | 0 | 0 | 0 | 0 | 0.31711 | 0.32518 | 0.33122 | 0.33031 | 0.32128 | 0.30449 | 0.28261 | 0 | 0 | 0 | 0 | 0 | 0 | 68.5 | 66.5 | 66.75 | 66.5 | 65 | 64.75 | 64 | 67.5 | 76.25 | 83.75 | 89.5 | 91.75 | 92 | 92.75 | 91.5 | 90.25 | 90.25 | 87.75 | 83 | 79.5 | 75.5 | 72.25 | 69.75 | 69.25 | 0 | 0 | 0 | 0 | 0 | 0 | 0 | 0 | 0 | 0 | 0 | 0.033421 | 0.034358 | 0.034922 | 0.034925 | 0.034422 | 0.033309 | 0.031289 | 0 | 0 | 0 | 0 | 0 | 0
Portfolio Adjusted1-in-10Size: 20 kW to 199.99 kWAll2023November Monthly Peak | Portfolio Adjusted | 1-in-10 | Size: 20 kW to 199.99 kW | All | 2023 | November Monthly Peak | 11 | 16.0656 | 15.5239 | 15.2122 | 15.2133 | 15.7693 | 17.3337 | 19.4565 | 21.6488 | 24.6191 | 27.1045 | 29.1424 | 30.4792 | 31.0843 | 31.5516 | 31.316 | 30.2397 | 28.9733 | 28.4436 | 26.1419 | 24.5983 | 23.0949 | 21.3079 | 19.139 | 17.41 | 0 | 0 | 0 | 0 | 0 | 0 | 0 | 0 | 0 | 0 | 0 | 0.28056 | 0.28613 | 0.29043 | 0.28826 | 0.27835 | 0.2667 | 0.26182 | 0 | 0 | 0 | 0 | 0 | 0 | 63 | 62.2 | 60.8 | 61.6 | 61.2 | 60.6 | 59.8 | 63.4 | 71.6 | 79.2 | 83 | 86.8 | 88 | 88.2 | 88 | 87.2 | 84 | 77.8 | 72.2 | 67.8 | 66 | 62.8 | 62 | 60.8 | 0 | 0 | 0 | 0 | 0 | 0 | 0 | 0 | 0 | 0 | 0 | 0.029959 | 0.03064 | 0.03103 | 0.030876 | 0.030122 | 0.029223 | 0.028726 | 0 | 0 | 0 | 0 | 0 | 0
Portfolio Adjusted1-in-10Size: 20 kW to 199.99 kWAll2023December Monthly Peak | Portfolio Adjusted | 1-in-10 | Size: 20 kW to 199.99 kW | All | 2023 | December Monthly Peak | 12 | 14.3178 | 13.9617 | 13.8227 | 13.9471 | 14.5581 | 16.1408 | 18.1083 | 20.039 | 21.6867 | 22.2891 | 22.4745 | 22.3452 | 22.004 | 21.7985 | 21.4337 | 20.7901 | 20.5361 | 21.5236 | 21.0723 | 20.1246 | 19.1747 | 18.0676 | 16.5436 | 15.3578 | 0 | 0 | 0 | 0 | 0 | 0 | 0 | 0 | 0 | 0 | 0 | 0.20569 | 0.20254 | 0.20065 | 0.1973 | 0.19137 | 0.18903 | 0.19812 | 0 | 0 | 0 | 0 | 0 | 0 | 47.25 | 46.75 | 45.25 | 45 | 45.25 | 45.25 | 44.25 | 45.25 | 47.75 | 50.75 | 53 | 53.25 | 54 | 55 | 56 | 55 | 54.25 | 50.75 | 49.25 | 48.5 | 46.5 | 47.75 | 46 | 45.25 | 0 | 0 | 0 | 0 | 0 | 0 | 0 | 0 | 0 | 0 | 0 | 0.020804 | 0.020581 | 0.020439 | 0.020239 | 0.01984 | 0.019779 | 0.020627 | 0 | 0 | 0 | 0 | 0 | 0
Portfolio Adjusted1-in-10Size: 20 kW to 199.99 kWAll2023Typical Event Day | Portfolio Adjusted | 1-in-10 | Size: 20 kW to 199.99 kW | All | 2023 | Typical Event Day | 8 | 18.2626 | 17.4638 | 17 | 16.8971 | 17.4995 | 19.2209 | 21.9086 | 24.9443 | 28.473 | 31.3342 | 33.6245 | 34.9823 | 35.5456 | 35.9475 | 35.8602 | 35.1514 | 33.7663 | 31.7386 | 28.8608 | 27.6952 | 26.8117 | 24.7834 | 22.1935 | 20.0913 | 0 | 0 | 0 | 0 | 0 | 0 | 0 | 0 | 0 | 0 | 0 | 0.32201 | 0.32719 | 0.33089 | 0.33009 | 0.32357 | 0.31082 | 0.29215 | 0 | 0 | 0 | 0 | 0 | 0 | 69.9375 | 69.05 | 68.525 | 68.1 | 67.9125 | 67.3625 | 68.1 | 72.225 | 78.2875 | 83.1875 | 89.4625 | 92.675 | 94 | 93.6625 | 92.8875 | 92.4 | 90.6125 | 88.7625 | 86.15 | 81.9125 | 77.9875 | 75.225 | 73.925 | 72.55 | 0 | 0 | 0 | 0 | 0 | 0 | 0 | 0 | 0 | 0 | 0 | 0.034354 | 0.03493 | 0.03524 | 0.035239 | 0.034906 | 0.034171 | 0.032514 | 0 | 0 | 0 | 0 | 0 | 0
Portfolio Adjusted1-in-10Size: 20 kW to 199.99 kWAll2024January Monthly Peak | Portfolio Adjusted | 1-in-10 | Size: 20 kW to 199.99 kW | All | 2024 | January Monthly Peak | 1 | 14.2165 | 13.8696 | 13.7701 | 13.9247 | 14.5932 | 16.2396 | 18.9414 | 20.8246 | 22.1551 | 22.2576 | 21.978 | 21.5683 | 21.0211 | 20.6656 | 20.2637 | 19.7799 | 19.7163 | 20.9939 | 20.84 | 20.0033 | 19.1046 | 18.0316 | 16.4813 | 15.3242 | 0 | 0 | 0 | 0 | 0 | 0 | 0 | 0 | 0 | 0 | 0 | 0.19853 | 0.1935 | 0.19023 | 0.18653 | 0.18207 | 0.18149 | 0.19325 | 0 | 0 | 0 | 0 | 0 | 0 | 42 | 41 | 40 | 39.5 | 39 | 38.25 | 38.25 | 38.25 | 45.75 | 51.25 | 55.25 | 57 | 58 | 58.25 | 58 | 56.25 | 54.75 | 52.25 | 50.5 | 47.5 | 46 | 45.25 | 46.75 | 46.25 | 0 | 0 | 0 | 0 | 0 | 0 | 0 | 0 | 0 | 0 | 0 | 0.019552 | 0.019124 | 0.018825 | 0.018584 | 0.018379 | 0.018576 | 0.019747 | 0 | 0 | 0 | 0 | 0 | 0
Portfolio Adjusted1-in-10Size: 20 kW to 199.99 kWAll2024February Monthly Peak | Portfolio Adjusted | 1-in-10 | Size: 20 kW to 199.99 kW | All | 2024 | February Monthly Peak | 2 | 14.6444 | 14.2268 | 14.074 | 14.1643 | 14.768 | 16.3637 | 18.7629 | 20.4901 | 22.1134 | 22.8959 | 23.3302 | 23.4976 | 23.4512 | 23.5041 | 23.3147 | 22.6953 | 22.0409 | 22.2477 | 22.2318 | 21.1663 | 20.1229 | 18.8172 | 17.0693 | 15.7446 | 0 | 0 | 0 | 0 | 0 | 0 | 0 | 0 | 0 | 0 | 0 | 0.21629 | 0.21587 | 0.21635 | 0.21461 | 0.20891 | 0.20289 | 0.20479 | 0 | 0 | 0 | 0 | 0 | 0 | 52.25 | 51.75 | 51.75 | 50.75 | 51.5 | 50.75 | 51.5 | 52 | 52.25 | 53.75 | 54.5 | 55 | 55.75 | 54 | 53.25 | 52 | 49.75 | 48 | 47.25 | 48 | 47.75 | 46.75 | 47.75 | 46.75 | 0 | 0 | 0 | 0 | 0 | 0 | 0 | 0 | 0 | 0 | 0 | 0.022293 | 0.022356 | 0.022425 | 0.022354 | 0.022046 | 0.021715 | 0.021845 | 0 | 0 | 0 | 0 | 0 | 0
Portfolio Adjusted1-in-10Size: 20 kW to 199.99 kWAll2024March Monthly Peak | Portfolio Adjusted | 1-in-10 | Size: 20 kW to 199.99 kW | All | 2024 | March Monthly Peak | 3 | 15.793 | 15.1885 | 14.863 | 14.8123 | 15.3135 | 16.7667 | 19.2996 | 20.9773 | 23.0681 | 24.7913 | 26.2719 | 27.2789 | 27.8448 | 28.4493 | 28.51 | 27.9385 | 26.8282 | 25.49 | 24.1681 | 23.8183 | 22.569 | 20.895 | 18.7759 | 17.0879 | 0 | 0 | 0 | 0 | 0 | 0 | 0 | 0 | 0 | 0 | 0 | 0.2511 | 0.25631 | 0.26187 | 0.26243 | 0.25717 | 0.24695 | 0.23463 | 0 | 0 | 0 | 0 | 0 | 0 | 56 | 54.25 | 52.75 | 53.25 | 53.75 | 54 | 54 | 56.25 | 63.25 | 69 | 73.25 | 76 | 79.25 | 79 | 76.25 | 72.75 | 72.5 | 71 | 67.25 | 62.75 | 61.5 | 59.5 | 59.5 | 57.5 | 0 | 0 | 0 | 0 | 0 | 0 | 0 | 0 | 0 | 0 | 0 | 0.026711 | 0.027394 | 0.027926 | 0.028086 | 0.02787 | 0.02722 | 0.02605 | 0 | 0 | 0 | 0 | 0 | 0
Portfolio Adjusted1-in-10Size: 20 kW to 199.99 kWAll2024April Monthly Peak | Portfolio Adjusted | 1-in-10 | Size: 20 kW to 199.99 kW | All | 2024 | April Monthly Peak | 4 | 16.664 | 15.9504 | 15.5401 | 15.4513 | 15.9435 | 17.4555 | 19.7429 | 22.0279 | 25.3149 | 28.1031 | 30.3712 | 31.8489 | 32.522 | 33.048 | 32.9857 | 32.183 | 30.6808 | 28.6816 | 26.182 | 25.8928 | 24.7935 | 22.8017 | 20.321 | 18.3328 | 0 | 0 | 0 | 0 | 0 | 0 | 0 | 0 | 0 | 0 | 0 | 0.29317 | 0.29936 | 0.3042 | 0.30363 | 0.29624 | 0.28241 | 0.26401 | 0 | 0 | 0 | 0 | 0 | 0 | 62.5 | 61.75 | 60 | 61.25 | 60.25 | 60.5 | 59.75 | 67.25 | 78.25 | 84.5 | 88.75 | 92 | 93.25 | 92.25 | 91.25 | 90.25 | 88.25 | 86.75 | 84 | 78.5 | 73.25 | 69.75 | 64.25 | 62.75 | 0 | 0 | 0 | 0 | 0 | 0 | 0 | 0 | 0 | 0 | 0 | 0.031289 | 0.032005 | 0.032435 | 0.032447 | 0.032073 | 0.031188 | 0.029518 | 0 | 0 | 0 | 0 | 0 | 0
Portfolio Adjusted1-in-10Size: 20 kW to 199.99 kWAll2024May Monthly Peak | Portfolio Adjusted | 1-in-10 | Size: 20 kW to 199.99 kW | All | 2024 | May Monthly Peak | 5 | 16.6684 | 15.9865 | 15.5972 | 15.5037 | 16.0105 | 17.5038 | 19.599 | 22.4309 | 25.8327 | 28.4578 | 30.5284 | 31.8833 | 32.4367 | 32.859 | 32.6779 | 31.7565 | 30.2032 | 28.1729 | 25.7018 | 25.16 | 24.6455 | 22.7173 | 20.2823 | 18.3382 | 0 | 0 | 0 | 0 | 0 | 0 | 0 | 0 | 0 | 0 | 0 | 0.29348 | 0.29858 | 0.30246 | 0.3008 | 0.29232 | 0.27802 | 0.25933 | 0 | 0 | 0 | 0 | 0 | 0 | 65.75 | 65.25 | 65.75 | 65.5 | 64.5 | 63.75 | 63 | 69 | 80 | 85.5 | 89.25 | 92.75 | 92.75 | 91 | 91 | 89 | 85.75 | 84 | 82 | 80.25 | 74.25 | 69.75 | 68.75 | 67 | 0 | 0 | 0 | 0 | 0 | 0 | 0 | 0 | 0 | 0 | 0 | 0.03117 | 0.031769 | 0.032099 | 0.032025 | 0.031561 | 0.030654 | 0.028981 | 0 | 0 | 0 | 0 | 0 | 0
Portfolio Adjusted1-in-10Size: 20 kW to 199.99 kWAll2024June Monthly Peak | Portfolio Adjusted | 1-in-10 | Size: 20 kW to 199.99 kW | All | 2024 | June Monthly Peak | 6 | 16.8758 | 16.186 | 15.7715 | 15.6872 | 16.212 | 17.5913 | 19.6536 | 22.4189 | 25.5632 | 28.2103 | 30.2589 | 31.5185 | 31.9599 | 32.2306 | 32.0599 | 31.3156 | 30.0744 | 28.3355 | 26.0236 | 24.9042 | 24.4934 | 22.7933 | 20.452 | 18.4848 | 0 | 0 | 0 | 0 | 0 | 0 | 0 | 0 | 0 | 0 | 0 | 0.29013 | 0.29419 | 0.29668 | 0.29511 | 0.28826 | 0.27683 | 0.26083 | 0 | 0 | 0 | 0 | 0 | 0 | 65.25 | 62.5 | 61.5 | 61.5 | 61.25 | 60.5 | 62 | 70.75 | 76.25 | 80 | 85 | 87.75 | 89.5 | 90 | 87.5 | 87.5 | 87.25 | 84.75 | 82.5 | 79.75 | 76 | 72.25 | 70.5 | 68 | 0 | 0 | 0 | 0 | 0 | 0 | 0 | 0 | 0 | 0 | 0 | 0.031145 | 0.031631 | 0.031839 | 0.031757 | 0.031368 | 0.030651 | 0.029223 | 0 | 0 | 0 | 0 | 0 | 0
Portfolio Adjusted1-in-10Size: 20 kW to 199.99 kWAll2024July Monthly Peak | Portfolio Adjusted | 1-in-10 | Size: 20 kW to 199.99 kW | All | 2024 | July Monthly Peak | 7 | 17.9834 | 17.2201 | 16.7645 | 16.6725 | 17.2349 | 18.8459 | 21.1702 | 24.1018 | 27.3492 | 30.0616 | 32.1912 | 33.527 | 34.0652 | 34.4399 | 34.3642 | 33.7771 | 32.5277 | 30.6193 | 27.8952 | 26.5681 | 26.1144 | 24.3319 | 21.8499 | 19.7713 | 0 | 0 | 0 | 0 | 0 | 0 | 0 | 0 | 0 | 0 | 0 | 0.30861 | 0.31357 | 0.31702 | 0.31632 | 0.31092 | 0.29941 | 0.28185 | 0 | 0 | 0 | 0 | 0 | 0 | 71 | 71.5 | 71 | 70.75 | 70 | 70 | 69.5 | 72.75 | 76.75 | 81.25 | 86.5 | 91.75 | 92 | 92.25 | 92.5 | 91.75 | 87.75 | 85 | 83.75 | 81.5 | 78.25 | 75 | 73.75 | 72.75 | 0 | 0 | 0 | 0 | 0 | 0 | 0 | 0 | 0 | 0 | 0 | 0.033336 | 0.03391 | 0.034243 | 0.034247 | 0.033947 | 0.033194 | 0.031559 | 0 | 0 | 0 | 0 | 0 | 0
Portfolio Adjusted1-in-10Size: 20 kW to 199.99 kWAll2024August Monthly Peak | Portfolio Adjusted | 1-in-10 | Size: 20 kW to 199.99 kW | All | 2024 | August Monthly Peak | 8 | 18.3642 | 17.557 | 17.0882 | 16.9847 | 17.5904 | 19.3264 | 22.0369 | 25.136 | 28.7471 | 31.6774 | 34.0267 | 35.4165 | 35.9769 | 36.365 | 36.2599 | 35.5327 | 34.1202 | 32.0671 | 29.1368 | 27.9512 | 27.0401 | 24.9826 | 22.3619 | 20.2376 | 0 | 0 | 0 | 0 | 0 | 0 | 0 | 0 | 0 | 0 | 0 | 0.32601 | 0.33116 | 0.33474 | 0.33377 | 0.32708 | 0.31407 | 0.29517 | 0 | 0 | 0 | 0 | 0 | 0 | 73 | 72.2 | 71.6 | 70.4 | 70.4 | 70.2 | 69.4 | 72.4 | 79.4 | 84 | 89.6 | 91.2 | 93 | 91.4 | 91.8 | 91.6 | 90.2 | 89.8 | 85.6 | 82.4 | 78.2 | 76.4 | 75.2 | 75.2 | 0 | 0 | 0 | 0 | 0 | 0 | 0 | 0 | 0 | 0 | 0 | 0.034732 | 0.0353 | 0.035595 | 0.035579 | 0.035235 | 0.034488 | 0.032815 | 0 | 0 | 0 | 0 | 0 | 0
Portfolio Adjusted1-in-10Size: 20 kW to 199.99 kWAll2024September Monthly Peak | Portfolio Adjusted | 1-in-10 | Size: 20 kW to 199.99 kW | All | 2024 | September Monthly Peak | 9 | 18.975 | 18.1869 | 17.7191 | 17.655 | 18.3105 | 20.2106 | 23.3749 | 26.5025 | 30.6019 | 33.8508 | 36.2813 | 37.7484 | 38.2484 | 38.6215 | 38.396 | 37.3435 | 35.5124 | 33.1997 | 30.3206 | 29.6787 | 27.9564 | 25.6721 | 22.9217 | 20.7626 | 0 | 0 | 0 | 0 | 0 | 0 | 0 | 0 | 0 | 0 | 0 | 0.34747 | 0.35207 | 0.35551 | 0.35343 | 0.34374 | 0.32689 | 0.3056 | 0 | 0 | 0 | 0 | 0 | 0 | 70.5 | 70 | 70 | 69.75 | 70 | 68.75 | 71.5 | 73 | 80.75 | 87.5 | 96.75 | 100 | 101.5 | 101 | 99.75 | 98.75 | 97.25 | 95.5 | 92.75 | 84 | 79.5 | 77.25 | 76.25 | 74.25 | 0 | 0 | 0 | 0 | 0 | 0 | 0 | 0 | 0 | 0 | 0 | 0.036403 | 0.036912 | 0.037195 | 0.037074 | 0.036529 | 0.035493 | 0.03358 | 0 | 0 | 0 | 0 | 0 | 0
Portfolio Adjusted1-in-10Size: 20 kW to 199.99 kWAll2024October Monthly Peak | Portfolio Adjusted | 1-in-10 | Size: 20 kW to 199.99 kW | All | 2024 | October Monthly Peak | 10 | 17.4057 | 16.6929 | 16.2789 | 16.1983 | 16.747 | 18.3674 | 21.2984 | 23.6277 | 27.0167 | 30.1103 | 32.6616 | 34.4498 | 35.3266 | 35.983 | 35.8846 | 34.9034 | 33.0789 | 30.7022 | 28.9002 | 27.7218 | 25.9146 | 23.7952 | 21.1892 | 19.1185 | 0 | 0 | 0 | 0 | 0 | 0 | 0 | 0 | 0 | 0 | 0 | 0.31711 | 0.32518 | 0.33122 | 0.33031 | 0.32128 | 0.30449 | 0.28261 | 0 | 0 | 0 | 0 | 0 | 0 | 68.5 | 66.5 | 66.75 | 66.5 | 65 | 64.75 | 64 | 67.5 | 76.25 | 83.75 | 89.5 | 91.75 | 92 | 92.75 | 91.5 | 90.25 | 90.25 | 87.75 | 83 | 79.5 | 75.5 | 72.25 | 69.75 | 69.25 | 0 | 0 | 0 | 0 | 0 | 0 | 0 | 0 | 0 | 0 | 0 | 0.033421 | 0.034358 | 0.034922 | 0.034925 | 0.034422 | 0.033309 | 0.031289 | 0 | 0 | 0 | 0 | 0 | 0
Portfolio Adjusted1-in-10Size: 20 kW to 199.99 kWAll2024November Monthly Peak | Portfolio Adjusted | 1-in-10 | Size: 20 kW to 199.99 kW | All | 2024 | November Monthly Peak | 11 | 16.0656 | 15.5239 | 15.2122 | 15.2133 | 15.7693 | 17.3337 | 19.4565 | 21.6488 | 24.6191 | 27.1045 | 29.1424 | 30.4792 | 31.0843 | 31.5516 | 31.316 | 30.2397 | 28.9733 | 28.4436 | 26.1419 | 24.5983 | 23.0949 | 21.3079 | 19.139 | 17.41 | 0 | 0 | 0 | 0 | 0 | 0 | 0 | 0 | 0 | 0 | 0 | 0.28056 | 0.28613 | 0.29043 | 0.28826 | 0.27835 | 0.2667 | 0.26182 | 0 | 0 | 0 | 0 | 0 | 0 | 63 | 62.2 | 60.8 | 61.6 | 61.2 | 60.6 | 59.8 | 63.4 | 71.6 | 79.2 | 83 | 86.8 | 88 | 88.2 | 88 | 87.2 | 84 | 77.8 | 72.2 | 67.8 | 66 | 62.8 | 62 | 60.8 | 0 | 0 | 0 | 0 | 0 | 0 | 0 | 0 | 0 | 0 | 0 | 0.029959 | 0.03064 | 0.03103 | 0.030876 | 0.030122 | 0.029223 | 0.028726 | 0 | 0 | 0 | 0 | 0 | 0
Portfolio Adjusted1-in-10Size: 20 kW to 199.99 kWAll2024December Monthly Peak | Portfolio Adjusted | 1-in-10 | Size: 20 kW to 199.99 kW | All | 2024 | December Monthly Peak | 12 | 14.3178 | 13.9617 | 13.8227 | 13.9471 | 14.5581 | 16.1408 | 18.1083 | 20.039 | 21.6867 | 22.2891 | 22.4745 | 22.3452 | 22.004 | 21.7985 | 21.4337 | 20.7901 | 20.5361 | 21.5236 | 21.0723 | 20.1246 | 19.1747 | 18.0676 | 16.5436 | 15.3578 | 0 | 0 | 0 | 0 | 0 | 0 | 0 | 0 | 0 | 0 | 0 | 0.20569 | 0.20254 | 0.20065 | 0.1973 | 0.19137 | 0.18903 | 0.19812 | 0 | 0 | 0 | 0 | 0 | 0 | 47.25 | 46.75 | 45.25 | 45 | 45.25 | 45.25 | 44.25 | 45.25 | 47.75 | 50.75 | 53 | 53.25 | 54 | 55 | 56 | 55 | 54.25 | 50.75 | 49.25 | 48.5 | 46.5 | 47.75 | 46 | 45.25 | 0 | 0 | 0 | 0 | 0 | 0 | 0 | 0 | 0 | 0 | 0 | 0.020804 | 0.020581 | 0.020439 | 0.020239 | 0.01984 | 0.019779 | 0.020627 | 0 | 0 | 0 | 0 | 0 | 0
Portfolio Adjusted1-in-10Size: 20 kW to 199.99 kWAll2024Typical Event Day | Portfolio Adjusted | 1-in-10 | Size: 20 kW to 199.99 kW | All | 2024 | Typical Event Day | 8 | 18.2626 | 17.4638 | 17 | 16.8971 | 17.4995 | 19.2209 | 21.9086 | 24.9443 | 28.473 | 31.3342 | 33.6245 | 34.9823 | 35.5456 | 35.9475 | 35.8602 | 35.1514 | 33.7663 | 31.7386 | 28.8608 | 27.6952 | 26.8117 | 24.7834 | 22.1935 | 20.0913 | 0 | 0 | 0 | 0 | 0 | 0 | 0 | 0 | 0 | 0 | 0 | 0.32201 | 0.32719 | 0.33089 | 0.33009 | 0.32357 | 0.31082 | 0.29215 | 0 | 0 | 0 | 0 | 0 | 0 | 69.9375 | 69.05 | 68.525 | 68.1 | 67.9125 | 67.3625 | 68.1 | 72.225 | 78.2875 | 83.1875 | 89.4625 | 92.675 | 94 | 93.6625 | 92.8875 | 92.4 | 90.6125 | 88.7625 | 86.15 | 81.9125 | 77.9875 | 75.225 | 73.925 | 72.55 | 0 | 0 | 0 | 0 | 0 | 0 | 0 | 0 | 0 | 0 | 0 | 0.034354 | 0.03493 | 0.03524 | 0.035239 | 0.034906 | 0.034171 | 0.032514 | 0 | 0 | 0 | 0 | 0 | 0
Portfolio Adjusted1-in-10Size: 20 kW to 199.99 kWAll2025January Monthly Peak | Portfolio Adjusted | 1-in-10 | Size: 20 kW to 199.99 kW | All | 2025 | January Monthly Peak | 1 | 14.2165 | 13.8696 | 13.7701 | 13.9247 | 14.5932 | 16.2396 | 18.9414 | 20.8246 | 22.1551 | 22.2576 | 21.978 | 21.5683 | 21.0211 | 20.6656 | 20.2637 | 19.7799 | 19.7163 | 20.9939 | 20.84 | 20.0033 | 19.1046 | 18.0316 | 16.4813 | 15.3242 | 0 | 0 | 0 | 0 | 0 | 0 | 0 | 0 | 0 | 0 | 0 | 0.19853 | 0.1935 | 0.19023 | 0.18653 | 0.18207 | 0.18149 | 0.19325 | 0 | 0 | 0 | 0 | 0 | 0 | 42 | 41 | 40 | 39.5 | 39 | 38.25 | 38.25 | 38.25 | 45.75 | 51.25 | 55.25 | 57 | 58 | 58.25 | 58 | 56.25 | 54.75 | 52.25 | 50.5 | 47.5 | 46 | 45.25 | 46.75 | 46.25 | 0 | 0 | 0 | 0 | 0 | 0 | 0 | 0 | 0 | 0 | 0 | 0.019552 | 0.019124 | 0.018825 | 0.018584 | 0.018379 | 0.018576 | 0.019747 | 0 | 0 | 0 | 0 | 0 | 0
Portfolio Adjusted1-in-10Size: 20 kW to 199.99 kWAll2025February Monthly Peak | Portfolio Adjusted | 1-in-10 | Size: 20 kW to 199.99 kW | All | 2025 | February Monthly Peak | 2 | 14.6444 | 14.2268 | 14.074 | 14.1643 | 14.768 | 16.3637 | 18.7629 | 20.4901 | 22.1134 | 22.8959 | 23.3302 | 23.4976 | 23.4512 | 23.5041 | 23.3147 | 22.6953 | 22.0409 | 22.2477 | 22.2318 | 21.1663 | 20.1229 | 18.8172 | 17.0693 | 15.7446 | 0 | 0 | 0 | 0 | 0 | 0 | 0 | 0 | 0 | 0 | 0 | 0.21629 | 0.21587 | 0.21635 | 0.21461 | 0.20891 | 0.20289 | 0.20479 | 0 | 0 | 0 | 0 | 0 | 0 | 52.25 | 51.75 | 51.75 | 50.75 | 51.5 | 50.75 | 51.5 | 52 | 52.25 | 53.75 | 54.5 | 55 | 55.75 | 54 | 53.25 | 52 | 49.75 | 48 | 47.25 | 48 | 47.75 | 46.75 | 47.75 | 46.75 | 0 | 0 | 0 | 0 | 0 | 0 | 0 | 0 | 0 | 0 | 0 | 0.022293 | 0.022356 | 0.022425 | 0.022354 | 0.022046 | 0.021715 | 0.021845 | 0 | 0 | 0 | 0 | 0 | 0
Portfolio Adjusted1-in-10Size: 20 kW to 199.99 kWAll2025March Monthly Peak | Portfolio Adjusted | 1-in-10 | Size: 20 kW to 199.99 kW | All | 2025 | March Monthly Peak | 3 | 15.793 | 15.1885 | 14.863 | 14.8123 | 15.3135 | 16.7667 | 19.2996 | 20.9773 | 23.0681 | 24.7913 | 26.2719 | 27.2789 | 27.8448 | 28.4493 | 28.51 | 27.9385 | 26.8282 | 25.49 | 24.1681 | 23.8183 | 22.569 | 20.895 | 18.7759 | 17.0879 | 0 | 0 | 0 | 0 | 0 | 0 | 0 | 0 | 0 | 0 | 0 | 0.2511 | 0.25631 | 0.26187 | 0.26243 | 0.25717 | 0.24695 | 0.23463 | 0 | 0 | 0 | 0 | 0 | 0 | 56 | 54.25 | 52.75 | 53.25 | 53.75 | 54 | 54 | 56.25 | 63.25 | 69 | 73.25 | 76 | 79.25 | 79 | 76.25 | 72.75 | 72.5 | 71 | 67.25 | 62.75 | 61.5 | 59.5 | 59.5 | 57.5 | 0 | 0 | 0 | 0 | 0 | 0 | 0 | 0 | 0 | 0 | 0 | 0.026711 | 0.027394 | 0.027926 | 0.028086 | 0.02787 | 0.02722 | 0.02605 | 0 | 0 | 0 | 0 | 0 | 0
Portfolio Adjusted1-in-10Size: 20 kW to 199.99 kWAll2025April Monthly Peak | Portfolio Adjusted | 1-in-10 | Size: 20 kW to 199.99 kW | All | 2025 | April Monthly Peak | 4 | 16.664 | 15.9504 | 15.5401 | 15.4513 | 15.9435 | 17.4555 | 19.7429 | 22.0279 | 25.3149 | 28.1031 | 30.3712 | 31.8489 | 32.522 | 33.048 | 32.9857 | 32.183 | 30.6808 | 28.6816 | 26.182 | 25.8928 | 24.7935 | 22.8017 | 20.321 | 18.3328 | 0 | 0 | 0 | 0 | 0 | 0 | 0 | 0 | 0 | 0 | 0 | 0.29317 | 0.29936 | 0.3042 | 0.30363 | 0.29624 | 0.28241 | 0.26401 | 0 | 0 | 0 | 0 | 0 | 0 | 62.5 | 61.75 | 60 | 61.25 | 60.25 | 60.5 | 59.75 | 67.25 | 78.25 | 84.5 | 88.75 | 92 | 93.25 | 92.25 | 91.25 | 90.25 | 88.25 | 86.75 | 84 | 78.5 | 73.25 | 69.75 | 64.25 | 62.75 | 0 | 0 | 0 | 0 | 0 | 0 | 0 | 0 | 0 | 0 | 0 | 0.031289 | 0.032005 | 0.032435 | 0.032447 | 0.032073 | 0.031188 | 0.029518 | 0 | 0 | 0 | 0 | 0 | 0
Portfolio Adjusted1-in-10Size: 20 kW to 199.99 kWAll2025May Monthly Peak | Portfolio Adjusted | 1-in-10 | Size: 20 kW to 199.99 kW | All | 2025 | May Monthly Peak | 5 | 16.6684 | 15.9865 | 15.5972 | 15.5037 | 16.0105 | 17.5038 | 19.599 | 22.4309 | 25.8327 | 28.4578 | 30.5284 | 31.8833 | 32.4367 | 32.859 | 32.6779 | 31.7565 | 30.2032 | 28.1729 | 25.7018 | 25.16 | 24.6455 | 22.7173 | 20.2823 | 18.3382 | 0 | 0 | 0 | 0 | 0 | 0 | 0 | 0 | 0 | 0 | 0 | 0.29348 | 0.29858 | 0.30246 | 0.3008 | 0.29232 | 0.27802 | 0.25933 | 0 | 0 | 0 | 0 | 0 | 0 | 65.75 | 65.25 | 65.75 | 65.5 | 64.5 | 63.75 | 63 | 69 | 80 | 85.5 | 89.25 | 92.75 | 92.75 | 91 | 91 | 89 | 85.75 | 84 | 82 | 80.25 | 74.25 | 69.75 | 68.75 | 67 | 0 | 0 | 0 | 0 | 0 | 0 | 0 | 0 | 0 | 0 | 0 | 0.03117 | 0.031769 | 0.032099 | 0.032025 | 0.031561 | 0.030654 | 0.028981 | 0 | 0 | 0 | 0 | 0 | 0
Portfolio Adjusted1-in-10Size: 20 kW to 199.99 kWAll2025June Monthly Peak | Portfolio Adjusted | 1-in-10 | Size: 20 kW to 199.99 kW | All | 2025 | June Monthly Peak | 6 | 16.8758 | 16.186 | 15.7715 | 15.6872 | 16.212 | 17.5913 | 19.6536 | 22.4189 | 25.5632 | 28.2103 | 30.2589 | 31.5185 | 31.9599 | 32.2306 | 32.0599 | 31.3156 | 30.0744 | 28.3355 | 26.0236 | 24.9042 | 24.4934 | 22.7933 | 20.452 | 18.4848 | 0 | 0 | 0 | 0 | 0 | 0 | 0 | 0 | 0 | 0 | 0 | 0.29013 | 0.29419 | 0.29668 | 0.29511 | 0.28826 | 0.27683 | 0.26083 | 0 | 0 | 0 | 0 | 0 | 0 | 65.25 | 62.5 | 61.5 | 61.5 | 61.25 | 60.5 | 62 | 70.75 | 76.25 | 80 | 85 | 87.75 | 89.5 | 90 | 87.5 | 87.5 | 87.25 | 84.75 | 82.5 | 79.75 | 76 | 72.25 | 70.5 | 68 | 0 | 0 | 0 | 0 | 0 | 0 | 0 | 0 | 0 | 0 | 0 | 0.031145 | 0.031631 | 0.031839 | 0.031757 | 0.031368 | 0.030651 | 0.029223 | 0 | 0 | 0 | 0 | 0 | 0
Portfolio Adjusted1-in-10Size: 20 kW to 199.99 kWAll2025July Monthly Peak | Portfolio Adjusted | 1-in-10 | Size: 20 kW to 199.99 kW | All | 2025 | July Monthly Peak | 7 | 17.9834 | 17.2201 | 16.7645 | 16.6725 | 17.2349 | 18.8459 | 21.1702 | 24.1018 | 27.3492 | 30.0616 | 32.1912 | 33.527 | 34.0652 | 34.4399 | 34.3642 | 33.7771 | 32.5277 | 30.6193 | 27.8952 | 26.5681 | 26.1144 | 24.3319 | 21.8499 | 19.7713 | 0 | 0 | 0 | 0 | 0 | 0 | 0 | 0 | 0 | 0 | 0 | 0.30861 | 0.31357 | 0.31702 | 0.31632 | 0.31092 | 0.29941 | 0.28185 | 0 | 0 | 0 | 0 | 0 | 0 | 71 | 71.5 | 71 | 70.75 | 70 | 70 | 69.5 | 72.75 | 76.75 | 81.25 | 86.5 | 91.75 | 92 | 92.25 | 92.5 | 91.75 | 87.75 | 85 | 83.75 | 81.5 | 78.25 | 75 | 73.75 | 72.75 | 0 | 0 | 0 | 0 | 0 | 0 | 0 | 0 | 0 | 0 | 0 | 0.033336 | 0.03391 | 0.034243 | 0.034247 | 0.033947 | 0.033194 | 0.031559 | 0 | 0 | 0 | 0 | 0 | 0
Portfolio Adjusted1-in-10Size: 20 kW to 199.99 kWAll2025August Monthly Peak | Portfolio Adjusted | 1-in-10 | Size: 20 kW to 199.99 kW | All | 2025 | August Monthly Peak | 8 | 18.3642 | 17.557 | 17.0882 | 16.9847 | 17.5904 | 19.3264 | 22.0369 | 25.136 | 28.7471 | 31.6774 | 34.0267 | 35.4165 | 35.9769 | 36.365 | 36.2599 | 35.5327 | 34.1202 | 32.0671 | 29.1368 | 27.9512 | 27.0401 | 24.9826 | 22.3619 | 20.2376 | 0 | 0 | 0 | 0 | 0 | 0 | 0 | 0 | 0 | 0 | 0 | 0.32601 | 0.33116 | 0.33474 | 0.33377 | 0.32708 | 0.31407 | 0.29517 | 0 | 0 | 0 | 0 | 0 | 0 | 73 | 72.2 | 71.6 | 70.4 | 70.4 | 70.2 | 69.4 | 72.4 | 79.4 | 84 | 89.6 | 91.2 | 93 | 91.4 | 91.8 | 91.6 | 90.2 | 89.8 | 85.6 | 82.4 | 78.2 | 76.4 | 75.2 | 75.2 | 0 | 0 | 0 | 0 | 0 | 0 | 0 | 0 | 0 | 0 | 0 | 0.034732 | 0.0353 | 0.035595 | 0.035579 | 0.035235 | 0.034488 | 0.032815 | 0 | 0 | 0 | 0 | 0 | 0
Portfolio Adjusted1-in-10Size: 20 kW to 199.99 kWAll2025September Monthly Peak | Portfolio Adjusted | 1-in-10 | Size: 20 kW to 199.99 kW | All | 2025 | September Monthly Peak | 9 | 18.975 | 18.1869 | 17.7191 | 17.655 | 18.3105 | 20.2106 | 23.3749 | 26.5025 | 30.6019 | 33.8508 | 36.2813 | 37.7484 | 38.2484 | 38.6215 | 38.396 | 37.3435 | 35.5124 | 33.1997 | 30.3206 | 29.6787 | 27.9564 | 25.6721 | 22.9217 | 20.7626 | 0 | 0 | 0 | 0 | 0 | 0 | 0 | 0 | 0 | 0 | 0 | 0.34747 | 0.35207 | 0.35551 | 0.35343 | 0.34374 | 0.32689 | 0.3056 | 0 | 0 | 0 | 0 | 0 | 0 | 70.5 | 70 | 70 | 69.75 | 70 | 68.75 | 71.5 | 73 | 80.75 | 87.5 | 96.75 | 100 | 101.5 | 101 | 99.75 | 98.75 | 97.25 | 95.5 | 92.75 | 84 | 79.5 | 77.25 | 76.25 | 74.25 | 0 | 0 | 0 | 0 | 0 | 0 | 0 | 0 | 0 | 0 | 0 | 0.036403 | 0.036912 | 0.037195 | 0.037074 | 0.036529 | 0.035493 | 0.03358 | 0 | 0 | 0 | 0 | 0 | 0
Portfolio Adjusted1-in-10Size: 20 kW to 199.99 kWAll2025October Monthly Peak | Portfolio Adjusted | 1-in-10 | Size: 20 kW to 199.99 kW | All | 2025 | October Monthly Peak | 10 | 17.4057 | 16.6929 | 16.2789 | 16.1983 | 16.747 | 18.3674 | 21.2984 | 23.6277 | 27.0167 | 30.1103 | 32.6616 | 34.4498 | 35.3266 | 35.983 | 35.8846 | 34.9034 | 33.0789 | 30.7022 | 28.9002 | 27.7218 | 25.9146 | 23.7952 | 21.1892 | 19.1185 | 0 | 0 | 0 | 0 | 0 | 0 | 0 | 0 | 0 | 0 | 0 | 0.31711 | 0.32518 | 0.33122 | 0.33031 | 0.32128 | 0.30449 | 0.28261 | 0 | 0 | 0 | 0 | 0 | 0 | 68.5 | 66.5 | 66.75 | 66.5 | 65 | 64.75 | 64 | 67.5 | 76.25 | 83.75 | 89.5 | 91.75 | 92 | 92.75 | 91.5 | 90.25 | 90.25 | 87.75 | 83 | 79.5 | 75.5 | 72.25 | 69.75 | 69.25 | 0 | 0 | 0 | 0 | 0 | 0 | 0 | 0 | 0 | 0 | 0 | 0.033421 | 0.034358 | 0.034922 | 0.034925 | 0.034422 | 0.033309 | 0.031289 | 0 | 0 | 0 | 0 | 0 | 0
Portfolio Adjusted1-in-10Size: 20 kW to 199.99 kWAll2025November Monthly Peak | Portfolio Adjusted | 1-in-10 | Size: 20 kW to 199.99 kW | All | 2025 | November Monthly Peak | 11 | 16.0656 | 15.5239 | 15.2122 | 15.2133 | 15.7693 | 17.3337 | 19.4565 | 21.6488 | 24.6191 | 27.1045 | 29.1424 | 30.4792 | 31.0843 | 31.5516 | 31.316 | 30.2397 | 28.9733 | 28.4436 | 26.1419 | 24.5983 | 23.0949 | 21.3079 | 19.139 | 17.41 | 0 | 0 | 0 | 0 | 0 | 0 | 0 | 0 | 0 | 0 | 0 | 0.28056 | 0.28613 | 0.29043 | 0.28826 | 0.27835 | 0.2667 | 0.26182 | 0 | 0 | 0 | 0 | 0 | 0 | 63 | 62.2 | 60.8 | 61.6 | 61.2 | 60.6 | 59.8 | 63.4 | 71.6 | 79.2 | 83 | 86.8 | 88 | 88.2 | 88 | 87.2 | 84 | 77.8 | 72.2 | 67.8 | 66 | 62.8 | 62 | 60.8 | 0 | 0 | 0 | 0 | 0 | 0 | 0 | 0 | 0 | 0 | 0 | 0.029959 | 0.03064 | 0.03103 | 0.030876 | 0.030122 | 0.029223 | 0.028726 | 0 | 0 | 0 | 0 | 0 | 0
Portfolio Adjusted1-in-10Size: 20 kW to 199.99 kWAll2025December Monthly Peak | Portfolio Adjusted | 1-in-10 | Size: 20 kW to 199.99 kW | All | 2025 | December Monthly Peak | 12 | 14.3178 | 13.9617 | 13.8227 | 13.9471 | 14.5581 | 16.1408 | 18.1083 | 20.039 | 21.6867 | 22.2891 | 22.4745 | 22.3452 | 22.004 | 21.7985 | 21.4337 | 20.7901 | 20.5361 | 21.5236 | 21.0723 | 20.1246 | 19.1747 | 18.0676 | 16.5436 | 15.3578 | 0 | 0 | 0 | 0 | 0 | 0 | 0 | 0 | 0 | 0 | 0 | 0.20569 | 0.20254 | 0.20065 | 0.1973 | 0.19137 | 0.18903 | 0.19812 | 0 | 0 | 0 | 0 | 0 | 0 | 47.25 | 46.75 | 45.25 | 45 | 45.25 | 45.25 | 44.25 | 45.25 | 47.75 | 50.75 | 53 | 53.25 | 54 | 55 | 56 | 55 | 54.25 | 50.75 | 49.25 | 48.5 | 46.5 | 47.75 | 46 | 45.25 | 0 | 0 | 0 | 0 | 0 | 0 | 0 | 0 | 0 | 0 | 0 | 0.020804 | 0.020581 | 0.020439 | 0.020239 | 0.01984 | 0.019779 | 0.020627 | 0 | 0 | 0 | 0 | 0 | 0
Portfolio Adjusted1-in-10Size: 20 kW to 199.99 kWAll2025Typical Event Day | Portfolio Adjusted | 1-in-10 | Size: 20 kW to 199.99 kW | All | 2025 | Typical Event Day | 8 | 18.2626 | 17.4638 | 17 | 16.8971 | 17.4995 | 19.2209 | 21.9086 | 24.9443 | 28.473 | 31.3342 | 33.6245 | 34.9823 | 35.5456 | 35.9475 | 35.8602 | 35.1514 | 33.7663 | 31.7386 | 28.8608 | 27.6952 | 26.8117 | 24.7834 | 22.1935 | 20.0913 | 0 | 0 | 0 | 0 | 0 | 0 | 0 | 0 | 0 | 0 | 0 | 0.32201 | 0.32719 | 0.33089 | 0.33009 | 0.32357 | 0.31082 | 0.29215 | 0 | 0 | 0 | 0 | 0 | 0 | 69.9375 | 69.05 | 68.525 | 68.1 | 67.9125 | 67.3625 | 68.1 | 72.225 | 78.2875 | 83.1875 | 89.4625 | 92.675 | 94 | 93.6625 | 92.8875 | 92.4 | 90.6125 | 88.7625 | 86.15 | 81.9125 | 77.9875 | 75.225 | 73.925 | 72.55 | 0 | 0 | 0 | 0 | 0 | 0 | 0 | 0 | 0 | 0 | 0 | 0.034354 | 0.03493 | 0.03524 | 0.035239 | 0.034906 | 0.034171 | 0.032514 | 0 | 0 | 0 | 0 | 0 | 0
Portfolio Adjusted1-in-10Size: 20 kW to 199.99 kWAll2026January Monthly Peak | Portfolio Adjusted | 1-in-10 | Size: 20 kW to 199.99 kW | All | 2026 | January Monthly Peak | 1 | 14.2165 | 13.8696 | 13.7701 | 13.9247 | 14.5932 | 16.2396 | 18.9414 | 20.8246 | 22.1551 | 22.2576 | 21.978 | 21.5683 | 21.0211 | 20.6656 | 20.2637 | 19.7799 | 19.7163 | 20.9939 | 20.84 | 20.0033 | 19.1046 | 18.0316 | 16.4813 | 15.3242 | 0 | 0 | 0 | 0 | 0 | 0 | 0 | 0 | 0 | 0 | 0 | 0.19853 | 0.1935 | 0.19023 | 0.18653 | 0.18207 | 0.18149 | 0.19325 | 0 | 0 | 0 | 0 | 0 | 0 | 42 | 41 | 40 | 39.5 | 39 | 38.25 | 38.25 | 38.25 | 45.75 | 51.25 | 55.25 | 57 | 58 | 58.25 | 58 | 56.25 | 54.75 | 52.25 | 50.5 | 47.5 | 46 | 45.25 | 46.75 | 46.25 | 0 | 0 | 0 | 0 | 0 | 0 | 0 | 0 | 0 | 0 | 0 | 0.019552 | 0.019124 | 0.018825 | 0.018584 | 0.018379 | 0.018576 | 0.019747 | 0 | 0 | 0 | 0 | 0 | 0
Portfolio Adjusted1-in-10Size: 20 kW to 199.99 kWAll2026February Monthly Peak | Portfolio Adjusted | 1-in-10 | Size: 20 kW to 199.99 kW | All | 2026 | February Monthly Peak | 2 | 14.6444 | 14.2268 | 14.074 | 14.1643 | 14.768 | 16.3637 | 18.7629 | 20.4901 | 22.1134 | 22.8959 | 23.3302 | 23.4976 | 23.4512 | 23.5041 | 23.3147 | 22.6953 | 22.0409 | 22.2477 | 22.2318 | 21.1663 | 20.1229 | 18.8172 | 17.0693 | 15.7446 | 0 | 0 | 0 | 0 | 0 | 0 | 0 | 0 | 0 | 0 | 0 | 0.21629 | 0.21587 | 0.21635 | 0.21461 | 0.20891 | 0.20289 | 0.20479 | 0 | 0 | 0 | 0 | 0 | 0 | 52.25 | 51.75 | 51.75 | 50.75 | 51.5 | 50.75 | 51.5 | 52 | 52.25 | 53.75 | 54.5 | 55 | 55.75 | 54 | 53.25 | 52 | 49.75 | 48 | 47.25 | 48 | 47.75 | 46.75 | 47.75 | 46.75 | 0 | 0 | 0 | 0 | 0 | 0 | 0 | 0 | 0 | 0 | 0 | 0.022293 | 0.022356 | 0.022425 | 0.022354 | 0.022046 | 0.021715 | 0.021845 | 0 | 0 | 0 | 0 | 0 | 0
Portfolio Adjusted1-in-10Size: 20 kW to 199.99 kWAll2026March Monthly Peak | Portfolio Adjusted | 1-in-10 | Size: 20 kW to 199.99 kW | All | 2026 | March Monthly Peak | 3 | 15.793 | 15.1885 | 14.863 | 14.8123 | 15.3135 | 16.7667 | 19.2996 | 20.9773 | 23.0681 | 24.7913 | 26.2719 | 27.2789 | 27.8448 | 28.4493 | 28.51 | 27.9385 | 26.8282 | 25.49 | 24.1681 | 23.8183 | 22.569 | 20.895 | 18.7759 | 17.0879 | 0 | 0 | 0 | 0 | 0 | 0 | 0 | 0 | 0 | 0 | 0 | 0.2511 | 0.25631 | 0.26187 | 0.26243 | 0.25717 | 0.24695 | 0.23463 | 0 | 0 | 0 | 0 | 0 | 0 | 56 | 54.25 | 52.75 | 53.25 | 53.75 | 54 | 54 | 56.25 | 63.25 | 69 | 73.25 | 76 | 79.25 | 79 | 76.25 | 72.75 | 72.5 | 71 | 67.25 | 62.75 | 61.5 | 59.5 | 59.5 | 57.5 | 0 | 0 | 0 | 0 | 0 | 0 | 0 | 0 | 0 | 0 | 0 | 0.026711 | 0.027394 | 0.027926 | 0.028086 | 0.02787 | 0.02722 | 0.02605 | 0 | 0 | 0 | 0 | 0 | 0
Portfolio Adjusted1-in-10Size: 20 kW to 199.99 kWAll2026April Monthly Peak | Portfolio Adjusted | 1-in-10 | Size: 20 kW to 199.99 kW | All | 2026 | April Monthly Peak | 4 | 16.664 | 15.9504 | 15.5401 | 15.4513 | 15.9435 | 17.4555 | 19.7429 | 22.0279 | 25.3149 | 28.1031 | 30.3712 | 31.8489 | 32.522 | 33.048 | 32.9857 | 32.183 | 30.6808 | 28.6816 | 26.182 | 25.8928 | 24.7935 | 22.8017 | 20.321 | 18.3328 | 0 | 0 | 0 | 0 | 0 | 0 | 0 | 0 | 0 | 0 | 0 | 0.29317 | 0.29936 | 0.3042 | 0.30363 | 0.29624 | 0.28241 | 0.26401 | 0 | 0 | 0 | 0 | 0 | 0 | 62.5 | 61.75 | 60 | 61.25 | 60.25 | 60.5 | 59.75 | 67.25 | 78.25 | 84.5 | 88.75 | 92 | 93.25 | 92.25 | 91.25 | 90.25 | 88.25 | 86.75 | 84 | 78.5 | 73.25 | 69.75 | 64.25 | 62.75 | 0 | 0 | 0 | 0 | 0 | 0 | 0 | 0 | 0 | 0 | 0 | 0.031289 | 0.032005 | 0.032435 | 0.032447 | 0.032073 | 0.031188 | 0.029518 | 0 | 0 | 0 | 0 | 0 | 0
Portfolio Adjusted1-in-10Size: 20 kW to 199.99 kWAll2026May Monthly Peak | Portfolio Adjusted | 1-in-10 | Size: 20 kW to 199.99 kW | All | 2026 | May Monthly Peak | 5 | 16.6684 | 15.9865 | 15.5972 | 15.5037 | 16.0105 | 17.5038 | 19.599 | 22.4309 | 25.8327 | 28.4578 | 30.5284 | 31.8833 | 32.4367 | 32.859 | 32.6779 | 31.7565 | 30.2032 | 28.1729 | 25.7018 | 25.16 | 24.6455 | 22.7173 | 20.2823 | 18.3382 | 0 | 0 | 0 | 0 | 0 | 0 | 0 | 0 | 0 | 0 | 0 | 0.29348 | 0.29858 | 0.30246 | 0.3008 | 0.29232 | 0.27802 | 0.25933 | 0 | 0 | 0 | 0 | 0 | 0 | 65.75 | 65.25 | 65.75 | 65.5 | 64.5 | 63.75 | 63 | 69 | 80 | 85.5 | 89.25 | 92.75 | 92.75 | 91 | 91 | 89 | 85.75 | 84 | 82 | 80.25 | 74.25 | 69.75 | 68.75 | 67 | 0 | 0 | 0 | 0 | 0 | 0 | 0 | 0 | 0 | 0 | 0 | 0.03117 | 0.031769 | 0.032099 | 0.032025 | 0.031561 | 0.030654 | 0.028981 | 0 | 0 | 0 | 0 | 0 | 0
Portfolio Adjusted1-in-10Size: 20 kW to 199.99 kWAll2026June Monthly Peak | Portfolio Adjusted | 1-in-10 | Size: 20 kW to 199.99 kW | All | 2026 | June Monthly Peak | 6 | 16.8758 | 16.186 | 15.7715 | 15.6872 | 16.212 | 17.5913 | 19.6536 | 22.4189 | 25.5632 | 28.2103 | 30.2589 | 31.5185 | 31.9599 | 32.2306 | 32.0599 | 31.3156 | 30.0744 | 28.3355 | 26.0236 | 24.9042 | 24.4934 | 22.7933 | 20.452 | 18.4848 | 0 | 0 | 0 | 0 | 0 | 0 | 0 | 0 | 0 | 0 | 0 | 0.29013 | 0.29419 | 0.29668 | 0.29511 | 0.28826 | 0.27683 | 0.26083 | 0 | 0 | 0 | 0 | 0 | 0 | 65.25 | 62.5 | 61.5 | 61.5 | 61.25 | 60.5 | 62 | 70.75 | 76.25 | 80 | 85 | 87.75 | 89.5 | 90 | 87.5 | 87.5 | 87.25 | 84.75 | 82.5 | 79.75 | 76 | 72.25 | 70.5 | 68 | 0 | 0 | 0 | 0 | 0 | 0 | 0 | 0 | 0 | 0 | 0 | 0.031145 | 0.031631 | 0.031839 | 0.031757 | 0.031368 | 0.030651 | 0.029223 | 0 | 0 | 0 | 0 | 0 | 0
Portfolio Adjusted1-in-10Size: 20 kW to 199.99 kWAll2026July Monthly Peak | Portfolio Adjusted | 1-in-10 | Size: 20 kW to 199.99 kW | All | 2026 | July Monthly Peak | 7 | 17.9834 | 17.2201 | 16.7645 | 16.6725 | 17.2349 | 18.8459 | 21.1702 | 24.1018 | 27.3492 | 30.0616 | 32.1912 | 33.527 | 34.0652 | 34.4399 | 34.3642 | 33.7771 | 32.5277 | 30.6193 | 27.8952 | 26.5681 | 26.1144 | 24.3319 | 21.8499 | 19.7713 | 0 | 0 | 0 | 0 | 0 | 0 | 0 | 0 | 0 | 0 | 0 | 0.30861 | 0.31357 | 0.31702 | 0.31632 | 0.31092 | 0.29941 | 0.28185 | 0 | 0 | 0 | 0 | 0 | 0 | 71 | 71.5 | 71 | 70.75 | 70 | 70 | 69.5 | 72.75 | 76.75 | 81.25 | 86.5 | 91.75 | 92 | 92.25 | 92.5 | 91.75 | 87.75 | 85 | 83.75 | 81.5 | 78.25 | 75 | 73.75 | 72.75 | 0 | 0 | 0 | 0 | 0 | 0 | 0 | 0 | 0 | 0 | 0 | 0.033336 | 0.03391 | 0.034243 | 0.034247 | 0.033947 | 0.033194 | 0.031559 | 0 | 0 | 0 | 0 | 0 | 0
Portfolio Adjusted1-in-10Size: 20 kW to 199.99 kWAll2026August Monthly Peak | Portfolio Adjusted | 1-in-10 | Size: 20 kW to 199.99 kW | All | 2026 | August Monthly Peak | 8 | 18.3642 | 17.557 | 17.0882 | 16.9847 | 17.5904 | 19.3264 | 22.0369 | 25.136 | 28.7471 | 31.6774 | 34.0267 | 35.4165 | 35.9769 | 36.365 | 36.2599 | 35.5327 | 34.1202 | 32.0671 | 29.1368 | 27.9512 | 27.0401 | 24.9826 | 22.3619 | 20.2376 | 0 | 0 | 0 | 0 | 0 | 0 | 0 | 0 | 0 | 0 | 0 | 0.32601 | 0.33116 | 0.33474 | 0.33377 | 0.32708 | 0.31407 | 0.29517 | 0 | 0 | 0 | 0 | 0 | 0 | 73 | 72.2 | 71.6 | 70.4 | 70.4 | 70.2 | 69.4 | 72.4 | 79.4 | 84 | 89.6 | 91.2 | 93 | 91.4 | 91.8 | 91.6 | 90.2 | 89.8 | 85.6 | 82.4 | 78.2 | 76.4 | 75.2 | 75.2 | 0 | 0 | 0 | 0 | 0 | 0 | 0 | 0 | 0 | 0 | 0 | 0.034732 | 0.0353 | 0.035595 | 0.035579 | 0.035235 | 0.034488 | 0.032815 | 0 | 0 | 0 | 0 | 0 | 0
Portfolio Adjusted1-in-10Size: 20 kW to 199.99 kWAll2026September Monthly Peak | Portfolio Adjusted | 1-in-10 | Size: 20 kW to 199.99 kW | All | 2026 | September Monthly Peak | 9 | 18.975 | 18.1869 | 17.7191 | 17.655 | 18.3105 | 20.2106 | 23.3749 | 26.5025 | 30.6019 | 33.8508 | 36.2813 | 37.7484 | 38.2484 | 38.6215 | 38.396 | 37.3435 | 35.5124 | 33.1997 | 30.3206 | 29.6787 | 27.9564 | 25.6721 | 22.9217 | 20.7626 | 0 | 0 | 0 | 0 | 0 | 0 | 0 | 0 | 0 | 0 | 0 | 0.34747 | 0.35207 | 0.35551 | 0.35343 | 0.34374 | 0.32689 | 0.3056 | 0 | 0 | 0 | 0 | 0 | 0 | 70.5 | 70 | 70 | 69.75 | 70 | 68.75 | 71.5 | 73 | 80.75 | 87.5 | 96.75 | 100 | 101.5 | 101 | 99.75 | 98.75 | 97.25 | 95.5 | 92.75 | 84 | 79.5 | 77.25 | 76.25 | 74.25 | 0 | 0 | 0 | 0 | 0 | 0 | 0 | 0 | 0 | 0 | 0 | 0.036403 | 0.036912 | 0.037195 | 0.037074 | 0.036529 | 0.035493 | 0.03358 | 0 | 0 | 0 | 0 | 0 | 0
Portfolio Adjusted1-in-10Size: 20 kW to 199.99 kWAll2026October Monthly Peak | Portfolio Adjusted | 1-in-10 | Size: 20 kW to 199.99 kW | All | 2026 | October Monthly Peak | 10 | 17.4057 | 16.6929 | 16.2789 | 16.1983 | 16.747 | 18.3674 | 21.2984 | 23.6277 | 27.0167 | 30.1103 | 32.6616 | 34.4498 | 35.3266 | 35.983 | 35.8846 | 34.9034 | 33.0789 | 30.7022 | 28.9002 | 27.7218 | 25.9146 | 23.7952 | 21.1892 | 19.1185 | 0 | 0 | 0 | 0 | 0 | 0 | 0 | 0 | 0 | 0 | 0 | 0.31711 | 0.32518 | 0.33122 | 0.33031 | 0.32128 | 0.30449 | 0.28261 | 0 | 0 | 0 | 0 | 0 | 0 | 68.5 | 66.5 | 66.75 | 66.5 | 65 | 64.75 | 64 | 67.5 | 76.25 | 83.75 | 89.5 | 91.75 | 92 | 92.75 | 91.5 | 90.25 | 90.25 | 87.75 | 83 | 79.5 | 75.5 | 72.25 | 69.75 | 69.25 | 0 | 0 | 0 | 0 | 0 | 0 | 0 | 0 | 0 | 0 | 0 | 0.033421 | 0.034358 | 0.034922 | 0.034925 | 0.034422 | 0.033309 | 0.031289 | 0 | 0 | 0 | 0 | 0 | 0
Portfolio Adjusted1-in-10Size: 20 kW to 199.99 kWAll2026November Monthly Peak | Portfolio Adjusted | 1-in-10 | Size: 20 kW to 199.99 kW | All | 2026 | November Monthly Peak | 11 | 16.0656 | 15.5239 | 15.2122 | 15.2133 | 15.7693 | 17.3337 | 19.4565 | 21.6488 | 24.6191 | 27.1045 | 29.1424 | 30.4792 | 31.0843 | 31.5516 | 31.316 | 30.2397 | 28.9733 | 28.4436 | 26.1419 | 24.5983 | 23.0949 | 21.3079 | 19.139 | 17.41 | 0 | 0 | 0 | 0 | 0 | 0 | 0 | 0 | 0 | 0 | 0 | 0.28056 | 0.28613 | 0.29043 | 0.28826 | 0.27835 | 0.2667 | 0.26182 | 0 | 0 | 0 | 0 | 0 | 0 | 63 | 62.2 | 60.8 | 61.6 | 61.2 | 60.6 | 59.8 | 63.4 | 71.6 | 79.2 | 83 | 86.8 | 88 | 88.2 | 88 | 87.2 | 84 | 77.8 | 72.2 | 67.8 | 66 | 62.8 | 62 | 60.8 | 0 | 0 | 0 | 0 | 0 | 0 | 0 | 0 | 0 | 0 | 0 | 0.029959 | 0.03064 | 0.03103 | 0.030876 | 0.030122 | 0.029223 | 0.028726 | 0 | 0 | 0 | 0 | 0 | 0
Portfolio Adjusted1-in-10Size: 20 kW to 199.99 kWAll2026December Monthly Peak | Portfolio Adjusted | 1-in-10 | Size: 20 kW to 199.99 kW | All | 2026 | December Monthly Peak | 12 | 14.3178 | 13.9617 | 13.8227 | 13.9471 | 14.5581 | 16.1408 | 18.1083 | 20.039 | 21.6867 | 22.2891 | 22.4745 | 22.3452 | 22.004 | 21.7985 | 21.4337 | 20.7901 | 20.5361 | 21.5236 | 21.0723 | 20.1246 | 19.1747 | 18.0676 | 16.5436 | 15.3578 | 0 | 0 | 0 | 0 | 0 | 0 | 0 | 0 | 0 | 0 | 0 | 0.20569 | 0.20254 | 0.20065 | 0.1973 | 0.19137 | 0.18903 | 0.19812 | 0 | 0 | 0 | 0 | 0 | 0 | 47.25 | 46.75 | 45.25 | 45 | 45.25 | 45.25 | 44.25 | 45.25 | 47.75 | 50.75 | 53 | 53.25 | 54 | 55 | 56 | 55 | 54.25 | 50.75 | 49.25 | 48.5 | 46.5 | 47.75 | 46 | 45.25 | 0 | 0 | 0 | 0 | 0 | 0 | 0 | 0 | 0 | 0 | 0 | 0.020804 | 0.020581 | 0.020439 | 0.020239 | 0.01984 | 0.019779 | 0.020627 | 0 | 0 | 0 | 0 | 0 | 0
Portfolio Adjusted1-in-10Size: 20 kW to 199.99 kWAll2026Typical Event Day | Portfolio Adjusted | 1-in-10 | Size: 20 kW to 199.99 kW | All | 2026 | Typical Event Day | 8 | 18.2626 | 17.4638 | 17 | 16.8971 | 17.4995 | 19.2209 | 21.9086 | 24.9443 | 28.473 | 31.3342 | 33.6245 | 34.9823 | 35.5456 | 35.9475 | 35.8602 | 35.1514 | 33.7663 | 31.7386 | 28.8608 | 27.6952 | 26.8117 | 24.7834 | 22.1935 | 20.0913 | 0 | 0 | 0 | 0 | 0 | 0 | 0 | 0 | 0 | 0 | 0 | 0.32201 | 0.32719 | 0.33089 | 0.33009 | 0.32357 | 0.31082 | 0.29215 | 0 | 0 | 0 | 0 | 0 | 0 | 69.9375 | 69.05 | 68.525 | 68.1 | 67.9125 | 67.3625 | 68.1 | 72.225 | 78.2875 | 83.1875 | 89.4625 | 92.675 | 94 | 93.6625 | 92.8875 | 92.4 | 90.6125 | 88.7625 | 86.15 | 81.9125 | 77.9875 | 75.225 | 73.925 | 72.55 | 0 | 0 | 0 | 0 | 0 | 0 | 0 | 0 | 0 | 0 | 0 | 0.034354 | 0.03493 | 0.03524 | 0.035239 | 0.034906 | 0.034171 | 0.032514 | 0 | 0 | 0 | 0 | 0 | 0
Portfolio Adjusted1-in-2Size: 20 kW to 199.99 kWAll2016January Monthly Peak | Portfolio Adjusted | 1-in-2 | Size: 20 kW to 199.99 kW | All | 2016 | January Monthly Peak | 1 | 14.3387 | 13.9724 | 13.8471 | 13.9754 | 14.6226 | 16.2254 | 18.9009 | 20.6722 | 22.0802 | 22.4235 | 22.4049 | 22.2413 | 21.9167 | 21.7511 | 21.4264 | 20.8943 | 20.6749 | 21.6769 | 21.245 | 20.3271 | 19.3772 | 18.2288 | 16.6155 | 15.3948 | 0 | 0 | 0 | 0 | 0 | 0 | 0 | 0 | 0 | 0 | 0 | 0.20473 | 0.20174 | 0.20022 | 0.19723 | 0.19233 | 0.19031 | 0.19953 | 0 | 0 | 0 | 0 | 0 | 0 | 46.5 | 46 | 46.75 | 46.5 | 45.25 | 44.5 | 45.75 | 45 | 47.5 | 51.75 | 54.5 | 57 | 58.5 | 58.5 | 58.75 | 57.75 | 56 | 54 | 51.25 | 49.75 | 46.25 | 44.75 | 41.5 | 41 | 0 | 0 | 0 | 0 | 0 | 0 | 0 | 0 | 0 | 0 | 0 | 0.020567 | 0.020363 | 0.020225 | 0.020043 | 0.019792 | 0.019834 | 0.020738 | 0 | 0 | 0 | 0 | 0 | 0
Portfolio Adjusted1-in-2Size: 20 kW to 199.99 kWAll2016February Monthly Peak | Portfolio Adjusted | 1-in-2 | Size: 20 kW to 199.99 kW | All | 2016 | February Monthly Peak | 2 | 14.5877 | 14.1782 | 14.0351 | 14.1348 | 14.7457 | 16.3549 | 18.7604 | 20.5189 | 22.1039 | 22.7921 | 23.1262 | 23.2023 | 23.0775 | 23.065 | 22.8505 | 22.2506 | 21.6551 | 21.9627 | 22.0522 | 21.018 | 19.9964 | 18.7212 | 16.9997 | 15.7004 | 0 | 0 | 0 | 0 | 0 | 0 | 0 | 0 | 0 | 0 | 0 | 0.21358 | 0.21243 | 0.21231 | 0.21034 | 0.20482 | 0.19933 | 0.20216 | 0 | 0 | 0 | 0 | 0 | 0 | 48.5 | 49 | 47.75 | 46.75 | 45.5 | 44.5 | 43.5 | 43.5 | 49 | 53.5 | 55.5 | 56.75 | 58 | 58.5 | 58 | 57 | 55.75 | 53.5 | 51.25 | 49.25 | 48 | 45.25 | 44.75 | 44.75 | 0 | 0 | 0 | 0 | 0 | 0 | 0 | 0 | 0 | 0 | 0 | 0.021873 | 0.021857 | 0.021871 | 0.021782 | 0.021493 | 0.021219 | 0.021445 | 0 | 0 | 0 | 0 | 0 | 0
Portfolio Adjusted1-in-2Size: 20 kW to 199.99 kWAll2016March Monthly Peak | Portfolio Adjusted | 1-in-2 | Size: 20 kW to 199.99 kW | All | 2016 | March Monthly Peak | 3 | 15.1902 | 14.6517 | 14.3901 | 14.3875 | 14.9132 | 16.3861 | 18.8773 | 20.5061 | 22.1454 | 23.1845 | 23.9845 | 24.4403 | 24.6302 | 24.9574 | 24.9519 | 24.5354 | 23.8012 | 23.04 | 22.4035 | 22.2717 | 21.2173 | 19.7867 | 17.8957 | 16.4031 | 0 | 0 | 0 | 0 | 0 | 0 | 0 | 0 | 0 | 0 | 0 | 0.22497 | 0.22672 | 0.22973 | 0.22968 | 0.22585 | 0.21909 | 0.21208 | 0 | 0 | 0 | 0 | 0 | 0 | 51.25 | 51.5 | 51.5 | 50.5 | 49.75 | 49.5 | 49.5 | 48.25 | 53 | 58.25 | 59.5 | 62.25 | 63.25 | 62.5 | 63.25 | 62.25 | 61 | 57.5 | 55.75 | 54 | 52.5 | 49.25 | 48.75 | 49.25 | 0 | 0 | 0 | 0 | 0 | 0 | 0 | 0 | 0 | 0 | 0 | 0.023413 | 0.023732 | 0.024042 | 0.024169 | 0.024083 | 0.023751 | 0.023088 | 0 | 0 | 0 | 0 | 0 | 0
Portfolio Adjusted1-in-2Size: 20 kW to 199.99 kWAll2016April Monthly Peak | Portfolio Adjusted | 1-in-2 | Size: 20 kW to 199.99 kW | All | 2016 | April Monthly Peak | 4 | 15.6434 | 15.0227 | 14.6807 | 14.6219 | 15.1047 | 16.5267 | 18.6348 | 20.4576 | 22.9366 | 24.8849 | 26.3839 | 27.3468 | 27.8398 | 28.3126 | 28.3371 | 27.7442 | 26.6309 | 25.1146 | 23.3418 | 23.3067 | 22.5009 | 20.8397 | 18.6929 | 16.9609 | 0 | 0 | 0 | 0 | 0 | 0 | 0 | 0 | 0 | 0 | 0 | 0.25172 | 0.25626 | 0.26061 | 0.26084 | 0.25538 | 0.24514 | 0.23118 | 0 | 0 | 0 | 0 | 0 | 0 | 58 | 57.75 | 56.25 | 54.5 | 54.5 | 54.5 | 55.25 | 59.75 | 66.75 | 70.75 | 73.75 | 75.75 | 77 | 77 | 77.75 | 76.25 | 75 | 73.75 | 72 | 68 | 63 | 62 | 60.75 | 59.25 | 0 | 0 | 0 | 0 | 0 | 0 | 0 | 0 | 0 | 0 | 0 | 0.026926 | 0.027503 | 0.027917 | 0.028025 | 0.027798 | 0.02716 | 0.025871 | 0 | 0 | 0 | 0 | 0 | 0
Portfolio Adjusted1-in-2Size: 20 kW to 199.99 kWAll2016May Monthly Peak | Portfolio Adjusted | 1-in-2 | Size: 20 kW to 199.99 kW | All | 2016 | May Monthly Peak | 5 | 15.7437 | 15.1437 | 14.8112 | 14.7382 | 15.2301 | 16.6262 | 18.5451 | 20.9101 | 23.5742 | 25.4787 | 26.9011 | 27.8427 | 28.2907 | 28.7177 | 28.6405 | 27.9025 | 26.6701 | 25.0147 | 23.1472 | 22.821 | 22.5677 | 20.9287 | 18.7896 | 17.0682 | 0 | 0 | 0 | 0 | 0 | 0 | 0 | 0 | 0 | 0 | 0 | 0.25629 | 0.26041 | 0.26434 | 0.26363 | 0.25684 | 0.2455 | 0.23026 | 0 | 0 | 0 | 0 | 0 | 0 | 59.5 | 59.25 | 59 | 58.25 | 58 | 57.25 | 61 | 65.25 | 70.25 | 75 | 79.25 | 80.25 | 79.25 | 78.75 | 78.75 | 78.25 | 77 | 75.5 | 72.75 | 69 | 66 | 64.75 | 64.5 | 63 | 0 | 0 | 0 | 0 | 0 | 0 | 0 | 0 | 0 | 0 | 0 | 0.027369 | 0.027905 | 0.028266 | 0.028299 | 0.02796 | 0.027242 | 0.025855 | 0 | 0 | 0 | 0 | 0 | 0
Portfolio Adjusted1-in-2Size: 20 kW to 199.99 kWAll2016June Monthly Peak | Portfolio Adjusted | 1-in-2 | Size: 20 kW to 199.99 kW | All | 2016 | June Monthly Peak | 6 | 16.2157 | 15.5853 | 15.2135 | 15.1467 | 15.6636 | 16.9802 | 18.9225 | 21.375 | 23.9951 | 26.1106 | 27.6758 | 28.6178 | 28.9593 | 29.2109 | 29.1036 | 28.493 | 27.4943 | 26.0497 | 24.192 | 23.2327 | 23.0104 | 21.5212 | 19.3938 | 17.5897 | 0 | 0 | 0 | 0 | 0 | 0 | 0 | 0 | 0 | 0 | 0 | 0.26342 | 0.26657 | 0.26888 | 0.2679 | 0.26228 | 0.25308 | 0.23979 | 0 | 0 | 0 | 0 | 0 | 0 | 60.25 | 60.25 | 59.25 | 59.75 | 58.5 | 59.75 | 60.75 | 64.5 | 67.25 | 70.75 | 74.5 | 77.5 | 78.5 | 80 | 80.25 | 78.75 | 77.5 | 76.25 | 74 | 71.25 | 67 | 64.5 | 63.5 | 62.75 | 0 | 0 | 0 | 0 | 0 | 0 | 0 | 0 | 0 | 0 | 0 | 0.028377 | 0.028792 | 0.029003 | 0.028988 | 0.028687 | 0.028116 | 0.026917 | 0 | 0 | 0 | 0 | 0 | 0
Portfolio Adjusted1-in-2Size: 20 kW to 199.99 kWAll2016July Monthly Peak | Portfolio Adjusted | 1-in-2 | Size: 20 kW to 199.99 kW | All | 2016 | July Monthly Peak | 7 | 17.2445 | 16.5442 | 16.129 | 16.0469 | 16.591 | 18.1088 | 20.2785 | 22.7893 | 25.4416 | 27.6184 | 29.2783 | 30.3366 | 30.848 | 31.2789 | 31.3112 | 30.8641 | 29.8399 | 28.1688 | 25.8724 | 24.7031 | 24.4536 | 22.8919 | 20.6397 | 18.7297 | 0 | 0 | 0 | 0 | 0 | 0 | 0 | 0 | 0 | 0 | 0 | 0.27925 | 0.28395 | 0.28792 | 0.28822 | 0.2841 | 0.27467 | 0.25929 | 0 | 0 | 0 | 0 | 0 | 0 | 67.75 | 67.25 | 66.5 | 66.5 | 66.5 | 66.5 | 67.75 | 69.5 | 74.5 | 77.75 | 78.75 | 77.25 | 78.75 | 82 | 80 | 81.75 | 84 | 83.5 | 78.25 | 74 | 72.25 | 71.75 | 69.75 | 69.75 | 0 | 0 | 0 | 0 | 0 | 0 | 0 | 0 | 0 | 0 | 0 | 0.030477 | 0.031058 | 0.03146 | 0.031565 | 0.031344 | 0.030698 | 0.029231 | 0 | 0 | 0 | 0 | 0 | 0
Portfolio Adjusted1-in-2Size: 20 kW to 199.99 kWAll2016August Monthly Peak | Portfolio Adjusted | 1-in-2 | Size: 20 kW to 199.99 kW | All | 2016 | August Monthly Peak | 8 | 17.7392 | 16.9846 | 16.5486 | 16.4517 | 17.0401 | 18.6929 | 21.2687 | 23.9983 | 27.1047 | 29.5932 | 31.559 | 32.7289 | 33.283 | 33.7335 | 33.7269 | 33.1161 | 31.8853 | 30.0152 | 27.4313 | 26.3749 | 25.6353 | 23.7617 | 21.3334 | 19.3491 | 0 | 0 | 0 | 0 | 0 | 0 | 0 | 0 | 0 | 0 | 0 | 0.30127 | 0.30637 | 0.31051 | 0.31045 | 0.30483 | 0.2935 | 0.27629 | 0 | 0 | 0 | 0 | 0 | 0 | 70.4 | 70.6 | 69.6 | 70 | 69.2 | 68.8 | 68.8 | 68.6 | 71.4 | 74.8 | 80 | 83 | 84.2 | 84.4 | 84.2 | 83.6 | 83.4 | 81.8 | 78.6 | 76 | 74 | 73.2 | 71.4 | 71.8 | 0 | 0 | 0 | 0 | 0 | 0 | 0 | 0 | 0 | 0 | 0 | 0.032344 | 0.032935 | 0.0333 | 0.033375 | 0.033099 | 0.032437 | 0.030892 | 0 | 0 | 0 | 0 | 0 | 0
Portfolio Adjusted1-in-2Size: 20 kW to 199.99 kWAll2016September Monthly Peak | Portfolio Adjusted | 1-in-2 | Size: 20 kW to 199.99 kW | All | 2016 | September Monthly Peak | 9 | 18.0832 | 17.3687 | 16.9442 | 16.8852 | 17.5118 | 19.2829 | 22.2462 | 24.8151 | 28.1905 | 30.8355 | 32.7504 | 33.9383 | 34.4671 | 34.9637 | 34.8951 | 34.0045 | 32.4121 | 30.3198 | 27.8989 | 27.4321 | 25.9513 | 23.9228 | 21.4427 | 19.4771 | 0 | 0 | 0 | 0 | 0 | 0 | 0 | 0 | 0 | 0 | 0 | 0.3124 | 0.31727 | 0.32184 | 0.32121 | 0.31301 | 0.29835 | 0.27909 | 0 | 0 | 0 | 0 | 0 | 0 | 65.75 | 65 | 65.75 | 63.75 | 64.5 | 65.25 | 67.5 | 69 | 76.5 | 82 | 87.5 | 88.75 | 88.25 | 90.25 | 92 | 89.75 | 88 | 87.5 | 86 | 81 | 76.5 | 76.25 | 74 | 72.5 | 0 | 0 | 0 | 0 | 0 | 0 | 0 | 0 | 0 | 0 | 0 | 0.033077 | 0.033656 | 0.034067 | 0.034088 | 0.03364 | 0.032706 | 0.030938 | 0 | 0 | 0 | 0 | 0 | 0
Portfolio Adjusted1-in-2Size: 20 kW to 199.99 kWAll2016October Monthly Peak | Portfolio Adjusted | 1-in-2 | Size: 20 kW to 199.99 kW | All | 2016 | October Monthly Peak | 10 | 16.7316 | 16.0773 | 15.7023 | 15.6335 | 16.1683 | 17.7102 | 20.506 | 22.4718 | 25.3203 | 27.9082 | 30.0104 | 31.5228 | 32.3507 | 33.036 | 33.0254 | 32.1748 | 30.569 | 28.4354 | 27.0469 | 26.0186 | 24.3996 | 22.4861 | 20.0926 | 18.1797 | 0 | 0 | 0 | 0 | 0 | 0 | 0 | 0 | 0 | 0 | 0 | 0.29016 | 0.29779 | 0.30409 | 0.304 | 0.29617 | 0.28138 | 0.26175 | 0 | 0 | 0 | 0 | 0 | 0 | 62.5 | 62.25 | 62.5 | 61.25 | 61.5 | 59.75 | 61 | 64.25 | 69.75 | 75.25 | 79.5 | 81.5 | 84.25 | 86.25 | 86 | 85 | 84 | 82.25 | 76.75 | 70.25 | 68.25 | 65.75 | 64.75 | 63 | 0 | 0 | 0 | 0 | 0 | 0 | 0 | 0 | 0 | 0 | 0 | 0.030721 | 0.031639 | 0.032246 | 0.032335 | 0.031918 | 0.030927 | 0.029089 | 0 | 0 | 0 | 0 | 0 | 0
Portfolio Adjusted1-in-2Size: 20 kW to 199.99 kWAll2016November Monthly Peak | Portfolio Adjusted | 1-in-2 | Size: 20 kW to 199.99 kW | All | 2016 | November Monthly Peak | 11 | 15.2192 | 14.7566 | 14.5058 | 14.5372 | 15.0909 | 16.5939 | 18.5796 | 20.4292 | 22.734 | 24.4887 | 25.8478 | 26.7128 | 27.1196 | 27.4982 | 27.3133 | 26.4166 | 25.4992 | 25.423 | 23.7706 | 22.45 | 21.1939 | 19.6898 | 17.8034 | 16.295 | 0 | 0 | 0 | 0 | 0 | 0 | 0 | 0 | 0 | 0 | 0 | 0.24589 | 0.24963 | 0.25312 | 0.25142 | 0.24316 | 0.23472 | 0.23402 | 0 | 0 | 0 | 0 | 0 | 0 | 60.2 | 59.8 | 59.6 | 59.6 | 60 | 60.6 | 59.8 | 59.6 | 62.8 | 65.8 | 68.2 | 70 | 71.2 | 71.6 | 70.2 | 70 | 68.8 | 66.8 | 65.4 | 63.8 | 63 | 62.6 | 61.8 | 61.6 | 0 | 0 | 0 | 0 | 0 | 0 | 0 | 0 | 0 | 0 | 0 | 0.026207 | 0.026722 | 0.02706 | 0.026972 | 0.026346 | 0.025684 | 0.025555 | 0 | 0 | 0 | 0 | 0 | 0
Portfolio Adjusted1-in-2Size: 20 kW to 199.99 kWAll2016December Monthly Peak | Portfolio Adjusted | 1-in-2 | Size: 20 kW to 199.99 kW | All | 2016 | December Monthly Peak | 12 | 14.5537 | 14.1647 | 13.9859 | 14.0724 | 14.6549 | 16.1841 | 18.1276 | 19.9368 | 21.7449 | 22.733 | 23.327 | 23.5685 | 23.5438 | 23.6012 | 23.3361 | 22.6124 | 22.1192 | 22.6977 | 21.8174 | 20.7417 | 19.702 | 18.4695 | 16.8368 | 15.5468 | 0 | 0 | 0 | 0 | 0 | 0 | 0 | 0 | 0 | 0 | 0 | 0.21695 | 0.21672 | 0.21725 | 0.21481 | 0.20815 | 0.20361 | 0.20893 | 0 | 0 | 0 | 0 | 0 | 0 | 48.25 | 48 | 46.75 | 48 | 46.75 | 47 | 46.5 | 45.75 | 53 | 57.75 | 61.75 | 63 | 62.25 | 66 | 65 | 63.5 | 61.75 | 59.5 | 57.75 | 54.5 | 53.25 | 51.75 | 52 | 52 | 0 | 0 | 0 | 0 | 0 | 0 | 0 | 0 | 0 | 0 | 0 | 0.022522 | 0.022618 | 0.022698 | 0.02257 | 0.022092 | 0.021796 | 0.022254 | 0 | 0 | 0 | 0 | 0 | 0
Portfolio Adjusted1-in-2Size: 20 kW to 199.99 kWAll2016Typical Event Day | Portfolio Adjusted | 1-in-2 | Size: 20 kW to 199.99 kW | All | 2016 | Typical Event Day | 8 | 17.5339 | 16.7972 | 16.3733 | 16.2802 | 16.8645 | 18.494 | 21.0292 | 23.6498 | 26.5916 | 28.9247 | 30.752 | 31.836 | 32.3732 | 32.8305 | 32.8498 | 32.279 | 31.116 | 29.3222 | 26.8661 | 25.856 | 25.1738 | 23.3634 | 21 | 19.0641 | 0 | 0 | 0 | 0 | 0 | 0 | 0 | 0 | 0 | 0 | 0 | 0.29305 | 0.29799 | 0.3022 | 0.30238 | 0.29713 | 0.28642 | 0.26991 | 0 | 0 | 0 | 0 | 0 | 0 | 66.0375 | 65.775 | 65.275 | 65 | 64.675 | 65.075 | 66.2 | 67.9 | 72.4125 | 76.325 | 80.1875 | 81.625 | 82.425 | 84.1625 | 84.1125 | 83.4625 | 83.225 | 82.2625 | 79.2125 | 75.5625 | 72.4375 | 71.425 | 69.6625 | 69.2 | 0 | 0 | 0 | 0 | 0 | 0 | 0 | 0 | 0 | 0 | 0 | 0.03152 | 0.032103 | 0.032479 | 0.03258 | 0.032329 | 0.031704 | 0.030216 | 0 | 0 | 0 | 0 | 0 | 0
Portfolio Adjusted1-in-2Size: 20 kW to 199.99 kWAll2017January Monthly Peak | Portfolio Adjusted | 1-in-2 | Size: 20 kW to 199.99 kW | All | 2017 | January Monthly Peak | 1 | 14.3387 | 13.9724 | 13.8471 | 13.9754 | 14.6226 | 16.2254 | 18.9009 | 20.6722 | 22.0802 | 22.4235 | 22.4049 | 22.2413 | 21.9167 | 21.7511 | 21.4264 | 20.8943 | 20.6749 | 21.6769 | 21.245 | 20.3271 | 19.3772 | 18.2288 | 16.6155 | 15.3948 | 0 | 0 | 0 | 0 | 0 | 0 | 0 | 0 | 0 | 0 | 0 | 0.20473 | 0.20174 | 0.20022 | 0.19723 | 0.19233 | 0.19031 | 0.19953 | 0 | 0 | 0 | 0 | 0 | 0 | 46.5 | 46 | 46.75 | 46.5 | 45.25 | 44.5 | 45.75 | 45 | 47.5 | 51.75 | 54.5 | 57 | 58.5 | 58.5 | 58.75 | 57.75 | 56 | 54 | 51.25 | 49.75 | 46.25 | 44.75 | 41.5 | 41 | 0 | 0 | 0 | 0 | 0 | 0 | 0 | 0 | 0 | 0 | 0 | 0.020567 | 0.020363 | 0.020225 | 0.020043 | 0.019792 | 0.019834 | 0.020738 | 0 | 0 | 0 | 0 | 0 | 0
Portfolio Adjusted1-in-2Size: 20 kW to 199.99 kWAll2017February Monthly Peak | Portfolio Adjusted | 1-in-2 | Size: 20 kW to 199.99 kW | All | 2017 | February Monthly Peak | 2 | 14.5877 | 14.1782 | 14.0351 | 14.1348 | 14.7457 | 16.3549 | 18.7604 | 20.5189 | 22.1039 | 22.7921 | 23.1262 | 23.2023 | 23.0775 | 23.065 | 22.8505 | 22.2506 | 21.6551 | 21.9627 | 22.0522 | 21.018 | 19.9964 | 18.7212 | 16.9997 | 15.7004 | 0 | 0 | 0 | 0 | 0 | 0 | 0 | 0 | 0 | 0 | 0 | 0.21358 | 0.21243 | 0.21231 | 0.21034 | 0.20482 | 0.19933 | 0.20216 | 0 | 0 | 0 | 0 | 0 | 0 | 48.5 | 49 | 47.75 | 46.75 | 45.5 | 44.5 | 43.5 | 43.5 | 49 | 53.5 | 55.5 | 56.75 | 58 | 58.5 | 58 | 57 | 55.75 | 53.5 | 51.25 | 49.25 | 48 | 45.25 | 44.75 | 44.75 | 0 | 0 | 0 | 0 | 0 | 0 | 0 | 0 | 0 | 0 | 0 | 0.021873 | 0.021857 | 0.021871 | 0.021782 | 0.021493 | 0.021219 | 0.021445 | 0 | 0 | 0 | 0 | 0 | 0
Portfolio Adjusted1-in-2Size: 20 kW to 199.99 kWAll2017March Monthly Peak | Portfolio Adjusted | 1-in-2 | Size: 20 kW to 199.99 kW | All | 2017 | March Monthly Peak | 3 | 15.1902 | 14.6517 | 14.3901 | 14.3876 | 14.9132 | 16.3861 | 18.8773 | 20.5061 | 22.1454 | 23.1845 | 23.9845 | 24.4403 | 24.6302 | 24.9574 | 24.9519 | 24.5354 | 23.8012 | 23.04 | 22.4035 | 22.2717 | 21.2173 | 19.7867 | 17.8957 | 16.4031 | 0 | 0 | 0 | 0 | 0 | 0 | 0 | 0 | 0 | 0 | 0 | 0.22497 | 0.22672 | 0.22973 | 0.22968 | 0.22585 | 0.21909 | 0.21208 | 0 | 0 | 0 | 0 | 0 | 0 | 51.25 | 51.5 | 51.5 | 50.5 | 49.75 | 49.5 | 49.5 | 48.25 | 53 | 58.25 | 59.5 | 62.25 | 63.25 | 62.5 | 63.25 | 62.25 | 61 | 57.5 | 55.75 | 54 | 52.5 | 49.25 | 48.75 | 49.25 | 0 | 0 | 0 | 0 | 0 | 0 | 0 | 0 | 0 | 0 | 0 | 0.023413 | 0.023732 | 0.024042 | 0.024169 | 0.024083 | 0.023751 | 0.023088 | 0 | 0 | 0 | 0 | 0 | 0
Portfolio Adjusted1-in-2Size: 20 kW to 199.99 kWAll2017April Monthly Peak | Portfolio Adjusted | 1-in-2 | Size: 20 kW to 199.99 kW | All | 2017 | April Monthly Peak | 4 | 15.6434 | 15.0227 | 14.6807 | 14.6219 | 15.1047 | 16.5267 | 18.6348 | 20.4576 | 22.9366 | 24.8849 | 26.3839 | 27.3468 | 27.8398 | 28.3126 | 28.3371 | 27.7442 | 26.6309 | 25.1146 | 23.3418 | 23.3067 | 22.5009 | 20.8397 | 18.6929 | 16.9609 | 0 | 0 | 0 | 0 | 0 | 0 | 0 | 0 | 0 | 0 | 0 | 0.25172 | 0.25626 | 0.26061 | 0.26084 | 0.25538 | 0.24514 | 0.23118 | 0 | 0 | 0 | 0 | 0 | 0 | 58 | 57.75 | 56.25 | 54.5 | 54.5 | 54.5 | 55.25 | 59.75 | 66.75 | 70.75 | 73.75 | 75.75 | 77 | 77 | 77.75 | 76.25 | 75 | 73.75 | 72 | 68 | 63 | 62 | 60.75 | 59.25 | 0 | 0 | 0 | 0 | 0 | 0 | 0 | 0 | 0 | 0 | 0 | 0.026926 | 0.027503 | 0.027917 | 0.028025 | 0.027798 | 0.02716 | 0.025871 | 0 | 0 | 0 | 0 | 0 | 0
Portfolio Adjusted1-in-2Size: 20 kW to 199.99 kWAll2017May Monthly Peak | Portfolio Adjusted | 1-in-2 | Size: 20 kW to 199.99 kW | All | 2017 | May Monthly Peak | 5 | 15.7437 | 15.1437 | 14.8111 | 14.7382 | 15.2301 | 16.6262 | 18.5451 | 20.9101 | 23.5742 | 25.4787 | 26.9011 | 27.8427 | 28.2907 | 28.7177 | 28.6405 | 27.9025 | 26.6701 | 25.0146 | 23.1472 | 22.821 | 22.5677 | 20.9287 | 18.7896 | 17.0682 | 0 | 0 | 0 | 0 | 0 | 0 | 0 | 0 | 0 | 0 | 0 | 0.25629 | 0.26041 | 0.26434 | 0.26363 | 0.25684 | 0.2455 | 0.23026 | 0 | 0 | 0 | 0 | 0 | 0 | 59.5 | 59.25 | 59 | 58.25 | 58 | 57.25 | 61 | 65.25 | 70.25 | 75 | 79.25 | 80.25 | 79.25 | 78.75 | 78.75 | 78.25 | 77 | 75.5 | 72.75 | 69 | 66 | 64.75 | 64.5 | 63 | 0 | 0 | 0 | 0 | 0 | 0 | 0 | 0 | 0 | 0 | 0 | 0.027369 | 0.027905 | 0.028266 | 0.028299 | 0.02796 | 0.027242 | 0.025855 | 0 | 0 | 0 | 0 | 0 | 0
Portfolio Adjusted1-in-2Size: 20 kW to 199.99 kWAll2017June Monthly Peak | Portfolio Adjusted | 1-in-2 | Size: 20 kW to 199.99 kW | All | 2017 | June Monthly Peak | 6 | 16.2157 | 15.5853 | 15.2135 | 15.1467 | 15.6636 | 16.9802 | 18.9225 | 21.375 | 23.9951 | 26.1106 | 27.6758 | 28.6178 | 28.9593 | 29.2109 | 29.1036 | 28.493 | 27.4943 | 26.0497 | 24.192 | 23.2327 | 23.0104 | 21.5212 | 19.3938 | 17.5897 | 0 | 0 | 0 | 0 | 0 | 0 | 0 | 0 | 0 | 0 | 0 | 0.26342 | 0.26657 | 0.26888 | 0.2679 | 0.26228 | 0.25308 | 0.23979 | 0 | 0 | 0 | 0 | 0 | 0 | 60.25 | 60.25 | 59.25 | 59.75 | 58.5 | 59.75 | 60.75 | 64.5 | 67.25 | 70.75 | 74.5 | 77.5 | 78.5 | 80 | 80.25 | 78.75 | 77.5 | 76.25 | 74 | 71.25 | 67 | 64.5 | 63.5 | 62.75 | 0 | 0 | 0 | 0 | 0 | 0 | 0 | 0 | 0 | 0 | 0 | 0.028377 | 0.028792 | 0.029003 | 0.028988 | 0.028687 | 0.028116 | 0.026917 | 0 | 0 | 0 | 0 | 0 | 0
Portfolio Adjusted1-in-2Size: 20 kW to 199.99 kWAll2017July Monthly Peak | Portfolio Adjusted | 1-in-2 | Size: 20 kW to 199.99 kW | All | 2017 | July Monthly Peak | 7 | 17.2445 | 16.5442 | 16.129 | 16.0469 | 16.591 | 18.1088 | 20.2785 | 22.7893 | 25.4416 | 27.6184 | 29.2783 | 30.3366 | 30.848 | 31.2789 | 31.3112 | 30.8641 | 29.8399 | 28.1688 | 25.8724 | 24.7031 | 24.4536 | 22.8919 | 20.6397 | 18.7297 | 0 | 0 | 0 | 0 | 0 | 0 | 0 | 0 | 0 | 0 | 0 | 0.27925 | 0.28395 | 0.28792 | 0.28822 | 0.2841 | 0.27467 | 0.25929 | 0 | 0 | 0 | 0 | 0 | 0 | 67.75 | 67.25 | 66.5 | 66.5 | 66.5 | 66.5 | 67.75 | 69.5 | 74.5 | 77.75 | 78.75 | 77.25 | 78.75 | 82 | 80 | 81.75 | 84 | 83.5 | 78.25 | 74 | 72.25 | 71.75 | 69.75 | 69.75 | 0 | 0 | 0 | 0 | 0 | 0 | 0 | 0 | 0 | 0 | 0 | 0.030477 | 0.031058 | 0.03146 | 0.031565 | 0.031344 | 0.030698 | 0.029231 | 0 | 0 | 0 | 0 | 0 | 0
Portfolio Adjusted1-in-2Size: 20 kW to 199.99 kWAll2017August Monthly Peak | Portfolio Adjusted | 1-in-2 | Size: 20 kW to 199.99 kW | All | 2017 | August Monthly Peak | 8 | 17.7392 | 16.9846 | 16.5486 | 16.4517 | 17.0401 | 18.6929 | 21.2687 | 23.9983 | 27.1047 | 29.5932 | 31.559 | 32.7289 | 33.283 | 33.7335 | 33.7269 | 33.1161 | 31.8853 | 30.0152 | 27.4313 | 26.3749 | 25.6353 | 23.7617 | 21.3334 | 19.3491 | 0 | 0 | 0 | 0 | 0 | 0 | 0 | 0 | 0 | 0 | 0 | 0.30127 | 0.30637 | 0.31051 | 0.31045 | 0.30483 | 0.2935 | 0.27629 | 0 | 0 | 0 | 0 | 0 | 0 | 70.4 | 70.6 | 69.6 | 70 | 69.2 | 68.8 | 68.8 | 68.6 | 71.4 | 74.8 | 80 | 83 | 84.2 | 84.4 | 84.2 | 83.6 | 83.4 | 81.8 | 78.6 | 76 | 74 | 73.2 | 71.4 | 71.8 | 0 | 0 | 0 | 0 | 0 | 0 | 0 | 0 | 0 | 0 | 0 | 0.032344 | 0.032935 | 0.0333 | 0.033375 | 0.033099 | 0.032437 | 0.030892 | 0 | 0 | 0 | 0 | 0 | 0
Portfolio Adjusted1-in-2Size: 20 kW to 199.99 kWAll2017September Monthly Peak | Portfolio Adjusted | 1-in-2 | Size: 20 kW to 199.99 kW | All | 2017 | September Monthly Peak | 9 | 18.0832 | 17.3687 | 16.9442 | 16.8852 | 17.5118 | 19.2829 | 22.2462 | 24.8151 | 28.1905 | 30.8355 | 32.7504 | 33.9383 | 34.4671 | 34.9637 | 34.8951 | 34.0045 | 32.4121 | 30.3198 | 27.8989 | 27.4321 | 25.9513 | 23.9228 | 21.4427 | 19.4771 | 0 | 0 | 0 | 0 | 0 | 0 | 0 | 0 | 0 | 0 | 0 | 0.3124 | 0.31727 | 0.32184 | 0.32121 | 0.31301 | 0.29835 | 0.27909 | 0 | 0 | 0 | 0 | 0 | 0 | 65.75 | 65 | 65.75 | 63.75 | 64.5 | 65.25 | 67.5 | 69 | 76.5 | 82 | 87.5 | 88.75 | 88.25 | 90.25 | 92 | 89.75 | 88 | 87.5 | 86 | 81 | 76.5 | 76.25 | 74 | 72.5 | 0 | 0 | 0 | 0 | 0 | 0 | 0 | 0 | 0 | 0 | 0 | 0.033077 | 0.033656 | 0.034067 | 0.034088 | 0.03364 | 0.032706 | 0.030938 | 0 | 0 | 0 | 0 | 0 | 0
Portfolio Adjusted1-in-2Size: 20 kW to 199.99 kWAll2017October Monthly Peak | Portfolio Adjusted | 1-in-2 | Size: 20 kW to 199.99 kW | All | 2017 | October Monthly Peak | 10 | 16.7316 | 16.0773 | 15.7023 | 15.6335 | 16.1683 | 17.7102 | 20.506 | 22.4718 | 25.3203 | 27.9082 | 30.0104 | 31.5228 | 32.3507 | 33.036 | 33.0254 | 32.1748 | 30.569 | 28.4354 | 27.0469 | 26.0186 | 24.3996 | 22.4861 | 20.0926 | 18.1797 | 0 | 0 | 0 | 0 | 0 | 0 | 0 | 0 | 0 | 0 | 0 | 0.29016 | 0.29779 | 0.30409 | 0.304 | 0.29617 | 0.28138 | 0.26175 | 0 | 0 | 0 | 0 | 0 | 0 | 62.5 | 62.25 | 62.5 | 61.25 | 61.5 | 59.75 | 61 | 64.25 | 69.75 | 75.25 | 79.5 | 81.5 | 84.25 | 86.25 | 86 | 85 | 84 | 82.25 | 76.75 | 70.25 | 68.25 | 65.75 | 64.75 | 63 | 0 | 0 | 0 | 0 | 0 | 0 | 0 | 0 | 0 | 0 | 0 | 0.030721 | 0.031639 | 0.032246 | 0.032335 | 0.031918 | 0.030927 | 0.029089 | 0 | 0 | 0 | 0 | 0 | 0
Portfolio Adjusted1-in-2Size: 20 kW to 199.99 kWAll2017November Monthly Peak | Portfolio Adjusted | 1-in-2 | Size: 20 kW to 199.99 kW | All | 2017 | November Monthly Peak | 11 | 15.2192 | 14.7566 | 14.5058 | 14.5372 | 15.0909 | 16.5939 | 18.5796 | 20.4292 | 22.734 | 24.4887 | 25.8478 | 26.7128 | 27.1196 | 27.4982 | 27.3133 | 26.4166 | 25.4992 | 25.423 | 23.7706 | 22.45 | 21.1939 | 19.6898 | 17.8034 | 16.295 | 0 | 0 | 0 | 0 | 0 | 0 | 0 | 0 | 0 | 0 | 0 | 0.24589 | 0.24963 | 0.25312 | 0.25142 | 0.24316 | 0.23472 | 0.23402 | 0 | 0 | 0 | 0 | 0 | 0 | 60.2 | 59.8 | 59.6 | 59.6 | 60 | 60.6 | 59.8 | 59.6 | 62.8 | 65.8 | 68.2 | 70 | 71.2 | 71.6 | 70.2 | 70 | 68.8 | 66.8 | 65.4 | 63.8 | 63 | 62.6 | 61.8 | 61.6 | 0 | 0 | 0 | 0 | 0 | 0 | 0 | 0 | 0 | 0 | 0 | 0.026207 | 0.026722 | 0.02706 | 0.026972 | 0.026346 | 0.025684 | 0.025555 | 0 | 0 | 0 | 0 | 0 | 0
Portfolio Adjusted1-in-2Size: 20 kW to 199.99 kWAll2017December Monthly Peak | Portfolio Adjusted | 1-in-2 | Size: 20 kW to 199.99 kW | All | 2017 | December Monthly Peak | 12 | 14.5537 | 14.1647 | 13.9859 | 14.0724 | 14.6549 | 16.1841 | 18.1276 | 19.9368 | 21.7449 | 22.733 | 23.327 | 23.5685 | 23.5438 | 23.6012 | 23.3361 | 22.6124 | 22.1192 | 22.6977 | 21.8174 | 20.7417 | 19.702 | 18.4695 | 16.8368 | 15.5468 | 0 | 0 | 0 | 0 | 0 | 0 | 0 | 0 | 0 | 0 | 0 | 0.21695 | 0.21672 | 0.21725 | 0.21481 | 0.20815 | 0.20361 | 0.20893 | 0 | 0 | 0 | 0 | 0 | 0 | 48.25 | 48 | 46.75 | 48 | 46.75 | 47 | 46.5 | 45.75 | 53 | 57.75 | 61.75 | 63 | 62.25 | 66 | 65 | 63.5 | 61.75 | 59.5 | 57.75 | 54.5 | 53.25 | 51.75 | 52 | 52 | 0 | 0 | 0 | 0 | 0 | 0 | 0 | 0 | 0 | 0 | 0 | 0.022522 | 0.022618 | 0.022698 | 0.02257 | 0.022092 | 0.021796 | 0.022254 | 0 | 0 | 0 | 0 | 0 | 0
Portfolio Adjusted1-in-2Size: 20 kW to 199.99 kWAll2017Typical Event Day | Portfolio Adjusted | 1-in-2 | Size: 20 kW to 199.99 kW | All | 2017 | Typical Event Day | 8 | 17.5339 | 16.7972 | 16.3733 | 16.2802 | 16.8645 | 18.494 | 21.0292 | 23.6498 | 26.5916 | 28.9247 | 30.752 | 31.836 | 32.3732 | 32.8305 | 32.8498 | 32.279 | 31.116 | 29.3222 | 26.8661 | 25.856 | 25.1738 | 23.3634 | 21 | 19.0641 | 0 | 0 | 0 | 0 | 0 | 0 | 0 | 0 | 0 | 0 | 0 | 0.29305 | 0.29799 | 0.3022 | 0.30238 | 0.29713 | 0.28642 | 0.26991 | 0 | 0 | 0 | 0 | 0 | 0 | 66.0375 | 65.775 | 65.275 | 65 | 64.675 | 65.075 | 66.2 | 67.9 | 72.4125 | 76.325 | 80.1875 | 81.625 | 82.425 | 84.1625 | 84.1125 | 83.4625 | 83.225 | 82.2625 | 79.2125 | 75.5625 | 72.4375 | 71.425 | 69.6625 | 69.2 | 0 | 0 | 0 | 0 | 0 | 0 | 0 | 0 | 0 | 0 | 0 | 0.03152 | 0.032103 | 0.032479 | 0.03258 | 0.032329 | 0.031704 | 0.030216 | 0 | 0 | 0 | 0 | 0 | 0
Portfolio Adjusted1-in-2Size: 20 kW to 199.99 kWAll2018January Monthly Peak | Portfolio Adjusted | 1-in-2 | Size: 20 kW to 199.99 kW | All | 2018 | January Monthly Peak | 1 | 14.3387 | 13.9724 | 13.8471 | 13.9754 | 14.6226 | 16.2254 | 18.9009 | 20.6722 | 22.0802 | 22.4235 | 22.4049 | 22.2413 | 21.9167 | 21.7511 | 21.4264 | 20.8943 | 20.6749 | 21.6769 | 21.245 | 20.3271 | 19.3772 | 18.2288 | 16.6155 | 15.3948 | 0 | 0 | 0 | 0 | 0 | 0 | 0 | 0 | 0 | 0 | 0 | 0.20473 | 0.20174 | 0.20022 | 0.19723 | 0.19233 | 0.19031 | 0.19953 | 0 | 0 | 0 | 0 | 0 | 0 | 46.5 | 46 | 46.75 | 46.5 | 45.25 | 44.5 | 45.75 | 45 | 47.5 | 51.75 | 54.5 | 57 | 58.5 | 58.5 | 58.75 | 57.75 | 56 | 54 | 51.25 | 49.75 | 46.25 | 44.75 | 41.5 | 41 | 0 | 0 | 0 | 0 | 0 | 0 | 0 | 0 | 0 | 0 | 0 | 0.020567 | 0.020363 | 0.020225 | 0.020043 | 0.019792 | 0.019834 | 0.020738 | 0 | 0 | 0 | 0 | 0 | 0
Portfolio Adjusted1-in-2Size: 20 kW to 199.99 kWAll2018February Monthly Peak | Portfolio Adjusted | 1-in-2 | Size: 20 kW to 199.99 kW | All | 2018 | February Monthly Peak | 2 | 14.5877 | 14.1782 | 14.0351 | 14.1348 | 14.7457 | 16.3549 | 18.7604 | 20.5189 | 22.1039 | 22.7921 | 23.1262 | 23.2023 | 23.0775 | 23.065 | 22.8505 | 22.2506 | 21.6551 | 21.9627 | 22.0522 | 21.018 | 19.9964 | 18.7212 | 16.9997 | 15.7004 | 0 | 0 | 0 | 0 | 0 | 0 | 0 | 0 | 0 | 0 | 0 | 0.21358 | 0.21243 | 0.21231 | 0.21034 | 0.20482 | 0.19933 | 0.20216 | 0 | 0 | 0 | 0 | 0 | 0 | 48.5 | 49 | 47.75 | 46.75 | 45.5 | 44.5 | 43.5 | 43.5 | 49 | 53.5 | 55.5 | 56.75 | 58 | 58.5 | 58 | 57 | 55.75 | 53.5 | 51.25 | 49.25 | 48 | 45.25 | 44.75 | 44.75 | 0 | 0 | 0 | 0 | 0 | 0 | 0 | 0 | 0 | 0 | 0 | 0.021873 | 0.021857 | 0.021871 | 0.021782 | 0.021493 | 0.021219 | 0.021445 | 0 | 0 | 0 | 0 | 0 | 0
Portfolio Adjusted1-in-2Size: 20 kW to 199.99 kWAll2018March Monthly Peak | Portfolio Adjusted | 1-in-2 | Size: 20 kW to 199.99 kW | All | 2018 | March Monthly Peak | 3 | 15.1902 | 14.6517 | 14.3901 | 14.3875 | 14.9132 | 16.3861 | 18.8773 | 20.5061 | 22.1454 | 23.1845 | 23.9845 | 24.4403 | 24.6302 | 24.9574 | 24.9519 | 24.5354 | 23.8012 | 23.04 | 22.4035 | 22.2717 | 21.2173 | 19.7867 | 17.8957 | 16.4031 | 0 | 0 | 0 | 0 | 0 | 0 | 0 | 0 | 0 | 0 | 0 | 0.22497 | 0.22672 | 0.22973 | 0.22968 | 0.22585 | 0.21909 | 0.21208 | 0 | 0 | 0 | 0 | 0 | 0 | 51.25 | 51.5 | 51.5 | 50.5 | 49.75 | 49.5 | 49.5 | 48.25 | 53 | 58.25 | 59.5 | 62.25 | 63.25 | 62.5 | 63.25 | 62.25 | 61 | 57.5 | 55.75 | 54 | 52.5 | 49.25 | 48.75 | 49.25 | 0 | 0 | 0 | 0 | 0 | 0 | 0 | 0 | 0 | 0 | 0 | 0.023413 | 0.023732 | 0.024042 | 0.024169 | 0.024083 | 0.023751 | 0.023088 | 0 | 0 | 0 | 0 | 0 | 0
Portfolio Adjusted1-in-2Size: 20 kW to 199.99 kWAll2018April Monthly Peak | Portfolio Adjusted | 1-in-2 | Size: 20 kW to 199.99 kW | All | 2018 | April Monthly Peak | 4 | 15.6434 | 15.0227 | 14.6807 | 14.6219 | 15.1047 | 16.5267 | 18.6348 | 20.4576 | 22.9366 | 24.8849 | 26.3839 | 27.3468 | 27.8398 | 28.3126 | 28.3371 | 27.7442 | 26.6309 | 25.1146 | 23.3418 | 23.3067 | 22.5009 | 20.8397 | 18.6929 | 16.9609 | 0 | 0 | 0 | 0 | 0 | 0 | 0 | 0 | 0 | 0 | 0 | 0.25172 | 0.25626 | 0.26061 | 0.26084 | 0.25538 | 0.24514 | 0.23118 | 0 | 0 | 0 | 0 | 0 | 0 | 58 | 57.75 | 56.25 | 54.5 | 54.5 | 54.5 | 55.25 | 59.75 | 66.75 | 70.75 | 73.75 | 75.75 | 77 | 77 | 77.75 | 76.25 | 75 | 73.75 | 72 | 68 | 63 | 62 | 60.75 | 59.25 | 0 | 0 | 0 | 0 | 0 | 0 | 0 | 0 | 0 | 0 | 0 | 0.026926 | 0.027503 | 0.027917 | 0.028025 | 0.027798 | 0.02716 | 0.025871 | 0 | 0 | 0 | 0 | 0 | 0
Portfolio Adjusted1-in-2Size: 20 kW to 199.99 kWAll2018May Monthly Peak | Portfolio Adjusted | 1-in-2 | Size: 20 kW to 199.99 kW | All | 2018 | May Monthly Peak | 5 | 15.7437 | 15.1437 | 14.8111 | 14.7382 | 15.2301 | 16.6262 | 18.5451 | 20.9101 | 23.5742 | 25.4787 | 26.9011 | 27.8427 | 28.2907 | 28.7177 | 28.6405 | 27.9025 | 26.6701 | 25.0147 | 23.1472 | 22.821 | 22.5677 | 20.9287 | 18.7896 | 17.0682 | 0 | 0 | 0 | 0 | 0 | 0 | 0 | 0 | 0 | 0 | 0 | 0.25629 | 0.26041 | 0.26434 | 0.26363 | 0.25684 | 0.2455 | 0.23026 | 0 | 0 | 0 | 0 | 0 | 0 | 59.5 | 59.25 | 59 | 58.25 | 58 | 57.25 | 61 | 65.25 | 70.25 | 75 | 79.25 | 80.25 | 79.25 | 78.75 | 78.75 | 78.25 | 77 | 75.5 | 72.75 | 69 | 66 | 64.75 | 64.5 | 63 | 0 | 0 | 0 | 0 | 0 | 0 | 0 | 0 | 0 | 0 | 0 | 0.027369 | 0.027905 | 0.028266 | 0.028299 | 0.02796 | 0.027242 | 0.025855 | 0 | 0 | 0 | 0 | 0 | 0
Portfolio Adjusted1-in-2Size: 20 kW to 199.99 kWAll2018June Monthly Peak | Portfolio Adjusted | 1-in-2 | Size: 20 kW to 199.99 kW | All | 2018 | June Monthly Peak | 6 | 16.2157 | 15.5853 | 15.2135 | 15.1467 | 15.6636 | 16.9802 | 18.9225 | 21.375 | 23.9951 | 26.1106 | 27.6758 | 28.6178 | 28.9593 | 29.2109 | 29.1036 | 28.493 | 27.4943 | 26.0497 | 24.192 | 23.2327 | 23.0104 | 21.5212 | 19.3938 | 17.5897 | 0 | 0 | 0 | 0 | 0 | 0 | 0 | 0 | 0 | 0 | 0 | 0.26342 | 0.26657 | 0.26888 | 0.2679 | 0.26228 | 0.25308 | 0.23979 | 0 | 0 | 0 | 0 | 0 | 0 | 60.25 | 60.25 | 59.25 | 59.75 | 58.5 | 59.75 | 60.75 | 64.5 | 67.25 | 70.75 | 74.5 | 77.5 | 78.5 | 80 | 80.25 | 78.75 | 77.5 | 76.25 | 74 | 71.25 | 67 | 64.5 | 63.5 | 62.75 | 0 | 0 | 0 | 0 | 0 | 0 | 0 | 0 | 0 | 0 | 0 | 0.028377 | 0.028792 | 0.029003 | 0.028988 | 0.028687 | 0.028116 | 0.026917 | 0 | 0 | 0 | 0 | 0 | 0
Portfolio Adjusted1-in-2Size: 20 kW to 199.99 kWAll2018July Monthly Peak | Portfolio Adjusted | 1-in-2 | Size: 20 kW to 199.99 kW | All | 2018 | July Monthly Peak | 7 | 17.2445 | 16.5442 | 16.129 | 16.0469 | 16.591 | 18.1088 | 20.2785 | 22.7893 | 25.4416 | 27.6184 | 29.2783 | 30.3366 | 30.848 | 31.2789 | 31.3112 | 30.8641 | 29.8399 | 28.1688 | 25.8724 | 24.7031 | 24.4536 | 22.8919 | 20.6397 | 18.7297 | 0 | 0 | 0 | 0 | 0 | 0 | 0 | 0 | 0 | 0 | 0 | 0.27925 | 0.28395 | 0.28792 | 0.28822 | 0.2841 | 0.27467 | 0.25929 | 0 | 0 | 0 | 0 | 0 | 0 | 67.75 | 67.25 | 66.5 | 66.5 | 66.5 | 66.5 | 67.75 | 69.5 | 74.5 | 77.75 | 78.75 | 77.25 | 78.75 | 82 | 80 | 81.75 | 84 | 83.5 | 78.25 | 74 | 72.25 | 71.75 | 69.75 | 69.75 | 0 | 0 | 0 | 0 | 0 | 0 | 0 | 0 | 0 | 0 | 0 | 0.030477 | 0.031058 | 0.03146 | 0.031565 | 0.031344 | 0.030698 | 0.029231 | 0 | 0 | 0 | 0 | 0 | 0
Portfolio Adjusted1-in-2Size: 20 kW to 199.99 kWAll2018August Monthly Peak | Portfolio Adjusted | 1-in-2 | Size: 20 kW to 199.99 kW | All | 2018 | August Monthly Peak | 8 | 17.7392 | 16.9846 | 16.5486 | 16.4517 | 17.0401 | 18.6929 | 21.2687 | 23.9983 | 27.1047 | 29.5932 | 31.559 | 32.7289 | 33.283 | 33.7335 | 33.7269 | 33.1161 | 31.8853 | 30.0152 | 27.4313 | 26.3749 | 25.6353 | 23.7617 | 21.3334 | 19.3491 | 0 | 0 | 0 | 0 | 0 | 0 | 0 | 0 | 0 | 0 | 0 | 0.30127 | 0.30637 | 0.31051 | 0.31045 | 0.30483 | 0.2935 | 0.27629 | 0 | 0 | 0 | 0 | 0 | 0 | 70.4 | 70.6 | 69.6 | 70 | 69.2 | 68.8 | 68.8 | 68.6 | 71.4 | 74.8 | 80 | 83 | 84.2 | 84.4 | 84.2 | 83.6 | 83.4 | 81.8 | 78.6 | 76 | 74 | 73.2 | 71.4 | 71.8 | 0 | 0 | 0 | 0 | 0 | 0 | 0 | 0 | 0 | 0 | 0 | 0.032344 | 0.032935 | 0.0333 | 0.033375 | 0.033099 | 0.032437 | 0.030892 | 0 | 0 | 0 | 0 | 0 | 0
Portfolio Adjusted1-in-2Size: 20 kW to 199.99 kWAll2018September Monthly Peak | Portfolio Adjusted | 1-in-2 | Size: 20 kW to 199.99 kW | All | 2018 | September Monthly Peak | 9 | 18.0832 | 17.3687 | 16.9442 | 16.8852 | 17.5118 | 19.2829 | 22.2462 | 24.8151 | 28.1905 | 30.8355 | 32.7504 | 33.9383 | 34.4671 | 34.9637 | 34.8951 | 34.0045 | 32.4121 | 30.3198 | 27.8989 | 27.4321 | 25.9513 | 23.9228 | 21.4427 | 19.4771 | 0 | 0 | 0 | 0 | 0 | 0 | 0 | 0 | 0 | 0 | 0 | 0.3124 | 0.31727 | 0.32184 | 0.32121 | 0.31301 | 0.29835 | 0.27909 | 0 | 0 | 0 | 0 | 0 | 0 | 65.75 | 65 | 65.75 | 63.75 | 64.5 | 65.25 | 67.5 | 69 | 76.5 | 82 | 87.5 | 88.75 | 88.25 | 90.25 | 92 | 89.75 | 88 | 87.5 | 86 | 81 | 76.5 | 76.25 | 74 | 72.5 | 0 | 0 | 0 | 0 | 0 | 0 | 0 | 0 | 0 | 0 | 0 | 0.033077 | 0.033656 | 0.034067 | 0.034088 | 0.03364 | 0.032706 | 0.030938 | 0 | 0 | 0 | 0 | 0 | 0
Portfolio Adjusted1-in-2Size: 20 kW to 199.99 kWAll2018October Monthly Peak | Portfolio Adjusted | 1-in-2 | Size: 20 kW to 199.99 kW | All | 2018 | October Monthly Peak | 10 | 16.7316 | 16.0773 | 15.7023 | 15.6335 | 16.1683 | 17.7102 | 20.506 | 22.4718 | 25.3203 | 27.9082 | 30.0104 | 31.5228 | 32.3507 | 33.036 | 33.0254 | 32.1748 | 30.569 | 28.4354 | 27.0469 | 26.0186 | 24.3996 | 22.4861 | 20.0926 | 18.1797 | 0 | 0 | 0 | 0 | 0 | 0 | 0 | 0 | 0 | 0 | 0 | 0.29016 | 0.29779 | 0.30409 | 0.304 | 0.29617 | 0.28138 | 0.26175 | 0 | 0 | 0 | 0 | 0 | 0 | 62.5 | 62.25 | 62.5 | 61.25 | 61.5 | 59.75 | 61 | 64.25 | 69.75 | 75.25 | 79.5 | 81.5 | 84.25 | 86.25 | 86 | 85 | 84 | 82.25 | 76.75 | 70.25 | 68.25 | 65.75 | 64.75 | 63 | 0 | 0 | 0 | 0 | 0 | 0 | 0 | 0 | 0 | 0 | 0 | 0.030721 | 0.031639 | 0.032246 | 0.032335 | 0.031918 | 0.030927 | 0.029089 | 0 | 0 | 0 | 0 | 0 | 0
Portfolio Adjusted1-in-2Size: 20 kW to 199.99 kWAll2018November Monthly Peak | Portfolio Adjusted | 1-in-2 | Size: 20 kW to 199.99 kW | All | 2018 | November Monthly Peak | 11 | 15.2192 | 14.7566 | 14.5058 | 14.5372 | 15.0909 | 16.5939 | 18.5796 | 20.4292 | 22.734 | 24.4887 | 25.8478 | 26.7128 | 27.1196 | 27.4982 | 27.3133 | 26.4166 | 25.4992 | 25.423 | 23.7706 | 22.45 | 21.1939 | 19.6898 | 17.8034 | 16.295 | 0 | 0 | 0 | 0 | 0 | 0 | 0 | 0 | 0 | 0 | 0 | 0.24589 | 0.24963 | 0.25312 | 0.25142 | 0.24316 | 0.23472 | 0.23402 | 0 | 0 | 0 | 0 | 0 | 0 | 60.2 | 59.8 | 59.6 | 59.6 | 60 | 60.6 | 59.8 | 59.6 | 62.8 | 65.8 | 68.2 | 70 | 71.2 | 71.6 | 70.2 | 70 | 68.8 | 66.8 | 65.4 | 63.8 | 63 | 62.6 | 61.8 | 61.6 | 0 | 0 | 0 | 0 | 0 | 0 | 0 | 0 | 0 | 0 | 0 | 0.026207 | 0.026722 | 0.02706 | 0.026972 | 0.026346 | 0.025684 | 0.025555 | 0 | 0 | 0 | 0 | 0 | 0
Portfolio Adjusted1-in-2Size: 20 kW to 199.99 kWAll2018December Monthly Peak | Portfolio Adjusted | 1-in-2 | Size: 20 kW to 199.99 kW | All | 2018 | December Monthly Peak | 12 | 14.5537 | 14.1647 | 13.9859 | 14.0724 | 14.6549 | 16.1841 | 18.1276 | 19.9368 | 21.7449 | 22.733 | 23.327 | 23.5685 | 23.5438 | 23.6012 | 23.3361 | 22.6124 | 22.1192 | 22.6977 | 21.8174 | 20.7417 | 19.702 | 18.4695 | 16.8368 | 15.5468 | 0 | 0 | 0 | 0 | 0 | 0 | 0 | 0 | 0 | 0 | 0 | 0.21695 | 0.21672 | 0.21725 | 0.21481 | 0.20815 | 0.20361 | 0.20893 | 0 | 0 | 0 | 0 | 0 | 0 | 48.25 | 48 | 46.75 | 48 | 46.75 | 47 | 46.5 | 45.75 | 53 | 57.75 | 61.75 | 63 | 62.25 | 66 | 65 | 63.5 | 61.75 | 59.5 | 57.75 | 54.5 | 53.25 | 51.75 | 52 | 52 | 0 | 0 | 0 | 0 | 0 | 0 | 0 | 0 | 0 | 0 | 0 | 0.022522 | 0.022618 | 0.022698 | 0.02257 | 0.022092 | 0.021796 | 0.022254 | 0 | 0 | 0 | 0 | 0 | 0
Portfolio Adjusted1-in-2Size: 20 kW to 199.99 kWAll2018Typical Event Day | Portfolio Adjusted | 1-in-2 | Size: 20 kW to 199.99 kW | All | 2018 | Typical Event Day | 8 | 17.5339 | 16.7972 | 16.3733 | 16.2802 | 16.8645 | 18.494 | 21.0292 | 23.6498 | 26.5916 | 28.9247 | 30.752 | 31.836 | 32.3732 | 32.8305 | 32.8498 | 32.279 | 31.116 | 29.3222 | 26.8661 | 25.856 | 25.1738 | 23.3634 | 21 | 19.0641 | 0 | 0 | 0 | 0 | 0 | 0 | 0 | 0 | 0 | 0 | 0 | 0.29305 | 0.29799 | 0.3022 | 0.30238 | 0.29713 | 0.28642 | 0.26991 | 0 | 0 | 0 | 0 | 0 | 0 | 66.0375 | 65.775 | 65.275 | 65 | 64.675 | 65.075 | 66.2 | 67.9 | 72.4125 | 76.325 | 80.1875 | 81.625 | 82.425 | 84.1625 | 84.1125 | 83.4625 | 83.225 | 82.2625 | 79.2125 | 75.5625 | 72.4375 | 71.425 | 69.6625 | 69.2 | 0 | 0 | 0 | 0 | 0 | 0 | 0 | 0 | 0 | 0 | 0 | 0.03152 | 0.032103 | 0.032479 | 0.03258 | 0.032329 | 0.031704 | 0.030216 | 0 | 0 | 0 | 0 | 0 | 0
Portfolio Adjusted1-in-2Size: 20 kW to 199.99 kWAll2019January Monthly Peak | Portfolio Adjusted | 1-in-2 | Size: 20 kW to 199.99 kW | All | 2019 | January Monthly Peak | 1 | 14.3387 | 13.9724 | 13.8471 | 13.9754 | 14.6226 | 16.2254 | 18.9009 | 20.6722 | 22.0802 | 22.4235 | 22.4049 | 22.2413 | 21.9167 | 21.7511 | 21.4264 | 20.8943 | 20.6749 | 21.6769 | 21.245 | 20.3271 | 19.3772 | 18.2288 | 16.6155 | 15.3948 | 0 | 0 | 0 | 0 | 0 | 0 | 0 | 0 | 0 | 0 | 0 | 0.20473 | 0.20174 | 0.20022 | 0.19723 | 0.19233 | 0.19031 | 0.19953 | 0 | 0 | 0 | 0 | 0 | 0 | 46.5 | 46 | 46.75 | 46.5 | 45.25 | 44.5 | 45.75 | 45 | 47.5 | 51.75 | 54.5 | 57 | 58.5 | 58.5 | 58.75 | 57.75 | 56 | 54 | 51.25 | 49.75 | 46.25 | 44.75 | 41.5 | 41 | 0 | 0 | 0 | 0 | 0 | 0 | 0 | 0 | 0 | 0 | 0 | 0.020567 | 0.020363 | 0.020225 | 0.020043 | 0.019792 | 0.019834 | 0.020738 | 0 | 0 | 0 | 0 | 0 | 0
Portfolio Adjusted1-in-2Size: 20 kW to 199.99 kWAll2019February Monthly Peak | Portfolio Adjusted | 1-in-2 | Size: 20 kW to 199.99 kW | All | 2019 | February Monthly Peak | 2 | 14.5877 | 14.1782 | 14.0351 | 14.1348 | 14.7457 | 16.3549 | 18.7604 | 20.5189 | 22.1039 | 22.7921 | 23.1262 | 23.2023 | 23.0775 | 23.065 | 22.8505 | 22.2506 | 21.6551 | 21.9627 | 22.0522 | 21.018 | 19.9964 | 18.7212 | 16.9997 | 15.7004 | 0 | 0 | 0 | 0 | 0 | 0 | 0 | 0 | 0 | 0 | 0 | 0.21358 | 0.21243 | 0.21231 | 0.21034 | 0.20482 | 0.19933 | 0.20216 | 0 | 0 | 0 | 0 | 0 | 0 | 48.5 | 49 | 47.75 | 46.75 | 45.5 | 44.5 | 43.5 | 43.5 | 49 | 53.5 | 55.5 | 56.75 | 58 | 58.5 | 58 | 57 | 55.75 | 53.5 | 51.25 | 49.25 | 48 | 45.25 | 44.75 | 44.75 | 0 | 0 | 0 | 0 | 0 | 0 | 0 | 0 | 0 | 0 | 0 | 0.021873 | 0.021857 | 0.021871 | 0.021782 | 0.021493 | 0.021219 | 0.021445 | 0 | 0 | 0 | 0 | 0 | 0
Portfolio Adjusted1-in-2Size: 20 kW to 199.99 kWAll2019March Monthly Peak | Portfolio Adjusted | 1-in-2 | Size: 20 kW to 199.99 kW | All | 2019 | March Monthly Peak | 3 | 15.1902 | 14.6517 | 14.3901 | 14.3875 | 14.9132 | 16.3861 | 18.8773 | 20.5061 | 22.1454 | 23.1845 | 23.9845 | 24.4403 | 24.6302 | 24.9574 | 24.9519 | 24.5354 | 23.8012 | 23.04 | 22.4035 | 22.2717 | 21.2173 | 19.7867 | 17.8957 | 16.4031 | 0 | 0 | 0 | 0 | 0 | 0 | 0 | 0 | 0 | 0 | 0 | 0.22497 | 0.22672 | 0.22973 | 0.22968 | 0.22585 | 0.21909 | 0.21208 | 0 | 0 | 0 | 0 | 0 | 0 | 51.25 | 51.5 | 51.5 | 50.5 | 49.75 | 49.5 | 49.5 | 48.25 | 53 | 58.25 | 59.5 | 62.25 | 63.25 | 62.5 | 63.25 | 62.25 | 61 | 57.5 | 55.75 | 54 | 52.5 | 49.25 | 48.75 | 49.25 | 0 | 0 | 0 | 0 | 0 | 0 | 0 | 0 | 0 | 0 | 0 | 0.023413 | 0.023732 | 0.024042 | 0.024169 | 0.024083 | 0.023751 | 0.023088 | 0 | 0 | 0 | 0 | 0 | 0
Portfolio Adjusted1-in-2Size: 20 kW to 199.99 kWAll2019April Monthly Peak | Portfolio Adjusted | 1-in-2 | Size: 20 kW to 199.99 kW | All | 2019 | April Monthly Peak | 4 | 15.6434 | 15.0227 | 14.6807 | 14.6219 | 15.1047 | 16.5267 | 18.6348 | 20.4576 | 22.9366 | 24.8849 | 26.3839 | 27.3468 | 27.8398 | 28.3126 | 28.3371 | 27.7442 | 26.6309 | 25.1146 | 23.3418 | 23.3067 | 22.5009 | 20.8397 | 18.6929 | 16.9609 | 0 | 0 | 0 | 0 | 0 | 0 | 0 | 0 | 0 | 0 | 0 | 0.25172 | 0.25626 | 0.26061 | 0.26084 | 0.25538 | 0.24514 | 0.23118 | 0 | 0 | 0 | 0 | 0 | 0 | 58 | 57.75 | 56.25 | 54.5 | 54.5 | 54.5 | 55.25 | 59.75 | 66.75 | 70.75 | 73.75 | 75.75 | 77 | 77 | 77.75 | 76.25 | 75 | 73.75 | 72 | 68 | 63 | 62 | 60.75 | 59.25 | 0 | 0 | 0 | 0 | 0 | 0 | 0 | 0 | 0 | 0 | 0 | 0.026926 | 0.027503 | 0.027917 | 0.028025 | 0.027798 | 0.02716 | 0.025871 | 0 | 0 | 0 | 0 | 0 | 0
Portfolio Adjusted1-in-2Size: 20 kW to 199.99 kWAll2019May Monthly Peak | Portfolio Adjusted | 1-in-2 | Size: 20 kW to 199.99 kW | All | 2019 | May Monthly Peak | 5 | 15.7437 | 15.1437 | 14.8111 | 14.7382 | 15.2301 | 16.6262 | 18.5451 | 20.9101 | 23.5742 | 25.4787 | 26.9011 | 27.8427 | 28.2907 | 28.7177 | 28.6405 | 27.9025 | 26.6701 | 25.0147 | 23.1472 | 22.821 | 22.5677 | 20.9287 | 18.7896 | 17.0682 | 0 | 0 | 0 | 0 | 0 | 0 | 0 | 0 | 0 | 0 | 0 | 0.25629 | 0.26041 | 0.26434 | 0.26363 | 0.25684 | 0.2455 | 0.23026 | 0 | 0 | 0 | 0 | 0 | 0 | 59.5 | 59.25 | 59 | 58.25 | 58 | 57.25 | 61 | 65.25 | 70.25 | 75 | 79.25 | 80.25 | 79.25 | 78.75 | 78.75 | 78.25 | 77 | 75.5 | 72.75 | 69 | 66 | 64.75 | 64.5 | 63 | 0 | 0 | 0 | 0 | 0 | 0 | 0 | 0 | 0 | 0 | 0 | 0.027369 | 0.027905 | 0.028266 | 0.028299 | 0.02796 | 0.027242 | 0.025855 | 0 | 0 | 0 | 0 | 0 | 0
Portfolio Adjusted1-in-2Size: 20 kW to 199.99 kWAll2019June Monthly Peak | Portfolio Adjusted | 1-in-2 | Size: 20 kW to 199.99 kW | All | 2019 | June Monthly Peak | 6 | 16.2157 | 15.5853 | 15.2135 | 15.1467 | 15.6636 | 16.9802 | 18.9225 | 21.375 | 23.9951 | 26.1106 | 27.6758 | 28.6178 | 28.9593 | 29.2109 | 29.1036 | 28.493 | 27.4943 | 26.0497 | 24.192 | 23.2327 | 23.0104 | 21.5212 | 19.3938 | 17.5897 | 0 | 0 | 0 | 0 | 0 | 0 | 0 | 0 | 0 | 0 | 0 | 0.26342 | 0.26657 | 0.26888 | 0.2679 | 0.26228 | 0.25308 | 0.23979 | 0 | 0 | 0 | 0 | 0 | 0 | 60.25 | 60.25 | 59.25 | 59.75 | 58.5 | 59.75 | 60.75 | 64.5 | 67.25 | 70.75 | 74.5 | 77.5 | 78.5 | 80 | 80.25 | 78.75 | 77.5 | 76.25 | 74 | 71.25 | 67 | 64.5 | 63.5 | 62.75 | 0 | 0 | 0 | 0 | 0 | 0 | 0 | 0 | 0 | 0 | 0 | 0.028377 | 0.028792 | 0.029003 | 0.028988 | 0.028687 | 0.028116 | 0.026917 | 0 | 0 | 0 | 0 | 0 | 0
Portfolio Adjusted1-in-2Size: 20 kW to 199.99 kWAll2019July Monthly Peak | Portfolio Adjusted | 1-in-2 | Size: 20 kW to 199.99 kW | All | 2019 | July Monthly Peak | 7 | 17.2445 | 16.5442 | 16.129 | 16.0469 | 16.591 | 18.1088 | 20.2785 | 22.7893 | 25.4416 | 27.6184 | 29.2783 | 30.3366 | 30.848 | 31.2789 | 31.3112 | 30.8641 | 29.8399 | 28.1688 | 25.8724 | 24.7031 | 24.4536 | 22.8919 | 20.6397 | 18.7297 | 0 | 0 | 0 | 0 | 0 | 0 | 0 | 0 | 0 | 0 | 0 | 0.27925 | 0.28395 | 0.28792 | 0.28822 | 0.2841 | 0.27467 | 0.25929 | 0 | 0 | 0 | 0 | 0 | 0 | 67.75 | 67.25 | 66.5 | 66.5 | 66.5 | 66.5 | 67.75 | 69.5 | 74.5 | 77.75 | 78.75 | 77.25 | 78.75 | 82 | 80 | 81.75 | 84 | 83.5 | 78.25 | 74 | 72.25 | 71.75 | 69.75 | 69.75 | 0 | 0 | 0 | 0 | 0 | 0 | 0 | 0 | 0 | 0 | 0 | 0.030477 | 0.031058 | 0.03146 | 0.031565 | 0.031344 | 0.030698 | 0.029231 | 0 | 0 | 0 | 0 | 0 | 0
Portfolio Adjusted1-in-2Size: 20 kW to 199.99 kWAll2019August Monthly Peak | Portfolio Adjusted | 1-in-2 | Size: 20 kW to 199.99 kW | All | 2019 | August Monthly Peak | 8 | 17.7392 | 16.9846 | 16.5486 | 16.4517 | 17.0401 | 18.6929 | 21.2687 | 23.9983 | 27.1047 | 29.5932 | 31.559 | 32.7289 | 33.283 | 33.7335 | 33.7269 | 33.1161 | 31.8853 | 30.0152 | 27.4313 | 26.3749 | 25.6353 | 23.7617 | 21.3334 | 19.3491 | 0 | 0 | 0 | 0 | 0 | 0 | 0 | 0 | 0 | 0 | 0 | 0.30127 | 0.30637 | 0.31051 | 0.31045 | 0.30483 | 0.2935 | 0.27629 | 0 | 0 | 0 | 0 | 0 | 0 | 70.4 | 70.6 | 69.6 | 70 | 69.2 | 68.8 | 68.8 | 68.6 | 71.4 | 74.8 | 80 | 83 | 84.2 | 84.4 | 84.2 | 83.6 | 83.4 | 81.8 | 78.6 | 76 | 74 | 73.2 | 71.4 | 71.8 | 0 | 0 | 0 | 0 | 0 | 0 | 0 | 0 | 0 | 0 | 0 | 0.032344 | 0.032935 | 0.0333 | 0.033375 | 0.033099 | 0.032437 | 0.030892 | 0 | 0 | 0 | 0 | 0 | 0
Portfolio Adjusted1-in-2Size: 20 kW to 199.99 kWAll2019September Monthly Peak | Portfolio Adjusted | 1-in-2 | Size: 20 kW to 199.99 kW | All | 2019 | September Monthly Peak | 9 | 18.0832 | 17.3687 | 16.9442 | 16.8852 | 17.5118 | 19.2829 | 22.2462 | 24.8151 | 28.1905 | 30.8355 | 32.7504 | 33.9383 | 34.4671 | 34.9637 | 34.8951 | 34.0045 | 32.4121 | 30.3198 | 27.8989 | 27.4321 | 25.9513 | 23.9228 | 21.4427 | 19.4771 | 0 | 0 | 0 | 0 | 0 | 0 | 0 | 0 | 0 | 0 | 0 | 0.3124 | 0.31727 | 0.32184 | 0.32121 | 0.31301 | 0.29835 | 0.27909 | 0 | 0 | 0 | 0 | 0 | 0 | 65.75 | 65 | 65.75 | 63.75 | 64.5 | 65.25 | 67.5 | 69 | 76.5 | 82 | 87.5 | 88.75 | 88.25 | 90.25 | 92 | 89.75 | 88 | 87.5 | 86 | 81 | 76.5 | 76.25 | 74 | 72.5 | 0 | 0 | 0 | 0 | 0 | 0 | 0 | 0 | 0 | 0 | 0 | 0.033077 | 0.033656 | 0.034067 | 0.034088 | 0.03364 | 0.032706 | 0.030938 | 0 | 0 | 0 | 0 | 0 | 0
Portfolio Adjusted1-in-2Size: 20 kW to 199.99 kWAll2019October Monthly Peak | Portfolio Adjusted | 1-in-2 | Size: 20 kW to 199.99 kW | All | 2019 | October Monthly Peak | 10 | 16.7316 | 16.0773 | 15.7023 | 15.6335 | 16.1683 | 17.7102 | 20.506 | 22.4718 | 25.3203 | 27.9082 | 30.0104 | 31.5228 | 32.3507 | 33.036 | 33.0254 | 32.1748 | 30.569 | 28.4354 | 27.0469 | 26.0186 | 24.3996 | 22.4861 | 20.0926 | 18.1797 | 0 | 0 | 0 | 0 | 0 | 0 | 0 | 0 | 0 | 0 | 0 | 0.29016 | 0.29779 | 0.30409 | 0.304 | 0.29617 | 0.28138 | 0.26175 | 0 | 0 | 0 | 0 | 0 | 0 | 62.5 | 62.25 | 62.5 | 61.25 | 61.5 | 59.75 | 61 | 64.25 | 69.75 | 75.25 | 79.5 | 81.5 | 84.25 | 86.25 | 86 | 85 | 84 | 82.25 | 76.75 | 70.25 | 68.25 | 65.75 | 64.75 | 63 | 0 | 0 | 0 | 0 | 0 | 0 | 0 | 0 | 0 | 0 | 0 | 0.030721 | 0.031639 | 0.032246 | 0.032335 | 0.031918 | 0.030927 | 0.029089 | 0 | 0 | 0 | 0 | 0 | 0
Portfolio Adjusted1-in-2Size: 20 kW to 199.99 kWAll2019November Monthly Peak | Portfolio Adjusted | 1-in-2 | Size: 20 kW to 199.99 kW | All | 2019 | November Monthly Peak | 11 | 15.2192 | 14.7566 | 14.5058 | 14.5372 | 15.0909 | 16.5939 | 18.5796 | 20.4292 | 22.734 | 24.4887 | 25.8478 | 26.7128 | 27.1196 | 27.4982 | 27.3133 | 26.4166 | 25.4992 | 25.423 | 23.7706 | 22.45 | 21.1939 | 19.6898 | 17.8034 | 16.295 | 0 | 0 | 0 | 0 | 0 | 0 | 0 | 0 | 0 | 0 | 0 | 0.24589 | 0.24963 | 0.25312 | 0.25142 | 0.24316 | 0.23472 | 0.23402 | 0 | 0 | 0 | 0 | 0 | 0 | 60.2 | 59.8 | 59.6 | 59.6 | 60 | 60.6 | 59.8 | 59.6 | 62.8 | 65.8 | 68.2 | 70 | 71.2 | 71.6 | 70.2 | 70 | 68.8 | 66.8 | 65.4 | 63.8 | 63 | 62.6 | 61.8 | 61.6 | 0 | 0 | 0 | 0 | 0 | 0 | 0 | 0 | 0 | 0 | 0 | 0.026207 | 0.026722 | 0.02706 | 0.026972 | 0.026346 | 0.025684 | 0.025555 | 0 | 0 | 0 | 0 | 0 | 0
Portfolio Adjusted1-in-2Size: 20 kW to 199.99 kWAll2019December Monthly Peak | Portfolio Adjusted | 1-in-2 | Size: 20 kW to 199.99 kW | All | 2019 | December Monthly Peak | 12 | 14.5537 | 14.1647 | 13.9859 | 14.0724 | 14.6549 | 16.1841 | 18.1276 | 19.9368 | 21.7449 | 22.733 | 23.327 | 23.5685 | 23.5438 | 23.6012 | 23.3361 | 22.6124 | 22.1192 | 22.6977 | 21.8174 | 20.7417 | 19.702 | 18.4695 | 16.8368 | 15.5468 | 0 | 0 | 0 | 0 | 0 | 0 | 0 | 0 | 0 | 0 | 0 | 0.21695 | 0.21672 | 0.21725 | 0.21481 | 0.20815 | 0.20361 | 0.20893 | 0 | 0 | 0 | 0 | 0 | 0 | 48.25 | 48 | 46.75 | 48 | 46.75 | 47 | 46.5 | 45.75 | 53 | 57.75 | 61.75 | 63 | 62.25 | 66 | 65 | 63.5 | 61.75 | 59.5 | 57.75 | 54.5 | 53.25 | 51.75 | 52 | 52 | 0 | 0 | 0 | 0 | 0 | 0 | 0 | 0 | 0 | 0 | 0 | 0.022522 | 0.022618 | 0.022698 | 0.02257 | 0.022092 | 0.021796 | 0.022254 | 0 | 0 | 0 | 0 | 0 | 0
Portfolio Adjusted1-in-2Size: 20 kW to 199.99 kWAll2019Typical Event Day | Portfolio Adjusted | 1-in-2 | Size: 20 kW to 199.99 kW | All | 2019 | Typical Event Day | 8 | 17.5339 | 16.7972 | 16.3733 | 16.2802 | 16.8645 | 18.494 | 21.0292 | 23.6498 | 26.5916 | 28.9247 | 30.752 | 31.836 | 32.3732 | 32.8305 | 32.8498 | 32.279 | 31.116 | 29.3222 | 26.8661 | 25.856 | 25.1738 | 23.3634 | 21 | 19.0641 | 0 | 0 | 0 | 0 | 0 | 0 | 0 | 0 | 0 | 0 | 0 | 0.29305 | 0.29799 | 0.3022 | 0.30238 | 0.29713 | 0.28642 | 0.26991 | 0 | 0 | 0 | 0 | 0 | 0 | 66.0375 | 65.775 | 65.275 | 65 | 64.675 | 65.075 | 66.2 | 67.9 | 72.4125 | 76.325 | 80.1875 | 81.625 | 82.425 | 84.1625 | 84.1125 | 83.4625 | 83.225 | 82.2625 | 79.2125 | 75.5625 | 72.4375 | 71.425 | 69.6625 | 69.2 | 0 | 0 | 0 | 0 | 0 | 0 | 0 | 0 | 0 | 0 | 0 | 0.03152 | 0.032103 | 0.032479 | 0.03258 | 0.032329 | 0.031704 | 0.030216 | 0 | 0 | 0 | 0 | 0 | 0
Portfolio Adjusted1-in-2Size: 20 kW to 199.99 kWAll2020January Monthly Peak | Portfolio Adjusted | 1-in-2 | Size: 20 kW to 199.99 kW | All | 2020 | January Monthly Peak | 1 | 14.3387 | 13.9724 | 13.8471 | 13.9754 | 14.6226 | 16.2254 | 18.9009 | 20.6722 | 22.0802 | 22.4235 | 22.4049 | 22.2413 | 21.9167 | 21.7511 | 21.4264 | 20.8943 | 20.6749 | 21.6769 | 21.245 | 20.3271 | 19.3772 | 18.2288 | 16.6155 | 15.3948 | 0 | 0 | 0 | 0 | 0 | 0 | 0 | 0 | 0 | 0 | 0 | 0.20473 | 0.20174 | 0.20022 | 0.19723 | 0.19233 | 0.19031 | 0.19953 | 0 | 0 | 0 | 0 | 0 | 0 | 46.5 | 46 | 46.75 | 46.5 | 45.25 | 44.5 | 45.75 | 45 | 47.5 | 51.75 | 54.5 | 57 | 58.5 | 58.5 | 58.75 | 57.75 | 56 | 54 | 51.25 | 49.75 | 46.25 | 44.75 | 41.5 | 41 | 0 | 0 | 0 | 0 | 0 | 0 | 0 | 0 | 0 | 0 | 0 | 0.020567 | 0.020363 | 0.020225 | 0.020043 | 0.019792 | 0.019834 | 0.020738 | 0 | 0 | 0 | 0 | 0 | 0
Portfolio Adjusted1-in-2Size: 20 kW to 199.99 kWAll2020February Monthly Peak | Portfolio Adjusted | 1-in-2 | Size: 20 kW to 199.99 kW | All | 2020 | February Monthly Peak | 2 | 14.5877 | 14.1782 | 14.0351 | 14.1348 | 14.7457 | 16.3549 | 18.7604 | 20.5189 | 22.1039 | 22.7921 | 23.1262 | 23.2023 | 23.0775 | 23.065 | 22.8505 | 22.2506 | 21.6551 | 21.9627 | 22.0522 | 21.018 | 19.9964 | 18.7212 | 16.9997 | 15.7004 | 0 | 0 | 0 | 0 | 0 | 0 | 0 | 0 | 0 | 0 | 0 | 0.21358 | 0.21243 | 0.21231 | 0.21034 | 0.20482 | 0.19933 | 0.20216 | 0 | 0 | 0 | 0 | 0 | 0 | 48.5 | 49 | 47.75 | 46.75 | 45.5 | 44.5 | 43.5 | 43.5 | 49 | 53.5 | 55.5 | 56.75 | 58 | 58.5 | 58 | 57 | 55.75 | 53.5 | 51.25 | 49.25 | 48 | 45.25 | 44.75 | 44.75 | 0 | 0 | 0 | 0 | 0 | 0 | 0 | 0 | 0 | 0 | 0 | 0.021873 | 0.021857 | 0.021871 | 0.021782 | 0.021493 | 0.021219 | 0.021445 | 0 | 0 | 0 | 0 | 0 | 0
Portfolio Adjusted1-in-2Size: 20 kW to 199.99 kWAll2020March Monthly Peak | Portfolio Adjusted | 1-in-2 | Size: 20 kW to 199.99 kW | All | 2020 | March Monthly Peak | 3 | 15.1902 | 14.6517 | 14.3901 | 14.3875 | 14.9132 | 16.3861 | 18.8773 | 20.5061 | 22.1454 | 23.1845 | 23.9845 | 24.4403 | 24.6302 | 24.9574 | 24.9519 | 24.5354 | 23.8012 | 23.04 | 22.4035 | 22.2717 | 21.2173 | 19.7867 | 17.8957 | 16.4031 | 0 | 0 | 0 | 0 | 0 | 0 | 0 | 0 | 0 | 0 | 0 | 0.22497 | 0.22672 | 0.22973 | 0.22968 | 0.22585 | 0.21909 | 0.21208 | 0 | 0 | 0 | 0 | 0 | 0 | 51.25 | 51.5 | 51.5 | 50.5 | 49.75 | 49.5 | 49.5 | 48.25 | 53 | 58.25 | 59.5 | 62.25 | 63.25 | 62.5 | 63.25 | 62.25 | 61 | 57.5 | 55.75 | 54 | 52.5 | 49.25 | 48.75 | 49.25 | 0 | 0 | 0 | 0 | 0 | 0 | 0 | 0 | 0 | 0 | 0 | 0.023413 | 0.023732 | 0.024042 | 0.024169 | 0.024083 | 0.023751 | 0.023088 | 0 | 0 | 0 | 0 | 0 | 0
Portfolio Adjusted1-in-2Size: 20 kW to 199.99 kWAll2020April Monthly Peak | Portfolio Adjusted | 1-in-2 | Size: 20 kW to 199.99 kW | All | 2020 | April Monthly Peak | 4 | 15.6434 | 15.0227 | 14.6807 | 14.6219 | 15.1047 | 16.5267 | 18.6348 | 20.4576 | 22.9366 | 24.8849 | 26.3839 | 27.3468 | 27.8398 | 28.3126 | 28.3371 | 27.7442 | 26.6309 | 25.1146 | 23.3418 | 23.3067 | 22.5009 | 20.8397 | 18.6929 | 16.9609 | 0 | 0 | 0 | 0 | 0 | 0 | 0 | 0 | 0 | 0 | 0 | 0.25172 | 0.25626 | 0.26061 | 0.26084 | 0.25538 | 0.24514 | 0.23118 | 0 | 0 | 0 | 0 | 0 | 0 | 58 | 57.75 | 56.25 | 54.5 | 54.5 | 54.5 | 55.25 | 59.75 | 66.75 | 70.75 | 73.75 | 75.75 | 77 | 77 | 77.75 | 76.25 | 75 | 73.75 | 72 | 68 | 63 | 62 | 60.75 | 59.25 | 0 | 0 | 0 | 0 | 0 | 0 | 0 | 0 | 0 | 0 | 0 | 0.026926 | 0.027503 | 0.027917 | 0.028025 | 0.027798 | 0.02716 | 0.025871 | 0 | 0 | 0 | 0 | 0 | 0
Portfolio Adjusted1-in-2Size: 20 kW to 199.99 kWAll2020May Monthly Peak | Portfolio Adjusted | 1-in-2 | Size: 20 kW to 199.99 kW | All | 2020 | May Monthly Peak | 5 | 15.7437 | 15.1437 | 14.8111 | 14.7382 | 15.2301 | 16.6262 | 18.5451 | 20.9101 | 23.5742 | 25.4787 | 26.9011 | 27.8427 | 28.2907 | 28.7177 | 28.6405 | 27.9025 | 26.6701 | 25.0147 | 23.1472 | 22.821 | 22.5677 | 20.9287 | 18.7896 | 17.0682 | 0 | 0 | 0 | 0 | 0 | 0 | 0 | 0 | 0 | 0 | 0 | 0.25629 | 0.26041 | 0.26434 | 0.26363 | 0.25684 | 0.2455 | 0.23026 | 0 | 0 | 0 | 0 | 0 | 0 | 59.5 | 59.25 | 59 | 58.25 | 58 | 57.25 | 61 | 65.25 | 70.25 | 75 | 79.25 | 80.25 | 79.25 | 78.75 | 78.75 | 78.25 | 77 | 75.5 | 72.75 | 69 | 66 | 64.75 | 64.5 | 63 | 0 | 0 | 0 | 0 | 0 | 0 | 0 | 0 | 0 | 0 | 0 | 0.027369 | 0.027905 | 0.028266 | 0.028299 | 0.02796 | 0.027242 | 0.025855 | 0 | 0 | 0 | 0 | 0 | 0
Portfolio Adjusted1-in-2Size: 20 kW to 199.99 kWAll2020June Monthly Peak | Portfolio Adjusted | 1-in-2 | Size: 20 kW to 199.99 kW | All | 2020 | June Monthly Peak | 6 | 16.2157 | 15.5853 | 15.2135 | 15.1467 | 15.6636 | 16.9802 | 18.9225 | 21.375 | 23.9951 | 26.1106 | 27.6758 | 28.6178 | 28.9593 | 29.2109 | 29.1036 | 28.493 | 27.4943 | 26.0497 | 24.192 | 23.2327 | 23.0104 | 21.5212 | 19.3938 | 17.5897 | 0 | 0 | 0 | 0 | 0 | 0 | 0 | 0 | 0 | 0 | 0 | 0.26342 | 0.26657 | 0.26888 | 0.2679 | 0.26228 | 0.25308 | 0.23979 | 0 | 0 | 0 | 0 | 0 | 0 | 60.25 | 60.25 | 59.25 | 59.75 | 58.5 | 59.75 | 60.75 | 64.5 | 67.25 | 70.75 | 74.5 | 77.5 | 78.5 | 80 | 80.25 | 78.75 | 77.5 | 76.25 | 74 | 71.25 | 67 | 64.5 | 63.5 | 62.75 | 0 | 0 | 0 | 0 | 0 | 0 | 0 | 0 | 0 | 0 | 0 | 0.028377 | 0.028792 | 0.029003 | 0.028988 | 0.028687 | 0.028116 | 0.026917 | 0 | 0 | 0 | 0 | 0 | 0
Portfolio Adjusted1-in-2Size: 20 kW to 199.99 kWAll2020July Monthly Peak | Portfolio Adjusted | 1-in-2 | Size: 20 kW to 199.99 kW | All | 2020 | July Monthly Peak | 7 | 17.2445 | 16.5442 | 16.129 | 16.0469 | 16.591 | 18.1088 | 20.2785 | 22.7893 | 25.4416 | 27.6184 | 29.2783 | 30.3366 | 30.848 | 31.2789 | 31.3112 | 30.8641 | 29.8399 | 28.1688 | 25.8724 | 24.7031 | 24.4536 | 22.8919 | 20.6397 | 18.7297 | 0 | 0 | 0 | 0 | 0 | 0 | 0 | 0 | 0 | 0 | 0 | 0.27925 | 0.28395 | 0.28792 | 0.28822 | 0.2841 | 0.27467 | 0.25929 | 0 | 0 | 0 | 0 | 0 | 0 | 67.75 | 67.25 | 66.5 | 66.5 | 66.5 | 66.5 | 67.75 | 69.5 | 74.5 | 77.75 | 78.75 | 77.25 | 78.75 | 82 | 80 | 81.75 | 84 | 83.5 | 78.25 | 74 | 72.25 | 71.75 | 69.75 | 69.75 | 0 | 0 | 0 | 0 | 0 | 0 | 0 | 0 | 0 | 0 | 0 | 0.030477 | 0.031058 | 0.03146 | 0.031565 | 0.031344 | 0.030698 | 0.029231 | 0 | 0 | 0 | 0 | 0 | 0
Portfolio Adjusted1-in-2Size: 20 kW to 199.99 kWAll2020August Monthly Peak | Portfolio Adjusted | 1-in-2 | Size: 20 kW to 199.99 kW | All | 2020 | August Monthly Peak | 8 | 17.7392 | 16.9846 | 16.5486 | 16.4517 | 17.0401 | 18.6929 | 21.2687 | 23.9983 | 27.1047 | 29.5932 | 31.559 | 32.7289 | 33.283 | 33.7335 | 33.7269 | 33.1161 | 31.8853 | 30.0152 | 27.4313 | 26.3749 | 25.6353 | 23.7617 | 21.3334 | 19.3491 | 0 | 0 | 0 | 0 | 0 | 0 | 0 | 0 | 0 | 0 | 0 | 0.30127 | 0.30637 | 0.31051 | 0.31045 | 0.30483 | 0.2935 | 0.27629 | 0 | 0 | 0 | 0 | 0 | 0 | 70.4 | 70.6 | 69.6 | 70 | 69.2 | 68.8 | 68.8 | 68.6 | 71.4 | 74.8 | 80 | 83 | 84.2 | 84.4 | 84.2 | 83.6 | 83.4 | 81.8 | 78.6 | 76 | 74 | 73.2 | 71.4 | 71.8 | 0 | 0 | 0 | 0 | 0 | 0 | 0 | 0 | 0 | 0 | 0 | 0.032344 | 0.032935 | 0.0333 | 0.033375 | 0.033099 | 0.032437 | 0.030892 | 0 | 0 | 0 | 0 | 0 | 0
Portfolio Adjusted1-in-2Size: 20 kW to 199.99 kWAll2020September Monthly Peak | Portfolio Adjusted | 1-in-2 | Size: 20 kW to 199.99 kW | All | 2020 | September Monthly Peak | 9 | 18.0832 | 17.3687 | 16.9442 | 16.8852 | 17.5118 | 19.2829 | 22.2462 | 24.8151 | 28.1905 | 30.8355 | 32.7504 | 33.9383 | 34.4671 | 34.9637 | 34.8951 | 34.0045 | 32.4121 | 30.3198 | 27.8989 | 27.4321 | 25.9513 | 23.9228 | 21.4427 | 19.4771 | 0 | 0 | 0 | 0 | 0 | 0 | 0 | 0 | 0 | 0 | 0 | 0.3124 | 0.31727 | 0.32184 | 0.32121 | 0.31301 | 0.29835 | 0.27909 | 0 | 0 | 0 | 0 | 0 | 0 | 65.75 | 65 | 65.75 | 63.75 | 64.5 | 65.25 | 67.5 | 69 | 76.5 | 82 | 87.5 | 88.75 | 88.25 | 90.25 | 92 | 89.75 | 88 | 87.5 | 86 | 81 | 76.5 | 76.25 | 74 | 72.5 | 0 | 0 | 0 | 0 | 0 | 0 | 0 | 0 | 0 | 0 | 0 | 0.033077 | 0.033656 | 0.034067 | 0.034088 | 0.03364 | 0.032706 | 0.030938 | 0 | 0 | 0 | 0 | 0 | 0
Portfolio Adjusted1-in-2Size: 20 kW to 199.99 kWAll2020October Monthly Peak | Portfolio Adjusted | 1-in-2 | Size: 20 kW to 199.99 kW | All | 2020 | October Monthly Peak | 10 | 16.7316 | 16.0773 | 15.7023 | 15.6335 | 16.1683 | 17.7102 | 20.506 | 22.4718 | 25.3203 | 27.9082 | 30.0104 | 31.5228 | 32.3507 | 33.036 | 33.0254 | 32.1748 | 30.569 | 28.4354 | 27.0469 | 26.0186 | 24.3996 | 22.4861 | 20.0926 | 18.1797 | 0 | 0 | 0 | 0 | 0 | 0 | 0 | 0 | 0 | 0 | 0 | 0.29016 | 0.29779 | 0.30409 | 0.304 | 0.29617 | 0.28138 | 0.26175 | 0 | 0 | 0 | 0 | 0 | 0 | 62.5 | 62.25 | 62.5 | 61.25 | 61.5 | 59.75 | 61 | 64.25 | 69.75 | 75.25 | 79.5 | 81.5 | 84.25 | 86.25 | 86 | 85 | 84 | 82.25 | 76.75 | 70.25 | 68.25 | 65.75 | 64.75 | 63 | 0 | 0 | 0 | 0 | 0 | 0 | 0 | 0 | 0 | 0 | 0 | 0.030721 | 0.031639 | 0.032246 | 0.032335 | 0.031918 | 0.030927 | 0.029089 | 0 | 0 | 0 | 0 | 0 | 0
Portfolio Adjusted1-in-2Size: 20 kW to 199.99 kWAll2020November Monthly Peak | Portfolio Adjusted | 1-in-2 | Size: 20 kW to 199.99 kW | All | 2020 | November Monthly Peak | 11 | 15.2192 | 14.7566 | 14.5058 | 14.5372 | 15.0909 | 16.5939 | 18.5796 | 20.4292 | 22.734 | 24.4887 | 25.8478 | 26.7128 | 27.1196 | 27.4982 | 27.3133 | 26.4166 | 25.4992 | 25.423 | 23.7706 | 22.45 | 21.1939 | 19.6898 | 17.8034 | 16.295 | 0 | 0 | 0 | 0 | 0 | 0 | 0 | 0 | 0 | 0 | 0 | 0.24589 | 0.24963 | 0.25312 | 0.25142 | 0.24316 | 0.23472 | 0.23402 | 0 | 0 | 0 | 0 | 0 | 0 | 60.2 | 59.8 | 59.6 | 59.6 | 60 | 60.6 | 59.8 | 59.6 | 62.8 | 65.8 | 68.2 | 70 | 71.2 | 71.6 | 70.2 | 70 | 68.8 | 66.8 | 65.4 | 63.8 | 63 | 62.6 | 61.8 | 61.6 | 0 | 0 | 0 | 0 | 0 | 0 | 0 | 0 | 0 | 0 | 0 | 0.026207 | 0.026722 | 0.02706 | 0.026972 | 0.026346 | 0.025684 | 0.025555 | 0 | 0 | 0 | 0 | 0 | 0
Portfolio Adjusted1-in-2Size: 20 kW to 199.99 kWAll2020December Monthly Peak | Portfolio Adjusted | 1-in-2 | Size: 20 kW to 199.99 kW | All | 2020 | December Monthly Peak | 12 | 14.5537 | 14.1647 | 13.9859 | 14.0724 | 14.6549 | 16.1841 | 18.1276 | 19.9368 | 21.7449 | 22.733 | 23.327 | 23.5685 | 23.5438 | 23.6012 | 23.3361 | 22.6124 | 22.1192 | 22.6977 | 21.8174 | 20.7417 | 19.702 | 18.4695 | 16.8368 | 15.5468 | 0 | 0 | 0 | 0 | 0 | 0 | 0 | 0 | 0 | 0 | 0 | 0.21695 | 0.21672 | 0.21725 | 0.21481 | 0.20815 | 0.20361 | 0.20893 | 0 | 0 | 0 | 0 | 0 | 0 | 48.25 | 48 | 46.75 | 48 | 46.75 | 47 | 46.5 | 45.75 | 53 | 57.75 | 61.75 | 63 | 62.25 | 66 | 65 | 63.5 | 61.75 | 59.5 | 57.75 | 54.5 | 53.25 | 51.75 | 52 | 52 | 0 | 0 | 0 | 0 | 0 | 0 | 0 | 0 | 0 | 0 | 0 | 0.022522 | 0.022618 | 0.022698 | 0.02257 | 0.022092 | 0.021796 | 0.022254 | 0 | 0 | 0 | 0 | 0 | 0
Portfolio Adjusted1-in-2Size: 20 kW to 199.99 kWAll2020Typical Event Day | Portfolio Adjusted | 1-in-2 | Size: 20 kW to 199.99 kW | All | 2020 | Typical Event Day | 8 | 17.5339 | 16.7972 | 16.3733 | 16.2802 | 16.8645 | 18.494 | 21.0292 | 23.6498 | 26.5916 | 28.9247 | 30.752 | 31.836 | 32.3732 | 32.8305 | 32.8498 | 32.279 | 31.116 | 29.3222 | 26.8661 | 25.856 | 25.1738 | 23.3634 | 21 | 19.0641 | 0 | 0 | 0 | 0 | 0 | 0 | 0 | 0 | 0 | 0 | 0 | 0.29305 | 0.29799 | 0.3022 | 0.30238 | 0.29713 | 0.28642 | 0.26991 | 0 | 0 | 0 | 0 | 0 | 0 | 66.0375 | 65.775 | 65.275 | 65 | 64.675 | 65.075 | 66.2 | 67.9 | 72.4125 | 76.325 | 80.1875 | 81.625 | 82.425 | 84.1625 | 84.1125 | 83.4625 | 83.225 | 82.2625 | 79.2125 | 75.5625 | 72.4375 | 71.425 | 69.6625 | 69.2 | 0 | 0 | 0 | 0 | 0 | 0 | 0 | 0 | 0 | 0 | 0 | 0.03152 | 0.032103 | 0.032479 | 0.03258 | 0.032329 | 0.031704 | 0.030216 | 0 | 0 | 0 | 0 | 0 | 0
Portfolio Adjusted1-in-2Size: 20 kW to 199.99 kWAll2021January Monthly Peak | Portfolio Adjusted | 1-in-2 | Size: 20 kW to 199.99 kW | All | 2021 | January Monthly Peak | 1 | 14.3387 | 13.9724 | 13.8471 | 13.9754 | 14.6226 | 16.2254 | 18.9009 | 20.6722 | 22.0802 | 22.4235 | 22.4049 | 22.2413 | 21.9167 | 21.7511 | 21.4264 | 20.8943 | 20.6749 | 21.6769 | 21.245 | 20.3271 | 19.3772 | 18.2288 | 16.6155 | 15.3948 | 0 | 0 | 0 | 0 | 0 | 0 | 0 | 0 | 0 | 0 | 0 | 0.20473 | 0.20174 | 0.20022 | 0.19723 | 0.19233 | 0.19031 | 0.19953 | 0 | 0 | 0 | 0 | 0 | 0 | 46.5 | 46 | 46.75 | 46.5 | 45.25 | 44.5 | 45.75 | 45 | 47.5 | 51.75 | 54.5 | 57 | 58.5 | 58.5 | 58.75 | 57.75 | 56 | 54 | 51.25 | 49.75 | 46.25 | 44.75 | 41.5 | 41 | 0 | 0 | 0 | 0 | 0 | 0 | 0 | 0 | 0 | 0 | 0 | 0.020567 | 0.020363 | 0.020225 | 0.020043 | 0.019792 | 0.019834 | 0.020738 | 0 | 0 | 0 | 0 | 0 | 0
Portfolio Adjusted1-in-2Size: 20 kW to 199.99 kWAll2021February Monthly Peak | Portfolio Adjusted | 1-in-2 | Size: 20 kW to 199.99 kW | All | 2021 | February Monthly Peak | 2 | 14.5877 | 14.1782 | 14.0351 | 14.1348 | 14.7457 | 16.3549 | 18.7604 | 20.5189 | 22.1039 | 22.7921 | 23.1262 | 23.2023 | 23.0775 | 23.065 | 22.8505 | 22.2506 | 21.6551 | 21.9627 | 22.0522 | 21.018 | 19.9964 | 18.7212 | 16.9997 | 15.7004 | 0 | 0 | 0 | 0 | 0 | 0 | 0 | 0 | 0 | 0 | 0 | 0.21358 | 0.21243 | 0.21231 | 0.21034 | 0.20482 | 0.19933 | 0.20216 | 0 | 0 | 0 | 0 | 0 | 0 | 48.5 | 49 | 47.75 | 46.75 | 45.5 | 44.5 | 43.5 | 43.5 | 49 | 53.5 | 55.5 | 56.75 | 58 | 58.5 | 58 | 57 | 55.75 | 53.5 | 51.25 | 49.25 | 48 | 45.25 | 44.75 | 44.75 | 0 | 0 | 0 | 0 | 0 | 0 | 0 | 0 | 0 | 0 | 0 | 0.021873 | 0.021857 | 0.021871 | 0.021782 | 0.021493 | 0.021219 | 0.021445 | 0 | 0 | 0 | 0 | 0 | 0
Portfolio Adjusted1-in-2Size: 20 kW to 199.99 kWAll2021March Monthly Peak | Portfolio Adjusted | 1-in-2 | Size: 20 kW to 199.99 kW | All | 2021 | March Monthly Peak | 3 | 15.1902 | 14.6517 | 14.3901 | 14.3875 | 14.9132 | 16.3861 | 18.8773 | 20.5061 | 22.1454 | 23.1845 | 23.9845 | 24.4403 | 24.6302 | 24.9574 | 24.9519 | 24.5354 | 23.8012 | 23.04 | 22.4035 | 22.2717 | 21.2173 | 19.7867 | 17.8957 | 16.4031 | 0 | 0 | 0 | 0 | 0 | 0 | 0 | 0 | 0 | 0 | 0 | 0.22497 | 0.22672 | 0.22973 | 0.22968 | 0.22585 | 0.21909 | 0.21208 | 0 | 0 | 0 | 0 | 0 | 0 | 51.25 | 51.5 | 51.5 | 50.5 | 49.75 | 49.5 | 49.5 | 48.25 | 53 | 58.25 | 59.5 | 62.25 | 63.25 | 62.5 | 63.25 | 62.25 | 61 | 57.5 | 55.75 | 54 | 52.5 | 49.25 | 48.75 | 49.25 | 0 | 0 | 0 | 0 | 0 | 0 | 0 | 0 | 0 | 0 | 0 | 0.023413 | 0.023732 | 0.024042 | 0.024169 | 0.024083 | 0.023751 | 0.023088 | 0 | 0 | 0 | 0 | 0 | 0
Portfolio Adjusted1-in-2Size: 20 kW to 199.99 kWAll2021April Monthly Peak | Portfolio Adjusted | 1-in-2 | Size: 20 kW to 199.99 kW | All | 2021 | April Monthly Peak | 4 | 15.6434 | 15.0227 | 14.6807 | 14.6219 | 15.1047 | 16.5267 | 18.6348 | 20.4576 | 22.9366 | 24.8849 | 26.3839 | 27.3468 | 27.8398 | 28.3126 | 28.3371 | 27.7442 | 26.6309 | 25.1146 | 23.3418 | 23.3067 | 22.5009 | 20.8397 | 18.6929 | 16.9609 | 0 | 0 | 0 | 0 | 0 | 0 | 0 | 0 | 0 | 0 | 0 | 0.25172 | 0.25626 | 0.26061 | 0.26084 | 0.25538 | 0.24514 | 0.23118 | 0 | 0 | 0 | 0 | 0 | 0 | 58 | 57.75 | 56.25 | 54.5 | 54.5 | 54.5 | 55.25 | 59.75 | 66.75 | 70.75 | 73.75 | 75.75 | 77 | 77 | 77.75 | 76.25 | 75 | 73.75 | 72 | 68 | 63 | 62 | 60.75 | 59.25 | 0 | 0 | 0 | 0 | 0 | 0 | 0 | 0 | 0 | 0 | 0 | 0.026926 | 0.027503 | 0.027917 | 0.028025 | 0.027798 | 0.02716 | 0.025871 | 0 | 0 | 0 | 0 | 0 | 0
Portfolio Adjusted1-in-2Size: 20 kW to 199.99 kWAll2021May Monthly Peak | Portfolio Adjusted | 1-in-2 | Size: 20 kW to 199.99 kW | All | 2021 | May Monthly Peak | 5 | 15.7437 | 15.1437 | 14.8111 | 14.7382 | 15.2301 | 16.6262 | 18.5451 | 20.9101 | 23.5742 | 25.4787 | 26.9011 | 27.8427 | 28.2907 | 28.7177 | 28.6405 | 27.9025 | 26.6701 | 25.0147 | 23.1472 | 22.821 | 22.5677 | 20.9287 | 18.7896 | 17.0682 | 0 | 0 | 0 | 0 | 0 | 0 | 0 | 0 | 0 | 0 | 0 | 0.25629 | 0.26041 | 0.26434 | 0.26363 | 0.25684 | 0.2455 | 0.23026 | 0 | 0 | 0 | 0 | 0 | 0 | 59.5 | 59.25 | 59 | 58.25 | 58 | 57.25 | 61 | 65.25 | 70.25 | 75 | 79.25 | 80.25 | 79.25 | 78.75 | 78.75 | 78.25 | 77 | 75.5 | 72.75 | 69 | 66 | 64.75 | 64.5 | 63 | 0 | 0 | 0 | 0 | 0 | 0 | 0 | 0 | 0 | 0 | 0 | 0.027369 | 0.027905 | 0.028266 | 0.028299 | 0.02796 | 0.027242 | 0.025855 | 0 | 0 | 0 | 0 | 0 | 0
Portfolio Adjusted1-in-2Size: 20 kW to 199.99 kWAll2021June Monthly Peak | Portfolio Adjusted | 1-in-2 | Size: 20 kW to 199.99 kW | All | 2021 | June Monthly Peak | 6 | 16.2157 | 15.5853 | 15.2135 | 15.1467 | 15.6636 | 16.9802 | 18.9225 | 21.375 | 23.9951 | 26.1106 | 27.6758 | 28.6178 | 28.9593 | 29.2109 | 29.1036 | 28.493 | 27.4943 | 26.0497 | 24.192 | 23.2327 | 23.0104 | 21.5212 | 19.3938 | 17.5897 | 0 | 0 | 0 | 0 | 0 | 0 | 0 | 0 | 0 | 0 | 0 | 0.26342 | 0.26657 | 0.26888 | 0.2679 | 0.26228 | 0.25308 | 0.23979 | 0 | 0 | 0 | 0 | 0 | 0 | 60.25 | 60.25 | 59.25 | 59.75 | 58.5 | 59.75 | 60.75 | 64.5 | 67.25 | 70.75 | 74.5 | 77.5 | 78.5 | 80 | 80.25 | 78.75 | 77.5 | 76.25 | 74 | 71.25 | 67 | 64.5 | 63.5 | 62.75 | 0 | 0 | 0 | 0 | 0 | 0 | 0 | 0 | 0 | 0 | 0 | 0.028377 | 0.028792 | 0.029003 | 0.028988 | 0.028687 | 0.028116 | 0.026917 | 0 | 0 | 0 | 0 | 0 | 0
Portfolio Adjusted1-in-2Size: 20 kW to 199.99 kWAll2021July Monthly Peak | Portfolio Adjusted | 1-in-2 | Size: 20 kW to 199.99 kW | All | 2021 | July Monthly Peak | 7 | 17.2445 | 16.5442 | 16.129 | 16.0469 | 16.591 | 18.1088 | 20.2785 | 22.7893 | 25.4416 | 27.6184 | 29.2783 | 30.3366 | 30.848 | 31.2789 | 31.3112 | 30.8641 | 29.8399 | 28.1688 | 25.8724 | 24.7031 | 24.4536 | 22.8919 | 20.6397 | 18.7297 | 0 | 0 | 0 | 0 | 0 | 0 | 0 | 0 | 0 | 0 | 0 | 0.27925 | 0.28395 | 0.28792 | 0.28822 | 0.2841 | 0.27467 | 0.25929 | 0 | 0 | 0 | 0 | 0 | 0 | 67.75 | 67.25 | 66.5 | 66.5 | 66.5 | 66.5 | 67.75 | 69.5 | 74.5 | 77.75 | 78.75 | 77.25 | 78.75 | 82 | 80 | 81.75 | 84 | 83.5 | 78.25 | 74 | 72.25 | 71.75 | 69.75 | 69.75 | 0 | 0 | 0 | 0 | 0 | 0 | 0 | 0 | 0 | 0 | 0 | 0.030477 | 0.031058 | 0.03146 | 0.031565 | 0.031344 | 0.030698 | 0.029231 | 0 | 0 | 0 | 0 | 0 | 0
Portfolio Adjusted1-in-2Size: 20 kW to 199.99 kWAll2021August Monthly Peak | Portfolio Adjusted | 1-in-2 | Size: 20 kW to 199.99 kW | All | 2021 | August Monthly Peak | 8 | 17.7392 | 16.9846 | 16.5486 | 16.4517 | 17.0401 | 18.6929 | 21.2687 | 23.9983 | 27.1047 | 29.5932 | 31.559 | 32.7289 | 33.283 | 33.7335 | 33.7269 | 33.1161 | 31.8853 | 30.0152 | 27.4313 | 26.3749 | 25.6353 | 23.7617 | 21.3334 | 19.3491 | 0 | 0 | 0 | 0 | 0 | 0 | 0 | 0 | 0 | 0 | 0 | 0.30127 | 0.30637 | 0.31051 | 0.31045 | 0.30483 | 0.2935 | 0.27629 | 0 | 0 | 0 | 0 | 0 | 0 | 70.4 | 70.6 | 69.6 | 70 | 69.2 | 68.8 | 68.8 | 68.6 | 71.4 | 74.8 | 80 | 83 | 84.2 | 84.4 | 84.2 | 83.6 | 83.4 | 81.8 | 78.6 | 76 | 74 | 73.2 | 71.4 | 71.8 | 0 | 0 | 0 | 0 | 0 | 0 | 0 | 0 | 0 | 0 | 0 | 0.032344 | 0.032935 | 0.0333 | 0.033375 | 0.033099 | 0.032437 | 0.030892 | 0 | 0 | 0 | 0 | 0 | 0
Portfolio Adjusted1-in-2Size: 20 kW to 199.99 kWAll2021September Monthly Peak | Portfolio Adjusted | 1-in-2 | Size: 20 kW to 199.99 kW | All | 2021 | September Monthly Peak | 9 | 18.0832 | 17.3687 | 16.9442 | 16.8852 | 17.5118 | 19.2829 | 22.2462 | 24.8151 | 28.1905 | 30.8355 | 32.7504 | 33.9383 | 34.4671 | 34.9637 | 34.8951 | 34.0045 | 32.4121 | 30.3198 | 27.8989 | 27.4321 | 25.9513 | 23.9228 | 21.4427 | 19.4771 | 0 | 0 | 0 | 0 | 0 | 0 | 0 | 0 | 0 | 0 | 0 | 0.3124 | 0.31727 | 0.32184 | 0.32121 | 0.31301 | 0.29835 | 0.27909 | 0 | 0 | 0 | 0 | 0 | 0 | 65.75 | 65 | 65.75 | 63.75 | 64.5 | 65.25 | 67.5 | 69 | 76.5 | 82 | 87.5 | 88.75 | 88.25 | 90.25 | 92 | 89.75 | 88 | 87.5 | 86 | 81 | 76.5 | 76.25 | 74 | 72.5 | 0 | 0 | 0 | 0 | 0 | 0 | 0 | 0 | 0 | 0 | 0 | 0.033077 | 0.033656 | 0.034067 | 0.034088 | 0.03364 | 0.032706 | 0.030938 | 0 | 0 | 0 | 0 | 0 | 0
Portfolio Adjusted1-in-2Size: 20 kW to 199.99 kWAll2021October Monthly Peak | Portfolio Adjusted | 1-in-2 | Size: 20 kW to 199.99 kW | All | 2021 | October Monthly Peak | 10 | 16.7316 | 16.0773 | 15.7023 | 15.6335 | 16.1683 | 17.7102 | 20.506 | 22.4718 | 25.3203 | 27.9082 | 30.0104 | 31.5228 | 32.3507 | 33.036 | 33.0254 | 32.1748 | 30.569 | 28.4354 | 27.0469 | 26.0186 | 24.3996 | 22.4861 | 20.0926 | 18.1797 | 0 | 0 | 0 | 0 | 0 | 0 | 0 | 0 | 0 | 0 | 0 | 0.29016 | 0.29779 | 0.30409 | 0.304 | 0.29617 | 0.28138 | 0.26175 | 0 | 0 | 0 | 0 | 0 | 0 | 62.5 | 62.25 | 62.5 | 61.25 | 61.5 | 59.75 | 61 | 64.25 | 69.75 | 75.25 | 79.5 | 81.5 | 84.25 | 86.25 | 86 | 85 | 84 | 82.25 | 76.75 | 70.25 | 68.25 | 65.75 | 64.75 | 63 | 0 | 0 | 0 | 0 | 0 | 0 | 0 | 0 | 0 | 0 | 0 | 0.030721 | 0.031639 | 0.032246 | 0.032335 | 0.031918 | 0.030927 | 0.029089 | 0 | 0 | 0 | 0 | 0 | 0
Portfolio Adjusted1-in-2Size: 20 kW to 199.99 kWAll2021November Monthly Peak | Portfolio Adjusted | 1-in-2 | Size: 20 kW to 199.99 kW | All | 2021 | November Monthly Peak | 11 | 15.2192 | 14.7566 | 14.5058 | 14.5372 | 15.0909 | 16.5939 | 18.5796 | 20.4292 | 22.734 | 24.4887 | 25.8478 | 26.7128 | 27.1196 | 27.4982 | 27.3133 | 26.4166 | 25.4992 | 25.423 | 23.7706 | 22.45 | 21.1939 | 19.6898 | 17.8034 | 16.295 | 0 | 0 | 0 | 0 | 0 | 0 | 0 | 0 | 0 | 0 | 0 | 0.24589 | 0.24963 | 0.25312 | 0.25142 | 0.24316 | 0.23472 | 0.23402 | 0 | 0 | 0 | 0 | 0 | 0 | 60.2 | 59.8 | 59.6 | 59.6 | 60 | 60.6 | 59.8 | 59.6 | 62.8 | 65.8 | 68.2 | 70 | 71.2 | 71.6 | 70.2 | 70 | 68.8 | 66.8 | 65.4 | 63.8 | 63 | 62.6 | 61.8 | 61.6 | 0 | 0 | 0 | 0 | 0 | 0 | 0 | 0 | 0 | 0 | 0 | 0.026207 | 0.026722 | 0.02706 | 0.026972 | 0.026346 | 0.025684 | 0.025555 | 0 | 0 | 0 | 0 | 0 | 0
Portfolio Adjusted1-in-2Size: 20 kW to 199.99 kWAll2021December Monthly Peak | Portfolio Adjusted | 1-in-2 | Size: 20 kW to 199.99 kW | All | 2021 | December Monthly Peak | 12 | 14.5537 | 14.1647 | 13.9859 | 14.0724 | 14.6549 | 16.1841 | 18.1276 | 19.9368 | 21.7449 | 22.733 | 23.327 | 23.5685 | 23.5438 | 23.6012 | 23.3361 | 22.6124 | 22.1192 | 22.6977 | 21.8174 | 20.7417 | 19.702 | 18.4695 | 16.8368 | 15.5468 | 0 | 0 | 0 | 0 | 0 | 0 | 0 | 0 | 0 | 0 | 0 | 0.21695 | 0.21672 | 0.21725 | 0.21481 | 0.20815 | 0.20361 | 0.20893 | 0 | 0 | 0 | 0 | 0 | 0 | 48.25 | 48 | 46.75 | 48 | 46.75 | 47 | 46.5 | 45.75 | 53 | 57.75 | 61.75 | 63 | 62.25 | 66 | 65 | 63.5 | 61.75 | 59.5 | 57.75 | 54.5 | 53.25 | 51.75 | 52 | 52 | 0 | 0 | 0 | 0 | 0 | 0 | 0 | 0 | 0 | 0 | 0 | 0.022522 | 0.022618 | 0.022698 | 0.02257 | 0.022092 | 0.021796 | 0.022254 | 0 | 0 | 0 | 0 | 0 | 0
Portfolio Adjusted1-in-2Size: 20 kW to 199.99 kWAll2021Typical Event Day | Portfolio Adjusted | 1-in-2 | Size: 20 kW to 199.99 kW | All | 2021 | Typical Event Day | 8 | 17.5339 | 16.7972 | 16.3733 | 16.2802 | 16.8645 | 18.494 | 21.0292 | 23.6498 | 26.5916 | 28.9247 | 30.752 | 31.836 | 32.3732 | 32.8305 | 32.8498 | 32.279 | 31.116 | 29.3222 | 26.8661 | 25.856 | 25.1738 | 23.3634 | 21 | 19.0641 | 0 | 0 | 0 | 0 | 0 | 0 | 0 | 0 | 0 | 0 | 0 | 0.29305 | 0.29799 | 0.3022 | 0.30238 | 0.29713 | 0.28642 | 0.26991 | 0 | 0 | 0 | 0 | 0 | 0 | 66.0375 | 65.775 | 65.275 | 65 | 64.675 | 65.075 | 66.2 | 67.9 | 72.4125 | 76.325 | 80.1875 | 81.625 | 82.425 | 84.1625 | 84.1125 | 83.4625 | 83.225 | 82.2625 | 79.2125 | 75.5625 | 72.4375 | 71.425 | 69.6625 | 69.2 | 0 | 0 | 0 | 0 | 0 | 0 | 0 | 0 | 0 | 0 | 0 | 0.03152 | 0.032103 | 0.032479 | 0.03258 | 0.032329 | 0.031704 | 0.030216 | 0 | 0 | 0 | 0 | 0 | 0
Portfolio Adjusted1-in-2Size: 20 kW to 199.99 kWAll2022January Monthly Peak | Portfolio Adjusted | 1-in-2 | Size: 20 kW to 199.99 kW | All | 2022 | January Monthly Peak | 1 | 14.3387 | 13.9724 | 13.8471 | 13.9754 | 14.6226 | 16.2254 | 18.9009 | 20.6722 | 22.0802 | 22.4235 | 22.4049 | 22.2413 | 21.9167 | 21.7511 | 21.4264 | 20.8943 | 20.6749 | 21.6769 | 21.245 | 20.3271 | 19.3772 | 18.2288 | 16.6155 | 15.3948 | 0 | 0 | 0 | 0 | 0 | 0 | 0 | 0 | 0 | 0 | 0 | 0.20473 | 0.20174 | 0.20022 | 0.19723 | 0.19233 | 0.19031 | 0.19953 | 0 | 0 | 0 | 0 | 0 | 0 | 46.5 | 46 | 46.75 | 46.5 | 45.25 | 44.5 | 45.75 | 45 | 47.5 | 51.75 | 54.5 | 57 | 58.5 | 58.5 | 58.75 | 57.75 | 56 | 54 | 51.25 | 49.75 | 46.25 | 44.75 | 41.5 | 41 | 0 | 0 | 0 | 0 | 0 | 0 | 0 | 0 | 0 | 0 | 0 | 0.020567 | 0.020363 | 0.020225 | 0.020043 | 0.019792 | 0.019834 | 0.020738 | 0 | 0 | 0 | 0 | 0 | 0
Portfolio Adjusted1-in-2Size: 20 kW to 199.99 kWAll2022February Monthly Peak | Portfolio Adjusted | 1-in-2 | Size: 20 kW to 199.99 kW | All | 2022 | February Monthly Peak | 2 | 14.5877 | 14.1782 | 14.0351 | 14.1348 | 14.7457 | 16.3549 | 18.7604 | 20.5189 | 22.1039 | 22.7921 | 23.1262 | 23.2023 | 23.0775 | 23.065 | 22.8505 | 22.2506 | 21.6551 | 21.9627 | 22.0522 | 21.018 | 19.9964 | 18.7212 | 16.9997 | 15.7004 | 0 | 0 | 0 | 0 | 0 | 0 | 0 | 0 | 0 | 0 | 0 | 0.21358 | 0.21243 | 0.21231 | 0.21034 | 0.20482 | 0.19933 | 0.20216 | 0 | 0 | 0 | 0 | 0 | 0 | 48.5 | 49 | 47.75 | 46.75 | 45.5 | 44.5 | 43.5 | 43.5 | 49 | 53.5 | 55.5 | 56.75 | 58 | 58.5 | 58 | 57 | 55.75 | 53.5 | 51.25 | 49.25 | 48 | 45.25 | 44.75 | 44.75 | 0 | 0 | 0 | 0 | 0 | 0 | 0 | 0 | 0 | 0 | 0 | 0.021873 | 0.021857 | 0.021871 | 0.021782 | 0.021493 | 0.021219 | 0.021445 | 0 | 0 | 0 | 0 | 0 | 0
Portfolio Adjusted1-in-2Size: 20 kW to 199.99 kWAll2022March Monthly Peak | Portfolio Adjusted | 1-in-2 | Size: 20 kW to 199.99 kW | All | 2022 | March Monthly Peak | 3 | 15.1902 | 14.6517 | 14.3901 | 14.3875 | 14.9132 | 16.3861 | 18.8773 | 20.5061 | 22.1454 | 23.1845 | 23.9845 | 24.4403 | 24.6302 | 24.9574 | 24.9519 | 24.5354 | 23.8012 | 23.04 | 22.4035 | 22.2717 | 21.2173 | 19.7867 | 17.8957 | 16.4031 | 0 | 0 | 0 | 0 | 0 | 0 | 0 | 0 | 0 | 0 | 0 | 0.22497 | 0.22672 | 0.22973 | 0.22968 | 0.22585 | 0.21909 | 0.21208 | 0 | 0 | 0 | 0 | 0 | 0 | 51.25 | 51.5 | 51.5 | 50.5 | 49.75 | 49.5 | 49.5 | 48.25 | 53 | 58.25 | 59.5 | 62.25 | 63.25 | 62.5 | 63.25 | 62.25 | 61 | 57.5 | 55.75 | 54 | 52.5 | 49.25 | 48.75 | 49.25 | 0 | 0 | 0 | 0 | 0 | 0 | 0 | 0 | 0 | 0 | 0 | 0.023413 | 0.023732 | 0.024042 | 0.024169 | 0.024083 | 0.023751 | 0.023088 | 0 | 0 | 0 | 0 | 0 | 0
Portfolio Adjusted1-in-2Size: 20 kW to 199.99 kWAll2022April Monthly Peak | Portfolio Adjusted | 1-in-2 | Size: 20 kW to 199.99 kW | All | 2022 | April Monthly Peak | 4 | 15.6434 | 15.0227 | 14.6807 | 14.6219 | 15.1047 | 16.5267 | 18.6348 | 20.4576 | 22.9366 | 24.8849 | 26.3839 | 27.3468 | 27.8398 | 28.3126 | 28.3371 | 27.7442 | 26.6309 | 25.1146 | 23.3418 | 23.3067 | 22.5009 | 20.8397 | 18.6929 | 16.9609 | 0 | 0 | 0 | 0 | 0 | 0 | 0 | 0 | 0 | 0 | 0 | 0.25172 | 0.25626 | 0.26061 | 0.26084 | 0.25538 | 0.24514 | 0.23118 | 0 | 0 | 0 | 0 | 0 | 0 | 58 | 57.75 | 56.25 | 54.5 | 54.5 | 54.5 | 55.25 | 59.75 | 66.75 | 70.75 | 73.75 | 75.75 | 77 | 77 | 77.75 | 76.25 | 75 | 73.75 | 72 | 68 | 63 | 62 | 60.75 | 59.25 | 0 | 0 | 0 | 0 | 0 | 0 | 0 | 0 | 0 | 0 | 0 | 0.026926 | 0.027503 | 0.027917 | 0.028025 | 0.027798 | 0.02716 | 0.025871 | 0 | 0 | 0 | 0 | 0 | 0
Portfolio Adjusted1-in-2Size: 20 kW to 199.99 kWAll2022May Monthly Peak | Portfolio Adjusted | 1-in-2 | Size: 20 kW to 199.99 kW | All | 2022 | May Monthly Peak | 5 | 15.7437 | 15.1437 | 14.8111 | 14.7382 | 15.2301 | 16.6262 | 18.5451 | 20.9101 | 23.5742 | 25.4787 | 26.9011 | 27.8427 | 28.2907 | 28.7177 | 28.6405 | 27.9025 | 26.6701 | 25.0147 | 23.1472 | 22.821 | 22.5677 | 20.9287 | 18.7896 | 17.0682 | 0 | 0 | 0 | 0 | 0 | 0 | 0 | 0 | 0 | 0 | 0 | 0.25629 | 0.26041 | 0.26434 | 0.26363 | 0.25684 | 0.2455 | 0.23026 | 0 | 0 | 0 | 0 | 0 | 0 | 59.5 | 59.25 | 59 | 58.25 | 58 | 57.25 | 61 | 65.25 | 70.25 | 75 | 79.25 | 80.25 | 79.25 | 78.75 | 78.75 | 78.25 | 77 | 75.5 | 72.75 | 69 | 66 | 64.75 | 64.5 | 63 | 0 | 0 | 0 | 0 | 0 | 0 | 0 | 0 | 0 | 0 | 0 | 0.027369 | 0.027905 | 0.028266 | 0.028299 | 0.02796 | 0.027242 | 0.025855 | 0 | 0 | 0 | 0 | 0 | 0
Portfolio Adjusted1-in-2Size: 20 kW to 199.99 kWAll2022June Monthly Peak | Portfolio Adjusted | 1-in-2 | Size: 20 kW to 199.99 kW | All | 2022 | June Monthly Peak | 6 | 16.2157 | 15.5853 | 15.2135 | 15.1467 | 15.6636 | 16.9802 | 18.9225 | 21.375 | 23.9951 | 26.1106 | 27.6758 | 28.6178 | 28.9593 | 29.2109 | 29.1036 | 28.493 | 27.4943 | 26.0497 | 24.192 | 23.2327 | 23.0104 | 21.5212 | 19.3938 | 17.5897 | 0 | 0 | 0 | 0 | 0 | 0 | 0 | 0 | 0 | 0 | 0 | 0.26342 | 0.26657 | 0.26888 | 0.2679 | 0.26228 | 0.25308 | 0.23979 | 0 | 0 | 0 | 0 | 0 | 0 | 60.25 | 60.25 | 59.25 | 59.75 | 58.5 | 59.75 | 60.75 | 64.5 | 67.25 | 70.75 | 74.5 | 77.5 | 78.5 | 80 | 80.25 | 78.75 | 77.5 | 76.25 | 74 | 71.25 | 67 | 64.5 | 63.5 | 62.75 | 0 | 0 | 0 | 0 | 0 | 0 | 0 | 0 | 0 | 0 | 0 | 0.028377 | 0.028792 | 0.029003 | 0.028988 | 0.028687 | 0.028116 | 0.026917 | 0 | 0 | 0 | 0 | 0 | 0
Portfolio Adjusted1-in-2Size: 20 kW to 199.99 kWAll2022July Monthly Peak | Portfolio Adjusted | 1-in-2 | Size: 20 kW to 199.99 kW | All | 2022 | July Monthly Peak | 7 | 17.2445 | 16.5442 | 16.129 | 16.0469 | 16.591 | 18.1088 | 20.2785 | 22.7893 | 25.4416 | 27.6184 | 29.2783 | 30.3366 | 30.848 | 31.2789 | 31.3112 | 30.8641 | 29.8399 | 28.1688 | 25.8724 | 24.7031 | 24.4536 | 22.8919 | 20.6397 | 18.7297 | 0 | 0 | 0 | 0 | 0 | 0 | 0 | 0 | 0 | 0 | 0 | 0.27925 | 0.28395 | 0.28792 | 0.28822 | 0.2841 | 0.27467 | 0.25929 | 0 | 0 | 0 | 0 | 0 | 0 | 67.75 | 67.25 | 66.5 | 66.5 | 66.5 | 66.5 | 67.75 | 69.5 | 74.5 | 77.75 | 78.75 | 77.25 | 78.75 | 82 | 80 | 81.75 | 84 | 83.5 | 78.25 | 74 | 72.25 | 71.75 | 69.75 | 69.75 | 0 | 0 | 0 | 0 | 0 | 0 | 0 | 0 | 0 | 0 | 0 | 0.030477 | 0.031058 | 0.03146 | 0.031565 | 0.031344 | 0.030698 | 0.029231 | 0 | 0 | 0 | 0 | 0 | 0
Portfolio Adjusted1-in-2Size: 20 kW to 199.99 kWAll2022August Monthly Peak | Portfolio Adjusted | 1-in-2 | Size: 20 kW to 199.99 kW | All | 2022 | August Monthly Peak | 8 | 17.7392 | 16.9846 | 16.5486 | 16.4517 | 17.0401 | 18.6929 | 21.2687 | 23.9983 | 27.1047 | 29.5932 | 31.559 | 32.7289 | 33.283 | 33.7335 | 33.7269 | 33.1161 | 31.8853 | 30.0152 | 27.4313 | 26.3749 | 25.6353 | 23.7617 | 21.3334 | 19.3491 | 0 | 0 | 0 | 0 | 0 | 0 | 0 | 0 | 0 | 0 | 0 | 0.30127 | 0.30637 | 0.31051 | 0.31045 | 0.30483 | 0.2935 | 0.27629 | 0 | 0 | 0 | 0 | 0 | 0 | 70.4 | 70.6 | 69.6 | 70 | 69.2 | 68.8 | 68.8 | 68.6 | 71.4 | 74.8 | 80 | 83 | 84.2 | 84.4 | 84.2 | 83.6 | 83.4 | 81.8 | 78.6 | 76 | 74 | 73.2 | 71.4 | 71.8 | 0 | 0 | 0 | 0 | 0 | 0 | 0 | 0 | 0 | 0 | 0 | 0.032344 | 0.032935 | 0.0333 | 0.033375 | 0.033099 | 0.032437 | 0.030892 | 0 | 0 | 0 | 0 | 0 | 0
Portfolio Adjusted1-in-2Size: 20 kW to 199.99 kWAll2022September Monthly Peak | Portfolio Adjusted | 1-in-2 | Size: 20 kW to 199.99 kW | All | 2022 | September Monthly Peak | 9 | 18.0832 | 17.3687 | 16.9442 | 16.8852 | 17.5118 | 19.2829 | 22.2462 | 24.8151 | 28.1905 | 30.8355 | 32.7504 | 33.9383 | 34.4671 | 34.9637 | 34.8951 | 34.0045 | 32.4121 | 30.3198 | 27.8989 | 27.4321 | 25.9513 | 23.9228 | 21.4427 | 19.4771 | 0 | 0 | 0 | 0 | 0 | 0 | 0 | 0 | 0 | 0 | 0 | 0.3124 | 0.31727 | 0.32184 | 0.32121 | 0.31301 | 0.29835 | 0.27909 | 0 | 0 | 0 | 0 | 0 | 0 | 65.75 | 65 | 65.75 | 63.75 | 64.5 | 65.25 | 67.5 | 69 | 76.5 | 82 | 87.5 | 88.75 | 88.25 | 90.25 | 92 | 89.75 | 88 | 87.5 | 86 | 81 | 76.5 | 76.25 | 74 | 72.5 | 0 | 0 | 0 | 0 | 0 | 0 | 0 | 0 | 0 | 0 | 0 | 0.033077 | 0.033656 | 0.034067 | 0.034088 | 0.03364 | 0.032706 | 0.030938 | 0 | 0 | 0 | 0 | 0 | 0
Portfolio Adjusted1-in-2Size: 20 kW to 199.99 kWAll2022October Monthly Peak | Portfolio Adjusted | 1-in-2 | Size: 20 kW to 199.99 kW | All | 2022 | October Monthly Peak | 10 | 16.7316 | 16.0773 | 15.7023 | 15.6335 | 16.1683 | 17.7102 | 20.506 | 22.4718 | 25.3203 | 27.9082 | 30.0104 | 31.5228 | 32.3507 | 33.036 | 33.0254 | 32.1748 | 30.569 | 28.4354 | 27.0469 | 26.0186 | 24.3996 | 22.4861 | 20.0926 | 18.1797 | 0 | 0 | 0 | 0 | 0 | 0 | 0 | 0 | 0 | 0 | 0 | 0.29016 | 0.29779 | 0.30409 | 0.304 | 0.29617 | 0.28138 | 0.26175 | 0 | 0 | 0 | 0 | 0 | 0 | 62.5 | 62.25 | 62.5 | 61.25 | 61.5 | 59.75 | 61 | 64.25 | 69.75 | 75.25 | 79.5 | 81.5 | 84.25 | 86.25 | 86 | 85 | 84 | 82.25 | 76.75 | 70.25 | 68.25 | 65.75 | 64.75 | 63 | 0 | 0 | 0 | 0 | 0 | 0 | 0 | 0 | 0 | 0 | 0 | 0.030721 | 0.031639 | 0.032246 | 0.032335 | 0.031918 | 0.030927 | 0.029089 | 0 | 0 | 0 | 0 | 0 | 0
Portfolio Adjusted1-in-2Size: 20 kW to 199.99 kWAll2022November Monthly Peak | Portfolio Adjusted | 1-in-2 | Size: 20 kW to 199.99 kW | All | 2022 | November Monthly Peak | 11 | 15.2192 | 14.7566 | 14.5058 | 14.5372 | 15.0909 | 16.5939 | 18.5796 | 20.4292 | 22.734 | 24.4887 | 25.8478 | 26.7128 | 27.1196 | 27.4982 | 27.3133 | 26.4166 | 25.4992 | 25.423 | 23.7706 | 22.45 | 21.1939 | 19.6898 | 17.8034 | 16.295 | 0 | 0 | 0 | 0 | 0 | 0 | 0 | 0 | 0 | 0 | 0 | 0.24589 | 0.24963 | 0.25312 | 0.25142 | 0.24316 | 0.23472 | 0.23402 | 0 | 0 | 0 | 0 | 0 | 0 | 60.2 | 59.8 | 59.6 | 59.6 | 60 | 60.6 | 59.8 | 59.6 | 62.8 | 65.8 | 68.2 | 70 | 71.2 | 71.6 | 70.2 | 70 | 68.8 | 66.8 | 65.4 | 63.8 | 63 | 62.6 | 61.8 | 61.6 | 0 | 0 | 0 | 0 | 0 | 0 | 0 | 0 | 0 | 0 | 0 | 0.026207 | 0.026722 | 0.02706 | 0.026972 | 0.026346 | 0.025684 | 0.025555 | 0 | 0 | 0 | 0 | 0 | 0
Portfolio Adjusted1-in-2Size: 20 kW to 199.99 kWAll2022December Monthly Peak | Portfolio Adjusted | 1-in-2 | Size: 20 kW to 199.99 kW | All | 2022 | December Monthly Peak | 12 | 14.5537 | 14.1647 | 13.9859 | 14.0724 | 14.6549 | 16.1841 | 18.1276 | 19.9368 | 21.7449 | 22.733 | 23.327 | 23.5685 | 23.5438 | 23.6012 | 23.3361 | 22.6124 | 22.1192 | 22.6977 | 21.8174 | 20.7417 | 19.702 | 18.4695 | 16.8368 | 15.5468 | 0 | 0 | 0 | 0 | 0 | 0 | 0 | 0 | 0 | 0 | 0 | 0.21695 | 0.21672 | 0.21725 | 0.21481 | 0.20815 | 0.20361 | 0.20893 | 0 | 0 | 0 | 0 | 0 | 0 | 48.25 | 48 | 46.75 | 48 | 46.75 | 47 | 46.5 | 45.75 | 53 | 57.75 | 61.75 | 63 | 62.25 | 66 | 65 | 63.5 | 61.75 | 59.5 | 57.75 | 54.5 | 53.25 | 51.75 | 52 | 52 | 0 | 0 | 0 | 0 | 0 | 0 | 0 | 0 | 0 | 0 | 0 | 0.022522 | 0.022618 | 0.022698 | 0.02257 | 0.022092 | 0.021796 | 0.022254 | 0 | 0 | 0 | 0 | 0 | 0
Portfolio Adjusted1-in-2Size: 20 kW to 199.99 kWAll2022Typical Event Day | Portfolio Adjusted | 1-in-2 | Size: 20 kW to 199.99 kW | All | 2022 | Typical Event Day | 8 | 17.5339 | 16.7972 | 16.3733 | 16.2802 | 16.8645 | 18.494 | 21.0292 | 23.6498 | 26.5916 | 28.9247 | 30.752 | 31.836 | 32.3732 | 32.8305 | 32.8498 | 32.279 | 31.116 | 29.3222 | 26.8661 | 25.856 | 25.1738 | 23.3634 | 21 | 19.0641 | 0 | 0 | 0 | 0 | 0 | 0 | 0 | 0 | 0 | 0 | 0 | 0.29305 | 0.29799 | 0.3022 | 0.30238 | 0.29713 | 0.28642 | 0.26991 | 0 | 0 | 0 | 0 | 0 | 0 | 66.0375 | 65.775 | 65.275 | 65 | 64.675 | 65.075 | 66.2 | 67.9 | 72.4125 | 76.325 | 80.1875 | 81.625 | 82.425 | 84.1625 | 84.1125 | 83.4625 | 83.225 | 82.2625 | 79.2125 | 75.5625 | 72.4375 | 71.425 | 69.6625 | 69.2 | 0 | 0 | 0 | 0 | 0 | 0 | 0 | 0 | 0 | 0 | 0 | 0.03152 | 0.032103 | 0.032479 | 0.03258 | 0.032329 | 0.031704 | 0.030216 | 0 | 0 | 0 | 0 | 0 | 0
Portfolio Adjusted1-in-2Size: 20 kW to 199.99 kWAll2023January Monthly Peak | Portfolio Adjusted | 1-in-2 | Size: 20 kW to 199.99 kW | All | 2023 | January Monthly Peak | 1 | 14.3387 | 13.9724 | 13.8471 | 13.9754 | 14.6226 | 16.2254 | 18.9009 | 20.6722 | 22.0802 | 22.4235 | 22.4049 | 22.2413 | 21.9167 | 21.7511 | 21.4264 | 20.8943 | 20.6749 | 21.6769 | 21.245 | 20.3271 | 19.3772 | 18.2288 | 16.6155 | 15.3948 | 0 | 0 | 0 | 0 | 0 | 0 | 0 | 0 | 0 | 0 | 0 | 0.20473 | 0.20174 | 0.20022 | 0.19723 | 0.19233 | 0.19031 | 0.19953 | 0 | 0 | 0 | 0 | 0 | 0 | 46.5 | 46 | 46.75 | 46.5 | 45.25 | 44.5 | 45.75 | 45 | 47.5 | 51.75 | 54.5 | 57 | 58.5 | 58.5 | 58.75 | 57.75 | 56 | 54 | 51.25 | 49.75 | 46.25 | 44.75 | 41.5 | 41 | 0 | 0 | 0 | 0 | 0 | 0 | 0 | 0 | 0 | 0 | 0 | 0.020567 | 0.020363 | 0.020225 | 0.020043 | 0.019792 | 0.019834 | 0.020738 | 0 | 0 | 0 | 0 | 0 | 0
Portfolio Adjusted1-in-2Size: 20 kW to 199.99 kWAll2023February Monthly Peak | Portfolio Adjusted | 1-in-2 | Size: 20 kW to 199.99 kW | All | 2023 | February Monthly Peak | 2 | 14.5877 | 14.1782 | 14.0351 | 14.1348 | 14.7457 | 16.3549 | 18.7604 | 20.5189 | 22.1039 | 22.7921 | 23.1262 | 23.2023 | 23.0775 | 23.065 | 22.8505 | 22.2506 | 21.6551 | 21.9627 | 22.0522 | 21.018 | 19.9964 | 18.7212 | 16.9997 | 15.7004 | 0 | 0 | 0 | 0 | 0 | 0 | 0 | 0 | 0 | 0 | 0 | 0.21358 | 0.21243 | 0.21231 | 0.21034 | 0.20482 | 0.19933 | 0.20216 | 0 | 0 | 0 | 0 | 0 | 0 | 48.5 | 49 | 47.75 | 46.75 | 45.5 | 44.5 | 43.5 | 43.5 | 49 | 53.5 | 55.5 | 56.75 | 58 | 58.5 | 58 | 57 | 55.75 | 53.5 | 51.25 | 49.25 | 48 | 45.25 | 44.75 | 44.75 | 0 | 0 | 0 | 0 | 0 | 0 | 0 | 0 | 0 | 0 | 0 | 0.021873 | 0.021857 | 0.021871 | 0.021782 | 0.021493 | 0.021219 | 0.021445 | 0 | 0 | 0 | 0 | 0 | 0
Portfolio Adjusted1-in-2Size: 20 kW to 199.99 kWAll2023March Monthly Peak | Portfolio Adjusted | 1-in-2 | Size: 20 kW to 199.99 kW | All | 2023 | March Monthly Peak | 3 | 15.1902 | 14.6517 | 14.3901 | 14.3875 | 14.9132 | 16.3861 | 18.8773 | 20.5061 | 22.1454 | 23.1845 | 23.9845 | 24.4403 | 24.6302 | 24.9574 | 24.9519 | 24.5354 | 23.8012 | 23.04 | 22.4035 | 22.2717 | 21.2173 | 19.7867 | 17.8957 | 16.4031 | 0 | 0 | 0 | 0 | 0 | 0 | 0 | 0 | 0 | 0 | 0 | 0.22497 | 0.22672 | 0.22973 | 0.22968 | 0.22585 | 0.21909 | 0.21208 | 0 | 0 | 0 | 0 | 0 | 0 | 51.25 | 51.5 | 51.5 | 50.5 | 49.75 | 49.5 | 49.5 | 48.25 | 53 | 58.25 | 59.5 | 62.25 | 63.25 | 62.5 | 63.25 | 62.25 | 61 | 57.5 | 55.75 | 54 | 52.5 | 49.25 | 48.75 | 49.25 | 0 | 0 | 0 | 0 | 0 | 0 | 0 | 0 | 0 | 0 | 0 | 0.023413 | 0.023732 | 0.024042 | 0.024169 | 0.024083 | 0.023751 | 0.023088 | 0 | 0 | 0 | 0 | 0 | 0
Portfolio Adjusted1-in-2Size: 20 kW to 199.99 kWAll2023April Monthly Peak | Portfolio Adjusted | 1-in-2 | Size: 20 kW to 199.99 kW | All | 2023 | April Monthly Peak | 4 | 15.6434 | 15.0227 | 14.6807 | 14.6219 | 15.1047 | 16.5267 | 18.6348 | 20.4576 | 22.9366 | 24.8849 | 26.3839 | 27.3468 | 27.8398 | 28.3126 | 28.3371 | 27.7442 | 26.6309 | 25.1146 | 23.3418 | 23.3067 | 22.5009 | 20.8397 | 18.6929 | 16.9609 | 0 | 0 | 0 | 0 | 0 | 0 | 0 | 0 | 0 | 0 | 0 | 0.25172 | 0.25626 | 0.26061 | 0.26084 | 0.25538 | 0.24514 | 0.23118 | 0 | 0 | 0 | 0 | 0 | 0 | 58 | 57.75 | 56.25 | 54.5 | 54.5 | 54.5 | 55.25 | 59.75 | 66.75 | 70.75 | 73.75 | 75.75 | 77 | 77 | 77.75 | 76.25 | 75 | 73.75 | 72 | 68 | 63 | 62 | 60.75 | 59.25 | 0 | 0 | 0 | 0 | 0 | 0 | 0 | 0 | 0 | 0 | 0 | 0.026926 | 0.027503 | 0.027917 | 0.028025 | 0.027798 | 0.02716 | 0.025871 | 0 | 0 | 0 | 0 | 0 | 0
Portfolio Adjusted1-in-2Size: 20 kW to 199.99 kWAll2023May Monthly Peak | Portfolio Adjusted | 1-in-2 | Size: 20 kW to 199.99 kW | All | 2023 | May Monthly Peak | 5 | 15.7437 | 15.1437 | 14.8111 | 14.7382 | 15.2301 | 16.6262 | 18.5451 | 20.9101 | 23.5742 | 25.4787 | 26.9011 | 27.8427 | 28.2907 | 28.7177 | 28.6405 | 27.9025 | 26.6701 | 25.0147 | 23.1472 | 22.821 | 22.5677 | 20.9287 | 18.7896 | 17.0682 | 0 | 0 | 0 | 0 | 0 | 0 | 0 | 0 | 0 | 0 | 0 | 0.25629 | 0.26041 | 0.26434 | 0.26363 | 0.25684 | 0.2455 | 0.23026 | 0 | 0 | 0 | 0 | 0 | 0 | 59.5 | 59.25 | 59 | 58.25 | 58 | 57.25 | 61 | 65.25 | 70.25 | 75 | 79.25 | 80.25 | 79.25 | 78.75 | 78.75 | 78.25 | 77 | 75.5 | 72.75 | 69 | 66 | 64.75 | 64.5 | 63 | 0 | 0 | 0 | 0 | 0 | 0 | 0 | 0 | 0 | 0 | 0 | 0.027369 | 0.027905 | 0.028266 | 0.028299 | 0.02796 | 0.027242 | 0.025855 | 0 | 0 | 0 | 0 | 0 | 0
Portfolio Adjusted1-in-2Size: 20 kW to 199.99 kWAll2023June Monthly Peak | Portfolio Adjusted | 1-in-2 | Size: 20 kW to 199.99 kW | All | 2023 | June Monthly Peak | 6 | 16.2157 | 15.5853 | 15.2135 | 15.1467 | 15.6636 | 16.9802 | 18.9225 | 21.375 | 23.9951 | 26.1106 | 27.6758 | 28.6178 | 28.9593 | 29.2109 | 29.1036 | 28.493 | 27.4943 | 26.0497 | 24.192 | 23.2327 | 23.0104 | 21.5212 | 19.3938 | 17.5897 | 0 | 0 | 0 | 0 | 0 | 0 | 0 | 0 | 0 | 0 | 0 | 0.26342 | 0.26657 | 0.26888 | 0.2679 | 0.26228 | 0.25308 | 0.23979 | 0 | 0 | 0 | 0 | 0 | 0 | 60.25 | 60.25 | 59.25 | 59.75 | 58.5 | 59.75 | 60.75 | 64.5 | 67.25 | 70.75 | 74.5 | 77.5 | 78.5 | 80 | 80.25 | 78.75 | 77.5 | 76.25 | 74 | 71.25 | 67 | 64.5 | 63.5 | 62.75 | 0 | 0 | 0 | 0 | 0 | 0 | 0 | 0 | 0 | 0 | 0 | 0.028377 | 0.028792 | 0.029003 | 0.028988 | 0.028687 | 0.028116 | 0.026917 | 0 | 0 | 0 | 0 | 0 | 0
Portfolio Adjusted1-in-2Size: 20 kW to 199.99 kWAll2023July Monthly Peak | Portfolio Adjusted | 1-in-2 | Size: 20 kW to 199.99 kW | All | 2023 | July Monthly Peak | 7 | 17.2445 | 16.5442 | 16.129 | 16.0469 | 16.591 | 18.1088 | 20.2785 | 22.7893 | 25.4416 | 27.6184 | 29.2783 | 30.3366 | 30.848 | 31.2789 | 31.3112 | 30.8641 | 29.8399 | 28.1688 | 25.8724 | 24.7031 | 24.4536 | 22.8919 | 20.6397 | 18.7297 | 0 | 0 | 0 | 0 | 0 | 0 | 0 | 0 | 0 | 0 | 0 | 0.27925 | 0.28395 | 0.28792 | 0.28822 | 0.2841 | 0.27467 | 0.25929 | 0 | 0 | 0 | 0 | 0 | 0 | 67.75 | 67.25 | 66.5 | 66.5 | 66.5 | 66.5 | 67.75 | 69.5 | 74.5 | 77.75 | 78.75 | 77.25 | 78.75 | 82 | 80 | 81.75 | 84 | 83.5 | 78.25 | 74 | 72.25 | 71.75 | 69.75 | 69.75 | 0 | 0 | 0 | 0 | 0 | 0 | 0 | 0 | 0 | 0 | 0 | 0.030477 | 0.031058 | 0.03146 | 0.031565 | 0.031344 | 0.030698 | 0.029231 | 0 | 0 | 0 | 0 | 0 | 0
Portfolio Adjusted1-in-2Size: 20 kW to 199.99 kWAll2023August Monthly Peak | Portfolio Adjusted | 1-in-2 | Size: 20 kW to 199.99 kW | All | 2023 | August Monthly Peak | 8 | 17.7392 | 16.9846 | 16.5486 | 16.4517 | 17.0401 | 18.6929 | 21.2687 | 23.9983 | 27.1047 | 29.5932 | 31.559 | 32.7289 | 33.283 | 33.7335 | 33.7269 | 33.1161 | 31.8853 | 30.0152 | 27.4313 | 26.3749 | 25.6353 | 23.7617 | 21.3334 | 19.3491 | 0 | 0 | 0 | 0 | 0 | 0 | 0 | 0 | 0 | 0 | 0 | 0.30127 | 0.30637 | 0.31051 | 0.31045 | 0.30483 | 0.2935 | 0.27629 | 0 | 0 | 0 | 0 | 0 | 0 | 70.4 | 70.6 | 69.6 | 70 | 69.2 | 68.8 | 68.8 | 68.6 | 71.4 | 74.8 | 80 | 83 | 84.2 | 84.4 | 84.2 | 83.6 | 83.4 | 81.8 | 78.6 | 76 | 74 | 73.2 | 71.4 | 71.8 | 0 | 0 | 0 | 0 | 0 | 0 | 0 | 0 | 0 | 0 | 0 | 0.032344 | 0.032935 | 0.0333 | 0.033375 | 0.033099 | 0.032437 | 0.030892 | 0 | 0 | 0 | 0 | 0 | 0
Portfolio Adjusted1-in-2Size: 20 kW to 199.99 kWAll2023September Monthly Peak | Portfolio Adjusted | 1-in-2 | Size: 20 kW to 199.99 kW | All | 2023 | September Monthly Peak | 9 | 18.0832 | 17.3687 | 16.9442 | 16.8852 | 17.5118 | 19.2829 | 22.2462 | 24.8151 | 28.1905 | 30.8355 | 32.7504 | 33.9383 | 34.4671 | 34.9637 | 34.8951 | 34.0045 | 32.4121 | 30.3198 | 27.8989 | 27.4321 | 25.9513 | 23.9228 | 21.4427 | 19.4771 | 0 | 0 | 0 | 0 | 0 | 0 | 0 | 0 | 0 | 0 | 0 | 0.3124 | 0.31727 | 0.32184 | 0.32121 | 0.31301 | 0.29835 | 0.27909 | 0 | 0 | 0 | 0 | 0 | 0 | 65.75 | 65 | 65.75 | 63.75 | 64.5 | 65.25 | 67.5 | 69 | 76.5 | 82 | 87.5 | 88.75 | 88.25 | 90.25 | 92 | 89.75 | 88 | 87.5 | 86 | 81 | 76.5 | 76.25 | 74 | 72.5 | 0 | 0 | 0 | 0 | 0 | 0 | 0 | 0 | 0 | 0 | 0 | 0.033077 | 0.033656 | 0.034067 | 0.034088 | 0.03364 | 0.032706 | 0.030938 | 0 | 0 | 0 | 0 | 0 | 0
Portfolio Adjusted1-in-2Size: 20 kW to 199.99 kWAll2023October Monthly Peak | Portfolio Adjusted | 1-in-2 | Size: 20 kW to 199.99 kW | All | 2023 | October Monthly Peak | 10 | 16.7316 | 16.0773 | 15.7023 | 15.6335 | 16.1683 | 17.7102 | 20.506 | 22.4718 | 25.3203 | 27.9082 | 30.0104 | 31.5228 | 32.3507 | 33.036 | 33.0254 | 32.1748 | 30.569 | 28.4354 | 27.0469 | 26.0186 | 24.3996 | 22.4861 | 20.0926 | 18.1797 | 0 | 0 | 0 | 0 | 0 | 0 | 0 | 0 | 0 | 0 | 0 | 0.29016 | 0.29779 | 0.30409 | 0.304 | 0.29617 | 0.28138 | 0.26175 | 0 | 0 | 0 | 0 | 0 | 0 | 62.5 | 62.25 | 62.5 | 61.25 | 61.5 | 59.75 | 61 | 64.25 | 69.75 | 75.25 | 79.5 | 81.5 | 84.25 | 86.25 | 86 | 85 | 84 | 82.25 | 76.75 | 70.25 | 68.25 | 65.75 | 64.75 | 63 | 0 | 0 | 0 | 0 | 0 | 0 | 0 | 0 | 0 | 0 | 0 | 0.030721 | 0.031639 | 0.032246 | 0.032335 | 0.031918 | 0.030927 | 0.029089 | 0 | 0 | 0 | 0 | 0 | 0
Portfolio Adjusted1-in-2Size: 20 kW to 199.99 kWAll2023November Monthly Peak | Portfolio Adjusted | 1-in-2 | Size: 20 kW to 199.99 kW | All | 2023 | November Monthly Peak | 11 | 15.2192 | 14.7566 | 14.5058 | 14.5372 | 15.0909 | 16.5939 | 18.5796 | 20.4292 | 22.734 | 24.4887 | 25.8478 | 26.7128 | 27.1196 | 27.4982 | 27.3133 | 26.4166 | 25.4992 | 25.423 | 23.7706 | 22.45 | 21.1939 | 19.6898 | 17.8034 | 16.295 | 0 | 0 | 0 | 0 | 0 | 0 | 0 | 0 | 0 | 0 | 0 | 0.24589 | 0.24963 | 0.25312 | 0.25142 | 0.24316 | 0.23472 | 0.23402 | 0 | 0 | 0 | 0 | 0 | 0 | 60.2 | 59.8 | 59.6 | 59.6 | 60 | 60.6 | 59.8 | 59.6 | 62.8 | 65.8 | 68.2 | 70 | 71.2 | 71.6 | 70.2 | 70 | 68.8 | 66.8 | 65.4 | 63.8 | 63 | 62.6 | 61.8 | 61.6 | 0 | 0 | 0 | 0 | 0 | 0 | 0 | 0 | 0 | 0 | 0 | 0.026207 | 0.026722 | 0.02706 | 0.026972 | 0.026346 | 0.025684 | 0.025555 | 0 | 0 | 0 | 0 | 0 | 0
Portfolio Adjusted1-in-2Size: 20 kW to 199.99 kWAll2023December Monthly Peak | Portfolio Adjusted | 1-in-2 | Size: 20 kW to 199.99 kW | All | 2023 | December Monthly Peak | 12 | 14.5537 | 14.1647 | 13.9859 | 14.0724 | 14.6549 | 16.1841 | 18.1276 | 19.9368 | 21.7449 | 22.733 | 23.327 | 23.5685 | 23.5438 | 23.6012 | 23.3361 | 22.6124 | 22.1192 | 22.6977 | 21.8174 | 20.7417 | 19.702 | 18.4695 | 16.8368 | 15.5468 | 0 | 0 | 0 | 0 | 0 | 0 | 0 | 0 | 0 | 0 | 0 | 0.21695 | 0.21672 | 0.21725 | 0.21481 | 0.20815 | 0.20361 | 0.20893 | 0 | 0 | 0 | 0 | 0 | 0 | 48.25 | 48 | 46.75 | 48 | 46.75 | 47 | 46.5 | 45.75 | 53 | 57.75 | 61.75 | 63 | 62.25 | 66 | 65 | 63.5 | 61.75 | 59.5 | 57.75 | 54.5 | 53.25 | 51.75 | 52 | 52 | 0 | 0 | 0 | 0 | 0 | 0 | 0 | 0 | 0 | 0 | 0 | 0.022522 | 0.022618 | 0.022698 | 0.02257 | 0.022092 | 0.021796 | 0.022254 | 0 | 0 | 0 | 0 | 0 | 0
Portfolio Adjusted1-in-2Size: 20 kW to 199.99 kWAll2023Typical Event Day | Portfolio Adjusted | 1-in-2 | Size: 20 kW to 199.99 kW | All | 2023 | Typical Event Day | 8 | 17.5339 | 16.7972 | 16.3733 | 16.2802 | 16.8645 | 18.494 | 21.0292 | 23.6498 | 26.5916 | 28.9247 | 30.752 | 31.836 | 32.3732 | 32.8305 | 32.8498 | 32.279 | 31.116 | 29.3222 | 26.8661 | 25.856 | 25.1738 | 23.3634 | 21 | 19.0641 | 0 | 0 | 0 | 0 | 0 | 0 | 0 | 0 | 0 | 0 | 0 | 0.29305 | 0.29799 | 0.3022 | 0.30238 | 0.29713 | 0.28642 | 0.26991 | 0 | 0 | 0 | 0 | 0 | 0 | 66.0375 | 65.775 | 65.275 | 65 | 64.675 | 65.075 | 66.2 | 67.9 | 72.4125 | 76.325 | 80.1875 | 81.625 | 82.425 | 84.1625 | 84.1125 | 83.4625 | 83.225 | 82.2625 | 79.2125 | 75.5625 | 72.4375 | 71.425 | 69.6625 | 69.2 | 0 | 0 | 0 | 0 | 0 | 0 | 0 | 0 | 0 | 0 | 0 | 0.03152 | 0.032103 | 0.032479 | 0.03258 | 0.032329 | 0.031704 | 0.030216 | 0 | 0 | 0 | 0 | 0 | 0
Portfolio Adjusted1-in-2Size: 20 kW to 199.99 kWAll2024January Monthly Peak | Portfolio Adjusted | 1-in-2 | Size: 20 kW to 199.99 kW | All | 2024 | January Monthly Peak | 1 | 14.3387 | 13.9724 | 13.8471 | 13.9754 | 14.6226 | 16.2254 | 18.9009 | 20.6722 | 22.0802 | 22.4235 | 22.4049 | 22.2413 | 21.9167 | 21.7511 | 21.4264 | 20.8943 | 20.6749 | 21.6769 | 21.245 | 20.3271 | 19.3772 | 18.2288 | 16.6155 | 15.3948 | 0 | 0 | 0 | 0 | 0 | 0 | 0 | 0 | 0 | 0 | 0 | 0.20473 | 0.20174 | 0.20022 | 0.19723 | 0.19233 | 0.19031 | 0.19953 | 0 | 0 | 0 | 0 | 0 | 0 | 46.5 | 46 | 46.75 | 46.5 | 45.25 | 44.5 | 45.75 | 45 | 47.5 | 51.75 | 54.5 | 57 | 58.5 | 58.5 | 58.75 | 57.75 | 56 | 54 | 51.25 | 49.75 | 46.25 | 44.75 | 41.5 | 41 | 0 | 0 | 0 | 0 | 0 | 0 | 0 | 0 | 0 | 0 | 0 | 0.020567 | 0.020363 | 0.020225 | 0.020043 | 0.019792 | 0.019834 | 0.020738 | 0 | 0 | 0 | 0 | 0 | 0
Portfolio Adjusted1-in-2Size: 20 kW to 199.99 kWAll2024February Monthly Peak | Portfolio Adjusted | 1-in-2 | Size: 20 kW to 199.99 kW | All | 2024 | February Monthly Peak | 2 | 14.5877 | 14.1782 | 14.0351 | 14.1348 | 14.7457 | 16.3549 | 18.7604 | 20.5189 | 22.1039 | 22.7921 | 23.1262 | 23.2023 | 23.0775 | 23.065 | 22.8505 | 22.2506 | 21.6551 | 21.9627 | 22.0522 | 21.018 | 19.9964 | 18.7212 | 16.9997 | 15.7004 | 0 | 0 | 0 | 0 | 0 | 0 | 0 | 0 | 0 | 0 | 0 | 0.21358 | 0.21243 | 0.21231 | 0.21034 | 0.20482 | 0.19933 | 0.20216 | 0 | 0 | 0 | 0 | 0 | 0 | 48.5 | 49 | 47.75 | 46.75 | 45.5 | 44.5 | 43.5 | 43.5 | 49 | 53.5 | 55.5 | 56.75 | 58 | 58.5 | 58 | 57 | 55.75 | 53.5 | 51.25 | 49.25 | 48 | 45.25 | 44.75 | 44.75 | 0 | 0 | 0 | 0 | 0 | 0 | 0 | 0 | 0 | 0 | 0 | 0.021873 | 0.021857 | 0.021871 | 0.021782 | 0.021493 | 0.021219 | 0.021445 | 0 | 0 | 0 | 0 | 0 | 0
Portfolio Adjusted1-in-2Size: 20 kW to 199.99 kWAll2024March Monthly Peak | Portfolio Adjusted | 1-in-2 | Size: 20 kW to 199.99 kW | All | 2024 | March Monthly Peak | 3 | 15.1902 | 14.6517 | 14.3901 | 14.3875 | 14.9132 | 16.3861 | 18.8773 | 20.5061 | 22.1454 | 23.1845 | 23.9845 | 24.4403 | 24.6302 | 24.9574 | 24.9519 | 24.5354 | 23.8012 | 23.04 | 22.4035 | 22.2717 | 21.2173 | 19.7867 | 17.8957 | 16.4031 | 0 | 0 | 0 | 0 | 0 | 0 | 0 | 0 | 0 | 0 | 0 | 0.22497 | 0.22672 | 0.22973 | 0.22968 | 0.22585 | 0.21909 | 0.21208 | 0 | 0 | 0 | 0 | 0 | 0 | 51.25 | 51.5 | 51.5 | 50.5 | 49.75 | 49.5 | 49.5 | 48.25 | 53 | 58.25 | 59.5 | 62.25 | 63.25 | 62.5 | 63.25 | 62.25 | 61 | 57.5 | 55.75 | 54 | 52.5 | 49.25 | 48.75 | 49.25 | 0 | 0 | 0 | 0 | 0 | 0 | 0 | 0 | 0 | 0 | 0 | 0.023413 | 0.023732 | 0.024042 | 0.024169 | 0.024083 | 0.023751 | 0.023088 | 0 | 0 | 0 | 0 | 0 | 0
Portfolio Adjusted1-in-2Size: 20 kW to 199.99 kWAll2024April Monthly Peak | Portfolio Adjusted | 1-in-2 | Size: 20 kW to 199.99 kW | All | 2024 | April Monthly Peak | 4 | 15.6434 | 15.0227 | 14.6807 | 14.6219 | 15.1047 | 16.5267 | 18.6348 | 20.4576 | 22.9366 | 24.8849 | 26.3839 | 27.3468 | 27.8398 | 28.3126 | 28.3371 | 27.7442 | 26.6309 | 25.1146 | 23.3418 | 23.3067 | 22.5009 | 20.8397 | 18.6929 | 16.9609 | 0 | 0 | 0 | 0 | 0 | 0 | 0 | 0 | 0 | 0 | 0 | 0.25172 | 0.25626 | 0.26061 | 0.26084 | 0.25538 | 0.24514 | 0.23118 | 0 | 0 | 0 | 0 | 0 | 0 | 58 | 57.75 | 56.25 | 54.5 | 54.5 | 54.5 | 55.25 | 59.75 | 66.75 | 70.75 | 73.75 | 75.75 | 77 | 77 | 77.75 | 76.25 | 75 | 73.75 | 72 | 68 | 63 | 62 | 60.75 | 59.25 | 0 | 0 | 0 | 0 | 0 | 0 | 0 | 0 | 0 | 0 | 0 | 0.026926 | 0.027503 | 0.027917 | 0.028025 | 0.027798 | 0.02716 | 0.025871 | 0 | 0 | 0 | 0 | 0 | 0
Portfolio Adjusted1-in-2Size: 20 kW to 199.99 kWAll2024May Monthly Peak | Portfolio Adjusted | 1-in-2 | Size: 20 kW to 199.99 kW | All | 2024 | May Monthly Peak | 5 | 15.7437 | 15.1437 | 14.8111 | 14.7382 | 15.2301 | 16.6262 | 18.5451 | 20.9101 | 23.5742 | 25.4787 | 26.9011 | 27.8427 | 28.2907 | 28.7177 | 28.6405 | 27.9025 | 26.6701 | 25.0147 | 23.1472 | 22.821 | 22.5677 | 20.9287 | 18.7896 | 17.0682 | 0 | 0 | 0 | 0 | 0 | 0 | 0 | 0 | 0 | 0 | 0 | 0.25629 | 0.26041 | 0.26434 | 0.26363 | 0.25684 | 0.2455 | 0.23026 | 0 | 0 | 0 | 0 | 0 | 0 | 59.5 | 59.25 | 59 | 58.25 | 58 | 57.25 | 61 | 65.25 | 70.25 | 75 | 79.25 | 80.25 | 79.25 | 78.75 | 78.75 | 78.25 | 77 | 75.5 | 72.75 | 69 | 66 | 64.75 | 64.5 | 63 | 0 | 0 | 0 | 0 | 0 | 0 | 0 | 0 | 0 | 0 | 0 | 0.027369 | 0.027905 | 0.028266 | 0.028299 | 0.02796 | 0.027242 | 0.025855 | 0 | 0 | 0 | 0 | 0 | 0
Portfolio Adjusted1-in-2Size: 20 kW to 199.99 kWAll2024June Monthly Peak | Portfolio Adjusted | 1-in-2 | Size: 20 kW to 199.99 kW | All | 2024 | June Monthly Peak | 6 | 16.2157 | 15.5853 | 15.2135 | 15.1467 | 15.6636 | 16.9802 | 18.9225 | 21.375 | 23.9951 | 26.1106 | 27.6758 | 28.6178 | 28.9593 | 29.2109 | 29.1036 | 28.493 | 27.4943 | 26.0497 | 24.192 | 23.2327 | 23.0104 | 21.5212 | 19.3938 | 17.5897 | 0 | 0 | 0 | 0 | 0 | 0 | 0 | 0 | 0 | 0 | 0 | 0.26342 | 0.26657 | 0.26888 | 0.2679 | 0.26228 | 0.25308 | 0.23979 | 0 | 0 | 0 | 0 | 0 | 0 | 60.25 | 60.25 | 59.25 | 59.75 | 58.5 | 59.75 | 60.75 | 64.5 | 67.25 | 70.75 | 74.5 | 77.5 | 78.5 | 80 | 80.25 | 78.75 | 77.5 | 76.25 | 74 | 71.25 | 67 | 64.5 | 63.5 | 62.75 | 0 | 0 | 0 | 0 | 0 | 0 | 0 | 0 | 0 | 0 | 0 | 0.028377 | 0.028792 | 0.029003 | 0.028988 | 0.028687 | 0.028116 | 0.026917 | 0 | 0 | 0 | 0 | 0 | 0
Portfolio Adjusted1-in-2Size: 20 kW to 199.99 kWAll2024July Monthly Peak | Portfolio Adjusted | 1-in-2 | Size: 20 kW to 199.99 kW | All | 2024 | July Monthly Peak | 7 | 17.2445 | 16.5442 | 16.129 | 16.0469 | 16.591 | 18.1088 | 20.2785 | 22.7893 | 25.4416 | 27.6184 | 29.2783 | 30.3366 | 30.848 | 31.2789 | 31.3112 | 30.8641 | 29.8399 | 28.1688 | 25.8724 | 24.7031 | 24.4536 | 22.8919 | 20.6397 | 18.7297 | 0 | 0 | 0 | 0 | 0 | 0 | 0 | 0 | 0 | 0 | 0 | 0.27925 | 0.28395 | 0.28792 | 0.28822 | 0.2841 | 0.27467 | 0.25929 | 0 | 0 | 0 | 0 | 0 | 0 | 67.75 | 67.25 | 66.5 | 66.5 | 66.5 | 66.5 | 67.75 | 69.5 | 74.5 | 77.75 | 78.75 | 77.25 | 78.75 | 82 | 80 | 81.75 | 84 | 83.5 | 78.25 | 74 | 72.25 | 71.75 | 69.75 | 69.75 | 0 | 0 | 0 | 0 | 0 | 0 | 0 | 0 | 0 | 0 | 0 | 0.030477 | 0.031058 | 0.03146 | 0.031565 | 0.031344 | 0.030698 | 0.029231 | 0 | 0 | 0 | 0 | 0 | 0
Portfolio Adjusted1-in-2Size: 20 kW to 199.99 kWAll2024August Monthly Peak | Portfolio Adjusted | 1-in-2 | Size: 20 kW to 199.99 kW | All | 2024 | August Monthly Peak | 8 | 17.7392 | 16.9846 | 16.5486 | 16.4517 | 17.0401 | 18.6929 | 21.2687 | 23.9983 | 27.1047 | 29.5932 | 31.559 | 32.7289 | 33.283 | 33.7335 | 33.7269 | 33.1161 | 31.8853 | 30.0152 | 27.4313 | 26.3749 | 25.6353 | 23.7617 | 21.3334 | 19.3491 | 0 | 0 | 0 | 0 | 0 | 0 | 0 | 0 | 0 | 0 | 0 | 0.30127 | 0.30637 | 0.31051 | 0.31045 | 0.30483 | 0.2935 | 0.27629 | 0 | 0 | 0 | 0 | 0 | 0 | 70.4 | 70.6 | 69.6 | 70 | 69.2 | 68.8 | 68.8 | 68.6 | 71.4 | 74.8 | 80 | 83 | 84.2 | 84.4 | 84.2 | 83.6 | 83.4 | 81.8 | 78.6 | 76 | 74 | 73.2 | 71.4 | 71.8 | 0 | 0 | 0 | 0 | 0 | 0 | 0 | 0 | 0 | 0 | 0 | 0.032344 | 0.032935 | 0.0333 | 0.033375 | 0.033099 | 0.032437 | 0.030892 | 0 | 0 | 0 | 0 | 0 | 0
Portfolio Adjusted1-in-2Size: 20 kW to 199.99 kWAll2024September Monthly Peak | Portfolio Adjusted | 1-in-2 | Size: 20 kW to 199.99 kW | All | 2024 | September Monthly Peak | 9 | 18.0832 | 17.3687 | 16.9442 | 16.8852 | 17.5118 | 19.2829 | 22.2462 | 24.8151 | 28.1905 | 30.8355 | 32.7504 | 33.9383 | 34.4671 | 34.9637 | 34.8951 | 34.0045 | 32.4121 | 30.3198 | 27.8989 | 27.4321 | 25.9513 | 23.9228 | 21.4427 | 19.4771 | 0 | 0 | 0 | 0 | 0 | 0 | 0 | 0 | 0 | 0 | 0 | 0.3124 | 0.31727 | 0.32184 | 0.32121 | 0.31301 | 0.29835 | 0.27909 | 0 | 0 | 0 | 0 | 0 | 0 | 65.75 | 65 | 65.75 | 63.75 | 64.5 | 65.25 | 67.5 | 69 | 76.5 | 82 | 87.5 | 88.75 | 88.25 | 90.25 | 92 | 89.75 | 88 | 87.5 | 86 | 81 | 76.5 | 76.25 | 74 | 72.5 | 0 | 0 | 0 | 0 | 0 | 0 | 0 | 0 | 0 | 0 | 0 | 0.033077 | 0.033656 | 0.034067 | 0.034088 | 0.03364 | 0.032706 | 0.030938 | 0 | 0 | 0 | 0 | 0 | 0
Portfolio Adjusted1-in-2Size: 20 kW to 199.99 kWAll2024October Monthly Peak | Portfolio Adjusted | 1-in-2 | Size: 20 kW to 199.99 kW | All | 2024 | October Monthly Peak | 10 | 16.7316 | 16.0773 | 15.7023 | 15.6335 | 16.1683 | 17.7102 | 20.506 | 22.4718 | 25.3203 | 27.9082 | 30.0104 | 31.5228 | 32.3507 | 33.036 | 33.0254 | 32.1748 | 30.569 | 28.4354 | 27.0469 | 26.0186 | 24.3996 | 22.4861 | 20.0926 | 18.1797 | 0 | 0 | 0 | 0 | 0 | 0 | 0 | 0 | 0 | 0 | 0 | 0.29016 | 0.29779 | 0.30409 | 0.304 | 0.29617 | 0.28138 | 0.26175 | 0 | 0 | 0 | 0 | 0 | 0 | 62.5 | 62.25 | 62.5 | 61.25 | 61.5 | 59.75 | 61 | 64.25 | 69.75 | 75.25 | 79.5 | 81.5 | 84.25 | 86.25 | 86 | 85 | 84 | 82.25 | 76.75 | 70.25 | 68.25 | 65.75 | 64.75 | 63 | 0 | 0 | 0 | 0 | 0 | 0 | 0 | 0 | 0 | 0 | 0 | 0.030721 | 0.031639 | 0.032246 | 0.032335 | 0.031918 | 0.030927 | 0.029089 | 0 | 0 | 0 | 0 | 0 | 0
Portfolio Adjusted1-in-2Size: 20 kW to 199.99 kWAll2024November Monthly Peak | Portfolio Adjusted | 1-in-2 | Size: 20 kW to 199.99 kW | All | 2024 | November Monthly Peak | 11 | 15.2192 | 14.7566 | 14.5058 | 14.5372 | 15.0909 | 16.5939 | 18.5796 | 20.4292 | 22.734 | 24.4887 | 25.8478 | 26.7128 | 27.1196 | 27.4982 | 27.3133 | 26.4166 | 25.4992 | 25.423 | 23.7706 | 22.45 | 21.1939 | 19.6898 | 17.8034 | 16.295 | 0 | 0 | 0 | 0 | 0 | 0 | 0 | 0 | 0 | 0 | 0 | 0.24589 | 0.24963 | 0.25312 | 0.25142 | 0.24316 | 0.23472 | 0.23402 | 0 | 0 | 0 | 0 | 0 | 0 | 60.2 | 59.8 | 59.6 | 59.6 | 60 | 60.6 | 59.8 | 59.6 | 62.8 | 65.8 | 68.2 | 70 | 71.2 | 71.6 | 70.2 | 70 | 68.8 | 66.8 | 65.4 | 63.8 | 63 | 62.6 | 61.8 | 61.6 | 0 | 0 | 0 | 0 | 0 | 0 | 0 | 0 | 0 | 0 | 0 | 0.026207 | 0.026722 | 0.02706 | 0.026972 | 0.026346 | 0.025684 | 0.025555 | 0 | 0 | 0 | 0 | 0 | 0
Portfolio Adjusted1-in-2Size: 20 kW to 199.99 kWAll2024December Monthly Peak | Portfolio Adjusted | 1-in-2 | Size: 20 kW to 199.99 kW | All | 2024 | December Monthly Peak | 12 | 14.5537 | 14.1647 | 13.9859 | 14.0724 | 14.6549 | 16.1841 | 18.1276 | 19.9368 | 21.7449 | 22.733 | 23.327 | 23.5685 | 23.5438 | 23.6012 | 23.3361 | 22.6124 | 22.1192 | 22.6977 | 21.8174 | 20.7417 | 19.702 | 18.4695 | 16.8368 | 15.5468 | 0 | 0 | 0 | 0 | 0 | 0 | 0 | 0 | 0 | 0 | 0 | 0.21695 | 0.21672 | 0.21725 | 0.21481 | 0.20815 | 0.20361 | 0.20893 | 0 | 0 | 0 | 0 | 0 | 0 | 48.25 | 48 | 46.75 | 48 | 46.75 | 47 | 46.5 | 45.75 | 53 | 57.75 | 61.75 | 63 | 62.25 | 66 | 65 | 63.5 | 61.75 | 59.5 | 57.75 | 54.5 | 53.25 | 51.75 | 52 | 52 | 0 | 0 | 0 | 0 | 0 | 0 | 0 | 0 | 0 | 0 | 0 | 0.022522 | 0.022618 | 0.022698 | 0.02257 | 0.022092 | 0.021796 | 0.022254 | 0 | 0 | 0 | 0 | 0 | 0
Portfolio Adjusted1-in-2Size: 20 kW to 199.99 kWAll2024Typical Event Day | Portfolio Adjusted | 1-in-2 | Size: 20 kW to 199.99 kW | All | 2024 | Typical Event Day | 8 | 17.5339 | 16.7972 | 16.3733 | 16.2802 | 16.8645 | 18.494 | 21.0292 | 23.6498 | 26.5916 | 28.9247 | 30.752 | 31.836 | 32.3732 | 32.8305 | 32.8498 | 32.279 | 31.116 | 29.3222 | 26.8661 | 25.856 | 25.1738 | 23.3634 | 21 | 19.0641 | 0 | 0 | 0 | 0 | 0 | 0 | 0 | 0 | 0 | 0 | 0 | 0.29305 | 0.29799 | 0.3022 | 0.30238 | 0.29713 | 0.28642 | 0.26991 | 0 | 0 | 0 | 0 | 0 | 0 | 66.0375 | 65.775 | 65.275 | 65 | 64.675 | 65.075 | 66.2 | 67.9 | 72.4125 | 76.325 | 80.1875 | 81.625 | 82.425 | 84.1625 | 84.1125 | 83.4625 | 83.225 | 82.2625 | 79.2125 | 75.5625 | 72.4375 | 71.425 | 69.6625 | 69.2 | 0 | 0 | 0 | 0 | 0 | 0 | 0 | 0 | 0 | 0 | 0 | 0.03152 | 0.032103 | 0.032479 | 0.03258 | 0.032329 | 0.031704 | 0.030216 | 0 | 0 | 0 | 0 | 0 | 0
Portfolio Adjusted1-in-2Size: 20 kW to 199.99 kWAll2025January Monthly Peak | Portfolio Adjusted | 1-in-2 | Size: 20 kW to 199.99 kW | All | 2025 | January Monthly Peak | 1 | 14.3387 | 13.9724 | 13.8471 | 13.9754 | 14.6226 | 16.2254 | 18.9009 | 20.6722 | 22.0802 | 22.4235 | 22.4049 | 22.2413 | 21.9167 | 21.7511 | 21.4264 | 20.8943 | 20.6749 | 21.6769 | 21.245 | 20.3271 | 19.3772 | 18.2288 | 16.6155 | 15.3948 | 0 | 0 | 0 | 0 | 0 | 0 | 0 | 0 | 0 | 0 | 0 | 0.20473 | 0.20174 | 0.20022 | 0.19723 | 0.19233 | 0.19031 | 0.19953 | 0 | 0 | 0 | 0 | 0 | 0 | 46.5 | 46 | 46.75 | 46.5 | 45.25 | 44.5 | 45.75 | 45 | 47.5 | 51.75 | 54.5 | 57 | 58.5 | 58.5 | 58.75 | 57.75 | 56 | 54 | 51.25 | 49.75 | 46.25 | 44.75 | 41.5 | 41 | 0 | 0 | 0 | 0 | 0 | 0 | 0 | 0 | 0 | 0 | 0 | 0.020567 | 0.020363 | 0.020225 | 0.020043 | 0.019792 | 0.019834 | 0.020738 | 0 | 0 | 0 | 0 | 0 | 0
Portfolio Adjusted1-in-2Size: 20 kW to 199.99 kWAll2025February Monthly Peak | Portfolio Adjusted | 1-in-2 | Size: 20 kW to 199.99 kW | All | 2025 | February Monthly Peak | 2 | 14.5877 | 14.1782 | 14.0351 | 14.1348 | 14.7457 | 16.3549 | 18.7604 | 20.5189 | 22.1039 | 22.7921 | 23.1262 | 23.2023 | 23.0775 | 23.065 | 22.8505 | 22.2506 | 21.6551 | 21.9627 | 22.0522 | 21.018 | 19.9964 | 18.7212 | 16.9997 | 15.7004 | 0 | 0 | 0 | 0 | 0 | 0 | 0 | 0 | 0 | 0 | 0 | 0.21358 | 0.21243 | 0.21231 | 0.21034 | 0.20482 | 0.19933 | 0.20216 | 0 | 0 | 0 | 0 | 0 | 0 | 48.5 | 49 | 47.75 | 46.75 | 45.5 | 44.5 | 43.5 | 43.5 | 49 | 53.5 | 55.5 | 56.75 | 58 | 58.5 | 58 | 57 | 55.75 | 53.5 | 51.25 | 49.25 | 48 | 45.25 | 44.75 | 44.75 | 0 | 0 | 0 | 0 | 0 | 0 | 0 | 0 | 0 | 0 | 0 | 0.021873 | 0.021857 | 0.021871 | 0.021782 | 0.021493 | 0.021219 | 0.021445 | 0 | 0 | 0 | 0 | 0 | 0
Portfolio Adjusted1-in-2Size: 20 kW to 199.99 kWAll2025March Monthly Peak | Portfolio Adjusted | 1-in-2 | Size: 20 kW to 199.99 kW | All | 2025 | March Monthly Peak | 3 | 15.1902 | 14.6517 | 14.3901 | 14.3875 | 14.9132 | 16.3861 | 18.8773 | 20.5061 | 22.1454 | 23.1845 | 23.9845 | 24.4403 | 24.6302 | 24.9574 | 24.9519 | 24.5354 | 23.8012 | 23.04 | 22.4035 | 22.2717 | 21.2173 | 19.7867 | 17.8957 | 16.4031 | 0 | 0 | 0 | 0 | 0 | 0 | 0 | 0 | 0 | 0 | 0 | 0.22497 | 0.22672 | 0.22973 | 0.22968 | 0.22585 | 0.21909 | 0.21208 | 0 | 0 | 0 | 0 | 0 | 0 | 51.25 | 51.5 | 51.5 | 50.5 | 49.75 | 49.5 | 49.5 | 48.25 | 53 | 58.25 | 59.5 | 62.25 | 63.25 | 62.5 | 63.25 | 62.25 | 61 | 57.5 | 55.75 | 54 | 52.5 | 49.25 | 48.75 | 49.25 | 0 | 0 | 0 | 0 | 0 | 0 | 0 | 0 | 0 | 0 | 0 | 0.023413 | 0.023732 | 0.024042 | 0.024169 | 0.024083 | 0.023751 | 0.023088 | 0 | 0 | 0 | 0 | 0 | 0
Portfolio Adjusted1-in-2Size: 20 kW to 199.99 kWAll2025April Monthly Peak | Portfolio Adjusted | 1-in-2 | Size: 20 kW to 199.99 kW | All | 2025 | April Monthly Peak | 4 | 15.6434 | 15.0227 | 14.6807 | 14.6219 | 15.1047 | 16.5267 | 18.6348 | 20.4576 | 22.9366 | 24.8849 | 26.3839 | 27.3468 | 27.8398 | 28.3126 | 28.3371 | 27.7442 | 26.6309 | 25.1146 | 23.3418 | 23.3067 | 22.5009 | 20.8397 | 18.6929 | 16.9609 | 0 | 0 | 0 | 0 | 0 | 0 | 0 | 0 | 0 | 0 | 0 | 0.25172 | 0.25626 | 0.26061 | 0.26084 | 0.25538 | 0.24514 | 0.23118 | 0 | 0 | 0 | 0 | 0 | 0 | 58 | 57.75 | 56.25 | 54.5 | 54.5 | 54.5 | 55.25 | 59.75 | 66.75 | 70.75 | 73.75 | 75.75 | 77 | 77 | 77.75 | 76.25 | 75 | 73.75 | 72 | 68 | 63 | 62 | 60.75 | 59.25 | 0 | 0 | 0 | 0 | 0 | 0 | 0 | 0 | 0 | 0 | 0 | 0.026926 | 0.027503 | 0.027917 | 0.028025 | 0.027798 | 0.02716 | 0.025871 | 0 | 0 | 0 | 0 | 0 | 0
Portfolio Adjusted1-in-2Size: 20 kW to 199.99 kWAll2025May Monthly Peak | Portfolio Adjusted | 1-in-2 | Size: 20 kW to 199.99 kW | All | 2025 | May Monthly Peak | 5 | 15.7437 | 15.1437 | 14.8111 | 14.7382 | 15.2301 | 16.6262 | 18.5451 | 20.9101 | 23.5742 | 25.4787 | 26.9011 | 27.8427 | 28.2907 | 28.7177 | 28.6405 | 27.9025 | 26.6701 | 25.0147 | 23.1472 | 22.821 | 22.5677 | 20.9287 | 18.7896 | 17.0682 | 0 | 0 | 0 | 0 | 0 | 0 | 0 | 0 | 0 | 0 | 0 | 0.25629 | 0.26041 | 0.26434 | 0.26363 | 0.25684 | 0.2455 | 0.23026 | 0 | 0 | 0 | 0 | 0 | 0 | 59.5 | 59.25 | 59 | 58.25 | 58 | 57.25 | 61 | 65.25 | 70.25 | 75 | 79.25 | 80.25 | 79.25 | 78.75 | 78.75 | 78.25 | 77 | 75.5 | 72.75 | 69 | 66 | 64.75 | 64.5 | 63 | 0 | 0 | 0 | 0 | 0 | 0 | 0 | 0 | 0 | 0 | 0 | 0.027369 | 0.027905 | 0.028266 | 0.028299 | 0.02796 | 0.027242 | 0.025855 | 0 | 0 | 0 | 0 | 0 | 0
Portfolio Adjusted1-in-2Size: 20 kW to 199.99 kWAll2025June Monthly Peak | Portfolio Adjusted | 1-in-2 | Size: 20 kW to 199.99 kW | All | 2025 | June Monthly Peak | 6 | 16.2157 | 15.5853 | 15.2135 | 15.1467 | 15.6636 | 16.9802 | 18.9225 | 21.375 | 23.9951 | 26.1106 | 27.6758 | 28.6178 | 28.9593 | 29.2109 | 29.1036 | 28.493 | 27.4943 | 26.0497 | 24.192 | 23.2327 | 23.0104 | 21.5212 | 19.3938 | 17.5897 | 0 | 0 | 0 | 0 | 0 | 0 | 0 | 0 | 0 | 0 | 0 | 0.26342 | 0.26657 | 0.26888 | 0.2679 | 0.26228 | 0.25308 | 0.23979 | 0 | 0 | 0 | 0 | 0 | 0 | 60.25 | 60.25 | 59.25 | 59.75 | 58.5 | 59.75 | 60.75 | 64.5 | 67.25 | 70.75 | 74.5 | 77.5 | 78.5 | 80 | 80.25 | 78.75 | 77.5 | 76.25 | 74 | 71.25 | 67 | 64.5 | 63.5 | 62.75 | 0 | 0 | 0 | 0 | 0 | 0 | 0 | 0 | 0 | 0 | 0 | 0.028377 | 0.028792 | 0.029003 | 0.028988 | 0.028687 | 0.028116 | 0.026917 | 0 | 0 | 0 | 0 | 0 | 0
Portfolio Adjusted1-in-2Size: 20 kW to 199.99 kWAll2025July Monthly Peak | Portfolio Adjusted | 1-in-2 | Size: 20 kW to 199.99 kW | All | 2025 | July Monthly Peak | 7 | 17.2445 | 16.5442 | 16.129 | 16.0469 | 16.591 | 18.1088 | 20.2785 | 22.7893 | 25.4416 | 27.6184 | 29.2783 | 30.3366 | 30.848 | 31.2789 | 31.3112 | 30.8641 | 29.8399 | 28.1688 | 25.8724 | 24.7031 | 24.4536 | 22.8919 | 20.6397 | 18.7297 | 0 | 0 | 0 | 0 | 0 | 0 | 0 | 0 | 0 | 0 | 0 | 0.27925 | 0.28395 | 0.28792 | 0.28822 | 0.2841 | 0.27467 | 0.25929 | 0 | 0 | 0 | 0 | 0 | 0 | 67.75 | 67.25 | 66.5 | 66.5 | 66.5 | 66.5 | 67.75 | 69.5 | 74.5 | 77.75 | 78.75 | 77.25 | 78.75 | 82 | 80 | 81.75 | 84 | 83.5 | 78.25 | 74 | 72.25 | 71.75 | 69.75 | 69.75 | 0 | 0 | 0 | 0 | 0 | 0 | 0 | 0 | 0 | 0 | 0 | 0.030477 | 0.031058 | 0.03146 | 0.031565 | 0.031344 | 0.030698 | 0.029231 | 0 | 0 | 0 | 0 | 0 | 0
Portfolio Adjusted1-in-2Size: 20 kW to 199.99 kWAll2025August Monthly Peak | Portfolio Adjusted | 1-in-2 | Size: 20 kW to 199.99 kW | All | 2025 | August Monthly Peak | 8 | 17.7392 | 16.9846 | 16.5486 | 16.4517 | 17.0401 | 18.6929 | 21.2687 | 23.9983 | 27.1047 | 29.5932 | 31.559 | 32.7289 | 33.283 | 33.7335 | 33.7269 | 33.1161 | 31.8853 | 30.0152 | 27.4313 | 26.3749 | 25.6353 | 23.7617 | 21.3334 | 19.3491 | 0 | 0 | 0 | 0 | 0 | 0 | 0 | 0 | 0 | 0 | 0 | 0.30127 | 0.30637 | 0.31051 | 0.31045 | 0.30483 | 0.2935 | 0.27629 | 0 | 0 | 0 | 0 | 0 | 0 | 70.4 | 70.6 | 69.6 | 70 | 69.2 | 68.8 | 68.8 | 68.6 | 71.4 | 74.8 | 80 | 83 | 84.2 | 84.4 | 84.2 | 83.6 | 83.4 | 81.8 | 78.6 | 76 | 74 | 73.2 | 71.4 | 71.8 | 0 | 0 | 0 | 0 | 0 | 0 | 0 | 0 | 0 | 0 | 0 | 0.032344 | 0.032935 | 0.0333 | 0.033375 | 0.033099 | 0.032437 | 0.030892 | 0 | 0 | 0 | 0 | 0 | 0
Portfolio Adjusted1-in-2Size: 20 kW to 199.99 kWAll2025September Monthly Peak | Portfolio Adjusted | 1-in-2 | Size: 20 kW to 199.99 kW | All | 2025 | September Monthly Peak | 9 | 18.0832 | 17.3687 | 16.9442 | 16.8852 | 17.5118 | 19.2829 | 22.2462 | 24.8151 | 28.1905 | 30.8355 | 32.7504 | 33.9383 | 34.4671 | 34.9637 | 34.8951 | 34.0045 | 32.4121 | 30.3198 | 27.8989 | 27.4321 | 25.9513 | 23.9228 | 21.4427 | 19.4771 | 0 | 0 | 0 | 0 | 0 | 0 | 0 | 0 | 0 | 0 | 0 | 0.3124 | 0.31727 | 0.32184 | 0.32121 | 0.31301 | 0.29835 | 0.27909 | 0 | 0 | 0 | 0 | 0 | 0 | 65.75 | 65 | 65.75 | 63.75 | 64.5 | 65.25 | 67.5 | 69 | 76.5 | 82 | 87.5 | 88.75 | 88.25 | 90.25 | 92 | 89.75 | 88 | 87.5 | 86 | 81 | 76.5 | 76.25 | 74 | 72.5 | 0 | 0 | 0 | 0 | 0 | 0 | 0 | 0 | 0 | 0 | 0 | 0.033077 | 0.033656 | 0.034067 | 0.034088 | 0.03364 | 0.032706 | 0.030938 | 0 | 0 | 0 | 0 | 0 | 0
Portfolio Adjusted1-in-2Size: 20 kW to 199.99 kWAll2025October Monthly Peak | Portfolio Adjusted | 1-in-2 | Size: 20 kW to 199.99 kW | All | 2025 | October Monthly Peak | 10 | 16.7316 | 16.0773 | 15.7023 | 15.6335 | 16.1683 | 17.7102 | 20.506 | 22.4718 | 25.3203 | 27.9082 | 30.0104 | 31.5228 | 32.3507 | 33.036 | 33.0254 | 32.1748 | 30.569 | 28.4354 | 27.0469 | 26.0186 | 24.3996 | 22.4861 | 20.0926 | 18.1797 | 0 | 0 | 0 | 0 | 0 | 0 | 0 | 0 | 0 | 0 | 0 | 0.29016 | 0.29779 | 0.30409 | 0.304 | 0.29617 | 0.28138 | 0.26175 | 0 | 0 | 0 | 0 | 0 | 0 | 62.5 | 62.25 | 62.5 | 61.25 | 61.5 | 59.75 | 61 | 64.25 | 69.75 | 75.25 | 79.5 | 81.5 | 84.25 | 86.25 | 86 | 85 | 84 | 82.25 | 76.75 | 70.25 | 68.25 | 65.75 | 64.75 | 63 | 0 | 0 | 0 | 0 | 0 | 0 | 0 | 0 | 0 | 0 | 0 | 0.030721 | 0.031639 | 0.032246 | 0.032335 | 0.031918 | 0.030927 | 0.029089 | 0 | 0 | 0 | 0 | 0 | 0
Portfolio Adjusted1-in-2Size: 20 kW to 199.99 kWAll2025November Monthly Peak | Portfolio Adjusted | 1-in-2 | Size: 20 kW to 199.99 kW | All | 2025 | November Monthly Peak | 11 | 15.2192 | 14.7566 | 14.5058 | 14.5372 | 15.0909 | 16.5939 | 18.5796 | 20.4292 | 22.734 | 24.4887 | 25.8478 | 26.7128 | 27.1196 | 27.4982 | 27.3133 | 26.4166 | 25.4992 | 25.423 | 23.7706 | 22.45 | 21.1939 | 19.6898 | 17.8034 | 16.295 | 0 | 0 | 0 | 0 | 0 | 0 | 0 | 0 | 0 | 0 | 0 | 0.24589 | 0.24963 | 0.25312 | 0.25142 | 0.24316 | 0.23472 | 0.23402 | 0 | 0 | 0 | 0 | 0 | 0 | 60.2 | 59.8 | 59.6 | 59.6 | 60 | 60.6 | 59.8 | 59.6 | 62.8 | 65.8 | 68.2 | 70 | 71.2 | 71.6 | 70.2 | 70 | 68.8 | 66.8 | 65.4 | 63.8 | 63 | 62.6 | 61.8 | 61.6 | 0 | 0 | 0 | 0 | 0 | 0 | 0 | 0 | 0 | 0 | 0 | 0.026207 | 0.026722 | 0.02706 | 0.026972 | 0.026346 | 0.025684 | 0.025555 | 0 | 0 | 0 | 0 | 0 | 0
Portfolio Adjusted1-in-2Size: 20 kW to 199.99 kWAll2025December Monthly Peak | Portfolio Adjusted | 1-in-2 | Size: 20 kW to 199.99 kW | All | 2025 | December Monthly Peak | 12 | 14.5537 | 14.1647 | 13.9859 | 14.0724 | 14.6549 | 16.1841 | 18.1276 | 19.9368 | 21.7449 | 22.733 | 23.327 | 23.5685 | 23.5438 | 23.6012 | 23.3361 | 22.6124 | 22.1192 | 22.6977 | 21.8174 | 20.7417 | 19.702 | 18.4695 | 16.8368 | 15.5468 | 0 | 0 | 0 | 0 | 0 | 0 | 0 | 0 | 0 | 0 | 0 | 0.21695 | 0.21672 | 0.21725 | 0.21481 | 0.20815 | 0.20361 | 0.20893 | 0 | 0 | 0 | 0 | 0 | 0 | 48.25 | 48 | 46.75 | 48 | 46.75 | 47 | 46.5 | 45.75 | 53 | 57.75 | 61.75 | 63 | 62.25 | 66 | 65 | 63.5 | 61.75 | 59.5 | 57.75 | 54.5 | 53.25 | 51.75 | 52 | 52 | 0 | 0 | 0 | 0 | 0 | 0 | 0 | 0 | 0 | 0 | 0 | 0.022522 | 0.022618 | 0.022698 | 0.02257 | 0.022092 | 0.021796 | 0.022254 | 0 | 0 | 0 | 0 | 0 | 0
Portfolio Adjusted1-in-2Size: 20 kW to 199.99 kWAll2025Typical Event Day | Portfolio Adjusted | 1-in-2 | Size: 20 kW to 199.99 kW | All | 2025 | Typical Event Day | 8 | 17.5339 | 16.7972 | 16.3733 | 16.2802 | 16.8645 | 18.494 | 21.0292 | 23.6498 | 26.5916 | 28.9247 | 30.752 | 31.836 | 32.3732 | 32.8305 | 32.8498 | 32.279 | 31.116 | 29.3222 | 26.8661 | 25.856 | 25.1738 | 23.3634 | 21 | 19.0641 | 0 | 0 | 0 | 0 | 0 | 0 | 0 | 0 | 0 | 0 | 0 | 0.29305 | 0.29799 | 0.3022 | 0.30238 | 0.29713 | 0.28642 | 0.26991 | 0 | 0 | 0 | 0 | 0 | 0 | 66.0375 | 65.775 | 65.275 | 65 | 64.675 | 65.075 | 66.2 | 67.9 | 72.4125 | 76.325 | 80.1875 | 81.625 | 82.425 | 84.1625 | 84.1125 | 83.4625 | 83.225 | 82.2625 | 79.2125 | 75.5625 | 72.4375 | 71.425 | 69.6625 | 69.2 | 0 | 0 | 0 | 0 | 0 | 0 | 0 | 0 | 0 | 0 | 0 | 0.03152 | 0.032103 | 0.032479 | 0.03258 | 0.032329 | 0.031704 | 0.030216 | 0 | 0 | 0 | 0 | 0 | 0
Portfolio Adjusted1-in-2Size: 20 kW to 199.99 kWAll2026January Monthly Peak | Portfolio Adjusted | 1-in-2 | Size: 20 kW to 199.99 kW | All | 2026 | January Monthly Peak | 1 | 14.3387 | 13.9724 | 13.8471 | 13.9754 | 14.6226 | 16.2254 | 18.9009 | 20.6722 | 22.0802 | 22.4235 | 22.4049 | 22.2413 | 21.9167 | 21.7511 | 21.4264 | 20.8943 | 20.6749 | 21.6769 | 21.245 | 20.3271 | 19.3772 | 18.2288 | 16.6155 | 15.3948 | 0 | 0 | 0 | 0 | 0 | 0 | 0 | 0 | 0 | 0 | 0 | 0.20473 | 0.20174 | 0.20022 | 0.19723 | 0.19233 | 0.19031 | 0.19953 | 0 | 0 | 0 | 0 | 0 | 0 | 46.5 | 46 | 46.75 | 46.5 | 45.25 | 44.5 | 45.75 | 45 | 47.5 | 51.75 | 54.5 | 57 | 58.5 | 58.5 | 58.75 | 57.75 | 56 | 54 | 51.25 | 49.75 | 46.25 | 44.75 | 41.5 | 41 | 0 | 0 | 0 | 0 | 0 | 0 | 0 | 0 | 0 | 0 | 0 | 0.020567 | 0.020363 | 0.020225 | 0.020043 | 0.019792 | 0.019834 | 0.020738 | 0 | 0 | 0 | 0 | 0 | 0
Portfolio Adjusted1-in-2Size: 20 kW to 199.99 kWAll2026February Monthly Peak | Portfolio Adjusted | 1-in-2 | Size: 20 kW to 199.99 kW | All | 2026 | February Monthly Peak | 2 | 14.5877 | 14.1782 | 14.0351 | 14.1348 | 14.7457 | 16.3549 | 18.7604 | 20.5189 | 22.1039 | 22.7921 | 23.1262 | 23.2023 | 23.0775 | 23.065 | 22.8505 | 22.2506 | 21.6551 | 21.9627 | 22.0522 | 21.018 | 19.9964 | 18.7212 | 16.9997 | 15.7004 | 0 | 0 | 0 | 0 | 0 | 0 | 0 | 0 | 0 | 0 | 0 | 0.21358 | 0.21243 | 0.21231 | 0.21034 | 0.20482 | 0.19933 | 0.20216 | 0 | 0 | 0 | 0 | 0 | 0 | 48.5 | 49 | 47.75 | 46.75 | 45.5 | 44.5 | 43.5 | 43.5 | 49 | 53.5 | 55.5 | 56.75 | 58 | 58.5 | 58 | 57 | 55.75 | 53.5 | 51.25 | 49.25 | 48 | 45.25 | 44.75 | 44.75 | 0 | 0 | 0 | 0 | 0 | 0 | 0 | 0 | 0 | 0 | 0 | 0.021873 | 0.021857 | 0.021871 | 0.021782 | 0.021493 | 0.021219 | 0.021445 | 0 | 0 | 0 | 0 | 0 | 0
Portfolio Adjusted1-in-2Size: 20 kW to 199.99 kWAll2026March Monthly Peak | Portfolio Adjusted | 1-in-2 | Size: 20 kW to 199.99 kW | All | 2026 | March Monthly Peak | 3 | 15.1902 | 14.6517 | 14.3901 | 14.3875 | 14.9132 | 16.3861 | 18.8773 | 20.5061 | 22.1454 | 23.1845 | 23.9845 | 24.4403 | 24.6302 | 24.9574 | 24.9519 | 24.5354 | 23.8012 | 23.04 | 22.4035 | 22.2717 | 21.2173 | 19.7867 | 17.8957 | 16.4031 | 0 | 0 | 0 | 0 | 0 | 0 | 0 | 0 | 0 | 0 | 0 | 0.22497 | 0.22672 | 0.22973 | 0.22968 | 0.22585 | 0.21909 | 0.21208 | 0 | 0 | 0 | 0 | 0 | 0 | 51.25 | 51.5 | 51.5 | 50.5 | 49.75 | 49.5 | 49.5 | 48.25 | 53 | 58.25 | 59.5 | 62.25 | 63.25 | 62.5 | 63.25 | 62.25 | 61 | 57.5 | 55.75 | 54 | 52.5 | 49.25 | 48.75 | 49.25 | 0 | 0 | 0 | 0 | 0 | 0 | 0 | 0 | 0 | 0 | 0 | 0.023413 | 0.023732 | 0.024042 | 0.024169 | 0.024083 | 0.023751 | 0.023088 | 0 | 0 | 0 | 0 | 0 | 0
Portfolio Adjusted1-in-2Size: 20 kW to 199.99 kWAll2026April Monthly Peak | Portfolio Adjusted | 1-in-2 | Size: 20 kW to 199.99 kW | All | 2026 | April Monthly Peak | 4 | 15.6434 | 15.0227 | 14.6807 | 14.6219 | 15.1047 | 16.5267 | 18.6348 | 20.4576 | 22.9366 | 24.8849 | 26.3839 | 27.3468 | 27.8398 | 28.3126 | 28.3371 | 27.7442 | 26.6309 | 25.1146 | 23.3418 | 23.3067 | 22.5009 | 20.8397 | 18.6929 | 16.9609 | 0 | 0 | 0 | 0 | 0 | 0 | 0 | 0 | 0 | 0 | 0 | 0.25172 | 0.25626 | 0.26061 | 0.26084 | 0.25538 | 0.24514 | 0.23118 | 0 | 0 | 0 | 0 | 0 | 0 | 58 | 57.75 | 56.25 | 54.5 | 54.5 | 54.5 | 55.25 | 59.75 | 66.75 | 70.75 | 73.75 | 75.75 | 77 | 77 | 77.75 | 76.25 | 75 | 73.75 | 72 | 68 | 63 | 62 | 60.75 | 59.25 | 0 | 0 | 0 | 0 | 0 | 0 | 0 | 0 | 0 | 0 | 0 | 0.026926 | 0.027503 | 0.027917 | 0.028025 | 0.027798 | 0.02716 | 0.025871 | 0 | 0 | 0 | 0 | 0 | 0
Portfolio Adjusted1-in-2Size: 20 kW to 199.99 kWAll2026May Monthly Peak | Portfolio Adjusted | 1-in-2 | Size: 20 kW to 199.99 kW | All | 2026 | May Monthly Peak | 5 | 15.7437 | 15.1437 | 14.8111 | 14.7382 | 15.2301 | 16.6262 | 18.5451 | 20.9101 | 23.5742 | 25.4787 | 26.9011 | 27.8427 | 28.2907 | 28.7177 | 28.6405 | 27.9025 | 26.6701 | 25.0147 | 23.1472 | 22.821 | 22.5677 | 20.9287 | 18.7896 | 17.0682 | 0 | 0 | 0 | 0 | 0 | 0 | 0 | 0 | 0 | 0 | 0 | 0.25629 | 0.26041 | 0.26434 | 0.26363 | 0.25684 | 0.2455 | 0.23026 | 0 | 0 | 0 | 0 | 0 | 0 | 59.5 | 59.25 | 59 | 58.25 | 58 | 57.25 | 61 | 65.25 | 70.25 | 75 | 79.25 | 80.25 | 79.25 | 78.75 | 78.75 | 78.25 | 77 | 75.5 | 72.75 | 69 | 66 | 64.75 | 64.5 | 63 | 0 | 0 | 0 | 0 | 0 | 0 | 0 | 0 | 0 | 0 | 0 | 0.027369 | 0.027905 | 0.028266 | 0.028299 | 0.02796 | 0.027242 | 0.025855 | 0 | 0 | 0 | 0 | 0 | 0
Portfolio Adjusted1-in-2Size: 20 kW to 199.99 kWAll2026June Monthly Peak | Portfolio Adjusted | 1-in-2 | Size: 20 kW to 199.99 kW | All | 2026 | June Monthly Peak | 6 | 16.2157 | 15.5853 | 15.2135 | 15.1467 | 15.6636 | 16.9802 | 18.9225 | 21.375 | 23.9951 | 26.1106 | 27.6758 | 28.6178 | 28.9593 | 29.2109 | 29.1036 | 28.493 | 27.4943 | 26.0497 | 24.192 | 23.2327 | 23.0104 | 21.5212 | 19.3938 | 17.5897 | 0 | 0 | 0 | 0 | 0 | 0 | 0 | 0 | 0 | 0 | 0 | 0.26342 | 0.26657 | 0.26888 | 0.2679 | 0.26228 | 0.25308 | 0.23979 | 0 | 0 | 0 | 0 | 0 | 0 | 60.25 | 60.25 | 59.25 | 59.75 | 58.5 | 59.75 | 60.75 | 64.5 | 67.25 | 70.75 | 74.5 | 77.5 | 78.5 | 80 | 80.25 | 78.75 | 77.5 | 76.25 | 74 | 71.25 | 67 | 64.5 | 63.5 | 62.75 | 0 | 0 | 0 | 0 | 0 | 0 | 0 | 0 | 0 | 0 | 0 | 0.028377 | 0.028792 | 0.029003 | 0.028988 | 0.028687 | 0.028116 | 0.026917 | 0 | 0 | 0 | 0 | 0 | 0
Portfolio Adjusted1-in-2Size: 20 kW to 199.99 kWAll2026July Monthly Peak | Portfolio Adjusted | 1-in-2 | Size: 20 kW to 199.99 kW | All | 2026 | July Monthly Peak | 7 | 17.2445 | 16.5442 | 16.129 | 16.0469 | 16.591 | 18.1088 | 20.2785 | 22.7893 | 25.4416 | 27.6184 | 29.2783 | 30.3366 | 30.848 | 31.2789 | 31.3112 | 30.8641 | 29.8399 | 28.1688 | 25.8724 | 24.7031 | 24.4536 | 22.8919 | 20.6397 | 18.7297 | 0 | 0 | 0 | 0 | 0 | 0 | 0 | 0 | 0 | 0 | 0 | 0.27925 | 0.28395 | 0.28792 | 0.28822 | 0.2841 | 0.27467 | 0.25929 | 0 | 0 | 0 | 0 | 0 | 0 | 67.75 | 67.25 | 66.5 | 66.5 | 66.5 | 66.5 | 67.75 | 69.5 | 74.5 | 77.75 | 78.75 | 77.25 | 78.75 | 82 | 80 | 81.75 | 84 | 83.5 | 78.25 | 74 | 72.25 | 71.75 | 69.75 | 69.75 | 0 | 0 | 0 | 0 | 0 | 0 | 0 | 0 | 0 | 0 | 0 | 0.030477 | 0.031058 | 0.03146 | 0.031565 | 0.031344 | 0.030698 | 0.029231 | 0 | 0 | 0 | 0 | 0 | 0
Portfolio Adjusted1-in-2Size: 20 kW to 199.99 kWAll2026August Monthly Peak | Portfolio Adjusted | 1-in-2 | Size: 20 kW to 199.99 kW | All | 2026 | August Monthly Peak | 8 | 17.7392 | 16.9846 | 16.5486 | 16.4517 | 17.0401 | 18.6929 | 21.2687 | 23.9983 | 27.1047 | 29.5932 | 31.559 | 32.7289 | 33.283 | 33.7335 | 33.7269 | 33.1161 | 31.8853 | 30.0152 | 27.4313 | 26.3749 | 25.6353 | 23.7617 | 21.3334 | 19.3491 | 0 | 0 | 0 | 0 | 0 | 0 | 0 | 0 | 0 | 0 | 0 | 0.30127 | 0.30637 | 0.31051 | 0.31045 | 0.30483 | 0.2935 | 0.27629 | 0 | 0 | 0 | 0 | 0 | 0 | 70.4 | 70.6 | 69.6 | 70 | 69.2 | 68.8 | 68.8 | 68.6 | 71.4 | 74.8 | 80 | 83 | 84.2 | 84.4 | 84.2 | 83.6 | 83.4 | 81.8 | 78.6 | 76 | 74 | 73.2 | 71.4 | 71.8 | 0 | 0 | 0 | 0 | 0 | 0 | 0 | 0 | 0 | 0 | 0 | 0.032344 | 0.032935 | 0.0333 | 0.033375 | 0.033099 | 0.032437 | 0.030892 | 0 | 0 | 0 | 0 | 0 | 0
Portfolio Adjusted1-in-2Size: 20 kW to 199.99 kWAll2026September Monthly Peak | Portfolio Adjusted | 1-in-2 | Size: 20 kW to 199.99 kW | All | 2026 | September Monthly Peak | 9 | 18.0832 | 17.3687 | 16.9442 | 16.8852 | 17.5118 | 19.2829 | 22.2462 | 24.8151 | 28.1905 | 30.8355 | 32.7504 | 33.9383 | 34.4671 | 34.9637 | 34.8951 | 34.0045 | 32.4121 | 30.3198 | 27.8989 | 27.4321 | 25.9513 | 23.9228 | 21.4427 | 19.4771 | 0 | 0 | 0 | 0 | 0 | 0 | 0 | 0 | 0 | 0 | 0 | 0.3124 | 0.31727 | 0.32184 | 0.32121 | 0.31301 | 0.29835 | 0.27909 | 0 | 0 | 0 | 0 | 0 | 0 | 65.75 | 65 | 65.75 | 63.75 | 64.5 | 65.25 | 67.5 | 69 | 76.5 | 82 | 87.5 | 88.75 | 88.25 | 90.25 | 92 | 89.75 | 88 | 87.5 | 86 | 81 | 76.5 | 76.25 | 74 | 72.5 | 0 | 0 | 0 | 0 | 0 | 0 | 0 | 0 | 0 | 0 | 0 | 0.033077 | 0.033656 | 0.034067 | 0.034088 | 0.03364 | 0.032706 | 0.030938 | 0 | 0 | 0 | 0 | 0 | 0
Portfolio Adjusted1-in-2Size: 20 kW to 199.99 kWAll2026October Monthly Peak | Portfolio Adjusted | 1-in-2 | Size: 20 kW to 199.99 kW | All | 2026 | October Monthly Peak | 10 | 16.7316 | 16.0773 | 15.7023 | 15.6335 | 16.1683 | 17.7102 | 20.506 | 22.4718 | 25.3203 | 27.9082 | 30.0104 | 31.5228 | 32.3507 | 33.036 | 33.0254 | 32.1748 | 30.569 | 28.4354 | 27.0469 | 26.0186 | 24.3996 | 22.4861 | 20.0926 | 18.1797 | 0 | 0 | 0 | 0 | 0 | 0 | 0 | 0 | 0 | 0 | 0 | 0.29016 | 0.29779 | 0.30409 | 0.304 | 0.29617 | 0.28138 | 0.26175 | 0 | 0 | 0 | 0 | 0 | 0 | 62.5 | 62.25 | 62.5 | 61.25 | 61.5 | 59.75 | 61 | 64.25 | 69.75 | 75.25 | 79.5 | 81.5 | 84.25 | 86.25 | 86 | 85 | 84 | 82.25 | 76.75 | 70.25 | 68.25 | 65.75 | 64.75 | 63 | 0 | 0 | 0 | 0 | 0 | 0 | 0 | 0 | 0 | 0 | 0 | 0.030721 | 0.031639 | 0.032246 | 0.032335 | 0.031918 | 0.030927 | 0.029089 | 0 | 0 | 0 | 0 | 0 | 0
Portfolio Adjusted1-in-2Size: 20 kW to 199.99 kWAll2026November Monthly Peak | Portfolio Adjusted | 1-in-2 | Size: 20 kW to 199.99 kW | All | 2026 | November Monthly Peak | 11 | 15.2192 | 14.7566 | 14.5058 | 14.5372 | 15.0909 | 16.5939 | 18.5796 | 20.4292 | 22.734 | 24.4887 | 25.8478 | 26.7128 | 27.1196 | 27.4982 | 27.3133 | 26.4166 | 25.4992 | 25.423 | 23.7706 | 22.45 | 21.1939 | 19.6898 | 17.8034 | 16.295 | 0 | 0 | 0 | 0 | 0 | 0 | 0 | 0 | 0 | 0 | 0 | 0.24589 | 0.24963 | 0.25312 | 0.25142 | 0.24316 | 0.23472 | 0.23402 | 0 | 0 | 0 | 0 | 0 | 0 | 60.2 | 59.8 | 59.6 | 59.6 | 60 | 60.6 | 59.8 | 59.6 | 62.8 | 65.8 | 68.2 | 70 | 71.2 | 71.6 | 70.2 | 70 | 68.8 | 66.8 | 65.4 | 63.8 | 63 | 62.6 | 61.8 | 61.6 | 0 | 0 | 0 | 0 | 0 | 0 | 0 | 0 | 0 | 0 | 0 | 0.026207 | 0.026722 | 0.02706 | 0.026972 | 0.026346 | 0.025684 | 0.025555 | 0 | 0 | 0 | 0 | 0 | 0
Portfolio Adjusted1-in-2Size: 20 kW to 199.99 kWAll2026December Monthly Peak | Portfolio Adjusted | 1-in-2 | Size: 20 kW to 199.99 kW | All | 2026 | December Monthly Peak | 12 | 14.5537 | 14.1647 | 13.9859 | 14.0724 | 14.6549 | 16.1841 | 18.1276 | 19.9368 | 21.7449 | 22.733 | 23.327 | 23.5685 | 23.5438 | 23.6012 | 23.3361 | 22.6124 | 22.1192 | 22.6977 | 21.8174 | 20.7417 | 19.702 | 18.4695 | 16.8368 | 15.5468 | 0 | 0 | 0 | 0 | 0 | 0 | 0 | 0 | 0 | 0 | 0 | 0.21695 | 0.21672 | 0.21725 | 0.21481 | 0.20815 | 0.20361 | 0.20893 | 0 | 0 | 0 | 0 | 0 | 0 | 48.25 | 48 | 46.75 | 48 | 46.75 | 47 | 46.5 | 45.75 | 53 | 57.75 | 61.75 | 63 | 62.25 | 66 | 65 | 63.5 | 61.75 | 59.5 | 57.75 | 54.5 | 53.25 | 51.75 | 52 | 52 | 0 | 0 | 0 | 0 | 0 | 0 | 0 | 0 | 0 | 0 | 0 | 0.022522 | 0.022618 | 0.022698 | 0.02257 | 0.022092 | 0.021796 | 0.022254 | 0 | 0 | 0 | 0 | 0 | 0
Portfolio Adjusted1-in-2Size: 20 kW to 199.99 kWAll2026Typical Event Day | Portfolio Adjusted | 1-in-2 | Size: 20 kW to 199.99 kW | All | 2026 | Typical Event Day | 8 | 17.5339 | 16.7972 | 16.3733 | 16.2802 | 16.8645 | 18.494 | 21.0292 | 23.6498 | 26.5916 | 28.9247 | 30.752 | 31.836 | 32.3732 | 32.8305 | 32.8498 | 32.279 | 31.116 | 29.3222 | 26.8661 | 25.856 | 25.1738 | 23.3634 | 21 | 19.0641 | 0 | 0 | 0 | 0 | 0 | 0 | 0 | 0 | 0 | 0 | 0 | 0.29305 | 0.29799 | 0.3022 | 0.30238 | 0.29713 | 0.28642 | 0.26991 | 0 | 0 | 0 | 0 | 0 | 0 | 66.0375 | 65.775 | 65.275 | 65 | 64.675 | 65.075 | 66.2 | 67.9 | 72.4125 | 76.325 | 80.1875 | 81.625 | 82.425 | 84.1625 | 84.1125 | 83.4625 | 83.225 | 82.2625 | 79.2125 | 75.5625 | 72.4375 | 71.425 | 69.6625 | 69.2 | 0 | 0 | 0 | 0 | 0 | 0 | 0 | 0 | 0 | 0 | 0 | 0.03152 | 0.032103 | 0.032479 | 0.03258 | 0.032329 | 0.031704 | 0.030216 | 0 | 0 | 0 | 0 | 0 | 0
Portfolio Adjusted1-in-10AllAll2016January Monthly Peak | Portfolio Adjusted | 1-in-10 | All | All | 2016 | January Monthly Peak | 1 | 21.0376 | 20.5328 | 20.4049 | 20.585 | 21.664 | 23.9453 | 27.5555 | 30.1053 | 31.5867 | 31.6774 | 31.4339 | 30.7705 | 30.1363 | 29.6251 | 29.0121 | 28.3756 | 28.2466 | 29.4763 | 29.1488 | 28.0162 | 26.9425 | 25.6031 | 23.8517 | 22.4966 | -0.046987 | 0.029558 | -0.035215 | -0.040439 | -0.13279 | -0.26341 | -0.32829 | -0.42586 | -0.28036 | -0.054577 | 0.11427 | 0.78265 | 0.71555 | 0.65489 | 0.62498 | 0.4863 | 0.49661 | 0.33054 | -0.23155 | -0.1158 | -0.034639 | -0.084013 | -0.078265 | -0.033132 | 42.2424 | 41.2424 | 40.2611 | 39.7051 | 39.1865 | 38.4365 | 38.4178 | 38.4458 | 45.7407 | 51.2034 | 55.1568 | 56.9068 | 57.9441 | 58.1754 | 57.9534 | 56.2686 | 54.8246 | 52.3899 | 50.6678 | 47.7051 | 46.2424 | 45.5017 | 46.8992 | 46.4085 | 0.25203 | 0.20188 | 0.17184 | 0.22666 | 0.28228 | 0.34556 | 0.31404 | 0.30331 | 0.15911 | 0.28061 | 0.25613 | 0.23882 | 0.21499 | 0.20055 | 0.21021 | 0.28279 | 0.23685 | 0.25486 | 0.30658 | 0.34061 | 0.36211 | 0.38402 | 0.34505 | 0.30483
Portfolio Adjusted1-in-10AllAll2016February Monthly Peak | Portfolio Adjusted | 1-in-10 | All | All | 2016 | February Monthly Peak | 2 | 21.7478 | 21.1502 | 20.9104 | 21.0331 | 21.9875 | 24.2015 | 27.5295 | 29.8293 | 31.6741 | 32.4909 | 33.0734 | 33.1264 | 33.0992 | 33.1047 | 32.7792 | 31.8811 | 30.9745 | 31.13 | 30.9756 | 29.6026 | 28.3741 | 26.7355 | 24.7108 | 23.1615 | -0.039951 | 0.030785 | -0.026299 | -0.027066 | -0.10898 | -0.21346 | -0.28739 | -0.34578 | -0.21656 | -0.026582 | 0.14707 | 0.88531 | 0.83826 | 0.78078 | 0.75224 | 0.62805 | 0.62696 | 0.46151 | -0.13701 | -0.059559 | -0.00064008 | -0.051329 | -0.044603 | -0.0058409 | 52.3806 | 51.8993 | 51.862 | 50.8993 | 51.6306 | 50.9086 | 51.64 | 52.1026 | 52.334 | 53.7687 | 54.528 | 55.028 | 55.8153 | 54.084 | 53.3246 | 52.084 | 49.834 | 48.112 | 47.3433 | 48.0933 | 47.8433 | 46.89 | 47.8433 | 46.8713 | 0.2372 | 0.18953 | 0.16007 | 0.21119 | 0.26054 | 0.3177 | 0.28827 | 0.27543 | 0.14566 | 0.25898 | 0.23973 | 0.22761 | 0.20766 | 0.19634 | 0.20779 | 0.27626 | 0.22667 | 0.24211 | 0.29249 | 0.32473 | 0.34498 | 0.36331 | 0.32367 | 0.28503
Portfolio Adjusted1-in-10AllAll2016March Monthly Peak | Portfolio Adjusted | 1-in-10 | All | All | 2016 | March Monthly Peak | 3 | 23.3587 | 22.5751 | 22.1022 | 21.9923 | 22.7452 | 24.8951 | 28.447 | 30.8435 | 33.3122 | 35.2852 | 37.1179 | 38.2005 | 38.8608 | 39.5936 | 39.5767 | 38.6069 | 37.0504 | 35.2801 | 33.5839 | 33.0698 | 31.628 | 29.5774 | 27.098 | 25.0842 | -0.022325 | 0.033114 | -0.0053743 | 0.0041894 | -0.054111 | -0.1014 | -0.19798 | -0.18081 | -0.078518 | 0.038694 | 0.23258 | 1.1455 | 1.1333 | 1.0778 | 1.0452 | 0.97618 | 0.96172 | 0.78522 | 0.098534 | 0.080981 | 0.083403 | 0.029126 | 0.036296 | 0.059018 | 56.1868 | 54.4648 | 52.9554 | 53.4181 | 53.8807 | 54.0747 | 54.056 | 56.2593 | 63.1753 | 68.8693 | 73.1473 | 75.9346 | 79.1566 | 78.9626 | 76.1006 | 72.75 | 72.4907 | 71.028 | 67.4088 | 62.9554 | 61.7054 | 59.7335 | 59.6961 | 57.7335 | 0.20548 | 0.16425 | 0.13762 | 0.1793 | 0.21801 | 0.26723 | 0.24389 | 0.23545 | 0.12634 | 0.22975 | 0.21707 | 0.21094 | 0.1943 | 0.18693 | 0.19928 | 0.26325 | 0.21313 | 0.21849 | 0.25615 | 0.29026 | 0.3085 | 0.32408 | 0.28665 | 0.24978
Portfolio Adjusted1-in-10AllAll2016April Monthly Peak | Portfolio Adjusted | 1-in-10 | All | All | 2016 | April Monthly Peak | 4 | 24.7382 | 23.7888 | 23.2279 | 23.068 | 23.8647 | 26.1323 | 29.2729 | 32.3631 | 36.2743 | 39.6537 | 42.4729 | 44.1291 | 44.9176 | 45.5082 | 45.2383 | 43.9788 | 41.9026 | 39.3347 | 36.2186 | 35.744 | 34.4697 | 32.0894 | 29.2625 | 26.9655 | -0.004378 | 0.035352 | 0.01569 | 0.035321 | -0.0019999 | 0.0064501 | -0.11116 | -0.017149 | 0.06295 | 0.10996 | 0.32983 | 1.439 | 1.4563 | 1.3799 | 1.3259 | 1.3241 | 1.2954 | 1.1273 | 0.34154 | 0.227 | 0.17042 | 0.11359 | 0.12106 | 0.12695 | 62.6772 | 61.8898 | 60.168 | 61.3723 | 60.3722 | 60.5849 | 59.8435 | 67.1098 | 77.8674 | 84.1075 | 88.4139 | 91.6916 | 92.941 | 92.0074 | 91.0532 | 90.0913 | 88.1838 | 86.6666 | 83.9439 | 78.4908 | 73.3534 | 69.9377 | 64.5951 | 63.068 | 0.19196 | 0.15259 | 0.12788 | 0.1664 | 0.20313 | 0.24932 | 0.22224 | 0.21624 | 0.11885 | 0.22251 | 0.21331 | 0.20956 | 0.19329 | 0.18488 | 0.19527 | 0.25713 | 0.20688 | 0.20991 | 0.23987 | 0.27169 | 0.28994 | 0.30467 | 0.2702 | 0.23618
Portfolio Adjusted1-in-10AllAll2016May Monthly Peak | Portfolio Adjusted | 1-in-10 | All | All | 2016 | May Monthly Peak | 5 | 24.7303 | 23.8634 | 23.318 | 23.2024 | 24.0712 | 26.348 | 29.2583 | 33.0698 | 37.2827 | 40.5297 | 43.1168 | 44.6437 | 45.2606 | 45.6465 | 45.2295 | 43.8337 | 41.6952 | 39.0985 | 36.0024 | 35.2296 | 34.5183 | 32.0744 | 29.3064 | 27.0209 | -0.0015004 | 0.035555 | 0.018938 | 0.040294 | 0.0063238 | 0.0238 | -0.098235 | 0.0086067 | 0.088294 | 0.12482 | 0.35215 | 1.4995 | 1.5154 | 1.4262 | 1.3665 | 1.3743 | 1.344 | 1.1795 | 0.38411 | 0.25156 | 0.18547 | 0.12655 | 0.13426 | 0.13703 | 65.9277 | 65.4184 | 65.8529 | 65.5842 | 64.5935 | 63.8529 | 63.1122 | 68.9345 | 79.7007 | 85.1726 | 88.9881 | 92.432 | 92.4039 | 90.7007 | 90.6913 | 88.7475 | 85.5629 | 83.8223 | 81.9252 | 80.1565 | 74.2406 | 69.8248 | 68.8061 | 67.1029 | 0.18975 | 0.15173 | 0.12711 | 0.16634 | 0.2043 | 0.25108 | 0.22243 | 0.22005 | 0.12254 | 0.22924 | 0.21862 | 0.21433 | 0.19681 | 0.18686 | 0.19696 | 0.25913 | 0.20842 | 0.21169 | 0.24218 | 0.27297 | 0.29178 | 0.30338 | 0.26955 | 0.23497
Portfolio Adjusted1-in-10AllAll2016June Monthly Peak | Portfolio Adjusted | 1-in-10 | All | All | 2016 | June Monthly Peak | 6 | 25.1719 | 24.2743 | 23.7118 | 23.5708 | 24.4346 | 26.5594 | 29.3994 | 33.1368 | 36.8938 | 40.0593 | 42.6074 | 44.0017 | 44.4707 | 44.7065 | 44.3474 | 43.2191 | 41.5671 | 39.2833 | 36.4201 | 34.941 | 34.3722 | 32.2241 | 29.5784 | 27.2841 | -0.007088 | 0.036384 | 0.013303 | 0.032328 | -0.0095671 | -0.008718 | -0.12593 | -0.04099 | 0.045122 | 0.10354 | 0.32639 | 1.4334 | 1.4365 | 1.3497 | 1.2968 | 1.2909 | 1.2789 | 1.1089 | 0.32014 | 0.21099 | 0.16252 | 0.10425 | 0.11248 | 0.12086 | 65.3429 | 62.6406 | 61.6781 | 61.6679 | 61.4367 | 60.7241 | 62.1595 | 70.6465 | 76.0059 | 79.7283 | 84.6353 | 87.3476 | 89.0885 | 89.5976 | 87.1624 | 87.21 | 86.9592 | 84.4781 | 82.2759 | 79.6 | 75.9539 | 72.2687 | 70.5281 | 68.0929 | 0.19921 | 0.159 | 0.13336 | 0.17387 | 0.21284 | 0.25998 | 0.22923 | 0.22638 | 0.12395 | 0.23028 | 0.21951 | 0.21461 | 0.19651 | 0.18646 | 0.1971 | 0.26103 | 0.21283 | 0.21687 | 0.24995 | 0.27785 | 0.29814 | 0.31235 | 0.27853 | 0.24325
Portfolio Adjusted1-in-10AllAll2016July Monthly Peak | Portfolio Adjusted | 1-in-10 | All | All | 2016 | July Monthly Peak | 7 | 26.5698 | 25.6297 | 25.0065 | 24.8965 | 25.869 | 28.3599 | 31.4603 | 35.2589 | 39.0409 | 42.288 | 44.8959 | 46.2947 | 46.9057 | 47.2318 | 46.9813 | 46.1479 | 44.5444 | 42.0583 | 38.7153 | 36.977 | 36.3195 | 34.0764 | 31.2753 | 28.8774 | 0.00275 | 0.038062 | 0.025062 | 0.050097 | 0.019496 | 0.051945 | -0.08335 | 0.048244 | 0.12368 | 0.14213 | 0.37285 | 1.5527 | 1.5757 | 1.4825 | 1.4267 | 1.4753 | 1.469 | 1.3091 | 0.45888 | 0.29196 | 0.21037 | 0.15053 | 0.15903 | 0.15829 | 71.0656 | 71.5187 | 71.0281 | 70.7875 | 70.0843 | 70.075 | 69.5937 | 72.75 | 76.6376 | 81.1001 | 86.2377 | 91.3471 | 91.6346 | 91.9502 | 92.2002 | 91.3846 | 87.4689 | 84.7845 | 83.6001 | 81.4063 | 78.1376 | 74.9625 | 73.7219 | 72.7687 | 0.20054 | 0.16067 | 0.13454 | 0.17619 | 0.21694 | 0.26764 | 0.23515 | 0.2293 | 0.12455 | 0.23132 | 0.21992 | 0.21424 | 0.19688 | 0.18679 | 0.19776 | 0.26462 | 0.21703 | 0.22094 | 0.2532 | 0.2804 | 0.29985 | 0.31422 | 0.28003 | 0.24497
Portfolio Adjusted1-in-10AllAll2016August Monthly Peak | Portfolio Adjusted | 1-in-10 | All | All | 2016 | August Monthly Peak | 8 | 27.2157 | 26.2066 | 25.5733 | 25.448 | 26.4644 | 29.1537 | 32.6816 | 36.594 | 40.8141 | 44.2893 | 47.1607 | 48.6512 | 49.3024 | 49.65 | 49.3928 | 48.3194 | 46.4824 | 43.9267 | 40.4181 | 38.8739 | 37.653 | 35.0921 | 32.1152 | 29.6414 | 0.0044245 | 0.039134 | 0.027539 | 0.054063 | 0.024667 | 0.063278 | -0.078386 | 0.063973 | 0.14013 | 0.15256 | 0.39231 | 1.6299 | 1.6575 | 1.5606 | 1.5039 | 1.5522 | 1.5391 | 1.3835 | 0.49844 | 0.31812 | 0.22531 | 0.16267 | 0.17105 | 0.16847 | 73.0522 | 72.2455 | 71.6455 | 70.498 | 70.4374 | 70.2374 | 69.4824 | 72.376 | 79.2047 | 83.7594 | 89.2698 | 90.8704 | 92.6777 | 91.0928 | 91.4844 | 91.3225 | 89.9744 | 89.5669 | 85.4719 | 82.3097 | 78.1854 | 76.3694 | 75.2069 | 75.1778 | 0.20615 | 0.1648 | 0.13812 | 0.1808 | 0.22241 | 0.27576 | 0.24301 | 0.23552 | 0.12863 | 0.2389 | 0.22766 | 0.22232 | 0.2045 | 0.19414 | 0.2059 | 0.27378 | 0.22357 | 0.22902 | 0.26361 | 0.29385 | 0.31112 | 0.32498 | 0.28888 | 0.25228
Portfolio Adjusted1-in-10AllAll2016September Monthly Peak | Portfolio Adjusted | 1-in-10 | All | All | 2016 | September Monthly Peak | 9 | 27.6758 | 26.6926 | 26.0746 | 26.01 | 27.1528 | 30.0143 | 34.2046 | 38.1769 | 43.1047 | 47.101 | 50.0869 | 51.6848 | 52.2656 | 52.5489 | 52.1133 | 50.5705 | 48.1251 | 45.2619 | 41.8424 | 40.9149 | 38.7074 | 35.8218 | 32.6253 | 30.0996 | 0.0078131 | 0.038764 | 0.031097 | 0.059249 | 0.034852 | 0.084623 | -0.062501 | 0.09748 | 0.17335 | 0.17334 | 0.42619 | 1.7481 | 1.7801 | 1.6723 | 1.6057 | 1.656 | 1.6215 | 1.4637 | 0.5548 | 0.35493 | 0.24363 | 0.1786 | 0.18544 | 0.17918 | 70.5938 | 70.1126 | 70.0845 | 69.8251 | 70.0563 | 68.8532 | 71.5282 | 72.9718 | 80.5342 | 87.2279 | 96.1776 | 99.3994 | 100.8056 | 100.3713 | 99.1776 | 98.2339 | 96.8559 | 95.1152 | 92.4216 | 83.9062 | 79.5282 | 77.3157 | 76.2782 | 74.3157 | 0.20364 | 0.16288 | 0.13669 | 0.17937 | 0.2225 | 0.27629 | 0.24821 | 0.24075 | 0.13362 | 0.25134 | 0.23956 | 0.23428 | 0.21521 | 0.2037 | 0.21528 | 0.28362 | 0.2286 | 0.23334 | 0.26969 | 0.30335 | 0.31577 | 0.327 | 0.28823 | 0.25124
Portfolio Adjusted1-in-10AllAll2016October Monthly Peak | Portfolio Adjusted | 1-in-10 | All | All | 2016 | October Monthly Peak | 10 | 26.0777 | 25.1582 | 24.5688 | 24.438 | 25.3807 | 27.767 | 31.6383 | 34.8181 | 38.9027 | 42.6044 | 45.7488 | 47.7377 | 48.7094 | 49.4409 | 49.1719 | 47.7366 | 45.3486 | 42.3972 | 40.0975 | 38.4862 | 36.2412 | 33.5526 | 30.6283 | 28.2737 | -0.0012983 | 0.03811 | 0.020623 | 0.043528 | 0.0076603 | 0.027119 | -0.10385 | 0.011847 | 0.094172 | 0.13071 | 0.36883 | 1.5816 | 1.6052 | 1.523 | 1.4668 | 1.4804 | 1.4507 | 1.2746 | 0.42367 | 0.27248 | 0.19553 | 0.13341 | 0.14178 | 0.14537 | 68.5851 | 66.6219 | 66.8165 | 66.5657 | 65.0753 | 64.8067 | 64.084 | 67.4534 | 75.9587 | 83.383 | 89.1333 | 91.3649 | 91.7273 | 92.4867 | 91.275 | 89.9957 | 89.9865 | 87.5811 | 82.9429 | 79.4998 | 75.5477 | 72.3246 | 69.9005 | 69.3633 | 0.20334 | 0.16247 | 0.13599 | 0.17748 | 0.21816 | 0.26636 | 0.23842 | 0.2314 | 0.12728 | 0.23786 | 0.22808 | 0.22436 | 0.20669 | 0.19785 | 0.20966 | 0.27669 | 0.22333 | 0.22712 | 0.26441 | 0.29293 | 0.30531 | 0.31644 | 0.28179 | 0.24734
Portfolio Adjusted1-in-10AllAll2016November Monthly Peak | Portfolio Adjusted | 1-in-10 | All | All | 2016 | November Monthly Peak | 11 | 24.1532 | 23.4206 | 22.9648 | 22.9537 | 23.9152 | 26.145 | 29.0732 | 32.1833 | 35.8085 | 38.883 | 41.483 | 42.996 | 43.7233 | 44.2891 | 43.9006 | 42.3417 | 40.5192 | 39.4121 | 36.3974 | 34.3854 | 32.6154 | 30.3728 | 27.9052 | 25.9254 | -0.0081561 | 0.035451 | 0.011576 | 0.029675 | -0.013167 | -0.01612 | -0.13057 | -0.051619 | 0.034711 | 0.098102 | 0.32022 | 1.4135 | 1.4245 | 1.3501 | 1.2988 | 1.2767 | 1.2538 | 1.0947 | 0.30108 | 0.19717 | 0.1511 | 0.094688 | 0.10253 | 0.1126 | 63.1278 | 62.3429 | 60.9131 | 61.6368 | 61.2451 | 60.6371 | 59.8535 | 63.3331 | 71.4119 | 78.9448 | 82.8492 | 86.6642 | 87.8711 | 88.0428 | 87.8421 | 87.0197 | 83.9401 | 77.8077 | 72.3429 | 67.9963 | 66.196 | 63.0408 | 62.2108 | 61.0117 | 0.19504 | 0.156 | 0.13094 | 0.17167 | 0.2119 | 0.25729 | 0.22786 | 0.2236 | 0.12288 | 0.22952 | 0.21984 | 0.21548 | 0.1987 | 0.19039 | 0.20174 | 0.26517 | 0.21388 | 0.21879 | 0.24893 | 0.27333 | 0.28851 | 0.30125 | 0.26856 | 0.2363
Portfolio Adjusted1-in-10AllAll2016December Monthly Peak | Portfolio Adjusted | 1-in-10 | All | All | 2016 | December Monthly Peak | 12 | 21.3224 | 20.8406 | 20.6514 | 20.772 | 21.7208 | 23.835 | 26.5823 | 29.0988 | 30.9631 | 31.6036 | 31.7696 | 31.4167 | 30.9646 | 30.6149 | 30.1159 | 29.3485 | 29.1145 | 30.137 | 29.456 | 28.244 | 27.1185 | 25.7496 | 23.9857 | 22.5987 | -0.044712 | 0.030503 | -0.032248 | -0.035643 | -0.12402 | -0.24207 | -0.30472 | -0.38406 | -0.25008 | -0.042933 | 0.12395 | 0.80586 | 0.74432 | 0.68482 | 0.65767 | 0.5299 | 0.5421 | 0.38101 | -0.19337 | -0.093601 | -0.02146 | -0.071189 | -0.064973 | -0.022478 | 47.3911 | 46.8911 | 45.4287 | 45.1599 | 45.3911 | 45.3535 | 44.3911 | 45.3723 | 47.8347 | 50.8064 | 53.0094 | 53.2782 | 54.0376 | 55.0376 | 55.9812 | 55.047 | 54.3064 | 50.9005 | 49.4005 | 48.6787 | 46.7352 | 47.9099 | 46.1881 | 45.457 | 0.24853 | 0.20001 | 0.16973 | 0.22295 | 0.27473 | 0.33191 | 0.29633 | 0.28449 | 0.15054 | 0.26753 | 0.2436 | 0.22827 | 0.2053 | 0.19191 | 0.20268 | 0.27306 | 0.23043 | 0.24953 | 0.29787 | 0.33192 | 0.35282 | 0.37443 | 0.3351 | 0.29594
Portfolio Adjusted1-in-10AllAll2016Typical Event Day | Portfolio Adjusted | 1-in-10 | All | All | 2016 | Typical Event Day | 8 | 27.0482 | 26.0515 | 25.4236 | 25.3 | 26.3021 | 28.96 | 32.4628 | 36.3017 | 40.4029 | 43.7558 | 46.5212 | 47.9654 | 48.6147 | 48.9905 | 48.7662 | 47.721 | 45.9315 | 43.4134 | 39.9863 | 38.4806 | 37.3074 | 34.7934 | 31.8524 | 29.4041 | 0.0018804 | 0.038829 | 0.024562 | 0.049646 | 0.017156 | 0.047516 | -0.090202 | 0.040844 | 0.11945 | 0.14172 | 0.37678 | 1.5852 | 1.6084 | 1.5157 | 1.462 | 1.4999 | 1.4883 | 1.3301 | 0.46077 | 0.29605 | 0.21247 | 0.15056 | 0.1589 | 0.15876 | 70.0137 | 69.1294 | 68.6091 | 68.1947 | 68.0037 | 67.4725 | 68.191 | 72.186 | 78.0955 | 82.9538 | 89.08 | 92.241 | 93.5515 | 93.2529 | 92.5061 | 92.0376 | 90.3145 | 88.4861 | 85.9423 | 81.8055 | 77.9512 | 75.2291 | 73.9338 | 72.5888 | 0.20533 | 0.16419 | 0.1376 | 0.18013 | 0.22141 | 0.27428 | 0.2418 | 0.23425 | 0.12761 | 0.2362 | 0.22448 | 0.21905 | 0.20146 | 0.19144 | 0.20321 | 0.27028 | 0.22092 | 0.22638 | 0.26098 | 0.29124 | 0.3088 | 0.32291 | 0.28709 | 0.25073
Portfolio Adjusted1-in-10AllAll2017January Monthly Peak | Portfolio Adjusted | 1-in-10 | All | All | 2017 | January Monthly Peak | 1 | 21.8566 | 21.3328 | 21.2015 | 21.3847 | 22.5129 | 24.8705 | 28.5897 | 31.2196 | 32.7191 | 32.8084 | 32.5693 | 31.8754 | 31.2307 | 30.7008 | 30.0624 | 29.4076 | 29.2707 | 30.4947 | 30.1464 | 28.9783 | 27.8836 | 26.5121 | 24.7367 | 23.3578 | -0.052629 | 0.033106 | -0.039444 | -0.045294 | -0.14874 | -0.29504 | -0.36771 | -0.47699 | -0.31402 | -0.06113 | 0.12799 | 0.85279 | 0.77823 | 0.71067 | 0.67763 | 0.52283 | 0.53444 | 0.34703 | -0.25935 | -0.1297 | -0.038797 | -0.0941 | -0.087661 | -0.037109 | 42.2715 | 41.2715 | 40.2924 | 39.7297 | 39.2089 | 38.4589 | 38.438 | 38.4693 | 45.7396 | 51.1978 | 55.1456 | 56.8956 | 57.9373 | 58.1665 | 57.9478 | 56.2709 | 54.8335 | 52.4066 | 50.688 | 47.7297 | 46.2715 | 45.532 | 46.9171 | 46.4275 | 0.28229 | 0.22612 | 0.19247 | 0.25387 | 0.31617 | 0.38704 | 0.35174 | 0.33972 | 0.17822 | 0.31431 | 0.28689 | 0.26733 | 0.24062 | 0.22444 | 0.23527 | 0.31662 | 0.26513 | 0.2853 | 0.34339 | 0.38151 | 0.40559 | 0.43012 | 0.38648 | 0.34143
Portfolio Adjusted1-in-10AllAll2017February Monthly Peak | Portfolio Adjusted | 1-in-10 | All | All | 2017 | February Monthly Peak | 2 | 22.5992 | 21.98 | 21.7297 | 21.8564 | 22.8528 | 25.141 | 28.5803 | 30.9486 | 32.82 | 33.6409 | 34.2411 | 34.2805 | 34.2556 | 34.2553 | 33.9135 | 32.9821 | 32.0452 | 32.1946 | 32.0236 | 30.6137 | 29.3631 | 27.6846 | 25.6267 | 24.0505 | -0.04474 | 0.034475 | -0.029451 | -0.03031 | -0.12204 | -0.23904 | -0.32184 | -0.38722 | -0.24252 | -0.029768 | 0.16469 | 0.9655 | 0.91286 | 0.84843 | 0.81668 | 0.67829 | 0.67779 | 0.49228 | -0.15343 | -0.066698 | -0.0007168 | -0.057481 | -0.049949 | -0.006541 | 52.3963 | 51.9172 | 51.8754 | 50.9172 | 51.6463 | 50.9276 | 51.6567 | 52.1149 | 52.344 | 53.7709 | 54.5313 | 55.0313 | 55.8231 | 54.094 | 53.3336 | 52.094 | 49.844 | 48.1254 | 47.3545 | 48.1045 | 47.8545 | 46.9067 | 47.8545 | 46.8858 | 0.26562 | 0.21225 | 0.17925 | 0.2365 | 0.29176 | 0.35578 | 0.32282 | 0.30844 | 0.16312 | 0.29002 | 0.26846 | 0.25466 | 0.23229 | 0.2196 | 0.23244 | 0.30919 | 0.25362 | 0.27092 | 0.32754 | 0.36365 | 0.38632 | 0.40686 | 0.36247 | 0.31919
Portfolio Adjusted1-in-10AllAll2017March Monthly Peak | Portfolio Adjusted | 1-in-10 | All | All | 2017 | March Monthly Peak | 3 | 24.264 | 23.4589 | 22.9684 | 22.8514 | 23.6344 | 25.8676 | 29.5415 | 32.024 | 34.5379 | 36.5407 | 38.4156 | 39.5073 | 40.1789 | 40.927 | 40.9009 | 39.8834 | 38.2734 | 36.4515 | 34.7104 | 34.1768 | 32.7119 | 30.6162 | 28.0937 | 26.041 | -0.024996 | 0.037076 | -0.0060173 | 0.0046906 | -0.060585 | -0.11353 | -0.22167 | -0.20244 | -0.087912 | 0.043324 | 0.26041 | 1.2525 | 1.2382 | 1.1755 | 1.1388 | 1.0622 | 1.0472 | 0.8511 | 0.11032 | 0.09067 | 0.093382 | 0.03261 | 0.040639 | 0.06608 | 56.2091 | 54.4905 | 52.98 | 53.4382 | 53.8964 | 54.0836 | 54.0627 | 56.2605 | 63.1664 | 68.8536 | 73.135 | 75.9268 | 79.1454 | 78.9582 | 76.0827 | 72.75 | 72.4895 | 71.0314 | 67.4277 | 62.98 | 61.73 | 59.7614 | 59.7196 | 57.7614 | 0.23006 | 0.1839 | 0.15409 | 0.20076 | 0.24409 | 0.2992 | 0.27307 | 0.26362 | 0.14145 | 0.25724 | 0.24305 | 0.23582 | 0.21714 | 0.20885 | 0.2227 | 0.29444 | 0.23826 | 0.2443 | 0.2868 | 0.32499 | 0.34541 | 0.36286 | 0.32094 | 0.27966
Portfolio Adjusted1-in-10AllAll2017April Monthly Peak | Portfolio Adjusted | 1-in-10 | All | All | 2017 | April Monthly Peak | 4 | 25.7026 | 24.7251 | 24.1462 | 23.9778 | 24.8108 | 27.1686 | 30.4111 | 33.5976 | 37.5833 | 41.0333 | 43.9184 | 45.5959 | 46.3981 | 46.9965 | 46.7018 | 45.3877 | 43.2429 | 40.6071 | 37.4174 | 36.9207 | 35.6255 | 33.1987 | 30.3305 | 27.9966 | -0.0049009 | 0.039575 | 0.017564 | 0.03954 | -0.0022388 | 0.0072205 | -0.12444 | -0.019197 | 0.070468 | 0.12309 | 0.36922 | 1.5759 | 1.5945 | 1.5084 | 1.448 | 1.4469 | 1.4164 | 1.2304 | 0.38234 | 0.25412 | 0.19077 | 0.12716 | 0.13551 | 0.14211 | 62.6984 | 61.9065 | 60.1881 | 61.3869 | 60.3868 | 60.595 | 59.8546 | 67.0931 | 77.8217 | 84.0606 | 88.3738 | 91.6547 | 92.9041 | 91.9784 | 91.0297 | 90.0723 | 88.1759 | 86.6567 | 83.9372 | 78.4897 | 73.3657 | 69.9601 | 64.6363 | 63.1059 | 0.21488 | 0.17081 | 0.14315 | 0.18627 | 0.22739 | 0.2791 | 0.24878 | 0.24207 | 0.13304 | 0.24909 | 0.23879 | 0.2341 | 0.21581 | 0.20636 | 0.21803 | 0.28742 | 0.2311 | 0.23454 | 0.26852 | 0.30415 | 0.32457 | 0.34106 | 0.30247 | 0.26439
Portfolio Adjusted1-in-10AllAll2017May Monthly Peak | Portfolio Adjusted | 1-in-10 | All | All | 2017 | May Monthly Peak | 5 | 25.6916 | 24.8025 | 24.2386 | 24.1203 | 25.0323 | 27.4025 | 30.4101 | 34.3383 | 38.648 | 41.9691 | 44.6178 | 46.1652 | 46.7896 | 47.1712 | 46.7261 | 45.2738 | 43.0654 | 40.4012 | 37.2306 | 36.4302 | 35.6955 | 33.1901 | 30.3824 | 28.0561 | -0.0016793 | 0.039795 | 0.021196 | 0.045098 | 0.0070778 | 0.026638 | -0.10995 | 0.0096329 | 0.098822 | 0.1397 | 0.39414 | 1.6433 | 1.6605 | 1.5602 | 1.4935 | 1.5034 | 1.4712 | 1.2892 | 0.42991 | 0.28156 | 0.20759 | 0.14164 | 0.15027 | 0.15337 | 65.9489 | 65.4384 | 65.8652 | 65.5942 | 64.6047 | 63.8652 | 63.1256 | 68.9267 | 79.665 | 85.1336 | 88.9569 | 92.3941 | 92.3626 | 90.665 | 90.6545 | 88.7173 | 85.5406 | 83.8011 | 81.9162 | 80.1453 | 74.2395 | 69.8337 | 68.8128 | 67.1152 | 0.21238 | 0.16982 | 0.14226 | 0.18617 | 0.22866 | 0.28102 | 0.24896 | 0.24629 | 0.13715 | 0.25657 | 0.24469 | 0.2394 | 0.21973 | 0.20856 | 0.2199 | 0.28962 | 0.2328 | 0.23651 | 0.27106 | 0.30552 | 0.32657 | 0.33955 | 0.30168 | 0.26299
Portfolio Adjusted1-in-10AllAll2017June Monthly Peak | Portfolio Adjusted | 1-in-10 | All | All | 2017 | June Monthly Peak | 6 | 26.1594 | 25.237 | 24.6569 | 24.5091 | 25.4133 | 27.6268 | 30.5595 | 34.4125 | 38.2425 | 41.4696 | 44.0772 | 45.4876 | 45.9598 | 46.1914 | 45.8099 | 44.6359 | 42.935 | 40.5863 | 37.6575 | 36.1357 | 35.548 | 33.3466 | 30.6647 | 28.3314 | -0.0079317 | 0.040714 | 0.014886 | 0.036176 | -0.010706 | -0.0097557 | -0.14092 | -0.045869 | 0.050493 | 0.11587 | 0.36524 | 1.5694 | 1.5725 | 1.4751 | 1.416 | 1.4103 | 1.3982 | 1.2099 | 0.35824 | 0.2361 | 0.18186 | 0.11666 | 0.12586 | 0.13525 | 65.3539 | 62.6573 | 61.6992 | 61.6879 | 61.4589 | 60.7508 | 62.1785 | 70.6341 | 75.9768 | 79.696 | 84.5919 | 87.2998 | 89.0395 | 89.5498 | 87.1222 | 87.1755 | 86.9246 | 84.4458 | 82.2492 | 79.5822 | 75.9485 | 72.271 | 70.5314 | 68.1039 | 0.22292 | 0.17792 | 0.14924 | 0.19456 | 0.23817 | 0.29092 | 0.25651 | 0.25332 | 0.1387 | 0.25769 | 0.24563 | 0.23968 | 0.21936 | 0.20808 | 0.22002 | 0.2917 | 0.2377 | 0.24227 | 0.27971 | 0.31092 | 0.33363 | 0.34953 | 0.31169 | 0.2722
Portfolio Adjusted1-in-10AllAll2017July Monthly Peak | Portfolio Adjusted | 1-in-10 | All | All | 2017 | July Monthly Peak | 7 | 27.59 | 26.6289 | 25.9858 | 25.8737 | 26.8949 | 29.4904 | 32.683 | 36.5846 | 40.4301 | 43.7407 | 46.4055 | 47.8117 | 48.4314 | 48.7517 | 48.4804 | 47.6178 | 45.9722 | 43.4174 | 40.0009 | 38.2138 | 37.5321 | 35.2342 | 32.3952 | 29.9594 | 0.0030768 | 0.042585 | 0.02804 | 0.05605 | 0.021813 | 0.058117 | -0.093253 | 0.053976 | 0.13837 | 0.15902 | 0.41715 | 1.7006 | 1.7257 | 1.621 | 1.5586 | 1.6137 | 1.608 | 1.4311 | 0.5134 | 0.32665 | 0.23537 | 0.16841 | 0.17793 | 0.1771 | 71.0734 | 71.521 | 71.0314 | 70.7919 | 70.0943 | 70.0839 | 69.6048 | 72.75 | 76.6242 | 81.0823 | 86.2065 | 91.2993 | 91.5912 | 91.9146 | 92.1646 | 91.3412 | 87.4355 | 84.7589 | 83.5823 | 81.3952 | 78.1242 | 74.9581 | 73.7186 | 72.771 | 0.22436 | 0.17976 | 0.15053 | 0.19712 | 0.24271 | 0.29944 | 0.26309 | 0.25655 | 0.13935 | 0.2588 | 0.24605 | 0.23916 | 0.21966 | 0.20833 | 0.22064 | 0.2956 | 0.24228 | 0.24672 | 0.28329 | 0.31372 | 0.33548 | 0.35156 | 0.31331 | 0.27408
Portfolio Adjusted1-in-10AllAll2017August Monthly Peak | Portfolio Adjusted | 1-in-10 | All | All | 2017 | August Monthly Peak | 8 | 28.2656 | 27.2326 | 26.5797 | 26.4519 | 27.517 | 30.3193 | 33.9442 | 37.9531 | 42.2454 | 45.7852 | 48.7186 | 50.221 | 50.883 | 51.2258 | 50.9505 | 49.8361 | 47.9487 | 45.3334 | 41.7562 | 40.1694 | 38.9119 | 36.2912 | 33.272 | 30.7568 | 0.0049493 | 0.043776 | 0.030805 | 0.060476 | 0.027592 | 0.070784 | -0.087684 | 0.071561 | 0.15675 | 0.17065 | 0.43885 | 1.7845 | 1.8148 | 1.706 | 1.6427 | 1.6975 | 1.6844 | 1.5126 | 0.55756 | 0.35585 | 0.25203 | 0.18197 | 0.19134 | 0.18845 | 73.0584 | 72.2508 | 71.6508 | 70.5096 | 70.4418 | 70.2418 | 69.4921 | 72.3731 | 79.1815 | 83.7308 | 89.2306 | 90.8313 | 92.6395 | 91.0563 | 91.4469 | 91.2895 | 89.9476 | 89.5392 | 85.4567 | 82.299 | 78.1837 | 76.3658 | 75.2077 | 75.1752 | 0.2306 | 0.18435 | 0.1545 | 0.20224 | 0.24879 | 0.30847 | 0.27183 | 0.26346 | 0.14389 | 0.26723 | 0.25467 | 0.24813 | 0.22812 | 0.21648 | 0.22968 | 0.30578 | 0.24953 | 0.2557 | 0.29488 | 0.32871 | 0.34802 | 0.36353 | 0.32314 | 0.2822
Portfolio Adjusted1-in-10AllAll2017September Monthly Peak | Portfolio Adjusted | 1-in-10 | All | All | 2017 | September Monthly Peak | 9 | 28.7061 | 27.6997 | 27.064 | 26.9993 | 28.1997 | 31.1751 | 35.4869 | 39.5593 | 44.585 | 48.6699 | 51.7215 | 53.335 | 53.9253 | 54.198 | 53.7375 | 52.1367 | 49.6185 | 46.6902 | 43.2067 | 42.2453 | 39.9804 | 37.0235 | 33.7743 | 31.2051 | 0.0087382 | 0.043354 | 0.034779 | 0.066264 | 0.038979 | 0.094643 | -0.069902 | 0.10902 | 0.19387 | 0.19386 | 0.47666 | 1.9139 | 1.9492 | 1.8282 | 1.754 | 1.8114 | 1.7748 | 1.6009 | 0.62049 | 0.39695 | 0.27248 | 0.19975 | 0.2074 | 0.2004 | 70.6049 | 70.1259 | 70.0945 | 69.834 | 70.063 | 68.8654 | 71.5315 | 72.9685 | 80.5086 | 87.1956 | 96.1098 | 99.3283 | 100.7234 | 100.2968 | 99.1098 | 98.1728 | 96.8092 | 95.0697 | 92.3827 | 83.8951 | 79.5315 | 77.3235 | 76.2815 | 74.3235 | 0.22775 | 0.18217 | 0.15288 | 0.20061 | 0.24884 | 0.30901 | 0.2776 | 0.26926 | 0.14945 | 0.2811 | 0.26793 | 0.26142 | 0.24003 | 0.2271 | 0.2401 | 0.31671 | 0.25509 | 0.26047 | 0.30162 | 0.33927 | 0.35316 | 0.36572 | 0.32236 | 0.28099
Portfolio Adjusted1-in-10AllAll2017October Monthly Peak | Portfolio Adjusted | 1-in-10 | All | All | 2017 | October Monthly Peak | 10 | 27.1027 | 26.1588 | 25.5487 | 25.4119 | 26.4012 | 28.878 | 32.8605 | 36.1407 | 40.3077 | 44.0812 | 47.2957 | 49.3083 | 50.2913 | 51.0316 | 50.7424 | 49.2535 | 46.7989 | 43.7795 | 41.421 | 39.7585 | 37.4618 | 34.706 | 31.744 | 29.3559 | -0.0014517 | 0.042615 | 0.023061 | 0.048673 | 0.0085658 | 0.030324 | -0.11612 | 0.013247 | 0.1053 | 0.14616 | 0.41242 | 1.731 | 1.7565 | 1.6639 | 1.6011 | 1.6174 | 1.5861 | 1.3918 | 0.47375 | 0.30469 | 0.21865 | 0.14918 | 0.15853 | 0.16255 | 68.5951 | 66.6363 | 66.8243 | 66.5735 | 65.0842 | 64.8134 | 64.0939 | 67.4479 | 75.9242 | 83.3396 | 89.09 | 91.3194 | 91.695 | 92.4555 | 91.2484 | 89.9656 | 89.9553 | 87.5612 | 82.9361 | 79.4998 | 75.5534 | 72.3334 | 69.9182 | 69.3767 | 0.22737 | 0.18168 | 0.15207 | 0.19846 | 0.24394 | 0.29785 | 0.2666 | 0.25875 | 0.14232 | 0.26597 | 0.25504 | 0.25035 | 0.23053 | 0.2206 | 0.23383 | 0.30894 | 0.24921 | 0.25352 | 0.29566 | 0.32755 | 0.3414 | 0.35384 | 0.3151 | 0.27657
Portfolio Adjusted1-in-10AllAll2017November Monthly Peak | Portfolio Adjusted | 1-in-10 | All | All | 2017 | November Monthly Peak | 11 | 25.1074 | 24.3523 | 23.8796 | 23.867 | 24.8764 | 27.1846 | 30.2079 | 33.4263 | 37.1287 | 40.2728 | 42.9391 | 44.4729 | 45.2146 | 45.792 | 45.3855 | 43.7696 | 41.8815 | 40.7063 | 37.6075 | 35.5402 | 33.7387 | 31.4424 | 28.9396 | 26.9301 | -0.0091185 | 0.039634 | 0.012942 | 0.033176 | -0.01472 | -0.018022 | -0.14598 | -0.05771 | 0.038807 | 0.10968 | 0.35801 | 1.5472 | 1.5588 | 1.4751 | 1.418 | 1.3945 | 1.3703 | 1.193 | 0.33661 | 0.22044 | 0.16892 | 0.10586 | 0.11463 | 0.12589 | 63.1429 | 62.3597 | 60.9264 | 61.6412 | 61.2504 | 60.6415 | 59.8599 | 63.3252 | 71.3897 | 78.9147 | 82.8314 | 86.6482 | 87.8559 | 88.0243 | 87.8235 | 86.9984 | 83.9331 | 77.8086 | 72.3597 | 68.0194 | 66.2191 | 63.0692 | 62.2357 | 61.0367 | 0.21805 | 0.17441 | 0.14639 | 0.19192 | 0.2369 | 0.28765 | 0.25474 | 0.24999 | 0.13738 | 0.2566 | 0.24578 | 0.24047 | 0.22165 | 0.21232 | 0.22505 | 0.29611 | 0.2387 | 0.24422 | 0.2783 | 0.30558 | 0.32256 | 0.3368 | 0.30025 | 0.26419
Portfolio Adjusted1-in-10AllAll2017December Monthly Peak | Portfolio Adjusted | 1-in-10 | All | All | 2017 | December Monthly Peak | 12 | 22.1475 | 21.6509 | 21.4557 | 21.5758 | 22.5644 | 24.7412 | 27.5804 | 30.166 | 32.0557 | 32.7008 | 32.8644 | 32.4852 | 32.02 | 31.6534 | 31.1385 | 30.3566 | 30.1249 | 31.1515 | 30.4435 | 29.2004 | 28.0542 | 26.6545 | 24.8622 | 23.4515 | -0.049978 | 0.034096 | -0.036047 | -0.039842 | -0.13863 | -0.27058 | -0.34061 | -0.42929 | -0.27953 | -0.04799 | 0.13855 | 0.87655 | 0.80813 | 0.74184 | 0.7119 | 0.56978 | 0.58369 | 0.40255 | -0.21614 | -0.10463 | -0.023988 | -0.079574 | -0.072625 | -0.025125 | 47.4077 | 46.9077 | 45.4498 | 45.1788 | 45.4077 | 45.3657 | 44.4077 | 45.3867 | 47.8446 | 50.8131 | 53.0105 | 53.2815 | 54.0421 | 55.0421 | 55.979 | 55.0526 | 54.3131 | 50.9182 | 49.4182 | 48.6998 | 46.7629 | 47.9288 | 46.2103 | 45.4813 | 0.2778 | 0.22357 | 0.18973 | 0.24921 | 0.30709 | 0.371 | 0.33123 | 0.31799 | 0.16827 | 0.29904 | 0.27229 | 0.25495 | 0.22926 | 0.21428 | 0.22634 | 0.30507 | 0.2574 | 0.27875 | 0.33295 | 0.37101 | 0.39438 | 0.41854 | 0.37457 | 0.3308
Portfolio Adjusted1-in-10AllAll2017Typical Event Day | Portfolio Adjusted | 1-in-10 | All | All | 2017 | Typical Event Day | 8 | 28.0902 | 27.0701 | 26.4228 | 26.2967 | 27.3462 | 30.1152 | 33.7146 | 37.6488 | 41.818 | 45.2291 | 48.0509 | 49.5054 | 50.1648 | 50.5376 | 50.297 | 49.2119 | 47.3745 | 44.7982 | 41.3059 | 39.7598 | 38.5523 | 35.9807 | 32.9981 | 30.5087 | 0.0021035 | 0.043435 | 0.027476 | 0.055534 | 0.019191 | 0.053152 | -0.1009 | 0.045688 | 0.13362 | 0.15853 | 0.42147 | 1.735 | 1.7604 | 1.6562 | 1.5963 | 1.6394 | 1.6279 | 1.4533 | 0.51542 | 0.33117 | 0.23767 | 0.16841 | 0.17775 | 0.1776 | 70.0227 | 69.1388 | 68.6191 | 68.2059 | 68.0146 | 67.4855 | 68.2018 | 72.1814 | 78.0727 | 82.9261 | 89.0346 | 92.1896 | 93.4983 | 93.2043 | 92.4608 | 91.9947 | 90.2792 | 88.4533 | 85.9177 | 81.7928 | 77.9469 | 75.2296 | 73.9348 | 72.5934 | 0.22968 | 0.18367 | 0.15392 | 0.2015 | 0.24767 | 0.30682 | 0.27049 | 0.26203 | 0.14275 | 0.26421 | 0.2511 | 0.24446 | 0.22472 | 0.21346 | 0.22668 | 0.30186 | 0.24657 | 0.25274 | 0.29193 | 0.32579 | 0.34542 | 0.36122 | 0.32114 | 0.28047
Portfolio Adjusted1-in-10AllAll2018January Monthly Peak | Portfolio Adjusted | 1-in-10 | All | All | 2018 | January Monthly Peak | 1 | 22.3616 | 21.8261 | 21.6927 | 21.8778 | 23.0365 | 25.441 | 29.2275 | 31.9067 | 33.4174 | 33.5058 | 33.2694 | 32.5567 | 31.9056 | 31.3641 | 30.7101 | 30.044 | 29.9023 | 31.1227 | 30.7616 | 29.5715 | 28.4639 | 27.0727 | 25.2824 | 23.8888 | -0.056107 | 0.035295 | -0.042051 | -0.048288 | -0.15857 | -0.31454 | -0.39202 | -0.50852 | -0.33478 | -0.065171 | 0.13645 | 0.89603 | 0.81688 | 0.74508 | 0.71009 | 0.54535 | 0.55778 | 0.35719 | -0.27649 | -0.13828 | -0.041362 | -0.10032 | -0.093456 | -0.039562 | 42.2895 | 41.2895 | 40.3117 | 39.7449 | 39.2227 | 38.4727 | 38.4504 | 38.4838 | 45.7389 | 51.1943 | 55.1387 | 56.8887 | 57.9332 | 58.1609 | 57.9443 | 56.2723 | 54.8391 | 52.417 | 50.7004 | 47.7449 | 46.2895 | 45.5506 | 46.9281 | 46.4393 | 0.30095 | 0.24107 | 0.20519 | 0.27066 | 0.33707 | 0.41263 | 0.37499 | 0.36218 | 0.19 | 0.33508 | 0.30585 | 0.28491 | 0.25644 | 0.23918 | 0.25074 | 0.33748 | 0.28258 | 0.30408 | 0.36608 | 0.40673 | 0.4324 | 0.45856 | 0.41202 | 0.364
Portfolio Adjusted1-in-10AllAll2018February Monthly Peak | Portfolio Adjusted | 1-in-10 | All | All | 2018 | February Monthly Peak | 2 | 23.1272 | 22.4946 | 22.238 | 22.367 | 23.3895 | 25.7236 | 29.232 | 31.6429 | 33.5308 | 34.3541 | 34.9654 | 34.9963 | 34.9728 | 34.969 | 34.6171 | 33.665 | 32.7094 | 32.8549 | 32.6736 | 31.2408 | 29.9765 | 28.2732 | 26.1947 | 24.6018 | -0.04771 | 0.036764 | -0.031406 | -0.032322 | -0.13014 | -0.25491 | -0.3432 | -0.41293 | -0.25862 | -0.031744 | 0.17563 | 1.0152 | 0.95913 | 0.89039 | 0.85665 | 0.70945 | 0.70931 | 0.51136 | -0.16362 | -0.071125 | -0.00076438 | -0.061296 | -0.053265 | -0.0069752 | 52.406 | 51.9283 | 51.8837 | 50.9283 | 51.656 | 50.9394 | 51.6671 | 52.1226 | 52.3503 | 53.7723 | 54.5334 | 55.0334 | 55.828 | 54.1003 | 53.3391 | 52.1003 | 49.8503 | 48.1337 | 47.3614 | 48.1114 | 47.8614 | 46.9171 | 47.8614 | 46.8949 | 0.28326 | 0.22634 | 0.19115 | 0.2522 | 0.31113 | 0.3794 | 0.34425 | 0.32892 | 0.17395 | 0.30927 | 0.28629 | 0.27145 | 0.24758 | 0.23404 | 0.24774 | 0.32962 | 0.27034 | 0.2888 | 0.34929 | 0.38779 | 0.41197 | 0.43387 | 0.38653 | 0.34038
Portfolio Adjusted1-in-10AllAll2018March Monthly Peak | Portfolio Adjusted | 1-in-10 | All | All | 2018 | March Monthly Peak | 3 | 24.8287 | 24.0102 | 23.5088 | 23.3873 | 24.1891 | 26.4743 | 30.2242 | 32.7604 | 35.3025 | 37.324 | 39.2252 | 40.3225 | 41.0011 | 41.7588 | 41.7269 | 40.6797 | 39.0364 | 37.1822 | 35.4133 | 34.8673 | 33.3881 | 31.2643 | 28.7148 | 26.6378 | -0.026663 | 0.039548 | -0.0064184 | 0.0050033 | -0.064624 | -0.1211 | -0.23644 | -0.21594 | -0.093773 | 0.046212 | 0.27777 | 1.3193 | 1.3036 | 1.2364 | 1.1973 | 1.1159 | 1.1006 | 0.8922 | 0.11768 | 0.096714 | 0.099607 | 0.034784 | 0.043348 | 0.070485 | 56.2231 | 54.5065 | 52.9954 | 53.4508 | 53.9061 | 54.0892 | 54.0669 | 56.2612 | 63.1608 | 68.8439 | 73.1273 | 75.9219 | 79.1385 | 78.9554 | 76.0716 | 72.75 | 72.4888 | 71.0335 | 67.4396 | 62.9954 | 61.7454 | 59.7788 | 59.7342 | 57.7788 | 0.2454 | 0.19616 | 0.16436 | 0.21414 | 0.26036 | 0.31915 | 0.29127 | 0.28119 | 0.15089 | 0.27439 | 0.25925 | 0.25136 | 0.23141 | 0.22255 | 0.23733 | 0.31391 | 0.25396 | 0.26042 | 0.30592 | 0.34665 | 0.36843 | 0.38705 | 0.34234 | 0.2983
Portfolio Adjusted1-in-10AllAll2018April Monthly Peak | Portfolio Adjusted | 1-in-10 | All | All | 2018 | April Monthly Peak | 4 | 26.3077 | 25.3125 | 24.7223 | 24.5486 | 25.4044 | 27.8189 | 31.1254 | 34.3721 | 38.4047 | 41.8989 | 44.8253 | 46.5162 | 47.3271 | 47.9303 | 47.62 | 46.2717 | 44.0839 | 41.4055 | 38.1696 | 37.659 | 36.3506 | 33.8947 | 31.0006 | 28.6435 | -0.005229 | 0.042224 | 0.01874 | 0.042187 | -0.0023886 | 0.0077039 | -0.13277 | -0.020482 | 0.075186 | 0.13133 | 0.39394 | 1.6617 | 1.6812 | 1.589 | 1.5246 | 1.5239 | 1.4923 | 1.2951 | 0.40793 | 0.27113 | 0.20354 | 0.13567 | 0.14459 | 0.15163 | 62.7117 | 61.917 | 60.2007 | 61.396 | 60.396 | 60.6014 | 59.8616 | 67.0826 | 77.793 | 84.0312 | 88.3486 | 91.6316 | 92.881 | 91.9602 | 91.0149 | 90.0605 | 88.171 | 86.6504 | 83.933 | 78.4891 | 73.3735 | 69.9742 | 64.6621 | 63.1298 | 0.22927 | 0.18225 | 0.15274 | 0.19875 | 0.24261 | 0.29778 | 0.26544 | 0.25827 | 0.14195 | 0.26576 | 0.25477 | 0.24952 | 0.22997 | 0.21987 | 0.23233 | 0.30645 | 0.24631 | 0.25002 | 0.28649 | 0.32451 | 0.3463 | 0.36389 | 0.32272 | 0.28209
Portfolio Adjusted1-in-10AllAll2018May Monthly Peak | Portfolio Adjusted | 1-in-10 | All | All | 2018 | May Monthly Peak | 5 | 26.2982 | 25.3952 | 24.8195 | 24.6996 | 25.6388 | 28.068 | 31.1369 | 35.1388 | 39.5095 | 42.8775 | 45.565 | 47.1253 | 47.7546 | 48.1334 | 47.6706 | 46.1825 | 43.9302 | 41.2233 | 38.0057 | 37.1879 | 36.4383 | 33.8942 | 31.0614 | 28.7094 | -0.0017922 | 0.04247 | 0.022621 | 0.04813 | 0.0075536 | 0.028429 | -0.11734 | 0.010281 | 0.10547 | 0.1491 | 0.42063 | 1.734 | 1.7521 | 1.6448 | 1.5737 | 1.5848 | 1.5514 | 1.3585 | 0.45882 | 0.30049 | 0.22154 | 0.15116 | 0.16037 | 0.16368 | 65.9623 | 65.4511 | 65.8729 | 65.6006 | 64.6117 | 63.8729 | 63.1341 | 68.9218 | 79.6425 | 85.109 | 88.9372 | 92.3701 | 92.3366 | 90.6425 | 90.6313 | 88.6983 | 85.5265 | 83.7877 | 81.9106 | 80.1383 | 74.2388 | 69.8394 | 68.817 | 67.1229 | 0.22665 | 0.18124 | 0.15183 | 0.19869 | 0.24403 | 0.29992 | 0.26569 | 0.26284 | 0.14637 | 0.27382 | 0.26114 | 0.25525 | 0.23423 | 0.22229 | 0.2344 | 0.30888 | 0.2482 | 0.2522 | 0.28928 | 0.32606 | 0.34852 | 0.36238 | 0.32197 | 0.28067
Portfolio Adjusted1-in-10AllAll2018June Monthly Peak | Portfolio Adjusted | 1-in-10 | All | All | 2018 | June Monthly Peak | 6 | 26.7861 | 25.8481 | 25.2567 | 25.1047 | 26.0345 | 28.3043 | 31.2957 | 35.2222 | 39.0984 | 42.3648 | 45.0101 | 46.4306 | 46.905 | 47.1339 | 46.7382 | 45.5352 | 43.8033 | 41.4134 | 38.4429 | 36.894 | 36.2943 | 34.059 | 31.3541 | 28.9962 | -0.0084672 | 0.043463 | 0.015891 | 0.038619 | -0.011429 | -0.010414 | -0.15044 | -0.048965 | 0.053902 | 0.12369 | 0.3899 | 1.6558 | 1.6588 | 1.5546 | 1.4917 | 1.486 | 1.4739 | 1.2739 | 0.38243 | 0.25204 | 0.19414 | 0.12453 | 0.13436 | 0.14438 | 65.3609 | 62.668 | 61.7127 | 61.7006 | 61.473 | 60.7677 | 62.1906 | 70.6263 | 75.9584 | 79.6755 | 84.5643 | 87.2694 | 89.0084 | 89.5194 | 87.0967 | 87.1535 | 86.9027 | 84.4253 | 82.2323 | 79.5709 | 75.945 | 72.2724 | 70.5335 | 68.1109 | 0.23797 | 0.18993 | 0.15931 | 0.2077 | 0.25425 | 0.31056 | 0.27383 | 0.27042 | 0.14806 | 0.27509 | 0.26222 | 0.25561 | 0.23389 | 0.22183 | 0.2346 | 0.31119 | 0.25351 | 0.25841 | 0.29859 | 0.33191 | 0.35615 | 0.37312 | 0.33273 | 0.29058
Portfolio Adjusted1-in-10AllAll2018July Monthly Peak | Portfolio Adjusted | 1-in-10 | All | All | 2018 | July Monthly Peak | 7 | 28.2413 | 27.2668 | 26.6109 | 26.4975 | 27.5498 | 30.212 | 33.4635 | 37.4309 | 41.3169 | 44.668 | 47.3691 | 48.7801 | 49.4053 | 49.7219 | 49.4374 | 48.5561 | 46.8837 | 44.2851 | 40.8216 | 39.0033 | 38.3062 | 35.9733 | 33.1101 | 30.6501 | 0.0032853 | 0.045472 | 0.029941 | 0.05985 | 0.023292 | 0.062057 | -0.099575 | 0.057635 | 0.14775 | 0.1698 | 0.44544 | 1.7949 | 1.8214 | 1.7094 | 1.6429 | 1.702 | 1.6967 | 1.509 | 0.54821 | 0.3488 | 0.25132 | 0.17983 | 0.18999 | 0.1891 | 71.0783 | 71.5224 | 71.0336 | 70.7948 | 70.1007 | 70.0895 | 69.6119 | 72.75 | 76.6157 | 81.0709 | 86.1866 | 91.2687 | 91.5635 | 91.8918 | 92.1418 | 91.3135 | 87.4142 | 84.7426 | 83.5709 | 81.3881 | 78.1157 | 74.9552 | 73.7164 | 72.7724 | 0.23957 | 0.19194 | 0.16074 | 0.21049 | 0.25917 | 0.31974 | 0.28093 | 0.27394 | 0.14879 | 0.27635 | 0.26273 | 0.25509 | 0.23423 | 0.22211 | 0.23527 | 0.31541 | 0.25843 | 0.2632 | 0.30249 | 0.33499 | 0.35822 | 0.37539 | 0.33455 | 0.29266
Portfolio Adjusted1-in-10AllAll2018August Monthly Peak | Portfolio Adjusted | 1-in-10 | All | All | 2018 | August Monthly Peak | 8 | 28.9396 | 27.8912 | 27.2259 | 27.0964 | 28.1927 | 31.0676 | 34.7548 | 38.8256 | 43.1643 | 46.7456 | 49.7187 | 51.2288 | 51.8977 | 52.2374 | 51.9505 | 50.8098 | 48.8901 | 46.2365 | 42.6153 | 41.0012 | 39.72 | 37.061 | 34.0147 | 31.4729 | 0.0052862 | 0.046756 | 0.032902 | 0.064592 | 0.029471 | 0.075603 | -0.093653 | 0.076432 | 0.16742 | 0.18227 | 0.46872 | 1.8838 | 1.9158 | 1.7994 | 1.7318 | 1.7908 | 1.7776 | 1.5954 | 0.59551 | 0.38008 | 0.26919 | 0.19435 | 0.20436 | 0.20128 | 73.0624 | 72.2543 | 71.6543 | 70.5171 | 70.4446 | 70.2446 | 69.4984 | 72.3713 | 79.1666 | 83.7125 | 89.2055 | 90.8062 | 92.615 | 91.0329 | 91.4229 | 91.2684 | 89.9304 | 89.5215 | 85.4469 | 82.2921 | 78.1826 | 76.3634 | 75.2082 | 75.1735 | 0.2463 | 0.1969 | 0.16502 | 0.21601 | 0.26573 | 0.32947 | 0.29034 | 0.28139 | 0.15368 | 0.28542 | 0.272 | 0.26472 | 0.24332 | 0.23086 | 0.24498 | 0.32635 | 0.26622 | 0.27284 | 0.31496 | 0.35108 | 0.37172 | 0.38828 | 0.34514 | 0.30142
Portfolio Adjusted1-in-10AllAll2018September Monthly Peak | Portfolio Adjusted | 1-in-10 | All | All | 2018 | September Monthly Peak | 9 | 29.3713 | 28.35 | 27.7028 | 27.638 | 28.8757 | 31.9246 | 36.3148 | 40.4518 | 45.5409 | 49.6829 | 52.777 | 54.4004 | 54.9969 | 55.2628 | 54.7862 | 53.1479 | 50.5828 | 47.6123 | 44.0875 | 43.1043 | 40.8023 | 37.7995 | 34.5162 | 31.9189 | 0.0093355 | 0.046317 | 0.037157 | 0.070794 | 0.041643 | 0.10111 | -0.07468 | 0.11647 | 0.20712 | 0.20712 | 0.50924 | 2.021 | 2.0584 | 1.9288 | 1.8497 | 1.9117 | 1.8738 | 1.6894 | 0.6629 | 0.42409 | 0.2911 | 0.2134 | 0.22158 | 0.2141 | 70.6121 | 70.1346 | 70.1009 | 69.8397 | 70.0673 | 68.8733 | 71.5336 | 72.9664 | 80.4921 | 87.1748 | 96.066 | 99.2824 | 100.6703 | 100.2487 | 99.066 | 98.1333 | 96.7791 | 95.0403 | 92.3576 | 83.8879 | 79.5336 | 77.3285 | 76.2836 | 74.3285 | 0.24332 | 0.19462 | 0.16333 | 0.21432 | 0.26585 | 0.33013 | 0.29657 | 0.28767 | 0.15966 | 0.30031 | 0.28624 | 0.27898 | 0.25609 | 0.24225 | 0.25617 | 0.3381 | 0.27222 | 0.27801 | 0.32224 | 0.36246 | 0.3773 | 0.39072 | 0.34439 | 0.3002
Portfolio Adjusted1-in-10AllAll2018October Monthly Peak | Portfolio Adjusted | 1-in-10 | All | All | 2018 | October Monthly Peak | 10 | 27.7683 | 26.8085 | 26.1849 | 26.0443 | 27.0638 | 29.5994 | 33.6541 | 36.9996 | 41.22 | 45.0401 | 48.3001 | 50.3282 | 51.3184 | 52.0645 | 51.7623 | 50.2384 | 47.7406 | 44.6771 | 42.2804 | 40.5847 | 38.2544 | 35.4549 | 32.4685 | 30.0586 | -0.0015514 | 0.04554 | 0.024644 | 0.052014 | 0.0091537 | 0.032405 | -0.1241 | 0.014156 | 0.11253 | 0.1562 | 0.44073 | 1.8281 | 1.8548 | 1.7554 | 1.6883 | 1.7064 | 1.6741 | 1.468 | 0.50626 | 0.32561 | 0.23365 | 0.15941 | 0.16942 | 0.17371 | 68.6017 | 66.6457 | 66.8295 | 66.5786 | 65.09 | 64.8178 | 64.1003 | 67.4443 | 75.9019 | 83.3114 | 89.0619 | 91.2899 | 91.6741 | 92.4353 | 91.2311 | 89.9461 | 89.9351 | 87.5482 | 82.9318 | 79.4998 | 75.557 | 72.3391 | 69.9298 | 69.3853 | 0.24298 | 0.19415 | 0.1625 | 0.21208 | 0.26069 | 0.31829 | 0.2849 | 0.27651 | 0.15209 | 0.28423 | 0.27255 | 0.26726 | 0.24604 | 0.2354 | 0.24956 | 0.32991 | 0.26604 | 0.27068 | 0.31595 | 0.35004 | 0.36483 | 0.37813 | 0.33673 | 0.29556
Portfolio Adjusted1-in-10AllAll2018November Monthly Peak | Portfolio Adjusted | 1-in-10 | All | All | 2018 | November Monthly Peak | 11 | 25.7306 | 24.9608 | 24.4769 | 24.4634 | 25.504 | 27.8635 | 30.9489 | 34.2381 | 37.9909 | 41.1804 | 43.89 | 45.4373 | 46.1885 | 46.7734 | 46.3552 | 44.7021 | 42.7711 | 41.5514 | 38.3978 | 36.2943 | 34.4723 | 32.1409 | 29.615 | 27.5863 | -0.009747 | 0.042366 | 0.013834 | 0.035463 | -0.015735 | -0.019264 | -0.15604 | -0.061687 | 0.041482 | 0.11724 | 0.38268 | 1.6345 | 1.6465 | 1.5568 | 1.4959 | 1.4714 | 1.4464 | 1.2571 | 0.35981 | 0.23563 | 0.18057 | 0.11316 | 0.12253 | 0.13457 | 63.1528 | 62.3707 | 60.9352 | 61.644 | 61.2539 | 60.6444 | 59.864 | 63.32 | 71.3752 | 78.895 | 82.8197 | 86.6377 | 87.846 | 88.0122 | 87.8113 | 86.9845 | 83.9285 | 77.8092 | 72.3707 | 68.0345 | 66.2342 | 63.0877 | 62.252 | 61.0531 | 0.23308 | 0.18643 | 0.15648 | 0.20515 | 0.25322 | 0.30748 | 0.2723 | 0.26722 | 0.14685 | 0.27429 | 0.26272 | 0.25681 | 0.23667 | 0.22668 | 0.2403 | 0.31632 | 0.25494 | 0.26084 | 0.29749 | 0.32664 | 0.34479 | 0.36001 | 0.32094 | 0.28239
Portfolio Adjusted1-in-10AllAll2018December Monthly Peak | Portfolio Adjusted | 1-in-10 | All | All | 2018 | December Monthly Peak | 12 | 22.6893 | 22.183 | 21.9839 | 22.1038 | 23.1185 | 25.3364 | 28.2359 | 30.8668 | 32.7733 | 33.4213 | 33.5834 | 33.1869 | 32.7131 | 32.3354 | 31.8101 | 31.0186 | 30.7885 | 31.8178 | 31.0921 | 29.8284 | 28.6686 | 27.2487 | 25.4379 | 24.0117 | -0.053437 | 0.036456 | -0.038541 | -0.042599 | -0.14823 | -0.28931 | -0.36418 | -0.459 | -0.29888 | -0.051311 | 0.14814 | 0.92298 | 0.85004 | 0.77929 | 0.74751 | 0.59596 | 0.611 | 0.4167 | -0.2311 | -0.11187 | -0.025648 | -0.085081 | -0.077651 | -0.026864 | 47.4186 | 46.9186 | 45.4636 | 45.1911 | 45.4186 | 45.3737 | 44.4186 | 45.3962 | 47.8512 | 50.8175 | 53.0112 | 53.2837 | 54.045 | 55.045 | 55.9775 | 55.0562 | 54.3175 | 50.9299 | 49.4299 | 48.7136 | 46.7811 | 47.9411 | 46.2249 | 45.4973 | 0.29703 | 0.23904 | 0.20285 | 0.26646 | 0.32834 | 0.39668 | 0.35415 | 0.34 | 0.17992 | 0.31974 | 0.29113 | 0.27249 | 0.24501 | 0.22899 | 0.2419 | 0.3261 | 0.27511 | 0.29794 | 0.35599 | 0.39669 | 0.42167 | 0.4475 | 0.40049 | 0.35369
Portfolio Adjusted1-in-10AllAll2018Typical Event Day | Portfolio Adjusted | 1-in-10 | All | All | 2018 | Typical Event Day | 8 | 28.7593 | 27.724 | 27.0642 | 26.9366 | 28.0165 | 30.8568 | 34.5183 | 38.5136 | 42.7265 | 46.175 | 49.033 | 50.494 | 51.16 | 51.5308 | 51.2798 | 50.1691 | 48.3008 | 45.6873 | 42.1531 | 40.5811 | 39.3515 | 36.743 | 33.7336 | 31.2179 | 0.0022467 | 0.046392 | 0.029346 | 0.059315 | 0.020498 | 0.05677 | -0.10777 | 0.048798 | 0.14272 | 0.16932 | 0.45016 | 1.8312 | 1.858 | 1.7464 | 1.6824 | 1.729 | 1.7176 | 1.5323 | 0.55051 | 0.35371 | 0.25385 | 0.17988 | 0.18985 | 0.18969 | 70.0285 | 69.1449 | 68.6255 | 68.2131 | 68.0215 | 67.4939 | 68.2087 | 72.1785 | 78.0581 | 82.9083 | 89.0055 | 92.1565 | 93.4641 | 93.1731 | 92.4318 | 91.9671 | 90.2565 | 88.4323 | 85.9018 | 81.7846 | 77.9442 | 75.2299 | 73.9355 | 72.5964 | 0.24532 | 0.19617 | 0.1644 | 0.21522 | 0.26453 | 0.3277 | 0.2889 | 0.27987 | 0.15247 | 0.2822 | 0.2682 | 0.26081 | 0.23969 | 0.22764 | 0.24177 | 0.32216 | 0.26307 | 0.26969 | 0.31181 | 0.34796 | 0.36894 | 0.38581 | 0.34301 | 0.29956
Portfolio Adjusted1-in-10AllAll2019January Monthly Peak | Portfolio Adjusted | 1-in-10 | All | All | 2019 | January Monthly Peak | 1 | 22.4499 | 21.9123 | 21.7785 | 21.964 | 23.1279 | 25.5407 | 29.3389 | 32.0268 | 33.5394 | 33.6276 | 33.3917 | 32.6757 | 32.0235 | 31.48 | 30.8233 | 30.1552 | 30.0126 | 31.2325 | 30.869 | 29.6752 | 28.5653 | 27.1707 | 25.3777 | 23.9816 | -0.056715 | 0.035677 | -0.042506 | -0.048812 | -0.16029 | -0.31795 | -0.39626 | -0.51402 | -0.33841 | -0.065877 | 0.13793 | 0.90359 | 0.82364 | 0.75109 | 0.71576 | 0.54929 | 0.56185 | 0.35897 | -0.27949 | -0.13977 | -0.04181 | -0.10141 | -0.094468 | -0.039991 | 42.2926 | 41.2926 | 40.3151 | 39.7476 | 39.2251 | 38.4751 | 38.4526 | 38.4863 | 45.7387 | 51.1937 | 55.1375 | 56.8875 | 57.9325 | 58.16 | 57.9437 | 56.2725 | 54.84 | 52.4188 | 50.7026 | 47.7476 | 46.2926 | 45.5538 | 46.9301 | 46.4413 | 0.30421 | 0.24368 | 0.20742 | 0.27359 | 0.34072 | 0.4171 | 0.37905 | 0.3661 | 0.19205 | 0.33871 | 0.30916 | 0.28799 | 0.2592 | 0.24176 | 0.25344 | 0.34113 | 0.28563 | 0.30736 | 0.37005 | 0.41113 | 0.43709 | 0.46352 | 0.41649 | 0.36795
Portfolio Adjusted1-in-10AllAll2019February Monthly Peak | Portfolio Adjusted | 1-in-10 | All | All | 2019 | February Monthly Peak | 2 | 23.2199 | 22.585 | 22.3271 | 22.4566 | 23.4836 | 25.8259 | 29.3463 | 31.7647 | 33.6555 | 34.4793 | 35.0925 | 35.1219 | 35.0987 | 35.0943 | 34.7406 | 33.7848 | 32.8259 | 32.9707 | 32.7877 | 31.3509 | 30.0841 | 28.3765 | 26.2944 | 24.6986 | -0.048231 | 0.037165 | -0.03175 | -0.032675 | -0.13156 | -0.25769 | -0.34695 | -0.41744 | -0.26144 | -0.032091 | 0.17755 | 1.024 | 0.96725 | 0.89776 | 0.86366 | 0.71492 | 0.71485 | 0.51471 | -0.16541 | -0.071902 | -0.00077273 | -0.061966 | -0.053847 | -0.0070514 | 52.4077 | 51.9302 | 51.8852 | 50.9302 | 51.6577 | 50.9415 | 51.669 | 52.1239 | 52.3514 | 53.7725 | 54.5338 | 55.0338 | 55.8289 | 54.1014 | 53.3401 | 52.1014 | 49.8514 | 48.1352 | 47.3626 | 48.1126 | 47.8626 | 46.919 | 47.8626 | 46.8964 | 0.28635 | 0.22881 | 0.19324 | 0.25495 | 0.31453 | 0.38354 | 0.34801 | 0.33251 | 0.17585 | 0.31265 | 0.28941 | 0.27439 | 0.25027 | 0.23657 | 0.25042 | 0.33321 | 0.27328 | 0.29194 | 0.3531 | 0.39202 | 0.41647 | 0.4386 | 0.39075 | 0.3441
Portfolio Adjusted1-in-10AllAll2019March Monthly Peak | Portfolio Adjusted | 1-in-10 | All | All | 2019 | March Monthly Peak | 3 | 24.9282 | 24.1074 | 23.604 | 23.4818 | 24.2869 | 26.5812 | 30.3446 | 32.8902 | 35.4373 | 37.462 | 39.3678 | 40.4662 | 41.146 | 41.9054 | 41.8725 | 40.82 | 39.1709 | 37.311 | 35.5371 | 34.989 | 33.5072 | 31.3785 | 28.8243 | 26.743 | -0.026956 | 0.039983 | -0.0064891 | 0.0050584 | -0.065336 | -0.12243 | -0.23905 | -0.21832 | -0.094806 | 0.046721 | 0.28083 | 1.3311 | 1.3152 | 1.2471 | 1.2075 | 1.1253 | 1.11 | 0.89944 | 0.11897 | 0.09778 | 0.1007 | 0.035167 | 0.043826 | 0.071261 | 56.2255 | 54.5093 | 52.9981 | 53.453 | 53.9079 | 54.0902 | 54.0677 | 56.2613 | 63.1598 | 68.8421 | 73.126 | 75.9211 | 79.1372 | 78.9549 | 76.0696 | 72.75 | 72.4887 | 71.0338 | 67.4417 | 62.9981 | 61.7481 | 59.7819 | 59.7368 | 57.7819 | 0.2481 | 0.19832 | 0.16617 | 0.2165 | 0.26323 | 0.32266 | 0.29448 | 0.28429 | 0.15255 | 0.27741 | 0.26211 | 0.2541 | 0.23393 | 0.22497 | 0.23991 | 0.31734 | 0.25673 | 0.26326 | 0.30929 | 0.35047 | 0.37249 | 0.39131 | 0.34611 | 0.30159
Portfolio Adjusted1-in-10AllAll2019April Monthly Peak | Portfolio Adjusted | 1-in-10 | All | All | 2019 | April Monthly Peak | 4 | 26.4148 | 25.4164 | 24.8243 | 24.6496 | 25.5095 | 27.934 | 31.2517 | 34.5092 | 38.55 | 42.0521 | 44.9858 | 46.6791 | 47.4914 | 48.0955 | 47.7825 | 46.4281 | 44.2327 | 41.5468 | 38.3027 | 37.7896 | 36.479 | 34.0179 | 31.1192 | 28.758 | -0.005287 | 0.042693 | 0.018948 | 0.042655 | -0.0024152 | 0.0077895 | -0.13424 | -0.020709 | 0.076021 | 0.13279 | 0.39832 | 1.6769 | 1.6966 | 1.6033 | 1.5382 | 1.5375 | 1.5057 | 1.3066 | 0.41246 | 0.27414 | 0.2058 | 0.13718 | 0.14619 | 0.15331 | 62.714 | 61.9189 | 60.2029 | 61.3976 | 60.3976 | 60.6025 | 59.8629 | 67.0807 | 77.7879 | 84.026 | 88.3441 | 91.6275 | 92.8769 | 91.957 | 91.0123 | 90.0583 | 88.1701 | 86.6493 | 83.9323 | 78.4889 | 73.3748 | 69.9766 | 64.6667 | 63.134 | 0.23182 | 0.18427 | 0.15443 | 0.20095 | 0.24531 | 0.30109 | 0.26839 | 0.26114 | 0.14352 | 0.26871 | 0.2576 | 0.25225 | 0.23248 | 0.22226 | 0.23487 | 0.30982 | 0.24901 | 0.25276 | 0.28967 | 0.32811 | 0.35014 | 0.36793 | 0.3263 | 0.28522
Portfolio Adjusted1-in-10AllAll2019May Monthly Peak | Portfolio Adjusted | 1-in-10 | All | All | 2019 | May Monthly Peak | 5 | 26.406 | 25.5005 | 24.9227 | 24.8025 | 25.7466 | 28.1862 | 31.266 | 35.2811 | 39.6626 | 43.0389 | 45.7333 | 47.2959 | 47.926 | 48.3044 | 47.8384 | 46.344 | 44.0838 | 41.3694 | 38.1434 | 37.3225 | 36.5703 | 34.0193 | 31.182 | 28.8255 | -0.0018123 | 0.042946 | 0.022875 | 0.048669 | 0.0076381 | 0.028747 | -0.11865 | 0.010396 | 0.10665 | 0.15077 | 0.42534 | 1.7501 | 1.7683 | 1.6598 | 1.588 | 1.5992 | 1.5656 | 1.3708 | 0.46395 | 0.30385 | 0.22402 | 0.15285 | 0.16217 | 0.16551 | 65.9647 | 65.4534 | 65.8743 | 65.6017 | 64.613 | 63.8743 | 63.1356 | 68.9209 | 79.6385 | 85.1046 | 88.9337 | 92.3659 | 92.332 | 90.6385 | 90.6272 | 88.695 | 85.524 | 83.7853 | 81.9096 | 80.137 | 74.2387 | 69.8404 | 68.8178 | 67.1243 | 0.22919 | 0.18327 | 0.15353 | 0.20091 | 0.24676 | 0.30327 | 0.26867 | 0.26578 | 0.14801 | 0.27689 | 0.26407 | 0.25807 | 0.2368 | 0.22473 | 0.23698 | 0.31231 | 0.25094 | 0.25499 | 0.29252 | 0.32971 | 0.35242 | 0.36643 | 0.32557 | 0.28381
Portfolio Adjusted1-in-10AllAll2019June Monthly Peak | Portfolio Adjusted | 1-in-10 | All | All | 2019 | June Monthly Peak | 6 | 26.8979 | 25.9571 | 25.3638 | 25.2109 | 26.1453 | 28.4252 | 31.4271 | 35.3667 | 39.2511 | 42.5245 | 45.1765 | 46.5989 | 47.0736 | 47.3021 | 46.9038 | 45.6956 | 43.9581 | 41.561 | 38.583 | 37.0292 | 36.4274 | 34.1861 | 31.4771 | 29.1148 | -0.0085627 | 0.043953 | 0.01607 | 0.039054 | -0.011558 | -0.010532 | -0.15213 | -0.049518 | 0.05451 | 0.12509 | 0.3943 | 1.6712 | 1.6742 | 1.5688 | 1.5052 | 1.4996 | 1.4874 | 1.2854 | 0.38674 | 0.25489 | 0.19633 | 0.12594 | 0.13588 | 0.14601 | 65.3622 | 62.6699 | 61.7151 | 61.7029 | 61.4755 | 60.7707 | 62.1927 | 70.6249 | 75.9551 | 79.6718 | 84.5594 | 87.2639 | 89.0029 | 89.5139 | 87.0922 | 87.1496 | 86.8988 | 84.4216 | 82.2293 | 79.5688 | 75.9444 | 72.2726 | 70.5339 | 68.1122 | 0.24066 | 0.19208 | 0.16111 | 0.21004 | 0.25712 | 0.31407 | 0.27692 | 0.27347 | 0.14973 | 0.27819 | 0.26518 | 0.25846 | 0.23649 | 0.22428 | 0.2372 | 0.31467 | 0.25633 | 0.2613 | 0.30196 | 0.33565 | 0.36017 | 0.37733 | 0.33648 | 0.29385
Portfolio Adjusted1-in-10AllAll2019July Monthly Peak | Portfolio Adjusted | 1-in-10 | All | All | 2019 | July Monthly Peak | 7 | 28.3579 | 27.381 | 26.7229 | 26.6092 | 27.6671 | 30.3412 | 33.6033 | 37.5825 | 41.4757 | 44.8341 | 47.5417 | 48.9536 | 49.5797 | 49.8957 | 49.6088 | 48.7241 | 47.0469 | 44.4405 | 40.9686 | 39.1447 | 38.4448 | 36.1057 | 33.2382 | 30.7738 | 0.0033227 | 0.045989 | 0.030281 | 0.06053 | 0.023557 | 0.062763 | -0.10071 | 0.05829 | 0.14943 | 0.17173 | 0.4505 | 1.8118 | 1.8386 | 1.7252 | 1.658 | 1.7178 | 1.7126 | 1.523 | 0.55444 | 0.35276 | 0.25418 | 0.18188 | 0.19215 | 0.19125 | 71.0792 | 71.5226 | 71.034 | 70.7953 | 70.1019 | 70.0906 | 69.6132 | 72.75 | 76.6142 | 81.0689 | 86.183 | 91.2632 | 91.5585 | 91.8878 | 92.1378 | 91.3085 | 87.4104 | 84.7396 | 83.5689 | 81.3868 | 78.1142 | 74.9547 | 73.716 | 72.7726 | 0.2423 | 0.19412 | 0.16256 | 0.21288 | 0.26211 | 0.32338 | 0.28412 | 0.27706 | 0.15048 | 0.27949 | 0.26572 | 0.25794 | 0.23685 | 0.22458 | 0.2379 | 0.31895 | 0.26132 | 0.26615 | 0.30593 | 0.3388 | 0.3623 | 0.37966 | 0.33835 | 0.29599
Portfolio Adjusted1-in-10AllAll2019August Monthly Peak | Portfolio Adjusted | 1-in-10 | All | All | 2019 | August Monthly Peak | 8 | 29.0608 | 28.0097 | 27.3421 | 27.2122 | 28.3142 | 31.2022 | 34.9005 | 38.9825 | 43.3296 | 46.9183 | 49.8986 | 51.41 | 52.0802 | 52.4193 | 52.1304 | 50.9849 | 49.0594 | 46.3989 | 42.7697 | 41.1508 | 39.8654 | 37.1994 | 34.1483 | 31.6017 | 0.0053468 | 0.047292 | 0.033279 | 0.065333 | 0.029809 | 0.076469 | -0.094726 | 0.077308 | 0.16934 | 0.18436 | 0.47409 | 1.9017 | 1.934 | 1.8162 | 1.7478 | 1.8076 | 1.7944 | 1.6103 | 0.60234 | 0.38443 | 0.27227 | 0.19658 | 0.2067 | 0.20359 | 73.0631 | 72.2549 | 71.6549 | 70.5184 | 70.4451 | 70.2451 | 69.4995 | 72.371 | 79.1639 | 83.7092 | 89.201 | 90.8017 | 92.6106 | 91.0287 | 91.4186 | 91.2646 | 89.9273 | 89.5183 | 85.4452 | 82.2909 | 78.1824 | 76.363 | 75.2083 | 75.1732 | 0.24912 | 0.19916 | 0.16691 | 0.21849 | 0.26877 | 0.33324 | 0.29367 | 0.28462 | 0.15544 | 0.2887 | 0.27512 | 0.26771 | 0.24605 | 0.23344 | 0.24773 | 0.33005 | 0.26923 | 0.27593 | 0.31856 | 0.35511 | 0.37598 | 0.39273 | 0.3491 | 0.30487
Portfolio Adjusted1-in-10AllAll2019September Monthly Peak | Portfolio Adjusted | 1-in-10 | All | All | 2019 | September Monthly Peak | 9 | 29.4913 | 28.4674 | 27.8181 | 27.7533 | 28.9978 | 32.0599 | 36.4643 | 40.6129 | 45.7134 | 49.8657 | 52.9675 | 54.5928 | 55.1904 | 55.455 | 54.9755 | 53.3304 | 50.7569 | 47.7788 | 44.2465 | 43.2594 | 40.9507 | 37.9396 | 34.6501 | 32.0478 | 0.0094433 | 0.046852 | 0.037586 | 0.071612 | 0.042124 | 0.10228 | -0.075543 | 0.11782 | 0.20952 | 0.20951 | 0.51512 | 2.0403 | 2.0781 | 1.947 | 1.867 | 1.9298 | 1.8917 | 1.7054 | 0.67056 | 0.42899 | 0.29447 | 0.21587 | 0.22414 | 0.21657 | 70.6134 | 70.1361 | 70.1021 | 69.8407 | 70.0681 | 68.8748 | 71.534 | 72.966 | 80.4891 | 87.1711 | 96.0581 | 99.2741 | 100.6607 | 100.2401 | 99.0581 | 98.1262 | 96.7736 | 95.035 | 92.353 | 83.8866 | 79.534 | 77.3294 | 76.284 | 74.3294 | 0.24613 | 0.19687 | 0.16521 | 0.2168 | 0.26892 | 0.33395 | 0.3 | 0.29099 | 0.16151 | 0.30378 | 0.28955 | 0.28216 | 0.25899 | 0.24499 | 0.25907 | 0.34196 | 0.27532 | 0.28117 | 0.32596 | 0.36664 | 0.38166 | 0.39523 | 0.34837 | 0.30366
Portfolio Adjusted1-in-10AllAll2019October Monthly Peak | Portfolio Adjusted | 1-in-10 | All | All | 2019 | October Monthly Peak | 10 | 27.8889 | 26.9263 | 26.3002 | 26.1589 | 27.1839 | 29.7302 | 33.7979 | 37.1553 | 41.3853 | 45.2139 | 48.4822 | 50.5131 | 51.5046 | 52.2517 | 51.9471 | 50.417 | 47.9113 | 44.8398 | 42.4361 | 40.7344 | 38.398 | 35.5906 | 32.5998 | 30.1859 | -0.0015694 | 0.04607 | 0.024931 | 0.052619 | 0.0092603 | 0.032782 | -0.12554 | 0.014321 | 0.11384 | 0.15801 | 0.44586 | 1.8457 | 1.8726 | 1.772 | 1.7041 | 1.7225 | 1.6901 | 1.4818 | 0.51216 | 0.3294 | 0.23637 | 0.16127 | 0.17139 | 0.17573 | 68.6029 | 66.6474 | 66.8304 | 66.5795 | 65.091 | 64.8186 | 64.1015 | 67.4437 | 75.8978 | 83.3063 | 89.0568 | 91.2845 | 91.6703 | 92.4316 | 91.228 | 89.9426 | 89.9314 | 87.5459 | 82.931 | 79.4998 | 75.5577 | 72.3401 | 69.9319 | 69.3869 | 0.24581 | 0.19641 | 0.16439 | 0.21455 | 0.26372 | 0.322 | 0.28821 | 0.27973 | 0.15386 | 0.28753 | 0.27572 | 0.27033 | 0.24885 | 0.23808 | 0.25241 | 0.33371 | 0.26909 | 0.27379 | 0.31963 | 0.35411 | 0.36908 | 0.38253 | 0.34065 | 0.299
Portfolio Adjusted1-in-10AllAll2019November Monthly Peak | Portfolio Adjusted | 1-in-10 | All | All | 2019 | November Monthly Peak | 11 | 25.844 | 25.0715 | 24.5856 | 24.5719 | 25.6182 | 27.9871 | 31.0837 | 34.3857 | 38.1478 | 41.3455 | 44.063 | 45.6128 | 46.3657 | 46.952 | 46.5316 | 44.8717 | 42.933 | 41.7052 | 38.5415 | 36.4315 | 34.6057 | 32.2679 | 29.7379 | 27.7056 | -0.0098613 | 0.042863 | 0.013997 | 0.035879 | -0.015919 | -0.01949 | -0.15787 | -0.062411 | 0.041968 | 0.11861 | 0.38717 | 1.6503 | 1.6625 | 1.5716 | 1.51 | 1.4854 | 1.4602 | 1.2688 | 0.36403 | 0.23839 | 0.18269 | 0.11448 | 0.12397 | 0.13615 | 63.1546 | 62.3727 | 60.9367 | 61.6445 | 61.2546 | 60.6449 | 59.8647 | 63.3191 | 71.3725 | 78.8914 | 82.8176 | 86.6358 | 87.8442 | 88.01 | 87.8091 | 86.982 | 83.9276 | 77.8093 | 72.3727 | 68.0373 | 66.2369 | 63.0911 | 62.2549 | 61.056 | 0.23581 | 0.18862 | 0.15832 | 0.20756 | 0.2562 | 0.31108 | 0.27549 | 0.27035 | 0.14857 | 0.2775 | 0.26581 | 0.25979 | 0.2394 | 0.22929 | 0.24308 | 0.32 | 0.25789 | 0.26386 | 0.30098 | 0.33047 | 0.34883 | 0.36423 | 0.32471 | 0.28571
Portfolio Adjusted1-in-10AllAll2019December Monthly Peak | Portfolio Adjusted | 1-in-10 | All | All | 2019 | December Monthly Peak | 12 | 22.7882 | 22.2801 | 22.0804 | 22.2002 | 23.2197 | 25.4451 | 28.3556 | 30.9948 | 32.9043 | 33.5529 | 33.7147 | 33.3151 | 32.8397 | 32.4599 | 31.9328 | 31.1395 | 30.9097 | 31.9395 | 31.2105 | 29.9431 | 28.7809 | 27.3572 | 25.543 | 24.1139 | -0.054068 | 0.036887 | -0.038997 | -0.043102 | -0.14998 | -0.29273 | -0.36849 | -0.46442 | -0.30241 | -0.051917 | 0.14989 | 0.93145 | 0.85769 | 0.78613 | 0.75402 | 0.60075 | 0.61599 | 0.41929 | -0.23383 | -0.11319 | -0.025951 | -0.086087 | -0.078569 | -0.027182 | 47.4206 | 46.9206 | 45.4661 | 45.1934 | 45.4206 | 45.3751 | 44.4206 | 45.3979 | 47.8524 | 50.8183 | 53.0114 | 53.2841 | 54.0455 | 55.0455 | 55.9772 | 55.0569 | 54.3183 | 50.932 | 49.432 | 48.7161 | 46.7844 | 47.9434 | 46.2275 | 45.5003 | 0.30054 | 0.24187 | 0.20525 | 0.26961 | 0.33222 | 0.40136 | 0.35834 | 0.34402 | 0.18205 | 0.32352 | 0.29457 | 0.2757 | 0.24789 | 0.23168 | 0.24474 | 0.32994 | 0.27835 | 0.30145 | 0.3602 | 0.40138 | 0.42665 | 0.45279 | 0.40522 | 0.35787
Portfolio Adjusted1-in-10AllAll2019Typical Event Day | Portfolio Adjusted | 1-in-10 | All | All | 2019 | Typical Event Day | 8 | 28.8796 | 27.8416 | 27.1796 | 27.0516 | 28.1371 | 30.9902 | 34.6628 | 38.6692 | 42.8898 | 46.3451 | 49.2096 | 50.6718 | 51.339 | 51.7094 | 51.4565 | 50.3412 | 48.4674 | 45.8471 | 42.3054 | 40.7288 | 39.4953 | 36.88 | 33.8658 | 31.3454 | 0.0022724 | 0.046924 | 0.029682 | 0.059995 | 0.020733 | 0.057421 | -0.10901 | 0.049358 | 0.14435 | 0.17126 | 0.45532 | 1.8485 | 1.8755 | 1.7626 | 1.6979 | 1.7451 | 1.7337 | 1.5465 | 0.55682 | 0.35777 | 0.25676 | 0.18194 | 0.19202 | 0.19186 | 70.0295 | 69.1459 | 68.6266 | 68.2144 | 68.0228 | 67.4954 | 68.21 | 72.1779 | 78.0555 | 82.9051 | 89.0003 | 92.1506 | 93.458 | 93.1675 | 92.4265 | 91.9621 | 90.2524 | 88.4285 | 85.899 | 81.7832 | 77.9437 | 75.2299 | 73.9356 | 72.5969 | 0.24813 | 0.19842 | 0.16628 | 0.21768 | 0.26756 | 0.33146 | 0.29221 | 0.28308 | 0.15422 | 0.28543 | 0.27127 | 0.26375 | 0.24238 | 0.23019 | 0.24449 | 0.32582 | 0.26603 | 0.27274 | 0.31538 | 0.35195 | 0.37317 | 0.39023 | 0.34694 | 0.30299
Portfolio Adjusted1-in-10AllAll2020January Monthly Peak | Portfolio Adjusted | 1-in-10 | All | All | 2020 | January Monthly Peak | 1 | 22.5457 | 22.0059 | 21.8717 | 22.0575 | 23.2273 | 25.6489 | 29.4599 | 32.1572 | 33.6719 | 33.76 | 33.5245 | 32.805 | 32.1516 | 31.6059 | 30.9462 | 30.276 | 30.1325 | 31.3516 | 30.9858 | 29.7877 | 28.6754 | 27.277 | 25.4812 | 24.0823 | -0.057375 | 0.036092 | -0.043001 | -0.04938 | -0.16215 | -0.32165 | -0.40088 | -0.52001 | -0.34234 | -0.066644 | 0.13953 | 0.91179 | 0.83097 | 0.75762 | 0.72192 | 0.55356 | 0.56628 | 0.3609 | -0.28274 | -0.1414 | -0.042297 | -0.10259 | -0.095568 | -0.040457 | 42.296 | 41.296 | 40.3188 | 39.7505 | 39.2277 | 38.4777 | 38.4549 | 38.4891 | 45.7386 | 51.1931 | 55.1362 | 56.8862 | 57.9317 | 58.1589 | 57.9431 | 56.2728 | 54.8411 | 52.4208 | 50.7049 | 47.7505 | 46.296 | 45.5574 | 46.9322 | 46.4435 | 0.30775 | 0.24652 | 0.20983 | 0.27677 | 0.34469 | 0.42195 | 0.38347 | 0.37036 | 0.19429 | 0.34265 | 0.31276 | 0.29132 | 0.26221 | 0.24456 | 0.25637 | 0.34509 | 0.28894 | 0.31092 | 0.37436 | 0.41592 | 0.44217 | 0.46892 | 0.42133 | 0.37223
Portfolio Adjusted1-in-10AllAll2020February Monthly Peak | Portfolio Adjusted | 1-in-10 | All | All | 2020 | February Monthly Peak | 2 | 23.3182 | 22.6807 | 22.4217 | 22.5516 | 23.5835 | 25.9343 | 29.4676 | 31.8939 | 33.7877 | 34.612 | 35.2273 | 35.2551 | 35.2321 | 35.2271 | 34.8715 | 33.9119 | 32.9495 | 33.0936 | 32.9086 | 31.4676 | 30.1982 | 28.486 | 26.4001 | 24.8012 | -0.048783 | 0.037591 | -0.032113 | -0.03305 | -0.13307 | -0.26064 | -0.35093 | -0.42222 | -0.26444 | -0.032459 | 0.17958 | 1.0332 | 0.97586 | 0.90556 | 0.8711 | 0.72072 | 0.72071 | 0.51826 | -0.1673 | -0.072726 | -0.00078159 | -0.062676 | -0.054464 | -0.0071322 | 52.4095 | 51.9323 | 51.8867 | 50.9323 | 51.6595 | 50.9437 | 51.6709 | 52.1253 | 52.3525 | 53.7728 | 54.5342 | 55.0342 | 55.8298 | 54.1025 | 53.3412 | 52.1025 | 49.8525 | 48.1367 | 47.3639 | 48.1139 | 47.8639 | 46.9209 | 47.8639 | 46.8981 | 0.28963 | 0.23143 | 0.19546 | 0.25788 | 0.31813 | 0.38794 | 0.352 | 0.33632 | 0.17786 | 0.31623 | 0.29273 | 0.27752 | 0.25311 | 0.23926 | 0.25327 | 0.33701 | 0.27639 | 0.29527 | 0.35715 | 0.39651 | 0.42124 | 0.44363 | 0.39523 | 0.34804
Portfolio Adjusted1-in-10AllAll2020March Monthly Peak | Portfolio Adjusted | 1-in-10 | All | All | 2020 | March Monthly Peak | 3 | 25.0312 | 24.2079 | 23.7026 | 23.5795 | 24.3881 | 26.6919 | 30.4691 | 33.0245 | 35.5768 | 37.6049 | 39.5155 | 40.6149 | 41.296 | 42.0572 | 42.0232 | 40.9653 | 39.3101 | 37.4443 | 35.6653 | 35.115 | 33.6306 | 31.4967 | 28.9376 | 26.8519 | -0.02726 | 0.040434 | -0.0065623 | 0.0051155 | -0.066073 | -0.12381 | -0.24174 | -0.22078 | -0.095875 | 0.047248 | 0.28399 | 1.3432 | 1.3271 | 1.2582 | 1.2182 | 1.1351 | 1.1197 | 0.90694 | 0.12032 | 0.098882 | 0.10184 | 0.035564 | 0.04432 | 0.072065 | 56.2281 | 54.5123 | 53.0009 | 53.4553 | 53.9096 | 54.0912 | 54.0684 | 56.2614 | 63.1588 | 68.8404 | 73.1246 | 75.9202 | 79.136 | 78.9544 | 76.0676 | 72.75 | 72.4886 | 71.0342 | 67.4438 | 63.0009 | 61.7509 | 59.7851 | 59.7395 | 57.7851 | 0.2509 | 0.20056 | 0.16805 | 0.21894 | 0.2662 | 0.3263 | 0.2978 | 0.28749 | 0.15427 | 0.28054 | 0.26506 | 0.25694 | 0.23653 | 0.22747 | 0.24259 | 0.32089 | 0.25959 | 0.26621 | 0.31277 | 0.35442 | 0.37669 | 0.39573 | 0.35001 | 0.30499
Portfolio Adjusted1-in-10AllAll2020April Monthly Peak | Portfolio Adjusted | 1-in-10 | All | All | 2020 | April Monthly Peak | 4 | 26.523 | 25.5215 | 24.9273 | 24.7517 | 25.6156 | 28.0502 | 31.3795 | 34.6477 | 38.6969 | 42.2069 | 45.148 | 46.8436 | 47.6576 | 48.2625 | 47.9467 | 46.5862 | 44.3831 | 41.6895 | 38.4372 | 37.9216 | 36.6086 | 34.1424 | 31.239 | 28.8737 | -0.0053457 | 0.043167 | 0.019158 | 0.043128 | -0.002442 | 0.0078759 | -0.13573 | -0.020939 | 0.076864 | 0.13427 | 0.40274 | 1.6923 | 1.7121 | 1.6177 | 1.5519 | 1.5513 | 1.5193 | 1.3181 | 0.41704 | 0.27718 | 0.20809 | 0.1387 | 0.14781 | 0.15501 | 62.7164 | 61.9207 | 60.2052 | 61.3993 | 60.3993 | 60.6036 | 59.8641 | 67.0788 | 77.7828 | 84.0207 | 88.3396 | 91.6234 | 92.8727 | 91.9537 | 91.0097 | 90.0562 | 88.1692 | 86.6482 | 83.9315 | 78.4888 | 73.3762 | 69.9792 | 64.6713 | 63.1382 | 0.23439 | 0.18632 | 0.15615 | 0.20318 | 0.24803 | 0.30443 | 0.27136 | 0.26404 | 0.14512 | 0.27169 | 0.26046 | 0.25501 | 0.23502 | 0.22468 | 0.23743 | 0.31322 | 0.25173 | 0.25553 | 0.29289 | 0.33175 | 0.35403 | 0.37202 | 0.32992 | 0.28838
Portfolio Adjusted1-in-10AllAll2020May Monthly Peak | Portfolio Adjusted | 1-in-10 | All | All | 2020 | May Monthly Peak | 5 | 26.5123 | 25.6044 | 25.0246 | 24.904 | 25.8529 | 28.3029 | 31.3934 | 35.4213 | 39.8136 | 43.1981 | 45.8993 | 47.4642 | 48.0951 | 48.473 | 48.0039 | 46.5032 | 44.2353 | 41.5135 | 38.2792 | 37.4553 | 36.7005 | 34.1427 | 31.301 | 28.94 | -0.0018321 | 0.043414 | 0.023124 | 0.0492 | 0.0077215 | 0.029061 | -0.11995 | 0.010509 | 0.10781 | 0.15241 | 0.42999 | 1.766 | 1.7844 | 1.6746 | 1.602 | 1.6135 | 1.5797 | 1.3829 | 0.46902 | 0.30717 | 0.22647 | 0.15452 | 0.16394 | 0.16732 | 65.967 | 65.4556 | 65.8756 | 65.6028 | 64.6142 | 63.8756 | 63.1371 | 68.9201 | 79.6345 | 85.1003 | 88.9302 | 92.3617 | 92.3274 | 90.6345 | 90.6231 | 88.6916 | 85.5216 | 83.783 | 81.9086 | 80.1358 | 74.2386 | 69.8414 | 68.8185 | 67.1256 | 0.23169 | 0.18527 | 0.1552 | 0.20311 | 0.24945 | 0.30658 | 0.2716 | 0.26869 | 0.14963 | 0.27991 | 0.26695 | 0.26085 | 0.23935 | 0.22713 | 0.23952 | 0.31568 | 0.25364 | 0.25774 | 0.29571 | 0.33331 | 0.35627 | 0.37043 | 0.32912 | 0.28691
Portfolio Adjusted1-in-10AllAll2020June Monthly Peak | Portfolio Adjusted | 1-in-10 | All | All | 2020 | June Monthly Peak | 6 | 27.0056 | 26.062 | 25.4667 | 25.3132 | 26.2519 | 28.5415 | 31.5535 | 35.5057 | 39.3981 | 42.6782 | 45.3367 | 46.7608 | 47.2359 | 47.4639 | 47.0632 | 45.85 | 44.1072 | 41.703 | 38.7179 | 37.1594 | 36.5556 | 34.3085 | 31.5955 | 29.2289 | -0.0086546 | 0.044425 | 0.016243 | 0.039474 | -0.011682 | -0.010645 | -0.15377 | -0.05005 | 0.055095 | 0.12643 | 0.39853 | 1.686 | 1.689 | 1.5825 | 1.5182 | 1.5126 | 1.5004 | 1.2964 | 0.39089 | 0.25762 | 0.19843 | 0.12729 | 0.13734 | 0.14758 | 65.3634 | 62.6717 | 61.7174 | 61.7051 | 61.4779 | 60.7736 | 62.1948 | 70.6236 | 75.9519 | 79.6683 | 84.5547 | 87.2587 | 88.9975 | 89.5087 | 87.0878 | 87.1459 | 86.895 | 84.4181 | 82.2264 | 79.5669 | 75.9438 | 72.2729 | 70.5343 | 68.1134 | 0.24324 | 0.19414 | 0.16284 | 0.2123 | 0.25988 | 0.31744 | 0.27989 | 0.27641 | 0.15134 | 0.28118 | 0.26802 | 0.26119 | 0.23899 | 0.22665 | 0.23971 | 0.31801 | 0.25905 | 0.26407 | 0.3052 | 0.33926 | 0.36404 | 0.38138 | 0.34009 | 0.29701
Portfolio Adjusted1-in-10AllAll2020July Monthly Peak | Portfolio Adjusted | 1-in-10 | All | All | 2020 | July Monthly Peak | 7 | 28.4674 | 27.4883 | 26.828 | 26.7141 | 27.7772 | 30.4626 | 33.7345 | 37.7248 | 41.6249 | 44.9901 | 47.7038 | 49.1164 | 49.7435 | 50.0589 | 49.7697 | 48.8819 | 47.2002 | 44.5864 | 41.1066 | 39.2775 | 38.575 | 36.23 | 33.3584 | 30.8899 | 0.0033578 | 0.046475 | 0.030601 | 0.061169 | 0.023805 | 0.063425 | -0.10177 | 0.058906 | 0.15101 | 0.17354 | 0.45526 | 1.8277 | 1.8547 | 1.7401 | 1.6721 | 1.7327 | 1.7275 | 1.5361 | 0.56029 | 0.35649 | 0.25686 | 0.1838 | 0.19418 | 0.19327 | 71.0801 | 71.5229 | 71.0343 | 70.7958 | 70.103 | 70.0915 | 69.6144 | 72.75 | 76.6127 | 81.067 | 86.1797 | 91.2581 | 91.5539 | 91.8839 | 92.1339 | 91.3039 | 87.4068 | 84.7369 | 83.567 | 81.3856 | 78.1127 | 74.9542 | 73.7157 | 72.7729 | 0.24486 | 0.19617 | 0.16428 | 0.21513 | 0.26488 | 0.32679 | 0.28712 | 0.27998 | 0.15207 | 0.28244 | 0.26852 | 0.26062 | 0.2393 | 0.2269 | 0.24036 | 0.32229 | 0.26404 | 0.26892 | 0.30916 | 0.34238 | 0.36612 | 0.38367 | 0.34192 | 0.29911
Portfolio Adjusted1-in-10AllAll2020August Monthly Peak | Portfolio Adjusted | 1-in-10 | All | All | 2020 | August Monthly Peak | 8 | 29.1718 | 28.1181 | 27.4485 | 27.3184 | 28.4255 | 31.3254 | 35.034 | 39.1262 | 43.4809 | 47.0764 | 50.0633 | 51.5759 | 52.2473 | 52.5859 | 52.295 | 51.1452 | 49.2144 | 46.5476 | 42.9112 | 41.2877 | 39.9984 | 37.3262 | 34.2706 | 31.7196 | 0.0054023 | 0.047782 | 0.033624 | 0.066011 | 0.030118 | 0.077263 | -0.095709 | 0.078111 | 0.1711 | 0.18627 | 0.47901 | 1.918 | 1.9506 | 1.8316 | 1.7625 | 1.823 | 1.8098 | 1.624 | 0.60859 | 0.38842 | 0.2751 | 0.19862 | 0.20885 | 0.2057 | 73.0637 | 72.2555 | 71.6555 | 70.5196 | 70.4456 | 70.2456 | 69.5006 | 72.3707 | 79.1615 | 83.7062 | 89.1968 | 90.7976 | 92.6065 | 91.0248 | 91.4146 | 91.2611 | 89.9245 | 89.5153 | 85.4436 | 82.2897 | 78.1822 | 76.3626 | 75.2084 | 75.1729 | 0.25171 | 0.20122 | 0.16865 | 0.22075 | 0.27156 | 0.3367 | 0.29671 | 0.28757 | 0.15706 | 0.29169 | 0.27798 | 0.27044 | 0.24856 | 0.23581 | 0.25025 | 0.33343 | 0.27198 | 0.27876 | 0.32187 | 0.35879 | 0.37988 | 0.3968 | 0.35272 | 0.30803
Portfolio Adjusted1-in-10AllAll2020September Monthly Peak | Portfolio Adjusted | 1-in-10 | All | All | 2020 | September Monthly Peak | 9 | 29.5986 | 28.5722 | 27.9211 | 27.8563 | 29.1067 | 32.1807 | 36.5978 | 40.7568 | 45.8675 | 50.029 | 53.1376 | 54.7645 | 55.3631 | 55.6267 | 55.1446 | 53.4934 | 50.9123 | 47.9275 | 44.3885 | 43.3979 | 41.0832 | 38.0647 | 34.7697 | 32.1628 | 0.0095396 | 0.04733 | 0.037969 | 0.072342 | 0.042554 | 0.10332 | -0.076313 | 0.11902 | 0.21165 | 0.21164 | 0.52037 | 2.0576 | 2.0957 | 1.9632 | 1.8825 | 1.946 | 1.9076 | 1.7197 | 0.6774 | 0.43336 | 0.29747 | 0.21807 | 0.22642 | 0.21878 | 70.6146 | 70.1375 | 70.1031 | 69.8417 | 70.0687 | 68.876 | 71.5344 | 72.9656 | 80.4865 | 87.1677 | 96.0511 | 99.2667 | 100.6521 | 100.2323 | 99.0511 | 98.1198 | 96.7688 | 95.0302 | 92.349 | 83.8854 | 79.5344 | 77.3302 | 76.2844 | 74.3302 | 0.24864 | 0.19888 | 0.1669 | 0.21901 | 0.27167 | 0.33735 | 0.30306 | 0.29396 | 0.16315 | 0.30688 | 0.2925 | 0.28499 | 0.26158 | 0.24744 | 0.26166 | 0.34541 | 0.27808 | 0.284 | 0.32929 | 0.37038 | 0.38555 | 0.39926 | 0.35192 | 0.30676
Portfolio Adjusted1-in-10AllAll2020October Monthly Peak | Portfolio Adjusted | 1-in-10 | All | All | 2020 | October Monthly Peak | 10 | 27.994 | 27.0288 | 26.4006 | 26.2587 | 27.2885 | 29.844 | 33.9231 | 37.2908 | 41.5292 | 45.3652 | 48.6406 | 50.674 | 51.6666 | 52.4146 | 52.108 | 50.5723 | 48.0598 | 44.9814 | 42.5717 | 40.8648 | 38.5231 | 35.7088 | 32.714 | 30.2968 | -0.0015851 | 0.046531 | 0.02518 | 0.053146 | 0.009353 | 0.033111 | -0.1268 | 0.014465 | 0.11498 | 0.1596 | 0.45032 | 1.861 | 1.8881 | 1.7864 | 1.7179 | 1.7365 | 1.7039 | 1.4938 | 0.51729 | 0.3327 | 0.23874 | 0.16289 | 0.1731 | 0.17749 | 68.6039 | 66.6488 | 66.8312 | 66.5803 | 65.092 | 64.8193 | 64.1025 | 67.4431 | 75.8943 | 83.3019 | 89.0523 | 91.2799 | 91.667 | 92.4285 | 91.2253 | 89.9395 | 89.9282 | 87.5438 | 82.9303 | 79.4998 | 75.5583 | 72.341 | 69.9337 | 69.3883 | 0.24827 | 0.19837 | 0.16604 | 0.21669 | 0.26636 | 0.32522 | 0.2911 | 0.28253 | 0.1554 | 0.29041 | 0.27848 | 0.273 | 0.2513 | 0.24042 | 0.2549 | 0.33702 | 0.27175 | 0.2765 | 0.32283 | 0.35766 | 0.37277 | 0.38636 | 0.34406 | 0.30199
Portfolio Adjusted1-in-10AllAll2020November Monthly Peak | Portfolio Adjusted | 1-in-10 | All | All | 2020 | November Monthly Peak | 11 | 25.9402 | 25.1654 | 24.6778 | 24.664 | 25.7151 | 28.0918 | 31.1981 | 34.511 | 38.2808 | 41.4856 | 44.2098 | 45.7616 | 46.516 | 47.1035 | 46.6813 | 45.0157 | 43.0703 | 41.8356 | 38.6635 | 36.5479 | 34.719 | 32.3757 | 29.8422 | 27.8069 | -0.0099583 | 0.043284 | 0.014134 | 0.036232 | -0.016076 | -0.019682 | -0.15943 | -0.063025 | 0.042381 | 0.11978 | 0.39098 | 1.6638 | 1.676 | 1.5842 | 1.5221 | 1.4973 | 1.4719 | 1.2787 | 0.36761 | 0.24074 | 0.18448 | 0.11561 | 0.12519 | 0.13749 | 63.1561 | 62.3744 | 60.9381 | 61.645 | 61.2551 | 60.6454 | 59.8654 | 63.3183 | 71.3703 | 78.8884 | 82.8158 | 86.6342 | 87.8426 | 88.0081 | 87.8072 | 86.9798 | 83.9269 | 77.8094 | 72.3744 | 68.0396 | 66.2393 | 63.094 | 62.2574 | 61.0585 | 0.23813 | 0.19047 | 0.15987 | 0.2096 | 0.25872 | 0.31414 | 0.2782 | 0.27301 | 0.15003 | 0.28023 | 0.26842 | 0.26231 | 0.24172 | 0.23151 | 0.24543 | 0.32313 | 0.2604 | 0.26643 | 0.30394 | 0.33372 | 0.35226 | 0.36782 | 0.3279 | 0.28852
Portfolio Adjusted1-in-10AllAll2020December Monthly Peak | Portfolio Adjusted | 1-in-10 | All | All | 2020 | December Monthly Peak | 12 | 22.87 | 22.3605 | 22.1601 | 22.2799 | 23.3033 | 25.535 | 28.4546 | 31.1005 | 33.0127 | 33.6616 | 33.8233 | 33.421 | 32.9444 | 32.5629 | 32.0342 | 31.2395 | 31.0099 | 32.0401 | 31.3084 | 30.0379 | 28.8736 | 27.4469 | 25.6299 | 24.1985 | -0.054591 | 0.037243 | -0.039373 | -0.043518 | -0.15143 | -0.29555 | -0.37205 | -0.46891 | -0.30533 | -0.052419 | 0.15134 | 0.93846 | 0.86402 | 0.79179 | 0.75939 | 0.6047 | 0.62011 | 0.42142 | -0.23609 | -0.11428 | -0.026201 | -0.086918 | -0.079328 | -0.027444 | 47.4223 | 46.9223 | 45.4682 | 45.1953 | 45.4223 | 45.3763 | 44.4223 | 45.3993 | 47.8534 | 50.8189 | 53.0115 | 53.2845 | 54.0459 | 55.0459 | 55.977 | 55.0574 | 54.3189 | 50.9338 | 49.4338 | 48.7182 | 46.7871 | 47.9453 | 46.2297 | 45.5027 | 0.30344 | 0.2442 | 0.20723 | 0.27221 | 0.33543 | 0.40524 | 0.3618 | 0.34734 | 0.1838 | 0.32664 | 0.29742 | 0.27834 | 0.25027 | 0.2339 | 0.24709 | 0.33312 | 0.28103 | 0.30435 | 0.36368 | 0.40525 | 0.43077 | 0.45716 | 0.40914 | 0.36133
Portfolio Adjusted1-in-10AllAll2020Typical Event Day | Portfolio Adjusted | 1-in-10 | All | All | 2020 | Typical Event Day | 8 | 28.9897 | 27.9493 | 27.2852 | 27.157 | 28.2474 | 31.1123 | 34.7952 | 38.8116 | 43.0394 | 46.5009 | 49.3713 | 50.8346 | 51.5028 | 51.873 | 51.6183 | 50.4988 | 48.62 | 45.9935 | 42.445 | 40.8641 | 39.6269 | 37.0056 | 33.987 | 31.4622 | 0.002296 | 0.04741 | 0.02999 | 0.060617 | 0.020948 | 0.058016 | -0.11014 | 0.04987 | 0.14585 | 0.17304 | 0.46004 | 1.8643 | 1.8916 | 1.7775 | 1.7121 | 1.7598 | 1.7485 | 1.5595 | 0.56259 | 0.36148 | 0.25942 | 0.18383 | 0.19402 | 0.19385 | 70.0305 | 69.1469 | 68.6277 | 68.2156 | 68.0239 | 67.4968 | 68.2111 | 72.1774 | 78.053 | 82.9022 | 88.9955 | 92.1451 | 93.4524 | 93.1623 | 92.4218 | 91.9576 | 90.2487 | 88.425 | 85.8964 | 81.7818 | 77.9432 | 75.23 | 73.9357 | 72.5974 | 0.2507 | 0.20048 | 0.16801 | 0.21994 | 0.27034 | 0.3349 | 0.29524 | 0.28601 | 0.15582 | 0.28839 | 0.27409 | 0.26644 | 0.24485 | 0.23253 | 0.24698 | 0.32916 | 0.26875 | 0.27553 | 0.31865 | 0.3556 | 0.37704 | 0.39428 | 0.35054 | 0.30614
Portfolio Adjusted1-in-10AllAll2021January Monthly Peak | Portfolio Adjusted | 1-in-10 | All | All | 2021 | January Monthly Peak | 1 | 22.6269 | 22.0852 | 21.9507 | 22.1368 | 23.3114 | 25.7406 | 29.5624 | 32.2676 | 33.7842 | 33.8721 | 33.6371 | 32.9145 | 32.26 | 31.7125 | 31.0503 | 30.3783 | 30.234 | 31.4526 | 31.0847 | 29.8831 | 28.7687 | 27.3671 | 25.569 | 24.1677 | -0.057934 | 0.036444 | -0.04342 | -0.049861 | -0.16373 | -0.32479 | -0.40478 | -0.52507 | -0.34568 | -0.067293 | 0.14089 | 0.91875 | 0.83719 | 0.76315 | 0.72714 | 0.55718 | 0.57003 | 0.36253 | -0.28549 | -0.14278 | -0.042709 | -0.10359 | -0.096499 | -0.040851 | 42.2989 | 41.2989 | 40.3219 | 39.7529 | 39.2299 | 38.4799 | 38.4569 | 38.4914 | 45.7385 | 51.1925 | 55.135 | 56.885 | 57.931 | 58.158 | 57.9425 | 56.273 | 54.842 | 52.4224 | 50.7069 | 47.7529 | 46.2989 | 45.5604 | 46.9339 | 46.4454 | 0.31075 | 0.24892 | 0.21187 | 0.27947 | 0.34805 | 0.42607 | 0.3872 | 0.37397 | 0.19618 | 0.34599 | 0.31581 | 0.29415 | 0.26475 | 0.24693 | 0.25886 | 0.34844 | 0.29174 | 0.31394 | 0.37801 | 0.41997 | 0.44648 | 0.47349 | 0.42544 | 0.37586
Portfolio Adjusted1-in-10AllAll2021February Monthly Peak | Portfolio Adjusted | 1-in-10 | All | All | 2021 | February Monthly Peak | 2 | 23.4035 | 22.7639 | 22.5038 | 22.6341 | 23.6702 | 26.0284 | 29.5729 | 32.0061 | 33.9026 | 34.7273 | 35.3443 | 35.3707 | 35.348 | 35.3424 | 34.9852 | 34.0222 | 33.0568 | 33.2003 | 33.0136 | 31.5689 | 30.2973 | 28.5811 | 26.4919 | 24.8903 | -0.049263 | 0.037961 | -0.032429 | -0.033375 | -0.13438 | -0.26321 | -0.35438 | -0.42638 | -0.26704 | -0.032778 | 0.18135 | 1.0412 | 0.98333 | 0.91234 | 0.87755 | 0.72575 | 0.72581 | 0.52134 | -0.16895 | -0.073441 | -0.00078927 | -0.063292 | -0.054999 | -0.0072024 | 52.4111 | 51.9341 | 51.8881 | 50.9341 | 51.6611 | 50.9456 | 51.6726 | 52.1266 | 52.3536 | 53.773 | 54.5345 | 55.0345 | 55.8305 | 54.1036 | 53.342 | 52.1036 | 49.8536 | 48.1381 | 47.3651 | 48.1151 | 47.8651 | 46.9226 | 47.8651 | 46.8996 | 0.29248 | 0.23371 | 0.19738 | 0.26041 | 0.32126 | 0.39175 | 0.35546 | 0.33963 | 0.17961 | 0.31934 | 0.29561 | 0.28023 | 0.25558 | 0.24159 | 0.25574 | 0.34031 | 0.2791 | 0.29816 | 0.36066 | 0.40041 | 0.42538 | 0.44799 | 0.39911 | 0.35146
Portfolio Adjusted1-in-10AllAll2021March Monthly Peak | Portfolio Adjusted | 1-in-10 | All | All | 2021 | March Monthly Peak | 3 | 25.1229 | 24.2975 | 23.7903 | 23.6665 | 24.4781 | 26.7904 | 30.58 | 33.1441 | 35.7009 | 37.7321 | 39.6469 | 40.7472 | 41.4295 | 42.1922 | 42.1573 | 41.0945 | 39.434 | 37.5629 | 35.7794 | 35.2271 | 33.7404 | 31.6019 | 29.0385 | 26.9488 | -0.027531 | 0.040835 | -0.0066274 | 0.0051662 | -0.066728 | -0.12504 | -0.24414 | -0.22297 | -0.096827 | 0.047717 | 0.28681 | 1.3541 | 1.3377 | 1.2681 | 1.2277 | 1.1438 | 1.1284 | 0.91361 | 0.12151 | 0.099864 | 0.10285 | 0.035917 | 0.04476 | 0.07278 | 56.2303 | 54.5149 | 53.0034 | 53.4573 | 53.9112 | 54.0921 | 54.0691 | 56.2615 | 63.1579 | 68.8388 | 73.1233 | 75.9194 | 79.1348 | 78.9539 | 76.0657 | 72.75 | 72.4885 | 71.0345 | 67.4458 | 63.0034 | 61.7534 | 59.7879 | 59.7418 | 57.7879 | 0.25339 | 0.20255 | 0.16972 | 0.22111 | 0.26884 | 0.32954 | 0.30076 | 0.29035 | 0.1558 | 0.28332 | 0.26769 | 0.25946 | 0.23885 | 0.22969 | 0.24496 | 0.32406 | 0.26214 | 0.26883 | 0.31588 | 0.35794 | 0.38043 | 0.39965 | 0.35349 | 0.30802
Portfolio Adjusted1-in-10AllAll2021April Monthly Peak | Portfolio Adjusted | 1-in-10 | All | All | 2021 | April Monthly Peak | 4 | 26.6217 | 25.6173 | 25.0213 | 24.8448 | 25.7125 | 28.1563 | 31.496 | 34.774 | 38.8309 | 42.3481 | 45.296 | 46.9938 | 47.8091 | 48.4149 | 48.0966 | 46.7304 | 44.5204 | 41.8198 | 38.5599 | 38.0421 | 36.727 | 34.2559 | 31.3484 | 28.9793 | -0.0053992 | 0.043599 | 0.01935 | 0.04356 | -0.0024664 | 0.0079548 | -0.13709 | -0.021149 | 0.077634 | 0.13561 | 0.40677 | 1.7063 | 1.7262 | 1.6309 | 1.5644 | 1.5639 | 1.5317 | 1.3287 | 0.42122 | 0.27996 | 0.21017 | 0.14009 | 0.14929 | 0.15656 | 62.7185 | 61.9224 | 60.2072 | 61.4008 | 60.4008 | 60.6047 | 59.8653 | 67.0771 | 77.7781 | 84.0159 | 88.3355 | 91.6196 | 92.8689 | 91.9508 | 91.0072 | 90.0543 | 88.1684 | 86.6472 | 83.9308 | 78.4887 | 73.3775 | 69.9815 | 64.6756 | 63.1421 | 0.23674 | 0.18818 | 0.15771 | 0.20522 | 0.25051 | 0.30748 | 0.27408 | 0.26668 | 0.14657 | 0.27442 | 0.26307 | 0.25752 | 0.23733 | 0.22689 | 0.23976 | 0.31633 | 0.25422 | 0.25806 | 0.29582 | 0.33507 | 0.35757 | 0.37574 | 0.33323 | 0.29127
Portfolio Adjusted1-in-10AllAll2021May Monthly Peak | Portfolio Adjusted | 1-in-10 | All | All | 2021 | May Monthly Peak | 5 | 26.6117 | 25.7016 | 25.1198 | 24.999 | 25.9523 | 28.412 | 31.5126 | 35.5526 | 39.9548 | 43.347 | 46.0546 | 47.6216 | 48.2533 | 48.6307 | 48.1587 | 46.6522 | 44.3771 | 41.6482 | 38.4063 | 37.5795 | 36.8223 | 34.2581 | 31.4124 | 29.0471 | -0.0018506 | 0.043853 | 0.023358 | 0.049698 | 0.0077995 | 0.029355 | -0.12116 | 0.010615 | 0.1089 | 0.15395 | 0.43433 | 1.7809 | 1.7994 | 1.6885 | 1.6152 | 1.6269 | 1.5928 | 1.3943 | 0.47376 | 0.31027 | 0.22876 | 0.15608 | 0.16559 | 0.16901 | 65.9692 | 65.4577 | 65.8769 | 65.6038 | 64.6154 | 63.8769 | 63.1384 | 68.9192 | 79.6308 | 85.0962 | 88.927 | 92.3577 | 92.3231 | 90.6308 | 90.6193 | 88.6885 | 85.5193 | 83.7808 | 81.9077 | 80.1346 | 74.2385 | 69.8423 | 68.8192 | 67.1269 | 0.23403 | 0.18714 | 0.15677 | 0.20516 | 0.25197 | 0.30968 | 0.27434 | 0.2714 | 0.15114 | 0.28274 | 0.26965 | 0.26345 | 0.24173 | 0.22939 | 0.2419 | 0.31884 | 0.25617 | 0.26031 | 0.2987 | 0.33668 | 0.35987 | 0.37418 | 0.33245 | 0.28981
Portfolio Adjusted1-in-10AllAll2021June Monthly Peak | Portfolio Adjusted | 1-in-10 | All | All | 2021 | June Monthly Peak | 6 | 27.1088 | 26.1626 | 25.5656 | 25.4113 | 26.3543 | 28.6531 | 31.6748 | 35.6391 | 39.5391 | 42.8256 | 45.4904 | 46.9162 | 47.3916 | 47.6192 | 47.2161 | 45.9981 | 44.2503 | 41.8392 | 38.8473 | 37.2843 | 36.6785 | 34.4258 | 31.7091 | 29.3384 | -0.0087428 | 0.044878 | 0.016409 | 0.039876 | -0.011801 | -0.010753 | -0.15533 | -0.05056 | 0.055657 | 0.12772 | 0.40259 | 1.7003 | 1.7032 | 1.5956 | 1.5307 | 1.525 | 1.5128 | 1.3069 | 0.39488 | 0.26025 | 0.20046 | 0.12859 | 0.13874 | 0.14908 | 65.3645 | 62.6734 | 61.7196 | 61.7071 | 61.4802 | 60.7764 | 62.1968 | 70.6223 | 75.9489 | 79.6649 | 84.5501 | 87.2537 | 88.9924 | 89.5037 | 87.0836 | 87.1423 | 86.8914 | 84.4147 | 82.2236 | 79.565 | 75.9432 | 72.2731 | 70.5346 | 68.1145 | 0.24572 | 0.19612 | 0.1645 | 0.21446 | 0.26253 | 0.32067 | 0.28275 | 0.27923 | 0.15288 | 0.28404 | 0.27075 | 0.26382 | 0.24138 | 0.22892 | 0.24211 | 0.32123 | 0.26165 | 0.26673 | 0.30831 | 0.34272 | 0.36775 | 0.38527 | 0.34356 | 0.30004
Portfolio Adjusted1-in-10AllAll2021July Monthly Peak | Portfolio Adjusted | 1-in-10 | All | All | 2021 | July Monthly Peak | 7 | 28.5752 | 27.5939 | 26.9315 | 26.8173 | 27.8856 | 30.582 | 33.8637 | 37.8648 | 41.7716 | 45.1436 | 47.8633 | 49.2767 | 49.9047 | 50.2195 | 49.9282 | 49.0372 | 47.3511 | 44.73 | 41.2425 | 39.4081 | 38.7031 | 36.3523 | 33.4767 | 31.0043 | 0.0033923 | 0.046952 | 0.030915 | 0.061798 | 0.02405 | 0.064078 | -0.10282 | 0.059512 | 0.15256 | 0.17532 | 0.45994 | 1.8433 | 1.8705 | 1.7547 | 1.6861 | 1.7473 | 1.7422 | 1.549 | 0.56605 | 0.36015 | 0.25951 | 0.18569 | 0.19618 | 0.19526 | 71.0809 | 71.5231 | 71.0347 | 70.7962 | 70.104 | 70.0925 | 69.6156 | 72.75 | 76.6113 | 81.0651 | 86.1764 | 91.253 | 91.5493 | 91.8802 | 92.1302 | 91.2993 | 87.4033 | 84.7342 | 83.5651 | 81.3844 | 78.1113 | 74.9538 | 73.7153 | 72.7731 | 0.24737 | 0.19819 | 0.16597 | 0.21734 | 0.2676 | 0.33015 | 0.29007 | 0.28286 | 0.15364 | 0.28535 | 0.27128 | 0.26326 | 0.24172 | 0.22918 | 0.24278 | 0.32557 | 0.26672 | 0.27165 | 0.31234 | 0.3459 | 0.36989 | 0.38761 | 0.34544 | 0.30219
Portfolio Adjusted1-in-10AllAll2021August Monthly Peak | Portfolio Adjusted | 1-in-10 | All | All | 2021 | August Monthly Peak | 8 | 29.2839 | 28.2277 | 27.5559 | 27.4255 | 28.5379 | 31.4499 | 35.1688 | 39.2713 | 43.6337 | 47.2362 | 50.2296 | 51.7435 | 52.4161 | 52.7542 | 52.4614 | 51.3072 | 49.3709 | 46.6978 | 43.0541 | 41.426 | 40.1329 | 37.4542 | 34.3941 | 31.8387 | 0.0054583 | 0.048278 | 0.033973 | 0.066695 | 0.03043 | 0.078064 | -0.096702 | 0.078921 | 0.17287 | 0.18821 | 0.48398 | 1.9345 | 1.9674 | 1.8471 | 1.7773 | 1.8385 | 1.8253 | 1.6378 | 0.6149 | 0.39245 | 0.27795 | 0.20068 | 0.21102 | 0.20783 | 73.0644 | 72.2561 | 71.6561 | 70.5209 | 70.4461 | 70.2461 | 69.5016 | 72.3704 | 79.159 | 83.7031 | 89.1926 | 90.7934 | 92.6024 | 91.021 | 91.4106 | 91.2576 | 89.9216 | 89.5124 | 85.4419 | 82.2886 | 78.182 | 76.3622 | 75.2085 | 75.1726 | 0.25432 | 0.20331 | 0.1704 | 0.22304 | 0.27438 | 0.34019 | 0.29979 | 0.29055 | 0.15869 | 0.29472 | 0.28086 | 0.2732 | 0.25109 | 0.23821 | 0.2528 | 0.33686 | 0.27476 | 0.28161 | 0.32521 | 0.36251 | 0.38382 | 0.40092 | 0.35638 | 0.31123
Portfolio Adjusted1-in-10AllAll2021September Monthly Peak | Portfolio Adjusted | 1-in-10 | All | All | 2021 | September Monthly Peak | 9 | 29.7097 | 28.6808 | 28.0278 | 27.963 | 29.2197 | 32.306 | 36.7361 | 40.9059 | 46.0272 | 50.1983 | 53.314 | 54.9425 | 55.5422 | 55.8046 | 55.3198 | 53.6624 | 51.0734 | 48.0816 | 44.5357 | 43.5414 | 41.2205 | 38.1943 | 34.8936 | 32.2821 | 0.0096394 | 0.047825 | 0.038367 | 0.073099 | 0.042999 | 0.1044 | -0.077111 | 0.12027 | 0.21387 | 0.21386 | 0.52582 | 2.0755 | 2.1139 | 1.98 | 1.8984 | 1.9628 | 1.9242 | 1.7345 | 0.68448 | 0.43789 | 0.30058 | 0.22035 | 0.22879 | 0.22107 | 70.6158 | 70.1389 | 70.1042 | 69.8426 | 70.0695 | 68.8774 | 71.5347 | 72.9653 | 80.4837 | 87.1642 | 96.0438 | 99.259 | 100.6432 | 100.2243 | 99.0438 | 98.1132 | 96.7637 | 95.0253 | 92.3448 | 83.8842 | 79.5347 | 77.331 | 76.2847 | 74.331 | 0.25124 | 0.20096 | 0.16864 | 0.2213 | 0.27451 | 0.34088 | 0.30623 | 0.29703 | 0.16486 | 0.31009 | 0.29556 | 0.28792 | 0.26427 | 0.24997 | 0.26435 | 0.34899 | 0.28095 | 0.28694 | 0.33273 | 0.37426 | 0.38958 | 0.40343 | 0.3556 | 0.30997
Portfolio Adjusted1-in-10AllAll2021October Monthly Peak | Portfolio Adjusted | 1-in-10 | All | All | 2021 | October Monthly Peak | 10 | 28.1057 | 27.1378 | 26.5074 | 26.3648 | 27.3997 | 29.9651 | 34.0563 | 37.4349 | 41.6823 | 45.5261 | 48.8092 | 50.8451 | 51.839 | 52.588 | 52.2791 | 50.7377 | 48.2179 | 45.1321 | 42.716 | 41.0034 | 38.6561 | 35.8344 | 32.8356 | 30.4147 | -0.0016019 | 0.047022 | 0.025446 | 0.053707 | 0.0094517 | 0.03346 | -0.12814 | 0.014617 | 0.11619 | 0.16128 | 0.45508 | 1.8773 | 1.9046 | 1.8018 | 1.7325 | 1.7514 | 1.7187 | 1.5066 | 0.52274 | 0.33621 | 0.24126 | 0.1646 | 0.17493 | 0.17937 | 68.605 | 66.6504 | 66.832 | 66.5811 | 65.0929 | 64.82 | 64.1036 | 67.4425 | 75.8905 | 83.2971 | 89.0476 | 91.2749 | 91.6635 | 92.4251 | 91.2224 | 89.9362 | 89.9248 | 87.5416 | 82.9296 | 79.4998 | 75.5589 | 72.342 | 69.9356 | 69.3897 | 0.25089 | 0.20047 | 0.16779 | 0.21898 | 0.26917 | 0.32865 | 0.29417 | 0.28551 | 0.15704 | 0.29348 | 0.28142 | 0.27584 | 0.2539 | 0.24291 | 0.25754 | 0.34054 | 0.27458 | 0.27939 | 0.32624 | 0.36143 | 0.37671 | 0.39044 | 0.34769 | 0.30518
Portfolio Adjusted1-in-10AllAll2021November Monthly Peak | Portfolio Adjusted | 1-in-10 | All | All | 2021 | November Monthly Peak | 11 | 26.0452 | 25.268 | 24.7785 | 24.7645 | 25.8209 | 28.2063 | 31.323 | 34.6479 | 38.4262 | 41.6386 | 44.3701 | 45.9242 | 46.6802 | 47.2689 | 46.8447 | 45.1729 | 43.2203 | 41.9781 | 38.7967 | 36.675 | 34.8426 | 32.4935 | 29.9561 | 27.9175 | -0.010064 | 0.043745 | 0.014285 | 0.036617 | -0.016247 | -0.019892 | -0.16112 | -0.063695 | 0.042832 | 0.12105 | 0.39514 | 1.6785 | 1.6908 | 1.598 | 1.5352 | 1.5103 | 1.4848 | 1.2895 | 0.37152 | 0.2433 | 0.18645 | 0.11684 | 0.12652 | 0.13895 | 63.1577 | 62.3763 | 60.9396 | 61.6455 | 61.2557 | 60.6458 | 59.8661 | 63.3174 | 71.3679 | 78.8851 | 82.8139 | 86.6324 | 87.841 | 88.0061 | 87.8052 | 86.9775 | 83.9261 | 77.8095 | 72.3763 | 68.0422 | 66.2418 | 63.0971 | 62.2602 | 61.0613 | 0.24067 | 0.1925 | 0.16157 | 0.21183 | 0.26147 | 0.31749 | 0.28116 | 0.27591 | 0.15163 | 0.28322 | 0.27128 | 0.26507 | 0.24426 | 0.23393 | 0.24801 | 0.32654 | 0.26313 | 0.26924 | 0.30717 | 0.33727 | 0.35601 | 0.37173 | 0.33139 | 0.29159
Portfolio Adjusted1-in-10AllAll2021December Monthly Peak | Portfolio Adjusted | 1-in-10 | All | All | 2021 | December Monthly Peak | 12 | 22.9618 | 22.4506 | 22.2496 | 22.3693 | 23.3971 | 25.6358 | 28.5656 | 31.2192 | 33.1342 | 33.7837 | 33.945 | 33.5398 | 33.0617 | 32.6784 | 32.1479 | 31.3516 | 31.1223 | 32.1529 | 31.4182 | 30.1443 | 28.9777 | 27.5476 | 25.7274 | 24.2934 | -0.055176 | 0.037642 | -0.039796 | -0.043985 | -0.15305 | -0.29872 | -0.37604 | -0.47394 | -0.3086 | -0.052981 | 0.15296 | 0.94633 | 0.87112 | 0.79813 | 0.76542 | 0.60913 | 0.62474 | 0.42382 | -0.23862 | -0.11551 | -0.026483 | -0.087851 | -0.080179 | -0.027739 | 47.4241 | 46.9241 | 45.4706 | 45.1973 | 45.4241 | 45.3777 | 44.4241 | 45.4009 | 47.8545 | 50.8197 | 53.0116 | 53.2848 | 54.0464 | 55.0464 | 55.9768 | 55.058 | 54.3197 | 50.9357 | 49.4357 | 48.7206 | 46.7902 | 47.9473 | 46.2322 | 45.5054 | 0.3067 | 0.24682 | 0.20946 | 0.27513 | 0.33902 | 0.40959 | 0.36568 | 0.35107 | 0.18578 | 0.33015 | 0.30061 | 0.28131 | 0.25294 | 0.23639 | 0.24972 | 0.33668 | 0.28403 | 0.3076 | 0.36758 | 0.4096 | 0.4354 | 0.46207 | 0.41353 | 0.3652
Portfolio Adjusted1-in-10AllAll2021Typical Event Day | Portfolio Adjusted | 1-in-10 | All | All | 2021 | Typical Event Day | 8 | 29.101 | 28.0581 | 27.3919 | 27.2634 | 28.3589 | 31.2357 | 34.9288 | 38.9554 | 43.1905 | 46.6582 | 49.5346 | 50.999 | 51.6684 | 52.0382 | 51.7818 | 50.658 | 48.774 | 46.1414 | 42.5858 | 41.0006 | 39.7598 | 37.1323 | 34.1093 | 31.5802 | 0.0023198 | 0.047902 | 0.030302 | 0.061246 | 0.021165 | 0.058618 | -0.11128 | 0.050387 | 0.14736 | 0.17483 | 0.46482 | 1.8803 | 1.9078 | 1.7925 | 1.7265 | 1.7747 | 1.7634 | 1.5727 | 0.56843 | 0.36523 | 0.26211 | 0.18574 | 0.19603 | 0.19586 | 70.0314 | 69.1479 | 68.6287 | 68.2168 | 68.0251 | 67.4982 | 68.2123 | 72.1769 | 78.0506 | 82.8992 | 88.9906 | 92.1396 | 93.4467 | 93.1572 | 92.4169 | 91.953 | 90.2449 | 88.4215 | 85.8938 | 81.7805 | 77.9428 | 75.23 | 73.9358 | 72.5979 | 0.2533 | 0.20256 | 0.16975 | 0.22222 | 0.27314 | 0.33837 | 0.2983 | 0.28898 | 0.15743 | 0.29139 | 0.27693 | 0.26917 | 0.24734 | 0.23489 | 0.24949 | 0.33254 | 0.2715 | 0.27835 | 0.32196 | 0.35929 | 0.38095 | 0.39837 | 0.35417 | 0.30931
Portfolio Adjusted1-in-10AllAll2022January Monthly Peak | Portfolio Adjusted | 1-in-10 | All | All | 2022 | January Monthly Peak | 1 | 22.7171 | 22.1734 | 22.0385 | 22.2249 | 23.405 | 25.8426 | 29.6764 | 32.3904 | 33.9089 | 33.9967 | 33.7622 | 33.0363 | 32.3806 | 31.831 | 31.1661 | 30.492 | 30.3468 | 31.5648 | 31.1946 | 29.9891 | 28.8724 | 27.4673 | 25.6665 | 24.2626 | -0.058556 | 0.036835 | -0.043886 | -0.050396 | -0.16549 | -0.32827 | -0.40913 | -0.53071 | -0.34939 | -0.068015 | 0.14241 | 0.92647 | 0.84409 | 0.76929 | 0.73294 | 0.56121 | 0.5742 | 0.36435 | -0.28856 | -0.14431 | -0.043167 | -0.1047 | -0.097535 | -0.041289 | 42.3021 | 41.3021 | 40.3253 | 39.7556 | 39.2324 | 38.4824 | 38.4591 | 38.494 | 45.7384 | 51.1919 | 55.1338 | 56.8838 | 57.9303 | 58.1571 | 57.9419 | 56.2732 | 54.843 | 52.4243 | 50.7091 | 47.7556 | 46.3021 | 45.5637 | 46.9359 | 46.4475 | 0.31408 | 0.25159 | 0.21415 | 0.28247 | 0.35178 | 0.43064 | 0.39136 | 0.37799 | 0.19829 | 0.34971 | 0.3192 | 0.29729 | 0.26758 | 0.24956 | 0.26163 | 0.35217 | 0.29486 | 0.3173 | 0.38206 | 0.42448 | 0.45127 | 0.47857 | 0.43001 | 0.37989
Portfolio Adjusted1-in-10AllAll2022February Monthly Peak | Portfolio Adjusted | 1-in-10 | All | All | 2022 | February Monthly Peak | 2 | 23.4974 | 22.8555 | 22.5942 | 22.725 | 23.7657 | 26.1321 | 29.6889 | 32.1296 | 34.029 | 34.8542 | 35.4732 | 35.4981 | 35.4756 | 35.4694 | 35.1104 | 34.1437 | 33.1749 | 33.3178 | 33.1293 | 31.6805 | 30.4065 | 28.6859 | 26.593 | 24.9884 | -0.049792 | 0.038368 | -0.032777 | -0.033733 | -0.13582 | -0.26603 | -0.35818 | -0.43095 | -0.26991 | -0.03313 | 0.18329 | 1.0501 | 0.99156 | 0.91981 | 0.88467 | 0.7313 | 0.73142 | 0.52474 | -0.17076 | -0.074229 | -0.00079774 | -0.063971 | -0.055589 | -0.0072796 | 52.4128 | 51.9361 | 51.8896 | 50.9361 | 51.6628 | 50.9477 | 51.6744 | 52.1279 | 52.3547 | 53.7733 | 54.5349 | 55.0349 | 55.8314 | 54.1047 | 53.343 | 52.1047 | 49.8547 | 48.1395 | 47.3663 | 48.1163 | 47.8663 | 46.9244 | 47.8663 | 46.9012 | 0.29562 | 0.23622 | 0.1995 | 0.26321 | 0.32471 | 0.39596 | 0.35927 | 0.34327 | 0.18154 | 0.32276 | 0.29878 | 0.28322 | 0.25831 | 0.24417 | 0.25847 | 0.34395 | 0.28207 | 0.30134 | 0.36453 | 0.40471 | 0.42995 | 0.4528 | 0.4034 | 0.35523
Portfolio Adjusted1-in-10AllAll2022March Monthly Peak | Portfolio Adjusted | 1-in-10 | All | All | 2022 | March Monthly Peak | 3 | 25.223 | 24.3952 | 23.8861 | 23.7615 | 24.5765 | 26.898 | 30.701 | 33.2746 | 35.8364 | 37.871 | 39.7904 | 40.8917 | 41.5753 | 42.3397 | 42.3037 | 41.2357 | 39.5692 | 37.6925 | 35.904 | 35.3495 | 33.8602 | 31.7168 | 29.1486 | 27.0546 | -0.027826 | 0.041274 | -0.0066985 | 0.0052217 | -0.067444 | -0.12638 | -0.24676 | -0.22536 | -0.097865 | 0.048229 | 0.28989 | 1.3659 | 1.3493 | 1.2789 | 1.238 | 1.1534 | 1.1378 | 0.92089 | 0.12281 | 0.10094 | 0.10395 | 0.036302 | 0.04524 | 0.073561 | 56.2328 | 54.5177 | 53.0061 | 53.4595 | 53.913 | 54.0931 | 54.0698 | 56.2616 | 63.1569 | 68.837 | 73.122 | 75.9185 | 79.1336 | 78.9534 | 76.0638 | 72.75 | 72.4884 | 71.0349 | 67.4479 | 63.0061 | 61.7561 | 59.791 | 59.7444 | 57.791 | 0.25611 | 0.20472 | 0.17154 | 0.22348 | 0.27173 | 0.33307 | 0.30398 | 0.29346 | 0.15747 | 0.28636 | 0.27056 | 0.26222 | 0.24138 | 0.23212 | 0.24756 | 0.32751 | 0.26493 | 0.27169 | 0.31927 | 0.36178 | 0.38451 | 0.40394 | 0.35728 | 0.31132
Portfolio Adjusted1-in-10AllAll2022April Monthly Peak | Portfolio Adjusted | 1-in-10 | All | All | 2022 | April Monthly Peak | 4 | 26.7286 | 25.721 | 25.123 | 24.9456 | 25.8173 | 28.2711 | 31.6221 | 34.9108 | 38.9759 | 42.501 | 45.4561 | 47.1563 | 47.9731 | 48.5797 | 48.2587 | 46.8865 | 44.6688 | 41.9607 | 38.6927 | 38.1724 | 36.855 | 34.3788 | 31.4667 | 29.0935 | -0.0054571 | 0.044067 | 0.019558 | 0.044028 | -0.0024929 | 0.0080401 | -0.13856 | -0.021376 | 0.078467 | 0.13707 | 0.41113 | 1.7215 | 1.7415 | 1.6451 | 1.5779 | 1.5775 | 1.5451 | 1.3401 | 0.42574 | 0.28296 | 0.21243 | 0.14159 | 0.1509 | 0.15824 | 62.7209 | 61.9243 | 60.2095 | 61.4024 | 60.4024 | 60.6058 | 59.8665 | 67.0752 | 77.773 | 84.0107 | 88.3311 | 91.6155 | 92.8648 | 91.9476 | 91.0046 | 90.0522 | 88.1675 | 86.6461 | 83.9301 | 78.4886 | 73.3789 | 69.9839 | 64.6801 | 63.1463 | 0.23928 | 0.1902 | 0.1594 | 0.20742 | 0.2532 | 0.31078 | 0.27702 | 0.26954 | 0.14814 | 0.27736 | 0.26589 | 0.26025 | 0.23983 | 0.22927 | 0.24229 | 0.31969 | 0.25691 | 0.26079 | 0.29899 | 0.33867 | 0.36141 | 0.37977 | 0.3368 | 0.2944
Portfolio Adjusted1-in-10AllAll2022May Monthly Peak | Portfolio Adjusted | 1-in-10 | All | All | 2022 | May Monthly Peak | 5 | 26.7184 | 25.8058 | 25.222 | 25.1009 | 26.059 | 28.529 | 31.6404 | 35.6934 | 40.1063 | 43.5067 | 46.2212 | 47.7905 | 48.423 | 48.7999 | 48.3248 | 46.812 | 44.5292 | 41.7928 | 38.5426 | 37.7127 | 36.9529 | 34.3819 | 31.5318 | 29.162 | -0.0018704 | 0.044324 | 0.023609 | 0.050231 | 0.0078832 | 0.02967 | -0.12246 | 0.010729 | 0.11007 | 0.1556 | 0.43899 | 1.7969 | 1.8155 | 1.7033 | 1.6293 | 1.6412 | 1.6069 | 1.4064 | 0.47884 | 0.3136 | 0.23121 | 0.15776 | 0.16737 | 0.17083 | 65.9715 | 65.4599 | 65.8783 | 65.6049 | 64.6166 | 63.8783 | 63.1399 | 68.9184 | 79.6269 | 85.0919 | 88.9235 | 92.3535 | 92.3186 | 90.6269 | 90.6152 | 88.6852 | 85.5168 | 83.7785 | 81.9067 | 80.1334 | 74.2383 | 69.8433 | 68.82 | 67.1283 | 0.23654 | 0.18915 | 0.15845 | 0.20736 | 0.25468 | 0.313 | 0.27729 | 0.27431 | 0.15276 | 0.28577 | 0.27254 | 0.26624 | 0.24428 | 0.2318 | 0.24445 | 0.32223 | 0.25888 | 0.26307 | 0.3019 | 0.34029 | 0.36373 | 0.37819 | 0.33602 | 0.29292
Portfolio Adjusted1-in-10AllAll2022June Monthly Peak | Portfolio Adjusted | 1-in-10 | All | All | 2022 | June Monthly Peak | 6 | 27.2186 | 26.2697 | 25.6706 | 25.5156 | 26.4631 | 28.7718 | 31.8037 | 35.7809 | 39.6891 | 42.9824 | 45.6538 | 47.0813 | 47.5571 | 47.7842 | 47.3787 | 46.1556 | 44.4023 | 41.9841 | 38.9848 | 37.4171 | 36.8092 | 34.5506 | 31.8299 | 29.4548 | -0.0088366 | 0.045359 | 0.016585 | 0.040304 | -0.011927 | -0.010869 | -0.157 | -0.051102 | 0.056254 | 0.12909 | 0.40691 | 1.7154 | 1.7184 | 1.6095 | 1.5439 | 1.5383 | 1.5261 | 1.3181 | 0.39911 | 0.26304 | 0.20261 | 0.12997 | 0.14022 | 0.15068 | 65.3658 | 62.6753 | 61.722 | 61.7094 | 61.4827 | 60.7794 | 62.1989 | 70.6209 | 75.9456 | 79.6613 | 84.5453 | 87.2484 | 88.987 | 89.4984 | 87.0791 | 87.1384 | 86.8875 | 84.4111 | 82.2206 | 79.563 | 75.9426 | 72.2733 | 70.535 | 68.1158 | 0.24836 | 0.19822 | 0.16626 | 0.21676 | 0.26534 | 0.32411 | 0.28578 | 0.28222 | 0.15452 | 0.28709 | 0.27366 | 0.26661 | 0.24393 | 0.23133 | 0.24467 | 0.32464 | 0.26442 | 0.26956 | 0.31162 | 0.34639 | 0.37169 | 0.3894 | 0.34725 | 0.30326
Portfolio Adjusted1-in-10AllAll2022July Monthly Peak | Portfolio Adjusted | 1-in-10 | All | All | 2022 | July Monthly Peak | 7 | 28.6888 | 27.7052 | 27.0405 | 26.9262 | 27.9998 | 30.7079 | 33.9999 | 38.0125 | 41.9263 | 45.3054 | 48.0314 | 49.4457 | 50.0746 | 50.3887 | 50.0951 | 49.2009 | 47.5101 | 44.8814 | 41.3857 | 39.5459 | 38.8381 | 36.4812 | 33.6015 | 31.1248 | 0.0034287 | 0.047456 | 0.031247 | 0.062461 | 0.024308 | 0.064765 | -0.10392 | 0.06015 | 0.1542 | 0.17721 | 0.46487 | 1.8598 | 1.8872 | 1.7701 | 1.7007 | 1.7627 | 1.7577 | 1.5626 | 0.57213 | 0.36402 | 0.26229 | 0.18768 | 0.19828 | 0.19736 | 71.0818 | 71.5234 | 71.035 | 70.7967 | 70.1051 | 70.0935 | 69.6168 | 72.75 | 76.6098 | 81.0631 | 86.1729 | 91.2477 | 91.5444 | 91.8762 | 92.1262 | 91.2944 | 87.3996 | 84.7313 | 83.5631 | 81.3832 | 78.1098 | 74.9533 | 73.715 | 72.7734 | 0.25003 | 0.20032 | 0.16775 | 0.21967 | 0.27047 | 0.33369 | 0.29318 | 0.28589 | 0.15528 | 0.28841 | 0.27419 | 0.26604 | 0.24426 | 0.23159 | 0.24534 | 0.32902 | 0.26954 | 0.27453 | 0.31569 | 0.34961 | 0.37385 | 0.39177 | 0.34914 | 0.30543
Portfolio Adjusted1-in-10AllAll2022August Monthly Peak | Portfolio Adjusted | 1-in-10 | All | All | 2022 | August Monthly Peak | 8 | 29.401 | 28.3421 | 27.6682 | 27.5375 | 28.6553 | 31.5799 | 35.3097 | 39.4229 | 43.7934 | 47.403 | 50.4034 | 51.9187 | 52.5924 | 52.93 | 52.6351 | 51.4764 | 49.5345 | 46.8547 | 43.2033 | 41.5706 | 40.2733 | 37.588 | 34.5232 | 31.9631 | 0.0055169 | 0.048796 | 0.034338 | 0.067411 | 0.030757 | 0.078901 | -0.097739 | 0.079767 | 0.17473 | 0.19022 | 0.48917 | 1.9518 | 1.985 | 1.8633 | 1.7928 | 1.8547 | 1.8415 | 1.6522 | 0.6215 | 0.39666 | 0.28093 | 0.20283 | 0.21328 | 0.21006 | 73.0651 | 72.2567 | 71.6567 | 70.5222 | 70.4466 | 70.2466 | 69.5027 | 72.3701 | 79.1564 | 83.7 | 89.1883 | 90.789 | 92.5982 | 91.0169 | 91.4064 | 91.2539 | 89.9187 | 89.5093 | 85.4402 | 82.2874 | 78.1818 | 76.3618 | 75.2086 | 75.1723 | 0.25705 | 0.20549 | 0.17222 | 0.22544 | 0.27732 | 0.34384 | 0.30301 | 0.29367 | 0.16039 | 0.29788 | 0.28387 | 0.27609 | 0.25373 | 0.24071 | 0.25546 | 0.34043 | 0.27766 | 0.28459 | 0.3287 | 0.3664 | 0.38793 | 0.40522 | 0.3602 | 0.31457
Portfolio Adjusted1-in-10AllAll2022September Monthly Peak | Portfolio Adjusted | 1-in-10 | All | All | 2022 | September Monthly Peak | 9 | 29.8248 | 28.7934 | 28.1384 | 28.0736 | 29.3367 | 32.4357 | 36.8794 | 41.0604 | 46.1927 | 50.3736 | 53.4967 | 55.1269 | 55.7276 | 55.9889 | 55.5013 | 53.8374 | 51.2403 | 48.2412 | 44.6882 | 43.6901 | 41.3628 | 38.3286 | 35.022 | 32.4057 | 0.0097428 | 0.048338 | 0.038778 | 0.073883 | 0.04346 | 0.10552 | -0.077939 | 0.12156 | 0.21616 | 0.21615 | 0.53146 | 2.094 | 2.1328 | 1.9975 | 1.915 | 1.9801 | 1.9413 | 1.7498 | 0.69183 | 0.44259 | 0.3038 | 0.22271 | 0.23125 | 0.22344 | 70.617 | 70.1404 | 70.1053 | 69.8436 | 70.0702 | 68.8787 | 71.5351 | 72.9649 | 80.4809 | 87.1606 | 96.0362 | 99.2511 | 100.6341 | 100.216 | 99.0362 | 98.1064 | 96.7585 | 95.0202 | 92.3404 | 83.883 | 79.5351 | 77.3319 | 76.2851 | 74.3319 | 0.25394 | 0.20311 | 0.17045 | 0.22367 | 0.27745 | 0.34454 | 0.30951 | 0.30022 | 0.16663 | 0.31341 | 0.29873 | 0.29097 | 0.26705 | 0.2526 | 0.26713 | 0.35269 | 0.28392 | 0.28997 | 0.3363 | 0.37827 | 0.39376 | 0.40776 | 0.35942 | 0.31329
Portfolio Adjusted1-in-10AllAll2022October Monthly Peak | Portfolio Adjusted | 1-in-10 | All | All | 2022 | October Monthly Peak | 10 | 28.2204 | 27.2498 | 26.6171 | 26.4739 | 27.5139 | 30.0894 | 34.1931 | 37.583 | 41.8396 | 45.6915 | 48.9824 | 51.021 | 52.0161 | 52.7661 | 52.455 | 50.9075 | 48.3803 | 45.2868 | 42.8641 | 41.1459 | 38.7928 | 35.9636 | 32.9606 | 30.5359 | -0.001619 | 0.047527 | 0.025719 | 0.054283 | 0.0095531 | 0.033819 | -0.12951 | 0.014774 | 0.11744 | 0.16301 | 0.45996 | 1.894 | 1.9215 | 1.8175 | 1.7476 | 1.7668 | 1.7339 | 1.5197 | 0.52835 | 0.33981 | 0.24385 | 0.16637 | 0.17681 | 0.18129 | 68.6061 | 66.652 | 66.8329 | 66.582 | 65.0939 | 64.8207 | 64.1047 | 67.4419 | 75.8867 | 83.2923 | 89.0428 | 91.2698 | 91.6599 | 92.4216 | 91.2194 | 89.9328 | 89.9214 | 87.5394 | 82.9288 | 79.4998 | 75.5595 | 72.343 | 69.9376 | 69.3913 | 0.25358 | 0.20262 | 0.16959 | 0.22133 | 0.27206 | 0.33218 | 0.29732 | 0.28858 | 0.15873 | 0.29663 | 0.28444 | 0.27876 | 0.25658 | 0.24546 | 0.26026 | 0.34416 | 0.27748 | 0.28235 | 0.32974 | 0.36531 | 0.38075 | 0.39462 | 0.35142 | 0.30845
Portfolio Adjusted1-in-10AllAll2022November Monthly Peak | Portfolio Adjusted | 1-in-10 | All | All | 2022 | November Monthly Peak | 11 | 26.1523 | 25.3725 | 24.8811 | 24.867 | 25.9287 | 28.3229 | 31.4503 | 34.7873 | 38.5743 | 41.7945 | 44.5334 | 46.0899 | 46.8475 | 47.4375 | 47.0113 | 45.3331 | 43.3731 | 42.1233 | 38.9324 | 36.8046 | 34.9686 | 32.6135 | 30.0721 | 28.0302 | -0.010172 | 0.044214 | 0.014438 | 0.03701 | -0.016421 | -0.020105 | -0.16285 | -0.064378 | 0.043291 | 0.12235 | 0.39938 | 1.6935 | 1.7059 | 1.612 | 1.5486 | 1.5235 | 1.4978 | 1.3006 | 0.37551 | 0.24591 | 0.18845 | 0.11809 | 0.12788 | 0.14044 | 63.1594 | 62.3782 | 60.941 | 61.646 | 61.2563 | 60.6463 | 59.8668 | 63.3165 | 71.3654 | 78.8817 | 82.8119 | 86.6306 | 87.8393 | 88.004 | 87.8031 | 86.9751 | 83.9254 | 77.8096 | 72.3782 | 68.0448 | 66.2444 | 63.1003 | 62.263 | 61.0641 | 0.24325 | 0.19457 | 0.16331 | 0.2141 | 0.26427 | 0.32089 | 0.28418 | 0.27887 | 0.15326 | 0.28625 | 0.27419 | 0.26788 | 0.24684 | 0.2364 | 0.25063 | 0.33001 | 0.26593 | 0.27209 | 0.31046 | 0.34089 | 0.35983 | 0.37572 | 0.33494 | 0.29471
Portfolio Adjusted1-in-10AllAll2022December Monthly Peak | Portfolio Adjusted | 1-in-10 | All | All | 2022 | December Monthly Peak | 12 | 23.0545 | 22.5416 | 22.34 | 22.4596 | 23.4919 | 25.7376 | 28.6777 | 31.3391 | 33.257 | 33.9069 | 34.068 | 33.6599 | 33.1803 | 32.795 | 32.2628 | 31.4649 | 31.2358 | 32.2669 | 31.5292 | 30.2518 | 29.0828 | 27.6492 | 25.8259 | 24.3892 | -0.055768 | 0.038046 | -0.040223 | -0.044457 | -0.15469 | -0.30193 | -0.38007 | -0.47902 | -0.31191 | -0.053549 | 0.1546 | 0.95427 | 0.87829 | 0.80454 | 0.77152 | 0.61361 | 0.62941 | 0.42624 | -0.24118 | -0.11675 | -0.026767 | -0.088793 | -0.081039 | -0.028036 | 47.426 | 46.926 | 45.4729 | 45.1995 | 45.426 | 45.3791 | 44.426 | 45.4025 | 47.8556 | 50.8204 | 53.0117 | 53.2852 | 54.0469 | 55.0469 | 55.9765 | 55.0587 | 54.3204 | 50.9377 | 49.4377 | 48.7229 | 46.7933 | 47.9495 | 46.2347 | 45.5081 | 0.30999 | 0.24947 | 0.2117 | 0.27808 | 0.34266 | 0.41398 | 0.3696 | 0.35483 | 0.18777 | 0.33369 | 0.30383 | 0.28432 | 0.25563 | 0.23891 | 0.25238 | 0.34028 | 0.28706 | 0.31089 | 0.37152 | 0.41399 | 0.44007 | 0.46702 | 0.41796 | 0.36912
Portfolio Adjusted1-in-10AllAll2022Typical Event Day | Portfolio Adjusted | 1-in-10 | All | All | 2022 | Typical Event Day | 8 | 29.2173 | 28.1717 | 27.5034 | 27.3746 | 28.4754 | 31.3645 | 35.0685 | 39.1057 | 43.3484 | 46.8226 | 49.7053 | 51.1708 | 51.8413 | 52.2108 | 51.9526 | 50.8244 | 48.935 | 46.2959 | 42.7331 | 41.1434 | 39.8987 | 37.2648 | 34.2371 | 31.7034 | 0.0023447 | 0.048416 | 0.030627 | 0.061903 | 0.021392 | 0.059247 | -0.11247 | 0.050927 | 0.14894 | 0.17671 | 0.4698 | 1.897 | 1.9247 | 1.8082 | 1.7415 | 1.7903 | 1.779 | 1.5864 | 0.57453 | 0.36915 | 0.26492 | 0.18773 | 0.19813 | 0.19796 | 70.0325 | 69.149 | 68.6298 | 68.218 | 68.0263 | 67.4997 | 68.2135 | 72.1764 | 78.0481 | 82.8961 | 88.9856 | 92.1339 | 93.4408 | 93.1517 | 92.4119 | 91.9482 | 90.2409 | 88.4179 | 85.891 | 81.7791 | 77.9423 | 75.2301 | 73.9359 | 72.5984 | 0.25602 | 0.20473 | 0.17157 | 0.22461 | 0.27607 | 0.342 | 0.3015 | 0.29208 | 0.15912 | 0.29451 | 0.2799 | 0.27201 | 0.24994 | 0.23735 | 0.25212 | 0.33607 | 0.27437 | 0.2813 | 0.32541 | 0.36315 | 0.38504 | 0.40264 | 0.35797 | 0.31263
Portfolio Adjusted1-in-10AllAll2023January Monthly Peak | Portfolio Adjusted | 1-in-10 | All | All | 2023 | January Monthly Peak | 1 | 22.8083 | 22.2624 | 22.1271 | 22.3139 | 23.4995 | 25.9456 | 29.7915 | 32.5144 | 34.035 | 34.1226 | 33.8885 | 33.1592 | 32.5025 | 31.9508 | 31.283 | 30.6068 | 30.4608 | 31.6782 | 31.3056 | 30.0962 | 28.9771 | 27.5685 | 25.765 | 24.3584 | -0.059184 | 0.03723 | -0.044357 | -0.050936 | -0.16727 | -0.33179 | -0.41351 | -0.5364 | -0.35314 | -0.068744 | 0.14393 | 0.93428 | 0.85107 | 0.7755 | 0.7388 | 0.56527 | 0.57841 | 0.36618 | -0.29165 | -0.14586 | -0.04363 | -0.10582 | -0.098581 | -0.041732 | 42.3053 | 41.3053 | 40.3288 | 39.7584 | 39.2349 | 38.4849 | 38.4614 | 38.4966 | 45.7383 | 51.1913 | 55.1326 | 56.8826 | 57.9295 | 58.1561 | 57.9413 | 56.2735 | 54.8439 | 52.4262 | 50.7114 | 47.7584 | 46.3053 | 45.5671 | 46.9379 | 46.4496 | 0.31745 | 0.25429 | 0.21644 | 0.2855 | 0.35556 | 0.43526 | 0.39556 | 0.38204 | 0.20041 | 0.35346 | 0.32262 | 0.30047 | 0.27043 | 0.25223 | 0.26442 | 0.35594 | 0.29801 | 0.32069 | 0.38616 | 0.42903 | 0.45611 | 0.4837 | 0.43462 | 0.38396
Portfolio Adjusted1-in-10AllAll2023February Monthly Peak | Portfolio Adjusted | 1-in-10 | All | All | 2023 | February Monthly Peak | 2 | 23.5924 | 22.948 | 22.6856 | 22.8168 | 23.8622 | 26.2369 | 29.806 | 32.2544 | 34.1568 | 34.9824 | 35.6034 | 35.6268 | 35.6046 | 35.5977 | 35.2369 | 34.2665 | 33.2943 | 33.4365 | 33.2462 | 31.7933 | 30.5168 | 28.7917 | 26.6951 | 25.0875 | -0.050326 | 0.038779 | -0.033129 | -0.034095 | -0.13727 | -0.26888 | -0.36202 | -0.43557 | -0.2728 | -0.033485 | 0.18526 | 1.059 | 0.99988 | 0.92735 | 0.89185 | 0.7369 | 0.73708 | 0.52817 | -0.17259 | -0.075025 | -0.0008063 | -0.064657 | -0.056186 | -0.0073577 | 52.4146 | 51.9381 | 51.891 | 50.9381 | 51.6646 | 50.9498 | 51.6763 | 52.1293 | 52.3558 | 53.7735 | 54.5353 | 55.0353 | 55.8323 | 54.1058 | 53.344 | 52.1058 | 49.8558 | 48.141 | 47.3675 | 48.1175 | 47.8675 | 46.9263 | 47.8675 | 46.9028 | 0.29879 | 0.23875 | 0.20164 | 0.26603 | 0.32819 | 0.4002 | 0.36313 | 0.34696 | 0.18349 | 0.32623 | 0.30198 | 0.28624 | 0.26106 | 0.24676 | 0.26122 | 0.34762 | 0.28508 | 0.30456 | 0.36844 | 0.40905 | 0.43456 | 0.45766 | 0.40772 | 0.35904
Portfolio Adjusted1-in-10AllAll2023March Monthly Peak | Portfolio Adjusted | 1-in-10 | All | All | 2023 | March Monthly Peak | 3 | 25.3241 | 24.4939 | 23.9828 | 23.8575 | 24.6758 | 27.0066 | 30.8233 | 33.4065 | 35.9734 | 38.0112 | 39.9354 | 41.0377 | 41.7225 | 42.4886 | 42.4516 | 41.3783 | 39.7058 | 37.8233 | 36.0299 | 35.4731 | 33.9813 | 31.8328 | 29.2598 | 27.1615 | -0.028125 | 0.041716 | -0.0067704 | 0.0052777 | -0.068168 | -0.12774 | -0.24941 | -0.22778 | -0.098915 | 0.048746 | 0.293 | 1.3779 | 1.3611 | 1.2898 | 1.2485 | 1.163 | 1.1474 | 0.92825 | 0.12413 | 0.10202 | 0.10507 | 0.036692 | 0.045725 | 0.07435 | 56.2353 | 54.5206 | 53.0088 | 53.4618 | 53.9147 | 54.0941 | 54.0706 | 56.2618 | 63.1559 | 68.8353 | 73.1206 | 75.9176 | 79.1324 | 78.9529 | 76.0618 | 72.75 | 72.4882 | 71.0353 | 67.45 | 63.0088 | 61.7588 | 59.7941 | 59.7471 | 57.7941 | 0.25886 | 0.20691 | 0.17338 | 0.22588 | 0.27464 | 0.33665 | 0.30724 | 0.29661 | 0.15916 | 0.28943 | 0.27347 | 0.265 | 0.24394 | 0.23458 | 0.25018 | 0.331 | 0.26774 | 0.27457 | 0.32269 | 0.36566 | 0.38864 | 0.40827 | 0.36111 | 0.31466
Portfolio Adjusted1-in-10AllAll2023April Monthly Peak | Portfolio Adjusted | 1-in-10 | All | All | 2023 | April Monthly Peak | 4 | 26.8365 | 25.8258 | 25.2258 | 25.0474 | 25.9232 | 28.3871 | 31.7495 | 35.0489 | 39.1224 | 42.6553 | 45.6179 | 47.3204 | 48.1388 | 48.7463 | 48.4224 | 47.0442 | 44.8188 | 42.1031 | 38.8268 | 38.3041 | 36.9843 | 34.503 | 31.5862 | 29.2089 | -0.0055157 | 0.044539 | 0.019767 | 0.0445 | -0.0025196 | 0.0081263 | -0.14005 | -0.021605 | 0.079308 | 0.13854 | 0.41554 | 1.7368 | 1.757 | 1.6595 | 1.5916 | 1.5912 | 1.5586 | 1.3516 | 0.4303 | 0.286 | 0.2147 | 0.14311 | 0.15251 | 0.15994 | 62.7233 | 61.9262 | 60.2117 | 61.404 | 60.404 | 60.6069 | 59.8678 | 67.0734 | 77.7679 | 84.0055 | 88.3266 | 91.6114 | 92.8607 | 91.9443 | 91.002 | 90.0501 | 88.1666 | 86.645 | 83.9294 | 78.4885 | 73.3802 | 69.9864 | 64.6847 | 63.1506 | 0.24184 | 0.19224 | 0.16111 | 0.20964 | 0.25592 | 0.31411 | 0.27999 | 0.27244 | 0.14973 | 0.28033 | 0.26874 | 0.263 | 0.24236 | 0.23169 | 0.24485 | 0.32308 | 0.25962 | 0.26356 | 0.3022 | 0.3423 | 0.36528 | 0.38385 | 0.34041 | 0.29755
Portfolio Adjusted1-in-10AllAll2023May Monthly Peak | Portfolio Adjusted | 1-in-10 | All | All | 2023 | May Monthly Peak | 5 | 26.8262 | 25.9111 | 25.3252 | 25.2038 | 26.1667 | 28.6472 | 31.7695 | 35.8356 | 40.2594 | 43.6681 | 46.3894 | 47.961 | 48.5944 | 48.9709 | 48.4926 | 46.9735 | 44.6828 | 41.9388 | 38.6803 | 37.8473 | 37.0849 | 34.507 | 31.6524 | 29.2781 | -0.0018905 | 0.044799 | 0.023862 | 0.050769 | 0.0079677 | 0.029988 | -0.12377 | 0.010844 | 0.11125 | 0.15727 | 0.4437 | 1.813 | 1.8318 | 1.7184 | 1.6435 | 1.6556 | 1.6212 | 1.4187 | 0.48397 | 0.31696 | 0.23369 | 0.15945 | 0.16916 | 0.17266 | 65.9739 | 65.4621 | 65.8796 | 65.6061 | 64.6179 | 63.8796 | 63.1414 | 68.9175 | 79.6229 | 85.0875 | 88.92 | 92.3493 | 92.3139 | 90.6229 | 90.6111 | 88.6818 | 85.5143 | 83.7761 | 81.9057 | 80.1321 | 74.2382 | 69.8443 | 68.8207 | 67.1296 | 0.23908 | 0.19117 | 0.16015 | 0.20958 | 0.25741 | 0.31636 | 0.28026 | 0.27725 | 0.1544 | 0.28883 | 0.27546 | 0.26906 | 0.24686 | 0.23425 | 0.24703 | 0.32566 | 0.26162 | 0.26586 | 0.30514 | 0.34394 | 0.36763 | 0.38225 | 0.33962 | 0.29606
Portfolio Adjusted1-in-10AllAll2023June Monthly Peak | Portfolio Adjusted | 1-in-10 | All | All | 2023 | June Monthly Peak | 6 | 27.3295 | 26.3778 | 25.7768 | 25.621 | 26.573 | 28.8917 | 31.934 | 35.9242 | 39.8405 | 43.1408 | 45.8188 | 47.2482 | 47.7244 | 47.951 | 47.543 | 46.3148 | 44.556 | 42.1304 | 39.1238 | 37.5513 | 36.9413 | 34.6767 | 31.9519 | 29.5725 | -0.0089314 | 0.045846 | 0.016762 | 0.040736 | -0.012055 | -0.010985 | -0.15868 | -0.05165 | 0.056857 | 0.13047 | 0.41127 | 1.7307 | 1.7336 | 1.6236 | 1.5573 | 1.5517 | 1.5395 | 1.3295 | 0.40339 | 0.26586 | 0.20478 | 0.13136 | 0.14173 | 0.1523 | 65.367 | 62.6772 | 61.7244 | 61.7116 | 61.4852 | 60.7824 | 62.201 | 70.6195 | 75.9424 | 79.6577 | 84.5404 | 87.243 | 88.9815 | 89.493 | 87.0746 | 87.1346 | 86.8836 | 84.4074 | 82.2176 | 79.561 | 75.942 | 72.2736 | 70.5354 | 68.117 | 0.25102 | 0.20035 | 0.16804 | 0.21909 | 0.26819 | 0.32759 | 0.28885 | 0.28525 | 0.15618 | 0.29017 | 0.27659 | 0.26944 | 0.24651 | 0.23377 | 0.24725 | 0.32809 | 0.26722 | 0.27242 | 0.31496 | 0.35011 | 0.37568 | 0.39358 | 0.35097 | 0.30651
Portfolio Adjusted1-in-10AllAll2023July Monthly Peak | Portfolio Adjusted | 1-in-10 | All | All | 2023 | July Monthly Peak | 7 | 28.8036 | 27.8176 | 27.1507 | 27.0361 | 28.1153 | 30.8351 | 34.1375 | 38.1616 | 42.0826 | 45.4688 | 48.2012 | 49.6163 | 50.2463 | 50.5597 | 50.2638 | 49.3663 | 47.6707 | 45.0343 | 41.5303 | 39.685 | 38.9746 | 36.6115 | 33.7275 | 31.2465 | 0.0034654 | 0.047965 | 0.031582 | 0.063131 | 0.024569 | 0.065459 | -0.10503 | 0.060795 | 0.15585 | 0.17911 | 0.46986 | 1.8764 | 1.9041 | 1.7857 | 1.7156 | 1.7783 | 1.7733 | 1.5763 | 0.57826 | 0.36792 | 0.2651 | 0.18969 | 0.20041 | 0.19947 | 71.0826 | 71.5236 | 71.0354 | 70.7972 | 70.1063 | 70.0945 | 69.6181 | 72.75 | 76.6083 | 81.0611 | 86.1694 | 91.2423 | 91.5396 | 91.8722 | 92.1222 | 91.2896 | 87.3958 | 84.7284 | 83.5611 | 81.3819 | 78.1083 | 74.9528 | 73.7146 | 72.7736 | 0.25271 | 0.20246 | 0.16955 | 0.22203 | 0.27337 | 0.33727 | 0.29633 | 0.28896 | 0.15695 | 0.2915 | 0.27713 | 0.26886 | 0.24683 | 0.23402 | 0.24793 | 0.33252 | 0.27239 | 0.27744 | 0.31907 | 0.35335 | 0.37786 | 0.39597 | 0.35289 | 0.3087
Portfolio Adjusted1-in-10AllAll2023August Monthly Peak | Portfolio Adjusted | 1-in-10 | All | All | 2023 | August Monthly Peak | 8 | 29.5194 | 28.4578 | 27.7816 | 27.6507 | 28.7739 | 31.7113 | 35.452 | 39.5761 | 43.9547 | 47.5716 | 50.579 | 52.0956 | 52.7705 | 53.1076 | 52.8107 | 51.6473 | 49.6998 | 47.0133 | 43.3541 | 41.7166 | 40.4152 | 37.7231 | 34.6535 | 32.0888 | 0.005576 | 0.049319 | 0.034706 | 0.068133 | 0.031086 | 0.079747 | -0.098787 | 0.080623 | 0.1766 | 0.19226 | 0.49442 | 1.9692 | 2.0027 | 1.8797 | 1.8084 | 1.8711 | 1.8579 | 1.6667 | 0.62816 | 0.40091 | 0.28394 | 0.20501 | 0.21557 | 0.21231 | 73.0658 | 72.2573 | 71.6573 | 70.5235 | 70.4471 | 70.2471 | 69.5038 | 72.3698 | 79.1538 | 83.6967 | 89.1839 | 90.7846 | 92.5939 | 91.0128 | 91.4022 | 91.2502 | 89.9156 | 89.5062 | 85.4385 | 82.2862 | 78.1817 | 76.3614 | 75.2087 | 75.172 | 0.2598 | 0.2077 | 0.17407 | 0.22785 | 0.28029 | 0.34753 | 0.30626 | 0.29682 | 0.16211 | 0.30107 | 0.28692 | 0.27901 | 0.2564 | 0.24324 | 0.25815 | 0.34405 | 0.2806 | 0.28761 | 0.33222 | 0.37033 | 0.39209 | 0.40956 | 0.36406 | 0.31794
Portfolio Adjusted1-in-10AllAll2023September Monthly Peak | Portfolio Adjusted | 1-in-10 | All | All | 2023 | September Monthly Peak | 9 | 29.9412 | 28.9071 | 28.2501 | 28.1853 | 29.4549 | 32.5668 | 37.0242 | 41.2165 | 46.3598 | 50.5508 | 53.6812 | 55.3133 | 55.915 | 56.1751 | 55.6847 | 54.0143 | 51.4089 | 48.4024 | 44.8422 | 43.8403 | 41.5065 | 38.4643 | 35.1518 | 32.5305 | 0.0098472 | 0.048856 | 0.039194 | 0.074675 | 0.043926 | 0.10665 | -0.078774 | 0.12286 | 0.21848 | 0.21847 | 0.53716 | 2.1127 | 2.1519 | 2.0151 | 1.9318 | 1.9977 | 1.9586 | 1.7653 | 0.69924 | 0.44733 | 0.30706 | 0.2251 | 0.23373 | 0.22583 | 70.6183 | 70.1419 | 70.1064 | 69.8446 | 70.071 | 68.8801 | 71.5355 | 72.9645 | 80.478 | 87.157 | 96.0285 | 99.243 | 100.6248 | 100.2076 | 99.0285 | 98.0995 | 96.7533 | 95.0151 | 92.336 | 83.8817 | 79.5355 | 77.3328 | 76.2855 | 74.3328 | 0.25666 | 0.20529 | 0.17228 | 0.22607 | 0.28043 | 0.34823 | 0.31283 | 0.30344 | 0.16841 | 0.31677 | 0.30193 | 0.29404 | 0.26987 | 0.25525 | 0.26994 | 0.35644 | 0.28692 | 0.29305 | 0.33991 | 0.38233 | 0.39798 | 0.41213 | 0.36327 | 0.31665
Portfolio Adjusted1-in-10AllAll2023October Monthly Peak | Portfolio Adjusted | 1-in-10 | All | All | 2023 | October Monthly Peak | 10 | 28.3364 | 27.363 | 26.728 | 26.584 | 27.6294 | 30.2151 | 34.3314 | 37.7326 | 41.9985 | 45.8585 | 49.1574 | 51.1986 | 52.195 | 52.946 | 52.6326 | 51.0791 | 48.5443 | 45.4432 | 43.0138 | 41.2898 | 38.9308 | 36.094 | 33.0867 | 30.6583 | -0.0016364 | 0.048036 | 0.025995 | 0.054865 | 0.0096555 | 0.034182 | -0.1309 | 0.014932 | 0.1187 | 0.16476 | 0.46489 | 1.9109 | 1.9386 | 1.8335 | 1.7628 | 1.7823 | 1.7492 | 1.533 | 0.53402 | 0.34345 | 0.24646 | 0.16815 | 0.1787 | 0.18323 | 68.6073 | 66.6537 | 66.8338 | 66.5829 | 65.0949 | 64.8215 | 64.1058 | 67.4413 | 75.8828 | 83.2874 | 89.0378 | 91.2646 | 91.6562 | 92.4181 | 91.2164 | 89.9294 | 89.9178 | 87.5372 | 82.928 | 79.4998 | 75.5601 | 72.344 | 69.9396 | 69.3928 | 0.2563 | 0.20479 | 0.17141 | 0.2237 | 0.27498 | 0.33574 | 0.30051 | 0.29167 | 0.16043 | 0.29981 | 0.28749 | 0.28171 | 0.25929 | 0.24804 | 0.263 | 0.34782 | 0.28042 | 0.28534 | 0.33327 | 0.36923 | 0.38483 | 0.39886 | 0.35519 | 0.31176
Portfolio Adjusted1-in-10AllAll2023November Monthly Peak | Portfolio Adjusted | 1-in-10 | All | All | 2023 | November Monthly Peak | 11 | 26.2604 | 25.4781 | 24.9848 | 24.9704 | 26.0376 | 28.4407 | 31.5789 | 34.9281 | 38.7239 | 41.952 | 44.6984 | 46.2572 | 47.0164 | 47.6078 | 47.1795 | 45.4949 | 43.5275 | 42.2699 | 39.0695 | 36.9354 | 35.0959 | 32.7347 | 30.1893 | 28.1441 | -0.010281 | 0.044688 | 0.014593 | 0.037407 | -0.016597 | -0.02032 | -0.1646 | -0.065069 | 0.043755 | 0.12366 | 0.40366 | 1.7087 | 1.7211 | 1.6262 | 1.5621 | 1.5368 | 1.511 | 1.3117 | 0.37953 | 0.24855 | 0.19047 | 0.11936 | 0.12925 | 0.14194 | 63.1611 | 62.3801 | 60.9426 | 61.6464 | 61.2569 | 60.6468 | 59.8675 | 63.3156 | 71.3628 | 78.8783 | 82.8099 | 86.6288 | 87.8375 | 88.0019 | 87.8009 | 86.9727 | 83.9246 | 77.8097 | 72.3801 | 68.0474 | 66.247 | 63.1035 | 62.2658 | 61.0669 | 0.24586 | 0.19665 | 0.16506 | 0.2164 | 0.26711 | 0.32433 | 0.28723 | 0.28186 | 0.1549 | 0.28932 | 0.27712 | 0.27072 | 0.24945 | 0.23889 | 0.25328 | 0.33352 | 0.26874 | 0.27498 | 0.31379 | 0.34454 | 0.36369 | 0.37975 | 0.33853 | 0.29787
Portfolio Adjusted1-in-10AllAll2023December Monthly Peak | Portfolio Adjusted | 1-in-10 | All | All | 2023 | December Monthly Peak | 12 | 23.1482 | 22.6336 | 22.4313 | 22.5509 | 23.5877 | 25.8405 | 28.791 | 31.4603 | 33.381 | 34.0315 | 34.1923 | 33.7812 | 33.3001 | 32.9129 | 32.3789 | 31.5793 | 31.3505 | 32.3821 | 31.6413 | 30.3603 | 29.189 | 27.7519 | 25.9254 | 24.486 | -0.056366 | 0.038454 | -0.040654 | -0.044934 | -0.15635 | -0.30516 | -0.38414 | -0.48416 | -0.31526 | -0.054123 | 0.15626 | 0.96229 | 0.88553 | 0.81101 | 0.77767 | 0.61814 | 0.63413 | 0.42868 | -0.24377 | -0.118 | -0.027054 | -0.089745 | -0.081907 | -0.028337 | 47.4279 | 46.9279 | 45.4753 | 45.2016 | 45.4279 | 45.3804 | 44.4279 | 45.4042 | 47.8567 | 50.8212 | 53.0119 | 53.2856 | 54.0474 | 55.0474 | 55.9763 | 55.0593 | 54.3212 | 50.9397 | 49.4397 | 48.7253 | 46.7965 | 47.9516 | 46.2372 | 45.5109 | 0.31331 | 0.25215 | 0.21397 | 0.28107 | 0.34633 | 0.41842 | 0.37356 | 0.35864 | 0.18978 | 0.33727 | 0.30709 | 0.28735 | 0.25836 | 0.24145 | 0.25507 | 0.34392 | 0.29012 | 0.3142 | 0.37551 | 0.41843 | 0.44478 | 0.47203 | 0.42244 | 0.37308
Portfolio Adjusted1-in-10AllAll2023Typical Event Day | Portfolio Adjusted | 1-in-10 | All | All | 2023 | Typical Event Day | 8 | 29.3347 | 28.2865 | 27.616 | 27.4869 | 28.5931 | 31.4947 | 35.2096 | 39.2575 | 43.5079 | 46.9886 | 49.8777 | 51.3444 | 52.016 | 52.3851 | 52.1251 | 50.9924 | 49.0976 | 46.4519 | 42.8818 | 41.2875 | 40.039 | 37.3986 | 34.3662 | 31.8279 | 0.0023699 | 0.048935 | 0.030955 | 0.062567 | 0.021621 | 0.059882 | -0.11368 | 0.051473 | 0.15054 | 0.1786 | 0.47484 | 1.9139 | 1.9419 | 1.824 | 1.7566 | 1.806 | 1.7947 | 1.6003 | 0.58069 | 0.37311 | 0.26776 | 0.18974 | 0.20026 | 0.20008 | 70.0335 | 69.1501 | 68.631 | 68.2193 | 68.0275 | 67.5011 | 68.2147 | 72.1759 | 78.0455 | 82.893 | 88.9804 | 92.1281 | 93.4348 | 93.1463 | 92.4068 | 91.9433 | 90.237 | 88.4142 | 85.8882 | 81.7776 | 77.9418 | 75.2301 | 73.936 | 72.5989 | 0.25876 | 0.20692 | 0.17341 | 0.22701 | 0.27903 | 0.34567 | 0.30474 | 0.29521 | 0.16083 | 0.29767 | 0.2829 | 0.27488 | 0.25258 | 0.23985 | 0.25477 | 0.33964 | 0.27727 | 0.28428 | 0.3289 | 0.36704 | 0.38916 | 0.40696 | 0.36181 | 0.31598
Portfolio Adjusted1-in-10AllAll2024January Monthly Peak | Portfolio Adjusted | 1-in-10 | All | All | 2024 | January Monthly Peak | 1 | 22.9004 | 22.3524 | 22.2167 | 22.4038 | 23.5949 | 26.0496 | 29.9078 | 32.6397 | 34.1623 | 34.2498 | 34.0162 | 33.2835 | 32.6255 | 32.0718 | 31.4011 | 30.7229 | 30.576 | 31.7927 | 31.4178 | 30.2044 | 29.083 | 27.6707 | 25.8645 | 24.4553 | -0.059818 | 0.037629 | -0.044832 | -0.051482 | -0.16906 | -0.33535 | -0.41795 | -0.54215 | -0.35692 | -0.069481 | 0.14548 | 0.94217 | 0.85812 | 0.78178 | 0.74472 | 0.56938 | 0.58266 | 0.36804 | -0.29478 | -0.14742 | -0.044098 | -0.10696 | -0.099637 | -0.042179 | 42.3086 | 41.3086 | 40.3323 | 39.7611 | 39.2374 | 38.4874 | 38.4636 | 38.4993 | 45.7381 | 51.1907 | 55.1313 | 56.8813 | 57.9288 | 58.155 | 57.9407 | 56.2737 | 54.845 | 52.428 | 50.7136 | 47.7611 | 46.3086 | 45.5705 | 46.9399 | 46.4518 | 0.32085 | 0.25701 | 0.21876 | 0.28856 | 0.35937 | 0.43992 | 0.3998 | 0.38614 | 0.20256 | 0.35724 | 0.32608 | 0.30368 | 0.27332 | 0.25492 | 0.26724 | 0.35975 | 0.3012 | 0.32411 | 0.3903 | 0.43363 | 0.461 | 0.48889 | 0.43928 | 0.38808
Portfolio Adjusted1-in-10AllAll2024February Monthly Peak | Portfolio Adjusted | 1-in-10 | All | All | 2024 | February Monthly Peak | 2 | 23.6883 | 23.0415 | 22.7779 | 22.9096 | 23.9597 | 26.3427 | 29.9244 | 32.3805 | 34.2859 | 35.112 | 35.735 | 35.7568 | 35.7349 | 35.7273 | 35.3647 | 34.3905 | 33.415 | 33.5564 | 33.3642 | 31.9072 | 30.6282 | 28.8986 | 26.7983 | 25.1876 | -0.050865 | 0.039195 | -0.033484 | -0.03446 | -0.13875 | -0.27177 | -0.3659 | -0.44024 | -0.27572 | -0.033844 | 0.18724 | 1.0681 | 1.0083 | 0.93497 | 0.89911 | 0.74256 | 0.74281 | 0.53164 | -0.17444 | -0.07583 | -0.00081494 | -0.065351 | -0.056788 | -0.0074366 | 52.4163 | 51.9401 | 51.8926 | 50.9401 | 51.6663 | 50.952 | 51.6782 | 52.1307 | 52.3569 | 53.7738 | 54.5356 | 55.0356 | 55.8332 | 54.1069 | 53.345 | 52.1069 | 49.8569 | 48.1426 | 47.3688 | 48.1188 | 47.8688 | 46.9282 | 47.8688 | 46.9044 | 0.30199 | 0.24131 | 0.2038 | 0.26888 | 0.33171 | 0.40449 | 0.36702 | 0.35067 | 0.18545 | 0.32972 | 0.30522 | 0.28929 | 0.26384 | 0.24939 | 0.264 | 0.35133 | 0.28812 | 0.3078 | 0.37239 | 0.41343 | 0.43922 | 0.46256 | 0.41209 | 0.36289
Portfolio Adjusted1-in-10AllAll2024March Monthly Peak | Portfolio Adjusted | 1-in-10 | All | All | 2024 | March Monthly Peak | 3 | 25.4263 | 24.5937 | 24.0806 | 23.9544 | 24.7761 | 27.1164 | 30.9468 | 33.5397 | 36.1117 | 38.1529 | 40.0819 | 41.1852 | 41.8712 | 42.6391 | 42.601 | 41.5223 | 39.8438 | 37.9555 | 36.157 | 35.5981 | 34.1036 | 31.9501 | 29.3722 | 27.2694 | -0.028426 | 0.042163 | -0.0068429 | 0.0053342 | -0.068898 | -0.12911 | -0.25208 | -0.23022 | -0.099975 | 0.049268 | 0.29614 | 1.3899 | 1.3729 | 1.3008 | 1.2591 | 1.1727 | 1.157 | 0.93569 | 0.12546 | 0.10311 | 0.1062 | 0.037085 | 0.046215 | 0.075147 | 56.2378 | 54.5235 | 53.0116 | 53.464 | 53.9165 | 54.0951 | 54.0713 | 56.2619 | 63.1549 | 68.8335 | 73.1192 | 75.9168 | 79.1311 | 78.9524 | 76.0598 | 72.75 | 72.4881 | 71.0357 | 67.4521 | 63.0116 | 61.7616 | 59.7973 | 59.7497 | 57.7973 | 0.26163 | 0.20913 | 0.17523 | 0.2283 | 0.27758 | 0.34025 | 0.31054 | 0.29979 | 0.16086 | 0.29253 | 0.2764 | 0.26782 | 0.24652 | 0.23706 | 0.25283 | 0.33452 | 0.27058 | 0.27749 | 0.32615 | 0.36958 | 0.3928 | 0.41265 | 0.36498 | 0.31803
Portfolio Adjusted1-in-10AllAll2024April Monthly Peak | Portfolio Adjusted | 1-in-10 | All | All | 2024 | April Monthly Peak | 4 | 26.9455 | 25.9317 | 25.3296 | 25.1502 | 26.0301 | 28.5043 | 31.8781 | 35.1885 | 39.2704 | 42.8113 | 45.7813 | 47.4862 | 48.3062 | 48.9145 | 48.5879 | 47.2034 | 44.9704 | 42.247 | 38.9624 | 38.4371 | 37.115 | 34.6284 | 31.7069 | 29.3254 | -0.0055748 | 0.045017 | 0.019979 | 0.044977 | -0.0025466 | 0.0082134 | -0.14155 | -0.021837 | 0.080158 | 0.14002 | 0.41999 | 1.7522 | 1.7726 | 1.674 | 1.6054 | 1.6051 | 1.5723 | 1.3633 | 0.43491 | 0.28906 | 0.21701 | 0.14464 | 0.15415 | 0.16165 | 62.7256 | 61.928 | 60.214 | 61.4057 | 60.4057 | 60.6081 | 59.869 | 67.0715 | 77.7628 | 84.0002 | 88.322 | 91.6073 | 92.8565 | 91.941 | 90.9994 | 90.0479 | 88.1657 | 86.6438 | 83.9286 | 78.4883 | 73.3816 | 69.989 | 64.6894 | 63.1549 | 0.24443 | 0.1943 | 0.16284 | 0.21189 | 0.25866 | 0.31748 | 0.28299 | 0.27536 | 0.15134 | 0.28334 | 0.27162 | 0.26578 | 0.24492 | 0.23413 | 0.24743 | 0.32652 | 0.26237 | 0.26635 | 0.30544 | 0.34597 | 0.3692 | 0.38796 | 0.34406 | 0.30074
Portfolio Adjusted1-in-10AllAll2024May Monthly Peak | Portfolio Adjusted | 1-in-10 | All | All | 2024 | May Monthly Peak | 5 | 26.935 | 26.0175 | 25.4294 | 25.3077 | 26.2756 | 28.7666 | 31.8999 | 35.9792 | 40.414 | 43.8311 | 46.5594 | 48.1333 | 48.7676 | 49.1435 | 48.6621 | 47.1365 | 44.838 | 42.0864 | 38.8194 | 37.9833 | 37.2182 | 34.6333 | 31.7742 | 29.3953 | -0.0019107 | 0.045279 | 0.024117 | 0.051313 | 0.0080531 | 0.030309 | -0.1251 | 0.01096 | 0.11244 | 0.15896 | 0.44845 | 1.8293 | 1.8482 | 1.7335 | 1.6579 | 1.6702 | 1.6356 | 1.4312 | 0.48916 | 0.32036 | 0.23619 | 0.16116 | 0.17098 | 0.17451 | 65.9763 | 65.4644 | 65.881 | 65.6072 | 64.6191 | 63.881 | 63.1429 | 68.9166 | 79.6188 | 85.0831 | 88.9165 | 92.345 | 92.3093 | 90.6188 | 90.6069 | 88.6784 | 85.5118 | 83.7737 | 81.9047 | 80.1309 | 74.2381 | 69.8453 | 68.8215 | 67.131 | 0.24164 | 0.19322 | 0.16187 | 0.21183 | 0.26017 | 0.31975 | 0.28326 | 0.28022 | 0.15605 | 0.29193 | 0.27841 | 0.27191 | 0.24946 | 0.23671 | 0.24964 | 0.32912 | 0.26439 | 0.26868 | 0.30841 | 0.34762 | 0.37157 | 0.38634 | 0.34326 | 0.29923
Portfolio Adjusted1-in-10AllAll2024June Monthly Peak | Portfolio Adjusted | 1-in-10 | All | All | 2024 | June Monthly Peak | 6 | 27.4415 | 26.487 | 25.884 | 25.7275 | 26.684 | 29.0128 | 32.0656 | 36.0689 | 39.9935 | 43.3008 | 45.9856 | 47.4168 | 47.8933 | 48.1195 | 47.7089 | 46.4755 | 44.7111 | 42.2782 | 39.2642 | 37.6868 | 37.0747 | 34.804 | 32.0751 | 29.6913 | -0.0090271 | 0.046337 | 0.016942 | 0.041172 | -0.012184 | -0.011103 | -0.16039 | -0.052203 | 0.057466 | 0.13187 | 0.41568 | 1.7461 | 1.749 | 1.6378 | 1.5709 | 1.5653 | 1.553 | 1.3409 | 0.40772 | 0.26871 | 0.20697 | 0.13277 | 0.14325 | 0.15393 | 65.3683 | 62.6791 | 61.7268 | 61.7139 | 61.4877 | 60.7854 | 62.2032 | 70.6181 | 75.9391 | 79.654 | 84.5355 | 87.2376 | 88.9759 | 89.4876 | 87.0701 | 87.1306 | 86.8797 | 84.4038 | 82.2146 | 79.559 | 75.9413 | 72.2738 | 70.5358 | 68.1183 | 0.25371 | 0.20249 | 0.16985 | 0.22143 | 0.27106 | 0.3311 | 0.29194 | 0.28831 | 0.15786 | 0.29328 | 0.27956 | 0.27229 | 0.24911 | 0.23623 | 0.24986 | 0.33158 | 0.27005 | 0.27531 | 0.31833 | 0.35386 | 0.3797 | 0.3978 | 0.35473 | 0.30979
Portfolio Adjusted1-in-10AllAll2024July Monthly Peak | Portfolio Adjusted | 1-in-10 | All | All | 2024 | July Monthly Peak | 7 | 28.9196 | 27.9312 | 27.262 | 27.1471 | 28.2318 | 30.9636 | 34.2764 | 38.3123 | 42.2405 | 45.6339 | 48.3728 | 49.7887 | 50.4197 | 50.7325 | 50.4342 | 49.5334 | 47.833 | 45.1887 | 41.6764 | 39.8256 | 39.1124 | 36.7431 | 33.8547 | 31.3695 | 0.0035026 | 0.048479 | 0.031921 | 0.063807 | 0.024832 | 0.066161 | -0.10616 | 0.061446 | 0.15752 | 0.18102 | 0.47489 | 1.8932 | 1.9211 | 1.8014 | 1.7306 | 1.794 | 1.7891 | 1.5902 | 0.58446 | 0.37186 | 0.26794 | 0.19172 | 0.20256 | 0.20161 | 71.0835 | 71.5239 | 71.0358 | 70.7977 | 70.1074 | 70.0955 | 69.6193 | 72.75 | 76.6068 | 81.0591 | 86.1659 | 91.2369 | 91.5346 | 91.8681 | 92.1181 | 91.2846 | 87.392 | 84.7255 | 83.5591 | 81.3807 | 78.1068 | 74.9523 | 73.7142 | 72.7739 | 0.25542 | 0.20463 | 0.17137 | 0.22441 | 0.2763 | 0.34089 | 0.2995 | 0.29206 | 0.15863 | 0.29462 | 0.2801 | 0.2717 | 0.24943 | 0.23648 | 0.25054 | 0.33605 | 0.27527 | 0.28038 | 0.32249 | 0.35714 | 0.38191 | 0.40021 | 0.35667 | 0.31201
Portfolio Adjusted1-in-10AllAll2024August Monthly Peak | Portfolio Adjusted | 1-in-10 | All | All | 2024 | August Monthly Peak | 8 | 29.6389 | 28.5746 | 27.8962 | 27.765 | 28.8938 | 31.844 | 35.5957 | 39.7308 | 44.1177 | 47.742 | 50.7563 | 52.2743 | 52.9505 | 53.287 | 52.9881 | 51.82 | 49.8667 | 47.1734 | 43.5065 | 41.8641 | 40.5585 | 37.8597 | 34.7853 | 32.2158 | 0.0056357 | 0.049848 | 0.035078 | 0.068864 | 0.03142 | 0.080602 | -0.099845 | 0.081486 | 0.17849 | 0.19432 | 0.49971 | 1.9868 | 2.0206 | 1.8962 | 1.8242 | 1.8876 | 1.8744 | 1.6814 | 0.63489 | 0.40521 | 0.28699 | 0.2072 | 0.21788 | 0.21459 | 73.0665 | 72.2579 | 71.6579 | 70.5248 | 70.4476 | 70.2476 | 69.5049 | 72.3694 | 79.1512 | 83.6935 | 89.1794 | 90.7802 | 92.5895 | 91.0086 | 91.3979 | 91.2465 | 89.9126 | 89.503 | 85.4368 | 82.285 | 78.1815 | 76.361 | 75.2088 | 75.1717 | 0.26259 | 0.20992 | 0.17593 | 0.23029 | 0.2833 | 0.35125 | 0.30954 | 0.3 | 0.16384 | 0.3043 | 0.28999 | 0.28195 | 0.2591 | 0.2458 | 0.26087 | 0.3477 | 0.28356 | 0.29065 | 0.33578 | 0.3743 | 0.39629 | 0.41395 | 0.36796 | 0.32135
Portfolio Adjusted1-in-10AllAll2024September Monthly Peak | Portfolio Adjusted | 1-in-10 | All | All | 2024 | September Monthly Peak | 9 | 30.0587 | 29.022 | 28.3629 | 28.2981 | 29.5743 | 32.6992 | 37.1705 | 41.3741 | 46.5287 | 50.7297 | 53.8677 | 55.5015 | 56.1043 | 56.3632 | 55.87 | 54.1929 | 51.5793 | 48.5653 | 44.9978 | 43.992 | 41.6517 | 38.6014 | 35.2828 | 32.6566 | 0.0099527 | 0.04938 | 0.039614 | 0.075475 | 0.044397 | 0.1078 | -0.079618 | 0.12418 | 0.22082 | 0.22081 | 0.54291 | 2.1316 | 2.1712 | 2.0329 | 1.9487 | 2.0154 | 1.9761 | 1.7809 | 0.70674 | 0.45213 | 0.31035 | 0.22751 | 0.23623 | 0.22825 | 70.6195 | 70.1434 | 70.1076 | 69.8456 | 70.0717 | 68.8815 | 71.5359 | 72.9641 | 80.4751 | 87.1533 | 96.0208 | 99.2349 | 100.6154 | 100.1991 | 99.0208 | 98.0925 | 96.7479 | 95.0099 | 92.3316 | 83.8805 | 79.5359 | 77.3337 | 76.2859 | 74.3337 | 0.25941 | 0.20749 | 0.17413 | 0.22849 | 0.28343 | 0.35196 | 0.31618 | 0.30669 | 0.17022 | 0.32017 | 0.30517 | 0.29715 | 0.27271 | 0.25793 | 0.27279 | 0.36022 | 0.28995 | 0.29615 | 0.34355 | 0.38642 | 0.40225 | 0.41655 | 0.36716 | 0.32005
Portfolio Adjusted1-in-10AllAll2024October Monthly Peak | Portfolio Adjusted | 1-in-10 | All | All | 2024 | October Monthly Peak | 10 | 28.4535 | 27.4773 | 26.8399 | 26.6953 | 27.746 | 30.3421 | 34.471 | 37.8838 | 42.1591 | 46.0272 | 49.3341 | 51.3781 | 52.3758 | 53.1278 | 52.8121 | 51.2524 | 48.71 | 45.6011 | 43.1651 | 41.4352 | 39.0703 | 36.2258 | 33.2142 | 30.7819 | -0.0016539 | 0.048551 | 0.026273 | 0.055453 | 0.0097589 | 0.034548 | -0.1323 | 0.015092 | 0.11997 | 0.16652 | 0.46987 | 1.928 | 1.9559 | 1.8496 | 1.7781 | 1.7979 | 1.7647 | 1.5464 | 0.53974 | 0.34713 | 0.2491 | 0.16996 | 0.18062 | 0.1852 | 68.6084 | 66.6553 | 66.8347 | 66.5838 | 65.096 | 64.8223 | 64.107 | 67.4407 | 75.8789 | 83.2824 | 89.0329 | 91.2595 | 91.6525 | 92.4145 | 91.2133 | 89.926 | 89.9143 | 87.5349 | 82.9273 | 79.4998 | 75.5608 | 72.345 | 69.9417 | 69.3943 | 0.25905 | 0.20698 | 0.17325 | 0.2261 | 0.27792 | 0.33934 | 0.30373 | 0.2948 | 0.16215 | 0.30302 | 0.29057 | 0.28469 | 0.26202 | 0.25065 | 0.26577 | 0.35151 | 0.28339 | 0.28837 | 0.33684 | 0.37318 | 0.38895 | 0.40313 | 0.35899 | 0.3151
Portfolio Adjusted1-in-10AllAll2024November Monthly Peak | Portfolio Adjusted | 1-in-10 | All | All | 2024 | November Monthly Peak | 11 | 26.3696 | 25.5847 | 25.0895 | 25.075 | 26.1477 | 28.5597 | 31.7087 | 35.0704 | 38.875 | 42.1111 | 44.8651 | 46.4263 | 47.1871 | 47.7798 | 47.3495 | 45.6583 | 43.6834 | 42.4181 | 39.2081 | 37.0676 | 35.2245 | 32.8571 | 30.3077 | 28.2591 | -0.010391 | 0.045167 | 0.014749 | 0.037808 | -0.016775 | -0.020538 | -0.16636 | -0.065766 | 0.044224 | 0.12499 | 0.40798 | 1.724 | 1.7365 | 1.6405 | 1.5757 | 1.5503 | 1.5244 | 1.3229 | 0.3836 | 0.25121 | 0.19251 | 0.12064 | 0.13063 | 0.14347 | 63.1629 | 62.382 | 60.9441 | 61.6469 | 61.2575 | 60.6473 | 59.8682 | 63.3147 | 71.3603 | 78.8748 | 82.8078 | 86.627 | 87.8358 | 87.9998 | 87.7988 | 86.9703 | 83.9237 | 77.8098 | 72.382 | 68.05 | 66.2497 | 63.1068 | 62.2686 | 61.0698 | 0.24849 | 0.19876 | 0.16683 | 0.21871 | 0.26997 | 0.32781 | 0.2903 | 0.28488 | 0.15656 | 0.29242 | 0.28009 | 0.27359 | 0.25208 | 0.24141 | 0.25595 | 0.33707 | 0.27159 | 0.2779 | 0.31715 | 0.34823 | 0.36758 | 0.38381 | 0.34216 | 0.30106
Portfolio Adjusted1-in-10AllAll2024December Monthly Peak | Portfolio Adjusted | 1-in-10 | All | All | 2024 | December Monthly Peak | 12 | 23.2428 | 22.7265 | 22.5235 | 22.6431 | 23.6845 | 25.9444 | 28.9055 | 31.5826 | 33.5063 | 34.1573 | 34.3179 | 33.9037 | 33.4212 | 33.032 | 32.4962 | 31.6949 | 31.4663 | 32.4984 | 31.7545 | 30.47 | 29.2963 | 27.8557 | 26.026 | 24.5838 | -0.05697 | 0.038866 | -0.041089 | -0.045415 | -0.15803 | -0.30843 | -0.38826 | -0.48935 | -0.31864 | -0.054703 | 0.15793 | 0.9704 | 0.89285 | 0.81755 | 0.78389 | 0.62271 | 0.6389 | 0.43115 | -0.24638 | -0.11926 | -0.027343 | -0.090706 | -0.082785 | -0.02864 | 47.4298 | 46.9298 | 45.4777 | 45.2038 | 45.4298 | 45.3818 | 44.4298 | 45.4058 | 47.8579 | 50.8219 | 53.012 | 53.286 | 54.0479 | 55.0479 | 55.976 | 55.0599 | 54.3219 | 50.9418 | 49.4418 | 48.7277 | 46.7996 | 47.9538 | 46.2397 | 45.5137 | 0.31667 | 0.25485 | 0.21627 | 0.28408 | 0.35004 | 0.4229 | 0.37757 | 0.36248 | 0.19181 | 0.34088 | 0.31038 | 0.29041 | 0.26111 | 0.24402 | 0.25779 | 0.34759 | 0.29322 | 0.31756 | 0.37953 | 0.42291 | 0.44955 | 0.47709 | 0.42697 | 0.37707
Portfolio Adjusted1-in-10AllAll2024Typical Event Day | Portfolio Adjusted | 1-in-10 | All | All | 2024 | Typical Event Day | 8 | 29.4534 | 28.4025 | 27.7297 | 27.6004 | 28.712 | 31.6263 | 35.3521 | 39.4109 | 43.669 | 47.1564 | 50.0518 | 51.5197 | 52.1925 | 52.5613 | 52.2994 | 51.1621 | 49.2619 | 46.6096 | 43.032 | 41.4332 | 40.1807 | 37.5338 | 34.4967 | 31.9536 | 0.0023952 | 0.04946 | 0.031287 | 0.063237 | 0.021853 | 0.060524 | -0.1149 | 0.052025 | 0.15215 | 0.18052 | 0.47993 | 1.931 | 1.9592 | 1.84 | 1.7719 | 1.8219 | 1.8106 | 1.6143 | 0.58691 | 0.3771 | 0.27063 | 0.19177 | 0.2024 | 0.20223 | 70.0345 | 69.1511 | 68.6321 | 68.2206 | 68.0287 | 67.5026 | 68.2159 | 72.1754 | 78.0429 | 82.8899 | 88.9753 | 92.1222 | 93.4287 | 93.1407 | 92.4016 | 91.9384 | 90.2329 | 88.4104 | 85.8854 | 81.7762 | 77.9413 | 75.2302 | 73.9362 | 72.5994 | 0.26154 | 0.20914 | 0.17527 | 0.22945 | 0.28202 | 0.34937 | 0.308 | 0.29837 | 0.16255 | 0.30086 | 0.28593 | 0.27779 | 0.25523 | 0.24237 | 0.25746 | 0.34324 | 0.2802 | 0.28729 | 0.33243 | 0.37097 | 0.39334 | 0.41132 | 0.36569 | 0.31937
Portfolio Adjusted1-in-10AllAll2025January Monthly Peak | Portfolio Adjusted | 1-in-10 | All | All | 2025 | January Monthly Peak | 1 | 22.9934 | 22.4433 | 22.3072 | 22.4947 | 23.6914 | 26.1547 | 30.0253 | 32.7663 | 34.291 | 34.3783 | 34.1452 | 33.409 | 32.7498 | 32.194 | 31.5204 | 30.8401 | 30.6924 | 31.9084 | 31.5311 | 30.3137 | 29.1899 | 27.774 | 25.965 | 24.5531 | -0.060459 | 0.038032 | -0.045312 | -0.052034 | -0.17087 | -0.33894 | -0.42242 | -0.54796 | -0.36075 | -0.070226 | 0.14703 | 0.95013 | 0.86524 | 0.78811 | 0.7507 | 0.57353 | 0.58696 | 0.36991 | -0.29794 | -0.149 | -0.04457 | -0.1081 | -0.1007 | -0.042631 | 42.3119 | 41.3119 | 40.3359 | 39.7639 | 39.2399 | 38.4899 | 38.4659 | 38.5019 | 45.738 | 51.19 | 55.13 | 56.88 | 57.928 | 58.154 | 57.94 | 56.274 | 54.846 | 52.43 | 50.7159 | 47.7639 | 46.3119 | 45.5739 | 46.9419 | 46.4539 | 0.32429 | 0.25977 | 0.22111 | 0.29165 | 0.36322 | 0.44463 | 0.40408 | 0.39027 | 0.20473 | 0.36107 | 0.32957 | 0.30692 | 0.27623 | 0.25763 | 0.27009 | 0.36359 | 0.30441 | 0.32757 | 0.39448 | 0.43828 | 0.46594 | 0.49412 | 0.44398 | 0.39224
Portfolio Adjusted1-in-10AllAll2025February Monthly Peak | Portfolio Adjusted | 1-in-10 | All | All | 2025 | February Monthly Peak | 2 | 23.7852 | 23.1359 | 22.8712 | 23.0032 | 24.0582 | 26.4496 | 30.044 | 32.5079 | 34.4163 | 35.2429 | 35.8679 | 35.8882 | 35.8665 | 35.8583 | 35.4937 | 34.5158 | 33.5368 | 33.6776 | 33.4835 | 32.0222 | 30.7407 | 29.0066 | 26.9025 | 25.2888 | -0.05141 | 0.039615 | -0.033842 | -0.034829 | -0.14023 | -0.27468 | -0.36982 | -0.44496 | -0.27868 | -0.034206 | 0.18925 | 1.0772 | 1.0168 | 0.94267 | 0.90644 | 0.74827 | 0.74859 | 0.53514 | -0.17631 | -0.076642 | -0.00082367 | -0.066051 | -0.057396 | -0.0075162 | 52.4181 | 51.9421 | 51.8941 | 50.9421 | 51.6681 | 50.9541 | 51.6801 | 52.1321 | 52.3581 | 53.774 | 54.536 | 55.036 | 55.8341 | 54.1081 | 53.3461 | 52.1081 | 49.8581 | 48.1441 | 47.3701 | 48.1201 | 47.8701 | 46.9301 | 47.8701 | 46.9061 | 0.30523 | 0.24389 | 0.20598 | 0.27176 | 0.33526 | 0.40883 | 0.37095 | 0.35443 | 0.18744 | 0.33325 | 0.30849 | 0.29237 | 0.26664 | 0.25204 | 0.26681 | 0.35508 | 0.29119 | 0.31109 | 0.37638 | 0.41786 | 0.44392 | 0.46752 | 0.41651 | 0.36678
Portfolio Adjusted1-in-10AllAll2025March Monthly Peak | Portfolio Adjusted | 1-in-10 | All | All | 2025 | March Monthly Peak | 3 | 25.5295 | 24.6944 | 24.1793 | 24.0524 | 24.8775 | 27.2272 | 31.0715 | 33.6743 | 36.2514 | 38.296 | 40.2298 | 41.3342 | 42.0215 | 42.7911 | 42.752 | 41.6678 | 39.9833 | 38.0891 | 36.2854 | 35.7243 | 34.2272 | 32.0685 | 29.4857 | 27.3785 | -0.028731 | 0.042615 | -0.0069162 | 0.0053914 | -0.069636 | -0.13049 | -0.25478 | -0.23269 | -0.10105 | 0.049796 | 0.29931 | 1.4021 | 1.3849 | 1.3119 | 1.2698 | 1.1825 | 1.1668 | 0.9432 | 0.12681 | 0.10422 | 0.10733 | 0.037482 | 0.04671 | 0.075952 | 56.2404 | 54.5264 | 53.0144 | 53.4663 | 53.9183 | 54.0961 | 54.0721 | 56.262 | 63.1539 | 68.8317 | 73.1178 | 75.9159 | 79.1298 | 78.9519 | 76.0577 | 72.75 | 72.488 | 71.0361 | 67.4543 | 63.0144 | 61.7644 | 59.8004 | 59.7524 | 57.8004 | 0.26443 | 0.21137 | 0.17711 | 0.23075 | 0.28056 | 0.3439 | 0.31386 | 0.303 | 0.16259 | 0.29567 | 0.27936 | 0.27066 | 0.24913 | 0.23957 | 0.25551 | 0.33808 | 0.27345 | 0.28044 | 0.32964 | 0.37354 | 0.39701 | 0.41707 | 0.36889 | 0.32144
Portfolio Adjusted1-in-10AllAll2025April Monthly Peak | Portfolio Adjusted | 1-in-10 | All | All | 2025 | April Monthly Peak | 4 | 27.0557 | 26.0386 | 25.4345 | 25.2541 | 26.1382 | 28.6226 | 32.0081 | 35.3295 | 39.4198 | 42.9689 | 45.9463 | 47.6537 | 48.4753 | 49.0845 | 48.755 | 47.3643 | 45.1234 | 42.3923 | 39.0993 | 38.5715 | 37.247 | 34.7551 | 31.8289 | 29.4432 | -0.0056345 | 0.045499 | 0.020193 | 0.045458 | -0.0025739 | 0.0083014 | -0.14307 | -0.022071 | 0.081017 | 0.14152 | 0.42449 | 1.7679 | 1.7884 | 1.6887 | 1.6193 | 1.6191 | 1.5861 | 1.3751 | 0.43957 | 0.29216 | 0.21933 | 0.14619 | 0.1558 | 0.16338 | 62.7281 | 61.93 | 60.2163 | 61.4073 | 60.4073 | 60.6092 | 59.8703 | 67.0696 | 77.7575 | 83.9948 | 88.3175 | 91.6031 | 92.8523 | 91.9377 | 90.9967 | 90.0458 | 88.1648 | 86.6427 | 83.9278 | 78.4882 | 73.383 | 69.9915 | 64.6941 | 63.1592 | 0.24705 | 0.19638 | 0.16458 | 0.21416 | 0.26143 | 0.32088 | 0.28602 | 0.2783 | 0.15296 | 0.28637 | 0.27453 | 0.2686 | 0.2475 | 0.23659 | 0.25004 | 0.32998 | 0.26514 | 0.26917 | 0.30871 | 0.34967 | 0.37315 | 0.39212 | 0.34775 | 0.30396
Portfolio Adjusted1-in-10AllAll2025May Monthly Peak | Portfolio Adjusted | 1-in-10 | All | All | 2025 | May Monthly Peak | 5 | 27.045 | 26.1249 | 25.5347 | 25.4128 | 26.3855 | 28.8873 | 32.0317 | 36.1244 | 40.5702 | 43.9958 | 46.7311 | 48.3074 | 48.9425 | 49.318 | 48.8333 | 47.3013 | 44.9947 | 42.2354 | 38.9599 | 38.1207 | 37.3529 | 34.761 | 31.8973 | 29.5138 | -0.0019312 | 0.045764 | 0.024376 | 0.051863 | 0.0081394 | 0.030634 | -0.12644 | 0.011078 | 0.11364 | 0.16066 | 0.45326 | 1.8457 | 1.8648 | 1.7489 | 1.6725 | 1.685 | 1.6501 | 1.4437 | 0.4944 | 0.32379 | 0.23872 | 0.16288 | 0.17281 | 0.17638 | 65.9787 | 65.4667 | 65.8824 | 65.6084 | 64.6204 | 63.8824 | 63.1445 | 68.9157 | 79.6147 | 85.0786 | 88.9129 | 92.3407 | 92.3045 | 90.6147 | 90.6027 | 88.6749 | 85.5092 | 83.7713 | 81.9037 | 80.1296 | 74.238 | 69.8463 | 68.8222 | 67.1324 | 0.24423 | 0.19529 | 0.1636 | 0.2141 | 0.26295 | 0.32317 | 0.2863 | 0.28323 | 0.15773 | 0.29506 | 0.28139 | 0.27478 | 0.25209 | 0.23921 | 0.25227 | 0.33261 | 0.26719 | 0.27153 | 0.31172 | 0.35135 | 0.37555 | 0.39048 | 0.34694 | 0.30244
Portfolio Adjusted1-in-10AllAll2025June Monthly Peak | Portfolio Adjusted | 1-in-10 | All | All | 2025 | June Monthly Peak | 6 | 27.5547 | 26.5973 | 25.9923 | 25.835 | 26.7962 | 29.1351 | 32.1986 | 36.2151 | 40.1481 | 43.4625 | 46.154 | 47.5871 | 48.064 | 48.2897 | 47.8765 | 46.6379 | 44.8679 | 42.4276 | 39.406 | 37.8238 | 37.2094 | 34.9327 | 32.1996 | 29.8113 | -0.0091238 | 0.046833 | 0.017123 | 0.041613 | -0.012315 | -0.011222 | -0.1621 | -0.052763 | 0.058082 | 0.13328 | 0.42013 | 1.7617 | 1.7646 | 1.6522 | 1.5845 | 1.5789 | 1.5667 | 1.3525 | 0.41208 | 0.27159 | 0.20919 | 0.13419 | 0.14478 | 0.15558 | 65.3695 | 62.681 | 61.7292 | 61.7162 | 61.4903 | 60.7885 | 62.2053 | 70.6167 | 75.9357 | 79.6503 | 84.5305 | 87.2321 | 88.9703 | 89.4821 | 87.0655 | 87.1267 | 86.8757 | 84.4001 | 82.2115 | 79.557 | 75.9407 | 72.2741 | 70.5361 | 68.1195 | 0.25643 | 0.20466 | 0.17166 | 0.22381 | 0.27396 | 0.33465 | 0.29507 | 0.29139 | 0.15955 | 0.29642 | 0.28255 | 0.27517 | 0.25174 | 0.23872 | 0.2525 | 0.3351 | 0.27291 | 0.27823 | 0.32174 | 0.35765 | 0.38377 | 0.40206 | 0.35853 | 0.31311
Portfolio Adjusted1-in-10AllAll2025July Monthly Peak | Portfolio Adjusted | 1-in-10 | All | All | 2025 | July Monthly Peak | 7 | 29.0367 | 28.0459 | 27.3744 | 27.2593 | 28.3496 | 31.0934 | 34.4168 | 38.4645 | 42.4 | 45.8007 | 48.5461 | 49.9629 | 50.5948 | 50.907 | 50.6063 | 49.7021 | 47.9969 | 45.3448 | 41.824 | 39.9676 | 39.2516 | 36.876 | 33.9833 | 31.4937 | 0.0035401 | 0.048998 | 0.032262 | 0.064491 | 0.025098 | 0.066869 | -0.1073 | 0.062104 | 0.15921 | 0.18296 | 0.47998 | 1.9102 | 1.9383 | 1.8173 | 1.7457 | 1.8099 | 1.8051 | 1.6042 | 0.59072 | 0.37584 | 0.27081 | 0.19378 | 0.20473 | 0.20377 | 71.0844 | 71.5241 | 71.0362 | 70.7982 | 70.1085 | 70.0965 | 69.6206 | 72.75 | 76.6053 | 81.057 | 86.1623 | 91.2314 | 91.5296 | 91.8641 | 92.1141 | 91.2796 | 87.3882 | 84.7226 | 83.557 | 81.3794 | 78.1053 | 74.9518 | 73.7138 | 72.7741 | 0.25815 | 0.20683 | 0.1732 | 0.22681 | 0.27926 | 0.34454 | 0.30271 | 0.29518 | 0.16033 | 0.29778 | 0.2831 | 0.27457 | 0.25206 | 0.23896 | 0.25317 | 0.33961 | 0.27818 | 0.28335 | 0.32595 | 0.36097 | 0.386 | 0.4045 | 0.36049 | 0.31535
Portfolio Adjusted1-in-10AllAll2025August Monthly Peak | Portfolio Adjusted | 1-in-10 | All | All | 2025 | August Monthly Peak | 8 | 29.7597 | 28.6926 | 28.012 | 27.8804 | 29.0148 | 31.9781 | 35.7409 | 39.8871 | 44.2823 | 47.914 | 50.9355 | 52.4549 | 53.1323 | 53.4682 | 53.1672 | 51.9944 | 50.0354 | 47.3352 | 43.6604 | 42.0131 | 40.7033 | 37.9976 | 34.9183 | 32.3441 | 0.0056961 | 0.050381 | 0.035453 | 0.069601 | 0.031756 | 0.081465 | -0.10091 | 0.082359 | 0.1804 | 0.1964 | 0.50507 | 2.0046 | 2.0387 | 1.913 | 1.8402 | 1.9043 | 1.8911 | 1.6963 | 0.64169 | 0.40955 | 0.29006 | 0.20942 | 0.22021 | 0.21689 | 73.0672 | 72.2585 | 71.6585 | 70.5261 | 70.4481 | 70.2481 | 69.506 | 72.3691 | 79.1485 | 83.6902 | 89.1749 | 90.7757 | 92.5851 | 91.0044 | 91.3936 | 91.2427 | 89.9095 | 89.4999 | 85.4351 | 82.2837 | 78.1813 | 76.3606 | 75.2089 | 75.1714 | 0.2654 | 0.21217 | 0.17782 | 0.23276 | 0.28633 | 0.35501 | 0.31285 | 0.30321 | 0.1656 | 0.30756 | 0.2931 | 0.28493 | 0.26183 | 0.24838 | 0.26362 | 0.35139 | 0.28656 | 0.29373 | 0.33938 | 0.37831 | 0.40054 | 0.41838 | 0.3719 | 0.32479
Portfolio Adjusted1-in-10AllAll2025September Monthly Peak | Portfolio Adjusted | 1-in-10 | All | All | 2025 | September Monthly Peak | 9 | 30.1774 | 29.138 | 28.4769 | 28.4121 | 29.695 | 32.8329 | 37.3182 | 41.5334 | 46.6993 | 50.9105 | 54.056 | 55.6916 | 56.2956 | 56.5532 | 56.0571 | 54.3733 | 51.7513 | 48.7299 | 45.155 | 44.1453 | 41.7984 | 38.7398 | 35.4152 | 32.784 | 0.010059 | 0.049908 | 0.040038 | 0.076283 | 0.044872 | 0.10895 | -0.080471 | 0.12551 | 0.22318 | 0.22317 | 0.54873 | 2.1507 | 2.1907 | 2.0508 | 1.9658 | 2.0333 | 1.9938 | 1.7967 | 0.7143 | 0.45697 | 0.31368 | 0.22995 | 0.23876 | 0.2307 | 70.6208 | 70.145 | 70.1087 | 69.8467 | 70.0725 | 68.8829 | 71.5362 | 72.9638 | 80.4721 | 87.1496 | 96.013 | 99.2267 | 100.6059 | 100.1905 | 99.013 | 98.0855 | 96.7425 | 95.0046 | 92.3271 | 83.8792 | 79.5362 | 77.3346 | 76.2862 | 74.3346 | 0.26219 | 0.20971 | 0.17599 | 0.23094 | 0.28647 | 0.35573 | 0.31957 | 0.30997 | 0.17204 | 0.3236 | 0.30844 | 0.30029 | 0.27558 | 0.26064 | 0.27566 | 0.36404 | 0.29301 | 0.29928 | 0.34723 | 0.39056 | 0.40655 | 0.42101 | 0.3711 | 0.32347
Portfolio Adjusted1-in-10AllAll2025October Monthly Peak | Portfolio Adjusted | 1-in-10 | All | All | 2025 | October Monthly Peak | 10 | 28.5718 | 27.5928 | 26.953 | 26.8077 | 27.8638 | 30.4703 | 34.6121 | 38.0364 | 42.3212 | 46.1977 | 49.5127 | 51.5594 | 52.5584 | 53.3114 | 52.9933 | 51.4275 | 48.8774 | 45.7607 | 43.3178 | 41.582 | 39.2112 | 36.3589 | 33.343 | 30.9068 | -0.0016716 | 0.049071 | 0.026555 | 0.056047 | 0.0098634 | 0.034918 | -0.13372 | 0.015254 | 0.12126 | 0.16831 | 0.4749 | 1.9452 | 1.9734 | 1.8658 | 1.7936 | 1.8137 | 1.7803 | 1.5599 | 0.54552 | 0.35085 | 0.25177 | 0.17178 | 0.18255 | 0.18718 | 68.6096 | 66.657 | 66.8356 | 66.5846 | 65.097 | 64.823 | 64.1081 | 67.44 | 75.8749 | 83.2774 | 89.0279 | 91.2542 | 91.6488 | 92.4109 | 91.2103 | 89.9225 | 89.9107 | 87.5326 | 82.9265 | 79.4998 | 75.5614 | 72.346 | 69.9437 | 69.3958 | 0.26182 | 0.2092 | 0.1751 | 0.22852 | 0.2809 | 0.34297 | 0.30698 | 0.29795 | 0.16389 | 0.30626 | 0.29368 | 0.2877 | 0.26478 | 0.25329 | 0.26857 | 0.35524 | 0.28638 | 0.29142 | 0.34045 | 0.37718 | 0.39312 | 0.40745 | 0.36284 | 0.31847
Portfolio Adjusted1-in-10AllAll2025November Monthly Peak | Portfolio Adjusted | 1-in-10 | All | All | 2025 | November Monthly Peak | 11 | 26.48 | 25.6924 | 25.1952 | 25.1806 | 26.2588 | 28.68 | 31.84 | 35.2141 | 39.0277 | 42.2718 | 45.0334 | 46.597 | 47.3596 | 47.9536 | 47.5212 | 45.8234 | 43.8409 | 42.5677 | 39.348 | 37.2011 | 35.3544 | 32.9808 | 30.4273 | 28.3752 | -0.010503 | 0.04565 | 0.014907 | 0.038212 | -0.016955 | -0.020758 | -0.16814 | -0.06647 | 0.044698 | 0.12633 | 0.41235 | 1.7394 | 1.752 | 1.6549 | 1.5895 | 1.5639 | 1.5378 | 1.3343 | 0.38771 | 0.2539 | 0.19457 | 0.12193 | 0.13203 | 0.145 | 63.1646 | 62.384 | 60.9456 | 61.6474 | 61.2581 | 60.6478 | 59.8689 | 63.3138 | 71.3577 | 78.8714 | 82.8058 | 86.6251 | 87.834 | 87.9976 | 87.7967 | 86.9678 | 83.9229 | 77.8099 | 72.384 | 68.0527 | 66.2523 | 63.11 | 62.2715 | 61.0727 | 0.25115 | 0.20089 | 0.16861 | 0.22106 | 0.27286 | 0.33132 | 0.29341 | 0.28793 | 0.15824 | 0.29555 | 0.28309 | 0.27649 | 0.25475 | 0.24396 | 0.25866 | 0.34065 | 0.27447 | 0.28084 | 0.32055 | 0.35196 | 0.37152 | 0.38792 | 0.34583 | 0.30429
Portfolio Adjusted1-in-10AllAll2025December Monthly Peak | Portfolio Adjusted | 1-in-10 | All | All | 2025 | December Monthly Peak | 12 | 23.3383 | 22.8204 | 22.6167 | 22.7362 | 23.7822 | 26.0494 | 29.0211 | 31.7062 | 33.6329 | 34.2844 | 34.4447 | 34.0275 | 33.5434 | 33.1523 | 32.6146 | 31.8116 | 31.5834 | 32.6159 | 31.8689 | 30.5808 | 29.4047 | 27.9605 | 26.1275 | 24.6826 | -0.05758 | 0.039282 | -0.041529 | -0.045901 | -0.15972 | -0.31174 | -0.39242 | -0.49459 | -0.32205 | -0.055289 | 0.15962 | 0.97859 | 0.90024 | 0.82416 | 0.79017 | 0.62733 | 0.64372 | 0.43365 | -0.24902 | -0.12054 | -0.027636 | -0.091677 | -0.083672 | -0.028947 | 47.4317 | 46.9317 | 45.4802 | 45.2059 | 45.4317 | 45.3833 | 44.4317 | 45.4075 | 47.859 | 50.8227 | 53.0121 | 53.2863 | 54.0485 | 55.0485 | 55.9758 | 55.0606 | 54.3227 | 50.9438 | 49.4438 | 48.7302 | 46.8029 | 47.9559 | 46.2423 | 45.5165 | 0.32006 | 0.25758 | 0.21858 | 0.28712 | 0.35379 | 0.42743 | 0.38161 | 0.36636 | 0.19387 | 0.34453 | 0.3137 | 0.29351 | 0.26389 | 0.24662 | 0.26053 | 0.3513 | 0.29635 | 0.32095 | 0.38359 | 0.42744 | 0.45436 | 0.4822 | 0.43154 | 0.38111
Portfolio Adjusted1-in-10AllAll2025Typical Event Day | Portfolio Adjusted | 1-in-10 | All | All | 2025 | Typical Event Day | 8 | 29.5732 | 28.5196 | 27.8446 | 27.7151 | 28.832 | 31.7591 | 35.4961 | 39.5658 | 43.8317 | 47.3258 | 50.2278 | 51.6968 | 52.3708 | 52.7392 | 52.4754 | 51.3336 | 49.4279 | 46.7689 | 43.1838 | 41.5803 | 40.3239 | 37.6703 | 34.6284 | 32.0807 | 0.0024209 | 0.049989 | 0.031622 | 0.063914 | 0.022087 | 0.061172 | -0.11613 | 0.052582 | 0.15378 | 0.18245 | 0.48507 | 1.9482 | 1.9767 | 1.8562 | 1.7873 | 1.8379 | 1.8267 | 1.6285 | 0.59319 | 0.38114 | 0.27353 | 0.19383 | 0.20457 | 0.20439 | 70.0355 | 69.1522 | 68.6332 | 68.2219 | 68.03 | 67.5041 | 68.2172 | 72.1748 | 78.0403 | 82.8867 | 88.9701 | 92.1163 | 93.4226 | 93.1351 | 92.3964 | 91.9335 | 90.2289 | 88.4067 | 85.8826 | 81.7747 | 77.9408 | 75.2302 | 73.9363 | 72.6 | 0.26434 | 0.21138 | 0.17715 | 0.2319 | 0.28504 | 0.35311 | 0.3113 | 0.30157 | 0.16429 | 0.30408 | 0.28899 | 0.28072 | 0.25792 | 0.24491 | 0.26017 | 0.34689 | 0.28316 | 0.29033 | 0.33599 | 0.37495 | 0.39755 | 0.41572 | 0.3696 | 0.32279
Portfolio Adjusted1-in-10AllAll2026January Monthly Peak | Portfolio Adjusted | 1-in-10 | All | All | 2026 | January Monthly Peak | 1 | 23.0874 | 22.5351 | 22.3986 | 22.5864 | 23.7888 | 26.2609 | 30.144 | 32.8942 | 34.4209 | 34.508 | 34.2755 | 33.5358 | 32.8754 | 32.3174 | 31.6409 | 30.9586 | 30.8099 | 32.0252 | 31.6456 | 30.4241 | 29.2978 | 27.8783 | 26.0665 | 24.6519 | -0.061107 | 0.03844 | -0.045798 | -0.052591 | -0.1727 | -0.34257 | -0.42695 | -0.55383 | -0.36461 | -0.070978 | 0.14861 | 0.95818 | 0.87243 | 0.79452 | 0.75674 | 0.57772 | 0.5913 | 0.3718 | -0.30113 | -0.1506 | -0.045047 | -0.10926 | -0.10178 | -0.043088 | 42.3153 | 41.3153 | 40.3395 | 39.7668 | 39.2425 | 38.4925 | 38.4683 | 38.5046 | 45.7379 | 51.1894 | 55.1287 | 56.8787 | 57.9272 | 58.153 | 57.9394 | 56.2743 | 54.847 | 52.4319 | 50.7183 | 47.7668 | 46.3153 | 45.5774 | 46.944 | 46.4561 | 0.32776 | 0.26255 | 0.22348 | 0.29477 | 0.36711 | 0.44939 | 0.40841 | 0.39445 | 0.20692 | 0.36494 | 0.3331 | 0.31019 | 0.27918 | 0.26038 | 0.27297 | 0.36748 | 0.30766 | 0.33107 | 0.3987 | 0.44297 | 0.47093 | 0.49941 | 0.44874 | 0.39644
Portfolio Adjusted1-in-10AllAll2026February Monthly Peak | Portfolio Adjusted | 1-in-10 | All | All | 2026 | February Monthly Peak | 2 | 23.8831 | 23.2313 | 22.9654 | 23.0979 | 24.1576 | 26.5576 | 30.1647 | 32.6366 | 34.548 | 35.3751 | 36.0021 | 36.0208 | 35.9994 | 35.9906 | 35.6241 | 34.6424 | 33.6599 | 33.8 | 33.604 | 32.1385 | 30.8544 | 29.1158 | 27.0078 | 25.391 | -0.05196 | 0.040039 | -0.034205 | -0.035202 | -0.14173 | -0.27762 | -0.37378 | -0.44972 | -0.28166 | -0.034573 | 0.19128 | 1.0864 | 1.0254 | 0.95045 | 0.91385 | 0.75405 | 0.75444 | 0.53868 | -0.1782 | -0.077463 | -0.00083249 | -0.066758 | -0.058011 | -0.0075967 | 52.4199 | 51.9442 | 51.8956 | 50.9442 | 51.6699 | 50.9563 | 51.682 | 52.1335 | 52.3592 | 53.7743 | 54.5364 | 55.0364 | 55.835 | 54.1092 | 53.3471 | 52.1092 | 49.8592 | 48.1456 | 47.3714 | 48.1214 | 47.8714 | 46.932 | 47.8714 | 46.9078 | 0.3085 | 0.24651 | 0.20819 | 0.27467 | 0.33885 | 0.4132 | 0.37492 | 0.35823 | 0.18945 | 0.33682 | 0.31179 | 0.29549 | 0.26948 | 0.25472 | 0.26965 | 0.35887 | 0.29429 | 0.3144 | 0.38041 | 0.42234 | 0.44867 | 0.47252 | 0.42097 | 0.37071
Portfolio Adjusted1-in-10AllAll2026March Monthly Peak | Portfolio Adjusted | 1-in-10 | All | All | 2026 | March Monthly Peak | 3 | 25.6337 | 24.7962 | 24.2791 | 24.1513 | 24.9799 | 27.3392 | 31.1976 | 33.8103 | 36.3926 | 38.4406 | 40.3792 | 41.4846 | 42.1733 | 42.9446 | 42.9045 | 41.8148 | 40.1241 | 38.2239 | 36.4152 | 35.8517 | 34.352 | 32.1881 | 29.6004 | 27.4887 | -0.029038 | 0.043071 | -0.0069903 | 0.0054491 | -0.070382 | -0.13189 | -0.25751 | -0.23518 | -0.10213 | 0.050329 | 0.30252 | 1.4145 | 1.3969 | 1.3232 | 1.2805 | 1.1924 | 1.1766 | 0.95078 | 0.12816 | 0.10533 | 0.10848 | 0.037884 | 0.04721 | 0.076765 | 56.2429 | 54.5294 | 53.0172 | 53.4686 | 53.9201 | 54.0972 | 54.0729 | 56.2621 | 63.1528 | 68.8299 | 73.1164 | 75.915 | 79.1285 | 78.9514 | 76.0557 | 72.75 | 72.4879 | 71.0364 | 67.4565 | 63.0172 | 61.7672 | 59.8037 | 59.7551 | 57.8037 | 0.26726 | 0.21364 | 0.17901 | 0.23322 | 0.28356 | 0.34758 | 0.31722 | 0.30624 | 0.16433 | 0.29883 | 0.28235 | 0.27353 | 0.25177 | 0.2421 | 0.25822 | 0.34168 | 0.27636 | 0.28342 | 0.33317 | 0.37754 | 0.40126 | 0.42154 | 0.37284 | 0.32488
Portfolio Adjusted1-in-10AllAll2026April Monthly Peak | Portfolio Adjusted | 1-in-10 | All | All | 2026 | April Monthly Peak | 4 | 27.1669 | 26.1466 | 25.5404 | 25.3591 | 26.2473 | 28.7422 | 32.1394 | 35.4719 | 39.5709 | 43.128 | 46.1131 | 47.823 | 48.6461 | 49.2562 | 48.9238 | 47.5269 | 45.278 | 42.5391 | 39.2376 | 38.7072 | 37.3803 | 34.883 | 31.9521 | 29.5621 | -0.0056948 | 0.045986 | 0.020409 | 0.045945 | -0.0026014 | 0.0083903 | -0.1446 | -0.022307 | 0.081884 | 0.14304 | 0.42904 | 1.7837 | 1.8043 | 1.7035 | 1.6334 | 1.6333 | 1.6001 | 1.387 | 0.44428 | 0.29529 | 0.22168 | 0.14776 | 0.15747 | 0.16513 | 62.7305 | 61.9319 | 60.2186 | 61.409 | 60.409 | 60.6104 | 59.8716 | 67.0676 | 77.7523 | 83.9894 | 88.3128 | 91.5988 | 92.8481 | 91.9344 | 90.994 | 90.0436 | 88.1639 | 86.6416 | 83.9271 | 78.4881 | 73.3845 | 69.9941 | 64.6989 | 63.1636 | 0.2497 | 0.19849 | 0.16634 | 0.21645 | 0.26423 | 0.32431 | 0.28909 | 0.28128 | 0.1546 | 0.28944 | 0.27747 | 0.27144 | 0.25011 | 0.23908 | 0.25268 | 0.33348 | 0.26795 | 0.27202 | 0.31202 | 0.35342 | 0.37715 | 0.39631 | 0.35147 | 0.30722
Portfolio Adjusted1-in-10AllAll2026May Monthly Peak | Portfolio Adjusted | 1-in-10 | All | All | 2026 | May Monthly Peak | 5 | 27.1561 | 26.2334 | 25.6411 | 25.5188 | 26.4966 | 29.0091 | 32.1648 | 36.271 | 40.728 | 44.1621 | 46.9046 | 48.4832 | 49.1192 | 49.4942 | 49.0062 | 47.4677 | 45.1531 | 42.386 | 39.1018 | 38.2594 | 37.4889 | 34.8899 | 32.0217 | 29.6334 | -0.0019519 | 0.046254 | 0.024637 | 0.052418 | 0.0082265 | 0.030962 | -0.12779 | 0.011196 | 0.11486 | 0.16238 | 0.45811 | 1.8624 | 1.8816 | 1.7644 | 1.6871 | 1.6999 | 1.6648 | 1.4564 | 0.49969 | 0.32726 | 0.24128 | 0.16463 | 0.17466 | 0.17826 | 65.9812 | 65.469 | 65.8839 | 65.6095 | 64.6217 | 63.8839 | 63.146 | 68.9148 | 79.6106 | 85.0741 | 88.9093 | 92.3363 | 92.2998 | 90.6106 | 90.5984 | 88.6715 | 85.5066 | 83.7688 | 81.9026 | 80.1283 | 74.2378 | 69.8473 | 68.823 | 67.1339 | 0.24685 | 0.19738 | 0.16536 | 0.21639 | 0.26577 | 0.32663 | 0.28936 | 0.28626 | 0.15941 | 0.29822 | 0.28441 | 0.27769 | 0.25475 | 0.24172 | 0.25493 | 0.33615 | 0.27002 | 0.27441 | 0.31505 | 0.35511 | 0.37957 | 0.39466 | 0.35065 | 0.30568
Portfolio Adjusted1-in-10AllAll2026June Monthly Peak | Portfolio Adjusted | 1-in-10 | All | All | 2026 | June Monthly Peak | 6 | 27.669 | 26.7088 | 26.1017 | 25.9436 | 26.9095 | 29.2587 | 32.3329 | 36.3628 | 40.3042 | 43.6257 | 46.3242 | 47.7591 | 48.2364 | 48.4616 | 48.0458 | 46.8019 | 45.0263 | 42.5784 | 39.5493 | 37.9621 | 37.3456 | 35.0626 | 32.3254 | 29.9326 | -0.0092214 | 0.047335 | 0.017307 | 0.042059 | -0.012447 | -0.011342 | -0.16384 | -0.053327 | 0.058703 | 0.13471 | 0.42463 | 1.7775 | 1.7804 | 1.6667 | 1.5983 | 1.5928 | 1.5805 | 1.3642 | 0.41649 | 0.2745 | 0.21143 | 0.13563 | 0.14633 | 0.15724 | 65.3708 | 62.6829 | 61.7316 | 61.7185 | 61.4929 | 60.7916 | 62.2075 | 70.6153 | 75.9324 | 79.6466 | 84.5255 | 87.2265 | 88.9646 | 89.4765 | 87.0608 | 87.1227 | 86.8717 | 84.3963 | 82.2084 | 79.5549 | 75.9401 | 72.2744 | 70.5365 | 68.1208 | 0.25917 | 0.20685 | 0.1735 | 0.2262 | 0.2769 | 0.33823 | 0.29823 | 0.29451 | 0.16125 | 0.29959 | 0.28558 | 0.27808 | 0.25439 | 0.24123 | 0.25516 | 0.33866 | 0.2758 | 0.28117 | 0.32519 | 0.36148 | 0.38788 | 0.40636 | 0.36237 | 0.31646
Portfolio Adjusted1-in-10AllAll2026July Monthly Peak | Portfolio Adjusted | 1-in-10 | All | All | 2026 | July Monthly Peak | 7 | 29.155 | 28.1618 | 27.488 | 27.3727 | 28.4686 | 31.2245 | 34.5586 | 38.6182 | 42.5611 | 45.9692 | 48.7212 | 50.1389 | 50.7718 | 51.0833 | 50.7801 | 49.8726 | 48.1625 | 45.5024 | 41.9731 | 40.111 | 39.3922 | 37.0103 | 34.1132 | 31.6192 | 0.003578 | 0.049523 | 0.032608 | 0.065181 | 0.025366 | 0.067585 | -0.10845 | 0.062769 | 0.16091 | 0.18492 | 0.48511 | 1.9273 | 1.9557 | 1.8334 | 1.761 | 1.8259 | 1.8212 | 1.6184 | 0.59704 | 0.37987 | 0.27371 | 0.19585 | 0.20692 | 0.20595 | 71.0853 | 71.5244 | 71.0366 | 70.7988 | 70.1097 | 70.0975 | 69.6219 | 72.75 | 76.6037 | 81.055 | 86.1587 | 91.2258 | 91.5246 | 91.8599 | 92.1099 | 91.2746 | 87.3843 | 84.7196 | 83.555 | 81.3781 | 78.1037 | 74.9512 | 73.7134 | 72.7744 | 0.26091 | 0.20904 | 0.17505 | 0.22924 | 0.28225 | 0.34822 | 0.30595 | 0.29834 | 0.16205 | 0.30097 | 0.28613 | 0.27747 | 0.25471 | 0.24148 | 0.25584 | 0.34321 | 0.28112 | 0.28634 | 0.32944 | 0.36483 | 0.39013 | 0.40883 | 0.36435 | 0.31873
Portfolio Adjusted1-in-10AllAll2026August Monthly Peak | Portfolio Adjusted | 1-in-10 | All | All | 2026 | August Monthly Peak | 8 | 29.8816 | 28.8118 | 28.1289 | 27.9971 | 29.1371 | 32.1135 | 35.8876 | 40.045 | 44.4486 | 48.0878 | 51.1165 | 52.6373 | 53.3159 | 53.6513 | 53.3482 | 52.1707 | 50.2057 | 47.4986 | 43.8159 | 42.1636 | 40.8495 | 38.1369 | 35.0527 | 32.4737 | 0.0057571 | 0.050921 | 0.035833 | 0.070346 | 0.032096 | 0.082337 | -0.10199 | 0.083241 | 0.18233 | 0.19851 | 0.51047 | 2.0226 | 2.057 | 1.9299 | 1.8563 | 1.9212 | 1.908 | 1.7113 | 0.64856 | 0.41393 | 0.29317 | 0.21167 | 0.22257 | 0.21921 | 73.0679 | 72.2591 | 71.6591 | 70.5275 | 70.4486 | 70.2486 | 69.5072 | 72.3688 | 79.1458 | 83.6869 | 89.1703 | 90.7711 | 92.5807 | 91.0002 | 91.3893 | 91.2389 | 89.9064 | 89.4967 | 85.4333 | 82.2825 | 78.1811 | 76.3602 | 75.209 | 75.1711 | 0.26824 | 0.21444 | 0.17972 | 0.23525 | 0.2894 | 0.35881 | 0.3162 | 0.30646 | 0.16737 | 0.31085 | 0.29623 | 0.28794 | 0.26459 | 0.25099 | 0.26639 | 0.35512 | 0.28959 | 0.29684 | 0.34301 | 0.38236 | 0.40483 | 0.42286 | 0.37588 | 0.32826
Portfolio Adjusted1-in-10AllAll2026September Monthly Peak | Portfolio Adjusted | 1-in-10 | All | All | 2026 | September Monthly Peak | 9 | 30.2973 | 29.2552 | 28.5921 | 28.5273 | 29.8168 | 32.968 | 37.4674 | 41.6943 | 46.8716 | 51.0931 | 54.2463 | 55.8837 | 56.4887 | 56.7451 | 56.2462 | 54.5556 | 51.9252 | 48.8961 | 45.3138 | 44.3002 | 41.9466 | 38.8797 | 35.5489 | 32.9126 | 0.010167 | 0.050443 | 0.040467 | 0.0771 | 0.045353 | 0.11012 | -0.081332 | 0.12685 | 0.22557 | 0.22556 | 0.5546 | 2.17 | 2.2103 | 2.069 | 1.983 | 2.0514 | 2.0116 | 1.8127 | 0.72195 | 0.46186 | 0.31703 | 0.23241 | 0.24132 | 0.23317 | 70.6221 | 70.1465 | 70.1099 | 69.8477 | 70.0733 | 68.8843 | 71.5366 | 72.9634 | 80.4691 | 87.1459 | 96.0051 | 99.2185 | 100.5964 | 100.1818 | 99.0051 | 98.0784 | 96.7371 | 94.9993 | 92.3226 | 83.8779 | 79.5366 | 77.3355 | 76.2866 | 74.3355 | 0.265 | 0.21196 | 0.17788 | 0.23341 | 0.28953 | 0.35954 | 0.32299 | 0.31329 | 0.17388 | 0.32706 | 0.31174 | 0.30346 | 0.27848 | 0.26338 | 0.27856 | 0.3679 | 0.2961 | 0.30245 | 0.35095 | 0.39474 | 0.41091 | 0.42552 | 0.37507 | 0.32694
Portfolio Adjusted1-in-10AllAll2026October Monthly Peak | Portfolio Adjusted | 1-in-10 | All | All | 2026 | October Monthly Peak | 10 | 28.6913 | 27.7095 | 27.0673 | 26.9213 | 27.9827 | 30.5998 | 34.7546 | 38.1907 | 42.485 | 46.3699 | 49.6931 | 51.7425 | 52.7428 | 53.4969 | 53.1765 | 51.6043 | 49.0465 | 45.9219 | 43.4722 | 41.7304 | 39.3535 | 36.4934 | 33.4731 | 31.033 | -0.0016895 | 0.049596 | 0.026839 | 0.056647 | 0.009969 | 0.035292 | -0.13515 | 0.015417 | 0.12255 | 0.17011 | 0.47998 | 1.9627 | 1.991 | 1.8822 | 1.8093 | 1.8297 | 1.7961 | 1.5736 | 0.55136 | 0.35461 | 0.25446 | 0.17361 | 0.18451 | 0.18918 | 68.6107 | 66.6586 | 66.8365 | 66.5856 | 65.098 | 64.8238 | 64.1093 | 67.4394 | 75.8709 | 83.2724 | 89.0228 | 91.2489 | 91.6451 | 92.4073 | 91.2072 | 89.919 | 89.907 | 87.5302 | 82.9257 | 79.4998 | 75.5621 | 72.347 | 69.9458 | 69.3974 | 0.26462 | 0.21144 | 0.17698 | 0.23097 | 0.2839 | 0.34664 | 0.31027 | 0.30114 | 0.16564 | 0.30954 | 0.29683 | 0.29074 | 0.26757 | 0.25596 | 0.2714 | 0.35901 | 0.28941 | 0.29451 | 0.34409 | 0.38121 | 0.39732 | 0.41181 | 0.36672 | 0.32188
Portfolio Adjusted1-in-10AllAll2026November Monthly Peak | Portfolio Adjusted | 1-in-10 | All | All | 2026 | November Monthly Peak | 11 | 26.5914 | 25.8013 | 25.3021 | 25.2873 | 26.3711 | 28.8014 | 31.9725 | 35.3593 | 39.1819 | 42.4341 | 45.2035 | 46.7696 | 47.5338 | 48.1292 | 47.6947 | 45.9902 | 44.0001 | 42.7189 | 39.4893 | 37.336 | 35.4856 | 33.1057 | 30.5481 | 28.4926 | -0.010615 | 0.046139 | 0.015066 | 0.038621 | -0.017136 | -0.02098 | -0.16994 | -0.067181 | 0.045176 | 0.12768 | 0.41677 | 1.755 | 1.7677 | 1.6695 | 1.6034 | 1.5777 | 1.5514 | 1.3458 | 0.39186 | 0.25662 | 0.19665 | 0.12323 | 0.13345 | 0.14655 | 63.1664 | 62.3859 | 60.9472 | 61.648 | 61.2587 | 60.6483 | 59.8697 | 63.3129 | 71.3551 | 78.8678 | 82.8037 | 86.6233 | 87.8323 | 87.9955 | 87.7945 | 86.9653 | 83.9221 | 77.81 | 72.3859 | 68.0554 | 66.255 | 63.1134 | 62.2744 | 61.0756 | 0.25384 | 0.20304 | 0.17042 | 0.22342 | 0.27578 | 0.33486 | 0.29655 | 0.29102 | 0.15993 | 0.29872 | 0.28612 | 0.27941 | 0.25744 | 0.24653 | 0.26139 | 0.34427 | 0.27738 | 0.28382 | 0.32398 | 0.35573 | 0.3755 | 0.39208 | 0.34953 | 0.30755
Portfolio Adjusted1-in-10AllAll2026December Monthly Peak | Portfolio Adjusted | 1-in-10 | All | All | 2026 | December Monthly Peak | 12 | 23.4349 | 22.9152 | 22.7108 | 22.8302 | 23.8809 | 26.1554 | 29.1379 | 31.8311 | 33.7607 | 34.4127 | 34.5728 | 34.1525 | 33.6669 | 33.2738 | 32.7343 | 31.9296 | 31.7016 | 32.7346 | 31.9844 | 30.6927 | 29.5142 | 28.0664 | 26.2301 | 24.7824 | -0.058196 | 0.039703 | -0.041974 | -0.046393 | -0.16143 | -0.31507 | -0.39662 | -0.49988 | -0.32549 | -0.055881 | 0.16133 | 0.98686 | 0.90771 | 0.83083 | 0.79652 | 0.632 | 0.64858 | 0.43617 | -0.25168 | -0.12183 | -0.027932 | -0.092659 | -0.084567 | -0.029257 | 47.4337 | 46.9337 | 45.4826 | 45.2081 | 45.4337 | 45.3847 | 44.4337 | 45.4092 | 47.8602 | 50.8235 | 53.0122 | 53.2867 | 54.049 | 55.049 | 55.9755 | 55.0612 | 54.3235 | 50.9459 | 49.4459 | 48.7326 | 46.8061 | 47.9581 | 46.2449 | 45.5194 | 0.32348 | 0.26033 | 0.22092 | 0.29019 | 0.35758 | 0.432 | 0.38569 | 0.37028 | 0.19594 | 0.34822 | 0.31706 | 0.29664 | 0.2667 | 0.24924 | 0.26331 | 0.35505 | 0.2995 | 0.32437 | 0.3877 | 0.43202 | 0.45922 | 0.48736 | 0.43616 | 0.38519
Portfolio Adjusted1-in-10AllAll2026Typical Event Day | Portfolio Adjusted | 1-in-10 | All | All | 2026 | Typical Event Day | 8 | 29.6943 | 28.638 | 27.9607 | 27.8309 | 28.9534 | 31.8933 | 35.6415 | 39.7224 | 43.9961 | 47.497 | 50.4055 | 51.8758 | 52.5509 | 52.9189 | 52.6533 | 51.5068 | 49.5955 | 46.9298 | 43.3371 | 41.729 | 40.4686 | 37.8083 | 34.7615 | 32.209 | 0.0024468 | 0.050524 | 0.03196 | 0.064598 | 0.022324 | 0.061827 | -0.11737 | 0.053145 | 0.15543 | 0.1844 | 0.49026 | 1.9656 | 1.9943 | 1.8725 | 1.8029 | 1.8541 | 1.8429 | 1.6428 | 0.59954 | 0.38522 | 0.27646 | 0.1959 | 0.20676 | 0.20658 | 70.0366 | 69.1533 | 68.6344 | 68.2232 | 68.0312 | 67.5056 | 68.2184 | 72.1743 | 78.0377 | 82.8834 | 88.9648 | 92.1103 | 93.4164 | 93.1295 | 92.3912 | 91.9285 | 90.2248 | 88.4029 | 85.8797 | 81.7733 | 77.9403 | 75.2303 | 73.9364 | 72.6005 | 0.26717 | 0.21364 | 0.17904 | 0.23439 | 0.2881 | 0.35689 | 0.31463 | 0.3048 | 0.16605 | 0.30734 | 0.29209 | 0.28368 | 0.26064 | 0.24748 | 0.2629 | 0.35056 | 0.28615 | 0.2934 | 0.33958 | 0.37896 | 0.4018 | 0.42017 | 0.37356 | 0.32624
Portfolio Adjusted1-in-2AllAll2016January Monthly Peak | Portfolio Adjusted | 1-in-2 | All | All | 2016 | January Monthly Peak | 1 | 21.2786 | 20.7506 | 20.5736 | 20.714 | 21.7592 | 24.006 | 27.62 | 30.1124 | 31.7129 | 32.0734 | 32.1247 | 31.7908 | 31.4157 | 31.1834 | 30.6747 | 29.9241 | 29.5576 | 30.398 | 29.7222 | 28.4984 | 27.3808 | 25.9563 | 24.1348 | 22.6891 | -0.04183 | 0.030112 | -0.02901 | -0.031149 | -0.11612 | -0.22907 | -0.30081 | -0.37582 | -0.23954 | -0.035974 | 0.13681 | 0.84734 | 0.79009 | 0.73134 | 0.70037 | 0.57289 | 0.58033 | 0.41596 | -0.16575 | -0.07696 | -0.011737 | -0.061437 | -0.055323 | -0.014675 | 46.7051 | 46.1969 | 46.8632 | 46.6108 | 45.3906 | 44.6576 | 45.8803 | 45.1298 | 47.5727 | 51.7679 | 54.5181 | 56.9983 | 58.5089 | 58.5291 | 58.7698 | 57.8164 | 56.1123 | 54.1203 | 51.4273 | 49.9732 | 46.5388 | 45.0308 | 41.8659 | 41.3172 | 0.23937 | 0.19169 | 0.16264 | 0.21409 | 0.26601 | 0.32564 | 0.29653 | 0.28744 | 0.15138 | 0.26805 | 0.24577 | 0.23153 | 0.20951 | 0.19744 | 0.2078 | 0.2779 | 0.2308 | 0.24512 | 0.29226 | 0.32443 | 0.34522 | 0.36579 | 0.32847 | 0.28928
Portfolio Adjusted1-in-2AllAll2016February Monthly Peak | Portfolio Adjusted | 1-in-2 | All | All | 2016 | February Monthly Peak | 2 | 21.677 | 21.0877 | 20.8599 | 20.9933 | 21.9554 | 24.1806 | 27.5111 | 29.8341 | 31.636 | 32.3567 | 32.8374 | 32.7928 | 32.686 | 32.6192 | 32.2674 | 31.396 | 30.5559 | 30.8216 | 30.7774 | 29.4364 | 28.2288 | 26.6213 | 24.6229 | 23.1012 | -0.040646 | 0.030708 | -0.027125 | -0.028303 | -0.11115 | -0.21791 | -0.29094 | -0.35222 | -0.22187 | -0.029041 | 0.14395 | 0.87446 | 0.82562 | 0.76762 | 0.73912 | 0.61342 | 0.61319 | 0.44809 | -0.146 | -0.064867 | -0.0037784 | -0.054393 | -0.04769 | -0.0083179 | 48.7508 | 49.2053 | 47.9751 | 46.9385 | 45.7335 | 44.7624 | 43.7896 | 43.7712 | 49.1213 | 53.5289 | 55.5752 | 56.8138 | 58.0373 | 58.5304 | 58.0373 | 57.0646 | 55.8612 | 53.6868 | 51.4654 | 49.5215 | 48.2594 | 45.6036 | 45.0753 | 45.0299 | 0.23878 | 0.19081 | 0.1612 | 0.21273 | 0.2625 | 0.32007 | 0.29036 | 0.27731 | 0.14657 | 0.26041 | 0.2409 | 0.22842 | 0.20827 | 0.1967 | 0.20811 | 0.27689 | 0.22738 | 0.24325 | 0.29422 | 0.3267 | 0.34707 | 0.36557 | 0.32571 | 0.28692
Portfolio Adjusted1-in-2AllAll2016March Monthly Peak | Portfolio Adjusted | 1-in-2 | All | All | 2016 | March Monthly Peak | 3 | 22.4023 | 21.7003 | 21.329 | 21.2908 | 22.0589 | 24.1705 | 27.6279 | 29.8662 | 31.7282 | 32.8376 | 33.8189 | 34.1855 | 34.4011 | 34.7549 | 34.6687 | 33.9817 | 32.9803 | 31.9946 | 31.1648 | 30.9313 | 29.7236 | 27.9758 | 25.7463 | 23.9774 | -0.036542 | 0.03144 | -0.022125 | -0.020576 | -0.096187 | -0.18775 | -0.26644 | -0.30938 | -0.18652 | -0.013468 | 0.16208 | 0.92967 | 0.89053 | 0.83791 | 0.81251 | 0.70243 | 0.70044 | 0.52342 | -0.088617 | -0.032137 | 0.016164 | -0.036016 | -0.028853 | 0.0072216 | 51.3903 | 51.5938 | 51.5566 | 50.5383 | 49.7875 | 49.5375 | 49.5553 | 48.4553 | 53.102 | 58.2207 | 59.5177 | 62.2224 | 63.2121 | 62.4817 | 63.2128 | 62.2513 | 61.0202 | 57.6035 | 55.8623 | 54.1489 | 52.6855 | 49.5204 | 49.0206 | 49.4739 | 0.23063 | 0.18458 | 0.15534 | 0.20301 | 0.24691 | 0.30172 | 0.27514 | 0.26367 | 0.13946 | 0.24911 | 0.23172 | 0.22104 | 0.20208 | 0.19266 | 0.20516 | 0.27344 | 0.22422 | 0.2342 | 0.2802 | 0.31952 | 0.34077 | 0.35973 | 0.31847 | 0.27872
Portfolio Adjusted1-in-2AllAll2016April Monthly Peak | Portfolio Adjusted | 1-in-2 | All | All | 2016 | April Monthly Peak | 4 | 23.2957 | 22.4616 | 21.9878 | 21.8731 | 22.6107 | 24.6939 | 27.6243 | 30.1693 | 33.0634 | 35.311 | 37.0976 | 38.1093 | 38.6651 | 39.2131 | 39.0885 | 38.136 | 36.6114 | 34.6693 | 32.4747 | 32.3563 | 31.4721 | 29.5185 | 27.0508 | 25.0432 | -0.020882 | 0.033305 | -0.0035925 | 0.0068519 | -0.049798 | -0.09202 | -0.18618 | -0.16332 | -0.065529 | 0.043918 | 0.23573 | 1.1456 | 1.1328 | 1.0729 | 1.0353 | 0.97547 | 0.9623 | 0.79013 | 0.11473 | 0.090753 | 0.089383 | 0.03598 | 0.04327 | 0.06483 | 58.2243 | 57.9272 | 56.4747 | 54.715 | 54.7066 | 54.6398 | 55.3532 | 59.7306 | 66.5812 | 70.5548 | 73.5616 | 75.5831 | 76.8129 | 76.8512 | 77.5268 | 76.119 | 74.8776 | 73.6758 | 71.9538 | 68.0376 | 63.1037 | 62.0847 | 60.8519 | 59.3623 | 0.20425 | 0.16262 | 0.13651 | 0.17793 | 0.21633 | 0.26393 | 0.23563 | 0.22806 | 0.12312 | 0.22517 | 0.2117 | 0.20537 | 0.18867 | 0.18068 | 0.19147 | 0.2534 | 0.20559 | 0.21043 | 0.24462 | 0.27972 | 0.30124 | 0.31904 | 0.2833 | 0.24818
Portfolio Adjusted1-in-2AllAll2016May Monthly Peak | Portfolio Adjusted | 1-in-2 | All | All | 2016 | May Monthly Peak | 5 | 23.3987 | 22.6359 | 22.1618 | 22.0795 | 22.8806 | 24.9662 | 27.6749 | 30.9455 | 34.214 | 36.4461 | 38.1206 | 39.1174 | 39.5818 | 40.0011 | 39.7531 | 38.6262 | 36.9582 | 34.8601 | 32.5541 | 32.0996 | 31.7505 | 29.6931 | 27.2468 | 25.2132 | -0.016979 | 0.033601 | 0.00074705 | 0.013279 | -0.039269 | -0.070378 | -0.16935 | -0.13295 | -0.038323 | 0.059579 | 0.2596 | 1.216 | 1.2039 | 1.1337 | 1.091 | 1.0417 | 1.0257 | 0.85518 | 0.16446 | 0.12047 | 0.10756 | 0.052835 | 0.060261 | 0.078048 | 59.6674 | 59.4174 | 59.1674 | 58.4193 | 58.1599 | 57.4178 | 61.0462 | 65.1669 | 70.0629 | 74.7385 | 78.8951 | 79.8959 | 78.9213 | 78.4967 | 78.535 | 78.0156 | 76.7953 | 75.3219 | 72.6656 | 68.9721 | 66.0464 | 64.8153 | 64.5653 | 63.0849 | 0.19766 | 0.15835 | 0.1328 | 0.17406 | 0.2129 | 0.26011 | 0.23081 | 0.22753 | 0.12472 | 0.22818 | 0.21357 | 0.2072 | 0.18959 | 0.18035 | 0.19077 | 0.25191 | 0.20407 | 0.20866 | 0.24232 | 0.27552 | 0.29727 | 0.31124 | 0.2769 | 0.24174
Portfolio Adjusted1-in-2AllAll2016June Monthly Peak | Portfolio Adjusted | 1-in-2 | All | All | 2016 | June Monthly Peak | 6 | 24.2711 | 23.4456 | 22.9357 | 22.8205 | 23.6465 | 25.6534 | 28.3574 | 31.7374 | 34.8513 | 37.3163 | 39.2289 | 40.2341 | 40.5741 | 40.8009 | 40.5406 | 39.5999 | 38.2818 | 36.3703 | 34.0711 | 32.8115 | 32.4876 | 30.6058 | 28.1876 | 26.0737 | -0.016967 | 0.035191 | 0.0017338 | 0.015233 | -0.038437 | -0.06799 | -0.17063 | -0.12949 | -0.032656 | 0.063781 | 0.27022 | 1.2576 | 1.2434 | 1.1674 | 1.1244 | 1.0834 | 1.0791 | 0.90558 | 0.18285 | 0.13014 | 0.11434 | 0.058273 | 0.066176 | 0.083958 | 60.4275 | 60.4181 | 59.4369 | 59.9097 | 58.6784 | 59.8809 | 60.8341 | 64.4903 | 67.2024 | 70.6289 | 74.3038 | 77.2568 | 78.2847 | 79.7371 | 79.9972 | 78.5815 | 77.35 | 76.1197 | 73.8963 | 71.1935 | 67.0288 | 64.6123 | 63.6303 | 62.8805 | 0.20613 | 0.16469 | 0.13825 | 0.18041 | 0.22034 | 0.2682 | 0.23662 | 0.23314 | 0.12639 | 0.23171 | 0.21846 | 0.21206 | 0.19366 | 0.18383 | 0.19473 | 0.2587 | 0.21206 | 0.2171 | 0.25266 | 0.28205 | 0.30431 | 0.32018 | 0.28578 | 0.24985
Portfolio Adjusted1-in-2AllAll2016July Monthly Peak | Portfolio Adjusted | 1-in-2 | All | All | 2016 | July Monthly Peak | 7 | 25.518 | 24.6589 | 24.0822 | 23.9895 | 24.8959 | 27.2167 | 30.149 | 33.4784 | 36.5014 | 38.9716 | 40.8951 | 41.939 | 42.4927 | 42.9222 | 42.8415 | 42.2033 | 40.9303 | 38.7567 | 35.9811 | 34.4848 | 34.1187 | 32.176 | 29.6249 | 27.4134 | -0.0097036 | 0.036548 | 0.010452 | 0.028404 | -0.017312 | -0.024606 | -0.14068 | -0.064367 | 0.024665 | 0.090834 | 0.29955 | 1.3298 | 1.3318 | 1.2561 | 1.2144 | 1.2147 | 1.2162 | 1.0483 | 0.28111 | 0.18793 | 0.14886 | 0.092101 | 0.10026 | 0.11129 | 67.7678 | 67.2596 | 66.5377 | 66.5283 | 66.5182 | 66.5182 | 67.7213 | 69.4428 | 74.2658 | 77.4968 | 78.5345 | 77.0433 | 78.4972 | 81.6983 | 79.9344 | 81.5902 | 83.7645 | 83.2457 | 78.0965 | 73.9642 | 72.2316 | 71.7311 | 69.7967 | 69.7781 | 0.20197 | 0.16206 | 0.13574 | 0.17789 | 0.21825 | 0.26807 | 0.23586 | 0.2294 | 0.12295 | 0.22432 | 0.21015 | 0.20333 | 0.18653 | 0.17758 | 0.18876 | 0.25342 | 0.20912 | 0.21353 | 0.24714 | 0.27518 | 0.29654 | 0.31256 | 0.27887 | 0.24412
Portfolio Adjusted1-in-2AllAll2016August Monthly Peak | Portfolio Adjusted | 1-in-2 | All | All | 2016 | August Monthly Peak | 8 | 26.4012 | 25.4556 | 24.8567 | 24.7416 | 25.708 | 28.2647 | 31.6533 | 35.1736 | 38.7905 | 41.6722 | 44.0257 | 45.2553 | 45.8833 | 46.3316 | 46.215 | 45.2877 | 43.6928 | 41.3578 | 38.2773 | 36.9157 | 35.9225 | 33.595 | 30.8206 | 28.4942 | -0.0036545 | 0.038169 | 0.018087 | 0.040037 | 0.00084378 | 0.013378 | -0.11587 | -0.0092498 | 0.075031 | 0.11866 | 0.34388 | 1.4785 | 1.4924 | 1.408 | 1.3609 | 1.3773 | 1.3699 | 1.2077 | 0.38037 | 0.24881 | 0.18485 | 0.12441 | 0.13267 | 0.13782 | 70.4518 | 70.6524 | 69.6743 | 70.0383 | 69.275 | 68.8677 | 68.8752 | 68.6671 | 71.3928 | 74.7481 | 79.8428 | 82.8128 | 84.0266 | 84.2578 | 84.0423 | 83.4656 | 83.2357 | 81.6801 | 78.511 | 75.9923 | 74.0069 | 73.2063 | 71.475 | 71.8446 | 0.20504 | 0.16406 | 0.13749 | 0.18004 | 0.22093 | 0.27319 | 0.24102 | 0.23323 | 0.12636 | 0.23212 | 0.21926 | 0.21333 | 0.19608 | 0.18664 | 0.19851 | 0.26435 | 0.21654 | 0.22215 | 0.25723 | 0.28777 | 0.30604 | 0.3208 | 0.28533 | 0.24923
Portfolio Adjusted1-in-2AllAll2016September Monthly Peak | Portfolio Adjusted | 1-in-2 | All | All | 2016 | September Monthly Peak | 9 | 26.5194 | 25.625 | 25.0518 | 24.997 | 26.0637 | 28.7266 | 32.7111 | 36.0967 | 40.1622 | 43.3382 | 45.6167 | 46.8797 | 47.4652 | 47.9297 | 47.7119 | 46.37 | 44.2466 | 41.6536 | 38.8073 | 38.1308 | 36.2457 | 33.6863 | 30.7743 | 28.4516 | -0.0032405 | 0.037415 | 0.018124 | 0.03994 | 0.0018328 | 0.015334 | -0.11555 | -0.0062334 | 0.079698 | 0.12415 | 0.35644 | 1.5318 | 1.5443 | 1.4552 | 1.4032 | 1.4082 | 1.3832 | 1.2158 | 0.38744 | 0.25594 | 0.18672 | 0.1252 | 0.13228 | 0.13677 | 65.8727 | 65.1415 | 65.8345 | 63.8823 | 64.5839 | 65.2776 | 67.4337 | 68.915 | 76.2091 | 81.6809 | 87.1809 | 88.4688 | 88.0242 | 89.8743 | 91.5974 | 89.5805 | 87.8977 | 87.3598 | 85.8309 | 80.9157 | 76.5285 | 76.2226 | 74.0274 | 72.5372 | 0.20054 | 0.16061 | 0.13476 | 0.17693 | 0.21873 | 0.27058 | 0.24367 | 0.23587 | 0.12956 | 0.24021 | 0.22622 | 0.22023 | 0.20212 | 0.19205 | 0.20373 | 0.26869 | 0.21727 | 0.22209 | 0.25883 | 0.29274 | 0.30641 | 0.31877 | 0.28111 | 0.24505
Portfolio Adjusted1-in-2AllAll2016October Monthly Peak | Portfolio Adjusted | 1-in-2 | All | All | 2016 | October Monthly Peak | 10 | 25.1425 | 24.296 | 23.7526 | 23.6407 | 24.5318 | 26.7768 | 30.4999 | 33.2738 | 36.6843 | 39.6846 | 42.2051 | 43.8496 | 44.7446 | 45.5349 | 45.4011 | 44.1464 | 42.0689 | 39.4306 | 37.6617 | 36.269 | 34.2813 | 31.863 | 29.1668 | 26.986 | -0.012041 | 0.036827 | 0.0080716 | 0.024962 | -0.023825 | -0.037618 | -0.15342 | -0.084725 | 0.0084575 | 0.086382 | 0.30587 | 1.3885 | 1.393 | 1.324 | 1.2794 | 1.2518 | 1.2312 | 1.0488 | 0.26758 | 0.18106 | 0.14265 | 0.08355 | 0.091652 | 0.10521 | 62.6692 | 62.4006 | 62.6123 | 61.4093 | 61.6133 | 59.9189 | 61.1041 | 64.2498 | 69.6189 | 75.043 | 79.2269 | 81.2284 | 83.9773 | 85.9123 | 85.6717 | 84.709 | 83.7746 | 82.1099 | 76.6749 | 70.3434 | 68.3445 | 65.901 | 64.8909 | 63.2066 | 0.20696 | 0.16555 | 0.13862 | 0.18103 | 0.22191 | 0.26988 | 0.24195 | 0.23423 | 0.12751 | 0.23498 | 0.22283 | 0.21798 | 0.20051 | 0.19244 | 0.20452 | 0.27047 | 0.2192 | 0.22362 | 0.26283 | 0.29242 | 0.30622 | 0.31872 | 0.28408 | 0.24958
Portfolio Adjusted1-in-2AllAll2016November Monthly Peak | Portfolio Adjusted | 1-in-2 | All | All | 2016 | November Monthly Peak | 11 | 22.9072 | 22.2745 | 21.9014 | 21.9369 | 22.8553 | 24.9385 | 27.6952 | 30.3759 | 33.1401 | 35.2187 | 36.8986 | 37.8064 | 38.2812 | 38.7485 | 38.4567 | 37.1775 | 35.8657 | 35.3633 | 33.1863 | 31.4898 | 30.0514 | 28.1794 | 26.0194 | 24.296 | -0.02375 | 0.033537 | -0.006784 | 0.0023758 | -0.05969 | -0.1108 | -0.20246 | -0.1923 | -0.08845 | 0.035445 | 0.23208 | 1.1434 | 1.1252 | 1.0641 | 1.0268 | 0.95021 | 0.94142 | 0.77673 | 0.084215 | 0.070585 | 0.076461 | 0.023565 | 0.030871 | 0.055018 | 60.2301 | 59.86 | 59.6159 | 59.5943 | 60.0007 | 60.5857 | 59.7859 | 59.5713 | 62.7251 | 65.725 | 68.1386 | 69.9537 | 71.148 | 71.5478 | 70.1612 | 69.9537 | 68.7777 | 66.7842 | 65.4057 | 63.8299 | 63.0526 | 62.6236 | 61.8313 | 61.6089 | 0.21001 | 0.16827 | 0.14154 | 0.18596 | 0.22897 | 0.27644 | 0.24495 | 0.23923 | 0.12939 | 0.23668 | 0.22281 | 0.21565 | 0.19803 | 0.18968 | 0.20152 | 0.26619 | 0.21658 | 0.22384 | 0.25864 | 0.28561 | 0.30362 | 0.31916 | 0.28496 | 0.25149
Portfolio Adjusted1-in-2AllAll2016December Monthly Peak | Portfolio Adjusted | 1-in-2 | All | All | 2016 | December Monthly Peak | 12 | 21.7206 | 21.2005 | 20.9438 | 21.0105 | 21.9201 | 23.9982 | 26.7586 | 29.223 | 31.308 | 32.3835 | 33.0103 | 33.129 | 33.0352 | 33.0471 | 32.6737 | 31.745 | 31.1698 | 31.6474 | 30.4482 | 29.091 | 27.8784 | 26.3678 | 24.4862 | 22.9629 | -0.037733 | 0.031275 | -0.023859 | -0.023154 | -0.10206 | -0.19753 | -0.26989 | -0.32035 | -0.19742 | -0.018453 | 0.15456 | 0.89811 | 0.84961 | 0.79206 | 0.76341 | 0.65116 | 0.6595 | 0.50033 | -0.10537 | -0.041459 | 0.0094001 | -0.040857 | -0.03428 | 0.0021869 | 48.3808 | 48.1215 | 46.8922 | 48.0655 | 46.8429 | 47.0572 | 46.576 | 45.8431 | 52.9155 | 57.693 | 61.6843 | 62.9518 | 62.3446 | 66.0382 | 65.0461 | 63.5102 | 61.7777 | 59.586 | 57.8924 | 54.6782 | 53.4387 | 51.9383 | 52.1516 | 52.1321 | 0.2324 | 0.18693 | 0.15805 | 0.20712 | 0.25464 | 0.30783 | 0.27548 | 0.26573 | 0.14144 | 0.25299 | 0.23198 | 0.22026 | 0.19941 | 0.18858 | 0.19994 | 0.26736 | 0.22317 | 0.23782 | 0.28067 | 0.31226 | 0.33206 | 0.35183 | 0.31464 | 0.27683
Portfolio Adjusted1-in-2AllAll2016Typical Event Day | Portfolio Adjusted | 1-in-2 | All | All | 2016 | Typical Event Day | 8 | 26.0669 | 25.1466 | 24.5632 | 24.4553 | 25.3996 | 27.9026 | 31.2431 | 34.631 | 38.0151 | 40.6443 | 42.7727 | 43.8822 | 44.4802 | 44.9509 | 44.8837 | 44.0207 | 42.5383 | 40.3138 | 37.4199 | 36.1383 | 35.2371 | 33.005 | 30.305 | 28.036 | -0.0087185 | 0.037569 | 0.01216 | 0.031246 | -0.014063 | -0.017705 | -0.13933 | -0.054826 | 0.035059 | 0.098201 | 0.31491 | 1.3936 | 1.3989 | 1.3209 | 1.279 | 1.2763 | 1.2719 | 1.1061 | 0.30868 | 0.20651 | 0.15998 | 0.10074 | 0.1089 | 0.11888 | 66.13 | 65.8679 | 65.3709 | 65.0897 | 64.7639 | 65.1361 | 66.2161 | 67.8788 | 72.2675 | 76.1386 | 79.9654 | 81.3953 | 82.2081 | 83.8918 | 83.8928 | 83.3044 | 83.0619 | 82.1013 | 79.0836 | 75.5164 | 72.449 | 71.4431 | 69.7324 | 69.2601 | 0.2066 | 0.1654 | 0.13863 | 0.1816 | 0.22255 | 0.27475 | 0.24252 | 0.2344 | 0.12635 | 0.23049 | 0.21647 | 0.21005 | 0.19292 | 0.18385 | 0.19584 | 0.26109 | 0.21439 | 0.22031 | 0.25615 | 0.2872 | 0.30625 | 0.32173 | 0.28626 | 0.25012
Portfolio Adjusted1-in-2AllAll2017January Monthly Peak | Portfolio Adjusted | 1-in-2 | All | All | 2017 | January Monthly Peak | 1 | 22.1119 | 21.5644 | 21.3812 | 21.5231 | 22.616 | 24.9401 | 28.6668 | 31.2458 | 32.8694 | 33.232 | 33.2916 | 32.9374 | 32.5561 | 32.3159 | 31.7851 | 31.0082 | 30.624 | 31.4451 | 30.74 | 29.4795 | 28.3418 | 26.8841 | 25.0375 | 23.5649 | -0.046852 | 0.033727 | -0.032493 | -0.034889 | -0.13006 | -0.25658 | -0.33692 | -0.42094 | -0.2683 | -0.040293 | 0.15324 | 0.9245 | 0.86073 | 0.79511 | 0.76078 | 0.61858 | 0.62715 | 0.44195 | -0.18565 | -0.0862 | -0.013146 | -0.068813 | -0.061965 | -0.016437 | 46.7297 | 46.2206 | 46.8768 | 46.6241 | 45.4075 | 44.6765 | 45.896 | 45.1454 | 47.5815 | 51.7701 | 54.5203 | 56.9981 | 58.51 | 58.5326 | 58.7721 | 57.8244 | 56.1257 | 54.1347 | 51.4486 | 50 | 46.5735 | 45.0645 | 41.9098 | 41.3553 | 0.26811 | 0.21471 | 0.18217 | 0.2398 | 0.29795 | 0.36474 | 0.33213 | 0.32195 | 0.16956 | 0.30024 | 0.27527 | 0.25913 | 0.23446 | 0.22092 | 0.23254 | 0.31112 | 0.25833 | 0.27437 | 0.32735 | 0.36338 | 0.38667 | 0.40971 | 0.3679 | 0.32401
Portfolio Adjusted1-in-2AllAll2017February Monthly Peak | Portfolio Adjusted | 1-in-2 | All | All | 2017 | February Monthly Peak | 2 | 22.5267 | 21.9158 | 21.6779 | 21.8153 | 22.8195 | 25.1186 | 28.5599 | 30.9506 | 32.7784 | 33.5031 | 34.0013 | 33.9422 | 33.8377 | 33.7644 | 33.396 | 32.4921 | 31.6227 | 31.8834 | 31.8232 | 30.4454 | 29.2155 | 27.5682 | 25.5366 | 23.9882 | -0.045517 | 0.034389 | -0.030376 | -0.031695 | -0.12447 | -0.24403 | -0.32581 | -0.39443 | -0.24846 | -0.032522 | 0.16121 | 0.95367 | 0.89911 | 0.83417 | 0.8025 | 0.66239 | 0.66279 | 0.47756 | -0.16349 | -0.072641 | -0.0042313 | -0.060912 | -0.053406 | -0.0093148 | 48.7809 | 49.2299 | 48.002 | 46.9611 | 45.7614 | 44.7938 | 43.8243 | 43.8037 | 49.1358 | 53.5324 | 55.5842 | 56.8215 | 58.0418 | 58.5341 | 58.0418 | 57.0723 | 55.8746 | 53.7092 | 51.4912 | 49.5541 | 48.2905 | 45.646 | 45.1143 | 45.0635 | 0.2674 | 0.21368 | 0.18052 | 0.23823 | 0.29396 | 0.35844 | 0.32517 | 0.31054 | 0.16413 | 0.29162 | 0.26977 | 0.25557 | 0.23299 | 0.22002 | 0.23281 | 0.3099 | 0.25442 | 0.2722 | 0.32949 | 0.36586 | 0.38867 | 0.40939 | 0.36474 | 0.32131
Portfolio Adjusted1-in-2AllAll2017March Monthly Peak | Portfolio Adjusted | 1-in-2 | All | All | 2017 | March Monthly Peak | 3 | 23.2652 | 22.5436 | 22.1592 | 22.1168 | 22.9138 | 25.1019 | 28.6749 | 30.9862 | 32.8748 | 33.9926 | 34.9956 | 35.3515 | 35.5701 | 35.9272 | 35.8313 | 35.112 | 34.0785 | 33.0661 | 32.2131 | 31.9674 | 30.7414 | 28.9556 | 26.6856 | 24.8836 | -0.040914 | 0.035202 | -0.024773 | -0.023038 | -0.1077 | -0.21021 | -0.29832 | -0.3464 | -0.20884 | -0.015079 | 0.18147 | 1.014 | 0.96996 | 0.91068 | 0.88225 | 0.75945 | 0.75803 | 0.56067 | -0.09922 | -0.035983 | 0.018098 | -0.040325 | -0.032305 | 0.0080856 | 51.407 | 51.605 | 51.5634 | 50.5429 | 49.792 | 49.542 | 49.5619 | 48.4798 | 53.1142 | 58.2172 | 59.5199 | 62.2191 | 63.2076 | 62.4795 | 63.2084 | 62.2515 | 61.0226 | 57.6158 | 55.8757 | 54.1667 | 52.7077 | 49.5528 | 49.053 | 49.5007 | 0.25822 | 0.20666 | 0.17392 | 0.2273 | 0.27646 | 0.33782 | 0.30806 | 0.29522 | 0.15615 | 0.27892 | 0.25945 | 0.24722 | 0.22597 | 0.21539 | 0.22941 | 0.30593 | 0.25078 | 0.26198 | 0.31373 | 0.35775 | 0.38155 | 0.40277 | 0.35657 | 0.31207
Portfolio Adjusted1-in-2AllAll2017April Monthly Peak | Portfolio Adjusted | 1-in-2 | All | All | 2017 | April Monthly Peak | 4 | 24.2097 | 23.3501 | 22.8606 | 22.7392 | 23.5073 | 25.6694 | 28.698 | 31.3292 | 34.273 | 36.5563 | 38.3772 | 39.3948 | 39.958 | 40.5151 | 40.3727 | 39.3772 | 37.8035 | 35.8105 | 33.5655 | 33.4372 | 32.5436 | 30.5551 | 28.0491 | 26.0085 | -0.023377 | 0.037283 | -0.0040216 | 0.0076703 | -0.055746 | -0.10301 | -0.20842 | -0.18282 | -0.073356 | 0.049164 | 0.26389 | 1.2524 | 1.2375 | 1.1699 | 1.1278 | 1.0615 | 1.048 | 0.85689 | 0.12843 | 0.10159 | 0.10006 | 0.040277 | 0.048438 | 0.072573 | 58.2511 | 57.9484 | 56.5015 | 54.7406 | 54.7312 | 54.6565 | 55.3655 | 59.7282 | 66.561 | 70.5315 | 73.5391 | 75.5631 | 76.7905 | 76.8334 | 77.5002 | 76.1033 | 74.8629 | 73.6669 | 71.9483 | 68.0421 | 63.1161 | 62.0948 | 60.864 | 59.3758 | 0.22865 | 0.18204 | 0.15282 | 0.19918 | 0.24217 | 0.29546 | 0.26377 | 0.2553 | 0.13783 | 0.25206 | 0.23699 | 0.22952 | 0.21078 | 0.20181 | 0.2139 | 0.28335 | 0.22976 | 0.23523 | 0.27384 | 0.31313 | 0.33722 | 0.35715 | 0.31714 | 0.27782
Portfolio Adjusted1-in-2AllAll2017May Monthly Peak | Portfolio Adjusted | 1-in-2 | All | All | 2017 | May Monthly Peak | 5 | 24.3115 | 23.5292 | 23.0383 | 22.9549 | 23.7928 | 25.9607 | 28.7634 | 32.142 | 35.4826 | 37.7538 | 39.4584 | 40.4617 | 40.928 | 41.3465 | 41.0781 | 39.9048 | 38.1849 | 36.034 | 33.6757 | 33.2059 | 32.8454 | 30.7381 | 28.2552 | 26.1843 | -0.019003 | 0.037608 | 0.00083612 | 0.014863 | -0.043952 | -0.07877 | -0.18955 | -0.1488 | -0.042892 | 0.066682 | 0.29055 | 1.3304 | 1.3164 | 1.2374 | 1.1897 | 1.1353 | 1.1188 | 0.92969 | 0.18406 | 0.13483 | 0.12038 | 0.059134 | 0.067446 | 0.087354 | 59.6874 | 59.4374 | 59.1874 | 58.4395 | 58.179 | 57.4378 | 61.0517 | 65.157 | 70.0406 | 74.7073 | 78.8528 | 79.8536 | 78.8821 | 78.4665 | 78.5094 | 77.9876 | 76.7709 | 75.3007 | 72.6556 | 68.9688 | 66.0519 | 64.8231 | 64.5731 | 63.0951 | 0.22122 | 0.17723 | 0.14863 | 0.19481 | 0.23828 | 0.29113 | 0.25833 | 0.25466 | 0.13959 | 0.25539 | 0.23903 | 0.23153 | 0.21177 | 0.20139 | 0.21307 | 0.28162 | 0.22802 | 0.2332 | 0.27122 | 0.30837 | 0.33272 | 0.34835 | 0.30991 | 0.27056
Portfolio Adjusted1-in-2AllAll2017June Monthly Peak | Portfolio Adjusted | 1-in-2 | All | All | 2017 | June Monthly Peak | 6 | 25.2299 | 24.3812 | 23.8548 | 23.7338 | 24.5966 | 26.6858 | 29.4804 | 32.9708 | 36.1435 | 38.6501 | 40.604 | 41.6168 | 41.9565 | 42.1804 | 41.902 | 40.9219 | 39.5658 | 37.5987 | 35.247 | 33.9516 | 33.6156 | 31.6871 | 29.2342 | 27.0836 | -0.018987 | 0.039379 | 0.0019402 | 0.017046 | -0.043012 | -0.076082 | -0.19094 | -0.14491 | -0.036543 | 0.071373 | 0.30239 | 1.376 | 1.3597 | 1.2744 | 1.2264 | 1.1811 | 1.1774 | 0.98482 | 0.20462 | 0.14564 | 0.12794 | 0.065209 | 0.074053 | 0.093951 | 60.4486 | 60.4381 | 59.4591 | 59.9287 | 58.6997 | 59.8965 | 60.8441 | 64.4891 | 67.1968 | 70.6144 | 74.2804 | 77.2278 | 78.2591 | 79.7058 | 79.9672 | 78.5614 | 77.3322 | 76.1042 | 73.8839 | 71.1867 | 67.0323 | 64.6257 | 63.6458 | 62.896 | 0.23067 | 0.18429 | 0.15471 | 0.20188 | 0.24657 | 0.30012 | 0.26479 | 0.26089 | 0.14143 | 0.25929 | 0.24446 | 0.2369 | 0.21627 | 0.20522 | 0.21745 | 0.28915 | 0.23691 | 0.24259 | 0.28274 | 0.31562 | 0.34053 | 0.35829 | 0.31979 | 0.27958
Portfolio Adjusted1-in-2AllAll2017July Monthly Peak | Portfolio Adjusted | 1-in-2 | All | All | 2017 | July Monthly Peak | 7 | 26.5011 | 25.6231 | 25.0272 | 24.9333 | 25.8827 | 28.2989 | 31.3218 | 34.7485 | 37.8155 | 40.3206 | 42.2754 | 43.3176 | 43.8763 | 44.3056 | 44.2116 | 43.5506 | 42.2481 | 40.0148 | 37.1822 | 35.647 | 35.2671 | 33.2792 | 30.6926 | 28.4452 | -0.010857 | 0.040891 | 0.011694 | 0.031779 | -0.019369 | -0.02753 | -0.1574 | -0.072016 | 0.027596 | 0.10163 | 0.33514 | 1.4546 | 1.4563 | 1.3712 | 1.3245 | 1.3253 | 1.3281 | 1.1421 | 0.31451 | 0.21026 | 0.16655 | 0.10304 | 0.11217 | 0.12451 | 67.7699 | 67.2607 | 66.5421 | 66.5317 | 66.5203 | 66.5203 | 67.7179 | 69.4361 | 74.2379 | 77.4668 | 78.5089 | 77.0188 | 78.4672 | 81.6625 | 79.9266 | 81.5712 | 83.7365 | 83.2155 | 78.0783 | 73.96 | 72.2295 | 71.7288 | 69.8022 | 69.7814 | 0.22597 | 0.18131 | 0.15186 | 0.19903 | 0.24418 | 0.29992 | 0.26388 | 0.25665 | 0.13756 | 0.25098 | 0.23512 | 0.22701 | 0.20815 | 0.19809 | 0.21063 | 0.28313 | 0.2335 | 0.23848 | 0.27651 | 0.30788 | 0.33177 | 0.3497 | 0.312 | 0.27313
Portfolio Adjusted1-in-2AllAll2017August Monthly Peak | Portfolio Adjusted | 1-in-2 | All | All | 2017 | August Monthly Peak | 8 | 27.4287 | 26.4604 | 25.8422 | 25.7249 | 26.7362 | 29.4 | 32.8851 | 36.4992 | 40.1766 | 43.105 | 45.5044 | 46.7411 | 47.3779 | 47.8259 | 47.6963 | 46.7314 | 45.0933 | 42.7032 | 39.5638 | 38.166 | 37.1427 | 34.7613 | 31.9459 | 29.579 | -0.004088 | 0.042696 | 0.020232 | 0.044786 | 0.00094386 | 0.014964 | -0.12961 | -0.010347 | 0.083931 | 0.13274 | 0.38467 | 1.6182 | 1.633 | 1.5381 | 1.4855 | 1.5045 | 1.4975 | 1.3182 | 0.42549 | 0.27832 | 0.20678 | 0.13916 | 0.1484 | 0.15417 | 70.4579 | 70.6586 | 69.6831 | 70.0428 | 69.2839 | 68.8757 | 68.8841 | 68.675 | 71.3919 | 74.7419 | 79.8241 | 82.7906 | 84.006 | 84.2409 | 84.0236 | 83.4496 | 83.2162 | 81.6659 | 78.5005 | 75.9914 | 74.0077 | 73.207 | 71.4839 | 71.8498 | 0.22936 | 0.18352 | 0.1538 | 0.2014 | 0.24714 | 0.3056 | 0.26961 | 0.26089 | 0.14135 | 0.25965 | 0.24527 | 0.23812 | 0.21875 | 0.20816 | 0.22147 | 0.29527 | 0.24171 | 0.24805 | 0.28774 | 0.3219 | 0.34234 | 0.35886 | 0.31918 | 0.2788
Portfolio Adjusted1-in-2AllAll2017September Monthly Peak | Portfolio Adjusted | 1-in-2 | All | All | 2017 | September Monthly Peak | 9 | 27.5183 | 26.6026 | 26.0118 | 25.9575 | 27.0763 | 29.8448 | 33.9502 | 37.4326 | 41.5797 | 44.8186 | 47.1402 | 48.4121 | 49.0042 | 49.4649 | 49.2295 | 47.8342 | 45.6479 | 42.9956 | 40.0989 | 39.3976 | 37.4646 | 34.8424 | 31.8792 | 29.5142 | -0.0036241 | 0.041845 | 0.02027 | 0.04467 | 0.0020498 | 0.01715 | -0.12923 | -0.0069715 | 0.089135 | 0.13886 | 0.39864 | 1.6761 | 1.6896 | 1.5894 | 1.5313 | 1.5379 | 1.5117 | 1.3267 | 0.43331 | 0.28625 | 0.20883 | 0.14003 | 0.14794 | 0.15296 | 65.8873 | 65.1583 | 65.8445 | 63.898 | 64.5938 | 65.2809 | 67.4259 | 68.9049 | 76.1746 | 81.6432 | 87.1432 | 88.4356 | 87.9975 | 89.8298 | 91.5498 | 89.5605 | 87.8856 | 87.3432 | 85.8109 | 80.9058 | 76.5319 | 76.2194 | 74.0306 | 72.5416 | 0.22428 | 0.17963 | 0.15072 | 0.19788 | 0.24463 | 0.30262 | 0.27252 | 0.2638 | 0.1449 | 0.26866 | 0.253 | 0.24579 | 0.22546 | 0.21416 | 0.22726 | 0.30006 | 0.24248 | 0.24794 | 0.28948 | 0.32741 | 0.34269 | 0.35652 | 0.31439 | 0.27407
Portfolio Adjusted1-in-2AllAll2017October Monthly Peak | Portfolio Adjusted | 1-in-2 | All | All | 2017 | October Monthly Peak | 10 | 26.1367 | 25.2674 | 24.7041 | 24.5871 | 25.5204 | 27.8485 | 31.6812 | 34.5506 | 38.0275 | 41.0765 | 43.6465 | 45.3066 | 46.2095 | 47.0123 | 46.8639 | 45.5614 | 43.4282 | 40.7302 | 38.9164 | 37.4806 | 35.4493 | 32.9713 | 30.2394 | 28.0269 | -0.013464 | 0.04118 | 0.0090257 | 0.027913 | -0.026641 | -0.042064 | -0.17155 | -0.09474 | 0.0094571 | 0.096592 | 0.34202 | 1.5183 | 1.5224 | 1.4445 | 1.3947 | 1.3647 | 1.3434 | 1.1419 | 0.29921 | 0.20246 | 0.15951 | 0.093425 | 0.10248 | 0.11764 | 62.6892 | 62.4184 | 62.6256 | 61.4281 | 61.6267 | 59.9388 | 61.1164 | 64.2498 | 69.6034 | 75.0185 | 79.1946 | 81.1963 | 83.945 | 85.8724 | 85.6329 | 84.6747 | 83.748 | 82.0933 | 76.666 | 70.3544 | 68.3556 | 65.9189 | 64.9075 | 63.231 | 0.23142 | 0.18512 | 0.155 | 0.20243 | 0.24814 | 0.30177 | 0.27055 | 0.26192 | 0.14258 | 0.26276 | 0.24917 | 0.24329 | 0.22369 | 0.21462 | 0.22816 | 0.30205 | 0.24466 | 0.24966 | 0.29389 | 0.32699 | 0.34241 | 0.3564 | 0.31766 | 0.27908
Portfolio Adjusted1-in-2AllAll2017November Monthly Peak | Portfolio Adjusted | 1-in-2 | All | All | 2017 | November Monthly Peak | 11 | 23.8144 | 23.1615 | 22.774 | 22.81 | 23.7715 | 25.923 | 28.7708 | 31.5496 | 34.3679 | 36.4847 | 38.2025 | 39.1153 | 39.5982 | 40.0759 | 39.7715 | 38.4473 | 37.0888 | 36.5362 | 34.2972 | 32.5565 | 31.0965 | 29.1812 | 26.9888 | 25.24 | -0.026552 | 0.037494 | -0.0075845 | 0.0026561 | -0.066733 | -0.12387 | -0.22635 | -0.21499 | -0.098886 | 0.039627 | 0.25946 | 1.2493 | 1.2285 | 1.1598 | 1.1183 | 1.0336 | 1.0248 | 0.84076 | 0.094152 | 0.078914 | 0.085482 | 0.026346 | 0.034513 | 0.06151 | 60.2336 | 59.8671 | 59.6178 | 59.5936 | 60.0008 | 60.584 | 59.7842 | 59.5679 | 62.7163 | 65.7161 | 68.1314 | 69.9482 | 71.1418 | 71.5417 | 70.1566 | 69.9482 | 68.7751 | 66.7823 | 65.4064 | 63.8335 | 63.0588 | 62.6264 | 61.835 | 61.6099 | 0.23479 | 0.18813 | 0.15824 | 0.2079 | 0.25598 | 0.30906 | 0.27385 | 0.26745 | 0.14465 | 0.26461 | 0.2491 | 0.24077 | 0.22102 | 0.21166 | 0.22492 | 0.29732 | 0.24181 | 0.24994 | 0.28915 | 0.31931 | 0.33944 | 0.35681 | 0.31859 | 0.28116
Portfolio Adjusted1-in-2AllAll2017December Monthly Peak | Portfolio Adjusted | 1-in-2 | All | All | 2017 | December Monthly Peak | 12 | 22.5648 | 22.0292 | 21.7634 | 21.8277 | 22.7759 | 24.9185 | 27.7752 | 30.3168 | 32.4344 | 33.5202 | 34.1508 | 34.2551 | 34.1531 | 34.1597 | 33.7735 | 32.8207 | 32.2358 | 32.7016 | 31.4648 | 30.0745 | 28.8414 | 27.2981 | 25.3872 | 23.8364 | -0.042177 | 0.034958 | -0.026669 | -0.025881 | -0.11408 | -0.2208 | -0.30168 | -0.35808 | -0.22067 | -0.020626 | 0.17277 | 0.97834 | 0.92416 | 0.85977 | 0.82802 | 0.70334 | 0.7132 | 0.53466 | -0.11778 | -0.046342 | 0.010507 | -0.04567 | -0.038318 | 0.0024445 | 48.3962 | 48.1359 | 46.909 | 48.0732 | 46.8539 | 47.0639 | 46.585 | 45.8541 | 52.9056 | 57.6863 | 61.6766 | 62.9462 | 62.3558 | 66.0427 | 65.0515 | 63.5114 | 61.7809 | 59.5961 | 57.9092 | 54.6992 | 53.4609 | 51.9605 | 52.1695 | 52.1476 | 0.25977 | 0.20895 | 0.17666 | 0.23151 | 0.28463 | 0.34409 | 0.30792 | 0.29703 | 0.1581 | 0.28279 | 0.25931 | 0.24596 | 0.22263 | 0.21051 | 0.22323 | 0.29866 | 0.24924 | 0.26561 | 0.31373 | 0.34904 | 0.37117 | 0.39327 | 0.3517 | 0.30944
Portfolio Adjusted1-in-2AllAll2017Typical Event Day | Portfolio Adjusted | 1-in-2 | All | All | 2017 | Typical Event Day | 8 | 27.079 | 26.1369 | 25.5346 | 25.425 | 26.412 | 29.0185 | 32.4546 | 35.9335 | 39.3701 | 42.0345 | 44.1985 | 45.311 | 45.9163 | 46.3885 | 46.3111 | 45.4134 | 43.8931 | 41.6175 | 38.6717 | 37.3579 | 36.4307 | 34.1486 | 31.4087 | 29.1002 | -0.0097526 | 0.042025 | 0.013602 | 0.034952 | -0.015732 | -0.019805 | -0.15586 | -0.061329 | 0.039217 | 0.10985 | 0.35226 | 1.5242 | 1.5295 | 1.4417 | 1.3949 | 1.3924 | 1.3888 | 1.2053 | 0.3453 | 0.231 | 0.17896 | 0.11269 | 0.12182 | 0.13298 | 66.141 | 65.879 | 65.3822 | 65.1003 | 64.7745 | 65.1434 | 66.218 | 67.8763 | 72.2503 | 76.1165 | 79.9391 | 81.3681 | 82.1824 | 83.8597 | 83.8668 | 83.2856 | 83.0425 | 82.0821 | 79.0684 | 75.511 | 72.4503 | 71.4453 | 69.7407 | 69.2673 | 0.2311 | 0.18502 | 0.15508 | 0.20314 | 0.24895 | 0.30734 | 0.27129 | 0.2622 | 0.14134 | 0.25783 | 0.24215 | 0.23447 | 0.21524 | 0.20505 | 0.2185 | 0.29163 | 0.23933 | 0.24601 | 0.28653 | 0.32127 | 0.34258 | 0.35989 | 0.32022 | 0.27979
Portfolio Adjusted1-in-2AllAll2018January Monthly Peak | Portfolio Adjusted | 1-in-2 | All | All | 2018 | January Monthly Peak | 1 | 22.6257 | 22.0663 | 21.8792 | 22.022 | 23.1444 | 25.5162 | 29.3124 | 31.9448 | 33.5826 | 33.9465 | 34.0113 | 33.6444 | 33.2594 | 33.0143 | 32.4698 | 31.6768 | 31.2817 | 32.0908 | 31.3677 | 30.0845 | 28.9343 | 27.4562 | 25.5942 | 24.1049 | -0.049949 | 0.035956 | -0.034641 | -0.037196 | -0.13866 | -0.27354 | -0.35919 | -0.44876 | -0.28604 | -0.042957 | 0.16337 | 0.97208 | 0.90429 | 0.83444 | 0.79804 | 0.64676 | 0.65603 | 0.45797 | -0.19792 | -0.091898 | -0.014015 | -0.073362 | -0.066061 | -0.017524 | 46.7449 | 46.2351 | 46.8852 | 46.6323 | 45.4179 | 44.6881 | 45.9056 | 45.155 | 47.5868 | 51.7714 | 54.5216 | 56.998 | 58.5107 | 58.5347 | 58.7736 | 57.8293 | 56.134 | 54.1436 | 51.4618 | 50.0165 | 46.5949 | 45.0853 | 41.9369 | 41.3787 | 0.28583 | 0.2289 | 0.19421 | 0.25565 | 0.31765 | 0.38885 | 0.35408 | 0.34324 | 0.18077 | 0.32008 | 0.29347 | 0.27617 | 0.24985 | 0.23542 | 0.24781 | 0.33161 | 0.27531 | 0.29241 | 0.34898 | 0.3874 | 0.41223 | 0.43679 | 0.39222 | 0.34543
Portfolio Adjusted1-in-2AllAll2018February Monthly Peak | Portfolio Adjusted | 1-in-2 | All | All | 2018 | February Monthly Peak | 2 | 23.0538 | 22.4295 | 22.1853 | 22.3252 | 23.3555 | 25.7004 | 29.2105 | 31.6431 | 33.487 | 34.2141 | 34.7232 | 34.6552 | 34.552 | 34.4746 | 34.0961 | 33.172 | 32.2844 | 32.5419 | 32.4718 | 31.0712 | 29.8275 | 28.1555 | 26.1033 | 24.5384 | -0.048539 | 0.036672 | -0.032393 | -0.033799 | -0.13274 | -0.26023 | -0.34743 | -0.42062 | -0.26495 | -0.034681 | 0.17191 | 1.0028 | 0.9447 | 0.87546 | 0.84181 | 0.69277 | 0.69356 | 0.49585 | -0.17435 | -0.077464 | -0.0045122 | -0.064956 | -0.056951 | -0.0099332 | 48.7995 | 49.2451 | 48.0188 | 46.9751 | 45.7788 | 44.8133 | 43.8459 | 43.8238 | 49.1449 | 53.5345 | 55.5898 | 56.8262 | 58.0446 | 58.5363 | 58.0446 | 57.0771 | 55.8828 | 53.7231 | 51.5072 | 49.5743 | 48.3098 | 45.6723 | 45.1384 | 45.0843 | 0.28515 | 0.22786 | 0.19251 | 0.25404 | 0.31347 | 0.38223 | 0.34675 | 0.33116 | 0.17503 | 0.31098 | 0.28768 | 0.27243 | 0.24833 | 0.2345 | 0.24814 | 0.33038 | 0.27121 | 0.29017 | 0.35136 | 0.39015 | 0.41447 | 0.43656 | 0.38896 | 0.34264
Portfolio Adjusted1-in-2AllAll2018March Monthly Peak | Portfolio Adjusted | 1-in-2 | All | All | 2018 | March Monthly Peak | 3 | 23.8035 | 23.0698 | 22.6771 | 22.6321 | 23.4472 | 25.6829 | 29.3281 | 31.6848 | 33.5901 | 34.7131 | 35.7296 | 36.0789 | 36.2995 | 36.6585 | 36.5566 | 35.817 | 34.7637 | 33.7344 | 32.867 | 32.6138 | 31.3763 | 29.5669 | 27.2716 | 25.449 | -0.043642 | 0.037548 | -0.026424 | -0.024574 | -0.11488 | -0.22423 | -0.31821 | -0.36949 | -0.22276 | -0.016085 | 0.19357 | 1.0666 | 1.0195 | 0.95607 | 0.92575 | 0.79503 | 0.79396 | 0.58391 | -0.10583 | -0.038381 | 0.019305 | -0.043014 | -0.034459 | 0.0086247 | 51.4175 | 51.612 | 51.5676 | 50.5457 | 49.7948 | 49.5448 | 49.566 | 48.4951 | 53.1218 | 58.215 | 59.5212 | 62.217 | 63.2047 | 62.4781 | 63.2056 | 62.2516 | 61.0241 | 57.6236 | 55.8841 | 54.1778 | 52.7215 | 49.573 | 49.0732 | 49.5174 | 0.27544 | 0.22044 | 0.18552 | 0.24245 | 0.29489 | 0.36034 | 0.3286 | 0.3149 | 0.16656 | 0.29752 | 0.27674 | 0.26357 | 0.24088 | 0.22959 | 0.24455 | 0.32621 | 0.26736 | 0.27933 | 0.33464 | 0.38159 | 0.40698 | 0.42962 | 0.38034 | 0.33288
Portfolio Adjusted1-in-2AllAll2018April Monthly Peak | Portfolio Adjusted | 1-in-2 | All | All | 2018 | April Monthly Peak | 4 | 24.7832 | 23.9076 | 23.4082 | 23.2826 | 24.0698 | 26.2815 | 29.3717 | 32.0571 | 35.032 | 37.3376 | 39.1801 | 40.2014 | 40.7693 | 41.332 | 41.1784 | 40.156 | 38.5515 | 36.5266 | 34.25 | 34.1154 | 33.2159 | 31.2056 | 28.6755 | 26.6142 | -0.024942 | 0.039779 | -0.0042908 | 0.0081838 | -0.059479 | -0.10991 | -0.22237 | -0.19506 | -0.078267 | 0.052455 | 0.28156 | 1.3194 | 1.3032 | 1.2308 | 1.1858 | 1.1154 | 1.1017 | 0.89878 | 0.13703 | 0.10839 | 0.10676 | 0.042974 | 0.051681 | 0.077432 | 58.2679 | 57.9617 | 56.5184 | 54.7567 | 54.7467 | 54.667 | 55.3732 | 59.7268 | 66.5484 | 70.5169 | 73.525 | 75.5506 | 76.7765 | 76.8223 | 77.4834 | 76.0935 | 74.8538 | 73.6614 | 71.9449 | 68.0449 | 63.1239 | 62.1011 | 60.8717 | 59.3842 | 0.24395 | 0.19423 | 0.16305 | 0.21251 | 0.25838 | 0.31524 | 0.28143 | 0.27239 | 0.14706 | 0.26894 | 0.25286 | 0.2447 | 0.22467 | 0.21509 | 0.228 | 0.30215 | 0.24495 | 0.25081 | 0.29217 | 0.33409 | 0.3598 | 0.38106 | 0.33837 | 0.29642
Portfolio Adjusted1-in-2AllAll2018May Monthly Peak | Portfolio Adjusted | 1-in-2 | All | All | 2018 | May Monthly Peak | 5 | 24.8875 | 24.0929 | 23.5914 | 23.5073 | 24.3684 | 26.5882 | 29.4504 | 32.8971 | 36.2832 | 38.579 | 40.3026 | 41.3101 | 41.7776 | 42.1955 | 41.9143 | 40.7118 | 38.959 | 36.7748 | 34.3835 | 33.9041 | 33.5364 | 31.3976 | 28.8915 | 26.7972 | -0.020281 | 0.040136 | 0.00089233 | 0.015862 | -0.046907 | -0.084065 | -0.20229 | -0.1588 | -0.045776 | 0.071165 | 0.31009 | 1.4026 | 1.3874 | 1.3028 | 1.2519 | 1.1944 | 1.1775 | 0.97671 | 0.19644 | 0.14389 | 0.12848 | 0.06311 | 0.071981 | 0.093227 | 59.7 | 59.45 | 59.2 | 58.4522 | 58.1911 | 57.4504 | 61.0552 | 65.1508 | 70.0265 | 74.6876 | 78.8261 | 79.827 | 78.8574 | 78.4474 | 78.4932 | 77.97 | 76.7555 | 75.2873 | 72.6492 | 68.9667 | 66.0554 | 64.828 | 64.578 | 63.1014 | 0.2361 | 0.18914 | 0.15863 | 0.20791 | 0.2543 | 0.3107 | 0.2757 | 0.27178 | 0.14897 | 0.27256 | 0.2551 | 0.2469 | 0.22578 | 0.21469 | 0.22717 | 0.30039 | 0.24315 | 0.2487 | 0.28945 | 0.3291 | 0.35509 | 0.37177 | 0.33075 | 0.28875
Portfolio Adjusted1-in-2AllAll2018June Monthly Peak | Portfolio Adjusted | 1-in-2 | All | All | 2018 | June Monthly Peak | 6 | 25.8385 | 24.975 | 24.4382 | 24.3136 | 25.1997 | 27.341 | 30.1932 | 33.7537 | 36.9636 | 39.4967 | 41.4768 | 42.4944 | 42.834 | 43.056 | 42.766 | 41.761 | 40.3808 | 38.3784 | 35.9933 | 34.6752 | 34.3316 | 32.3734 | 29.8986 | 27.7245 | -0.020269 | 0.042038 | 0.0020712 | 0.018197 | -0.045916 | -0.081219 | -0.20383 | -0.15469 | -0.03901 | 0.076191 | 0.3228 | 1.4511 | 1.4335 | 1.3423 | 1.2911 | 1.2431 | 1.2398 | 1.0351 | 0.21843 | 0.15547 | 0.13658 | 0.069612 | 0.079053 | 0.10029 | 60.462 | 60.4508 | 59.4732 | 59.9408 | 58.7131 | 59.9063 | 60.8504 | 64.4884 | 67.1932 | 70.6053 | 74.2656 | 77.2095 | 78.2428 | 79.686 | 79.9481 | 78.5487 | 77.3209 | 76.0943 | 73.8761 | 71.1825 | 67.0344 | 64.6342 | 63.6557 | 62.9059 | 0.24624 | 0.19673 | 0.16515 | 0.21551 | 0.26321 | 0.32038 | 0.28266 | 0.2785 | 0.15098 | 0.27679 | 0.26096 | 0.25269 | 0.23063 | 0.21883 | 0.23189 | 0.3085 | 0.2527 | 0.25879 | 0.30182 | 0.33693 | 0.36352 | 0.38248 | 0.34138 | 0.29846
Portfolio Adjusted1-in-2AllAll2018July Monthly Peak | Portfolio Adjusted | 1-in-2 | All | All | 2018 | July Monthly Peak | 7 | 27.1286 | 26.2385 | 25.6304 | 25.5357 | 26.5126 | 28.9898 | 32.0704 | 35.5592 | 38.6544 | 41.1817 | 43.1565 | 44.1977 | 44.7595 | 45.1887 | 45.0861 | 44.4106 | 43.0893 | 40.8178 | 37.9489 | 36.389 | 36.0002 | 33.9834 | 31.3741 | 29.1038 | -0.011593 | 0.043663 | 0.012486 | 0.033934 | -0.020682 | -0.029397 | -0.16807 | -0.076898 | 0.029467 | 0.10852 | 0.35786 | 1.5343 | 1.5357 | 1.4446 | 1.3947 | 1.3958 | 1.3995 | 1.2019 | 0.33583 | 0.22452 | 0.17784 | 0.11003 | 0.11977 | 0.13295 | 67.7713 | 67.2614 | 66.545 | 66.5338 | 66.5217 | 66.5217 | 67.7158 | 69.4317 | 74.2202 | 77.4476 | 78.4926 | 77.0031 | 78.448 | 81.6396 | 79.9217 | 81.5591 | 83.7186 | 83.1962 | 78.0667 | 73.9572 | 72.2281 | 71.7274 | 69.8057 | 69.7836 | 0.24129 | 0.1936 | 0.16216 | 0.21252 | 0.26073 | 0.32026 | 0.28177 | 0.27405 | 0.14689 | 0.26799 | 0.25106 | 0.24215 | 0.22198 | 0.21122 | 0.22462 | 0.30211 | 0.24908 | 0.25443 | 0.29526 | 0.32875 | 0.35426 | 0.37341 | 0.33315 | 0.29164
Portfolio Adjusted1-in-2AllAll2018August Monthly Peak | Portfolio Adjusted | 1-in-2 | All | All | 2018 | August Monthly Peak | 8 | 28.0883 | 27.1054 | 26.4748 | 26.3562 | 27.3962 | 30.1289 | 33.6758 | 37.3502 | 41.0664 | 44.0248 | 46.4537 | 47.6949 | 48.3374 | 48.7852 | 48.6472 | 47.6582 | 45.9925 | 43.5669 | 40.3897 | 38.9687 | 37.9261 | 35.5101 | 32.6683 | 30.2754 | -0.0043663 | 0.045603 | 0.021609 | 0.047835 | 0.0010081 | 0.015983 | -0.13844 | -0.011051 | 0.089645 | 0.14177 | 0.41086 | 1.7078 | 1.7234 | 1.6217 | 1.5655 | 1.5862 | 1.5795 | 1.3891 | 0.45445 | 0.29727 | 0.22086 | 0.14864 | 0.1585 | 0.16467 | 70.4618 | 70.6626 | 69.6887 | 70.0457 | 69.2896 | 68.8808 | 68.8898 | 68.6801 | 71.3914 | 74.738 | 79.8122 | 82.7763 | 83.9928 | 84.2301 | 84.0116 | 83.4394 | 83.2037 | 81.6568 | 78.4937 | 75.9909 | 74.0082 | 73.2075 | 71.4896 | 71.8532 | 0.24498 | 0.19602 | 0.16427 | 0.21511 | 0.26396 | 0.3264 | 0.28796 | 0.27865 | 0.15097 | 0.27733 | 0.26196 | 0.25406 | 0.23334 | 0.222 | 0.23624 | 0.31514 | 0.2579 | 0.2647 | 0.30733 | 0.34381 | 0.36565 | 0.38329 | 0.3409 | 0.29777
Portfolio Adjusted1-in-2AllAll2018September Monthly Peak | Portfolio Adjusted | 1-in-2 | All | All | 2018 | September Monthly Peak | 9 | 28.1632 | 27.2338 | 26.6316 | 26.5776 | 27.7301 | 30.5668 | 34.7503 | 38.295 | 42.495 | 45.7744 | 48.1238 | 49.4014 | 49.998 | 50.4562 | 50.2094 | 48.7796 | 46.5527 | 43.8621 | 40.9328 | 40.2156 | 38.2517 | 35.5888 | 32.5926 | 30.2003 | -0.0038719 | 0.044705 | 0.021656 | 0.047723 | 0.0021899 | 0.018322 | -0.13807 | -0.007448 | 0.095228 | 0.14835 | 0.42589 | 1.7694 | 1.7834 | 1.6761 | 1.614 | 1.6216 | 1.5946 | 1.3983 | 0.46293 | 0.30581 | 0.2231 | 0.1496 | 0.15806 | 0.16342 | 65.8967 | 65.1691 | 65.8509 | 63.9081 | 64.6002 | 65.283 | 67.4208 | 68.8984 | 76.1524 | 81.6188 | 87.1188 | 88.4141 | 87.9802 | 89.801 | 91.519 | 89.5475 | 87.8778 | 87.3325 | 85.798 | 80.8993 | 76.5341 | 76.2173 | 74.0327 | 72.5444 | 0.23962 | 0.19191 | 0.16102 | 0.21141 | 0.26135 | 0.3233 | 0.29115 | 0.28183 | 0.15481 | 0.28702 | 0.2703 | 0.26232 | 0.24057 | 0.22846 | 0.24248 | 0.32034 | 0.25878 | 0.26465 | 0.30926 | 0.34979 | 0.36611 | 0.38089 | 0.33588 | 0.2928
Portfolio Adjusted1-in-2AllAll2018October Monthly Peak | Portfolio Adjusted | 1-in-2 | All | All | 2018 | October Monthly Peak | 10 | 26.7822 | 25.8982 | 25.322 | 25.2017 | 26.1623 | 28.5444 | 32.4482 | 35.3797 | 38.8997 | 41.9804 | 44.5825 | 46.2527 | 47.1608 | 47.9716 | 47.8138 | 46.4803 | 44.3108 | 41.5742 | 39.7311 | 38.2673 | 36.2077 | 33.691 | 30.9358 | 28.7028 | -0.014389 | 0.044007 | 0.0096452 | 0.029828 | -0.02847 | -0.044952 | -0.18333 | -0.10124 | 0.010106 | 0.10322 | 0.3655 | 1.6026 | 1.6065 | 1.5228 | 1.4695 | 1.438 | 1.4163 | 1.2023 | 0.31975 | 0.21636 | 0.17046 | 0.099838 | 0.10952 | 0.12572 | 62.7022 | 62.43 | 62.6342 | 61.4403 | 61.6353 | 59.9518 | 61.1243 | 64.2498 | 69.5933 | 75.0027 | 79.1736 | 81.1754 | 83.9241 | 85.8464 | 85.6077 | 84.6523 | 83.7307 | 82.0826 | 76.6602 | 70.3616 | 68.3629 | 65.9305 | 64.9183 | 63.2469 | 0.2473 | 0.19782 | 0.16564 | 0.21632 | 0.26517 | 0.32249 | 0.28912 | 0.2799 | 0.15237 | 0.28079 | 0.26627 | 0.25975 | 0.23876 | 0.22905 | 0.24353 | 0.32257 | 0.26121 | 0.26659 | 0.31406 | 0.34943 | 0.36591 | 0.38086 | 0.33947 | 0.29824
Portfolio Adjusted1-in-2AllAll2018November Monthly Peak | Portfolio Adjusted | 1-in-2 | All | All | 2018 | November Monthly Peak | 11 | 24.4068 | 23.7408 | 23.3439 | 23.3802 | 24.3697 | 26.566 | 29.4732 | 32.316 | 35.1698 | 37.3115 | 39.054 | 39.9701 | 40.4583 | 40.9428 | 40.6301 | 39.2764 | 37.8876 | 37.3021 | 35.0228 | 33.253 | 31.779 | 29.8353 | 27.6219 | 25.8565 | -0.028382 | 0.040078 | -0.0081072 | 0.0028392 | -0.071332 | -0.13241 | -0.24195 | -0.22981 | -0.1057 | 0.042358 | 0.27735 | 1.3184 | 1.296 | 1.2223 | 1.1781 | 1.0881 | 1.0793 | 0.88258 | 0.10064 | 0.084353 | 0.091374 | 0.028162 | 0.036892 | 0.065749 | 60.2359 | 59.8717 | 59.6191 | 59.5932 | 60.0009 | 60.5829 | 59.7831 | 59.5657 | 62.7105 | 65.7103 | 68.1267 | 69.9446 | 71.1378 | 71.5376 | 70.1536 | 69.9446 | 68.7734 | 66.7811 | 65.4068 | 63.8358 | 63.0629 | 62.6282 | 61.8374 | 61.6106 | 0.25098 | 0.20109 | 0.16915 | 0.22223 | 0.27363 | 0.33036 | 0.29273 | 0.28589 | 0.15462 | 0.28285 | 0.26627 | 0.25718 | 0.23605 | 0.22603 | 0.24022 | 0.31767 | 0.25831 | 0.26701 | 0.30908 | 0.34132 | 0.36284 | 0.38141 | 0.34055 | 0.30054
Portfolio Adjusted1-in-2AllAll2018December Monthly Peak | Portfolio Adjusted | 1-in-2 | All | All | 2018 | December Monthly Peak | 12 | 23.1192 | 22.5735 | 22.3016 | 22.3644 | 23.3379 | 25.523 | 28.4428 | 31.0351 | 33.1742 | 34.2667 | 34.8998 | 34.9946 | 34.8873 | 34.8904 | 34.4958 | 33.5272 | 32.9359 | 33.3939 | 32.1324 | 30.7203 | 29.4739 | 27.909 | 25.9789 | 24.4101 | -0.045096 | 0.037378 | -0.028515 | -0.027672 | -0.12198 | -0.23607 | -0.32256 | -0.38286 | -0.23594 | -0.022054 | 0.18472 | 1.031 | 0.97311 | 0.90423 | 0.87046 | 0.73761 | 0.74846 | 0.5572 | -0.12594 | -0.049549 | 0.011234 | -0.04883 | -0.040969 | 0.0026136 | 48.4063 | 48.1453 | 46.92 | 48.0782 | 46.8611 | 47.0684 | 46.5908 | 45.8613 | 52.899 | 57.6819 | 61.6715 | 62.9424 | 62.3631 | 66.0456 | 65.0551 | 63.5121 | 61.7831 | 59.6028 | 57.9202 | 54.7129 | 53.4755 | 51.9751 | 52.1812 | 52.1578 | 0.27775 | 0.22341 | 0.18889 | 0.24753 | 0.30433 | 0.3679 | 0.32923 | 0.31759 | 0.16904 | 0.30236 | 0.27725 | 0.26285 | 0.23789 | 0.22492 | 0.23853 | 0.31923 | 0.26637 | 0.28388 | 0.33545 | 0.3732 | 0.39686 | 0.42049 | 0.37603 | 0.33086
Portfolio Adjusted1-in-2AllAll2018Typical Event Day | Portfolio Adjusted | 1-in-2 | All | All | 2018 | Typical Event Day | 8 | 27.7288 | 26.7727 | 26.1583 | 26.0475 | 27.062 | 29.735 | 33.2324 | 36.7697 | 40.24 | 42.9269 | 45.1139 | 46.2283 | 46.8382 | 47.3114 | 47.2275 | 46.3076 | 44.7629 | 42.4545 | 39.4754 | 38.1409 | 37.197 | 34.8828 | 32.1173 | 29.7834 | -0.010416 | 0.044886 | 0.014528 | 0.037331 | -0.016802 | -0.021153 | -0.16647 | -0.065504 | 0.041887 | 0.11733 | 0.37624 | 1.608 | 1.6133 | 1.5193 | 1.4692 | 1.467 | 1.4639 | 1.269 | 0.3688 | 0.24673 | 0.19114 | 0.12036 | 0.13011 | 0.14203 | 66.148 | 65.886 | 65.3895 | 65.1072 | 64.7813 | 65.148 | 66.2193 | 67.8747 | 72.2393 | 76.1024 | 79.9222 | 81.3506 | 82.1658 | 83.8391 | 83.85 | 83.2736 | 83.0301 | 82.0699 | 79.0586 | 75.5075 | 72.4512 | 71.4467 | 69.746 | 69.2718 | 0.24684 | 0.19761 | 0.16563 | 0.21697 | 0.2659 | 0.32826 | 0.28976 | 0.28005 | 0.15096 | 0.27538 | 0.25864 | 0.25017 | 0.2296 | 0.2187 | 0.23307 | 0.31127 | 0.25536 | 0.26253 | 0.30603 | 0.34314 | 0.3659 | 0.38439 | 0.34202 | 0.29884
Portfolio Adjusted1-in-2AllAll2019January Monthly Peak | Portfolio Adjusted | 1-in-2 | All | All | 2019 | January Monthly Peak | 1 | 22.7155 | 22.1539 | 21.9662 | 22.1092 | 23.2367 | 25.6168 | 29.4252 | 32.0669 | 33.7072 | 34.0713 | 34.137 | 33.768 | 33.3823 | 33.1363 | 32.5894 | 31.7936 | 31.3966 | 32.2036 | 31.4773 | 30.1902 | 29.0379 | 27.5562 | 25.6915 | 24.1993 | -0.05049 | 0.036346 | -0.035016 | -0.037599 | -0.14016 | -0.2765 | -0.36309 | -0.45362 | -0.28914 | -0.043422 | 0.16514 | 0.98039 | 0.9119 | 0.84131 | 0.80455 | 0.65168 | 0.66107 | 0.46077 | -0.20006 | -0.092894 | -0.014167 | -0.074157 | -0.066777 | -0.017713 | 46.7476 | 46.2377 | 46.8866 | 46.6337 | 45.4197 | 44.6902 | 45.9073 | 45.1567 | 47.5878 | 51.7716 | 54.5218 | 56.998 | 58.5108 | 58.5351 | 58.7739 | 57.8301 | 56.1355 | 54.1452 | 51.464 | 50.0194 | 46.5986 | 45.089 | 41.9416 | 41.3829 | 0.28893 | 0.23138 | 0.19632 | 0.25842 | 0.32109 | 0.39306 | 0.35792 | 0.34695 | 0.18272 | 0.32355 | 0.29665 | 0.27914 | 0.25254 | 0.23795 | 0.25048 | 0.33519 | 0.27828 | 0.29556 | 0.35277 | 0.39159 | 0.4167 | 0.44152 | 0.39647 | 0.34917
Portfolio Adjusted1-in-2AllAll2019February Monthly Peak | Portfolio Adjusted | 1-in-2 | All | All | 2019 | February Monthly Peak | 2 | 23.1462 | 22.5196 | 22.2743 | 22.4146 | 23.4496 | 25.8025 | 29.3246 | 31.7646 | 33.6114 | 34.3389 | 34.8499 | 34.7803 | 34.6773 | 34.5993 | 34.2189 | 33.2913 | 32.4005 | 32.6575 | 32.5856 | 31.181 | 29.9349 | 28.2586 | 26.2028 | 24.6349 | -0.049069 | 0.037072 | -0.032746 | -0.034168 | -0.13419 | -0.26307 | -0.35123 | -0.42521 | -0.26785 | -0.035059 | 0.17379 | 1.0114 | 0.9527 | 0.8827 | 0.8487 | 0.6981 | 0.69896 | 0.49905 | -0.17625 | -0.07831 | -0.0045615 | -0.065665 | -0.057573 | -0.010042 | 48.8028 | 49.2478 | 48.0217 | 46.9775 | 45.7818 | 44.8168 | 43.8497 | 43.8274 | 49.1464 | 53.5349 | 55.5908 | 56.8271 | 58.0451 | 58.5367 | 58.0451 | 57.078 | 55.8843 | 53.7255 | 51.51 | 49.5778 | 48.3132 | 45.6769 | 45.1427 | 45.0879 | 0.28827 | 0.23035 | 0.19461 | 0.25682 | 0.3169 | 0.38641 | 0.35054 | 0.33477 | 0.17694 | 0.31438 | 0.29082 | 0.27538 | 0.25102 | 0.23704 | 0.25083 | 0.33397 | 0.27415 | 0.29332 | 0.3552 | 0.39441 | 0.419 | 0.44133 | 0.3932 | 0.34638
Portfolio Adjusted1-in-2AllAll2019March Monthly Peak | Portfolio Adjusted | 1-in-2 | All | All | 2019 | March Monthly Peak | 3 | 23.8984 | 23.1625 | 22.7684 | 22.7228 | 23.5412 | 25.7853 | 29.4432 | 31.8079 | 33.7161 | 34.8401 | 35.859 | 36.207 | 36.428 | 36.7874 | 36.6844 | 35.9413 | 34.8844 | 33.8522 | 32.9823 | 32.7277 | 31.4882 | 29.6746 | 27.3748 | 25.5486 | -0.044122 | 0.037962 | -0.026715 | -0.024845 | -0.11614 | -0.2267 | -0.32171 | -0.37356 | -0.22521 | -0.016262 | 0.1957 | 1.0759 | 1.0282 | 0.96407 | 0.93342 | 0.8013 | 0.80029 | 0.588 | -0.107 | -0.038804 | 0.019517 | -0.043487 | -0.034839 | 0.0087197 | 51.4194 | 51.6132 | 51.5683 | 50.5462 | 49.7953 | 49.5453 | 49.5668 | 48.4978 | 53.1231 | 58.2146 | 59.5214 | 62.2166 | 63.2042 | 62.4779 | 63.2051 | 62.2516 | 61.0244 | 57.6249 | 55.8855 | 54.1797 | 52.7239 | 49.5765 | 49.0768 | 49.5204 | 0.27847 | 0.22287 | 0.18756 | 0.24512 | 0.29813 | 0.36431 | 0.33222 | 0.31837 | 0.16839 | 0.30079 | 0.27979 | 0.26645 | 0.24351 | 0.23209 | 0.24722 | 0.32978 | 0.27028 | 0.28238 | 0.33833 | 0.3858 | 0.41147 | 0.43435 | 0.38453 | 0.33654
Portfolio Adjusted1-in-2AllAll2019April Monthly Peak | Portfolio Adjusted | 1-in-2 | All | All | 2019 | April Monthly Peak | 4 | 24.8847 | 24.0062 | 23.5051 | 23.3787 | 24.1693 | 26.3898 | 29.4909 | 32.1859 | 35.1662 | 37.4759 | 39.3222 | 40.3441 | 40.9129 | 41.4766 | 41.321 | 40.2938 | 38.6838 | 36.6533 | 34.3711 | 34.2354 | 33.3349 | 31.3207 | 28.7863 | 26.7214 | -0.025219 | 0.04022 | -0.0043385 | 0.0082746 | -0.060139 | -0.11113 | -0.22484 | -0.19723 | -0.079136 | 0.053038 | 0.28468 | 1.3312 | 1.3149 | 1.2416 | 1.1961 | 1.125 | 1.1112 | 0.90619 | 0.13855 | 0.1096 | 0.10794 | 0.043451 | 0.052255 | 0.078291 | 58.2709 | 57.964 | 56.5213 | 54.7596 | 54.7494 | 54.6688 | 55.3746 | 59.7265 | 66.5462 | 70.5143 | 73.5225 | 75.5484 | 76.774 | 76.8203 | 77.4805 | 76.0918 | 74.8521 | 73.6604 | 71.9442 | 68.0454 | 63.1253 | 62.1023 | 60.873 | 59.3857 | 0.24666 | 0.19638 | 0.16486 | 0.21487 | 0.26125 | 0.31874 | 0.28456 | 0.27542 | 0.14869 | 0.27193 | 0.25566 | 0.24738 | 0.22713 | 0.21744 | 0.2305 | 0.30548 | 0.24764 | 0.25357 | 0.29541 | 0.3378 | 0.36379 | 0.38529 | 0.34213 | 0.29971
Portfolio Adjusted1-in-2AllAll2019May Monthly Peak | Portfolio Adjusted | 1-in-2 | All | All | 2019 | May Monthly Peak | 5 | 24.9898 | 24.1931 | 23.6896 | 23.6054 | 24.4707 | 26.6997 | 29.5725 | 33.0313 | 36.4255 | 38.7257 | 40.4526 | 41.4608 | 41.9286 | 42.3463 | 42.0628 | 40.8551 | 39.0966 | 36.9064 | 34.5093 | 34.0281 | 33.6592 | 31.5148 | 29.0046 | 26.9061 | -0.020508 | 0.040585 | 0.00090232 | 0.01604 | -0.047432 | -0.085006 | -0.20455 | -0.16058 | -0.046288 | 0.071962 | 0.31356 | 1.4154 | 1.4 | 1.3144 | 1.263 | 1.2049 | 1.1879 | 0.98507 | 0.19864 | 0.1455 | 0.12992 | 0.063816 | 0.072786 | 0.09427 | 59.7022 | 59.4522 | 59.2022 | 58.4545 | 58.1932 | 57.4527 | 61.0558 | 65.1497 | 70.024 | 74.6841 | 78.8214 | 79.8223 | 78.853 | 78.4441 | 78.4904 | 77.9669 | 76.7528 | 75.2849 | 72.6481 | 68.9663 | 66.056 | 64.8289 | 64.5789 | 63.1026 | 0.23874 | 0.19126 | 0.1604 | 0.21023 | 0.25715 | 0.31418 | 0.27878 | 0.27482 | 0.15064 | 0.27561 | 0.25796 | 0.24963 | 0.22827 | 0.21705 | 0.22967 | 0.30372 | 0.24584 | 0.25146 | 0.29269 | 0.33279 | 0.35906 | 0.37593 | 0.33445 | 0.29198
Portfolio Adjusted1-in-2AllAll2019June Monthly Peak | Portfolio Adjusted | 1-in-2 | All | All | 2019 | June Monthly Peak | 6 | 25.947 | 25.0809 | 24.5423 | 24.417 | 25.3073 | 27.4579 | 30.3203 | 33.8933 | 37.11 | 39.6477 | 41.6325 | 42.6509 | 42.9905 | 43.2122 | 42.9201 | 41.9107 | 40.5262 | 38.5175 | 36.1265 | 34.8043 | 34.4593 | 32.4959 | 30.0171 | 27.8389 | -0.020498 | 0.042512 | 0.0020946 | 0.018402 | -0.046434 | -0.082135 | -0.20613 | -0.15644 | -0.03945 | 0.077051 | 0.32644 | 1.4645 | 1.4467 | 1.3544 | 1.3026 | 1.2542 | 1.2509 | 1.0441 | 0.22089 | 0.15722 | 0.13812 | 0.070397 | 0.079944 | 0.10143 | 60.4644 | 60.4531 | 59.4757 | 59.9429 | 58.7155 | 59.9081 | 60.8516 | 64.4882 | 67.1926 | 70.6037 | 74.263 | 77.2062 | 78.2399 | 79.6824 | 79.9447 | 78.5464 | 77.3188 | 76.0926 | 73.8747 | 71.1817 | 67.0348 | 64.6357 | 63.6574 | 62.9076 | 0.24902 | 0.19895 | 0.16702 | 0.21794 | 0.26618 | 0.324 | 0.28585 | 0.28164 | 0.15268 | 0.27992 | 0.2639 | 0.25551 | 0.2332 | 0.22126 | 0.23447 | 0.31195 | 0.25552 | 0.26168 | 0.30523 | 0.34073 | 0.36762 | 0.38679 | 0.34523 | 0.30183
Portfolio Adjusted1-in-2AllAll2019July Monthly Peak | Portfolio Adjusted | 1-in-2 | All | All | 2019 | July Monthly Peak | 7 | 27.241 | 26.3488 | 25.7385 | 25.6436 | 26.6254 | 29.1135 | 32.2045 | 35.7044 | 38.8047 | 41.3359 | 43.3143 | 44.3553 | 44.9177 | 45.3469 | 45.2428 | 44.5647 | 43.2399 | 40.9617 | 38.0862 | 36.5219 | 36.1315 | 34.1095 | 31.4961 | 29.2218 | -0.011724 | 0.04416 | 0.012628 | 0.03432 | -0.020917 | -0.029731 | -0.16998 | -0.077772 | 0.029802 | 0.10975 | 0.36193 | 1.5485 | 1.55 | 1.4577 | 1.4073 | 1.4085 | 1.4123 | 1.2127 | 0.33965 | 0.22707 | 0.17986 | 0.11128 | 0.12114 | 0.13447 | 67.7715 | 67.2615 | 66.5455 | 66.5342 | 66.522 | 66.522 | 67.7154 | 69.4309 | 74.217 | 77.4441 | 78.4896 | 77.0003 | 78.4446 | 81.6355 | 79.9208 | 81.5569 | 83.7154 | 83.1928 | 78.0646 | 73.9568 | 72.2278 | 71.7271 | 69.8064 | 69.784 | 0.24403 | 0.1958 | 0.164 | 0.21494 | 0.2637 | 0.3239 | 0.28498 | 0.27717 | 0.14856 | 0.27104 | 0.25391 | 0.24487 | 0.22446 | 0.21357 | 0.22713 | 0.30551 | 0.25188 | 0.25729 | 0.29861 | 0.33249 | 0.35829 | 0.37766 | 0.33694 | 0.29496
Portfolio Adjusted1-in-2AllAll2019August Monthly Peak | Portfolio Adjusted | 1-in-2 | All | All | 2019 | August Monthly Peak | 8 | 28.2069 | 27.2214 | 26.5886 | 26.4697 | 27.5149 | 30.26 | 33.818 | 37.5032 | 41.2265 | 44.1902 | 46.6244 | 47.8665 | 48.5099 | 48.9577 | 48.8182 | 47.8249 | 46.1542 | 43.7222 | 40.5382 | 39.113 | 38.0669 | 35.6448 | 32.7982 | 30.4006 | -0.0044163 | 0.046126 | 0.021857 | 0.048383 | 0.0010197 | 0.016166 | -0.14002 | -0.011178 | 0.090672 | 0.1434 | 0.41557 | 1.724 | 1.7396 | 1.6367 | 1.5799 | 1.6009 | 1.5942 | 1.4019 | 0.45966 | 0.30068 | 0.22339 | 0.15034 | 0.16032 | 0.16655 | 70.4626 | 70.6633 | 69.6897 | 70.0462 | 69.2906 | 68.8818 | 68.8908 | 68.681 | 71.3913 | 74.7373 | 79.81 | 82.7737 | 83.9904 | 84.2281 | 84.0095 | 83.4376 | 83.2015 | 81.6551 | 78.4925 | 75.9908 | 74.0083 | 73.2076 | 71.4907 | 71.8538 | 0.24778 | 0.19826 | 0.16615 | 0.21757 | 0.26699 | 0.33014 | 0.29126 | 0.28184 | 0.1527 | 0.2805 | 0.26497 | 0.25693 | 0.23597 | 0.22449 | 0.2389 | 0.31871 | 0.26081 | 0.2677 | 0.31085 | 0.34775 | 0.36984 | 0.38768 | 0.34481 | 0.30119
Portfolio Adjusted1-in-2AllAll2019September Monthly Peak | Portfolio Adjusted | 1-in-2 | All | All | 2019 | September Monthly Peak | 9 | 28.2796 | 27.3477 | 26.7435 | 26.6896 | 27.8481 | 30.6971 | 34.8947 | 38.4507 | 42.6602 | 45.947 | 48.3014 | 49.58 | 50.1773 | 50.6351 | 50.3862 | 48.9502 | 46.716 | 44.0185 | 41.0834 | 40.3632 | 38.3937 | 35.7236 | 32.7214 | 30.3242 | -0.0039166 | 0.045222 | 0.021906 | 0.048274 | 0.0022152 | 0.018534 | -0.13966 | -0.0075341 | 0.096328 | 0.15006 | 0.43081 | 1.7862 | 1.8004 | 1.6917 | 1.629 | 1.6367 | 1.6096 | 1.4112 | 0.46828 | 0.30935 | 0.22568 | 0.15133 | 0.15988 | 0.16531 | 65.8984 | 65.171 | 65.8521 | 63.9099 | 64.6014 | 65.2833 | 67.4199 | 68.8972 | 76.1484 | 81.6144 | 87.1144 | 88.4102 | 87.9771 | 89.7959 | 91.5134 | 89.5452 | 87.8764 | 87.3305 | 85.7956 | 80.8981 | 76.5345 | 76.2169 | 74.0331 | 72.5449 | 0.24238 | 0.19412 | 0.16288 | 0.21385 | 0.26437 | 0.32704 | 0.29451 | 0.28508 | 0.1566 | 0.29034 | 0.27342 | 0.2653 | 0.24329 | 0.23105 | 0.24523 | 0.32401 | 0.26172 | 0.26767 | 0.31284 | 0.35383 | 0.37034 | 0.38528 | 0.33976 | 0.29619
Portfolio Adjusted1-in-2AllAll2019October Monthly Peak | Portfolio Adjusted | 1-in-2 | All | All | 2019 | October Monthly Peak | 10 | 26.8992 | 26.0126 | 25.4339 | 25.3131 | 26.2786 | 28.6705 | 32.5872 | 35.53 | 39.0578 | 42.1442 | 44.7521 | 46.4242 | 47.3332 | 48.1455 | 47.9859 | 46.6468 | 44.4708 | 41.7271 | 39.8788 | 38.4099 | 36.3452 | 33.8214 | 31.062 | 28.8253 | -0.014556 | 0.044519 | 0.0097575 | 0.030176 | -0.028801 | -0.045475 | -0.18546 | -0.10242 | 0.010224 | 0.10442 | 0.36975 | 1.6179 | 1.6217 | 1.537 | 1.4831 | 1.4513 | 1.4295 | 1.2132 | 0.32347 | 0.21888 | 0.17244 | 0.101 | 0.11079 | 0.12718 | 62.7046 | 62.4321 | 62.6358 | 61.4426 | 61.6369 | 59.9541 | 61.1258 | 64.2498 | 69.5915 | 74.9998 | 79.1698 | 81.1717 | 83.9203 | 85.8417 | 85.6031 | 84.6483 | 83.7275 | 82.0806 | 76.6592 | 70.3629 | 68.3642 | 65.9326 | 64.9203 | 63.2498 | 0.25018 | 0.20013 | 0.16757 | 0.21884 | 0.26826 | 0.32624 | 0.29249 | 0.28315 | 0.15414 | 0.28406 | 0.26937 | 0.26274 | 0.2415 | 0.23167 | 0.24632 | 0.3263 | 0.26421 | 0.26966 | 0.31772 | 0.3535 | 0.37017 | 0.38529 | 0.34342 | 0.30171
Portfolio Adjusted1-in-2AllAll2019November Monthly Peak | Portfolio Adjusted | 1-in-2 | All | All | 2019 | November Monthly Peak | 11 | 24.5145 | 23.8462 | 23.4476 | 23.4839 | 24.4786 | 26.683 | 29.6009 | 32.4554 | 35.3156 | 37.4619 | 39.209 | 40.1256 | 40.6147 | 41.1005 | 40.7863 | 39.4273 | 38.0329 | 37.4414 | 35.1547 | 33.3797 | 31.9032 | 29.9543 | 27.7371 | 25.9687 | -0.028715 | 0.040548 | -0.0082023 | 0.0028725 | -0.072169 | -0.13397 | -0.24479 | -0.23251 | -0.10694 | 0.042855 | 0.2806 | 1.331 | 1.3083 | 1.2336 | 1.1889 | 1.098 | 1.0892 | 0.89019 | 0.10182 | 0.085342 | 0.092446 | 0.028492 | 0.037325 | 0.06652 | 60.2364 | 59.8726 | 59.6193 | 59.5931 | 60.0009 | 60.5827 | 59.7829 | 59.5653 | 62.7094 | 65.7093 | 68.1258 | 69.944 | 71.1371 | 71.5369 | 70.1531 | 69.944 | 68.7731 | 66.7809 | 65.4069 | 63.8362 | 63.0636 | 62.6285 | 61.8378 | 61.6107 | 0.25392 | 0.20345 | 0.17113 | 0.22483 | 0.27684 | 0.33424 | 0.29616 | 0.28924 | 0.15644 | 0.28617 | 0.26939 | 0.26017 | 0.23879 | 0.22865 | 0.24301 | 0.32137 | 0.26131 | 0.27011 | 0.31271 | 0.34532 | 0.3671 | 0.38588 | 0.34454 | 0.30406
Portfolio Adjusted1-in-2AllAll2019December Monthly Peak | Portfolio Adjusted | 1-in-2 | All | All | 2019 | December Monthly Peak | 12 | 23.2204 | 22.6729 | 22.3999 | 22.4624 | 23.4405 | 25.6334 | 28.5648 | 31.1663 | 33.3093 | 34.403 | 35.0366 | 35.1297 | 35.0214 | 35.0238 | 34.6277 | 33.6562 | 33.0638 | 33.5203 | 32.2543 | 30.8383 | 29.5894 | 28.0206 | 26.087 | 24.5148 | -0.045629 | 0.037819 | -0.028852 | -0.027999 | -0.12342 | -0.23887 | -0.32637 | -0.38738 | -0.23873 | -0.022314 | 0.1869 | 1.0406 | 0.98205 | 0.91235 | 0.87821 | 0.74386 | 0.7549 | 0.56131 | -0.12742 | -0.050135 | 0.011367 | -0.049407 | -0.041454 | 0.0026445 | 48.4081 | 48.147 | 46.922 | 48.0792 | 46.8624 | 47.0692 | 46.5919 | 45.8626 | 52.8978 | 57.6811 | 61.6706 | 62.9418 | 62.3644 | 66.0462 | 65.0557 | 63.5123 | 61.7834 | 59.604 | 57.9222 | 54.7155 | 53.4782 | 51.9777 | 52.1834 | 52.1597 | 0.28103 | 0.22605 | 0.19112 | 0.25046 | 0.30793 | 0.37225 | 0.33312 | 0.32134 | 0.17104 | 0.30593 | 0.28053 | 0.26594 | 0.24068 | 0.22755 | 0.24133 | 0.32298 | 0.2695 | 0.28722 | 0.33941 | 0.37761 | 0.40155 | 0.42546 | 0.38048 | 0.33477
Portfolio Adjusted1-in-2AllAll2019Typical Event Day | Portfolio Adjusted | 1-in-2 | All | All | 2019 | Typical Event Day | 8 | 27.8456 | 26.887 | 26.2704 | 26.1595 | 27.1788 | 29.8638 | 33.3723 | 36.9201 | 40.3964 | 43.0874 | 45.2785 | 46.3933 | 47.004 | 47.4774 | 47.3922 | 46.4684 | 44.9193 | 42.605 | 39.6199 | 38.2816 | 37.3348 | 35.0148 | 32.2447 | 29.9063 | -0.010536 | 0.0454 | 0.014695 | 0.037759 | -0.016995 | -0.021395 | -0.16837 | -0.066255 | 0.042367 | 0.11867 | 0.38055 | 1.623 | 1.6284 | 1.5332 | 1.4826 | 1.4804 | 1.4774 | 1.2805 | 0.37303 | 0.24956 | 0.19333 | 0.12174 | 0.13161 | 0.14366 | 66.1493 | 65.8873 | 65.3909 | 65.1084 | 64.7825 | 65.1489 | 66.2195 | 67.8744 | 72.2373 | 76.0998 | 79.9192 | 81.3475 | 82.1629 | 83.8353 | 83.847 | 83.2714 | 83.0279 | 82.0676 | 79.0568 | 75.5068 | 72.4514 | 71.4469 | 69.747 | 69.2727 | 0.24967 | 0.19987 | 0.16753 | 0.21946 | 0.26894 | 0.33203 | 0.29308 | 0.28326 | 0.15269 | 0.27854 | 0.2616 | 0.253 | 0.23219 | 0.22115 | 0.2357 | 0.3148 | 0.25825 | 0.2655 | 0.30954 | 0.34707 | 0.37009 | 0.38879 | 0.34593 | 0.30226
Portfolio Adjusted1-in-2AllAll2020January Monthly Peak | Portfolio Adjusted | 1-in-2 | All | All | 2020 | January Monthly Peak | 1 | 22.813 | 22.2492 | 22.0607 | 22.2038 | 23.337 | 25.7261 | 29.5477 | 32.1995 | 33.8425 | 34.2069 | 34.2736 | 33.9021 | 33.5158 | 33.2688 | 32.7193 | 31.9204 | 31.5214 | 32.3261 | 31.5964 | 30.305 | 29.1503 | 27.6647 | 25.7972 | 24.3018 | -0.051078 | 0.036769 | -0.035424 | -0.038036 | -0.14179 | -0.27972 | -0.36731 | -0.4589 | -0.2925 | -0.043928 | 0.16706 | 0.98942 | 0.92016 | 0.84877 | 0.81161 | 0.65703 | 0.66655 | 0.46381 | -0.20239 | -0.093975 | -0.014332 | -0.07502 | -0.067554 | -0.01792 | 46.7505 | 46.2404 | 46.8882 | 46.6353 | 45.4217 | 44.6924 | 45.9092 | 45.1585 | 47.5888 | 51.7719 | 54.5221 | 56.998 | 58.5109 | 58.5355 | 58.7741 | 57.8311 | 56.1371 | 54.1469 | 51.4665 | 50.0225 | 46.6027 | 45.0929 | 41.9467 | 41.3873 | 0.29229 | 0.23407 | 0.1986 | 0.26143 | 0.32483 | 0.39764 | 0.36208 | 0.35099 | 0.18485 | 0.32732 | 0.3001 | 0.28237 | 0.25546 | 0.2407 | 0.25338 | 0.33908 | 0.28151 | 0.29899 | 0.35687 | 0.39615 | 0.42155 | 0.44666 | 0.40109 | 0.35323
Portfolio Adjusted1-in-2AllAll2020February Monthly Peak | Portfolio Adjusted | 1-in-2 | All | All | 2020 | February Monthly Peak | 2 | 23.2443 | 22.6152 | 22.3687 | 22.5095 | 23.5493 | 25.9107 | 29.4457 | 31.8935 | 33.7432 | 34.4712 | 34.9842 | 34.913 | 34.8102 | 34.7314 | 34.3492 | 33.4178 | 32.5236 | 32.78 | 32.7063 | 31.2974 | 30.0488 | 28.3678 | 26.3082 | 24.7373 | -0.049631 | 0.037497 | -0.033122 | -0.03456 | -0.13572 | -0.26608 | -0.35525 | -0.43008 | -0.27092 | -0.035461 | 0.17578 | 1.0206 | 0.96118 | 0.89038 | 0.85602 | 0.70375 | 0.70468 | 0.50246 | -0.17827 | -0.079207 | -0.0046137 | -0.066418 | -0.058233 | -0.010157 | 48.8063 | 49.2507 | 48.0248 | 46.9802 | 45.7851 | 44.8204 | 43.8537 | 43.8311 | 49.1481 | 53.5353 | 55.5918 | 56.8279 | 58.0456 | 58.5371 | 58.0456 | 57.0788 | 55.8858 | 53.7281 | 51.513 | 49.5816 | 48.3167 | 45.6818 | 45.1472 | 45.0918 | 0.29157 | 0.23299 | 0.19684 | 0.25976 | 0.32053 | 0.39083 | 0.35456 | 0.33861 | 0.17897 | 0.31798 | 0.29415 | 0.27852 | 0.25388 | 0.23973 | 0.25369 | 0.33779 | 0.27728 | 0.29667 | 0.35927 | 0.39893 | 0.4238 | 0.44639 | 0.39771 | 0.35035
Portfolio Adjusted1-in-2AllAll2020March Monthly Peak | Portfolio Adjusted | 1-in-2 | All | All | 2020 | March Monthly Peak | 3 | 23.9966 | 23.2585 | 22.8629 | 22.8169 | 23.6385 | 25.8913 | 29.5624 | 31.9354 | 33.8466 | 34.9715 | 35.9929 | 36.3397 | 36.561 | 36.9208 | 36.8167 | 36.0699 | 35.0094 | 33.9742 | 33.1016 | 32.8456 | 31.604 | 29.7861 | 27.4817 | 25.6517 | -0.04462 | 0.03839 | -0.027017 | -0.025125 | -0.11745 | -0.22925 | -0.32534 | -0.37778 | -0.22775 | -0.016445 | 0.19791 | 1.0855 | 1.0373 | 0.97235 | 0.94136 | 0.80779 | 0.80684 | 0.59224 | -0.10821 | -0.039242 | 0.019738 | -0.043978 | -0.035232 | 0.008818 | 51.4213 | 51.6145 | 51.5691 | 50.5468 | 49.7958 | 49.5458 | 49.5675 | 48.5006 | 53.1245 | 58.2142 | 59.5217 | 62.2162 | 63.2037 | 62.4777 | 63.2046 | 62.2516 | 61.0246 | 57.6263 | 55.8871 | 54.1818 | 52.7265 | 49.5802 | 49.0805 | 49.5234 | 0.28161 | 0.22538 | 0.18968 | 0.24788 | 0.3015 | 0.36842 | 0.33596 | 0.32196 | 0.17029 | 0.30418 | 0.28295 | 0.26943 | 0.24624 | 0.23469 | 0.24998 | 0.33348 | 0.27331 | 0.28555 | 0.34214 | 0.39015 | 0.41611 | 0.43925 | 0.38887 | 0.34034
Portfolio Adjusted1-in-2AllAll2020April Monthly Peak | Portfolio Adjusted | 1-in-2 | All | All | 2020 | April Monthly Peak | 4 | 24.9872 | 24.1059 | 23.603 | 23.4759 | 24.2699 | 26.4992 | 29.6114 | 32.316 | 35.302 | 37.6156 | 39.4658 | 40.4883 | 41.058 | 41.6226 | 41.4651 | 40.4331 | 38.8176 | 36.7813 | 34.4935 | 34.3567 | 33.4551 | 31.437 | 28.8983 | 26.8297 | -0.025498 | 0.040667 | -0.0043866 | 0.0083665 | -0.060806 | -0.11236 | -0.22734 | -0.19942 | -0.080014 | 0.053626 | 0.28784 | 1.3432 | 1.3266 | 1.2525 | 1.2065 | 1.1346 | 1.1208 | 0.91369 | 0.14009 | 0.11081 | 0.10914 | 0.043933 | 0.052834 | 0.07916 | 58.2739 | 57.9664 | 56.5243 | 54.7625 | 54.7522 | 54.6707 | 55.376 | 59.7263 | 66.5439 | 70.5117 | 73.5199 | 75.5462 | 76.7715 | 76.8183 | 77.4775 | 76.09 | 74.8505 | 73.6594 | 71.9436 | 68.0459 | 63.1267 | 62.1034 | 60.8744 | 59.3872 | 0.2494 | 0.19856 | 0.16669 | 0.21726 | 0.26415 | 0.32228 | 0.28772 | 0.27847 | 0.15034 | 0.27494 | 0.2585 | 0.2501 | 0.22962 | 0.21981 | 0.23302 | 0.30885 | 0.25036 | 0.25635 | 0.29869 | 0.34155 | 0.36783 | 0.38957 | 0.34592 | 0.30304
Portfolio Adjusted1-in-2AllAll2020May Monthly Peak | Portfolio Adjusted | 1-in-2 | All | All | 2020 | May Monthly Peak | 5 | 25.0907 | 24.2919 | 23.7866 | 23.7022 | 24.5716 | 26.8097 | 29.6929 | 33.1636 | 36.5658 | 38.8703 | 40.6005 | 41.6095 | 42.0775 | 42.4951 | 42.2094 | 40.9965 | 39.2323 | 37.0362 | 34.6333 | 34.1505 | 33.7803 | 31.6303 | 29.1161 | 27.0135 | -0.020732 | 0.041028 | 0.00091217 | 0.016215 | -0.047949 | -0.085934 | -0.20679 | -0.16233 | -0.046794 | 0.072747 | 0.31698 | 1.4281 | 1.4124 | 1.3259 | 1.2739 | 1.2152 | 1.1982 | 0.99331 | 0.20081 | 0.14709 | 0.13133 | 0.064513 | 0.073581 | 0.0953 | 59.7044 | 59.4544 | 59.2044 | 58.4567 | 58.1953 | 57.4549 | 61.0564 | 65.1486 | 70.0216 | 74.6807 | 78.8167 | 79.8176 | 78.8487 | 78.4407 | 78.4875 | 77.9638 | 76.7501 | 75.2825 | 72.647 | 68.966 | 66.0566 | 64.8297 | 64.5797 | 63.1037 | 0.24135 | 0.19335 | 0.16215 | 0.21253 | 0.25996 | 0.31761 | 0.28182 | 0.27782 | 0.15228 | 0.27862 | 0.26077 | 0.25232 | 0.23073 | 0.21939 | 0.23215 | 0.30701 | 0.2485 | 0.25418 | 0.29589 | 0.33642 | 0.36298 | 0.38004 | 0.3381 | 0.29517
Portfolio Adjusted1-in-2AllAll2020June Monthly Peak | Portfolio Adjusted | 1-in-2 | All | All | 2020 | June Monthly Peak | 6 | 26.0515 | 25.1829 | 24.6424 | 24.5165 | 25.4108 | 27.5704 | 30.4427 | 34.0277 | 37.2508 | 39.793 | 41.7823 | 42.8016 | 43.1412 | 43.3625 | 43.0685 | 42.0548 | 40.6661 | 38.6514 | 36.2546 | 34.9286 | 34.5823 | 32.6137 | 30.1311 | 27.9489 | -0.020718 | 0.042969 | 0.002117 | 0.0186 | -0.046932 | -0.083017 | -0.20835 | -0.15812 | -0.039874 | 0.077878 | 0.32995 | 1.4774 | 1.4594 | 1.366 | 1.3137 | 1.2649 | 1.2616 | 1.0527 | 0.22327 | 0.15891 | 0.13961 | 0.071153 | 0.080803 | 0.10251 | 60.4667 | 60.4553 | 59.4781 | 59.945 | 58.7179 | 59.9098 | 60.8526 | 64.4881 | 67.1919 | 70.6021 | 74.2604 | 77.203 | 78.2371 | 79.679 | 79.9414 | 78.5443 | 77.3169 | 76.0909 | 73.8734 | 71.181 | 67.0352 | 64.6372 | 63.6591 | 62.9093 | 0.25169 | 0.20108 | 0.16881 | 0.22028 | 0.26904 | 0.32748 | 0.28892 | 0.28467 | 0.15432 | 0.28292 | 0.26674 | 0.25822 | 0.23567 | 0.2236 | 0.23695 | 0.31528 | 0.25823 | 0.26446 | 0.30851 | 0.34439 | 0.37157 | 0.39094 | 0.34894 | 0.30507
Portfolio Adjusted1-in-2AllAll2020July Monthly Peak | Portfolio Adjusted | 1-in-2 | All | All | 2020 | July Monthly Peak | 7 | 27.3465 | 26.4523 | 25.8399 | 25.7449 | 26.7313 | 29.2297 | 32.3304 | 35.8408 | 38.9457 | 41.4807 | 43.4625 | 44.5033 | 45.0663 | 45.4954 | 45.3899 | 44.7093 | 43.3814 | 41.0967 | 38.2152 | 36.6466 | 36.2548 | 34.2279 | 31.6107 | 29.3326 | -0.011848 | 0.044626 | 0.012762 | 0.034682 | -0.021138 | -0.030045 | -0.17177 | -0.078593 | 0.030117 | 0.11091 | 0.36575 | 1.5619 | 1.5633 | 1.4701 | 1.4191 | 1.4204 | 1.4243 | 1.2227 | 0.34324 | 0.22947 | 0.18176 | 0.11246 | 0.12242 | 0.13589 | 67.7717 | 67.2617 | 66.546 | 66.5345 | 66.5222 | 66.5222 | 67.715 | 69.4302 | 74.214 | 77.4409 | 78.4869 | 76.9976 | 78.4414 | 81.6316 | 79.9199 | 81.5548 | 83.7124 | 83.1895 | 78.0626 | 73.9563 | 72.2276 | 71.7269 | 69.807 | 69.7843 | 0.24661 | 0.19787 | 0.16573 | 0.21721 | 0.26648 | 0.32732 | 0.28799 | 0.28009 | 0.15013 | 0.2739 | 0.25659 | 0.24742 | 0.22678 | 0.21578 | 0.22949 | 0.30871 | 0.2545 | 0.25997 | 0.30177 | 0.336 | 0.36207 | 0.38164 | 0.3405 | 0.29807
Portfolio Adjusted1-in-2AllAll2020August Monthly Peak | Portfolio Adjusted | 1-in-2 | All | All | 2020 | August Monthly Peak | 8 | 28.3155 | 27.3277 | 26.6928 | 26.5737 | 27.6236 | 30.38 | 33.9483 | 37.6433 | 41.373 | 44.3416 | 46.7807 | 48.0235 | 48.6679 | 49.1157 | 48.9748 | 47.9775 | 46.3022 | 43.8644 | 40.6742 | 39.2452 | 38.1959 | 35.7681 | 32.9172 | 30.5153 | -0.0044621 | 0.046604 | 0.022084 | 0.048885 | 0.0010302 | 0.016334 | -0.14148 | -0.011294 | 0.091613 | 0.14488 | 0.41988 | 1.7387 | 1.7545 | 1.6505 | 1.5931 | 1.6143 | 1.6077 | 1.4135 | 0.46443 | 0.3038 | 0.22571 | 0.1519 | 0.16198 | 0.16828 | 70.4632 | 70.6639 | 69.6907 | 70.0467 | 69.2916 | 68.8826 | 68.8918 | 68.6819 | 71.3912 | 74.7366 | 79.808 | 82.7714 | 83.9882 | 84.2263 | 84.0075 | 83.4359 | 83.1994 | 81.6536 | 78.4914 | 75.9907 | 74.0084 | 73.2077 | 71.4916 | 71.8544 | 0.25036 | 0.20032 | 0.16788 | 0.21983 | 0.26976 | 0.33357 | 0.29429 | 0.28477 | 0.15429 | 0.28341 | 0.26772 | 0.25955 | 0.23837 | 0.22678 | 0.24133 | 0.32199 | 0.26348 | 0.27044 | 0.31408 | 0.35136 | 0.37368 | 0.3917 | 0.34839 | 0.30431
Portfolio Adjusted1-in-2AllAll2020September Monthly Peak | Portfolio Adjusted | 1-in-2 | All | All | 2020 | September Monthly Peak | 9 | 28.3836 | 27.4495 | 26.8434 | 26.7896 | 27.9535 | 30.8135 | 35.0237 | 38.5898 | 42.8077 | 46.1011 | 48.4599 | 49.7395 | 50.3375 | 50.7949 | 50.5442 | 49.1026 | 46.8618 | 44.1582 | 41.2178 | 40.4951 | 38.5206 | 35.8439 | 32.8364 | 30.4348 | -0.0039565 | 0.045683 | 0.022129 | 0.048767 | 0.0022378 | 0.018723 | -0.14109 | -0.0076109 | 0.09731 | 0.15159 | 0.4352 | 1.8012 | 1.8155 | 1.7057 | 1.6423 | 1.6502 | 1.6229 | 1.4228 | 0.47305 | 0.3125 | 0.22798 | 0.15287 | 0.16151 | 0.16699 | 65.8999 | 65.1728 | 65.8531 | 63.9116 | 64.6024 | 65.2837 | 67.4191 | 68.8962 | 76.1448 | 81.6104 | 87.1104 | 88.4067 | 87.9743 | 89.7912 | 91.5085 | 89.5431 | 87.8751 | 87.3288 | 85.7935 | 80.8971 | 76.5348 | 76.2165 | 74.0335 | 72.5454 | 0.24485 | 0.1961 | 0.16454 | 0.21603 | 0.26707 | 0.33037 | 0.29752 | 0.28799 | 0.15819 | 0.2933 | 0.27621 | 0.26797 | 0.24573 | 0.23336 | 0.24768 | 0.32728 | 0.26436 | 0.27036 | 0.31603 | 0.35744 | 0.37412 | 0.38921 | 0.34323 | 0.29921
Portfolio Adjusted1-in-2AllAll2020October Monthly Peak | Portfolio Adjusted | 1-in-2 | All | All | 2020 | October Monthly Peak | 10 | 27.001 | 26.1121 | 25.5314 | 25.41 | 26.3799 | 28.7803 | 32.7082 | 35.6608 | 39.1954 | 42.2868 | 44.8998 | 46.5735 | 47.4833 | 48.2968 | 48.1357 | 46.7918 | 44.61 | 41.8602 | 40.0073 | 38.534 | 36.4648 | 33.935 | 31.1719 | 28.9319 | -0.014702 | 0.044965 | 0.0098552 | 0.030478 | -0.02909 | -0.04593 | -0.18732 | -0.10345 | 0.010326 | 0.10547 | 0.37346 | 1.6312 | 1.635 | 1.5494 | 1.4949 | 1.4629 | 1.441 | 1.2227 | 0.32671 | 0.22107 | 0.17417 | 0.10201 | 0.1119 | 0.12845 | 62.7066 | 62.4339 | 62.6371 | 61.4445 | 61.6383 | 59.9562 | 61.1271 | 64.2498 | 69.5899 | 74.9973 | 79.1665 | 81.1684 | 83.917 | 85.8376 | 85.5991 | 84.6447 | 83.7248 | 82.0789 | 76.6583 | 70.364 | 68.3654 | 65.9344 | 64.922 | 63.2523 | 0.25269 | 0.20213 | 0.16925 | 0.22103 | 0.27094 | 0.32951 | 0.29542 | 0.28599 | 0.15569 | 0.28691 | 0.27207 | 0.26534 | 0.24388 | 0.23395 | 0.24875 | 0.32953 | 0.26682 | 0.27233 | 0.3209 | 0.35704 | 0.37388 | 0.38915 | 0.34686 | 0.30473
Portfolio Adjusted1-in-2AllAll2020November Monthly Peak | Portfolio Adjusted | 1-in-2 | All | All | 2020 | November Monthly Peak | 11 | 24.606 | 23.9356 | 23.5355 | 23.5719 | 24.5709 | 26.7822 | 29.7093 | 32.5737 | 35.4394 | 37.5895 | 39.3404 | 40.2576 | 40.7475 | 41.2343 | 40.9189 | 39.5552 | 38.1562 | 37.5596 | 35.2667 | 33.4872 | 32.0085 | 30.0553 | 27.8348 | 26.0638 | -0.028997 | 0.040947 | -0.008283 | 0.0029007 | -0.072879 | -0.13528 | -0.2472 | -0.23479 | -0.10799 | 0.043276 | 0.28336 | 1.3417 | 1.3187 | 1.2433 | 1.1982 | 1.1064 | 1.0976 | 0.89664 | 0.10282 | 0.086182 | 0.093355 | 0.028772 | 0.037692 | 0.067175 | 60.2367 | 59.8733 | 59.6195 | 59.593 | 60.0009 | 60.5826 | 59.7827 | 59.5649 | 62.7086 | 65.7084 | 68.1251 | 69.9434 | 71.1365 | 71.5363 | 70.1526 | 69.9434 | 68.7728 | 66.7807 | 65.407 | 63.8365 | 63.0643 | 62.6288 | 61.8382 | 61.6108 | 0.25642 | 0.20545 | 0.17281 | 0.22705 | 0.27956 | 0.33753 | 0.29907 | 0.29208 | 0.15798 | 0.28898 | 0.27204 | 0.26271 | 0.24111 | 0.23087 | 0.24537 | 0.32451 | 0.26386 | 0.27275 | 0.31579 | 0.34872 | 0.37071 | 0.38968 | 0.34793 | 0.30705
Portfolio Adjusted1-in-2AllAll2020December Monthly Peak | Portfolio Adjusted | 1-in-2 | All | All | 2020 | December Monthly Peak | 12 | 23.3041 | 22.755 | 22.4811 | 22.5434 | 23.5253 | 25.7246 | 28.6655 | 31.2747 | 33.4209 | 34.5157 | 35.1497 | 35.2413 | 35.1322 | 35.1341 | 34.7368 | 33.7628 | 33.1695 | 33.6248 | 32.3551 | 30.9358 | 29.6849 | 28.1128 | 26.1763 | 24.6014 | -0.046069 | 0.038185 | -0.029131 | -0.02827 | -0.12461 | -0.24117 | -0.32952 | -0.39113 | -0.24104 | -0.02253 | 0.18871 | 1.0486 | 0.98944 | 0.91906 | 0.88462 | 0.74904 | 0.76023 | 0.56472 | -0.12865 | -0.050619 | 0.011477 | -0.049885 | -0.041854 | 0.0026701 | 48.4096 | 48.1484 | 46.9237 | 48.0799 | 46.8635 | 47.0698 | 46.5928 | 45.8637 | 52.8969 | 57.6804 | 61.6698 | 62.9412 | 62.3655 | 66.0466 | 65.0563 | 63.5124 | 61.7838 | 59.605 | 57.9239 | 54.7175 | 53.4804 | 51.9799 | 52.1851 | 52.1613 | 0.28374 | 0.22823 | 0.19297 | 0.25288 | 0.3109 | 0.37584 | 0.33634 | 0.32444 | 0.17269 | 0.30889 | 0.28324 | 0.26849 | 0.24298 | 0.22973 | 0.24364 | 0.32609 | 0.27209 | 0.28997 | 0.34269 | 0.38126 | 0.40542 | 0.42957 | 0.38415 | 0.338
Portfolio Adjusted1-in-2AllAll2020Typical Event Day | Portfolio Adjusted | 1-in-2 | All | All | 2020 | Typical Event Day | 8 | 27.9526 | 26.9917 | 26.3731 | 26.262 | 27.2859 | 29.9818 | 33.5004 | 37.0578 | 40.5396 | 43.2343 | 45.4292 | 46.5443 | 47.1558 | 47.6294 | 47.5431 | 46.6156 | 45.0625 | 42.7428 | 39.7523 | 38.4106 | 37.461 | 35.1357 | 32.3614 | 30.0188 | -0.010645 | 0.045871 | 0.014847 | 0.038151 | -0.017171 | -0.021617 | -0.17012 | -0.066942 | 0.042806 | 0.1199 | 0.3845 | 1.6368 | 1.6422 | 1.546 | 1.4948 | 1.4926 | 1.4897 | 1.2909 | 0.3769 | 0.25215 | 0.19534 | 0.123 | 0.13297 | 0.14515 | 66.1504 | 65.8885 | 65.3921 | 65.1095 | 64.7836 | 65.1496 | 66.2197 | 67.8741 | 72.2355 | 76.0975 | 79.9164 | 81.3446 | 82.1601 | 83.832 | 83.8443 | 83.2694 | 83.0258 | 82.0656 | 79.0552 | 75.5062 | 72.4515 | 71.4471 | 69.7478 | 69.2734 | 0.25226 | 0.20195 | 0.16927 | 0.22173 | 0.27174 | 0.33547 | 0.29612 | 0.2862 | 0.15428 | 0.28143 | 0.26431 | 0.25558 | 0.23455 | 0.2234 | 0.2381 | 0.31804 | 0.26089 | 0.26822 | 0.31275 | 0.35067 | 0.37393 | 0.39283 | 0.34952 | 0.3054
Portfolio Adjusted1-in-2AllAll2021January Monthly Peak | Portfolio Adjusted | 1-in-2 | All | All | 2021 | January Monthly Peak | 1 | 22.8955 | 22.3298 | 22.1407 | 22.284 | 23.4219 | 25.8187 | 29.6514 | 32.3119 | 33.9571 | 34.3217 | 34.3892 | 34.0158 | 33.6288 | 33.381 | 32.8294 | 32.0279 | 31.6271 | 32.4299 | 31.6973 | 30.4022 | 29.2456 | 27.7567 | 25.8866 | 24.3886 | -0.051576 | 0.037127 | -0.035769 | -0.038407 | -0.14317 | -0.28244 | -0.37089 | -0.46338 | -0.29536 | -0.044356 | 0.16869 | 0.99707 | 0.92717 | 0.85509 | 0.8176 | 0.66156 | 0.67119 | 0.46639 | -0.20436 | -0.094891 | -0.014471 | -0.075751 | -0.068212 | -0.018094 | 46.7529 | 46.2428 | 46.8896 | 46.6366 | 45.4234 | 44.6943 | 45.9107 | 45.16 | 47.5897 | 51.7721 | 54.5223 | 56.9979 | 58.511 | 58.5359 | 58.7744 | 57.8318 | 56.1384 | 54.1483 | 51.4686 | 50.0252 | 46.6061 | 45.0963 | 41.9511 | 41.3911 | 0.29514 | 0.23635 | 0.20054 | 0.26398 | 0.32799 | 0.40151 | 0.36561 | 0.35441 | 0.18665 | 0.33051 | 0.30303 | 0.28511 | 0.25794 | 0.24303 | 0.25583 | 0.34237 | 0.28424 | 0.30189 | 0.36035 | 0.40001 | 0.42565 | 0.45101 | 0.405 | 0.35668
Portfolio Adjusted1-in-2AllAll2021February Monthly Peak | Portfolio Adjusted | 1-in-2 | All | All | 2021 | February Monthly Peak | 2 | 23.3294 | 22.6982 | 22.4507 | 22.5919 | 23.6359 | 26.0047 | 29.5508 | 32.0053 | 33.8577 | 34.586 | 35.1009 | 35.0281 | 34.9256 | 34.8462 | 34.4623 | 33.5276 | 32.6305 | 32.8864 | 32.8111 | 31.3985 | 30.1476 | 28.4627 | 26.3998 | 24.8262 | -0.05012 | 0.037866 | -0.033447 | -0.034899 | -0.13706 | -0.2687 | -0.35875 | -0.43431 | -0.27358 | -0.03581 | 0.17751 | 1.0285 | 0.96854 | 0.89705 | 0.86237 | 0.70866 | 0.70965 | 0.50541 | -0.18003 | -0.079986 | -0.0046591 | -0.067071 | -0.058806 | -0.010257 | 48.8093 | 49.2531 | 48.0275 | 46.9824 | 45.7879 | 44.8235 | 43.8571 | 43.8344 | 49.1496 | 53.5357 | 55.5927 | 56.8287 | 58.046 | 58.5375 | 58.046 | 57.0796 | 55.8871 | 53.7303 | 51.5156 | 49.5848 | 48.3199 | 45.6861 | 45.1511 | 45.0952 | 0.29444 | 0.23528 | 0.19878 | 0.26232 | 0.32368 | 0.39468 | 0.35804 | 0.34194 | 0.18073 | 0.32111 | 0.29705 | 0.28125 | 0.25636 | 0.24207 | 0.25617 | 0.3411 | 0.27999 | 0.29957 | 0.3628 | 0.40285 | 0.42797 | 0.45078 | 0.40162 | 0.35379
Portfolio Adjusted1-in-2AllAll2021March Monthly Peak | Portfolio Adjusted | 1-in-2 | All | All | 2021 | March Monthly Peak | 3 | 24.084 | 23.3439 | 22.947 | 22.9005 | 23.7251 | 25.9857 | 29.6684 | 32.0488 | 33.9627 | 35.0885 | 36.1121 | 36.4578 | 36.6794 | 37.0395 | 36.9345 | 36.1844 | 35.1206 | 34.0827 | 33.2078 | 32.9506 | 31.7071 | 29.8853 | 27.5769 | 25.7435 | -0.045063 | 0.038771 | -0.027285 | -0.025374 | -0.11862 | -0.23153 | -0.32857 | -0.38153 | -0.23001 | -0.016608 | 0.19988 | 1.094 | 1.0453 | 0.97972 | 0.94842 | 0.81356 | 0.81268 | 0.59601 | -0.10928 | -0.039631 | 0.019934 | -0.044414 | -0.035581 | 0.0089055 | 51.423 | 51.6156 | 51.5698 | 50.5472 | 49.7963 | 49.5463 | 49.5682 | 48.5031 | 53.1258 | 58.2138 | 59.5219 | 62.2159 | 63.2032 | 62.4774 | 63.2042 | 62.2516 | 61.0249 | 57.6276 | 55.8884 | 54.1836 | 52.7287 | 49.5835 | 49.0837 | 49.5262 | 0.28441 | 0.22762 | 0.19156 | 0.25034 | 0.30449 | 0.37208 | 0.3393 | 0.32515 | 0.17198 | 0.3072 | 0.28575 | 0.27209 | 0.24866 | 0.23699 | 0.25244 | 0.33678 | 0.276 | 0.28837 | 0.34554 | 0.39402 | 0.42024 | 0.44361 | 0.39273 | 0.34371
Portfolio Adjusted1-in-2AllAll2021April Monthly Peak | Portfolio Adjusted | 1-in-2 | All | All | 2021 | April Monthly Peak | 4 | 25.0808 | 24.1969 | 23.6924 | 23.5646 | 24.3617 | 26.5991 | 29.7213 | 32.4348 | 35.4258 | 37.7431 | 39.5968 | 40.6199 | 41.1903 | 41.7559 | 41.5965 | 40.5601 | 38.9396 | 36.8982 | 34.6051 | 34.4673 | 33.5648 | 31.5431 | 29.0005 | 26.9285 | -0.025754 | 0.041074 | -0.0044306 | 0.0084502 | -0.061415 | -0.11349 | -0.22961 | -0.20142 | -0.080815 | 0.054163 | 0.29072 | 1.3541 | 1.3373 | 1.2624 | 1.216 | 1.1435 | 1.1296 | 0.92052 | 0.14149 | 0.11192 | 0.11023 | 0.044373 | 0.053364 | 0.079953 | 58.2766 | 57.9685 | 56.5271 | 54.7651 | 54.7547 | 54.6724 | 55.3773 | 59.726 | 66.5418 | 70.5093 | 73.5176 | 75.5441 | 76.7692 | 76.8165 | 77.4748 | 76.0884 | 74.849 | 73.6585 | 71.9431 | 68.0463 | 63.1279 | 62.1044 | 60.8756 | 59.3885 | 0.2519 | 0.20055 | 0.16836 | 0.21943 | 0.2668 | 0.3255 | 0.2906 | 0.28126 | 0.15185 | 0.2777 | 0.26109 | 0.25258 | 0.23189 | 0.22198 | 0.23532 | 0.31192 | 0.25284 | 0.2589 | 0.30168 | 0.34497 | 0.37151 | 0.39347 | 0.34939 | 0.30607
Portfolio Adjusted1-in-2AllAll2021May Monthly Peak | Portfolio Adjusted | 1-in-2 | All | All | 2021 | May Monthly Peak | 5 | 25.1852 | 24.3843 | 23.8772 | 23.7928 | 24.666 | 26.9126 | 29.8055 | 33.2874 | 36.697 | 39.0056 | 40.7389 | 41.7486 | 42.2168 | 42.6343 | 42.3465 | 41.1288 | 39.3592 | 37.1577 | 34.7494 | 34.265 | 33.8935 | 31.7385 | 29.2204 | 27.1139 | -0.020941 | 0.041443 | 0.00092139 | 0.016379 | -0.048434 | -0.086802 | -0.20888 | -0.16397 | -0.047266 | 0.073482 | 0.32018 | 1.4399 | 1.4241 | 1.3366 | 1.2841 | 1.2249 | 1.2078 | 1.001 | 0.20283 | 0.14858 | 0.13266 | 0.065165 | 0.074324 | 0.096262 | 59.7065 | 59.4565 | 59.2065 | 58.4588 | 58.1973 | 57.457 | 61.057 | 65.1476 | 70.0193 | 74.6774 | 78.8123 | 79.8132 | 78.8446 | 78.4376 | 78.4849 | 77.9609 | 76.7476 | 75.2803 | 72.6459 | 68.9656 | 66.0572 | 64.8305 | 64.5805 | 63.1048 | 0.24379 | 0.1953 | 0.16379 | 0.21467 | 0.26258 | 0.32082 | 0.28467 | 0.28063 | 0.15382 | 0.28144 | 0.26341 | 0.25484 | 0.23303 | 0.22157 | 0.23446 | 0.31009 | 0.25098 | 0.25672 | 0.29887 | 0.33982 | 0.36665 | 0.38388 | 0.34152 | 0.29815
Portfolio Adjusted1-in-2AllAll2021June Monthly Peak | Portfolio Adjusted | 1-in-2 | All | All | 2021 | June Monthly Peak | 6 | 26.1518 | 25.2807 | 24.7385 | 24.612 | 25.5102 | 27.6783 | 30.5601 | 34.1567 | 37.3859 | 39.9325 | 41.9261 | 42.9462 | 43.2857 | 43.5068 | 43.2108 | 42.193 | 40.8003 | 38.7798 | 36.3776 | 35.0478 | 34.7002 | 32.7268 | 30.2406 | 28.0545 | -0.020929 | 0.043407 | 0.0021386 | 0.018789 | -0.047411 | -0.083863 | -0.21047 | -0.15973 | -0.04028 | 0.078672 | 0.33331 | 1.4897 | 1.4715 | 1.3772 | 1.3244 | 1.2751 | 1.2719 | 1.061 | 0.22554 | 0.16053 | 0.14103 | 0.071878 | 0.081626 | 0.10356 | 60.4689 | 60.4574 | 59.4805 | 59.947 | 58.7201 | 59.9114 | 60.8537 | 64.488 | 67.1913 | 70.6006 | 74.258 | 77.2 | 78.2344 | 79.6758 | 79.9382 | 78.5422 | 77.315 | 76.0893 | 73.8721 | 71.1803 | 67.0356 | 64.6386 | 63.6607 | 62.911 | 0.25426 | 0.20313 | 0.17053 | 0.22252 | 0.27178 | 0.33081 | 0.29186 | 0.28757 | 0.15589 | 0.28581 | 0.26946 | 0.26082 | 0.23804 | 0.22584 | 0.23934 | 0.31847 | 0.26083 | 0.26713 | 0.31165 | 0.3479 | 0.37535 | 0.39493 | 0.3525 | 0.30818
Portfolio Adjusted1-in-2AllAll2021July Monthly Peak | Portfolio Adjusted | 1-in-2 | All | All | 2021 | July Monthly Peak | 7 | 27.4504 | 26.5542 | 25.9398 | 25.8446 | 26.8356 | 29.344 | 32.4543 | 35.975 | 39.0846 | 41.6233 | 43.6083 | 44.649 | 45.2125 | 45.6416 | 45.5346 | 44.8517 | 43.5206 | 41.2297 | 38.3421 | 36.7694 | 36.3761 | 34.3445 | 31.7236 | 29.4416 | -0.01197 | 0.045085 | 0.012893 | 0.035039 | -0.021355 | -0.030354 | -0.17354 | -0.079401 | 0.030426 | 0.11205 | 0.36951 | 1.5751 | 1.5765 | 1.4823 | 1.4308 | 1.432 | 1.4361 | 1.2326 | 0.34677 | 0.23182 | 0.18363 | 0.11361 | 0.12367 | 0.13728 | 67.772 | 67.2618 | 66.5465 | 66.5349 | 66.5224 | 66.5224 | 67.7146 | 69.4295 | 74.2111 | 77.4377 | 78.4842 | 76.995 | 78.4382 | 81.6279 | 79.9191 | 81.5528 | 83.7095 | 83.1863 | 78.0607 | 73.9558 | 72.2273 | 71.7267 | 69.8076 | 69.7847 | 0.24915 | 0.19991 | 0.16744 | 0.21944 | 0.26922 | 0.33068 | 0.29095 | 0.28297 | 0.15167 | 0.27672 | 0.25923 | 0.24992 | 0.22908 | 0.21795 | 0.23181 | 0.31185 | 0.25708 | 0.26261 | 0.30487 | 0.33946 | 0.3658 | 0.38557 | 0.344 | 0.30114
Portfolio Adjusted1-in-2AllAll2021August Monthly Peak | Portfolio Adjusted | 1-in-2 | All | All | 2021 | August Monthly Peak | 8 | 28.4252 | 27.4349 | 26.798 | 26.6787 | 27.7334 | 30.5012 | 34.0798 | 37.7848 | 41.521 | 44.4946 | 46.9386 | 48.1822 | 48.8275 | 49.2752 | 49.133 | 48.1317 | 46.4518 | 44.0081 | 40.8116 | 39.3787 | 38.3262 | 35.8926 | 33.0373 | 30.6311 | -0.0045084 | 0.047088 | 0.022313 | 0.049392 | 0.0010409 | 0.016503 | -0.14294 | -0.011411 | 0.092563 | 0.14639 | 0.42424 | 1.7536 | 1.7695 | 1.6644 | 1.6064 | 1.6279 | 1.6214 | 1.4253 | 0.46925 | 0.30695 | 0.22805 | 0.15348 | 0.16366 | 0.17003 | 70.4639 | 70.6646 | 69.6916 | 70.0472 | 69.2925 | 68.8835 | 68.8927 | 68.6827 | 71.3911 | 74.736 | 79.806 | 82.769 | 83.986 | 84.2245 | 84.0055 | 83.4342 | 83.1973 | 81.6521 | 78.4902 | 75.9906 | 74.0085 | 73.2078 | 71.4925 | 71.855 | 0.25295 | 0.2024 | 0.16962 | 0.22211 | 0.27256 | 0.33703 | 0.29734 | 0.28772 | 0.15589 | 0.28635 | 0.27049 | 0.26221 | 0.2408 | 0.22908 | 0.24379 | 0.3253 | 0.26617 | 0.27321 | 0.31734 | 0.35501 | 0.37755 | 0.39576 | 0.352 | 0.30747
Portfolio Adjusted1-in-2AllAll2021September Monthly Peak | Portfolio Adjusted | 1-in-2 | All | All | 2021 | September Monthly Peak | 9 | 28.4914 | 27.5549 | 26.947 | 26.8932 | 28.0627 | 30.9342 | 35.1574 | 38.7339 | 42.9606 | 46.2608 | 48.6243 | 49.9048 | 50.5036 | 50.9606 | 50.7079 | 49.2606 | 47.013 | 44.303 | 41.3571 | 40.6317 | 38.6521 | 35.9686 | 32.9556 | 30.5494 | -0.0039979 | 0.046161 | 0.022361 | 0.049277 | 0.0022612 | 0.018919 | -0.14256 | -0.0076905 | 0.098328 | 0.15318 | 0.43976 | 1.8168 | 1.8312 | 1.7202 | 1.6561 | 1.6642 | 1.6368 | 1.4347 | 0.478 | 0.31577 | 0.23037 | 0.15447 | 0.1632 | 0.16874 | 65.9014 | 65.1746 | 65.8542 | 63.9132 | 64.6035 | 65.284 | 67.4183 | 68.8951 | 76.1411 | 81.6064 | 87.1064 | 88.4031 | 87.9714 | 89.7864 | 91.5033 | 89.5409 | 87.8738 | 87.327 | 85.7914 | 80.896 | 76.5352 | 76.2162 | 74.0338 | 72.5458 | 0.24742 | 0.19815 | 0.16626 | 0.21829 | 0.26986 | 0.33383 | 0.30063 | 0.291 | 0.15985 | 0.29636 | 0.2791 | 0.27073 | 0.24826 | 0.23575 | 0.25023 | 0.33067 | 0.26708 | 0.27316 | 0.31933 | 0.36118 | 0.37803 | 0.39329 | 0.34682 | 0.30234
Portfolio Adjusted1-in-2AllAll2021October Monthly Peak | Portfolio Adjusted | 1-in-2 | All | All | 2021 | October Monthly Peak | 10 | 27.1094 | 26.2179 | 25.6351 | 25.5132 | 26.4876 | 28.8971 | 32.837 | 35.7999 | 39.3418 | 42.4385 | 45.0569 | 46.7323 | 47.6429 | 48.4578 | 48.2952 | 46.946 | 44.7582 | 42.0019 | 40.144 | 38.6661 | 36.5921 | 34.0557 | 31.2888 | 29.0454 | -0.014857 | 0.045439 | 0.0099592 | 0.030799 | -0.029397 | -0.046415 | -0.1893 | -0.10454 | 0.010435 | 0.10658 | 0.3774 | 1.6454 | 1.6491 | 1.5625 | 1.5075 | 1.4752 | 1.4533 | 1.2329 | 0.33015 | 0.2234 | 0.17601 | 0.10309 | 0.11308 | 0.12981 | 62.7088 | 62.4359 | 62.6386 | 61.4465 | 61.6398 | 59.9584 | 61.1284 | 64.2498 | 69.5882 | 74.9946 | 79.163 | 81.1649 | 83.9135 | 85.8333 | 85.5949 | 84.641 | 83.7219 | 82.0771 | 76.6573 | 70.3652 | 68.3666 | 65.9363 | 64.9238 | 63.2549 | 0.25535 | 0.20426 | 0.17103 | 0.22337 | 0.2738 | 0.33299 | 0.29853 | 0.28901 | 0.15733 | 0.28994 | 0.27494 | 0.2681 | 0.24641 | 0.23638 | 0.25133 | 0.33298 | 0.2696 | 0.27517 | 0.32429 | 0.36081 | 0.37782 | 0.39326 | 0.35052 | 0.30794
Portfolio Adjusted1-in-2AllAll2021November Monthly Peak | Portfolio Adjusted | 1-in-2 | All | All | 2021 | November Monthly Peak | 11 | 24.7059 | 24.0333 | 23.6316 | 23.6681 | 24.6718 | 26.8906 | 29.8278 | 32.7029 | 35.5746 | 37.7289 | 39.4839 | 40.4017 | 40.8925 | 41.3804 | 41.0636 | 39.695 | 38.2909 | 37.6888 | 35.389 | 33.6047 | 32.1236 | 30.1656 | 27.9415 | 26.1678 | -0.029306 | 0.041382 | -0.0083712 | 0.0029316 | -0.073654 | -0.13672 | -0.24983 | -0.23729 | -0.10914 | 0.043737 | 0.28638 | 1.3533 | 1.33 | 1.2538 | 1.2082 | 1.1156 | 1.1068 | 0.9037 | 0.10392 | 0.087099 | 0.094348 | 0.029078 | 0.038093 | 0.067889 | 60.2371 | 59.874 | 59.6197 | 59.5929 | 60.0009 | 60.5824 | 59.7826 | 59.5646 | 62.7076 | 65.7074 | 68.1243 | 69.9428 | 71.1358 | 71.5356 | 70.1521 | 69.9428 | 68.7725 | 66.7805 | 65.4071 | 63.8369 | 63.0649 | 62.6291 | 61.8386 | 61.6109 | 0.25915 | 0.20764 | 0.17465 | 0.22946 | 0.28253 | 0.34112 | 0.30226 | 0.29519 | 0.15966 | 0.29206 | 0.27493 | 0.26548 | 0.24365 | 0.2333 | 0.24795 | 0.32795 | 0.26664 | 0.27563 | 0.31915 | 0.35243 | 0.37465 | 0.39382 | 0.35163 | 0.31032
Portfolio Adjusted1-in-2AllAll2021December Monthly Peak | Portfolio Adjusted | 1-in-2 | All | All | 2021 | December Monthly Peak | 12 | 23.398 | 22.8472 | 22.5723 | 22.6343 | 23.6205 | 25.827 | 28.7786 | 31.3963 | 33.5462 | 34.6421 | 35.2765 | 35.3666 | 35.2566 | 35.2579 | 34.8591 | 33.8825 | 33.288 | 33.7421 | 32.4682 | 31.0451 | 29.792 | 28.2163 | 26.2765 | 24.6986 | -0.046564 | 0.038594 | -0.029443 | -0.028573 | -0.12595 | -0.24376 | -0.33306 | -0.39532 | -0.24362 | -0.022772 | 0.19073 | 1.0575 | 0.99774 | 0.92659 | 0.8918 | 0.75484 | 0.7662 | 0.56853 | -0.13004 | -0.051162 | 0.0116 | -0.05042 | -0.042303 | 0.0026987 | 48.4114 | 48.15 | 46.9255 | 48.0808 | 46.8647 | 47.0706 | 46.5938 | 45.8649 | 52.8958 | 57.6797 | 61.669 | 62.9406 | 62.3668 | 66.0471 | 65.0569 | 63.5125 | 61.7841 | 59.6061 | 57.9258 | 54.7199 | 53.4829 | 51.9824 | 52.1871 | 52.163 | 0.28679 | 0.23068 | 0.19504 | 0.25559 | 0.31424 | 0.37988 | 0.33995 | 0.32792 | 0.17454 | 0.3122 | 0.28628 | 0.27135 | 0.24557 | 0.23217 | 0.24623 | 0.32957 | 0.27499 | 0.29307 | 0.34636 | 0.38535 | 0.40977 | 0.43418 | 0.38827 | 0.34163
Portfolio Adjusted1-in-2AllAll2021Typical Event Day | Portfolio Adjusted | 1-in-2 | All | All | 2021 | Typical Event Day | 8 | 28.0607 | 27.0975 | 26.4768 | 26.3655 | 27.3939 | 30.101 | 33.6297 | 37.1969 | 40.6843 | 43.3828 | 45.5815 | 46.6969 | 47.3092 | 47.7829 | 47.6955 | 46.7643 | 45.2072 | 42.882 | 39.8859 | 38.5408 | 37.5884 | 35.2578 | 32.4792 | 30.1324 | -0.010756 | 0.046347 | 0.015001 | 0.038547 | -0.017349 | -0.021842 | -0.17189 | -0.067636 | 0.04325 | 0.12115 | 0.38849 | 1.6508 | 1.6562 | 1.5589 | 1.5072 | 1.505 | 1.5022 | 1.3015 | 0.38081 | 0.25476 | 0.19736 | 0.12428 | 0.13435 | 0.14665 | 66.1516 | 65.8896 | 65.3933 | 65.1106 | 64.7847 | 65.1504 | 66.2199 | 67.8738 | 72.2336 | 76.0951 | 79.9136 | 81.3417 | 82.1574 | 83.8285 | 83.8415 | 83.2674 | 83.0238 | 82.0636 | 79.0535 | 75.5057 | 72.4517 | 71.4474 | 69.7487 | 69.2742 | 0.25487 | 0.20404 | 0.17103 | 0.22403 | 0.27455 | 0.33895 | 0.29919 | 0.28917 | 0.15588 | 0.28435 | 0.26706 | 0.2582 | 0.23694 | 0.22567 | 0.24053 | 0.3213 | 0.26356 | 0.27097 | 0.316 | 0.35431 | 0.37781 | 0.3969 | 0.35315 | 0.30857
Portfolio Adjusted1-in-2AllAll2022January Monthly Peak | Portfolio Adjusted | 1-in-2 | All | All | 2022 | January Monthly Peak | 1 | 22.9874 | 22.4195 | 22.2297 | 22.3732 | 23.5163 | 25.9216 | 29.7668 | 32.4367 | 34.0846 | 34.4494 | 34.5178 | 34.1421 | 33.7545 | 33.5058 | 32.9518 | 32.1473 | 31.7446 | 32.5453 | 31.8095 | 30.5103 | 29.3514 | 27.8589 | 25.9861 | 24.4851 | -0.052129 | 0.037525 | -0.036153 | -0.038819 | -0.14471 | -0.28547 | -0.37487 | -0.46835 | -0.29852 | -0.044832 | 0.1705 | 1.0056 | 0.93495 | 0.86212 | 0.82426 | 0.66659 | 0.67635 | 0.46925 | -0.20656 | -0.095909 | -0.014626 | -0.076564 | -0.068944 | -0.018288 | 46.7556 | 46.2454 | 46.8911 | 46.638 | 45.4252 | 44.6964 | 45.9124 | 45.1617 | 47.5906 | 51.7723 | 54.5225 | 56.9979 | 58.5112 | 58.5362 | 58.7746 | 57.8327 | 56.1399 | 54.1499 | 51.471 | 50.0282 | 46.61 | 45.1 | 41.9559 | 41.3953 | 0.29831 | 0.23889 | 0.20269 | 0.26681 | 0.33151 | 0.40582 | 0.36953 | 0.35822 | 0.18865 | 0.33405 | 0.30628 | 0.28816 | 0.26069 | 0.24562 | 0.25856 | 0.34603 | 0.28727 | 0.30511 | 0.36422 | 0.4043 | 0.43022 | 0.45585 | 0.40934 | 0.3605
Portfolio Adjusted1-in-2AllAll2022February Monthly Peak | Portfolio Adjusted | 1-in-2 | All | All | 2022 | February Monthly Peak | 2 | 23.4232 | 22.7896 | 22.541 | 22.6826 | 23.7313 | 26.1082 | 29.6665 | 32.1286 | 33.9838 | 34.7126 | 35.2293 | 35.155 | 35.0527 | 34.9726 | 34.5868 | 33.6486 | 32.7483 | 33.0036 | 32.9266 | 31.5099 | 30.2565 | 28.5672 | 26.5006 | 24.9241 | -0.050657 | 0.038272 | -0.033806 | -0.035274 | -0.13853 | -0.27158 | -0.3626 | -0.43897 | -0.27652 | -0.036194 | 0.17941 | 1.0372 | 0.97666 | 0.9044 | 0.86937 | 0.71407 | 0.71513 | 0.50866 | -0.18196 | -0.080844 | -0.0047091 | -0.06779 | -0.059437 | -0.010367 | 48.8126 | 49.2558 | 48.0305 | 46.9849 | 45.791 | 44.827 | 43.861 | 43.8379 | 49.1512 | 53.5361 | 55.5937 | 56.8295 | 58.0465 | 58.5379 | 58.0465 | 57.0805 | 55.8886 | 53.7328 | 51.5184 | 49.5884 | 48.3233 | 45.6908 | 45.1554 | 45.0989 | 0.2976 | 0.2378 | 0.20091 | 0.26513 | 0.32715 | 0.39891 | 0.36189 | 0.34561 | 0.18267 | 0.32455 | 0.30023 | 0.28425 | 0.25909 | 0.24465 | 0.2589 | 0.34474 | 0.28298 | 0.30277 | 0.36669 | 0.40718 | 0.43256 | 0.45562 | 0.40593 | 0.35759
Portfolio Adjusted1-in-2AllAll2022March Monthly Peak | Portfolio Adjusted | 1-in-2 | All | All | 2022 | March Monthly Peak | 3 | 24.1794 | 23.4371 | 23.0388 | 22.9918 | 23.8196 | 26.0886 | 29.7842 | 32.1727 | 34.0895 | 35.2162 | 36.2422 | 36.5868 | 36.8087 | 37.1691 | 37.063 | 36.3094 | 35.2421 | 34.2011 | 33.3237 | 33.0651 | 31.8196 | 29.9937 | 27.6807 | 25.8437 | -0.045546 | 0.039187 | -0.027577 | -0.025647 | -0.11989 | -0.23401 | -0.3321 | -0.38562 | -0.23248 | -0.016787 | 0.20202 | 1.1033 | 1.0541 | 0.98777 | 0.95613 | 0.81987 | 0.81905 | 0.60013 | -0.11045 | -0.040056 | 0.020147 | -0.044891 | -0.035963 | 0.0090011 | 51.4248 | 51.6169 | 51.5705 | 50.5477 | 49.7968 | 49.5468 | 49.5689 | 48.5058 | 53.1271 | 58.2135 | 59.5221 | 62.2155 | 63.2027 | 62.4772 | 63.2037 | 62.2516 | 61.0251 | 57.629 | 55.8899 | 54.1855 | 52.7312 | 49.5871 | 49.0873 | 49.5291 | 0.28746 | 0.23006 | 0.19362 | 0.25303 | 0.30776 | 0.37607 | 0.34294 | 0.32864 | 0.17382 | 0.3105 | 0.28882 | 0.27499 | 0.2513 | 0.23951 | 0.25513 | 0.34037 | 0.27894 | 0.29144 | 0.34924 | 0.39825 | 0.42474 | 0.44837 | 0.39694 | 0.3474
Portfolio Adjusted1-in-2AllAll2022April Monthly Peak | Portfolio Adjusted | 1-in-2 | All | All | 2022 | April Monthly Peak | 4 | 25.1821 | 24.2953 | 23.7891 | 23.6605 | 24.461 | 26.7072 | 29.8402 | 32.5633 | 35.5598 | 37.8811 | 39.7385 | 40.7623 | 41.3336 | 41.9002 | 41.7388 | 40.6976 | 39.0717 | 37.0246 | 34.726 | 34.5871 | 33.6835 | 31.6579 | 29.1111 | 27.0355 | -0.02603 | 0.041514 | -0.0044781 | 0.0085409 | -0.062074 | -0.1147 | -0.23208 | -0.20358 | -0.081682 | 0.054744 | 0.29384 | 1.366 | 1.3489 | 1.2731 | 1.2262 | 1.153 | 1.1391 | 0.92792 | 0.14301 | 0.11312 | 0.11142 | 0.044849 | 0.053936 | 0.080811 | 58.2796 | 57.9709 | 56.5301 | 54.768 | 54.7575 | 54.6743 | 55.3786 | 59.7258 | 66.5396 | 70.5067 | 73.5151 | 75.5419 | 76.7668 | 76.8145 | 77.4718 | 76.0867 | 74.8474 | 73.6575 | 71.9425 | 68.0468 | 63.1293 | 62.1056 | 60.877 | 59.39 | 0.2546 | 0.2027 | 0.17017 | 0.22179 | 0.26966 | 0.32899 | 0.29371 | 0.28428 | 0.15348 | 0.28068 | 0.26389 | 0.25526 | 0.23434 | 0.22433 | 0.23782 | 0.31524 | 0.25552 | 0.26165 | 0.30492 | 0.34867 | 0.3755 | 0.39769 | 0.35314 | 0.30935
Portfolio Adjusted1-in-2AllAll2022May Monthly Peak | Portfolio Adjusted | 1-in-2 | All | All | 2022 | May Monthly Peak | 5 | 25.2865 | 24.4835 | 23.9745 | 23.8899 | 24.7672 | 27.0229 | 29.9263 | 33.4202 | 36.8378 | 39.1507 | 40.8874 | 41.8978 | 42.3662 | 42.7836 | 42.4935 | 41.2707 | 39.4953 | 37.288 | 34.8739 | 34.3877 | 34.015 | 31.8544 | 29.3323 | 27.2217 | -0.021166 | 0.041887 | 0.00093127 | 0.016554 | -0.048953 | -0.087734 | -0.21112 | -0.16573 | -0.047773 | 0.074271 | 0.32362 | 1.4526 | 1.4365 | 1.3481 | 1.295 | 1.2353 | 1.2182 | 1.0093 | 0.20501 | 0.15017 | 0.13408 | 0.065864 | 0.075122 | 0.097295 | 59.7087 | 59.4587 | 59.2087 | 58.4611 | 58.1994 | 57.4592 | 61.0576 | 65.1465 | 70.0168 | 74.674 | 78.8076 | 79.8085 | 78.8403 | 78.4342 | 78.482 | 77.9578 | 76.7449 | 75.278 | 72.6448 | 68.9652 | 66.0578 | 64.8314 | 64.5814 | 63.1059 | 0.2464 | 0.1974 | 0.16555 | 0.21698 | 0.2654 | 0.32426 | 0.28773 | 0.28364 | 0.15547 | 0.28445 | 0.26623 | 0.25755 | 0.2355 | 0.22391 | 0.23694 | 0.31339 | 0.25364 | 0.25945 | 0.30208 | 0.34346 | 0.37058 | 0.388 | 0.34518 | 0.30135
Portfolio Adjusted1-in-2AllAll2022June Monthly Peak | Portfolio Adjusted | 1-in-2 | All | All | 2022 | June Monthly Peak | 6 | 26.2584 | 25.3847 | 24.8407 | 24.7136 | 25.6158 | 27.7931 | 30.685 | 34.2938 | 37.5295 | 40.0808 | 42.079 | 43.0999 | 43.4394 | 43.6601 | 43.3622 | 42.34 | 40.9431 | 38.9164 | 36.5083 | 35.1745 | 34.8256 | 32.847 | 30.357 | 28.1668 | -0.021153 | 0.043872 | 0.0021616 | 0.018991 | -0.047919 | -0.084763 | -0.21273 | -0.16144 | -0.040712 | 0.079516 | 0.33689 | 1.5029 | 1.4844 | 1.3891 | 1.3357 | 1.2859 | 1.2828 | 1.0698 | 0.22796 | 0.16225 | 0.14254 | 0.072649 | 0.082502 | 0.10467 | 60.4713 | 60.4596 | 59.4829 | 59.9491 | 58.7224 | 59.9132 | 60.8548 | 64.4879 | 67.1907 | 70.599 | 74.2554 | 77.1968 | 78.2316 | 79.6723 | 79.9349 | 78.5399 | 77.313 | 76.0875 | 73.8707 | 71.1795 | 67.0359 | 64.64 | 63.6625 | 62.9127 | 0.25699 | 0.20531 | 0.17236 | 0.22491 | 0.2747 | 0.33436 | 0.29499 | 0.29065 | 0.15756 | 0.28887 | 0.27235 | 0.26359 | 0.24055 | 0.22823 | 0.24187 | 0.32186 | 0.2636 | 0.26997 | 0.31499 | 0.35163 | 0.37938 | 0.39917 | 0.35628 | 0.31148
Portfolio Adjusted1-in-2AllAll2022July Monthly Peak | Portfolio Adjusted | 1-in-2 | All | All | 2022 | July Monthly Peak | 7 | 27.5599 | 26.6615 | 26.045 | 25.9497 | 26.9455 | 29.4645 | 32.5849 | 36.1164 | 39.2309 | 41.7735 | 43.7621 | 44.8025 | 45.3665 | 45.7957 | 45.6872 | 45.0017 | 43.6674 | 41.3698 | 38.4759 | 36.8989 | 36.504 | 34.4673 | 31.8425 | 29.5565 | -0.012098 | 0.045568 | 0.013031 | 0.035414 | -0.021584 | -0.030679 | -0.1754 | -0.080253 | 0.030753 | 0.11325 | 0.37347 | 1.589 | 1.5904 | 1.4951 | 1.443 | 1.4443 | 1.4486 | 1.2431 | 0.35049 | 0.23431 | 0.1856 | 0.11483 | 0.125 | 0.13876 | 67.7722 | 67.2619 | 66.547 | 66.5353 | 66.5227 | 66.5227 | 67.7143 | 69.4287 | 74.208 | 77.4344 | 78.4813 | 76.9923 | 78.4348 | 81.6239 | 79.9182 | 81.5507 | 83.7063 | 83.183 | 78.0587 | 73.9554 | 72.2271 | 71.7264 | 69.8082 | 69.785 | 0.25182 | 0.20205 | 0.16923 | 0.22179 | 0.27211 | 0.33423 | 0.29407 | 0.28601 | 0.1533 | 0.27969 | 0.26201 | 0.25257 | 0.23149 | 0.22025 | 0.23425 | 0.31516 | 0.2598 | 0.2654 | 0.30814 | 0.3431 | 0.36972 | 0.3897 | 0.34769 | 0.30437
Portfolio Adjusted1-in-2AllAll2022August Monthly Peak | Portfolio Adjusted | 1-in-2 | All | All | 2022 | August Monthly Peak | 8 | 28.5398 | 27.547 | 26.9079 | 26.7884 | 27.8481 | 30.6279 | 34.2172 | 37.9327 | 41.6756 | 44.6544 | 47.1036 | 48.3479 | 48.9942 | 49.4419 | 49.2982 | 48.2927 | 46.608 | 44.1582 | 40.9551 | 39.5182 | 38.4623 | 36.0227 | 33.1629 | 30.7521 | -0.0045568 | 0.047593 | 0.022552 | 0.049922 | 0.0010521 | 0.01668 | -0.14448 | -0.011533 | 0.093556 | 0.14796 | 0.42879 | 1.7692 | 1.7852 | 1.6789 | 1.6203 | 1.6421 | 1.6356 | 1.4377 | 0.47428 | 0.31024 | 0.23049 | 0.15512 | 0.16542 | 0.17185 | 70.4645 | 70.6653 | 69.6926 | 70.0477 | 69.2935 | 68.8844 | 68.8937 | 68.6836 | 71.391 | 74.7353 | 79.804 | 82.7665 | 83.9838 | 84.2227 | 84.0034 | 83.4324 | 83.1952 | 81.6505 | 78.4891 | 75.9905 | 74.0086 | 73.2079 | 71.4935 | 71.8556 | 0.25567 | 0.20457 | 0.17144 | 0.22449 | 0.27548 | 0.34064 | 0.30053 | 0.29081 | 0.15756 | 0.28943 | 0.27339 | 0.26498 | 0.24334 | 0.23149 | 0.24636 | 0.32875 | 0.26899 | 0.27611 | 0.32074 | 0.35881 | 0.3816 | 0.40001 | 0.35578 | 0.31077
Portfolio Adjusted1-in-2AllAll2022September Monthly Peak | Portfolio Adjusted | 1-in-2 | All | All | 2022 | September Monthly Peak | 9 | 28.603 | 27.6642 | 27.0543 | 27.0005 | 28.1759 | 31.0591 | 35.2959 | 38.8832 | 43.1191 | 46.4262 | 48.7945 | 50.0761 | 50.6756 | 51.1321 | 50.8775 | 49.4242 | 47.1696 | 44.4529 | 41.5015 | 40.7733 | 38.7883 | 36.0978 | 33.0791 | 30.6682 | -0.0040408 | 0.046656 | 0.0226 | 0.049805 | 0.0022854 | 0.019122 | -0.14409 | -0.007773 | 0.099383 | 0.15482 | 0.44447 | 1.8329 | 1.8474 | 1.7352 | 1.6704 | 1.6787 | 1.6512 | 1.4471 | 0.48313 | 0.31916 | 0.23284 | 0.15612 | 0.16495 | 0.17055 | 65.9031 | 65.1765 | 65.8553 | 63.915 | 64.6046 | 65.2844 | 67.4174 | 68.894 | 76.1372 | 81.6021 | 87.1021 | 88.3994 | 87.9685 | 89.7815 | 91.498 | 89.5387 | 87.8725 | 87.3252 | 85.7891 | 80.8949 | 76.5356 | 76.2158 | 74.0342 | 72.5463 | 0.25007 | 0.20028 | 0.16805 | 0.22063 | 0.27276 | 0.33741 | 0.30385 | 0.29412 | 0.16156 | 0.29954 | 0.28209 | 0.2736 | 0.25088 | 0.23823 | 0.25287 | 0.33418 | 0.26991 | 0.27605 | 0.32276 | 0.36505 | 0.38208 | 0.3975 | 0.35054 | 0.30558
Portfolio Adjusted1-in-2AllAll2022October Monthly Peak | Portfolio Adjusted | 1-in-2 | All | All | 2022 | October Monthly Peak | 10 | 27.2207 | 26.3267 | 25.7417 | 25.6191 | 26.5983 | 29.017 | 32.9692 | 35.9429 | 39.4922 | 42.5943 | 45.2182 | 46.8954 | 47.8069 | 48.6232 | 48.4589 | 47.1044 | 44.9104 | 42.1474 | 40.2845 | 38.8017 | 36.7229 | 34.1798 | 31.4089 | 29.1619 | -0.015016 | 0.045927 | 0.010066 | 0.03113 | -0.029712 | -0.046913 | -0.19133 | -0.10566 | 0.010547 | 0.10773 | 0.38144 | 1.6599 | 1.6636 | 1.576 | 1.5204 | 1.4879 | 1.4658 | 1.2433 | 0.3337 | 0.2258 | 0.17789 | 0.10419 | 0.1143 | 0.1312 | 62.7111 | 62.4379 | 62.6401 | 61.4486 | 61.6412 | 59.9606 | 61.1298 | 64.2498 | 69.5865 | 74.9919 | 79.1594 | 81.1613 | 83.9099 | 85.8288 | 85.5905 | 84.6371 | 83.7189 | 82.0753 | 76.6563 | 70.3664 | 68.3678 | 65.9383 | 64.9257 | 63.2577 | 0.25809 | 0.20645 | 0.17287 | 0.22576 | 0.27674 | 0.33656 | 0.30173 | 0.29211 | 0.15902 | 0.29305 | 0.27789 | 0.27094 | 0.24902 | 0.23887 | 0.25399 | 0.33652 | 0.27246 | 0.27809 | 0.32777 | 0.36468 | 0.38188 | 0.39748 | 0.35428 | 0.31125
Portfolio Adjusted1-in-2AllAll2022November Monthly Peak | Portfolio Adjusted | 1-in-2 | All | All | 2022 | November Monthly Peak | 11 | 24.8076 | 24.1328 | 23.7295 | 23.766 | 24.7745 | 27.0011 | 29.9484 | 32.8346 | 35.7123 | 37.8709 | 39.6302 | 40.5485 | 41.0402 | 41.5293 | 41.2111 | 39.8375 | 38.428 | 37.8203 | 35.5136 | 33.7243 | 32.2408 | 30.2779 | 28.0503 | 26.2736 | -0.02962 | 0.041826 | -0.0084609 | 0.002963 | -0.074444 | -0.13819 | -0.25251 | -0.23984 | -0.11031 | 0.044206 | 0.28945 | 1.3652 | 1.3416 | 1.2646 | 1.2185 | 1.125 | 1.1161 | 0.91088 | 0.10503 | 0.088033 | 0.09536 | 0.02939 | 0.038502 | 0.068618 | 60.2375 | 59.8748 | 59.6199 | 59.5929 | 60.0009 | 60.5822 | 59.7824 | 59.5642 | 62.7066 | 65.7064 | 68.1235 | 69.9422 | 71.1351 | 71.5349 | 70.1516 | 69.9422 | 68.7722 | 66.7803 | 65.4071 | 63.8373 | 63.0656 | 62.6294 | 61.839 | 61.6111 | 0.26193 | 0.20987 | 0.17653 | 0.23192 | 0.28556 | 0.34478 | 0.3055 | 0.29836 | 0.16137 | 0.29519 | 0.27788 | 0.2683 | 0.24623 | 0.23577 | 0.25058 | 0.33144 | 0.26948 | 0.27856 | 0.32257 | 0.35621 | 0.37867 | 0.39805 | 0.3554 | 0.31365
Portfolio Adjusted1-in-2AllAll2022December Monthly Peak | Portfolio Adjusted | 1-in-2 | All | All | 2022 | December Monthly Peak | 12 | 23.4928 | 22.9403 | 22.6644 | 22.7261 | 23.7167 | 25.9304 | 28.8928 | 31.5192 | 33.6728 | 34.7699 | 35.4047 | 35.4931 | 35.3822 | 35.3829 | 34.9827 | 34.0033 | 33.4078 | 33.8605 | 32.5824 | 31.1556 | 29.9002 | 28.3208 | 26.3777 | 24.7967 | -0.047063 | 0.039008 | -0.029759 | -0.028879 | -0.1273 | -0.24637 | -0.33663 | -0.39956 | -0.24624 | -0.023016 | 0.19278 | 1.0665 | 1.0061 | 0.9342 | 0.89906 | 0.7607 | 0.77223 | 0.57239 | -0.13143 | -0.051711 | 0.011725 | -0.050961 | -0.042757 | 0.0027277 | 48.4131 | 48.1516 | 46.9274 | 48.0817 | 46.8659 | 47.0713 | 46.5948 | 45.8662 | 52.8946 | 57.6789 | 61.6681 | 62.9399 | 62.368 | 66.0476 | 65.0575 | 63.5127 | 61.7845 | 59.6072 | 57.9276 | 54.7222 | 53.4854 | 51.9849 | 52.1891 | 52.1647 | 0.28986 | 0.23315 | 0.19713 | 0.25833 | 0.31761 | 0.38395 | 0.34359 | 0.33144 | 0.17642 | 0.31555 | 0.28935 | 0.27424 | 0.24818 | 0.23464 | 0.24886 | 0.33309 | 0.27792 | 0.29619 | 0.35008 | 0.38948 | 0.41417 | 0.43883 | 0.39244 | 0.34529
Portfolio Adjusted1-in-2AllAll2022Typical Event Day | Portfolio Adjusted | 1-in-2 | All | All | 2022 | Typical Event Day | 8 | 28.1736 | 27.208 | 26.5852 | 26.4737 | 27.5069 | 30.2255 | 33.7649 | 37.3422 | 40.8355 | 43.5378 | 45.7405 | 46.8563 | 47.4694 | 47.9433 | 47.8548 | 46.9197 | 45.3583 | 43.0275 | 40.0256 | 38.6769 | 37.7216 | 35.3854 | 32.6024 | 30.2511 | -0.010871 | 0.046844 | 0.015162 | 0.03896 | -0.017536 | -0.022076 | -0.17373 | -0.068362 | 0.043714 | 0.12245 | 0.39266 | 1.6653 | 1.6707 | 1.5724 | 1.5201 | 1.518 | 1.5153 | 1.3126 | 0.38489 | 0.25749 | 0.19948 | 0.12561 | 0.13579 | 0.14823 | 66.1528 | 65.8909 | 65.3945 | 65.1118 | 64.7859 | 65.1512 | 66.2201 | 67.8736 | 72.2317 | 76.0926 | 79.9106 | 81.3387 | 82.1545 | 83.8249 | 83.8386 | 83.2653 | 83.0216 | 82.0615 | 79.0518 | 75.5051 | 72.4518 | 71.4476 | 69.7497 | 69.275 | 0.25761 | 0.20623 | 0.17286 | 0.22644 | 0.2775 | 0.34259 | 0.3024 | 0.29227 | 0.15755 | 0.2874 | 0.26992 | 0.26093 | 0.23944 | 0.22805 | 0.24306 | 0.32472 | 0.26635 | 0.27384 | 0.31939 | 0.35811 | 0.38186 | 0.40116 | 0.35694 | 0.31188
Portfolio Adjusted1-in-2AllAll2023January Monthly Peak | Portfolio Adjusted | 1-in-2 | All | All | 2023 | January Monthly Peak | 1 | 23.0801 | 22.5101 | 22.3196 | 22.4632 | 23.6117 | 26.0256 | 29.8833 | 32.5629 | 34.2133 | 34.5784 | 34.6477 | 34.2697 | 33.8814 | 33.6319 | 33.0754 | 32.268 | 31.8633 | 32.6618 | 31.9228 | 30.6195 | 29.4584 | 27.9622 | 26.0866 | 24.5826 | -0.052688 | 0.037928 | -0.036541 | -0.039235 | -0.14626 | -0.28854 | -0.37889 | -0.47337 | -0.30173 | -0.045312 | 0.17233 | 1.0142 | 0.94281 | 0.86921 | 0.83098 | 0.67168 | 0.68157 | 0.47214 | -0.20877 | -0.096937 | -0.014783 | -0.077385 | -0.069683 | -0.018485 | 46.7584 | 46.248 | 46.8926 | 46.6395 | 45.4271 | 44.6985 | 45.9142 | 45.1635 | 47.5916 | 51.7725 | 54.5228 | 56.9979 | 58.5113 | 58.5366 | 58.7749 | 57.8336 | 56.1414 | 54.1515 | 51.4734 | 50.0311 | 46.6138 | 45.1037 | 41.9608 | 41.3995 | 0.30151 | 0.24145 | 0.20486 | 0.26967 | 0.33507 | 0.41017 | 0.3735 | 0.36206 | 0.19068 | 0.33764 | 0.30956 | 0.29123 | 0.26347 | 0.24824 | 0.26132 | 0.34973 | 0.29034 | 0.30837 | 0.36812 | 0.40864 | 0.43483 | 0.46074 | 0.41373 | 0.36437
Portfolio Adjusted1-in-2AllAll2023February Monthly Peak | Portfolio Adjusted | 1-in-2 | All | All | 2023 | February Monthly Peak | 2 | 23.518 | 22.8819 | 22.6322 | 22.7743 | 23.8276 | 26.2128 | 29.7835 | 32.2531 | 34.1112 | 34.8404 | 35.3591 | 35.2832 | 35.1812 | 35.1003 | 34.7127 | 33.7708 | 32.8672 | 33.122 | 33.0432 | 31.6224 | 30.3666 | 28.6728 | 26.6025 | 25.023 | -0.051201 | 0.038683 | -0.034169 | -0.035652 | -0.14002 | -0.27449 | -0.36649 | -0.44368 | -0.27948 | -0.036582 | 0.18133 | 1.0461 | 0.98485 | 0.91182 | 0.87643 | 0.71953 | 0.72066 | 0.51195 | -0.18391 | -0.081711 | -0.0047596 | -0.068517 | -0.060074 | -0.010478 | 48.8159 | 49.2586 | 48.0335 | 46.9874 | 45.7941 | 44.8305 | 43.8648 | 43.8416 | 49.1528 | 53.5364 | 55.5947 | 56.8304 | 58.047 | 58.5383 | 58.047 | 57.0813 | 55.8901 | 53.7353 | 51.5213 | 49.592 | 48.3268 | 45.6955 | 45.1597 | 45.1026 | 0.30079 | 0.24035 | 0.20306 | 0.26797 | 0.33066 | 0.40319 | 0.36577 | 0.34932 | 0.18463 | 0.32803 | 0.30345 | 0.28728 | 0.26185 | 0.24726 | 0.26165 | 0.34843 | 0.286 | 0.306 | 0.37063 | 0.41154 | 0.4372 | 0.4605 | 0.41028 | 0.36143
Portfolio Adjusted1-in-2AllAll2023March Monthly Peak | Portfolio Adjusted | 1-in-2 | All | All | 2023 | March Monthly Peak | 3 | 24.2758 | 23.5313 | 23.1315 | 23.0841 | 23.9151 | 26.1927 | 29.9011 | 32.2978 | 34.2176 | 35.3452 | 36.3736 | 36.717 | 36.9393 | 37.3001 | 37.1929 | 36.4356 | 35.3648 | 34.3208 | 33.4408 | 33.1809 | 31.9333 | 30.1031 | 27.7857 | 25.945 | -0.046035 | 0.039607 | -0.027873 | -0.025922 | -0.12117 | -0.23652 | -0.33566 | -0.38975 | -0.23497 | -0.016967 | 0.20419 | 1.1127 | 1.063 | 0.9959 | 0.96392 | 0.82624 | 0.82548 | 0.60429 | -0.11164 | -0.040486 | 0.020363 | -0.045372 | -0.036349 | 0.0090976 | 51.4267 | 51.6181 | 51.5713 | 50.5482 | 49.7973 | 49.5473 | 49.5696 | 48.5086 | 53.1285 | 58.2131 | 59.5224 | 62.2152 | 63.2022 | 62.4769 | 63.2032 | 62.2516 | 61.0254 | 57.6304 | 55.8914 | 54.1875 | 52.7336 | 49.5907 | 49.0909 | 49.5321 | 0.29054 | 0.23253 | 0.19569 | 0.25574 | 0.31106 | 0.3801 | 0.34662 | 0.33216 | 0.17569 | 0.31383 | 0.29192 | 0.27792 | 0.25398 | 0.24206 | 0.25784 | 0.34401 | 0.28192 | 0.29455 | 0.35299 | 0.40252 | 0.4293 | 0.45317 | 0.4012 | 0.35113
Portfolio Adjusted1-in-2AllAll2023April Monthly Peak | Portfolio Adjusted | 1-in-2 | All | All | 2023 | April Monthly Peak | 4 | 25.2843 | 24.3947 | 23.8867 | 23.7574 | 24.5614 | 26.8163 | 29.9604 | 32.6931 | 35.6951 | 38.0204 | 39.8817 | 40.9062 | 41.4782 | 42.0458 | 41.8825 | 40.8365 | 39.2051 | 37.1523 | 34.8481 | 34.708 | 33.8034 | 31.7739 | 29.2228 | 27.1435 | -0.026309 | 0.04196 | -0.0045261 | 0.0086325 | -0.06274 | -0.11593 | -0.23456 | -0.20576 | -0.082558 | 0.055331 | 0.29699 | 1.3779 | 1.3606 | 1.284 | 1.2365 | 1.1626 | 1.1487 | 0.93539 | 0.14454 | 0.11434 | 0.11261 | 0.04533 | 0.054514 | 0.081677 | 58.2826 | 57.9733 | 56.5331 | 54.7708 | 54.7602 | 54.6762 | 55.38 | 59.7255 | 66.5373 | 70.5041 | 73.5126 | 75.5397 | 76.7643 | 76.8125 | 77.4688 | 76.0849 | 74.8457 | 73.6565 | 71.9418 | 68.0473 | 63.1307 | 62.1067 | 60.8783 | 59.3915 | 0.25733 | 0.20488 | 0.17199 | 0.22416 | 0.27255 | 0.33252 | 0.29686 | 0.28733 | 0.15512 | 0.28369 | 0.26672 | 0.25797 | 0.23682 | 0.2267 | 0.24033 | 0.3186 | 0.25823 | 0.26443 | 0.30819 | 0.35241 | 0.37953 | 0.40196 | 0.35692 | 0.31267
Portfolio Adjusted1-in-2AllAll2023May Monthly Peak | Portfolio Adjusted | 1-in-2 | All | All | 2023 | May Monthly Peak | 5 | 25.3888 | 24.5836 | 24.0728 | 23.9881 | 24.8695 | 27.1344 | 30.0483 | 33.5543 | 36.98 | 39.2973 | 41.0373 | 42.0485 | 42.5171 | 42.9344 | 42.642 | 41.414 | 39.6328 | 37.4196 | 34.9996 | 34.5117 | 34.1378 | 31.9716 | 29.4454 | 27.3306 | -0.021393 | 0.042336 | 0.00094126 | 0.016732 | -0.049478 | -0.088674 | -0.21338 | -0.16751 | -0.048286 | 0.075067 | 0.32709 | 1.4654 | 1.4492 | 1.3597 | 1.3061 | 1.2458 | 1.2286 | 1.0176 | 0.20721 | 0.15178 | 0.13552 | 0.06657 | 0.075927 | 0.098338 | 59.711 | 59.461 | 59.211 | 58.4633 | 58.2015 | 57.4614 | 61.0582 | 65.1453 | 70.0143 | 74.6705 | 78.8029 | 79.8038 | 78.8359 | 78.4309 | 78.4792 | 77.9547 | 76.7421 | 75.2756 | 72.6437 | 68.9649 | 66.0585 | 64.8323 | 64.5823 | 63.107 | 0.24904 | 0.19951 | 0.16732 | 0.2193 | 0.26824 | 0.32773 | 0.29081 | 0.28668 | 0.15714 | 0.2875 | 0.26909 | 0.26028 | 0.23799 | 0.22628 | 0.23945 | 0.31673 | 0.25633 | 0.2622 | 0.30532 | 0.34715 | 0.37456 | 0.39216 | 0.34888 | 0.30458
Portfolio Adjusted1-in-2AllAll2023June Monthly Peak | Portfolio Adjusted | 1-in-2 | All | All | 2023 | June Monthly Peak | 6 | 26.3661 | 25.4898 | 24.9439 | 24.8161 | 25.7225 | 27.909 | 30.8111 | 34.4323 | 37.6747 | 40.2306 | 42.2334 | 43.2551 | 43.5947 | 43.8151 | 43.5151 | 42.4885 | 41.0873 | 39.0543 | 36.6404 | 35.3026 | 34.9523 | 32.9684 | 30.4745 | 28.2802 | -0.02138 | 0.044343 | 0.0021847 | 0.019194 | -0.048433 | -0.085672 | -0.21501 | -0.16317 | -0.041149 | 0.080368 | 0.3405 | 1.5162 | 1.4975 | 1.4011 | 1.3472 | 1.2969 | 1.2939 | 1.0787 | 0.23041 | 0.16399 | 0.14407 | 0.073428 | 0.083387 | 0.10579 | 60.4737 | 60.4619 | 59.4854 | 59.9512 | 58.7248 | 59.9149 | 60.8559 | 64.4877 | 67.1901 | 70.5974 | 74.2528 | 77.1935 | 78.2287 | 79.6688 | 79.9315 | 78.5377 | 77.311 | 76.0858 | 73.8693 | 71.1787 | 67.0363 | 64.6415 | 63.6642 | 62.9144 | 0.25974 | 0.20752 | 0.17421 | 0.22732 | 0.27764 | 0.33795 | 0.29816 | 0.29377 | 0.15925 | 0.29197 | 0.27527 | 0.26639 | 0.2431 | 0.23064 | 0.24443 | 0.32528 | 0.2664 | 0.27284 | 0.31837 | 0.3554 | 0.38345 | 0.40345 | 0.3601 | 0.31482
Portfolio Adjusted1-in-2AllAll2023July Monthly Peak | Portfolio Adjusted | 1-in-2 | All | All | 2023 | July Monthly Peak | 7 | 27.6705 | 26.77 | 26.1513 | 26.0559 | 27.0565 | 29.5863 | 32.7169 | 36.2593 | 39.3788 | 41.9253 | 43.9174 | 44.9576 | 45.5222 | 45.9513 | 45.8413 | 45.1533 | 43.8156 | 41.5113 | 38.611 | 37.0296 | 36.6332 | 34.5914 | 31.9626 | 29.6726 | -0.012228 | 0.046057 | 0.013171 | 0.035794 | -0.021816 | -0.031008 | -0.17728 | -0.081113 | 0.031082 | 0.11447 | 0.37748 | 1.6031 | 1.6044 | 1.508 | 1.4554 | 1.4568 | 1.4611 | 1.2536 | 0.35425 | 0.23682 | 0.18759 | 0.11606 | 0.12634 | 0.14024 | 67.7724 | 67.262 | 66.5475 | 66.5357 | 66.5229 | 66.5229 | 67.7139 | 69.428 | 74.2048 | 77.431 | 78.4785 | 76.9896 | 78.4315 | 81.6198 | 79.9174 | 81.5486 | 83.7032 | 83.1796 | 78.0566 | 73.9549 | 72.2269 | 71.7262 | 69.8088 | 69.7854 | 0.25452 | 0.20422 | 0.17105 | 0.22417 | 0.27503 | 0.33781 | 0.29722 | 0.28908 | 0.15494 | 0.28269 | 0.26482 | 0.25524 | 0.23393 | 0.22256 | 0.23672 | 0.31851 | 0.26255 | 0.26821 | 0.31144 | 0.34678 | 0.37369 | 0.39388 | 0.35142 | 0.30763
Portfolio Adjusted1-in-2AllAll2023August Monthly Peak | Portfolio Adjusted | 1-in-2 | All | All | 2023 | August Monthly Peak | 8 | 28.6556 | 27.6603 | 27.019 | 26.8992 | 27.9639 | 30.7559 | 34.356 | 38.0821 | 41.8318 | 44.8159 | 47.2702 | 48.5154 | 49.1627 | 49.6104 | 49.4652 | 48.4555 | 46.7658 | 44.3098 | 41.1001 | 39.6591 | 38.5999 | 36.1542 | 33.2897 | 30.8744 | -0.0046056 | 0.048103 | 0.022794 | 0.050457 | 0.0010634 | 0.016859 | -0.14602 | -0.011657 | 0.094559 | 0.14954 | 0.43338 | 1.7849 | 1.801 | 1.6936 | 1.6343 | 1.6564 | 1.65 | 1.4501 | 0.47936 | 0.31357 | 0.23296 | 0.15679 | 0.16719 | 0.17369 | 70.4652 | 70.666 | 69.6936 | 70.0482 | 69.2945 | 68.8853 | 68.8947 | 68.6845 | 71.3909 | 74.7346 | 79.8019 | 82.764 | 83.9814 | 84.2208 | 84.0013 | 83.4306 | 83.193 | 81.6489 | 78.4879 | 75.9904 | 74.0087 | 73.2079 | 71.4945 | 71.8562 | 0.25841 | 0.20676 | 0.17328 | 0.2269 | 0.27843 | 0.34429 | 0.30375 | 0.29392 | 0.15925 | 0.29253 | 0.27633 | 0.26778 | 0.24591 | 0.23393 | 0.24896 | 0.33224 | 0.27183 | 0.27903 | 0.32418 | 0.36266 | 0.38569 | 0.4043 | 0.35959 | 0.3141
Portfolio Adjusted1-in-2AllAll2023September Monthly Peak | Portfolio Adjusted | 1-in-2 | All | All | 2023 | September Monthly Peak | 9 | 28.7158 | 27.7746 | 27.1627 | 27.109 | 28.2902 | 31.1854 | 35.4358 | 39.034 | 43.2791 | 46.5934 | 48.9665 | 50.2491 | 50.8493 | 51.3055 | 51.0489 | 49.5895 | 47.3278 | 44.6045 | 41.6473 | 40.9163 | 38.9259 | 36.2284 | 33.2038 | 30.7882 | -0.0040841 | 0.047156 | 0.022843 | 0.050339 | 0.0023099 | 0.019327 | -0.14564 | -0.0078563 | 0.10045 | 0.15648 | 0.44924 | 1.8492 | 1.8638 | 1.7503 | 1.6849 | 1.6933 | 1.6657 | 1.4597 | 0.48831 | 0.32258 | 0.23534 | 0.1578 | 0.16672 | 0.17238 | 65.9047 | 65.1784 | 65.8564 | 63.9168 | 64.6057 | 65.2848 | 67.4165 | 68.8928 | 76.1334 | 81.5979 | 87.0979 | 88.3957 | 87.9654 | 89.7764 | 91.4926 | 89.5364 | 87.8711 | 87.3233 | 85.7869 | 80.8938 | 76.536 | 76.2155 | 74.0345 | 72.5468 | 0.25275 | 0.20243 | 0.16985 | 0.223 | 0.27568 | 0.34103 | 0.30711 | 0.29728 | 0.16329 | 0.30275 | 0.28511 | 0.27649 | 0.25352 | 0.24074 | 0.25553 | 0.33773 | 0.27276 | 0.27898 | 0.32622 | 0.36896 | 0.38618 | 0.40176 | 0.3543 | 0.30886
Portfolio Adjusted1-in-2AllAll2023October Monthly Peak | Portfolio Adjusted | 1-in-2 | All | All | 2023 | October Monthly Peak | 10 | 27.3332 | 26.4366 | 25.8493 | 25.7262 | 26.7101 | 29.1383 | 33.1028 | 36.0873 | 39.6441 | 42.7518 | 45.3813 | 47.0602 | 47.9726 | 48.7903 | 48.6244 | 47.2645 | 45.0641 | 42.2944 | 40.4264 | 38.9387 | 36.855 | 34.3052 | 31.5302 | 29.2797 | -0.015177 | 0.046419 | 0.010174 | 0.031463 | -0.03003 | -0.047416 | -0.19338 | -0.10679 | 0.01066 | 0.10888 | 0.38553 | 1.6746 | 1.6782 | 1.5896 | 1.5334 | 1.5006 | 1.4785 | 1.2538 | 0.33727 | 0.22822 | 0.1798 | 0.10531 | 0.11552 | 0.13261 | 62.7133 | 62.4399 | 62.6416 | 61.4508 | 61.6428 | 59.9628 | 61.1312 | 64.2498 | 69.5847 | 74.9891 | 79.1558 | 81.1577 | 83.9062 | 85.8243 | 85.5862 | 84.6333 | 83.7159 | 82.0734 | 76.6553 | 70.3677 | 68.3691 | 65.9404 | 64.9276 | 63.2604 | 0.26086 | 0.20867 | 0.17472 | 0.22818 | 0.27971 | 0.34017 | 0.30497 | 0.29524 | 0.16072 | 0.29619 | 0.28087 | 0.27381 | 0.25165 | 0.24139 | 0.25667 | 0.3401 | 0.27535 | 0.28105 | 0.33128 | 0.36859 | 0.38597 | 0.40174 | 0.35807 | 0.31458
Portfolio Adjusted1-in-2AllAll2023November Monthly Peak | Portfolio Adjusted | 1-in-2 | All | All | 2023 | November Monthly Peak | 11 | 24.9104 | 24.2333 | 23.8284 | 23.8649 | 24.8783 | 27.1126 | 30.0703 | 32.9676 | 35.8514 | 38.0144 | 39.7779 | 40.6968 | 41.1894 | 41.6797 | 41.3601 | 39.9813 | 38.5666 | 37.9532 | 35.6395 | 33.8452 | 32.3592 | 30.3914 | 28.1601 | 26.3806 | -0.029938 | 0.042275 | -0.0085516 | 0.0029948 | -0.075242 | -0.13967 | -0.25521 | -0.24241 | -0.1115 | 0.04468 | 0.29255 | 1.3772 | 1.3533 | 1.2754 | 1.2289 | 1.1344 | 1.1256 | 0.91813 | 0.10616 | 0.088977 | 0.096383 | 0.029705 | 0.038914 | 0.069353 | 60.2379 | 59.8756 | 59.6201 | 59.5928 | 60.0009 | 60.582 | 59.7822 | 59.5638 | 62.7056 | 65.7054 | 68.1227 | 69.9416 | 71.1344 | 71.5342 | 70.1511 | 69.9416 | 68.7719 | 66.7801 | 65.4072 | 63.8377 | 63.0663 | 62.6298 | 61.8394 | 61.6112 | 0.26473 | 0.21212 | 0.17842 | 0.23441 | 0.28863 | 0.34847 | 0.30877 | 0.30156 | 0.1631 | 0.29835 | 0.28086 | 0.27115 | 0.24884 | 0.23826 | 0.25324 | 0.33497 | 0.27234 | 0.28152 | 0.32603 | 0.36003 | 0.38273 | 0.40231 | 0.35921 | 0.31701
Portfolio Adjusted1-in-2AllAll2023December Monthly Peak | Portfolio Adjusted | 1-in-2 | All | All | 2023 | December Monthly Peak | 12 | 23.5886 | 23.0344 | 22.7574 | 22.8189 | 23.8138 | 26.0349 | 29.0082 | 31.6434 | 33.8006 | 34.8989 | 35.5342 | 35.6209 | 35.5091 | 35.5092 | 35.1075 | 34.1255 | 33.5288 | 33.9802 | 32.6978 | 31.2673 | 30.0095 | 28.4264 | 26.48 | 24.8959 | -0.047568 | 0.039426 | -0.030078 | -0.029189 | -0.12866 | -0.24901 | -0.34024 | -0.40384 | -0.24887 | -0.023263 | 0.19485 | 1.0756 | 1.0146 | 0.94189 | 0.9064 | 0.76663 | 0.77833 | 0.57629 | -0.13284 | -0.052265 | 0.01185 | -0.051507 | -0.043215 | 0.0027569 | 48.4148 | 48.1532 | 46.9293 | 48.0825 | 46.8672 | 47.0721 | 46.5958 | 45.8674 | 52.8935 | 57.6781 | 61.6672 | 62.9393 | 62.3693 | 66.0481 | 65.0581 | 63.5128 | 61.7849 | 59.6084 | 57.9295 | 54.7246 | 53.4879 | 51.9874 | 52.1912 | 52.1665 | 0.29297 | 0.23565 | 0.19924 | 0.2611 | 0.32101 | 0.38807 | 0.34728 | 0.33499 | 0.17831 | 0.31893 | 0.29245 | 0.27716 | 0.25082 | 0.23714 | 0.2515 | 0.33665 | 0.28088 | 0.29935 | 0.35383 | 0.39365 | 0.41861 | 0.44354 | 0.39665 | 0.34899
Portfolio Adjusted1-in-2AllAll2023Typical Event Day | Portfolio Adjusted | 1-in-2 | All | All | 2023 | Typical Event Day | 8 | 28.2877 | 27.3196 | 26.6947 | 26.583 | 27.621 | 30.3512 | 33.9014 | 37.489 | 40.9882 | 43.6945 | 45.9012 | 47.0173 | 47.6312 | 48.1053 | 48.0157 | 47.0766 | 45.511 | 43.1744 | 40.1667 | 38.8143 | 37.8561 | 35.5143 | 32.7268 | 30.371 | -0.010988 | 0.047346 | 0.015325 | 0.039378 | -0.017724 | -0.022313 | -0.17559 | -0.069095 | 0.044183 | 0.12376 | 0.39687 | 1.6801 | 1.6854 | 1.586 | 1.5332 | 1.5311 | 1.5284 | 1.3238 | 0.38902 | 0.26025 | 0.20162 | 0.12696 | 0.13725 | 0.14981 | 66.1541 | 65.8921 | 65.3958 | 65.113 | 64.7871 | 65.152 | 66.2203 | 67.8733 | 72.2298 | 76.0901 | 79.9077 | 81.3356 | 82.1516 | 83.8213 | 83.8356 | 83.2632 | 83.0194 | 82.0593 | 79.0501 | 75.5044 | 72.452 | 71.4478 | 69.7506 | 69.2758 | 0.26037 | 0.20844 | 0.17472 | 0.22886 | 0.28047 | 0.34626 | 0.30564 | 0.2954 | 0.15924 | 0.29048 | 0.27281 | 0.26369 | 0.24197 | 0.23045 | 0.24563 | 0.32817 | 0.26917 | 0.27675 | 0.32281 | 0.36195 | 0.38596 | 0.40546 | 0.36076 | 0.31522
Portfolio Adjusted1-in-2AllAll2024January Monthly Peak | Portfolio Adjusted | 1-in-2 | All | All | 2024 | January Monthly Peak | 1 | 23.1738 | 22.6016 | 22.4104 | 22.5542 | 23.7081 | 26.1307 | 30.001 | 32.6904 | 34.3434 | 34.7087 | 34.7789 | 34.3987 | 34.0097 | 33.7592 | 33.2002 | 32.3899 | 31.9833 | 32.7796 | 32.0372 | 30.7299 | 29.5665 | 28.0665 | 26.1881 | 24.681 | -0.053253 | 0.038334 | -0.036932 | -0.039656 | -0.14783 | -0.29163 | -0.38295 | -0.47844 | -0.30496 | -0.045798 | 0.17417 | 1.0228 | 0.95076 | 0.87638 | 0.83777 | 0.67681 | 0.68683 | 0.47507 | -0.21101 | -0.097976 | -0.014942 | -0.078214 | -0.07043 | -0.018683 | 46.7611 | 46.2507 | 46.8941 | 46.641 | 45.429 | 44.7006 | 45.9159 | 45.1652 | 47.5926 | 51.7728 | 54.523 | 56.9979 | 58.5114 | 58.537 | 58.7752 | 57.8345 | 56.1429 | 54.1531 | 51.4758 | 50.0342 | 46.6177 | 45.1075 | 41.9658 | 41.4038 | 0.30474 | 0.24404 | 0.20706 | 0.27256 | 0.33866 | 0.41457 | 0.3775 | 0.36594 | 0.19272 | 0.34125 | 0.31288 | 0.29434 | 0.26628 | 0.25088 | 0.26411 | 0.35347 | 0.29344 | 0.31166 | 0.37207 | 0.41302 | 0.4395 | 0.46568 | 0.41817 | 0.36828
Portfolio Adjusted1-in-2AllAll2024February Monthly Peak | Portfolio Adjusted | 1-in-2 | All | All | 2024 | February Monthly Peak | 2 | 23.6137 | 22.9752 | 22.7243 | 22.8669 | 23.925 | 26.3185 | 29.9016 | 32.3789 | 34.2399 | 34.9695 | 35.4902 | 35.4127 | 35.3109 | 35.2293 | 34.8398 | 33.8943 | 32.9874 | 33.2416 | 33.161 | 31.7361 | 30.4777 | 28.7795 | 26.7054 | 25.1229 | -0.051749 | 0.039097 | -0.034535 | -0.036034 | -0.14152 | -0.27744 | -0.37041 | -0.44844 | -0.28248 | -0.036974 | 0.18328 | 1.055 | 0.99313 | 0.91932 | 0.88357 | 0.72504 | 0.72625 | 0.51527 | -0.18588 | -0.082587 | -0.0048106 | -0.069252 | -0.060718 | -0.01059 | 48.8193 | 49.2614 | 48.0365 | 46.99 | 45.7972 | 44.8341 | 43.8688 | 43.8452 | 49.1544 | 53.5368 | 55.5958 | 56.8313 | 58.0475 | 58.5387 | 58.0475 | 57.0822 | 55.8916 | 53.7378 | 51.5242 | 49.5957 | 48.3303 | 45.7003 | 45.1641 | 45.1064 | 0.30401 | 0.24293 | 0.20524 | 0.27085 | 0.33421 | 0.40751 | 0.36969 | 0.35306 | 0.18661 | 0.33155 | 0.30671 | 0.29034 | 0.26464 | 0.24989 | 0.26444 | 0.35215 | 0.28905 | 0.30927 | 0.3746 | 0.41595 | 0.44188 | 0.46544 | 0.41468 | 0.3653
Portfolio Adjusted1-in-2AllAll2024March Monthly Peak | Portfolio Adjusted | 1-in-2 | All | All | 2024 | March Monthly Peak | 3 | 24.3732 | 23.6265 | 23.2252 | 23.1773 | 24.0116 | 26.2978 | 30.0193 | 32.4242 | 34.347 | 35.4756 | 36.5064 | 36.8486 | 37.0712 | 37.4324 | 37.3241 | 36.5632 | 35.4887 | 34.4417 | 33.5591 | 33.2978 | 32.0482 | 30.2137 | 27.8917 | 26.0472 | -0.046528 | 0.040032 | -0.028172 | -0.026199 | -0.12247 | -0.23906 | -0.33926 | -0.39393 | -0.23749 | -0.017148 | 0.20637 | 1.1223 | 1.0719 | 1.0041 | 0.97179 | 0.83267 | 0.83198 | 0.6085 | -0.11283 | -0.04092 | 0.020582 | -0.045858 | -0.036738 | 0.0091951 | 51.4286 | 51.6194 | 51.5721 | 50.5488 | 49.7978 | 49.5478 | 49.5704 | 48.5114 | 53.1298 | 58.2127 | 59.5226 | 62.2148 | 63.2017 | 62.4767 | 63.2027 | 62.2517 | 61.0257 | 57.6317 | 55.8929 | 54.1895 | 52.7361 | 49.5943 | 49.0946 | 49.5351 | 0.29366 | 0.23502 | 0.19779 | 0.25848 | 0.31439 | 0.38417 | 0.35033 | 0.33572 | 0.17757 | 0.31719 | 0.29505 | 0.28088 | 0.25668 | 0.24463 | 0.26058 | 0.34768 | 0.28492 | 0.29769 | 0.35677 | 0.40683 | 0.4339 | 0.45803 | 0.4055 | 0.35489
Portfolio Adjusted1-in-2AllAll2024April Monthly Peak | Portfolio Adjusted | 1-in-2 | All | All | 2024 | April Monthly Peak | 4 | 25.3877 | 24.4951 | 23.9854 | 23.8554 | 24.6627 | 26.9266 | 30.0818 | 32.8242 | 35.8319 | 38.1612 | 40.0264 | 41.0515 | 41.6244 | 42.193 | 42.0277 | 40.9769 | 39.3398 | 37.2813 | 34.9714 | 34.8302 | 33.9246 | 31.8911 | 29.3357 | 27.2526 | -0.026591 | 0.042409 | -0.0045746 | 0.008725 | -0.063412 | -0.11718 | -0.23708 | -0.20796 | -0.083443 | 0.055924 | 0.30018 | 1.39 | 1.3725 | 1.295 | 1.247 | 1.1723 | 1.1584 | 0.94293 | 0.14609 | 0.11556 | 0.11382 | 0.045816 | 0.055099 | 0.082552 | 58.2856 | 57.9756 | 56.5361 | 54.7737 | 54.763 | 54.678 | 55.3814 | 59.7252 | 66.5351 | 70.5015 | 73.5101 | 75.5374 | 76.7617 | 76.8105 | 77.4658 | 76.0831 | 74.8441 | 73.6555 | 71.9412 | 68.0478 | 63.1321 | 62.1078 | 60.8797 | 59.3931 | 0.26009 | 0.20707 | 0.17383 | 0.22657 | 0.27547 | 0.33609 | 0.30005 | 0.29041 | 0.15678 | 0.28673 | 0.26958 | 0.2607 | 0.23933 | 0.2291 | 0.24288 | 0.32199 | 0.26097 | 0.26724 | 0.31149 | 0.35618 | 0.38359 | 0.40626 | 0.36075 | 0.31602
Portfolio Adjusted1-in-2AllAll2024May Monthly Peak | Portfolio Adjusted | 1-in-2 | All | All | 2024 | May Monthly Peak | 5 | 25.4922 | 24.6848 | 24.172 | 24.0872 | 24.9728 | 27.247 | 30.1716 | 33.6899 | 37.1237 | 39.4454 | 41.1888 | 42.2007 | 42.6695 | 43.0868 | 42.7921 | 41.5589 | 39.7717 | 37.5525 | 35.1266 | 34.637 | 34.2618 | 32.0899 | 29.5596 | 27.4406 | -0.021622 | 0.04279 | 0.00095135 | 0.016911 | -0.050009 | -0.089625 | -0.21567 | -0.16931 | -0.048803 | 0.075872 | 0.33059 | 1.4784 | 1.4619 | 1.3715 | 1.3173 | 1.2564 | 1.2391 | 1.0261 | 0.20943 | 0.15341 | 0.13697 | 0.067284 | 0.076741 | 0.099392 | 59.7132 | 59.4632 | 59.2132 | 58.4656 | 58.2037 | 57.4637 | 61.0588 | 65.1442 | 70.0118 | 74.6669 | 78.7981 | 79.799 | 78.8314 | 78.4274 | 78.4763 | 77.9515 | 76.7394 | 75.2732 | 72.6426 | 68.9645 | 66.0591 | 64.8331 | 64.5831 | 63.1082 | 0.25171 | 0.20165 | 0.16912 | 0.22165 | 0.27112 | 0.33125 | 0.29393 | 0.28976 | 0.15882 | 0.29059 | 0.27197 | 0.26304 | 0.24051 | 0.22867 | 0.24198 | 0.3201 | 0.25905 | 0.26499 | 0.30859 | 0.35087 | 0.37857 | 0.39636 | 0.35262 | 0.30785
Portfolio Adjusted1-in-2AllAll2024June Monthly Peak | Portfolio Adjusted | 1-in-2 | All | All | 2024 | June Monthly Peak | 6 | 26.4748 | 25.596 | 25.0482 | 24.9198 | 25.8303 | 28.0261 | 30.9385 | 34.5722 | 37.8213 | 40.3819 | 42.3894 | 43.412 | 43.7515 | 43.9716 | 43.6695 | 42.6384 | 41.2329 | 39.1937 | 36.7738 | 35.4319 | 35.0803 | 33.0911 | 30.5932 | 28.3947 | -0.021609 | 0.044818 | 0.0022082 | 0.0194 | -0.048952 | -0.08659 | -0.21731 | -0.16492 | -0.04159 | 0.081229 | 0.34415 | 1.5296 | 1.5107 | 1.4133 | 1.3587 | 1.308 | 1.305 | 1.0877 | 0.23288 | 0.16575 | 0.14561 | 0.074215 | 0.08428 | 0.10693 | 60.476 | 60.4641 | 59.488 | 59.9534 | 58.7272 | 59.9167 | 60.8571 | 64.4876 | 67.1894 | 70.5957 | 74.2501 | 77.1903 | 78.2258 | 79.6652 | 79.9281 | 78.5354 | 77.309 | 76.084 | 73.8679 | 71.178 | 67.0367 | 64.6431 | 63.666 | 62.9162 | 0.26253 | 0.20974 | 0.17607 | 0.22976 | 0.28062 | 0.34157 | 0.30135 | 0.29692 | 0.16096 | 0.2951 | 0.27822 | 0.26921 | 0.24567 | 0.23307 | 0.24701 | 0.32874 | 0.26922 | 0.27574 | 0.32178 | 0.35921 | 0.38756 | 0.40777 | 0.36396 | 0.3182
Portfolio Adjusted1-in-2AllAll2024July Monthly Peak | Portfolio Adjusted | 1-in-2 | All | All | 2024 | July Monthly Peak | 7 | 27.7822 | 26.8796 | 26.2587 | 26.1632 | 27.1687 | 29.7093 | 32.8502 | 36.4036 | 39.5281 | 42.0786 | 44.0742 | 45.1143 | 45.6795 | 46.1085 | 45.997 | 45.3064 | 43.9654 | 41.6543 | 38.7475 | 37.1617 | 36.7637 | 34.7168 | 32.0839 | 29.7898 | -0.012359 | 0.04655 | 0.013312 | 0.036178 | -0.02205 | -0.03134 | -0.17918 | -0.081983 | 0.031416 | 0.11569 | 0.38152 | 1.6173 | 1.6185 | 1.5211 | 1.4679 | 1.4694 | 1.4739 | 1.2643 | 0.35804 | 0.23936 | 0.1896 | 0.11731 | 0.12769 | 0.14175 | 67.7727 | 67.2622 | 66.548 | 66.536 | 66.5231 | 66.5231 | 67.7135 | 69.4272 | 74.2017 | 77.4276 | 78.4755 | 76.9868 | 78.4281 | 81.6158 | 79.9165 | 81.5464 | 83.7 | 83.1761 | 78.0545 | 73.9544 | 72.2266 | 71.7259 | 69.8094 | 69.7858 | 0.25725 | 0.2064 | 0.17288 | 0.22657 | 0.27798 | 0.34143 | 0.30041 | 0.29217 | 0.1566 | 0.28571 | 0.26766 | 0.25794 | 0.2364 | 0.22491 | 0.23922 | 0.3219 | 0.26533 | 0.27105 | 0.31478 | 0.35049 | 0.37769 | 0.3981 | 0.35518 | 0.31093
Portfolio Adjusted1-in-2AllAll2024August Monthly Peak | Portfolio Adjusted | 1-in-2 | All | All | 2024 | August Monthly Peak | 8 | 28.7726 | 27.7747 | 27.1312 | 27.0111 | 28.081 | 30.8851 | 34.4963 | 38.233 | 41.9897 | 44.979 | 47.4386 | 48.6846 | 49.3329 | 49.7805 | 49.6338 | 48.6198 | 46.9253 | 44.463 | 41.2466 | 39.8014 | 38.7388 | 36.287 | 33.4178 | 30.9979 | -0.004655 | 0.048618 | 0.023038 | 0.050998 | 0.0010748 | 0.01704 | -0.14759 | -0.011782 | 0.095572 | 0.15115 | 0.43803 | 1.8008 | 1.8171 | 1.7084 | 1.6485 | 1.6709 | 1.6645 | 1.4627 | 0.4845 | 0.31693 | 0.23546 | 0.15847 | 0.16899 | 0.17556 | 70.4659 | 70.6667 | 69.6946 | 70.0487 | 69.2955 | 68.8862 | 68.8957 | 68.6854 | 71.3908 | 74.7339 | 79.7997 | 82.7615 | 83.9791 | 84.2188 | 83.9992 | 83.4288 | 83.1908 | 81.6473 | 78.4867 | 75.9903 | 74.0088 | 73.208 | 71.4956 | 71.8568 | 0.26118 | 0.20898 | 0.17513 | 0.22933 | 0.28142 | 0.34798 | 0.307 | 0.29707 | 0.16095 | 0.29566 | 0.27929 | 0.27062 | 0.2485 | 0.23639 | 0.25158 | 0.33577 | 0.27471 | 0.28199 | 0.32765 | 0.36655 | 0.38982 | 0.40863 | 0.36345 | 0.31746
Portfolio Adjusted1-in-2AllAll2024September Monthly Peak | Portfolio Adjusted | 1-in-2 | All | All | 2024 | September Monthly Peak | 9 | 28.8297 | 27.8861 | 27.2722 | 27.2185 | 28.4057 | 31.3129 | 35.5771 | 39.1864 | 43.4408 | 46.7622 | 49.1403 | 50.4239 | 51.0249 | 51.4806 | 51.222 | 49.7565 | 47.4876 | 44.7575 | 41.7946 | 41.0608 | 39.065 | 36.3602 | 33.3299 | 30.9094 | -0.0041279 | 0.047661 | 0.023088 | 0.050879 | 0.0023347 | 0.019534 | -0.1472 | -0.0079405 | 0.10152 | 0.15816 | 0.45405 | 1.8657 | 1.8804 | 1.7656 | 1.6995 | 1.7081 | 1.6803 | 1.4723 | 0.49354 | 0.32603 | 0.23786 | 0.15949 | 0.16851 | 0.17423 | 65.9064 | 65.1803 | 65.8576 | 63.9186 | 64.6069 | 65.2851 | 67.4156 | 68.8917 | 76.1294 | 81.5936 | 87.0936 | 88.3919 | 87.9624 | 89.7714 | 91.4872 | 89.5341 | 87.8697 | 87.3214 | 85.7846 | 80.8927 | 76.5363 | 76.2151 | 74.0349 | 72.5473 | 0.25546 | 0.20459 | 0.17167 | 0.22539 | 0.27863 | 0.34468 | 0.3104 | 0.30046 | 0.16504 | 0.306 | 0.28817 | 0.27942 | 0.25619 | 0.24327 | 0.25823 | 0.34132 | 0.27565 | 0.28194 | 0.32971 | 0.37292 | 0.39032 | 0.40607 | 0.35809 | 0.31216
Portfolio Adjusted1-in-2AllAll2024October Monthly Peak | Portfolio Adjusted | 1-in-2 | All | All | 2024 | October Monthly Peak | 10 | 27.4467 | 26.5476 | 25.958 | 25.8343 | 26.8231 | 29.2607 | 33.2378 | 36.2332 | 39.7976 | 42.9108 | 45.546 | 47.2267 | 48.14 | 48.9591 | 48.7915 | 47.4262 | 45.2194 | 42.4429 | 40.5698 | 39.0772 | 36.9885 | 34.4318 | 31.6528 | 29.3986 | -0.01534 | 0.046916 | 0.010283 | 0.031801 | -0.030352 | -0.047924 | -0.19545 | -0.10794 | 0.010774 | 0.11005 | 0.38967 | 1.6894 | 1.693 | 1.6034 | 1.5466 | 1.5135 | 1.4914 | 1.2645 | 0.34089 | 0.23066 | 0.18173 | 0.10644 | 0.11676 | 0.13403 | 62.7156 | 62.4419 | 62.6431 | 61.4529 | 61.6443 | 59.9651 | 61.1326 | 64.2498 | 69.583 | 74.9863 | 79.1521 | 81.154 | 83.9025 | 85.8197 | 85.5817 | 84.6293 | 83.7129 | 82.0715 | 76.6543 | 70.3689 | 68.3704 | 65.9424 | 64.9295 | 63.2632 | 0.26366 | 0.2109 | 0.17659 | 0.23063 | 0.2827 | 0.34381 | 0.30824 | 0.2984 | 0.16244 | 0.29936 | 0.28387 | 0.27671 | 0.2543 | 0.24393 | 0.25938 | 0.34372 | 0.27826 | 0.28403 | 0.33483 | 0.37254 | 0.39011 | 0.40604 | 0.36191 | 0.31795
Portfolio Adjusted1-in-2AllAll2024November Monthly Peak | Portfolio Adjusted | 1-in-2 | All | All | 2024 | November Monthly Peak | 11 | 25.0142 | 24.3348 | 23.9282 | 23.9649 | 24.9832 | 27.2253 | 30.1934 | 33.1019 | 35.992 | 38.1593 | 39.9272 | 40.8467 | 41.3402 | 41.8317 | 41.5106 | 40.1267 | 38.7066 | 38.0875 | 35.7667 | 33.9673 | 32.4789 | 30.5061 | 28.2711 | 26.4887 | -0.030258 | 0.042728 | -0.0086433 | 0.0030269 | -0.076049 | -0.14117 | -0.25795 | -0.24501 | -0.11269 | 0.045158 | 0.29568 | 1.3893 | 1.3652 | 1.2864 | 1.2393 | 1.144 | 1.1351 | 0.92546 | 0.1073 | 0.08993 | 0.097415 | 0.030023 | 0.039331 | 0.070096 | 60.2383 | 59.8764 | 59.6203 | 59.5927 | 60.001 | 60.5818 | 59.782 | 59.5634 | 62.7046 | 65.7044 | 68.1218 | 69.941 | 71.1337 | 71.5335 | 70.1506 | 69.941 | 68.7716 | 66.7799 | 65.4073 | 63.8381 | 63.0671 | 62.6301 | 61.8399 | 61.6113 | 0.26757 | 0.21439 | 0.18033 | 0.23692 | 0.29172 | 0.35221 | 0.31208 | 0.30479 | 0.16485 | 0.30155 | 0.28387 | 0.27403 | 0.25148 | 0.24079 | 0.25592 | 0.33854 | 0.27524 | 0.28452 | 0.32952 | 0.36389 | 0.38683 | 0.40662 | 0.36306 | 0.32041
Portfolio Adjusted1-in-2AllAll2024December Monthly Peak | Portfolio Adjusted | 1-in-2 | All | All | 2024 | December Monthly Peak | 12 | 23.6854 | 23.1294 | 22.8514 | 22.9126 | 23.9119 | 26.1404 | 29.1248 | 31.7688 | 33.9298 | 35.0292 | 35.665 | 35.7501 | 35.6373 | 35.6368 | 35.2336 | 34.2488 | 33.6511 | 34.101 | 32.8144 | 31.38 | 30.12 | 28.5331 | 26.5833 | 24.9961 | -0.048077 | 0.039849 | -0.0304 | -0.029502 | -0.13004 | -0.25168 | -0.34388 | -0.40817 | -0.25154 | -0.023512 | 0.19693 | 1.0848 | 1.0231 | 0.94965 | 0.91381 | 0.77261 | 0.78449 | 0.58022 | -0.13426 | -0.052825 | 0.011977 | -0.052059 | -0.043678 | 0.0027864 | 48.4166 | 48.1549 | 46.9312 | 48.0834 | 46.8684 | 47.0729 | 46.5968 | 45.8687 | 52.8924 | 57.6774 | 61.6663 | 62.9386 | 62.3706 | 66.0487 | 65.0587 | 63.5129 | 61.7852 | 59.6096 | 57.9315 | 54.727 | 53.4904 | 51.99 | 52.1932 | 52.1683 | 0.29611 | 0.23818 | 0.20138 | 0.2639 | 0.32445 | 0.39222 | 0.351 | 0.33858 | 0.18022 | 0.32235 | 0.29558 | 0.28012 | 0.25349 | 0.23966 | 0.25418 | 0.34024 | 0.28387 | 0.30254 | 0.35762 | 0.39787 | 0.42309 | 0.44829 | 0.4009 | 0.35273
Portfolio Adjusted1-in-2AllAll2024Typical Event Day | Portfolio Adjusted | 1-in-2 | All | All | 2024 | Typical Event Day | 8 | 28.4029 | 27.4323 | 26.8053 | 26.6934 | 27.7363 | 30.4783 | 34.0394 | 37.6373 | 41.1424 | 43.8528 | 46.0636 | 47.18 | 47.7947 | 48.269 | 48.1782 | 47.2352 | 45.6653 | 43.3229 | 40.3092 | 38.9532 | 37.992 | 35.6445 | 32.8524 | 30.4922 | -0.011105 | 0.047854 | 0.015489 | 0.0398 | -0.017913 | -0.022552 | -0.17747 | -0.069835 | 0.044656 | 0.12508 | 0.40112 | 1.6949 | 1.7003 | 1.5998 | 1.5464 | 1.5443 | 1.5417 | 1.3351 | 0.39319 | 0.26304 | 0.20378 | 0.12832 | 0.13872 | 0.15142 | 66.1553 | 65.8934 | 65.3971 | 65.1142 | 64.7883 | 65.1529 | 66.2205 | 67.873 | 72.2278 | 76.0876 | 79.9047 | 81.3325 | 82.1487 | 83.8177 | 83.8327 | 83.2611 | 83.0172 | 82.0571 | 79.0484 | 75.5038 | 72.4521 | 71.4481 | 69.7515 | 69.2766 | 0.26316 | 0.21068 | 0.17659 | 0.23132 | 0.28348 | 0.34997 | 0.30892 | 0.29857 | 0.16094 | 0.29359 | 0.27574 | 0.26648 | 0.24452 | 0.23287 | 0.24822 | 0.33165 | 0.27201 | 0.27968 | 0.32627 | 0.36583 | 0.39009 | 0.4098 | 0.36463 | 0.3186
Portfolio Adjusted1-in-2AllAll2025January Monthly Peak | Portfolio Adjusted | 1-in-2 | All | All | 2025 | January Monthly Peak | 1 | 23.2685 | 22.6941 | 22.5022 | 22.6461 | 23.8054 | 26.2368 | 30.12 | 32.8191 | 34.4747 | 34.8403 | 34.9115 | 34.5289 | 34.1392 | 33.8879 | 33.3264 | 32.5131 | 32.1044 | 32.8985 | 32.1528 | 30.8413 | 29.6756 | 28.1719 | 26.2907 | 24.7805 | -0.053823 | 0.038745 | -0.037328 | -0.040081 | -0.14941 | -0.29475 | -0.38706 | -0.48357 | -0.30823 | -0.046289 | 0.17604 | 1.0316 | 0.95878 | 0.88363 | 0.84464 | 0.68201 | 0.69215 | 0.47802 | -0.21327 | -0.099026 | -0.015102 | -0.079052 | -0.071185 | -0.018883 | 46.7639 | 46.2534 | 46.8956 | 46.6425 | 45.4309 | 44.7027 | 45.9177 | 45.167 | 47.5936 | 51.773 | 54.5233 | 56.9978 | 58.5115 | 58.5374 | 58.7754 | 57.8354 | 56.1444 | 54.1548 | 51.4782 | 50.0372 | 46.6217 | 45.1113 | 41.9707 | 41.4081 | 0.308 | 0.24666 | 0.20928 | 0.27548 | 0.34229 | 0.41901 | 0.38155 | 0.36986 | 0.19479 | 0.34491 | 0.31623 | 0.29748 | 0.26912 | 0.25356 | 0.26692 | 0.35725 | 0.29657 | 0.31499 | 0.37605 | 0.41745 | 0.4442 | 0.47067 | 0.42265 | 0.37222
Portfolio Adjusted1-in-2AllAll2025February Monthly Peak | Portfolio Adjusted | 1-in-2 | All | All | 2025 | February Monthly Peak | 2 | 23.7104 | 23.0695 | 22.8174 | 22.9604 | 24.0233 | 26.4252 | 30.021 | 32.5059 | 34.3699 | 35.1 | 35.6227 | 35.5435 | 35.442 | 35.3596 | 34.9683 | 34.0191 | 33.1088 | 33.3625 | 33.28 | 31.8509 | 30.59 | 28.8873 | 26.8094 | 25.2239 | -0.052304 | 0.039516 | -0.034905 | -0.03642 | -0.14303 | -0.28041 | -0.37438 | -0.45324 | -0.2855 | -0.03737 | 0.18524 | 1.064 | 1.0015 | 0.92689 | 0.89078 | 0.73062 | 0.73189 | 0.51862 | -0.18787 | -0.083472 | -0.0048622 | -0.069994 | -0.061368 | -0.010704 | 48.8228 | 49.2642 | 48.0396 | 46.9925 | 45.8004 | 44.8376 | 43.8727 | 43.8489 | 49.1561 | 53.5372 | 55.5968 | 56.8321 | 58.048 | 58.5391 | 58.048 | 57.0831 | 55.8931 | 53.7404 | 51.5271 | 49.5994 | 48.3338 | 45.7051 | 45.1686 | 45.1102 | 0.30727 | 0.24553 | 0.20744 | 0.27375 | 0.33779 | 0.41188 | 0.37365 | 0.35684 | 0.1886 | 0.3351 | 0.30999 | 0.29343 | 0.26746 | 0.25255 | 0.26726 | 0.35591 | 0.29213 | 0.31257 | 0.37861 | 0.42041 | 0.44662 | 0.47042 | 0.41912 | 0.36921
Portfolio Adjusted1-in-2AllAll2025March Monthly Peak | Portfolio Adjusted | 1-in-2 | All | All | 2025 | March Monthly Peak | 3 | 24.4716 | 23.7227 | 23.3199 | 23.2715 | 24.1091 | 26.404 | 30.1386 | 32.5518 | 34.4777 | 35.6072 | 36.6405 | 36.9815 | 37.2045 | 37.566 | 37.4566 | 36.692 | 35.6139 | 34.5639 | 33.6786 | 33.4159 | 32.1642 | 30.3254 | 27.9987 | 26.1505 | -0.047026 | 0.040461 | -0.028474 | -0.02648 | -0.12379 | -0.24162 | -0.34289 | -0.39815 | -0.24004 | -0.017332 | 0.20859 | 1.1319 | 1.081 | 1.0124 | 0.97974 | 0.83917 | 0.83854 | 0.61274 | -0.11404 | -0.041358 | 0.020802 | -0.04635 | -0.037132 | 0.0092936 | 51.4305 | 51.6207 | 51.5728 | 50.5493 | 49.7983 | 49.5483 | 49.5711 | 48.5142 | 53.1312 | 58.2123 | 59.5228 | 62.2144 | 63.2012 | 62.4764 | 63.2022 | 62.2517 | 61.026 | 57.6332 | 55.8945 | 54.1916 | 52.7387 | 49.598 | 49.0983 | 49.5382 | 0.2968 | 0.23754 | 0.19991 | 0.26125 | 0.31776 | 0.38829 | 0.35408 | 0.33932 | 0.17947 | 0.32059 | 0.29821 | 0.28387 | 0.2594 | 0.24722 | 0.26335 | 0.35139 | 0.28795 | 0.30086 | 0.3606 | 0.41119 | 0.43855 | 0.46294 | 0.40984 | 0.35869
Portfolio Adjusted1-in-2AllAll2025April Monthly Peak | Portfolio Adjusted | 1-in-2 | All | All | 2025 | April Monthly Peak | 4 | 25.4921 | 24.5966 | 24.0851 | 23.9543 | 24.7651 | 27.038 | 30.2044 | 32.9567 | 35.97 | 38.3034 | 40.1725 | 41.1983 | 41.7721 | 42.3417 | 42.1743 | 41.1186 | 39.476 | 37.4117 | 35.096 | 34.9536 | 34.0469 | 32.0095 | 29.4497 | 27.3629 | -0.026876 | 0.042864 | -0.0046236 | 0.0088185 | -0.064091 | -0.11843 | -0.23962 | -0.21019 | -0.084337 | 0.056523 | 0.30339 | 1.4022 | 1.3844 | 1.306 | 1.2576 | 1.1822 | 1.1681 | 0.95056 | 0.14766 | 0.1168 | 0.11504 | 0.046306 | 0.055689 | 0.083437 | 58.2887 | 57.9781 | 56.5392 | 54.7767 | 54.7658 | 54.6799 | 55.3828 | 59.725 | 66.5328 | 70.4988 | 73.5075 | 75.5352 | 76.7592 | 76.8085 | 77.4628 | 76.0814 | 74.8424 | 73.6545 | 71.9406 | 68.0484 | 63.1335 | 62.109 | 60.8811 | 59.3946 | 0.26287 | 0.20929 | 0.1757 | 0.22899 | 0.27842 | 0.33969 | 0.30326 | 0.29352 | 0.15846 | 0.2898 | 0.27247 | 0.26347 | 0.24186 | 0.23152 | 0.24545 | 0.32541 | 0.26374 | 0.27008 | 0.31483 | 0.36 | 0.3877 | 0.41062 | 0.36461 | 0.31941
Portfolio Adjusted1-in-2AllAll2025May Monthly Peak | Portfolio Adjusted | 1-in-2 | All | All | 2025 | May Monthly Peak | 5 | 25.5966 | 24.787 | 24.2723 | 24.1873 | 25.0771 | 27.3608 | 30.2961 | 33.8267 | 37.2688 | 39.595 | 41.3419 | 42.3545 | 42.8236 | 43.2407 | 42.9437 | 41.7051 | 39.9121 | 37.6868 | 35.2549 | 34.7636 | 34.3871 | 32.2095 | 29.6749 | 27.5517 | -0.021854 | 0.043249 | 0.00096154 | 0.017092 | -0.050544 | -0.090585 | -0.21798 | -0.17112 | -0.049326 | 0.076684 | 0.33413 | 1.4915 | 1.4748 | 1.3833 | 1.3286 | 1.2671 | 1.2498 | 1.0346 | 0.21167 | 0.15505 | 0.13844 | 0.068004 | 0.077563 | 0.10046 | 59.7155 | 59.4655 | 59.2155 | 58.4679 | 58.2059 | 57.466 | 61.0595 | 65.1431 | 70.0092 | 74.6634 | 78.7932 | 79.7942 | 78.8269 | 78.424 | 78.4733 | 77.9483 | 76.7366 | 75.2708 | 72.6414 | 68.9641 | 66.0597 | 64.834 | 64.584 | 63.1093 | 0.25441 | 0.20381 | 0.17093 | 0.22403 | 0.27402 | 0.3348 | 0.29708 | 0.29286 | 0.16053 | 0.2937 | 0.27489 | 0.26583 | 0.24305 | 0.23108 | 0.24454 | 0.3235 | 0.2618 | 0.2678 | 0.3119 | 0.35463 | 0.38263 | 0.40061 | 0.3564 | 0.31114
Portfolio Adjusted1-in-2AllAll2025June Monthly Peak | Portfolio Adjusted | 1-in-2 | All | All | 2025 | June Monthly Peak | 6 | 26.5847 | 25.7032 | 25.1536 | 25.0244 | 25.9392 | 28.1445 | 31.0672 | 34.7136 | 37.9693 | 40.5348 | 42.547 | 43.5705 | 43.91 | 44.1297 | 43.8255 | 42.7899 | 41.3801 | 39.3345 | 36.9085 | 35.5626 | 35.2095 | 33.215 | 30.7132 | 28.5105 | -0.021841 | 0.045298 | 0.0022318 | 0.019608 | -0.049476 | -0.087517 | -0.21964 | -0.16669 | -0.042035 | 0.082099 | 0.34783 | 1.5432 | 1.524 | 1.4255 | 1.3704 | 1.3192 | 1.3163 | 1.0968 | 0.23537 | 0.16752 | 0.14717 | 0.07501 | 0.085183 | 0.10807 | 60.4785 | 60.4664 | 59.4905 | 59.9556 | 58.7297 | 59.9185 | 60.8582 | 64.4875 | 67.1888 | 70.5941 | 74.2474 | 77.1869 | 78.2229 | 79.6616 | 79.9247 | 78.5331 | 77.307 | 76.0823 | 73.8665 | 71.1772 | 67.0371 | 64.6446 | 63.6677 | 62.918 | 0.26534 | 0.21199 | 0.17796 | 0.23222 | 0.28363 | 0.34523 | 0.30458 | 0.3001 | 0.16268 | 0.29826 | 0.2812 | 0.27207 | 0.24827 | 0.23553 | 0.24963 | 0.33224 | 0.27208 | 0.27867 | 0.32523 | 0.36306 | 0.39171 | 0.41214 | 0.36786 | 0.3216
Portfolio Adjusted1-in-2AllAll2025July Monthly Peak | Portfolio Adjusted | 1-in-2 | All | All | 2025 | July Monthly Peak | 7 | 27.8951 | 26.9903 | 26.3672 | 26.2715 | 27.2819 | 29.8335 | 32.9848 | 36.5495 | 39.679 | 42.2335 | 44.2327 | 45.2725 | 45.8383 | 46.2674 | 46.1543 | 45.4611 | 44.1167 | 41.7987 | 38.8854 | 37.2952 | 36.8956 | 34.8435 | 32.2065 | 29.9083 | -0.012491 | 0.047049 | 0.013455 | 0.036565 | -0.022286 | -0.031676 | -0.1811 | -0.082861 | 0.031752 | 0.11693 | 0.38561 | 1.6316 | 1.6328 | 1.5343 | 1.4805 | 1.482 | 1.4867 | 1.275 | 0.36188 | 0.24193 | 0.19163 | 0.11856 | 0.12906 | 0.14326 | 67.7729 | 67.2623 | 66.5485 | 66.5364 | 66.5234 | 66.5234 | 67.7131 | 69.4264 | 74.1985 | 77.4241 | 78.4726 | 76.9839 | 78.4246 | 81.6116 | 79.9156 | 81.5443 | 83.6968 | 83.1727 | 78.0524 | 73.9539 | 72.2264 | 71.7256 | 69.8101 | 69.7862 | 0.26 | 0.20862 | 0.17473 | 0.229 | 0.28095 | 0.34509 | 0.30362 | 0.2953 | 0.15828 | 0.28878 | 0.27053 | 0.26067 | 0.23889 | 0.22727 | 0.24174 | 0.32531 | 0.26814 | 0.27393 | 0.31815 | 0.35425 | 0.38173 | 0.40237 | 0.35899 | 0.31426
Portfolio Adjusted1-in-2AllAll2025August Monthly Peak | Portfolio Adjusted | 1-in-2 | All | All | 2025 | August Monthly Peak | 8 | 28.8908 | 27.8902 | 27.2445 | 27.1242 | 28.1993 | 31.0157 | 34.6379 | 38.3855 | 42.1491 | 45.1438 | 47.6087 | 48.8554 | 49.5047 | 49.9524 | 49.8042 | 48.7859 | 47.0864 | 44.6177 | 41.3945 | 39.9452 | 38.8791 | 36.4211 | 33.5472 | 31.1226 | -0.0047048 | 0.049139 | 0.023285 | 0.051544 | 0.0010863 | 0.017222 | -0.14917 | -0.011908 | 0.096596 | 0.15276 | 0.44272 | 1.8169 | 1.8332 | 1.7234 | 1.6628 | 1.6855 | 1.6792 | 1.4754 | 0.48969 | 0.32032 | 0.23798 | 0.16016 | 0.1708 | 0.17744 | 70.4666 | 70.6674 | 69.6956 | 70.0492 | 69.2966 | 68.8871 | 68.8968 | 68.6863 | 71.3907 | 74.7332 | 79.7976 | 82.759 | 83.9767 | 84.2169 | 83.997 | 83.4269 | 83.1885 | 81.6457 | 78.4855 | 75.9902 | 74.0089 | 73.2081 | 71.4966 | 71.8574 | 0.26397 | 0.21121 | 0.17701 | 0.23179 | 0.28443 | 0.35171 | 0.31029 | 0.30026 | 0.16268 | 0.29883 | 0.28228 | 0.27348 | 0.25112 | 0.23887 | 0.25423 | 0.33934 | 0.27761 | 0.28498 | 0.33116 | 0.37047 | 0.394 | 0.41301 | 0.36734 | 0.32086
Portfolio Adjusted1-in-2AllAll2025September Monthly Peak | Portfolio Adjusted | 1-in-2 | All | All | 2025 | September Monthly Peak | 9 | 28.9448 | 27.9987 | 27.3828 | 27.3292 | 28.5224 | 31.4418 | 35.7199 | 39.3403 | 43.6041 | 46.9328 | 49.3158 | 50.6004 | 51.2022 | 51.6575 | 51.3968 | 49.9252 | 47.6491 | 44.9121 | 41.9434 | 41.2068 | 39.2054 | 36.4934 | 33.4572 | 31.0318 | -0.0041721 | 0.048172 | 0.023335 | 0.051423 | 0.0023597 | 0.019743 | -0.14877 | -0.0080255 | 0.10261 | 0.15985 | 0.45892 | 1.8823 | 1.8971 | 1.7811 | 1.7143 | 1.7231 | 1.6951 | 1.4851 | 0.49883 | 0.32953 | 0.2404 | 0.1612 | 0.17031 | 0.17609 | 65.908 | 65.1822 | 65.8587 | 63.9204 | 64.608 | 65.2855 | 67.4147 | 68.8905 | 76.1255 | 81.5892 | 87.0892 | 88.388 | 87.9593 | 89.7662 | 91.4817 | 89.5318 | 87.8683 | 87.3195 | 85.7823 | 80.8915 | 76.5367 | 76.2147 | 74.0353 | 72.5478 | 0.2582 | 0.20679 | 0.17351 | 0.2278 | 0.28162 | 0.34837 | 0.31372 | 0.30368 | 0.16681 | 0.30928 | 0.29126 | 0.28237 | 0.25889 | 0.24583 | 0.26095 | 0.34494 | 0.27856 | 0.28492 | 0.33324 | 0.37691 | 0.3945 | 0.41042 | 0.36193 | 0.31551
Portfolio Adjusted1-in-2AllAll2025October Monthly Peak | Portfolio Adjusted | 1-in-2 | All | All | 2025 | October Monthly Peak | 10 | 27.5615 | 26.6597 | 26.0678 | 25.9436 | 26.9372 | 29.3844 | 33.3742 | 36.3806 | 39.9526 | 43.0715 | 45.7123 | 47.3948 | 48.3091 | 49.1297 | 48.9604 | 47.5895 | 45.3763 | 42.5929 | 40.7146 | 39.217 | 37.1233 | 34.5598 | 31.7766 | 29.5187 | -0.015504 | 0.047419 | 0.010393 | 0.032141 | -0.030677 | -0.048437 | -0.19754 | -0.10909 | 0.01089 | 0.11123 | 0.39384 | 1.7044 | 1.708 | 1.6173 | 1.5599 | 1.5266 | 1.5043 | 1.2752 | 0.34454 | 0.23313 | 0.18367 | 0.10758 | 0.11801 | 0.13546 | 62.7179 | 62.444 | 62.6446 | 61.4551 | 61.6458 | 59.9674 | 61.134 | 64.2498 | 69.5812 | 74.9835 | 79.1483 | 81.1503 | 83.8988 | 85.8151 | 85.5772 | 84.6254 | 83.7098 | 82.0696 | 76.6533 | 70.3702 | 68.3717 | 65.9445 | 64.9314 | 63.266 | 0.26648 | 0.21316 | 0.17849 | 0.2331 | 0.28573 | 0.34749 | 0.31154 | 0.3016 | 0.16418 | 0.30257 | 0.28691 | 0.27964 | 0.25699 | 0.2465 | 0.26212 | 0.34737 | 0.28121 | 0.28704 | 0.33841 | 0.37653 | 0.39428 | 0.41039 | 0.36579 | 0.32136
Portfolio Adjusted1-in-2AllAll2025November Monthly Peak | Portfolio Adjusted | 1-in-2 | All | All | 2025 | November Monthly Peak | 11 | 25.1191 | 24.4374 | 24.0291 | 24.0658 | 25.0891 | 27.3392 | 30.3178 | 33.2376 | 36.1339 | 38.3057 | 40.078 | 40.998 | 41.4925 | 41.9852 | 41.6626 | 40.2735 | 38.8481 | 38.2231 | 35.8952 | 34.0906 | 32.5997 | 30.6219 | 28.3832 | 26.5978 | -0.030582 | 0.043185 | -0.0087358 | 0.0030593 | -0.076863 | -0.14268 | -0.26071 | -0.24763 | -0.1139 | 0.045642 | 0.29885 | 1.4016 | 1.3771 | 1.2974 | 1.2499 | 1.1536 | 1.1447 | 0.93287 | 0.10844 | 0.090893 | 0.098458 | 0.030345 | 0.039752 | 0.070847 | 60.2387 | 59.8773 | 59.6205 | 59.5926 | 60.001 | 60.5816 | 59.7818 | 59.563 | 62.7036 | 65.7034 | 68.121 | 69.9404 | 71.133 | 71.5328 | 70.15 | 69.9404 | 68.7713 | 66.7797 | 65.4074 | 63.8385 | 63.0678 | 62.6304 | 61.8403 | 61.6114 | 0.27044 | 0.21668 | 0.18226 | 0.23946 | 0.29484 | 0.35598 | 0.31542 | 0.30805 | 0.16661 | 0.30478 | 0.28691 | 0.27694 | 0.25414 | 0.24334 | 0.25864 | 0.34215 | 0.27816 | 0.28754 | 0.33305 | 0.36778 | 0.39097 | 0.41098 | 0.36695 | 0.32384
Portfolio Adjusted1-in-2AllAll2025December Monthly Peak | Portfolio Adjusted | 1-in-2 | All | All | 2025 | December Monthly Peak | 12 | 23.7832 | 23.2254 | 22.9463 | 23.0073 | 24.011 | 26.247 | 29.2426 | 31.8955 | 34.0603 | 35.1609 | 35.7971 | 35.8805 | 35.7668 | 35.7656 | 35.361 | 34.3734 | 33.7745 | 34.2232 | 32.9321 | 31.494 | 30.2315 | 28.6409 | 26.6877 | 25.0973 | -0.048592 | 0.040275 | -0.030726 | -0.029818 | -0.13144 | -0.25438 | -0.34757 | -0.41254 | -0.25423 | -0.023764 | 0.19904 | 1.0941 | 1.0318 | 0.95749 | 0.92129 | 0.77865 | 0.79071 | 0.5842 | -0.1357 | -0.05339 | 0.012105 | -0.052616 | -0.044146 | 0.0028163 | 48.4184 | 48.1565 | 46.9332 | 48.0843 | 46.8697 | 47.0737 | 46.5979 | 45.8699 | 52.8912 | 57.6766 | 61.6654 | 62.938 | 62.3719 | 66.0492 | 65.0594 | 63.5131 | 61.7856 | 59.6107 | 57.9334 | 54.7294 | 53.493 | 51.9925 | 52.1953 | 52.1701 | 0.29928 | 0.24073 | 0.20354 | 0.26673 | 0.32793 | 0.39642 | 0.35476 | 0.34221 | 0.18215 | 0.3258 | 0.29875 | 0.2831 | 0.25618 | 0.2422 | 0.25688 | 0.34387 | 0.2869 | 0.30577 | 0.36145 | 0.40213 | 0.42762 | 0.45309 | 0.40519 | 0.35651
Portfolio Adjusted1-in-2AllAll2025Typical Event Day | Portfolio Adjusted | 1-in-2 | All | All | 2025 | Typical Event Day | 8 | 28.5193 | 27.5462 | 26.917 | 26.8049 | 27.8527 | 30.6067 | 34.1787 | 37.7871 | 41.2983 | 44.0127 | 46.2276 | 47.3443 | 47.9599 | 48.4343 | 48.3423 | 47.3954 | 45.8211 | 43.4728 | 40.4532 | 39.0934 | 38.1293 | 35.776 | 32.9794 | 30.6146 | -0.011224 | 0.048366 | 0.015655 | 0.040226 | -0.018105 | -0.022793 | -0.17937 | -0.070583 | 0.045135 | 0.12642 | 0.40541 | 1.7099 | 1.7153 | 1.6137 | 1.5597 | 1.5577 | 1.5552 | 1.3465 | 0.3974 | 0.26586 | 0.20596 | 0.12969 | 0.1402 | 0.15304 | 66.1566 | 65.8946 | 65.3984 | 65.1155 | 64.7895 | 65.1537 | 66.2207 | 67.8727 | 72.2258 | 76.0851 | 79.9016 | 81.3293 | 82.1457 | 83.814 | 83.8297 | 83.2589 | 83.015 | 82.0549 | 79.0466 | 75.5032 | 72.4523 | 71.4483 | 69.7525 | 69.2774 | 0.26598 | 0.21293 | 0.17848 | 0.23379 | 0.28652 | 0.35372 | 0.31223 | 0.30176 | 0.16267 | 0.29674 | 0.27869 | 0.2693 | 0.2471 | 0.23532 | 0.25083 | 0.33517 | 0.27489 | 0.28264 | 0.32976 | 0.36974 | 0.39427 | 0.41419 | 0.36854 | 0.32201
Portfolio Adjusted1-in-2AllAll2026January Monthly Peak | Portfolio Adjusted | 1-in-2 | All | All | 2026 | January Monthly Peak | 1 | 23.3641 | 22.7874 | 22.5949 | 22.739 | 23.9037 | 26.344 | 30.2401 | 32.9492 | 34.6075 | 34.9732 | 35.0454 | 34.6605 | 34.2701 | 34.0178 | 33.4538 | 32.6375 | 32.2268 | 33.0187 | 32.2696 | 30.9539 | 29.7859 | 28.2784 | 26.3943 | 24.881 | -0.0544 | 0.03916 | -0.037728 | -0.04051 | -0.15101 | -0.29791 | -0.3912 | -0.48875 | -0.31153 | -0.046785 | 0.17792 | 1.0404 | 0.96689 | 0.89095 | 0.85157 | 0.68725 | 0.69752 | 0.481 | -0.21555 | -0.10009 | -0.015264 | -0.079899 | -0.071947 | -0.019085 | 46.7668 | 46.2561 | 46.8972 | 46.644 | 45.4328 | 44.7049 | 45.9195 | 45.1688 | 47.5946 | 51.7733 | 54.5235 | 56.9978 | 58.5116 | 58.5378 | 58.7757 | 57.8363 | 56.146 | 54.1564 | 51.4806 | 50.0403 | 46.6256 | 45.1152 | 41.9758 | 41.4125 | 0.3113 | 0.2493 | 0.21152 | 0.27843 | 0.34595 | 0.4235 | 0.38563 | 0.37382 | 0.19687 | 0.3486 | 0.31962 | 0.30065 | 0.27198 | 0.25626 | 0.26976 | 0.36106 | 0.29973 | 0.31835 | 0.38008 | 0.42192 | 0.44896 | 0.47571 | 0.42717 | 0.37621
Portfolio Adjusted1-in-2AllAll2026February Monthly Peak | Portfolio Adjusted | 1-in-2 | All | All | 2026 | February Monthly Peak | 2 | 23.8081 | 23.1647 | 22.9115 | 23.0549 | 24.1226 | 26.533 | 30.1416 | 32.6343 | 34.5013 | 35.2318 | 35.7565 | 35.6756 | 35.5743 | 35.4912 | 35.098 | 34.1451 | 33.2315 | 33.4845 | 33.4002 | 31.9669 | 30.7034 | 28.9961 | 26.9144 | 25.3259 | -0.052864 | 0.039939 | -0.035279 | -0.03681 | -0.14456 | -0.28341 | -0.37839 | -0.45809 | -0.28856 | -0.037771 | 0.18723 | 1.0731 | 1.0099 | 0.93454 | 0.89807 | 0.73625 | 0.73759 | 0.52201 | -0.18988 | -0.084366 | -0.0049142 | -0.070743 | -0.062025 | -0.010818 | 48.8262 | 49.267 | 48.0427 | 46.9951 | 45.8036 | 44.8413 | 43.8767 | 43.8527 | 49.1578 | 53.5376 | 55.5978 | 56.833 | 58.0485 | 58.5396 | 58.0485 | 57.084 | 55.8947 | 53.743 | 51.5301 | 49.6032 | 48.3374 | 45.7099 | 45.1731 | 45.1141 | 0.31056 | 0.24816 | 0.20966 | 0.27668 | 0.3414 | 0.41629 | 0.37765 | 0.36066 | 0.19062 | 0.33869 | 0.31331 | 0.29656 | 0.2703 | 0.25523 | 0.2701 | 0.35971 | 0.29524 | 0.3159 | 0.38267 | 0.42491 | 0.4514 | 0.47546 | 0.42361 | 0.37317
Portfolio Adjusted1-in-2AllAll2026March Monthly Peak | Portfolio Adjusted | 1-in-2 | All | All | 2026 | March Monthly Peak | 3 | 24.5709 | 23.8198 | 23.4155 | 23.3666 | 24.2076 | 26.5112 | 30.2592 | 32.6808 | 34.6098 | 35.7402 | 36.7761 | 37.1158 | 37.3391 | 37.701 | 37.5905 | 36.8222 | 35.7404 | 34.6873 | 33.7993 | 33.5352 | 32.2814 | 30.4382 | 28.1069 | 26.2549 | -0.04753 | 0.040894 | -0.028778 | -0.026764 | -0.12511 | -0.2442 | -0.34656 | -0.40241 | -0.24261 | -0.017518 | 0.21082 | 1.1416 | 1.0901 | 1.0208 | 0.98777 | 0.84574 | 0.84518 | 0.61703 | -0.11526 | -0.041801 | 0.021025 | -0.046846 | -0.037529 | 0.0093931 | 51.4324 | 51.622 | 51.5736 | 50.5498 | 49.7988 | 49.5488 | 49.5719 | 48.517 | 53.1326 | 58.2119 | 59.5231 | 62.214 | 63.2007 | 62.4762 | 63.2017 | 62.2517 | 61.0262 | 57.6346 | 55.896 | 54.1936 | 52.7412 | 49.6018 | 49.102 | 49.5413 | 0.29998 | 0.24008 | 0.20205 | 0.26405 | 0.32116 | 0.39245 | 0.35788 | 0.34295 | 0.1814 | 0.32402 | 0.3014 | 0.28689 | 0.26216 | 0.24985 | 0.26615 | 0.35513 | 0.29101 | 0.30406 | 0.36446 | 0.41559 | 0.44324 | 0.46789 | 0.41423 | 0.36253
Portfolio Adjusted1-in-2AllAll2026April Monthly Peak | Portfolio Adjusted | 1-in-2 | All | All | 2026 | April Monthly Peak | 4 | 25.5975 | 24.6991 | 24.1857 | 24.0542 | 24.8685 | 27.1505 | 30.3283 | 33.0905 | 36.1096 | 38.4471 | 40.3202 | 41.3466 | 41.9212 | 42.4919 | 42.3225 | 41.2618 | 39.6135 | 37.5433 | 35.2218 | 35.0783 | 34.1705 | 32.1291 | 29.5648 | 27.4743 | -0.027164 | 0.043323 | -0.0046731 | 0.0089129 | -0.064778 | -0.1197 | -0.24218 | -0.21244 | -0.085239 | 0.057129 | 0.30664 | 1.4145 | 1.3965 | 1.3172 | 1.2682 | 1.1921 | 1.178 | 0.95826 | 0.14924 | 0.11805 | 0.11627 | 0.046802 | 0.056285 | 0.08433 | 58.2918 | 57.9805 | 56.5423 | 54.7796 | 54.7687 | 54.6819 | 55.3842 | 59.7247 | 66.5304 | 70.4962 | 73.5049 | 75.5329 | 76.7566 | 76.8065 | 77.4597 | 76.0796 | 74.8407 | 73.6535 | 71.9399 | 68.0489 | 63.1349 | 62.1101 | 60.8825 | 59.3961 | 0.26569 | 0.21153 | 0.17758 | 0.23144 | 0.2814 | 0.34332 | 0.30651 | 0.29666 | 0.16016 | 0.2929 | 0.27538 | 0.26626 | 0.24442 | 0.23396 | 0.24804 | 0.32887 | 0.26654 | 0.27294 | 0.3182 | 0.36385 | 0.39185 | 0.41501 | 0.36852 | 0.32283
Portfolio Adjusted1-in-2AllAll2026May Monthly Peak | Portfolio Adjusted | 1-in-2 | All | All | 2026 | May Monthly Peak | 5 | 25.7021 | 24.8902 | 24.3736 | 24.2885 | 25.1826 | 27.4757 | 30.422 | 33.965 | 37.4155 | 39.7461 | 41.4965 | 42.5099 | 42.9792 | 43.3962 | 43.0968 | 41.8529 | 40.0538 | 37.8225 | 35.3846 | 34.8915 | 34.5136 | 32.3302 | 29.7915 | 27.6639 | -0.022087 | 0.043712 | 0.00097183 | 0.017275 | -0.051085 | -0.091555 | -0.22031 | -0.17295 | -0.049854 | 0.077505 | 0.33771 | 1.5047 | 1.4878 | 1.3953 | 1.34 | 1.2779 | 1.2605 | 1.0432 | 0.21394 | 0.15671 | 0.13992 | 0.068732 | 0.078393 | 0.10153 | 59.7178 | 59.4678 | 59.2178 | 58.4702 | 58.2081 | 57.4683 | 61.0601 | 65.1419 | 70.0066 | 74.6598 | 78.7883 | 79.7893 | 78.8224 | 78.4205 | 78.4704 | 77.9451 | 76.7338 | 75.2683 | 72.6402 | 68.9637 | 66.0604 | 64.8349 | 64.5849 | 63.1105 | 0.25713 | 0.20599 | 0.17276 | 0.22643 | 0.27696 | 0.33838 | 0.30026 | 0.29599 | 0.16224 | 0.29684 | 0.27783 | 0.26865 | 0.24562 | 0.23352 | 0.24713 | 0.32694 | 0.26458 | 0.27065 | 0.31524 | 0.35842 | 0.38672 | 0.40489 | 0.36021 | 0.31447
Portfolio Adjusted1-in-2AllAll2026June Monthly Peak | Portfolio Adjusted | 1-in-2 | All | All | 2026 | June Monthly Peak | 6 | 26.6957 | 25.8115 | 25.26 | 25.1302 | 26.0492 | 28.264 | 31.1972 | 34.8564 | 38.1189 | 40.6892 | 42.7062 | 43.7305 | 44.07 | 44.2894 | 43.9831 | 42.943 | 41.5288 | 39.4767 | 37.0447 | 35.6946 | 35.3401 | 33.3402 | 30.8344 | 28.6274 | -0.022075 | 0.045783 | 0.0022557 | 0.019818 | -0.050006 | -0.088454 | -0.22199 | -0.16847 | -0.042485 | 0.082978 | 0.35156 | 1.5569 | 1.5375 | 1.4379 | 1.3822 | 1.3305 | 1.3277 | 1.106 | 0.23789 | 0.16932 | 0.14875 | 0.075813 | 0.086095 | 0.10923 | 60.4809 | 60.4687 | 59.4931 | 59.9578 | 58.7321 | 59.9203 | 60.8594 | 64.4873 | 67.1881 | 70.5924 | 74.2447 | 77.1836 | 78.2199 | 79.658 | 79.9212 | 78.5308 | 77.3049 | 76.0805 | 73.8651 | 71.1764 | 67.0375 | 64.6461 | 63.6695 | 62.9198 | 0.26818 | 0.21425 | 0.17986 | 0.23471 | 0.28666 | 0.34892 | 0.30784 | 0.30331 | 0.16443 | 0.30145 | 0.28421 | 0.27495 | 0.2509 | 0.23802 | 0.25227 | 0.33577 | 0.27496 | 0.28162 | 0.32871 | 0.36695 | 0.3959 | 0.41655 | 0.37179 | 0.32505
Portfolio Adjusted1-in-2AllAll2026July Monthly Peak | Portfolio Adjusted | 1-in-2 | All | All | 2026 | July Monthly Peak | 7 | 28.0091 | 27.1021 | 26.4768 | 26.381 | 27.3964 | 29.959 | 33.1208 | 36.6968 | 39.8314 | 42.3899 | 44.3928 | 45.4324 | 45.9988 | 46.4278 | 46.3132 | 45.6174 | 44.2695 | 41.9446 | 39.0247 | 37.43 | 37.0288 | 34.9714 | 32.3303 | 30.028 | -0.012625 | 0.047553 | 0.013599 | 0.036957 | -0.022524 | -0.032015 | -0.18304 | -0.083748 | 0.032092 | 0.11818 | 0.38974 | 1.6461 | 1.6473 | 1.5476 | 1.4933 | 1.4949 | 1.4997 | 1.2859 | 0.36575 | 0.24452 | 0.19368 | 0.11983 | 0.13044 | 0.1448 | 67.7732 | 67.2624 | 66.549 | 66.5368 | 66.5236 | 66.5236 | 67.7127 | 69.4256 | 74.1953 | 77.4206 | 78.4696 | 76.9811 | 78.4211 | 81.6075 | 79.9147 | 81.542 | 83.6936 | 83.1692 | 78.0503 | 73.9534 | 72.2261 | 71.7254 | 69.8107 | 69.7866 | 0.26278 | 0.21085 | 0.1766 | 0.23145 | 0.28396 | 0.34878 | 0.30687 | 0.29846 | 0.15997 | 0.29187 | 0.27342 | 0.26342 | 0.24141 | 0.22966 | 0.24428 | 0.32877 | 0.27097 | 0.27683 | 0.32156 | 0.35804 | 0.38582 | 0.40667 | 0.36283 | 0.31762
Portfolio Adjusted1-in-2AllAll2026August Monthly Peak | Portfolio Adjusted | 1-in-2 | All | All | 2026 | August Monthly Peak | 8 | 29.0101 | 28.007 | 27.359 | 27.2385 | 28.3187 | 31.1476 | 34.781 | 38.5395 | 42.3101 | 45.3103 | 47.7805 | 49.0281 | 49.6784 | 50.126 | 49.9763 | 48.9536 | 47.2491 | 44.774 | 41.544 | 40.0905 | 39.0209 | 36.5567 | 33.678 | 31.2487 | -0.0047552 | 0.049665 | 0.023534 | 0.052096 | 0.0010979 | 0.017407 | -0.15077 | -0.012036 | 0.09763 | 0.1544 | 0.44746 | 1.8331 | 1.8496 | 1.7385 | 1.6773 | 1.7003 | 1.694 | 1.4882 | 0.49493 | 0.32375 | 0.24053 | 0.16188 | 0.17262 | 0.17934 | 70.4674 | 70.6681 | 69.6966 | 70.0498 | 69.2976 | 68.888 | 68.8978 | 68.6873 | 71.3906 | 74.7325 | 79.7954 | 82.7564 | 83.9743 | 84.2149 | 83.9948 | 83.4251 | 83.1862 | 81.644 | 78.4842 | 75.99 | 74.009 | 73.2082 | 71.4976 | 71.858 | 0.2668 | 0.21348 | 0.1789 | 0.23427 | 0.28748 | 0.35547 | 0.31361 | 0.30347 | 0.16442 | 0.30203 | 0.2853 | 0.27637 | 0.25376 | 0.24138 | 0.25691 | 0.34294 | 0.28055 | 0.288 | 0.33471 | 0.37444 | 0.39822 | 0.41743 | 0.37127 | 0.3243
Portfolio Adjusted1-in-2AllAll2026September Monthly Peak | Portfolio Adjusted | 1-in-2 | All | All | 2026 | September Monthly Peak | 9 | 29.0611 | 28.1125 | 27.4945 | 27.441 | 28.6402 | 31.5719 | 35.8641 | 39.4957 | 43.7691 | 47.1051 | 49.4932 | 50.7788 | 51.3813 | 51.8362 | 51.5734 | 50.0956 | 47.8122 | 45.0683 | 42.0938 | 41.3542 | 39.3473 | 36.628 | 33.5858 | 31.1555 | -0.0042168 | 0.048687 | 0.023585 | 0.051974 | 0.0023849 | 0.019954 | -0.15037 | -0.0081114 | 0.10371 | 0.16156 | 0.46383 | 1.8991 | 1.914 | 1.7967 | 1.7292 | 1.7382 | 1.7101 | 1.498 | 0.50416 | 0.33305 | 0.24298 | 0.16292 | 0.17213 | 0.17798 | 65.9097 | 65.1842 | 65.8599 | 63.9222 | 64.6092 | 65.2859 | 67.4138 | 68.8894 | 76.1214 | 81.5848 | 87.0848 | 88.3841 | 87.9562 | 89.7611 | 91.4761 | 89.5295 | 87.8669 | 87.3176 | 85.78 | 80.8903 | 76.5371 | 76.2143 | 74.0357 | 72.5484 | 0.26096 | 0.209 | 0.17536 | 0.23024 | 0.28463 | 0.3521 | 0.31708 | 0.30693 | 0.1686 | 0.31259 | 0.29437 | 0.28535 | 0.26162 | 0.24841 | 0.2637 | 0.3486 | 0.2815 | 0.28794 | 0.33681 | 0.38094 | 0.39872 | 0.41481 | 0.3658 | 0.31889
Portfolio Adjusted1-in-2AllAll2026October Monthly Peak | Portfolio Adjusted | 1-in-2 | All | All | 2026 | October Monthly Peak | 10 | 27.6774 | 26.773 | 26.1788 | 26.0539 | 27.0524 | 29.5094 | 33.5119 | 36.5294 | 40.1092 | 43.2338 | 45.8804 | 47.5647 | 48.4799 | 49.3019 | 49.1309 | 47.7545 | 45.5348 | 42.7444 | 40.8609 | 39.3583 | 37.2595 | 34.689 | 31.9016 | 29.6401 | -0.01567 | 0.047926 | 0.010504 | 0.032485 | -0.031006 | -0.048955 | -0.19966 | -0.11026 | 0.011006 | 0.11242 | 0.39805 | 1.7195 | 1.7231 | 1.6314 | 1.5733 | 1.5398 | 1.5174 | 1.286 | 0.34823 | 0.23563 | 0.18564 | 0.10873 | 0.11927 | 0.13691 | 62.7202 | 62.446 | 62.6462 | 61.4573 | 61.6474 | 59.9698 | 61.1354 | 64.2498 | 69.5794 | 74.9806 | 79.1446 | 81.1465 | 83.8951 | 85.8105 | 85.5727 | 84.6213 | 83.7067 | 82.0676 | 76.6522 | 70.3715 | 68.373 | 65.9465 | 64.9333 | 63.2689 | 0.26933 | 0.21544 | 0.1804 | 0.23559 | 0.28879 | 0.35121 | 0.31487 | 0.30483 | 0.16594 | 0.3058 | 0.28999 | 0.2826 | 0.2597 | 0.2491 | 0.26489 | 0.35106 | 0.28418 | 0.29008 | 0.34204 | 0.38056 | 0.3985 | 0.41478 | 0.3697 | 0.3248
Portfolio Adjusted1-in-2AllAll2026November Monthly Peak | Portfolio Adjusted | 1-in-2 | All | All | 2026 | November Monthly Peak | 11 | 25.2251 | 24.541 | 24.1311 | 24.1678 | 25.1962 | 27.4542 | 30.4434 | 33.3747 | 36.2774 | 38.4536 | 40.2303 | 41.1509 | 41.6463 | 42.1402 | 41.8162 | 40.4218 | 38.991 | 38.3601 | 36.0249 | 34.2152 | 32.7218 | 30.7389 | 28.4964 | 26.7081 | -0.03091 | 0.043647 | -0.0088293 | 0.003092 | -0.077686 | -0.14421 | -0.2635 | -0.25028 | -0.11512 | 0.046131 | 0.30205 | 1.4139 | 1.3892 | 1.3086 | 1.2606 | 1.1634 | 1.1545 | 0.94035 | 0.1096 | 0.091866 | 0.099512 | 0.03067 | 0.040178 | 0.071605 | 60.2391 | 59.8781 | 59.6207 | 59.5926 | 60.001 | 60.5814 | 59.7816 | 59.5626 | 62.7025 | 65.7023 | 68.1201 | 69.9397 | 71.1323 | 71.5321 | 70.1495 | 69.9397 | 68.771 | 66.7794 | 65.4074 | 63.839 | 63.0685 | 62.6307 | 61.8407 | 61.6115 | 0.27333 | 0.219 | 0.18421 | 0.24202 | 0.298 | 0.35979 | 0.3188 | 0.31135 | 0.1684 | 0.30804 | 0.28998 | 0.27988 | 0.25684 | 0.24591 | 0.26138 | 0.34579 | 0.28112 | 0.2906 | 0.33661 | 0.37172 | 0.39516 | 0.41538 | 0.37088 | 0.3273
Portfolio Adjusted1-in-2AllAll2026December Monthly Peak | Portfolio Adjusted | 1-in-2 | All | All | 2026 | December Monthly Peak | 12 | 23.882 | 23.3224 | 23.0422 | 23.1029 | 24.1112 | 26.3547 | 29.3615 | 32.0235 | 34.1921 | 35.2939 | 35.9305 | 36.0123 | 35.8976 | 35.8958 | 35.4897 | 34.4993 | 33.8993 | 34.3465 | 33.0511 | 31.609 | 30.3442 | 28.7497 | 26.7931 | 25.1995 | -0.049112 | 0.040706 | -0.031055 | -0.030137 | -0.13284 | -0.2571 | -0.35129 | -0.41696 | -0.25696 | -0.024018 | 0.20117 | 1.1035 | 1.0405 | 0.96542 | 0.92885 | 0.78476 | 0.79699 | 0.58821 | -0.13715 | -0.053962 | 0.012235 | -0.053179 | -0.044618 | 0.0028464 | 48.4202 | 48.1582 | 46.9351 | 48.0852 | 46.871 | 47.0744 | 46.5989 | 45.8712 | 52.89 | 57.6758 | 61.6645 | 62.9373 | 62.3732 | 66.0497 | 65.06 | 63.5132 | 61.786 | 59.6119 | 57.9354 | 54.7319 | 53.4956 | 51.9951 | 52.1974 | 52.1719 | 0.30248 | 0.2433 | 0.20571 | 0.26958 | 0.33144 | 0.40067 | 0.35855 | 0.34587 | 0.1841 | 0.32929 | 0.30194 | 0.28611 | 0.25891 | 0.24477 | 0.25961 | 0.34754 | 0.28995 | 0.30902 | 0.36532 | 0.40644 | 0.4322 | 0.45794 | 0.40952 | 0.36032
Portfolio Adjusted1-in-2AllAll2026Typical Event Day | Portfolio Adjusted | 1-in-2 | All | All | 2026 | Typical Event Day | 8 | 28.6369 | 27.6613 | 27.0299 | 26.9176 | 27.9703 | 30.7363 | 34.3195 | 37.9384 | 41.4557 | 44.1742 | 46.3932 | 47.5103 | 48.1267 | 48.6014 | 48.5082 | 47.5572 | 45.9785 | 43.6243 | 40.5986 | 39.2351 | 38.268 | 35.9089 | 33.1076 | 30.7382 | -0.011344 | 0.048884 | 0.015822 | 0.040657 | -0.018299 | -0.023037 | -0.18129 | -0.071339 | 0.045618 | 0.12778 | 0.40975 | 1.7251 | 1.7305 | 1.6277 | 1.5732 | 1.5712 | 1.5688 | 1.358 | 0.40165 | 0.26871 | 0.20817 | 0.13108 | 0.1417 | 0.15468 | 66.1579 | 65.8959 | 65.3998 | 65.1167 | 64.7907 | 65.1545 | 66.221 | 67.8724 | 72.2238 | 76.0825 | 79.8986 | 81.3262 | 82.1428 | 83.8102 | 83.8267 | 83.2567 | 83.0128 | 82.0527 | 79.0448 | 75.5025 | 72.4524 | 71.4486 | 69.7534 | 69.2782 | 0.26882 | 0.21521 | 0.18039 | 0.2363 | 0.28958 | 0.3575 | 0.31557 | 0.30499 | 0.16441 | 0.29991 | 0.28167 | 0.27214 | 0.2497 | 0.2378 | 0.25348 | 0.33873 | 0.2778 | 0.28564 | 0.33329 | 0.3737 | 0.39849 | 0.41863 | 0.37248 | 0.32546
Program Specific1-in-10Size: Over 200kWAll2016January Monthly Peak | Program Specific | 1-in-10 | Size: Over 200kW | All | 2016 | January Monthly Peak | 1 | 123.2872 | 120.4331 | 119.926 | 120.4762 | 127.6782 | 139.4677 | 156.8395 | 169.3555 | 173.0573 | 172.9511 | 173.6844 | 169.2697 | 167.3564 | 164.6017 | 160.864 | 157.9587 | 156.8941 | 157.4581 | 154.65 | 148.9632 | 145.1515 | 139.4106 | 134.4918 | 129.9983 | -0.66097 | 0.60516 | -0.34226 | -0.40631 | -1.9066 | -3.9577 | -5.0082 | -6.5716 | -4.4109 | -0.81973 | 2.3178 | 10.347 | 9.327 | 8.3456 | 7.4539 | 4.8115 | 5.0284 | 2.2829 | -3.853 | -1.9024 | -0.56322 | -1.2081 | -1.2937 | -0.54506 | 45.8762 | 44.8762 | 44.1744 | 42.7799 | 41.9817 | 41.2317 | 40.9335 | 41.3808 | 45.6009 | 50.5046 | 53.7591 | 55.5091 | 57.1055 | 57.0573 | 57.2546 | 56.5482 | 55.9427 | 54.4863 | 53.1835 | 50.7799 | 49.8762 | 49.2753 | 49.1354 | 48.7845 | 4.0065 | 3.216 | 2.7457 | 3.6096 | 4.4858 | 5.4842 | 4.9871 | 4.8185 | 2.5328 | 4.4479 | 4.0614 | 3.7924 | 3.4147 | 3.1845 | 3.3482 | 4.5034 | 3.7875 | 4.0744 | 4.8823 | 5.3967 | 5.7364 | 6.0865 | 5.4892 | 4.8497
Program Specific1-in-10Size: Over 200kWAll2016February Monthly Peak | Program Specific | 1-in-10 | Size: Over 200kW | All | 2016 | February Monthly Peak | 2 | 128.181 | 124.8917 | 123.3741 | 123.9619 | 130.1472 | 141.6138 | 158.947 | 169.8479 | 175.0462 | 176.3892 | 179.6016 | 178.0393 | 178.316 | 177.6839 | 175.3711 | 170.3515 | 165.7572 | 165.1644 | 163.031 | 157.0116 | 152.927 | 145.7683 | 139.3599 | 134.2706 | -0.54991 | 0.61655 | -0.22112 | -0.2167 | -1.5525 | -3.1995 | -4.386 | -5.3214 | -3.3945 | -0.37797 | 2.8118 | 11.7106 | 10.9446 | 9.9621 | 9.1039 | 6.7656 | 6.88 | 4.2887 | -2.2494 | -0.99664 | -0.038057 | -0.7143 | -0.77374 | -0.1249 | 54.3372 | 54.1354 | 53.539 | 53.1354 | 53.5872 | 53.2845 | 53.7363 | 53.6399 | 53.5918 | 54.0482 | 54.9473 | 55.4473 | 56.7936 | 55.3418 | 54.4427 | 53.3418 | 51.0918 | 49.789 | 48.7409 | 49.4909 | 49.2409 | 48.9863 | 49.2409 | 48.6881 | 3.7688 | 3.0178 | 2.5559 | 3.3605 | 4.1372 | 5.0383 | 4.5735 | 4.3724 | 2.3181 | 4.1023 | 3.7988 | 3.609 | 3.2921 | 3.1103 | 3.3032 | 4.3946 | 3.6232 | 3.8691 | 4.6562 | 5.1415 | 5.4613 | 5.7547 | 5.1463 | 4.5323
Program Specific1-in-10Size: Over 200kWAll2016March Monthly Peak | Program Specific | 1-in-10 | Size: Over 200kW | All | 2016 | March Monthly Peak | 3 | 136.6035 | 133.1436 | 130.4653 | 129.4558 | 133.953 | 146.499 | 165.3683 | 178.575 | 186.8511 | 192.5867 | 200.049 | 202.3097 | 204.4856 | 207.2015 | 206.105 | 199.2778 | 191.1332 | 182.9805 | 175.7357 | 172.7943 | 168.3961 | 159.9701 | 151.738 | 144.7345 | -0.2823 | 0.62372 | 0.053989 | 0.21825 | -0.74691 | -1.5119 | -3.0275 | -2.7578 | -1.202 | 0.64582 | 4.0703 | 15.1903 | 14.9238 | 13.9239 | 13.1272 | 11.8742 | 11.8229 | 9.245 | 1.7558 | 1.2755 | 1.2593 | 0.47853 | 0.48198 | 0.87458 | 58.9817 | 57.679 | 56.0299 | 55.9335 | 55.8372 | 55.1927 | 54.8945 | 56.3991 | 62.0573 | 66.9128 | 71.6101 | 74.9564 | 77.7592 | 78.4037 | 73.8646 | 72.75 | 72.3509 | 71.4473 | 69.7844 | 66.0299 | 64.7799 | 63.2271 | 62.6308 | 61.2271 | 3.2619 | 2.6126 | 2.1945 | 2.85 | 3.4584 | 4.2337 | 3.8652 | 3.7338 | 2.0096 | 3.6367 | 3.4368 | 3.3306 | 3.0659 | 2.9456 | 3.1524 | 4.175 | 3.3928 | 3.4824 | 4.0758 | 4.5925 | 4.8803 | 5.1292 | 4.5511 | 3.9676
Program Specific1-in-10Size: Over 200kWAll2016April Monthly Peak | Program Specific | 1-in-10 | Size: Over 200kW | All | 2016 | April Monthly Peak | 4 | 145.4458 | 140.9989 | 138.1834 | 136.958 | 142.2789 | 155.8273 | 171.8226 | 187.043 | 200.4659 | 212.6757 | 224.1001 | 228.5085 | 231.1084 | 232.7404 | 229.4387 | 221.4355 | 210.8766 | 199.8851 | 187.6137 | 184.364 | 180.4124 | 171.3673 | 163.0107 | 155.9827 | -0.01097 | 0.62928 | 0.33584 | 0.65786 | 0.022404 | 0.11653 | -1.7024 | -0.2125 | 1.0423 | 1.7614 | 5.5104 | 19.1059 | 19.2847 | 17.9861 | 17.0446 | 17.1393 | 16.8926 | 14.504 | 5.8826 | 3.6353 | 2.6032 | 1.7309 | 1.7956 | 1.9212 | 65.3267 | 63.9803 | 62.6806 | 63.2 | 62.2 | 61.8537 | 61.2409 | 65.0137 | 72.1464 | 78.2384 | 83.3889 | 87.0802 | 88.3212 | 88.3797 | 88.1103 | 87.7185 | 87.1945 | 85.4202 | 83.1055 | 78.3539 | 74.8989 | 72.7436 | 69.7542 | 67.8219 | 3.044 | 2.4248 | 2.0368 | 2.6425 | 3.2195 | 3.9468 | 3.5196 | 3.4272 | 1.8898 | 3.5195 | 3.3744 | 3.2971 | 3.0369 | 2.8998 | 3.0756 | 4.0659 | 3.2802 | 3.3336 | 3.8136 | 4.2952 | 4.583 | 4.8175 | 4.2852 | 3.7476
Program Specific1-in-10Size: Over 200kWAll2016May Monthly Peak | Program Specific | 1-in-10 | Size: Over 200kW | All | 2016 | May Monthly Peak | 5 | 145.1999 | 141.5977 | 138.7139 | 138.2597 | 144.5018 | 158.4517 | 173.6473 | 192.0929 | 208.5753 | 221.202 | 231.9044 | 236.0698 | 237.7254 | 237.6146 | 233.7103 | 225.3089 | 214.5197 | 203.5442 | 191.1462 | 186.9261 | 183.2211 | 172.2912 | 164.2083 | 156.6989 | 0.034105 | 0.62966 | 0.38146 | 0.73063 | 0.14672 | 0.37823 | -1.5038 | 0.18658 | 1.4421 | 1.9934 | 5.8498 | 20.0366 | 20.207 | 18.7161 | 17.7235 | 18.0269 | 17.7568 | 15.426 | 6.586 | 4.0275 | 2.8356 | 1.9209 | 1.9961 | 2.0736 | 68.5826 | 67.9335 | 67.3899 | 66.8418 | 65.9909 | 65.3899 | 64.789 | 67.9564 | 75.2293 | 80.282 | 85.0756 | 87.6811 | 87.2338 | 86.2293 | 86.0802 | 84.9747 | 82.7683 | 81.1674 | 80.8073 | 78.7592 | 74.1009 | 70.9427 | 69.6445 | 68.6399 | 3.0075 | 2.4103 | 2.0241 | 2.6403 | 3.236 | 3.9718 | 3.5201 | 3.484 | 1.9459 | 3.623 | 3.4558 | 3.3712 | 3.0918 | 2.9301 | 3.1004 | 4.0944 | 3.3019 | 3.359 | 3.8459 | 4.3117 | 4.6082 | 4.7933 | 4.2722 | 3.7261
Program Specific1-in-10Size: Over 200kWAll2016June Monthly Peak | Program Specific | 1-in-10 | Size: Over 200kW | All | 2016 | June Monthly Peak | 6 | 149.0334 | 145.0567 | 142.2715 | 141.2839 | 147.1779 | 160.4047 | 174.9403 | 193.2489 | 206.3967 | 217.4284 | 227.8013 | 231.2376 | 232.1732 | 231.9184 | 228.7788 | 221.9819 | 214.2662 | 203.9332 | 192.8821 | 186.0782 | 183.0862 | 173.4749 | 165.9091 | 158.6144 | -0.048231 | 0.65339 | 0.31011 | 0.62355 | -0.085587 | -0.11111 | -1.9241 | -0.58013 | 0.76119 | 1.6617 | 5.4904 | 19.0984 | 19.0719 | 17.6273 | 16.6821 | 16.6662 | 16.6498 | 14.2065 | 5.5015 | 3.3702 | 2.477 | 1.589 | 1.6546 | 1.8211 | 66.7289 | 64.7393 | 64.3356 | 64.1746 | 64.2228 | 64.0691 | 64.5404 | 69.1011 | 72.3618 | 75.6735 | 79.1916 | 81.3423 | 82.9462 | 83.5923 | 82.124 | 82.8813 | 82.6194 | 80.4206 | 78.9309 | 77.3617 | 75.2665 | 72.5482 | 70.9473 | 69.4789 | 3.1549 | 2.5235 | 2.1216 | 2.7575 | 3.3686 | 4.1092 | 3.6246 | 3.5818 | 1.9681 | 3.6374 | 3.4677 | 3.3748 | 3.0861 | 2.9229 | 3.1021 | 4.1229 | 3.3707 | 3.4396 | 3.9662 | 4.3854 | 4.705 | 4.9314 | 4.4115 | 3.8547
Program Specific1-in-10Size: Over 200kWAll2016July Monthly Peak | Program Specific | 1-in-10 | Size: Over 200kW | All | 2016 | July Monthly Peak | 7 | 154.5382 | 150.9883 | 147.8742 | 147.4811 | 154.4942 | 170.0892 | 184.9481 | 201.7683 | 213.7798 | 225.0666 | 235.2109 | 237.6086 | 239.3666 | 239.0286 | 236.1962 | 231.7211 | 224.8936 | 213.8529 | 201.3564 | 193.5059 | 189.7651 | 179.8061 | 171.8206 | 164.5309 | 0.09716 | 0.65989 | 0.46467 | 0.8701 | 0.33992 | 0.80355 | -1.2774 | 0.80302 | 2.0023 | 2.2612 | 6.1496 | 20.6056 | 20.8823 | 19.3447 | 18.4462 | 19.407 | 19.4691 | 17.1854 | 7.833 | 4.6711 | 3.2146 | 2.2758 | 2.381 | 2.4024 | 72.0436 | 71.7982 | 71.4473 | 71.3463 | 71.3418 | 71.1927 | 70.9909 | 72.75 | 74.961 | 78.8646 | 82.3256 | 85.3393 | 86.1857 | 87.4793 | 87.7293 | 85.9357 | 83.2774 | 81.571 | 81.3646 | 80.0091 | 76.461 | 74.4037 | 73.3027 | 73.0482 | 3.1713 | 2.5456 | 2.1365 | 2.7898 | 3.4283 | 4.2252 | 3.7147 | 3.625 | 1.9759 | 3.6505 | 3.4711 | 3.3612 | 3.084 | 2.9199 | 3.1043 | 4.1714 | 3.4284 | 3.495 | 4.0136 | 4.422 | 4.7281 | 4.9564 | 4.4289 | 3.8757
Program Specific1-in-10Size: Over 200kWAll2016August Monthly Peak | Program Specific | 1-in-10 | Size: Over 200kW | All | 2016 | August Monthly Peak | 8 | 158.975 | 154.9734 | 151.9051 | 151.4362 | 158.5056 | 175.3934 | 191.2929 | 207.4166 | 220.988 | 232.6826 | 243.683 | 246.7084 | 248.7641 | 248.5672 | 246.077 | 239.9107 | 231.8372 | 221.8606 | 209.8097 | 202.8863 | 197.0352 | 186.1154 | 177.4018 | 169.5931 | 0.12219 | 0.67292 | 0.49843 | 0.92649 | 0.41642 | 0.97487 | -1.2019 | 1.0467 | 2.2615 | 2.4233 | 6.4448 | 21.5407 | 21.8852 | 20.292 | 19.402 | 20.4031 | 20.3824 | 18.1898 | 8.4905 | 5.0847 | 3.443 | 2.4568 | 2.5641 | 2.5571 | 73.8301 | 72.9228 | 72.3228 | 71.9576 | 70.994 | 70.794 | 70.7096 | 72.0183 | 76.2943 | 80.1739 | 84.3498 | 85.9594 | 87.8762 | 86.5148 | 86.7812 | 87.1871 | 86.6124 | 86.0931 | 83.5629 | 80.964 | 77.9686 | 75.9134 | 75.3097 | 74.847 | 3.2567 | 2.6079 | 2.1903 | 2.8594 | 3.5113 | 4.3496 | 3.8355 | 3.7199 | 2.0388 | 3.7671 | 3.5902 | 3.4838 | 3.1992 | 3.031 | 3.2279 | 4.311 | 3.5276 | 3.619 | 4.1747 | 4.63 | 4.9017 | 5.1219 | 4.5646 | 3.9878
Program Specific1-in-10Size: Over 200kWAll2016September Monthly Peak | Program Specific | 1-in-10 | Size: Over 200kW | All | 2016 | September Monthly Peak | 9 | 157.1275 | 153.2584 | 150.4024 | 150.3067 | 158.6315 | 175.7877 | 195.4139 | 212.0531 | 229.5742 | 244.7442 | 256.3708 | 259.9504 | 261.7943 | 260.7795 | 257.2536 | 248.505 | 237.0091 | 226.0081 | 214.623 | 209.4365 | 199.9646 | 187.2677 | 177.0419 | 168.9448 | 0.17396 | 0.6622 | 0.54512 | 0.99813 | 0.5667 | 1.2956 | -0.9604 | 1.5645 | 2.7842 | 2.7459 | 6.9517 | 23.0443 | 23.468 | 21.7049 | 20.7147 | 21.8422 | 21.5314 | 19.33 | 9.4195 | 5.6703 | 3.7245 | 2.6928 | 2.7856 | 2.7196 | 71.9909 | 71.789 | 71.3418 | 70.9427 | 70.8945 | 70.3899 | 71.9473 | 72.5527 | 77.321 | 83.1765 | 87.6558 | 90.4585 | 90.4677 | 91.0113 | 90.6558 | 90.5503 | 90.9884 | 89.3875 | 87.532 | 82.5091 | 79.9473 | 78.2936 | 76.6973 | 75.2936 | 3.2152 | 2.5764 | 2.1666 | 2.8351 | 3.5102 | 4.3546 | 3.9141 | 3.7992 | 2.1157 | 3.9595 | 3.7744 | 3.667 | 3.3632 | 3.1766 | 3.3705 | 4.4607 | 3.6018 | 3.682 | 4.2664 | 4.7757 | 4.9707 | 5.1492 | 4.5506 | 3.9683
Program Specific1-in-10Size: Over 200kWAll2016October Monthly Peak | Program Specific | 1-in-10 | Size: Over 200kW | All | 2016 | October Monthly Peak | 10 | 154.9625 | 150.991 | 147.8105 | 146.9265 | 153.6794 | 167.4793 | 185.4318 | 201.2762 | 215.9118 | 228.7061 | 241.0625 | 246.1196 | 248.6039 | 250.5247 | 247.7863 | 239.6671 | 228.9954 | 217.5786 | 207.9673 | 200.0243 | 191.2384 | 179.0477 | 170.9973 | 164.2949 | 0.035375 | 0.66444 | 0.40386 | 0.7755 | 0.16487 | 0.42756 | -1.5863 | 0.23626 | 1.5296 | 2.0779 | 6.0877 | 20.9051 | 21.1563 | 19.759 | 18.8229 | 19.2292 | 19.0067 | 16.5495 | 7.2233 | 4.3465 | 2.9741 | 2.0198 | 2.1097 | 2.1988 | 69.8507 | 68.4351 | 67.8055 | 67.5436 | 66.1957 | 65.6505 | 65.3328 | 66.7605 | 71.6254 | 77.9237 | 83.6797 | 85.6375 | 87.6705 | 88.5696 | 87.9279 | 86.2128 | 86.0667 | 85.0694 | 82.0936 | 79.497 | 76.2574 | 73.4337 | 72.1383 | 71.048 | 3.2074 | 2.5674 | 2.1537 | 2.8032 | 3.4394 | 4.1955 | 3.7567 | 3.648 | 2.0125 | 3.7437 | 3.5904 | 3.5118 | 3.2304 | 3.0867 | 3.284 | 4.3514 | 3.5205 | 3.5863 | 4.181 | 4.6086 | 4.8029 | 4.9791 | 4.4456 | 3.9034
Program Specific1-in-10Size: Over 200kWAll2016November Monthly Peak | Program Specific | 1-in-10 | Size: Over 200kW | All | 2016 | November Monthly Peak | 11 | 144.3392 | 140.7877 | 138.2053 | 137.9996 | 144.9629 | 157.0578 | 172.0563 | 188.7601 | 202.3219 | 214.1776 | 225.491 | 229.7036 | 232.3529 | 234.4239 | 231.8092 | 223.1714 | 213.2134 | 203.6638 | 190.1391 | 181.2194 | 175.4315 | 165.5368 | 158.293 | 152.456 | -0.067449 | 0.63373 | 0.28157 | 0.57839 | -0.1398 | -0.22235 | -1.987 | -0.74681 | 0.59029 | 1.5673 | 5.3491 | 18.8079 | 18.9004 | 17.6374 | 16.7249 | 16.4839 | 16.3088 | 13.8943 | 5.1645 | 3.1362 | 2.2897 | 1.4408 | 1.4984 | 1.6896 | 65.0276 | 64.4661 | 62.5938 | 62.1844 | 61.9156 | 61.1892 | 60.6492 | 62.3385 | 68.6159 | 75.152 | 80.6075 | 84.646 | 85.9557 | 85.7073 | 85.4954 | 84.3399 | 83.0506 | 77.9217 | 74.4661 | 70.9129 | 69.1081 | 66.619 | 65.3443 | 64.1586 | 3.0756 | 2.465 | 2.0741 | 2.7109 | 3.3397 | 4.0501 | 3.5883 | 3.5223 | 1.9416 | 3.6096 | 3.4579 | 3.3745 | 3.1086 | 2.9738 | 3.163 | 4.1718 | 3.3754 | 3.4574 | 3.9351 | 4.297 | 4.5352 | 4.737 | 4.2364 | 3.7292
Program Specific1-in-10Size: Over 200kWAll2016December Monthly Peak | Program Specific | 1-in-10 | Size: Over 200kW | All | 2016 | December Monthly Peak | 12 | 125.4294 | 123.0817 | 122.1475 | 122.2062 | 128.1991 | 138.2458 | 152.6495 | 163.8185 | 168.9984 | 170.3927 | 170.4946 | 166.8656 | 164.8154 | 162.3661 | 159.9019 | 157.3237 | 157.4465 | 159.0559 | 155.0003 | 149.7516 | 145.9897 | 140.6174 | 134.9147 | 130.3947 | -0.61412 | 0.62036 | -0.29353 | -0.32751 | -1.7482 | -3.584 | -4.6004 | -5.866 | -3.8936 | -0.62284 | 2.4662 | 10.5559 | 9.6112 | 8.6175 | 7.7741 | 5.3562 | 5.6259 | 3.0222 | -3.1829 | -1.5325 | -0.357 | -0.97773 | -1.0881 | -0.38266 | 49.4863 | 48.9863 | 48.0826 | 47.5345 | 47.4863 | 46.8899 | 46.4863 | 47.1881 | 49.0918 | 51.6445 | 53.1491 | 53.6973 | 54.5963 | 55.5963 | 55.7018 | 55.7454 | 55.1445 | 53.1354 | 51.6354 | 51.3326 | 50.2271 | 50.2845 | 48.9817 | 48.5299 | 3.9187 | 3.1606 | 2.6892 | 3.5205 | 4.3299 | 5.2242 | 4.6659 | 4.4808 | 2.3784 | 4.2061 | 3.8299 | 3.5943 | 3.2336 | 3.0202 | 3.2011 | 4.3129 | 3.6572 | 3.9601 | 4.704 | 5.2131 | 5.5408 | 5.8873 | 5.2939 | 4.6782
Program Specific1-in-10Size: Over 200kWAll2016Typical Event Day | Program Specific | 1-in-10 | Size: Over 200kW | All | 2016 | Typical Event Day | 8 | 157.8368 | 153.9021 | 150.8451 | 150.393 | 157.2867 | 173.8956 | 189.727 | 205.6267 | 218.543 | 229.3275 | 239.5172 | 242.2821 | 244.2578 | 244.3034 | 242.0747 | 236.0856 | 228.36 | 218.6034 | 207.059 | 200.4573 | 194.9519 | 184.3534 | 175.7501 | 168.0146 | 0.083877 | 0.67193 | 0.45808 | 0.86369 | 0.30509 | 0.73665 | -1.3814 | 0.68845 | 1.935 | 2.2543 | 6.2154 | 20.9119 | 21.1867 | 19.6528 | 18.784 | 19.5833 | 19.5868 | 17.3558 | 7.8585 | 4.7303 | 3.2444 | 2.2762 | 2.3754 | 2.4072 | 71.1484 | 70.3123 | 69.8618 | 69.6053 | 69.3633 | 69.1114 | 69.547 | 71.6056 | 75.2345 | 79.4721 | 83.3807 | 85.7749 | 86.8689 | 87.1494 | 86.8226 | 86.6386 | 85.8744 | 84.3681 | 82.8476 | 80.211 | 77.4108 | 75.2897 | 74.0642 | 73.1669 | 3.2438 | 2.5983 | 2.1822 | 2.849 | 3.4956 | 4.3263 | 3.8164 | 3.6998 | 2.0228 | 3.7246 | 3.5401 | 3.4324 | 3.1515 | 2.9887 | 3.1858 | 4.2561 | 3.4863 | 3.5778 | 4.1333 | 4.589 | 4.8651 | 5.0894 | 4.5368 | 3.9635
Program Specific1-in-10Size: Over 200kWAll2017January Monthly Peak | Program Specific | 1-in-10 | Size: Over 200kW | All | 2017 | January Monthly Peak | 1 | 123.2875 | 120.4332 | 119.9256 | 120.4759 | 127.6783 | 139.4679 | 156.8383 | 169.3546 | 173.0567 | 172.9507 | 173.6797 | 169.2644 | 167.3509 | 164.5953 | 160.8572 | 157.9517 | 156.8866 | 157.4501 | 154.6407 | 148.9551 | 145.1446 | 139.4078 | 134.4905 | 129.9987 | -0.66188 | 0.60383 | -0.34448 | -0.40873 | -1.9088 | -3.9603 | -5.0106 | -6.574 | -4.4117 | -0.82026 | 2.3129 | 10.3389 | 9.3191 | 8.3383 | 7.4513 | 4.8139 | 5.0304 | 2.284 | -3.8515 | -1.9019 | -0.56313 | -1.2094 | -1.2932 | -0.54491 | 45.8762 | 44.8762 | 44.1744 | 42.7799 | 41.9817 | 41.2317 | 40.9335 | 41.3808 | 45.6009 | 50.5046 | 53.7591 | 55.5091 | 57.1055 | 57.0573 | 57.2546 | 56.5482 | 55.9427 | 54.4863 | 53.1835 | 50.7799 | 49.8762 | 49.2753 | 49.1354 | 48.7845 | 4.0066 | 3.2159 | 2.7455 | 3.6096 | 4.486 | 5.4845 | 4.9873 | 4.8187 | 2.5328 | 4.4482 | 4.0617 | 3.7923 | 3.4146 | 3.1843 | 3.3479 | 4.5032 | 3.7869 | 4.0738 | 4.8822 | 5.3971 | 5.7369 | 6.087 | 5.4893 | 4.8497
Program Specific1-in-10Size: Over 200kWAll2017February Monthly Peak | Program Specific | 1-in-10 | Size: Over 200kW | All | 2017 | February Monthly Peak | 2 | 128.1808 | 124.8915 | 123.3736 | 123.9616 | 130.1471 | 141.6138 | 158.9461 | 169.8468 | 175.0448 | 176.3877 | 179.596 | 178.0327 | 178.3093 | 177.6765 | 175.3632 | 170.3431 | 165.7478 | 165.1549 | 163.0205 | 157.0015 | 152.9177 | 145.7643 | 139.3582 | 134.2706 | -0.55078 | 0.61533 | -0.22308 | -0.21883 | -1.5544 | -3.2016 | -4.388 | -5.3234 | -3.3952 | -0.37843 | 2.8073 | 11.7027 | 10.9369 | 9.9549 | 9.1009 | 6.7669 | 6.881 | 4.2889 | -2.2488 | -0.99619 | -0.037783 | -0.71534 | -0.77314 | -0.12459 | 54.3372 | 54.1354 | 53.539 | 53.1354 | 53.5872 | 53.2845 | 53.7363 | 53.6399 | 53.5918 | 54.0482 | 54.9473 | 55.4473 | 56.7936 | 55.3418 | 54.4427 | 53.3418 | 51.0918 | 49.789 | 48.7409 | 49.4909 | 49.2409 | 48.9863 | 49.2409 | 48.6881 | 3.7689 | 3.0177 | 2.5557 | 3.3604 | 4.1373 | 5.0386 | 4.5737 | 4.3725 | 2.3181 | 4.1026 | 3.799 | 3.6089 | 3.2919 | 3.1102 | 3.3028 | 4.3944 | 3.6225 | 3.8684 | 4.6561 | 5.142 | 5.4618 | 5.7552 | 5.1463 | 4.5323
Program Specific1-in-10Size: Over 200kWAll2017March Monthly Peak | Program Specific | 1-in-10 | Size: Over 200kW | All | 2017 | March Monthly Peak | 3 | 136.6035 | 133.1435 | 130.4652 | 129.4559 | 133.9533 | 146.4996 | 165.3683 | 178.5745 | 186.8491 | 192.5845 | 200.0433 | 202.3036 | 204.4785 | 207.1938 | 206.0965 | 199.2683 | 191.1228 | 182.9693 | 175.7239 | 172.7823 | 168.3848 | 159.9659 | 151.7372 | 144.7348 | -0.28302 | 0.6228 | 0.052637 | 0.21679 | -0.74804 | -1.513 | -3.0288 | -2.7591 | -1.2025 | 0.64555 | 4.0669 | 15.1839 | 14.9174 | 13.9178 | 13.1237 | 11.8729 | 11.8213 | 9.2428 | 1.754 | 1.2757 | 1.26 | 0.4784 | 0.48293 | 0.87524 | 58.9817 | 57.679 | 56.0299 | 55.9335 | 55.8372 | 55.1927 | 54.8945 | 56.3991 | 62.0573 | 66.9128 | 71.6101 | 74.9564 | 77.7591 | 78.4037 | 73.8646 | 72.75 | 72.3509 | 71.4473 | 69.7845 | 66.0299 | 64.7799 | 63.2271 | 62.6308 | 61.2271 | 3.2619 | 2.6126 | 2.1943 | 2.85 | 3.4585 | 4.2339 | 3.8654 | 3.7339 | 2.0096 | 3.637 | 3.437 | 3.3306 | 3.0658 | 2.9455 | 3.1521 | 4.1747 | 3.3922 | 3.4817 | 4.0757 | 4.5928 | 4.8807 | 5.1296 | 4.5511 | 3.9676
Program Specific1-in-10Size: Over 200kWAll2017April Monthly Peak | Program Specific | 1-in-10 | Size: Over 200kW | All | 2017 | April Monthly Peak | 4 | 145.4462 | 140.999 | 138.1836 | 136.9582 | 142.2794 | 155.8279 | 171.8223 | 187.0419 | 200.4631 | 212.673 | 224.094 | 228.5017 | 231.1007 | 232.732 | 229.4296 | 221.4255 | 210.8657 | 199.8735 | 187.6014 | 184.3518 | 180.4008 | 171.3637 | 163.0104 | 155.9836 | -0.011528 | 0.62866 | 0.33503 | 0.65697 | 0.02189 | 0.1164 | -1.7031 | -0.21308 | 1.0419 | 1.7613 | 5.5081 | 19.1009 | 19.2798 | 17.9812 | 17.0405 | 17.1351 | 16.8884 | 14.4995 | 5.8785 | 3.6352 | 2.6043 | 1.7317 | 1.7969 | 1.9222 | 65.3267 | 63.9803 | 62.6806 | 63.2 | 62.2 | 61.8537 | 61.2409 | 65.0137 | 72.1464 | 78.2384 | 83.3889 | 87.0802 | 88.3212 | 88.3797 | 88.1103 | 87.7185 | 87.1945 | 85.4202 | 83.1055 | 78.3539 | 74.8989 | 72.7436 | 69.7542 | 67.8219 | 3.0441 | 2.4248 | 2.0367 | 2.6425 | 3.2196 | 3.947 | 3.5197 | 3.4273 | 1.8897 | 3.5197 | 3.3746 | 3.297 | 3.0368 | 2.8997 | 3.0753 | 4.0657 | 3.2797 | 3.333 | 3.8135 | 4.2956 | 4.5834 | 4.8179 | 4.2853 | 3.7476
Program Specific1-in-10Size: Over 200kWAll2017May Monthly Peak | Program Specific | 1-in-10 | Size: Over 200kW | All | 2017 | May Monthly Peak | 5 | 145.1998 | 141.5973 | 138.7136 | 138.2595 | 144.502 | 158.4521 | 173.6468 | 192.0924 | 208.5734 | 221.1993 | 231.898 | 236.0628 | 237.7175 | 237.6063 | 233.7016 | 225.2995 | 214.5095 | 203.5332 | 191.1348 | 186.9146 | 183.2102 | 172.2874 | 164.2078 | 156.6995 | 0.033566 | 0.62908 | 0.38072 | 0.72981 | 0.14629 | 0.37824 | -1.5044 | 0.18612 | 1.4417 | 1.9934 | 5.8476 | 20.0318 | 20.2022 | 18.7115 | 17.7195 | 18.0224 | 17.7523 | 15.4214 | 6.5817 | 4.0274 | 2.8367 | 1.9218 | 1.9974 | 2.0746 | 68.5826 | 67.9335 | 67.3899 | 66.8418 | 65.9909 | 65.3899 | 64.789 | 67.9564 | 75.2293 | 80.282 | 85.0756 | 87.6811 | 87.2338 | 86.2293 | 86.0802 | 84.9747 | 82.7683 | 81.1674 | 80.8073 | 78.7591 | 74.1009 | 70.9427 | 69.6445 | 68.6399 | 3.0075 | 2.4102 | 2.024 | 2.6403 | 3.2361 | 3.972 | 3.5203 | 3.4841 | 1.9458 | 3.6232 | 3.456 | 3.3711 | 3.0917 | 2.93 | 3.1002 | 4.0942 | 3.3014 | 3.3584 | 3.8458 | 4.3121 | 4.6085 | 4.7937 | 4.2723 | 3.7261
Program Specific1-in-10Size: Over 200kWAll2017June Monthly Peak | Program Specific | 1-in-10 | Size: Over 200kW | All | 2017 | June Monthly Peak | 6 | 149.0333 | 145.0564 | 142.2714 | 141.2837 | 147.1781 | 160.4051 | 174.9399 | 193.248 | 206.3935 | 217.4241 | 227.7937 | 231.2297 | 232.1648 | 231.9097 | 228.7698 | 221.9724 | 214.256 | 203.9222 | 192.8707 | 186.0664 | 183.075 | 173.4707 | 165.9084 | 158.6148 | -0.04882 | 0.65272 | 0.30921 | 0.62256 | -0.086195 | -0.11136 | -1.9248 | -0.58079 | 0.7608 | 1.6616 | 5.4878 | 19.093 | 19.0667 | 17.6222 | 16.6782 | 16.6625 | 16.646 | 14.2026 | 5.4979 | 3.3701 | 2.478 | 1.5896 | 1.6559 | 1.822 | 66.7289 | 64.7393 | 64.3356 | 64.1746 | 64.2228 | 64.0691 | 64.5404 | 69.1011 | 72.3618 | 75.6735 | 79.1916 | 81.3423 | 82.9462 | 83.5923 | 82.124 | 82.8813 | 82.6194 | 80.4205 | 78.9309 | 77.3616 | 75.2665 | 72.5482 | 70.9473 | 69.4789 | 3.1549 | 2.5234 | 2.1214 | 2.7575 | 3.3686 | 4.1094 | 3.6247 | 3.5819 | 1.9681 | 3.6376 | 3.4679 | 3.3747 | 3.086 | 2.9227 | 3.1019 | 4.1226 | 3.3702 | 3.4391 | 3.9662 | 4.3858 | 4.7054 | 4.9318 | 4.4115 | 3.8547
Program Specific1-in-10Size: Over 200kWAll2017July Monthly Peak | Program Specific | 1-in-10 | Size: Over 200kW | All | 2017 | July Monthly Peak | 7 | 154.5391 | 150.9891 | 147.8748 | 147.4819 | 154.4957 | 170.0908 | 184.9481 | 201.7675 | 213.7767 | 225.063 | 235.2037 | 237.6008 | 239.3583 | 239.0198 | 236.1871 | 231.7118 | 224.8837 | 213.8425 | 201.3453 | 193.4946 | 189.7542 | 179.8027 | 171.821 | 164.5325 | 0.096684 | 0.6594 | 0.46409 | 0.86945 | 0.33965 | 0.80376 | -1.2779 | 0.8027 | 2.002 | 2.2612 | 6.1477 | 20.6012 | 20.8781 | 19.3404 | 18.4421 | 19.402 | 19.4642 | 17.1805 | 7.8283 | 4.6709 | 3.2158 | 2.2769 | 2.3823 | 2.4035 | 72.0436 | 71.7982 | 71.4473 | 71.3463 | 71.3418 | 71.1927 | 70.9909 | 72.75 | 74.961 | 78.8646 | 82.3256 | 85.3393 | 86.1857 | 87.4793 | 87.7293 | 85.9357 | 83.2774 | 81.571 | 81.3646 | 80.0091 | 76.461 | 74.4037 | 73.3027 | 73.0482 | 3.1714 | 2.5455 | 2.1364 | 2.7898 | 3.4284 | 4.2255 | 3.7148 | 3.6251 | 1.9758 | 3.6507 | 3.4713 | 3.3612 | 3.0838 | 2.9198 | 3.104 | 4.1712 | 3.4279 | 3.4945 | 4.0135 | 4.4223 | 4.7285 | 4.9568 | 4.429 | 3.8758
Program Specific1-in-10Size: Over 200kWAll2017August Monthly Peak | Program Specific | 1-in-10 | Size: Over 200kW | All | 2017 | August Monthly Peak | 8 | 158.9764 | 154.9746 | 151.9061 | 151.4375 | 158.5074 | 175.3953 | 191.2932 | 207.4161 | 220.9851 | 232.6788 | 243.6762 | 246.7012 | 248.7565 | 248.5591 | 246.0686 | 239.9017 | 231.8275 | 221.8503 | 209.7987 | 202.8756 | 197.0246 | 186.1123 | 177.4025 | 169.5948 | 0.12173 | 0.67248 | 0.4979 | 0.92591 | 0.41621 | 0.97514 | -1.2023 | 1.0464 | 2.2612 | 2.4233 | 6.443 | 21.5365 | 21.8812 | 20.2879 | 19.398 | 20.3979 | 20.3773 | 18.1846 | 8.4856 | 5.0845 | 3.4443 | 2.4579 | 2.5655 | 2.5582 | 73.8301 | 72.9228 | 72.3228 | 71.9577 | 70.994 | 70.794 | 70.7096 | 72.0183 | 76.2942 | 80.1739 | 84.3498 | 85.9593 | 87.8762 | 86.5148 | 86.7812 | 87.1871 | 86.6124 | 86.0931 | 83.5629 | 80.964 | 77.9686 | 75.9134 | 75.3097 | 74.847 | 3.2568 | 2.6079 | 2.1903 | 2.8595 | 3.5114 | 4.3498 | 3.8356 | 3.72 | 2.0387 | 3.7673 | 3.5905 | 3.4837 | 3.1991 | 3.0309 | 3.2277 | 4.3108 | 3.5271 | 3.6185 | 4.1747 | 4.6304 | 4.902 | 5.1222 | 4.5648 | 3.9879
Program Specific1-in-10Size: Over 200kWAll2017September Monthly Peak | Program Specific | 1-in-10 | Size: Over 200kW | All | 2017 | September Monthly Peak | 9 | 157.1284 | 153.2591 | 150.4032 | 150.3077 | 158.6331 | 175.7895 | 195.4144 | 212.0527 | 229.5717 | 244.7413 | 256.3647 | 259.944 | 261.7874 | 260.7723 | 257.2461 | 248.4967 | 237 | 225.9984 | 214.6127 | 209.4261 | 199.9546 | 187.2651 | 177.0426 | 168.9464 | 0.17353 | 0.66181 | 0.54468 | 0.99765 | 0.56659 | 1.296 | -0.96068 | 1.5643 | 2.7839 | 2.746 | 6.9502 | 23.0405 | 23.4644 | 21.7013 | 20.7108 | 21.8367 | 21.526 | 19.3247 | 9.4143 | 5.6701 | 3.7258 | 2.694 | 2.787 | 2.7207 | 71.9909 | 71.789 | 71.3418 | 70.9427 | 70.8945 | 70.3899 | 71.9473 | 72.5527 | 77.321 | 83.1765 | 87.6558 | 90.4585 | 90.4677 | 91.0113 | 90.6558 | 90.5503 | 90.9884 | 89.3875 | 87.532 | 82.5091 | 79.9473 | 78.2936 | 76.6973 | 75.2936 | 3.2153 | 2.5764 | 2.1666 | 2.8351 | 3.5103 | 4.3548 | 3.9143 | 3.7994 | 2.1156 | 3.9598 | 3.7746 | 3.667 | 3.3631 | 3.1765 | 3.3703 | 4.4605 | 3.6013 | 3.6815 | 4.2664 | 4.776 | 4.9711 | 5.1496 | 4.5507 | 3.9684
Program Specific1-in-10Size: Over 200kWAll2017October Monthly Peak | Program Specific | 1-in-10 | Size: Over 200kW | All | 2017 | October Monthly Peak | 10 | 154.9636 | 150.9919 | 147.8113 | 146.9274 | 153.6806 | 167.4804 | 185.4321 | 201.2765 | 215.9103 | 228.7043 | 241.0574 | 246.1139 | 248.5973 | 250.5175 | 247.7786 | 239.6587 | 228.9862 | 217.5686 | 207.9566 | 200.0127 | 191.2271 | 179.045 | 170.9978 | 164.2965 | 0.034907 | 0.66395 | 0.40322 | 0.77479 | 0.16451 | 0.42759 | -1.5868 | 0.23586 | 1.5294 | 2.0778 | 6.0858 | 20.9009 | 21.1521 | 19.7548 | 18.8192 | 19.225 | 19.0025 | 16.5452 | 7.2192 | 4.3463 | 2.9752 | 2.0206 | 2.1109 | 2.1997 | 69.8507 | 68.4351 | 67.8055 | 67.5436 | 66.1957 | 65.6505 | 65.3328 | 66.7605 | 71.6254 | 77.9237 | 83.6797 | 85.6375 | 87.6705 | 88.5696 | 87.9279 | 86.2128 | 86.0667 | 85.0694 | 82.0936 | 79.497 | 76.2574 | 73.4337 | 72.1384 | 71.048 | 3.2075 | 2.5674 | 2.1536 | 2.8032 | 3.4395 | 4.1957 | 3.7569 | 3.6481 | 2.0125 | 3.7439 | 3.5906 | 3.5117 | 3.2303 | 3.0866 | 3.2838 | 4.3512 | 3.5201 | 3.5859 | 4.1809 | 4.6089 | 4.8032 | 4.9794 | 4.4457 | 3.9035
Program Specific1-in-10Size: Over 200kWAll2017November Monthly Peak | Program Specific | 1-in-10 | Size: Over 200kW | All | 2017 | November Monthly Peak | 11 | 144.3395 | 140.7878 | 138.2053 | 137.9997 | 144.9632 | 157.0584 | 172.056 | 188.7602 | 202.3204 | 214.1759 | 225.4864 | 229.6983 | 232.3468 | 234.4174 | 231.8023 | 223.1638 | 213.2047 | 203.654 | 190.1285 | 181.2084 | 175.4209 | 165.5334 | 158.2923 | 152.4564 | -0.067954 | 0.63315 | 0.28077 | 0.57752 | -0.14036 | -0.22262 | -1.9877 | -0.7474 | 0.58997 | 1.5672 | 5.3469 | 18.8033 | 18.8959 | 17.633 | 16.7216 | 16.4809 | 16.3057 | 13.8909 | 5.1614 | 3.1361 | 2.2906 | 1.4413 | 1.4995 | 1.6904 | 65.0276 | 64.4661 | 62.5938 | 62.1844 | 61.9156 | 61.1892 | 60.6492 | 62.3385 | 68.6159 | 75.152 | 80.6075 | 84.646 | 85.9557 | 85.7073 | 85.4954 | 84.3399 | 83.0506 | 77.9217 | 74.4661 | 70.9129 | 69.1081 | 66.619 | 65.3443 | 64.1586 | 3.0756 | 2.465 | 2.074 | 2.7109 | 3.3398 | 4.0503 | 3.5884 | 3.5224 | 1.9416 | 3.6098 | 3.4581 | 3.3745 | 3.1085 | 2.9737 | 3.1628 | 4.1717 | 3.3749 | 3.4569 | 3.935 | 4.2973 | 4.5355 | 4.7373 | 4.2365 | 3.7292
Program Specific1-in-10Size: Over 200kWAll2017December Monthly Peak | Program Specific | 1-in-10 | Size: Over 200kW | All | 2017 | December Monthly Peak | 12 | 125.4288 | 123.0811 | 122.1469 | 122.2057 | 128.1983 | 138.2447 | 152.6478 | 163.8172 | 168.9963 | 170.3891 | 170.4892 | 166.8599 | 164.8092 | 162.3596 | 159.8952 | 157.3168 | 157.4391 | 159.048 | 154.9921 | 149.7443 | 145.9826 | 140.6113 | 134.9115 | 130.3927 | -0.61487 | 0.61927 | -0.29527 | -0.3294 | -1.75 | -3.586 | -4.6022 | -5.8677 | -3.8942 | -0.6233 | 2.4622 | 10.5492 | 9.6046 | 8.6116 | 7.7719 | 5.3578 | 5.6272 | 3.0228 | -3.182 | -1.5322 | -0.35687 | -0.97893 | -1.0876 | -0.38245 | 49.4863 | 48.9863 | 48.0826 | 47.5345 | 47.4863 | 46.8899 | 46.4863 | 47.1881 | 49.0918 | 51.6445 | 53.1491 | 53.6973 | 54.5963 | 55.5963 | 55.7018 | 55.7454 | 55.1445 | 53.1354 | 51.6354 | 51.3326 | 50.2271 | 50.2845 | 48.9817 | 48.5299 | 3.9187 | 3.1605 | 2.6891 | 3.5204 | 4.3299 | 5.2244 | 4.666 | 4.4809 | 2.3783 | 4.2063 | 3.8301 | 3.5941 | 3.2334 | 3.0201 | 3.2008 | 4.3126 | 3.6566 | 3.9595 | 4.7039 | 5.2134 | 5.5411 | 5.8875 | 5.2937 | 4.678
Program Specific1-in-10Size: Over 200kWAll2017Typical Event Day | Program Specific | 1-in-10 | Size: Over 200kW | All | 2017 | Typical Event Day | 8 | 157.8381 | 153.9033 | 150.8461 | 150.3942 | 157.2885 | 173.8974 | 189.7272 | 205.6261 | 218.54 | 229.3236 | 239.5103 | 242.2749 | 244.2502 | 244.2953 | 242.0663 | 236.0766 | 228.3502 | 218.593 | 207.0479 | 200.4465 | 194.9412 | 184.3501 | 175.7506 | 168.0161 | 0.083406 | 0.67146 | 0.45749 | 0.86304 | 0.3048 | 0.73682 | -1.3818 | 0.68811 | 1.9347 | 2.2543 | 6.2135 | 20.9076 | 21.1825 | 19.6486 | 18.78 | 19.5785 | 19.582 | 17.3509 | 7.8539 | 4.7301 | 3.2456 | 2.2772 | 2.3767 | 2.4082 | 71.1484 | 70.3123 | 69.8619 | 69.6053 | 69.3633 | 69.1114 | 69.547 | 71.6055 | 75.2345 | 79.4721 | 83.3807 | 85.7749 | 86.8689 | 87.1494 | 86.8225 | 86.6386 | 85.8744 | 84.368 | 82.8476 | 80.211 | 77.4108 | 75.2897 | 74.0642 | 73.1669 | 3.2439 | 2.5983 | 2.1821 | 2.849 | 3.4957 | 4.3266 | 3.8166 | 3.6999 | 2.0228 | 3.7248 | 3.5403 | 3.4323 | 3.1514 | 2.9886 | 3.1856 | 4.2559 | 3.4858 | 3.5773 | 4.1332 | 4.5893 | 4.8655 | 5.0898 | 4.5369 | 3.9636
Program Specific1-in-10Size: Over 200kWAll2018January Monthly Peak | Program Specific | 1-in-10 | Size: Over 200kW | All | 2018 | January Monthly Peak | 1 | 123.2877 | 120.4333 | 119.9253 | 120.4757 | 127.6783 | 139.468 | 156.8373 | 169.3538 | 173.0563 | 172.9505 | 173.6759 | 169.2602 | 167.3465 | 164.59 | 160.8517 | 157.946 | 156.8806 | 157.4436 | 154.6332 | 148.9486 | 145.139 | 139.4055 | 134.4895 | 129.9991 | -0.66262 | 0.60275 | -0.34628 | -0.41069 | -1.9106 | -3.9623 | -5.0126 | -6.576 | -4.4123 | -0.82069 | 2.3089 | 10.3323 | 9.3127 | 8.3324 | 7.4492 | 4.8158 | 5.0319 | 2.2849 | -3.8503 | -1.9015 | -0.56305 | -1.2105 | -1.2929 | -0.54478 | 45.8762 | 44.8762 | 44.1744 | 42.7799 | 41.9817 | 41.2317 | 40.9335 | 41.3808 | 45.6009 | 50.5046 | 53.7591 | 55.5091 | 57.1055 | 57.0573 | 57.2546 | 56.5482 | 55.9427 | 54.4863 | 53.1835 | 50.7799 | 49.8762 | 49.2753 | 49.1354 | 48.7845 | 4.0066 | 3.2159 | 2.7453 | 3.6095 | 4.486 | 5.4847 | 4.9875 | 4.8188 | 2.5328 | 4.4485 | 4.062 | 3.7923 | 3.4145 | 3.1843 | 3.3477 | 4.503 | 3.7864 | 4.0733 | 4.8821 | 5.3975 | 5.7373 | 6.0874 | 5.4893 | 4.8498
Program Specific1-in-10Size: Over 200kWAll2018February Monthly Peak | Program Specific | 1-in-10 | Size: Over 200kW | All | 2018 | February Monthly Peak | 2 | 128.1807 | 124.8913 | 123.3732 | 123.9614 | 130.1471 | 141.6139 | 158.9454 | 169.8459 | 175.0436 | 176.3864 | 179.5912 | 178.0271 | 178.3035 | 177.6701 | 175.3564 | 170.3358 | 165.7398 | 165.1467 | 163.0115 | 156.9929 | 152.9098 | 145.7608 | 139.3568 | 134.2707 | -0.55153 | 0.61427 | -0.22476 | -0.22065 | -1.556 | -3.2034 | -4.3898 | -5.3251 | -3.3957 | -0.37883 | 2.8034 | 11.6959 | 10.9303 | 9.9488 | 9.0984 | 6.7681 | 6.8818 | 4.289 | -2.2483 | -0.99581 | -0.037548 | -0.71624 | -0.77262 | -0.12432 | 54.3372 | 54.1354 | 53.539 | 53.1354 | 53.5872 | 53.2845 | 53.7363 | 53.6399 | 53.5918 | 54.0482 | 54.9473 | 55.4473 | 56.7936 | 55.3418 | 54.4427 | 53.3418 | 51.0918 | 49.789 | 48.7409 | 49.4909 | 49.2409 | 48.9863 | 49.2409 | 48.6881 | 3.7689 | 3.0176 | 2.5555 | 3.3604 | 4.1374 | 5.0388 | 4.5739 | 4.3726 | 2.3181 | 4.1029 | 3.7992 | 3.6088 | 3.2918 | 3.1101 | 3.3026 | 4.3941 | 3.622 | 3.8679 | 4.656 | 5.1423 | 5.4622 | 5.7555 | 5.1463 | 4.5323
Program Specific1-in-10Size: Over 200kWAll2018March Monthly Peak | Program Specific | 1-in-10 | Size: Over 200kW | All | 2018 | March Monthly Peak | 3 | 136.6035 | 133.1434 | 130.4651 | 129.456 | 133.9535 | 146.5002 | 165.3682 | 178.574 | 186.8474 | 192.5825 | 200.0382 | 202.2981 | 204.472 | 207.1868 | 206.0888 | 199.2597 | 191.1134 | 182.9592 | 175.7133 | 172.7714 | 168.3745 | 159.9621 | 151.7366 | 144.7352 | -0.28366 | 0.62197 | 0.051416 | 0.21546 | -0.74907 | -1.5139 | -3.03 | -2.7602 | -1.2029 | 0.6453 | 4.0638 | 15.1782 | 14.9116 | 13.9123 | 13.1205 | 11.8717 | 11.8199 | 9.2409 | 1.7524 | 1.2758 | 1.2607 | 0.47828 | 0.48378 | 0.87583 | 58.9817 | 57.679 | 56.0299 | 55.9335 | 55.8372 | 55.1927 | 54.8945 | 56.3991 | 62.0573 | 66.9128 | 71.6101 | 74.9564 | 77.7591 | 78.4037 | 73.8646 | 72.75 | 72.3509 | 71.4473 | 69.7845 | 66.0299 | 64.7799 | 63.2271 | 62.6308 | 61.2271 | 3.262 | 2.6125 | 2.1942 | 2.8499 | 3.4586 | 4.2341 | 3.8656 | 3.734 | 2.0095 | 3.6372 | 3.4372 | 3.3305 | 3.0657 | 2.9454 | 3.1518 | 4.1745 | 3.3916 | 3.4812 | 4.0756 | 4.5932 | 4.8811 | 5.1299 | 4.5512 | 3.9676
Program Specific1-in-10Size: Over 200kWAll2018April Monthly Peak | Program Specific | 1-in-10 | Size: Over 200kW | All | 2018 | April Monthly Peak | 4 | 145.4466 | 140.9991 | 138.1837 | 136.9583 | 142.2798 | 155.8286 | 171.8221 | 187.0408 | 200.4605 | 212.6705 | 224.0882 | 228.4951 | 231.0934 | 232.724 | 229.4209 | 221.416 | 210.8553 | 199.8623 | 187.5897 | 184.3401 | 180.3896 | 171.3603 | 163.0101 | 155.9843 | -0.012059 | 0.62807 | 0.33426 | 0.65612 | 0.0214 | 0.11627 | -1.7037 | -0.21363 | 1.0416 | 1.7613 | 5.5058 | 19.0961 | 19.275 | 17.9765 | 17.0366 | 17.1311 | 16.8843 | 14.4953 | 5.8746 | 3.6351 | 2.6054 | 1.7324 | 1.7981 | 1.9231 | 65.3267 | 63.9803 | 62.6806 | 63.2001 | 62.2 | 61.8537 | 61.2409 | 65.0137 | 72.1464 | 78.2384 | 83.3889 | 87.0802 | 88.3212 | 88.3797 | 88.1102 | 87.7185 | 87.1945 | 85.4202 | 83.1055 | 78.3539 | 74.8989 | 72.7437 | 69.7543 | 67.8219 | 3.0441 | 2.4247 | 2.0366 | 2.6425 | 3.2197 | 3.9472 | 3.5199 | 3.4274 | 1.8896 | 3.5199 | 3.3748 | 3.297 | 3.0367 | 2.8996 | 3.0751 | 4.0654 | 3.2792 | 3.3325 | 3.8134 | 4.2959 | 4.5837 | 4.8182 | 4.2854 | 3.7476
Program Specific1-in-10Size: Over 200kWAll2018May Monthly Peak | Program Specific | 1-in-10 | Size: Over 200kW | All | 2018 | May Monthly Peak | 5 | 145.1998 | 141.597 | 138.7134 | 138.2593 | 144.5021 | 158.4526 | 173.6463 | 192.0919 | 208.5715 | 221.1966 | 231.8916 | 236.0557 | 237.7096 | 237.5979 | 233.693 | 225.29 | 214.4991 | 203.522 | 191.1233 | 186.9032 | 183.1992 | 172.2837 | 164.2072 | 156.7 | 0.033027 | 0.62849 | 0.37998 | 0.72899 | 0.14586 | 0.37825 | -1.505 | 0.18566 | 1.4414 | 1.9933 | 5.8454 | 20.027 | 20.1975 | 18.7069 | 17.7155 | 18.0179 | 17.7478 | 15.4168 | 6.5774 | 4.0272 | 2.8378 | 1.9227 | 1.9988 | 2.0756 | 68.5826 | 67.9335 | 67.39 | 66.8418 | 65.9909 | 65.39 | 64.789 | 67.9564 | 75.2292 | 80.282 | 85.0756 | 87.6811 | 87.2338 | 86.2292 | 86.0802 | 84.9747 | 82.7683 | 81.1674 | 80.8073 | 78.7591 | 74.1009 | 70.9427 | 69.6445 | 68.6399 | 3.0076 | 2.4102 | 2.0238 | 2.6403 | 3.2362 | 3.9722 | 3.5204 | 3.4842 | 1.9458 | 3.6235 | 3.4562 | 3.371 | 3.0915 | 2.93 | 3.0999 | 4.094 | 3.3008 | 3.3579 | 3.8457 | 4.3124 | 4.6089 | 4.794 | 4.2723 | 3.7261
Program Specific1-in-10Size: Over 200kWAll2018June Monthly Peak | Program Specific | 1-in-10 | Size: Over 200kW | All | 2018 | June Monthly Peak | 6 | 149.0332 | 145.0561 | 142.2712 | 141.2836 | 147.1782 | 160.4055 | 174.9395 | 193.247 | 206.3902 | 217.4196 | 227.7856 | 231.2213 | 232.156 | 231.9005 | 228.7603 | 221.9623 | 214.2452 | 203.9106 | 192.8587 | 186.054 | 183.0632 | 173.4663 | 165.9076 | 158.6151 | -0.04944 | 0.65201 | 0.30827 | 0.62152 | -0.086835 | -0.11163 | -1.9256 | -0.58149 | 0.76039 | 1.6615 | 5.485 | 19.0873 | 19.0611 | 17.6169 | 16.6741 | 16.6586 | 16.6421 | 14.1984 | 5.494 | 3.37 | 2.4791 | 1.5903 | 1.6572 | 1.823 | 66.7289 | 64.7393 | 64.3356 | 64.1746 | 64.2228 | 64.0691 | 64.5404 | 69.1011 | 72.3618 | 75.6735 | 79.1916 | 81.3423 | 82.9462 | 83.5923 | 82.124 | 82.8813 | 82.6194 | 80.4205 | 78.9309 | 77.3616 | 75.2665 | 72.5482 | 70.9473 | 69.4789 | 3.155 | 2.5234 | 2.1213 | 2.7574 | 3.3687 | 4.1096 | 3.6249 | 3.5821 | 1.968 | 3.6379 | 3.4681 | 3.3746 | 3.0858 | 2.9226 | 3.1016 | 4.1224 | 3.3697 | 3.4385 | 3.9661 | 4.3861 | 4.7058 | 4.9321 | 4.4116 | 3.8547
Program Specific1-in-10Size: Over 200kWAll2018July Monthly Peak | Program Specific | 1-in-10 | Size: Over 200kW | All | 2018 | July Monthly Peak | 7 | 154.5402 | 150.9899 | 147.8755 | 147.4827 | 154.4973 | 170.0926 | 184.9482 | 201.7667 | 213.7734 | 225.059 | 235.1958 | 237.5923 | 239.3491 | 239.0101 | 236.1771 | 231.7014 | 224.8728 | 213.831 | 201.333 | 193.4821 | 189.7421 | 179.799 | 171.8215 | 164.5342 | 0.096157 | 0.65887 | 0.46344 | 0.86873 | 0.33936 | 0.80399 | -1.2784 | 0.80236 | 2.0016 | 2.2612 | 6.1455 | 20.5963 | 20.8733 | 19.3357 | 18.4376 | 19.3965 | 19.4587 | 17.175 | 7.8231 | 4.6707 | 3.2171 | 2.2781 | 2.3838 | 2.4046 | 72.0436 | 71.7982 | 71.4473 | 71.3463 | 71.3418 | 71.1927 | 70.9909 | 72.75 | 74.961 | 78.8646 | 82.3256 | 85.3393 | 86.1856 | 87.4792 | 87.7292 | 85.9356 | 83.2774 | 81.571 | 81.3646 | 80.0091 | 76.461 | 74.4037 | 73.3027 | 73.0482 | 3.1714 | 2.5455 | 2.1363 | 2.7898 | 3.4285 | 4.2257 | 3.715 | 3.6252 | 1.9758 | 3.651 | 3.4715 | 3.3611 | 3.0837 | 2.9197 | 3.1038 | 4.171 | 3.4274 | 3.494 | 4.0134 | 4.4227 | 4.7289 | 4.9572 | 4.4291 | 3.8759
Program Specific1-in-10Size: Over 200kWAll2018August Monthly Peak | Program Specific | 1-in-10 | Size: Over 200kW | All | 2018 | August Monthly Peak | 8 | 158.978 | 154.9761 | 151.9074 | 151.439 | 158.5096 | 175.3976 | 191.2935 | 207.4155 | 220.9817 | 232.6744 | 243.6682 | 246.693 | 248.7477 | 248.5497 | 246.0589 | 239.8913 | 231.8162 | 221.8383 | 209.7859 | 202.8631 | 197.0123 | 186.1087 | 177.4032 | 169.5968 | 0.12121 | 0.67197 | 0.49729 | 0.92523 | 0.41597 | 0.97546 | -1.2027 | 1.0461 | 2.2608 | 2.4234 | 6.4409 | 21.5317 | 21.8765 | 20.2832 | 19.3934 | 20.3919 | 20.3713 | 18.1787 | 8.4798 | 5.0842 | 3.4457 | 2.4592 | 2.5671 | 2.5594 | 73.8301 | 72.9228 | 72.3228 | 71.9577 | 70.994 | 70.794 | 70.7096 | 72.0183 | 76.2942 | 80.1739 | 84.3498 | 85.9593 | 87.8762 | 86.5147 | 86.7812 | 87.187 | 86.6124 | 86.0931 | 83.5629 | 80.964 | 77.9686 | 75.9134 | 75.3097 | 74.847 | 3.2569 | 2.6079 | 2.1902 | 2.8595 | 3.5116 | 4.3501 | 3.8358 | 3.7202 | 2.0387 | 3.7676 | 3.5907 | 3.4836 | 3.199 | 3.0308 | 3.2274 | 4.3106 | 3.5266 | 3.618 | 4.1746 | 4.6308 | 4.9025 | 5.1226 | 4.5649 | 3.9879
Program Specific1-in-10Size: Over 200kWAll2018September Monthly Peak | Program Specific | 1-in-10 | Size: Over 200kW | All | 2018 | September Monthly Peak | 9 | 157.1296 | 153.26 | 150.4042 | 150.3089 | 158.6351 | 175.7917 | 195.4149 | 212.0524 | 229.5686 | 244.7378 | 256.3573 | 259.9362 | 261.779 | 260.7635 | 257.2369 | 248.4865 | 236.9888 | 225.9866 | 214.6 | 209.4135 | 199.9425 | 187.2618 | 177.0434 | 168.9483 | 0.17301 | 0.66133 | 0.54415 | 0.99706 | 0.56645 | 1.2965 | -0.96102 | 1.5642 | 2.7836 | 2.7461 | 6.9483 | 23.0359 | 23.46 | 21.6969 | 20.7059 | 21.8299 | 21.5194 | 19.3183 | 9.408 | 5.6698 | 3.7273 | 2.6955 | 2.7887 | 2.722 | 71.9909 | 71.789 | 71.3418 | 70.9427 | 70.8945 | 70.39 | 71.9473 | 72.5527 | 77.321 | 83.1765 | 87.6557 | 90.4585 | 90.4676 | 91.0112 | 90.6557 | 90.5503 | 90.9884 | 89.3875 | 87.532 | 82.5091 | 79.9473 | 78.2936 | 76.6973 | 75.2936 | 3.2154 | 2.5764 | 2.1664 | 2.8352 | 3.5105 | 4.3551 | 3.9145 | 3.7995 | 2.1156 | 3.9601 | 3.7749 | 3.6669 | 3.363 | 3.1765 | 3.3701 | 4.4603 | 3.6008 | 3.681 | 4.2663 | 4.7764 | 4.9716 | 5.15 | 4.5509 | 3.9685
Program Specific1-in-10Size: Over 200kWAll2018October Monthly Peak | Program Specific | 1-in-10 | Size: Over 200kW | All | 2018 | October Monthly Peak | 10 | 154.9651 | 150.9931 | 147.8123 | 146.9284 | 153.6822 | 167.4818 | 185.4326 | 201.2768 | 215.9085 | 228.7019 | 241.0509 | 246.1065 | 248.5888 | 250.5082 | 247.7686 | 239.648 | 228.9744 | 217.5559 | 207.9428 | 199.9978 | 191.2125 | 179.0415 | 170.9984 | 164.2985 | 0.034307 | 0.66331 | 0.4024 | 0.77389 | 0.16405 | 0.42762 | -1.5875 | 0.23534 | 1.529 | 2.0778 | 6.0833 | 20.8954 | 21.1466 | 19.7494 | 18.8144 | 19.2196 | 18.9971 | 16.5396 | 7.2139 | 4.3461 | 2.9766 | 2.0217 | 2.1124 | 2.2009 | 69.8507 | 68.4351 | 67.8055 | 67.5436 | 66.1957 | 65.6505 | 65.3328 | 66.7605 | 71.6254 | 77.9237 | 83.6797 | 85.6375 | 87.6705 | 88.5696 | 87.9279 | 86.2127 | 86.0666 | 85.0694 | 82.0936 | 79.497 | 76.2574 | 73.4337 | 72.1384 | 71.048 | 3.2076 | 2.5673 | 2.1535 | 2.8032 | 3.4397 | 4.196 | 3.7571 | 3.6482 | 2.0124 | 3.7442 | 3.5909 | 3.5117 | 3.2302 | 3.0865 | 3.2835 | 4.351 | 3.5195 | 3.5853 | 4.1808 | 4.6093 | 4.8037 | 4.9798 | 4.4458 | 3.9035
Program Specific1-in-10Size: Over 200kWAll2018November Monthly Peak | Program Specific | 1-in-10 | Size: Over 200kW | All | 2018 | November Monthly Peak | 11 | 144.3399 | 140.788 | 138.2053 | 137.9999 | 144.9636 | 157.0591 | 172.0556 | 188.7604 | 202.3184 | 214.1736 | 225.4801 | 229.6911 | 232.3385 | 234.4087 | 231.793 | 223.1535 | 213.1929 | 203.6407 | 190.1143 | 181.1935 | 175.4066 | 165.5288 | 158.2915 | 152.457 | -0.068635 | 0.63237 | 0.2797 | 0.57633 | -0.14112 | -0.22299 | -1.9886 | -0.7482 | 0.58954 | 1.5671 | 5.3439 | 18.7972 | 18.8898 | 17.6271 | 16.7171 | 16.4768 | 16.3015 | 13.8863 | 5.1571 | 3.136 | 2.2918 | 1.442 | 1.5009 | 1.6915 | 65.0276 | 64.4661 | 62.5938 | 62.1844 | 61.9156 | 61.1892 | 60.6492 | 62.3385 | 68.6159 | 75.152 | 80.6075 | 84.646 | 85.9557 | 85.7073 | 85.4953 | 84.3399 | 83.0506 | 77.9217 | 74.4661 | 70.9129 | 69.1081 | 66.619 | 65.3443 | 64.1586 | 3.0757 | 2.4649 | 2.0739 | 2.7108 | 3.3399 | 4.0505 | 3.5886 | 3.5226 | 1.9416 | 3.6101 | 3.4584 | 3.3744 | 3.1084 | 2.9736 | 3.1626 | 4.1714 | 3.3743 | 3.4563 | 3.9349 | 4.2977 | 4.5359 | 4.7377 | 4.2365 | 3.7292
Program Specific1-in-10Size: Over 200kWAll2018December Monthly Peak | Program Specific | 1-in-10 | Size: Over 200kW | All | 2018 | December Monthly Peak | 12 | 125.4279 | 123.0802 | 122.146 | 122.2049 | 128.1972 | 138.2432 | 152.6454 | 163.8153 | 168.9933 | 170.384 | 170.4816 | 166.8518 | 164.8005 | 162.3505 | 159.8858 | 157.307 | 157.4286 | 159.0368 | 154.9805 | 149.7339 | 145.9725 | 140.6025 | 134.907 | 130.3898 | -0.61594 | 0.61772 | -0.29773 | -0.33208 | -1.7524 | -3.5889 | -4.6048 | -5.8702 | -3.895 | -0.62395 | 2.4565 | 10.5398 | 9.5954 | 8.6032 | 7.7687 | 5.3601 | 5.629 | 3.0236 | -3.1807 | -1.5316 | -0.35668 | -0.98063 | -1.087 | -0.38215 | 49.4863 | 48.9863 | 48.0826 | 47.5345 | 47.4863 | 46.8899 | 46.4863 | 47.1881 | 49.0918 | 51.6445 | 53.1491 | 53.6973 | 54.5963 | 55.5963 | 55.7018 | 55.7454 | 55.1445 | 53.1354 | 51.6354 | 51.3326 | 50.2272 | 50.2845 | 48.9817 | 48.5299 | 3.9187 | 3.1603 | 2.6888 | 3.5203 | 4.33 | 5.2246 | 4.6662 | 4.4811 | 2.3782 | 4.2066 | 3.8304 | 3.594 | 3.2332 | 3.0199 | 3.2004 | 4.3123 | 3.6559 | 3.9587 | 4.7038 | 5.2139 | 5.5417 | 5.888 | 5.2935 | 4.6778
Program Specific1-in-10Size: Over 200kWAll2018Typical Event Day | Program Specific | 1-in-10 | Size: Over 200kW | All | 2018 | Typical Event Day | 8 | 157.8396 | 153.9047 | 150.8474 | 150.3956 | 157.2905 | 173.8995 | 189.7275 | 205.6255 | 218.5365 | 229.3191 | 239.5023 | 242.2666 | 244.2414 | 244.2859 | 242.0565 | 236.0661 | 228.3388 | 218.5808 | 207.0351 | 200.4339 | 194.9288 | 184.3463 | 175.7511 | 168.018 | 0.082858 | 0.6709 | 0.45681 | 0.86229 | 0.30448 | 0.73701 | -1.3824 | 0.68772 | 1.9343 | 2.2543 | 6.2112 | 20.9025 | 21.1776 | 19.6437 | 18.7754 | 19.5729 | 19.5765 | 17.3453 | 7.8485 | 4.7299 | 3.247 | 2.2784 | 2.3782 | 2.4094 | 71.1484 | 70.3123 | 69.8619 | 69.6053 | 69.3633 | 69.1114 | 69.547 | 71.6055 | 75.2345 | 79.4721 | 83.3807 | 85.7748 | 86.8689 | 87.1494 | 86.8225 | 86.6386 | 85.8744 | 84.368 | 82.8476 | 80.211 | 77.4108 | 75.2897 | 74.0642 | 73.1669 | 3.244 | 2.5983 | 2.182 | 2.849 | 3.4959 | 4.3268 | 3.8168 | 3.7001 | 2.0227 | 3.7251 | 3.5405 | 3.4322 | 3.1513 | 2.9885 | 3.1853 | 4.2557 | 3.4852 | 3.5767 | 4.1332 | 4.5897 | 4.8659 | 5.0902 | 4.537 | 3.9637
Program Specific1-in-10Size: Over 200kWAll2019January Monthly Peak | Program Specific | 1-in-10 | Size: Over 200kW | All | 2019 | January Monthly Peak | 1 | 123.288 | 120.4333 | 119.9249 | 120.4754 | 127.6784 | 139.4682 | 156.8359 | 169.3527 | 173.0557 | 172.9501 | 173.6706 | 169.2543 | 167.3403 | 164.5829 | 160.844 | 157.9381 | 156.8722 | 157.4346 | 154.6229 | 148.9396 | 145.1313 | 139.4024 | 134.488 | 129.9995 | -0.66364 | 0.60126 | -0.34877 | -0.4134 | -1.913 | -3.9652 | -5.0153 | -6.5787 | -4.4131 | -0.82129 | 2.3034 | 10.3232 | 9.3039 | 8.3243 | 7.4464 | 4.8185 | 5.0341 | 2.286 | -3.8486 | -1.9009 | -0.56295 | -1.2121 | -1.2924 | -0.54461 | 45.8762 | 44.8762 | 44.1744 | 42.7799 | 41.9817 | 41.2317 | 40.9336 | 41.3808 | 45.6009 | 50.5046 | 53.7591 | 55.5091 | 57.1055 | 57.0573 | 57.2546 | 56.5482 | 55.9427 | 54.4863 | 53.1836 | 50.7799 | 49.8762 | 49.2753 | 49.1354 | 48.7845 | 4.0067 | 3.2158 | 2.7451 | 3.6095 | 4.4862 | 5.4851 | 4.9877 | 4.819 | 2.5328 | 4.4489 | 4.0623 | 3.7922 | 3.4144 | 3.1841 | 3.3474 | 4.5027 | 3.7858 | 4.0727 | 4.882 | 5.398 | 5.7379 | 6.0879 | 5.4893 | 4.8498
Program Specific1-in-10Size: Over 200kWAll2019February Monthly Peak | Program Specific | 1-in-10 | Size: Over 200kW | All | 2019 | February Monthly Peak | 2 | 128.1805 | 124.8911 | 123.3727 | 123.9611 | 130.147 | 141.614 | 158.9445 | 169.8447 | 175.042 | 176.3846 | 179.5848 | 178.0196 | 178.2958 | 177.6616 | 175.3473 | 170.3261 | 165.729 | 165.1357 | 162.9994 | 156.9812 | 152.8991 | 145.7562 | 139.3548 | 134.2707 | -0.55253 | 0.61286 | -0.22702 | -0.2231 | -1.5581 | -3.2058 | -4.3921 | -5.3274 | -3.3965 | -0.37936 | 2.7981 | 11.6868 | 10.9214 | 9.9406 | 9.0951 | 6.7698 | 6.883 | 4.2892 | -2.2476 | -0.99531 | -0.037232 | -0.71744 | -0.77193 | -0.12397 | 54.3372 | 54.1354 | 53.539 | 53.1354 | 53.5872 | 53.2845 | 53.7363 | 53.64 | 53.5918 | 54.0482 | 54.9473 | 55.4473 | 56.7936 | 55.3418 | 54.4427 | 53.3418 | 51.0918 | 49.789 | 48.7409 | 49.4909 | 49.2409 | 48.9863 | 49.2409 | 48.6881 | 3.769 | 3.0175 | 2.5553 | 3.3603 | 4.1375 | 5.0391 | 4.5741 | 4.3728 | 2.318 | 4.1032 | 3.7995 | 3.6087 | 3.2917 | 3.1099 | 3.3022 | 4.3938 | 3.6212 | 3.8671 | 4.6559 | 5.1428 | 5.4627 | 5.756 | 5.1463 | 4.5323
Program Specific1-in-10Size: Over 200kWAll2019March Monthly Peak | Program Specific | 1-in-10 | Size: Over 200kW | All | 2019 | March Monthly Peak | 3 | 136.6035 | 133.1434 | 130.4651 | 129.456 | 133.9539 | 146.5009 | 165.3682 | 178.5734 | 186.845 | 192.5799 | 200.0314 | 202.2909 | 204.4636 | 207.1776 | 206.0788 | 199.2484 | 191.1011 | 182.9459 | 175.6994 | 172.7572 | 168.3611 | 159.9572 | 151.7357 | 144.7356 | -0.28451 | 0.62089 | 0.049816 | 0.21373 | -0.75041 | -1.5151 | -3.0315 | -2.7617 | -1.2035 | 0.64498 | 4.0597 | 15.1706 | 14.904 | 13.905 | 13.1163 | 11.8701 | 11.818 | 9.2384 | 1.7503 | 1.276 | 1.2615 | 0.47813 | 0.4849 | 0.8766 | 58.9817 | 57.679 | 56.0299 | 55.9336 | 55.8372 | 55.1927 | 54.8945 | 56.3991 | 62.0573 | 66.9128 | 71.61 | 74.9564 | 77.7591 | 78.4037 | 73.8646 | 72.75 | 72.3509 | 71.4473 | 69.7845 | 66.0299 | 64.7799 | 63.2272 | 62.6308 | 61.2272 | 3.262 | 2.6124 | 2.194 | 2.8499 | 3.4587 | 4.2343 | 3.8658 | 3.7342 | 2.0095 | 3.6375 | 3.4375 | 3.3305 | 3.0656 | 2.9453 | 3.1515 | 4.1742 | 3.3909 | 3.4805 | 4.0754 | 4.5936 | 4.8816 | 5.1303 | 4.5512 | 3.9676
Program Specific1-in-10Size: Over 200kWAll2019April Monthly Peak | Program Specific | 1-in-10 | Size: Over 200kW | All | 2019 | April Monthly Peak | 4 | 145.4471 | 140.9993 | 138.1839 | 136.9585 | 142.2804 | 155.8293 | 171.8217 | 187.0395 | 200.4571 | 212.6673 | 224.0807 | 228.4867 | 231.084 | 232.7137 | 229.4099 | 221.4039 | 210.8421 | 199.8481 | 187.5748 | 184.3252 | 180.3754 | 171.3559 | 163.0098 | 155.9853 | -0.012738 | 0.62732 | 0.33327 | 0.65503 | 0.020773 | 0.11612 | -1.7045 | -0.21434 | 1.0412 | 1.7612 | 5.503 | 19.09 | 19.269 | 17.9705 | 17.0316 | 17.126 | 16.8792 | 14.49 | 5.8696 | 3.6349 | 2.6067 | 1.7334 | 1.7997 | 1.9243 | 65.3267 | 63.9803 | 62.6806 | 63.2001 | 62.2 | 61.8537 | 61.2409 | 65.0137 | 72.1464 | 78.2384 | 83.3889 | 87.0801 | 88.3212 | 88.3797 | 88.1102 | 87.7185 | 87.1945 | 85.4202 | 83.1055 | 78.3539 | 74.8989 | 72.7437 | 69.7543 | 67.8219 | 3.0442 | 2.4247 | 2.0364 | 2.6425 | 3.2198 | 3.9474 | 3.5201 | 3.4275 | 1.8896 | 3.5202 | 3.3751 | 3.2969 | 3.0366 | 2.8995 | 3.0748 | 4.0652 | 3.2785 | 3.3318 | 3.8133 | 4.2963 | 4.5842 | 4.8187 | 4.2855 | 3.7477
Program Specific1-in-10Size: Over 200kWAll2019May Monthly Peak | Program Specific | 1-in-10 | Size: Over 200kW | All | 2019 | May Monthly Peak | 5 | 145.1997 | 141.5965 | 138.713 | 138.259 | 144.5022 | 158.4532 | 173.6456 | 192.0912 | 208.5692 | 221.1932 | 231.8836 | 236.0469 | 237.6998 | 237.5875 | 233.6822 | 225.2783 | 214.4862 | 203.5082 | 191.109 | 186.8888 | 183.1854 | 172.2791 | 164.2065 | 156.7007 | 0.032352 | 0.62776 | 0.37906 | 0.72797 | 0.14533 | 0.37826 | -1.5057 | 0.18508 | 1.441 | 1.9933 | 5.8427 | 20.021 | 20.1916 | 18.7011 | 17.7104 | 18.0123 | 17.7421 | 15.411 | 6.572 | 4.027 | 2.8393 | 1.9238 | 2.0005 | 2.0769 | 68.5826 | 67.9336 | 67.39 | 66.8418 | 65.9909 | 65.39 | 64.789 | 67.9564 | 75.2292 | 80.282 | 85.0756 | 87.6811 | 87.2338 | 86.2292 | 86.0801 | 84.9747 | 82.7683 | 81.1674 | 80.8073 | 78.7591 | 74.1009 | 70.9427 | 69.6445 | 68.64 | 3.0076 | 2.4101 | 2.0236 | 2.6402 | 3.2363 | 3.9724 | 3.5206 | 3.4843 | 1.9457 | 3.6238 | 3.4565 | 3.371 | 3.0914 | 2.9298 | 3.0996 | 4.0938 | 3.3002 | 3.3573 | 3.8456 | 4.3128 | 4.6093 | 4.7945 | 4.2724 | 3.7261
Program Specific1-in-10Size: Over 200kWAll2019June Monthly Peak | Program Specific | 1-in-10 | Size: Over 200kW | All | 2019 | June Monthly Peak | 6 | 149.0332 | 145.0558 | 142.271 | 141.2834 | 147.1784 | 160.4059 | 174.939 | 193.2458 | 206.3862 | 217.414 | 227.7758 | 231.2112 | 232.1451 | 231.8893 | 228.7487 | 221.9499 | 214.2321 | 203.8965 | 192.844 | 186.0389 | 183.0488 | 173.461 | 165.9067 | 158.6156 | -0.050198 | 0.65115 | 0.30712 | 0.62025 | -0.087618 | -0.11195 | -1.9266 | -0.58235 | 0.7599 | 1.6613 | 5.4816 | 19.0803 | 19.0543 | 17.6104 | 16.6691 | 16.6539 | 16.6373 | 14.1933 | 5.4893 | 3.3699 | 2.4804 | 1.5912 | 1.6588 | 1.8243 | 66.7289 | 64.7393 | 64.3356 | 64.1746 | 64.2228 | 64.0691 | 64.5404 | 69.1011 | 72.3618 | 75.6735 | 79.1916 | 81.3423 | 82.9462 | 83.5923 | 82.1239 | 82.8813 | 82.6194 | 80.4205 | 78.9309 | 77.3616 | 75.2665 | 72.5482 | 70.9473 | 69.4789 | 3.155 | 2.5233 | 2.1211 | 2.7574 | 3.3688 | 4.1099 | 3.6251 | 3.5822 | 1.9679 | 3.6382 | 3.4683 | 3.3745 | 3.0857 | 2.9225 | 3.1013 | 4.1221 | 3.369 | 3.4378 | 3.966 | 4.3865 | 4.7063 | 4.9325 | 4.4116 | 3.8547
Program Specific1-in-10Size: Over 200kWAll2019July Monthly Peak | Program Specific | 1-in-10 | Size: Over 200kW | All | 2019 | July Monthly Peak | 7 | 154.5415 | 150.9908 | 147.8764 | 147.4838 | 154.4992 | 170.0948 | 184.9482 | 201.7657 | 213.7693 | 225.0542 | 235.1862 | 237.582 | 239.3382 | 238.9984 | 236.1651 | 231.6891 | 224.8598 | 213.8172 | 201.3183 | 193.4671 | 189.7277 | 179.7945 | 171.8221 | 164.5363 | 0.095527 | 0.65823 | 0.46266 | 0.86787 | 0.33901 | 0.80426 | -1.2789 | 0.80194 | 2.0012 | 2.2613 | 6.143 | 20.5905 | 20.8677 | 19.33 | 18.4322 | 19.3898 | 19.4522 | 17.1685 | 7.8168 | 4.6704 | 3.2187 | 2.2795 | 2.3856 | 2.406 | 72.0436 | 71.7982 | 71.4473 | 71.3463 | 71.3418 | 71.1927 | 70.9909 | 72.75 | 74.961 | 78.8646 | 82.3256 | 85.3393 | 86.1856 | 87.4792 | 87.7292 | 85.9356 | 83.2774 | 81.571 | 81.3646 | 80.0091 | 76.461 | 74.4037 | 73.3027 | 73.0482 | 3.1716 | 2.5455 | 2.1362 | 2.7898 | 3.4287 | 4.226 | 3.7152 | 3.6254 | 1.9757 | 3.6513 | 3.4718 | 3.361 | 3.0835 | 2.9196 | 3.1034 | 4.1708 | 3.4267 | 3.4933 | 4.0134 | 4.4231 | 4.7293 | 4.9576 | 4.4292 | 3.8759
Program Specific1-in-10Size: Over 200kWAll2019August Monthly Peak | Program Specific | 1-in-10 | Size: Over 200kW | All | 2019 | August Monthly Peak | 8 | 158.9799 | 154.9778 | 151.9089 | 151.4407 | 158.5121 | 175.4002 | 191.2939 | 207.4148 | 220.9778 | 232.6693 | 243.6589 | 246.6833 | 248.7374 | 248.5387 | 246.0475 | 239.8792 | 231.8029 | 221.8242 | 209.7709 | 202.8486 | 196.9979 | 186.1044 | 177.404 | 169.5992 | 0.12059 | 0.67137 | 0.49657 | 0.92444 | 0.41568 | 0.97584 | -1.2032 | 1.0458 | 2.2604 | 2.4234 | 6.4385 | 21.526 | 21.8711 | 20.2778 | 19.3879 | 20.3849 | 20.3643 | 18.1717 | 8.4731 | 5.0839 | 3.4473 | 2.4608 | 2.5689 | 2.5609 | 73.8301 | 72.9228 | 72.3228 | 71.9577 | 70.994 | 70.794 | 70.7096 | 72.0183 | 76.2942 | 80.1738 | 84.3498 | 85.9593 | 87.8762 | 86.5147 | 86.7812 | 87.187 | 86.6124 | 86.0931 | 83.5629 | 80.964 | 77.9686 | 75.9134 | 75.3097 | 74.847 | 3.257 | 2.6079 | 2.19 | 2.8595 | 3.5118 | 4.3504 | 3.836 | 3.7203 | 2.0386 | 3.7679 | 3.591 | 3.4835 | 3.1988 | 3.0307 | 3.2271 | 4.3104 | 3.526 | 3.6173 | 4.1745 | 4.6312 | 4.903 | 5.1231 | 4.565 | 3.988
Program Specific1-in-10Size: Over 200kWAll2019September Monthly Peak | Program Specific | 1-in-10 | Size: Over 200kW | All | 2019 | September Monthly Peak | 9 | 157.1309 | 153.2611 | 150.4052 | 150.3103 | 158.6373 | 175.7942 | 195.4155 | 212.0519 | 229.565 | 244.7337 | 256.3488 | 259.9273 | 261.7694 | 260.7534 | 257.2263 | 248.4748 | 236.9759 | 225.973 | 214.5854 | 209.399 | 199.9284 | 187.2581 | 177.0443 | 168.9505 | 0.17242 | 0.66077 | 0.54354 | 0.99638 | 0.5663 | 1.2971 | -0.96142 | 1.564 | 2.7833 | 2.7462 | 6.9462 | 23.0307 | 23.4549 | 21.6918 | 20.7004 | 21.8222 | 21.5119 | 19.3108 | 9.4008 | 5.6694 | 3.7291 | 2.6973 | 2.7906 | 2.7235 | 71.9909 | 71.789 | 71.3418 | 70.9427 | 70.8945 | 70.39 | 71.9473 | 72.5527 | 77.321 | 83.1765 | 87.6557 | 90.4585 | 90.4676 | 91.0112 | 90.6557 | 90.5502 | 90.9884 | 89.3875 | 87.532 | 82.5091 | 79.9473 | 78.2936 | 76.6973 | 75.2936 | 3.2155 | 2.5764 | 2.1663 | 2.8352 | 3.5107 | 4.3554 | 3.9148 | 3.7997 | 2.1155 | 3.9604 | 3.7752 | 3.6669 | 3.3629 | 3.1764 | 3.3698 | 4.4601 | 3.6002 | 3.6804 | 4.2663 | 4.7769 | 4.9721 | 5.1505 | 4.551 | 3.9686
Program Specific1-in-10Size: Over 200kWAll2019October Monthly Peak | Program Specific | 1-in-10 | Size: Over 200kW | All | 2019 | October Monthly Peak | 10 | 154.9667 | 150.9944 | 147.8134 | 146.9296 | 153.684 | 167.4834 | 185.433 | 201.2771 | 215.9064 | 228.6993 | 241.0436 | 246.0981 | 248.5793 | 250.4978 | 247.7574 | 239.6358 | 228.961 | 217.5416 | 207.9274 | 199.981 | 191.196 | 179.0376 | 170.9992 | 164.3008 | 0.033631 | 0.66259 | 0.40148 | 0.77287 | 0.16353 | 0.42765 | -1.5883 | 0.23476 | 1.5286 | 2.0778 | 6.0805 | 20.8892 | 21.1405 | 19.7433 | 18.809 | 19.2135 | 18.991 | 16.5334 | 7.2079 | 4.3459 | 2.9782 | 2.0228 | 2.1141 | 2.2022 | 69.8507 | 68.4352 | 67.8055 | 67.5436 | 66.1957 | 65.6505 | 65.3328 | 66.7605 | 71.6253 | 77.9237 | 83.6797 | 85.6374 | 87.6705 | 88.5696 | 87.9279 | 86.2127 | 86.0666 | 85.0694 | 82.0936 | 79.497 | 76.2574 | 73.4337 | 72.1384 | 71.048 | 3.2077 | 2.5673 | 2.1534 | 2.8032 | 3.4398 | 4.1962 | 3.7573 | 3.6484 | 2.0124 | 3.7445 | 3.5912 | 3.5116 | 3.2301 | 3.0864 | 3.2832 | 4.3508 | 3.5189 | 3.5846 | 4.1807 | 4.6098 | 4.8042 | 4.9803 | 4.446 | 3.9036
Program Specific1-in-10Size: Over 200kWAll2019November Monthly Peak | Program Specific | 1-in-10 | Size: Over 200kW | All | 2019 | November Monthly Peak | 11 | 144.3403 | 140.7882 | 138.2053 | 138 | 144.9641 | 157.0599 | 172.0553 | 188.7606 | 202.3161 | 214.1711 | 225.4732 | 229.6832 | 232.3293 | 234.399 | 231.7828 | 223.1421 | 213.1799 | 203.626 | 190.0985 | 181.1771 | 175.3908 | 165.5237 | 158.2905 | 152.4576 | -0.06939 | 0.6315 | 0.2785 | 0.57502 | -0.14196 | -0.2234 | -1.9897 | -0.74907 | 0.58905 | 1.5669 | 5.3406 | 18.7905 | 18.8831 | 17.6206 | 16.7122 | 16.4724 | 16.2969 | 13.8812 | 5.1524 | 3.1359 | 2.2931 | 1.4427 | 1.5024 | 1.6926 | 65.0276 | 64.4661 | 62.5938 | 62.1844 | 61.9156 | 61.1892 | 60.6492 | 62.3385 | 68.6159 | 75.152 | 80.6075 | 84.646 | 85.9557 | 85.7073 | 85.4953 | 84.3399 | 83.0506 | 77.9217 | 74.4661 | 70.9129 | 69.1082 | 66.619 | 65.3443 | 64.1586 | 3.0758 | 2.4648 | 2.0737 | 2.7108 | 3.34 | 4.0508 | 3.5888 | 3.5227 | 1.9415 | 3.6104 | 3.4587 | 3.3744 | 3.1083 | 2.9735 | 3.1623 | 4.1712 | 3.3737 | 3.4556 | 3.9347 | 4.2981 | 4.5364 | 4.7382 | 4.2366 | 3.7293
Program Specific1-in-10Size: Over 200kWAll2019December Monthly Peak | Program Specific | 1-in-10 | Size: Over 200kW | All | 2019 | December Monthly Peak | 12 | 125.427 | 123.0793 | 122.1451 | 122.204 | 128.196 | 138.2415 | 152.6428 | 163.8133 | 168.9901 | 170.3785 | 170.4733 | 166.8429 | 164.7911 | 162.3405 | 159.8755 | 157.2964 | 157.4173 | 159.0246 | 154.9679 | 149.7226 | 145.9616 | 140.593 | 134.9021 | 130.3867 | -0.6171 | 0.61605 | -0.3004 | -0.33499 | -1.7551 | -3.592 | -4.6077 | -5.873 | -3.8959 | -0.62466 | 2.4504 | 10.5295 | 9.5853 | 8.5941 | 7.7653 | 5.3625 | 5.6309 | 3.0246 | -3.1792 | -1.531 | -0.35647 | -0.98248 | -1.0863 | -0.38183 | 49.4863 | 48.9863 | 48.0826 | 47.5345 | 47.4863 | 46.89 | 46.4863 | 47.1881 | 49.0918 | 51.6445 | 53.1491 | 53.6973 | 54.5964 | 55.5964 | 55.7018 | 55.7454 | 55.1445 | 53.1354 | 51.6354 | 51.3326 | 50.2272 | 50.2845 | 48.9817 | 48.5299 | 3.9187 | 3.1602 | 2.6885 | 3.5202 | 4.3301 | 5.2249 | 4.6664 | 4.4812 | 2.3781 | 4.2069 | 3.8307 | 3.5938 | 3.2329 | 3.0197 | 3.1999 | 4.3119 | 3.6551 | 3.9578 | 4.7037 | 5.2144 | 5.5422 | 5.8884 | 5.2933 | 4.6776
Program Specific1-in-10Size: Over 200kWAll2019Typical Event Day | Program Specific | 1-in-10 | Size: Over 200kW | All | 2019 | Typical Event Day | 8 | 157.8413 | 153.9063 | 150.8488 | 150.3973 | 157.293 | 173.902 | 189.7279 | 205.6248 | 218.5325 | 229.3137 | 239.4928 | 242.2568 | 244.231 | 244.2749 | 242.045 | 236.0538 | 228.3254 | 218.5666 | 207.02 | 200.4192 | 194.9143 | 184.3418 | 175.7517 | 168.0202 | 0.082216 | 0.67026 | 0.45601 | 0.86141 | 0.30409 | 0.73723 | -1.383 | 0.68725 | 1.9339 | 2.2543 | 6.2086 | 20.8965 | 21.1718 | 19.638 | 18.77 | 19.5663 | 19.5699 | 17.3387 | 7.8422 | 4.7297 | 3.2486 | 2.2798 | 2.38 | 2.4108 | 71.1484 | 70.3123 | 69.8619 | 69.6053 | 69.3633 | 69.1114 | 69.547 | 71.6055 | 75.2345 | 79.4721 | 83.3807 | 85.7748 | 86.8689 | 87.1494 | 86.8225 | 86.6385 | 85.8744 | 84.368 | 82.8476 | 80.211 | 77.4108 | 75.2897 | 74.0642 | 73.1669 | 3.2441 | 2.5983 | 2.1819 | 2.8491 | 3.4961 | 4.3272 | 3.817 | 3.7002 | 2.0226 | 3.7254 | 3.5408 | 3.4321 | 3.1511 | 2.9884 | 3.185 | 4.2555 | 3.4846 | 3.5761 | 4.1331 | 4.5902 | 4.8664 | 5.0906 | 4.5371 | 3.9637
Program Specific1-in-10Size: Over 200kWAll2020January Monthly Peak | Program Specific | 1-in-10 | Size: Over 200kW | All | 2020 | January Monthly Peak | 1 | 123.2884 | 120.4334 | 119.9244 | 120.4751 | 127.6785 | 139.4684 | 156.8344 | 169.3516 | 173.0551 | 172.9497 | 173.665 | 169.2481 | 167.3338 | 164.5752 | 160.8359 | 157.9297 | 156.8633 | 157.4251 | 154.6119 | 148.93 | 145.1231 | 139.399 | 134.4865 | 130 | -0.66472 | 0.59968 | -0.35141 | -0.41627 | -1.9156 | -3.9683 | -5.0182 | -6.5815 | -4.414 | -0.82193 | 2.2975 | 10.3136 | 9.2945 | 8.3156 | 7.4433 | 4.8213 | 5.0364 | 2.2873 | -3.8468 | -1.9003 | -0.56284 | -1.2137 | -1.2919 | -0.54443 | 45.8763 | 44.8763 | 44.1744 | 42.7799 | 41.9817 | 41.2317 | 40.9336 | 41.3808 | 45.6009 | 50.5046 | 53.7591 | 55.5091 | 57.1055 | 57.0573 | 57.2546 | 56.5482 | 55.9427 | 54.4863 | 53.1836 | 50.7799 | 49.8763 | 49.2753 | 49.1354 | 48.7845 | 4.0068 | 3.2157 | 2.7448 | 3.6094 | 4.4863 | 5.4854 | 4.988 | 4.8192 | 2.5327 | 4.4493 | 4.0626 | 3.7921 | 3.4143 | 3.184 | 3.3471 | 4.5025 | 3.7851 | 4.072 | 4.882 | 5.3986 | 5.7385 | 6.0885 | 5.4894 | 4.8498
Program Specific1-in-10Size: Over 200kWAll2020February Monthly Peak | Program Specific | 1-in-10 | Size: Over 200kW | All | 2020 | February Monthly Peak | 2 | 128.1803 | 124.8908 | 123.3722 | 123.9608 | 130.147 | 141.6141 | 158.9435 | 169.8434 | 175.0404 | 176.3828 | 179.5781 | 178.0118 | 178.2878 | 177.6527 | 175.3378 | 170.316 | 165.7179 | 165.1243 | 162.9869 | 156.9692 | 152.888 | 145.7514 | 139.3528 | 134.2708 | -0.55358 | 0.61139 | -0.22937 | -0.22564 | -1.5603 | -3.2083 | -4.3946 | -5.3298 | -3.3973 | -0.37991 | 2.7927 | 11.6774 | 10.9122 | 9.932 | 9.0916 | 6.7714 | 6.8841 | 4.2894 | -2.2469 | -0.99478 | -0.036904 | -0.71869 | -0.77121 | -0.1236 | 54.3372 | 54.1354 | 53.539 | 53.1354 | 53.5872 | 53.2845 | 53.7363 | 53.64 | 53.5918 | 54.0482 | 54.9473 | 55.4473 | 56.7936 | 55.3418 | 54.4427 | 53.3418 | 51.0918 | 49.789 | 48.7409 | 49.4909 | 49.2409 | 48.9863 | 49.2409 | 48.6881 | 3.769 | 3.0174 | 2.555 | 3.3603 | 4.1377 | 5.0394 | 4.5744 | 4.373 | 2.318 | 4.1036 | 3.7998 | 3.6086 | 3.2915 | 3.1098 | 3.3019 | 4.3935 | 3.6205 | 3.8664 | 4.6558 | 5.1433 | 5.4633 | 5.7565 | 5.1463 | 4.5323
Program Specific1-in-10Size: Over 200kWAll2020March Monthly Peak | Program Specific | 1-in-10 | Size: Over 200kW | All | 2020 | March Monthly Peak | 3 | 136.6035 | 133.1433 | 130.465 | 129.4561 | 133.9543 | 146.5016 | 165.3682 | 178.5728 | 186.8427 | 192.5773 | 200.0247 | 202.2835 | 204.4551 | 207.1684 | 206.0686 | 199.237 | 191.0886 | 182.9324 | 175.6853 | 172.7427 | 168.3475 | 159.9521 | 151.7348 | 144.7361 | -0.28537 | 0.61979 | 0.048196 | 0.21198 | -0.75176 | -1.5164 | -3.0331 | -2.7632 | -1.2041 | 0.64466 | 4.0556 | 15.163 | 14.8963 | 13.8977 | 13.1121 | 11.8686 | 11.8162 | 9.2359 | 1.7482 | 1.2762 | 1.2623 | 0.47797 | 0.48603 | 0.87739 | 58.9817 | 57.679 | 56.0299 | 55.9336 | 55.8372 | 55.1927 | 54.8945 | 56.3991 | 62.0573 | 66.9128 | 71.61 | 74.9564 | 77.7591 | 78.4037 | 73.8646 | 72.75 | 72.3509 | 71.4473 | 69.7845 | 66.0299 | 64.7799 | 63.2272 | 62.6308 | 61.2272 | 3.2621 | 2.6124 | 2.1938 | 2.8499 | 3.4588 | 4.2346 | 3.866 | 3.7343 | 2.0094 | 3.6378 | 3.4378 | 3.3304 | 3.0654 | 2.9452 | 3.1512 | 4.1739 | 3.3902 | 3.4797 | 4.0753 | 4.594 | 4.882 | 5.1308 | 4.5513 | 3.9677
Program Specific1-in-10Size: Over 200kWAll2020April Monthly Peak | Program Specific | 1-in-10 | Size: Over 200kW | All | 2020 | April Monthly Peak | 4 | 145.4476 | 140.9995 | 138.1841 | 136.9588 | 142.2809 | 155.8301 | 171.8214 | 187.0382 | 200.4538 | 212.664 | 224.0734 | 228.4785 | 231.0747 | 232.7036 | 229.3989 | 221.392 | 210.8289 | 199.8341 | 187.56 | 184.3104 | 180.3613 | 171.3516 | 163.0095 | 155.9863 | -0.01341 | 0.62657 | 0.33229 | 0.65396 | 0.020154 | 0.11596 | -1.7054 | -0.21503 | 1.0407 | 1.7611 | 5.5002 | 19.0839 | 19.263 | 17.9646 | 17.0267 | 17.121 | 16.8741 | 14.4847 | 5.8647 | 3.6348 | 2.608 | 1.7343 | 1.8012 | 1.9255 | 65.3267 | 63.9803 | 62.6806 | 63.2001 | 62.2001 | 61.8537 | 61.2409 | 65.0137 | 72.1464 | 78.2384 | 83.3888 | 87.0801 | 88.3212 | 88.3797 | 88.1102 | 87.7185 | 87.1945 | 85.4202 | 83.1055 | 78.3539 | 74.8989 | 72.7437 | 69.7543 | 67.8219 | 3.0443 | 2.4246 | 2.0363 | 2.6425 | 3.2199 | 3.9477 | 3.5203 | 3.4277 | 1.8895 | 3.5205 | 3.3754 | 3.2968 | 3.0365 | 2.8994 | 3.0745 | 4.0649 | 3.2779 | 3.3311 | 3.8131 | 4.2967 | 4.5846 | 4.8191 | 4.2856 | 3.7477
Program Specific1-in-10Size: Over 200kWAll2020May Monthly Peak | Program Specific | 1-in-10 | Size: Over 200kW | All | 2020 | May Monthly Peak | 5 | 145.1996 | 141.5961 | 138.7127 | 138.2588 | 144.5024 | 158.4537 | 173.645 | 192.0906 | 208.5669 | 221.19 | 231.8759 | 236.0384 | 237.6903 | 237.5775 | 233.6717 | 225.2669 | 214.4738 | 203.4948 | 191.0952 | 186.8749 | 183.1722 | 172.2746 | 164.2058 | 156.7014 | 0.031701 | 0.62706 | 0.37816 | 0.72698 | 0.14482 | 0.37828 | -1.5064 | 0.18453 | 1.4406 | 1.9933 | 5.84 | 20.0152 | 20.1859 | 18.6955 | 17.7056 | 18.0068 | 17.7367 | 15.4054 | 6.5668 | 4.0268 | 2.8406 | 1.9249 | 2.0021 | 2.0782 | 68.5827 | 67.9336 | 67.39 | 66.8418 | 65.9909 | 65.39 | 64.789 | 67.9564 | 75.2292 | 80.282 | 85.0756 | 87.681 | 87.2338 | 86.2292 | 86.0801 | 84.9747 | 82.7683 | 81.1674 | 80.8073 | 78.7591 | 74.1009 | 70.9427 | 69.6445 | 68.64 | 3.0077 | 2.41 | 2.0235 | 2.6402 | 3.2364 | 3.9726 | 3.5208 | 3.4845 | 1.9457 | 3.6241 | 3.4568 | 3.3709 | 3.0913 | 2.9297 | 3.0994 | 4.0935 | 3.2996 | 3.3566 | 3.8455 | 4.3132 | 4.6098 | 4.7949 | 4.2725 | 3.7262
Program Specific1-in-10Size: Over 200kWAll2020June Monthly Peak | Program Specific | 1-in-10 | Size: Over 200kW | All | 2020 | June Monthly Peak | 6 | 149.0331 | 145.0555 | 142.2708 | 141.2832 | 147.1785 | 160.4064 | 174.9385 | 193.2447 | 206.3824 | 217.4088 | 227.7665 | 231.2016 | 232.1349 | 231.8788 | 228.7378 | 221.9383 | 214.2197 | 203.8831 | 192.8302 | 186.0246 | 183.0352 | 173.456 | 165.9058 | 158.616 | -0.050912 | 0.65033 | 0.30604 | 0.61905 | -0.088355 | -0.11226 | -1.9275 | -0.58315 | 0.75943 | 1.6612 | 5.4784 | 19.0737 | 19.0479 | 17.6042 | 16.6643 | 16.6494 | 16.6328 | 14.1885 | 5.4849 | 3.3698 | 2.4816 | 1.5919 | 1.6603 | 1.8254 | 66.7289 | 64.7393 | 64.3356 | 64.1746 | 64.2228 | 64.0691 | 64.5404 | 69.1011 | 72.3618 | 75.6735 | 79.1916 | 81.3422 | 82.9461 | 83.5922 | 82.1239 | 82.8813 | 82.6194 | 80.4205 | 78.9309 | 77.3616 | 75.2665 | 72.5482 | 70.9473 | 69.4789 | 3.1551 | 2.5232 | 2.1209 | 2.7573 | 3.3689 | 4.1101 | 3.6253 | 3.5823 | 1.9678 | 3.6384 | 3.4686 | 3.3744 | 3.0855 | 2.9224 | 3.101 | 4.1219 | 3.3684 | 3.4372 | 3.9659 | 4.3869 | 4.7067 | 4.933 | 4.4117 | 3.8547
Program Specific1-in-10Size: Over 200kWAll2020July Monthly Peak | Program Specific | 1-in-10 | Size: Over 200kW | All | 2020 | July Monthly Peak | 7 | 154.5427 | 150.9917 | 147.8772 | 147.4847 | 154.501 | 170.0968 | 184.9483 | 201.7648 | 213.7657 | 225.0498 | 235.1775 | 237.5726 | 239.3281 | 238.9876 | 236.1541 | 231.6777 | 224.8478 | 213.8045 | 201.3048 | 193.4534 | 189.7144 | 179.7904 | 171.8226 | 164.5382 | 0.094948 | 0.65765 | 0.46195 | 0.86708 | 0.33869 | 0.80452 | -1.2795 | 0.80156 | 2.0009 | 2.2613 | 6.1407 | 20.5851 | 20.8625 | 19.3249 | 18.4272 | 19.3837 | 19.4462 | 17.1625 | 7.8111 | 4.6701 | 3.2201 | 2.2808 | 2.3872 | 2.4073 | 72.0436 | 71.7982 | 71.4473 | 71.3463 | 71.3418 | 71.1927 | 70.9909 | 72.75 | 74.961 | 78.8646 | 82.3256 | 85.3393 | 86.1856 | 87.4792 | 87.7292 | 85.9356 | 83.2774 | 81.571 | 81.3646 | 80.0091 | 76.461 | 74.4037 | 73.3027 | 73.0482 | 3.1717 | 2.5455 | 2.136 | 2.7898 | 3.4289 | 4.2263 | 3.7154 | 3.6255 | 1.9756 | 3.6515 | 3.472 | 3.3609 | 3.0834 | 2.9194 | 3.1032 | 4.1705 | 3.4262 | 3.4928 | 4.0133 | 4.4235 | 4.7298 | 4.958 | 4.4294 | 3.876
Program Specific1-in-10Size: Over 200kWAll2020August Monthly Peak | Program Specific | 1-in-10 | Size: Over 200kW | All | 2020 | August Monthly Peak | 8 | 158.9816 | 154.9793 | 151.9102 | 151.4422 | 158.5143 | 175.4025 | 191.2942 | 207.4142 | 220.9742 | 232.6646 | 243.6506 | 246.6746 | 248.7282 | 248.5288 | 246.0372 | 239.8682 | 231.791 | 221.8115 | 209.7574 | 202.8354 | 196.9849 | 186.1006 | 177.4048 | 169.6013 | 0.12004 | 0.67083 | 0.49592 | 0.92373 | 0.41542 | 0.97617 | -1.2037 | 1.0455 | 2.2601 | 2.4234 | 6.4363 | 21.5209 | 21.8661 | 20.2728 | 19.383 | 20.3785 | 20.3581 | 18.1654 | 8.4671 | 5.0836 | 3.4488 | 2.4622 | 2.5706 | 2.5622 | 73.8301 | 72.9228 | 72.3228 | 71.9577 | 70.994 | 70.794 | 70.7096 | 72.0183 | 76.2942 | 80.1738 | 84.3498 | 85.9593 | 87.8762 | 86.5147 | 86.7811 | 87.187 | 86.6124 | 86.0931 | 83.5629 | 80.964 | 77.9686 | 75.9134 | 75.3097 | 74.847 | 3.2571 | 2.6079 | 2.19 | 2.8596 | 3.5119 | 4.3507 | 3.8363 | 3.7205 | 2.0385 | 3.7682 | 3.5912 | 3.4835 | 3.1987 | 3.0306 | 3.2269 | 4.3102 | 3.5254 | 3.6168 | 4.1745 | 4.6317 | 4.9034 | 5.1235 | 4.5652 | 3.9881
Program Specific1-in-10Size: Over 200kWAll2020September Monthly Peak | Program Specific | 1-in-10 | Size: Over 200kW | All | 2020 | September Monthly Peak | 9 | 157.132 | 153.262 | 150.4062 | 150.3115 | 158.6393 | 175.7964 | 195.416 | 212.0515 | 229.5619 | 244.7301 | 256.3413 | 259.9195 | 261.7609 | 260.7445 | 257.217 | 248.4645 | 236.9646 | 225.9611 | 214.5727 | 209.3863 | 199.9162 | 187.2548 | 177.045 | 168.9525 | 0.17189 | 0.66029 | 0.543 | 0.99579 | 0.56616 | 1.2976 | -0.96176 | 1.5638 | 2.7829 | 2.7463 | 6.9443 | 23.026 | 23.4505 | 21.6873 | 20.6956 | 21.8154 | 21.5052 | 19.3043 | 9.3945 | 5.6691 | 3.7306 | 2.6988 | 2.7923 | 2.7249 | 71.9909 | 71.789 | 71.3418 | 70.9427 | 70.8945 | 70.39 | 71.9473 | 72.5527 | 77.321 | 83.1765 | 87.6557 | 90.4584 | 90.4676 | 91.0112 | 90.6557 | 90.5502 | 90.9883 | 89.3874 | 87.532 | 82.5091 | 79.9473 | 78.2936 | 76.6973 | 75.2936 | 3.2156 | 2.5763 | 2.1662 | 2.8352 | 3.5108 | 4.3557 | 3.915 | 3.7998 | 2.1155 | 3.9607 | 3.7755 | 3.6668 | 3.3628 | 3.1763 | 3.3696 | 4.4599 | 3.5997 | 3.6799 | 4.2662 | 4.7773 | 4.9725 | 5.1509 | 4.5511 | 3.9687
Program Specific1-in-10Size: Over 200kWAll2020October Monthly Peak | Program Specific | 1-in-10 | Size: Over 200kW | All | 2020 | October Monthly Peak | 10 | 154.968 | 150.9956 | 147.8144 | 146.9306 | 153.6856 | 167.4847 | 185.4335 | 201.2774 | 215.9046 | 228.697 | 241.0373 | 246.0911 | 248.5712 | 250.4889 | 247.7478 | 239.6255 | 228.9497 | 217.5293 | 207.9142 | 199.9667 | 191.182 | 179.0342 | 170.9998 | 164.3027 | 0.033054 | 0.66198 | 0.40069 | 0.772 | 0.16308 | 0.42769 | -1.5889 | 0.23426 | 1.5282 | 2.0778 | 6.0781 | 20.8839 | 21.1353 | 19.7381 | 18.8044 | 19.2083 | 18.9858 | 16.5281 | 7.2027 | 4.3457 | 2.9795 | 2.0239 | 2.1156 | 2.2033 | 69.8507 | 68.4352 | 67.8055 | 67.5436 | 66.1957 | 65.6505 | 65.3328 | 66.7605 | 71.6253 | 77.9237 | 83.6796 | 85.6374 | 87.6705 | 88.5696 | 87.9279 | 86.2127 | 86.0666 | 85.0694 | 82.0936 | 79.497 | 76.2574 | 73.4337 | 72.1384 | 71.048 | 3.2078 | 2.5673 | 2.1533 | 2.8032 | 3.44 | 4.1965 | 3.7575 | 3.6486 | 2.0123 | 3.7448 | 3.5915 | 3.5116 | 3.23 | 3.0863 | 3.283 | 4.3506 | 3.5184 | 3.584 | 4.1807 | 4.6102 | 4.8046 | 4.9807 | 4.4461 | 3.9037
Program Specific1-in-10Size: Over 200kWAll2020November Monthly Peak | Program Specific | 1-in-10 | Size: Over 200kW | All | 2020 | November Monthly Peak | 11 | 144.3406 | 140.7883 | 138.2053 | 138.0002 | 144.9645 | 157.0605 | 172.0549 | 188.7608 | 202.3142 | 214.1689 | 225.4675 | 229.6767 | 232.3217 | 234.3909 | 231.7743 | 223.1326 | 213.1692 | 203.6138 | 190.0854 | 181.1634 | 175.3777 | 165.5195 | 158.2897 | 152.458 | -0.070016 | 0.63078 | 0.27751 | 0.57393 | -0.14266 | -0.22373 | -1.9905 | -0.7498 | 0.58865 | 1.5668 | 5.3379 | 18.7849 | 18.8775 | 17.6152 | 16.7081 | 16.4687 | 16.293 | 13.8769 | 5.1484 | 3.1358 | 2.2942 | 1.4433 | 1.5037 | 1.6936 | 65.0276 | 64.4661 | 62.5938 | 62.1844 | 61.9156 | 61.1892 | 60.6492 | 62.3385 | 68.6159 | 75.152 | 80.6075 | 84.646 | 85.9557 | 85.7073 | 85.4953 | 84.3399 | 83.0506 | 77.9217 | 74.4661 | 70.9129 | 69.1082 | 66.619 | 65.3443 | 64.1586 | 3.0758 | 2.4648 | 2.0736 | 2.7108 | 3.3401 | 4.051 | 3.589 | 3.5229 | 1.9415 | 3.6107 | 3.4589 | 3.3743 | 3.1082 | 2.9735 | 3.1621 | 4.171 | 3.3732 | 3.455 | 3.9346 | 4.2985 | 4.5368 | 4.7385 | 4.2367 | 3.7293
Program Specific1-in-10Size: Over 200kWAll2020December Monthly Peak | Program Specific | 1-in-10 | Size: Over 200kW | All | 2020 | December Monthly Peak | 12 | 125.4263 | 123.0785 | 122.1443 | 122.2033 | 128.195 | 138.2401 | 152.6407 | 163.8117 | 168.9875 | 170.3741 | 170.4666 | 166.8358 | 164.7835 | 162.3325 | 159.8671 | 157.2878 | 157.4081 | 159.0147 | 154.9577 | 149.7135 | 145.9528 | 140.5853 | 134.8981 | 130.3842 | -0.61804 | 0.61469 | -0.30256 | -0.33735 | -1.7573 | -3.5945 | -4.6099 | -5.8752 | -3.8966 | -0.62523 | 2.4454 | 10.5212 | 9.5772 | 8.5868 | 7.7625 | 5.3645 | 5.6325 | 3.0253 | -3.1781 | -1.5305 | -0.3563 | -0.98398 | -1.0857 | -0.38156 | 49.4863 | 48.9863 | 48.0827 | 47.5345 | 47.4863 | 46.89 | 46.4863 | 47.1881 | 49.0918 | 51.6445 | 53.1491 | 53.6973 | 54.5964 | 55.5963 | 55.7018 | 55.7454 | 55.1445 | 53.1354 | 51.6354 | 51.3327 | 50.2272 | 50.2845 | 48.9817 | 48.5299 | 3.9188 | 3.1601 | 2.6883 | 3.5202 | 4.3301 | 5.2251 | 4.6665 | 4.4813 | 2.3781 | 4.2072 | 3.8309 | 3.5937 | 3.2328 | 3.0195 | 3.1996 | 4.3116 | 3.6544 | 3.9572 | 4.7036 | 5.2149 | 5.5427 | 5.8888 | 5.2932 | 4.6774
Program Specific1-in-10Size: Over 200kWAll2020Typical Event Day | Program Specific | 1-in-10 | Size: Over 200kW | All | 2020 | Typical Event Day | 8 | 157.8429 | 153.9077 | 150.8501 | 150.3988 | 157.2952 | 173.9043 | 189.7282 | 205.6241 | 218.5288 | 229.309 | 239.4844 | 242.248 | 244.2218 | 244.265 | 242.0347 | 236.0428 | 228.3134 | 218.5539 | 207.0065 | 200.406 | 194.9012 | 184.3378 | 175.7523 | 168.0221 | 0.08164 | 0.66968 | 0.45529 | 0.86062 | 0.30375 | 0.73744 | -1.3836 | 0.68684 | 1.9335 | 2.2543 | 6.2062 | 20.8912 | 21.1667 | 19.6329 | 18.7652 | 19.5604 | 19.564 | 17.3327 | 7.8365 | 4.7294 | 3.25 | 2.2811 | 2.3816 | 2.412 | 71.1484 | 70.3123 | 69.8619 | 69.6053 | 69.3633 | 69.1114 | 69.547 | 71.6055 | 75.2345 | 79.4721 | 83.3806 | 85.7748 | 86.8689 | 87.1493 | 86.8225 | 86.6385 | 85.8744 | 84.368 | 82.8476 | 80.211 | 77.4108 | 75.2897 | 74.0642 | 73.1669 | 3.2442 | 2.5983 | 2.1818 | 2.8491 | 3.4962 | 4.3275 | 3.8172 | 3.7004 | 2.0225 | 3.7257 | 3.5411 | 3.432 | 3.151 | 2.9883 | 3.1848 | 4.2552 | 3.4841 | 3.5755 | 4.133 | 4.5906 | 4.8669 | 5.0911 | 4.5373 | 3.9638
Program Specific1-in-10Size: Over 200kWAll2021January Monthly Peak | Program Specific | 1-in-10 | Size: Over 200kW | All | 2021 | January Monthly Peak | 1 | 123.2887 | 120.4335 | 119.924 | 120.4749 | 127.6785 | 139.4686 | 156.8331 | 169.3507 | 173.0546 | 172.9494 | 173.6604 | 169.2429 | 167.3284 | 164.5689 | 160.8292 | 157.9228 | 156.8559 | 157.4172 | 154.6028 | 148.9221 | 145.1163 | 139.3963 | 134.4852 | 130.0004 | -0.66562 | 0.59836 | -0.3536 | -0.41866 | -1.9178 | -3.9708 | -5.0206 | -6.5839 | -4.4147 | -0.82246 | 2.2927 | 10.3056 | 9.2868 | 8.3084 | 7.4408 | 4.8236 | 5.0383 | 2.2884 | -3.8453 | -1.8998 | -0.56275 | -1.215 | -1.2915 | -0.54428 | 45.8763 | 44.8763 | 44.1744 | 42.7799 | 41.9817 | 41.2317 | 40.9336 | 41.3808 | 45.6009 | 50.5046 | 53.7591 | 55.5091 | 57.1055 | 57.0573 | 57.2546 | 56.5482 | 55.9427 | 54.4863 | 53.1836 | 50.7799 | 49.8763 | 49.2753 | 49.1354 | 48.7845 | 4.0069 | 3.2157 | 2.7446 | 3.6094 | 4.4865 | 5.4857 | 4.9882 | 4.8193 | 2.5327 | 4.4496 | 4.0629 | 3.7921 | 3.4142 | 3.1839 | 3.3468 | 4.5023 | 3.7846 | 4.0715 | 4.8819 | 5.399 | 5.739 | 6.089 | 5.4894 | 4.8499
Program Specific1-in-10Size: Over 200kWAll2021February Monthly Peak | Program Specific | 1-in-10 | Size: Over 200kW | All | 2021 | February Monthly Peak | 2 | 128.1801 | 124.8906 | 123.3717 | 123.9605 | 130.147 | 141.6141 | 158.9426 | 169.8423 | 175.0389 | 176.3812 | 179.5725 | 178.0052 | 178.281 | 177.6452 | 175.3297 | 170.3074 | 165.7084 | 165.1146 | 162.9762 | 156.9589 | 152.8786 | 145.7473 | 139.3511 | 134.2708 | -0.55446 | 0.61014 | -0.23136 | -0.2278 | -1.5622 | -3.2104 | -4.3966 | -5.3319 | -3.3979 | -0.38038 | 2.7881 | 11.6693 | 10.9043 | 9.9248 | 9.0886 | 6.7728 | 6.8851 | 4.2896 | -2.2463 | -0.99433 | -0.036626 | -0.71975 | -0.7706 | -0.12328 | 54.3372 | 54.1354 | 53.539 | 53.1354 | 53.5872 | 53.2845 | 53.7363 | 53.64 | 53.5918 | 54.0482 | 54.9473 | 55.4473 | 56.7936 | 55.3418 | 54.4427 | 53.3418 | 51.0918 | 49.789 | 48.7409 | 49.4909 | 49.2409 | 48.9863 | 49.2409 | 48.6881 | 3.7691 | 3.0174 | 2.5548 | 3.3603 | 4.1378 | 5.0397 | 4.5746 | 4.3731 | 2.3179 | 4.1039 | 3.8001 | 3.6085 | 3.2914 | 3.1097 | 3.3016 | 4.3932 | 3.6199 | 3.8658 | 4.6557 | 5.1437 | 5.4637 | 5.757 | 5.1464 | 4.5323
Program Specific1-in-10Size: Over 200kWAll2021March Monthly Peak | Program Specific | 1-in-10 | Size: Over 200kW | All | 2021 | March Monthly Peak | 3 | 136.6035 | 133.1432 | 130.465 | 129.4562 | 133.9546 | 146.5022 | 165.3682 | 178.5723 | 186.8406 | 192.5749 | 200.0187 | 202.2771 | 204.4476 | 207.1603 | 206.0597 | 199.227 | 191.0778 | 182.9207 | 175.673 | 172.7301 | 168.3357 | 159.9478 | 151.7341 | 144.7365 | -0.28612 | 0.61883 | 0.046784 | 0.21045 | -0.75295 | -1.5175 | -3.0344 | -2.7645 | -1.2047 | 0.64438 | 4.052 | 15.1564 | 14.8896 | 13.8913 | 13.1084 | 11.8672 | 11.8145 | 9.2337 | 1.7464 | 1.2764 | 1.2631 | 0.47784 | 0.48701 | 0.87808 | 58.9817 | 57.679 | 56.0299 | 55.9336 | 55.8372 | 55.1927 | 54.8945 | 56.3991 | 62.0573 | 66.9128 | 71.61 | 74.9564 | 77.7591 | 78.4036 | 73.8646 | 72.75 | 72.3509 | 71.4473 | 69.7845 | 66.0299 | 64.7799 | 63.2272 | 62.6308 | 61.2272 | 3.2622 | 2.6123 | 2.1937 | 2.8499 | 3.4589 | 4.2349 | 3.8662 | 3.7345 | 2.0094 | 3.6381 | 3.438 | 3.3304 | 3.0653 | 2.9451 | 3.151 | 4.1737 | 3.3897 | 3.4791 | 4.0752 | 4.5944 | 4.8825 | 5.1312 | 4.5514 | 3.9677
Program Specific1-in-10Size: Over 200kWAll2021April Monthly Peak | Program Specific | 1-in-10 | Size: Over 200kW | All | 2021 | April Monthly Peak | 4 | 145.448 | 140.9996 | 138.1843 | 136.959 | 142.2814 | 155.8308 | 171.8212 | 187.037 | 200.4508 | 212.6612 | 224.0668 | 228.4711 | 231.0664 | 232.6946 | 229.3891 | 221.3813 | 210.8172 | 199.8215 | 187.5468 | 184.2972 | 180.3488 | 171.3477 | 163.0093 | 155.9871 | -0.01401 | 0.62591 | 0.33142 | 0.65299 | 0.0196 | 0.11582 | -1.7061 | -0.21566 | 1.0403 | 1.761 | 5.4976 | 19.0785 | 19.2576 | 17.9593 | 17.0223 | 17.1164 | 16.8695 | 14.4799 | 5.8603 | 3.6347 | 2.6092 | 1.7351 | 1.8026 | 1.9266 | 65.3267 | 63.9803 | 62.6806 | 63.2001 | 62.2001 | 61.8537 | 61.2409 | 65.0137 | 72.1464 | 78.2383 | 83.3888 | 87.0801 | 88.3212 | 88.3797 | 88.1102 | 87.7185 | 87.1945 | 85.4201 | 83.1055 | 78.3539 | 74.8989 | 72.7437 | 69.7543 | 67.8219 | 3.0444 | 2.4246 | 2.0362 | 2.6425 | 3.22 | 3.9479 | 3.5204 | 3.4278 | 1.8895 | 3.5208 | 3.3756 | 3.2968 | 3.0364 | 2.8993 | 3.0742 | 4.0647 | 3.2773 | 3.3306 | 3.813 | 4.297 | 4.585 | 4.8195 | 4.2857 | 3.7478
Program Specific1-in-10Size: Over 200kWAll2021May Monthly Peak | Program Specific | 1-in-10 | Size: Over 200kW | All | 2021 | May Monthly Peak | 5 | 145.1995 | 141.5957 | 138.7124 | 138.2585 | 144.5025 | 158.4542 | 173.6444 | 192.09 | 208.5648 | 221.187 | 231.8688 | 236.0307 | 237.6815 | 237.5683 | 233.6621 | 225.2564 | 214.4624 | 203.4826 | 191.0826 | 186.8622 | 183.16 | 172.2704 | 164.2051 | 156.702 | 0.031104 | 0.62641 | 0.37735 | 0.72607 | 0.14434 | 0.37829 | -1.5071 | 0.18402 | 1.4403 | 1.9932 | 5.8376 | 20.0099 | 20.1806 | 18.6903 | 17.7011 | 18.0019 | 17.7317 | 15.4003 | 6.5621 | 4.0267 | 2.8419 | 1.9259 | 2.0036 | 2.0793 | 68.5827 | 67.9336 | 67.39 | 66.8418 | 65.9909 | 65.39 | 64.789 | 67.9564 | 75.2292 | 80.2819 | 85.0756 | 87.681 | 87.2338 | 86.2292 | 86.0801 | 84.9746 | 82.7683 | 81.1673 | 80.8073 | 78.7591 | 74.1009 | 70.9427 | 69.6445 | 68.64 | 3.0077 | 2.4099 | 2.0233 | 2.6402 | 3.2365 | 3.9729 | 3.521 | 3.4846 | 1.9457 | 3.6243 | 3.457 | 3.3709 | 3.0912 | 2.9297 | 3.0991 | 4.0933 | 3.2991 | 3.3561 | 3.8455 | 4.3136 | 4.6102 | 4.7953 | 4.2726 | 3.7262
Program Specific1-in-10Size: Over 200kWAll2021June Monthly Peak | Program Specific | 1-in-10 | Size: Over 200kW | All | 2021 | June Monthly Peak | 6 | 149.0331 | 145.0551 | 142.2706 | 141.283 | 147.1787 | 160.4068 | 174.9381 | 193.2437 | 206.3788 | 217.4039 | 227.7578 | 231.1925 | 232.1254 | 231.8688 | 228.7276 | 221.9274 | 214.2081 | 203.8706 | 192.8173 | 186.0112 | 183.0224 | 173.4512 | 165.905 | 158.6163 | -0.051583 | 0.64957 | 0.30502 | 0.61793 | -0.089048 | -0.11255 | -1.9283 | -0.5839 | 0.75899 | 1.6611 | 5.4753 | 19.0675 | 19.0418 | 17.5984 | 16.6598 | 16.6452 | 16.6285 | 14.1839 | 5.4807 | 3.3697 | 2.4828 | 1.5927 | 1.6617 | 1.8265 | 66.7289 | 64.7393 | 64.3356 | 64.1746 | 64.2228 | 64.0692 | 64.5404 | 69.1011 | 72.3618 | 75.6735 | 79.1916 | 81.3422 | 82.9461 | 83.5922 | 82.1239 | 82.8813 | 82.6194 | 80.4205 | 78.9308 | 77.3616 | 75.2665 | 72.5482 | 70.9473 | 69.4789 | 3.1551 | 2.5232 | 2.1208 | 2.7573 | 3.369 | 4.1103 | 3.6255 | 3.5825 | 1.9678 | 3.6387 | 3.4688 | 3.3743 | 3.0854 | 2.9223 | 3.1007 | 4.1216 | 3.3679 | 3.4366 | 3.9658 | 4.3873 | 4.7071 | 4.9334 | 4.4118 | 3.8548
Program Specific1-in-10Size: Over 200kWAll2021July Monthly Peak | Program Specific | 1-in-10 | Size: Over 200kW | All | 2021 | July Monthly Peak | 7 | 154.5438 | 150.9926 | 147.8779 | 147.4856 | 154.5027 | 170.0987 | 184.9483 | 201.7639 | 213.7621 | 225.0455 | 235.1691 | 237.5635 | 239.3184 | 238.9773 | 236.1436 | 231.6667 | 224.8363 | 213.7923 | 201.2918 | 193.4401 | 189.7017 | 179.7865 | 171.8231 | 164.5401 | 0.094389 | 0.65708 | 0.46126 | 0.86632 | 0.33838 | 0.80476 | -1.28 | 0.80119 | 2.0005 | 2.2613 | 6.1384 | 20.5799 | 20.8574 | 19.3199 | 18.4225 | 19.3778 | 19.4404 | 17.1567 | 7.8055 | 4.6699 | 3.2215 | 2.2821 | 2.3888 | 2.4085 | 72.0436 | 71.7982 | 71.4473 | 71.3463 | 71.3418 | 71.1927 | 70.9909 | 72.75 | 74.961 | 78.8646 | 82.3256 | 85.3392 | 86.1856 | 87.4792 | 87.7292 | 85.9356 | 83.2774 | 81.571 | 81.3646 | 80.0091 | 76.461 | 74.4037 | 73.3027 | 73.0482 | 3.1718 | 2.5455 | 2.1359 | 2.7899 | 3.429 | 4.2266 | 3.7156 | 3.6256 | 1.9755 | 3.6518 | 3.4723 | 3.3608 | 3.0833 | 2.9193 | 3.1029 | 4.1703 | 3.4257 | 3.4922 | 4.0132 | 4.4239 | 4.7302 | 4.9584 | 4.4295 | 3.8761
Program Specific1-in-10Size: Over 200kWAll2021August Monthly Peak | Program Specific | 1-in-10 | Size: Over 200kW | All | 2021 | August Monthly Peak | 8 | 158.9832 | 154.9808 | 151.9115 | 151.4437 | 158.5166 | 175.4048 | 191.2945 | 207.4136 | 220.9707 | 232.6601 | 243.6423 | 246.6659 | 248.7191 | 248.5191 | 246.0271 | 239.8574 | 231.7792 | 221.799 | 209.7441 | 202.8225 | 196.9721 | 186.0968 | 177.4055 | 169.6033 | 0.11949 | 0.67029 | 0.49529 | 0.92303 | 0.41517 | 0.97651 | -1.2042 | 1.0452 | 2.2597 | 2.4235 | 6.4341 | 21.5158 | 21.8613 | 20.268 | 19.3782 | 20.3723 | 20.3519 | 18.1592 | 8.4612 | 5.0834 | 3.4503 | 2.4635 | 2.5722 | 2.5635 | 73.8301 | 72.9228 | 72.3228 | 71.9577 | 70.994 | 70.794 | 70.7096 | 72.0183 | 76.2942 | 80.1738 | 84.3497 | 85.9593 | 87.8762 | 86.5147 | 86.7811 | 87.187 | 86.6124 | 86.0931 | 83.5629 | 80.964 | 77.9686 | 75.9134 | 75.3097 | 74.847 | 3.2572 | 2.6079 | 2.1899 | 2.8596 | 3.5121 | 4.351 | 3.8365 | 3.7206 | 2.0385 | 3.7684 | 3.5915 | 3.4834 | 3.1986 | 3.0305 | 3.2266 | 4.31 | 3.5249 | 3.6162 | 4.1744 | 4.6321 | 4.9039 | 5.124 | 4.5653 | 3.9882
Program Specific1-in-10Size: Over 200kWAll2021September Monthly Peak | Program Specific | 1-in-10 | Size: Over 200kW | All | 2021 | September Monthly Peak | 9 | 157.1332 | 153.263 | 150.4072 | 150.3127 | 158.6413 | 175.7986 | 195.4165 | 212.0511 | 229.5587 | 244.7265 | 256.3337 | 259.9116 | 261.7523 | 260.7356 | 257.2077 | 248.4541 | 236.9532 | 225.9491 | 214.5598 | 209.3735 | 199.9038 | 187.2514 | 177.0459 | 168.9545 | 0.17136 | 0.65979 | 0.54246 | 0.99518 | 0.56603 | 1.2981 | -0.96211 | 1.5636 | 2.7826 | 2.7463 | 6.9424 | 23.0214 | 23.446 | 21.6828 | 20.6906 | 21.8085 | 21.4985 | 19.2977 | 9.3881 | 5.6688 | 3.7322 | 2.7003 | 2.794 | 2.7262 | 71.9909 | 71.789 | 71.3418 | 70.9427 | 70.8945 | 70.39 | 71.9473 | 72.5527 | 77.321 | 83.1765 | 87.6557 | 90.4584 | 90.4675 | 91.0112 | 90.6557 | 90.5502 | 90.9883 | 89.3874 | 87.5319 | 82.5091 | 79.9473 | 78.2936 | 76.6973 | 75.2936 | 3.2157 | 2.5763 | 2.1661 | 2.8352 | 3.511 | 4.356 | 3.9152 | 3.8 | 2.1154 | 3.961 | 3.7758 | 3.6668 | 3.3627 | 3.1763 | 3.3694 | 4.4598 | 3.5991 | 3.6793 | 4.2662 | 4.7778 | 4.973 | 5.1514 | 4.5513 | 3.9688
Program Specific1-in-10Size: Over 200kWAll2021October Monthly Peak | Program Specific | 1-in-10 | Size: Over 200kW | All | 2021 | October Monthly Peak | 10 | 154.9695 | 150.9967 | 147.8154 | 146.9317 | 153.6872 | 167.4861 | 185.4339 | 201.2777 | 215.9028 | 228.6946 | 241.0308 | 246.0837 | 248.5627 | 250.4797 | 247.7378 | 239.6147 | 228.9379 | 217.5166 | 207.9004 | 199.9518 | 191.1674 | 179.0307 | 171.0005 | 164.3047 | 0.032453 | 0.66134 | 0.39987 | 0.77109 | 0.16262 | 0.42772 | -1.5896 | 0.23374 | 1.5278 | 2.0777 | 6.0756 | 20.8785 | 21.1299 | 19.7327 | 18.7996 | 19.2029 | 18.9804 | 16.5225 | 7.1974 | 4.3455 | 2.9809 | 2.0249 | 2.1171 | 2.2045 | 69.8507 | 68.4352 | 67.8055 | 67.5436 | 66.1957 | 65.6505 | 65.3328 | 66.7605 | 71.6253 | 77.9237 | 83.6796 | 85.6374 | 87.6705 | 88.5696 | 87.9279 | 86.2127 | 86.0666 | 85.0694 | 82.0935 | 79.497 | 76.2574 | 73.4338 | 72.1384 | 71.048 | 3.2079 | 2.5673 | 2.1532 | 2.8032 | 3.4401 | 4.1968 | 3.7578 | 3.6488 | 2.0123 | 3.7451 | 3.5918 | 3.5116 | 3.2299 | 3.0863 | 3.2827 | 4.3504 | 3.5178 | 3.5835 | 4.1806 | 4.6106 | 4.805 | 4.9811 | 4.4462 | 3.9038
Program Specific1-in-10Size: Over 200kWAll2021November Monthly Peak | Program Specific | 1-in-10 | Size: Over 200kW | All | 2021 | November Monthly Peak | 11 | 144.341 | 140.7885 | 138.2053 | 138.0003 | 144.9649 | 157.0612 | 172.0546 | 188.7609 | 202.3122 | 214.1667 | 225.4613 | 229.6696 | 232.3135 | 234.3823 | 231.7652 | 223.1224 | 213.1576 | 203.6007 | 190.0714 | 181.1488 | 175.3637 | 165.515 | 158.2888 | 152.4586 | -0.070687 | 0.63 | 0.27645 | 0.57277 | -0.14341 | -0.2241 | -1.9914 | -0.75058 | 0.58822 | 1.5667 | 5.335 | 18.7789 | 18.8714 | 17.6094 | 16.7037 | 16.4647 | 16.2889 | 13.8724 | 5.1442 | 3.1357 | 2.2953 | 1.444 | 1.5051 | 1.6947 | 65.0276 | 64.4661 | 62.5938 | 62.1844 | 61.9156 | 61.1892 | 60.6492 | 62.3385 | 68.6159 | 75.152 | 80.6074 | 84.646 | 85.9557 | 85.7073 | 85.4953 | 84.3399 | 83.0506 | 77.9217 | 74.4661 | 70.9129 | 69.1082 | 66.619 | 65.3443 | 64.1586 | 3.0759 | 2.4648 | 2.0734 | 2.7108 | 3.3402 | 4.0513 | 3.5891 | 3.5231 | 1.9415 | 3.611 | 3.4592 | 3.3743 | 3.1081 | 2.9734 | 3.1619 | 4.1708 | 3.3726 | 3.4544 | 3.9345 | 4.2988 | 4.5372 | 4.7389 | 4.2367 | 3.7293
Program Specific1-in-10Size: Over 200kWAll2021December Monthly Peak | Program Specific | 1-in-10 | Size: Over 200kW | All | 2021 | December Monthly Peak | 12 | 125.4255 | 123.0777 | 122.1435 | 122.2025 | 128.1939 | 138.2386 | 152.6384 | 163.8099 | 168.9846 | 170.3692 | 170.4592 | 166.8279 | 164.7751 | 162.3236 | 159.858 | 157.2783 | 157.398 | 159.0039 | 154.9464 | 149.7035 | 145.943 | 140.5769 | 134.8938 | 130.3814 | -0.61907 | 0.61319 | -0.30493 | -0.33995 | -1.7596 | -3.5973 | -4.6125 | -5.8776 | -3.8973 | -0.62586 | 2.4399 | 10.5121 | 9.5682 | 8.5787 | 7.7595 | 5.3667 | 5.6343 | 3.0261 | -3.1768 | -1.53 | -0.35612 | -0.98563 | -1.0851 | -0.38128 | 49.4863 | 48.9863 | 48.0827 | 47.5345 | 47.4863 | 46.89 | 46.4863 | 47.1881 | 49.0918 | 51.6445 | 53.1491 | 53.6973 | 54.5964 | 55.5964 | 55.7018 | 55.7454 | 55.1445 | 53.1354 | 51.6354 | 51.3327 | 50.2272 | 50.2845 | 48.9817 | 48.5299 | 3.9188 | 3.16 | 2.688 | 3.5201 | 4.3302 | 5.2253 | 4.6667 | 4.4815 | 2.378 | 4.2075 | 3.8312 | 3.5935 | 3.2326 | 3.0194 | 3.1992 | 4.3113 | 3.6537 | 3.9564 | 4.7035 | 5.2153 | 5.5432 | 5.8892 | 5.293 | 4.6772
Program Specific1-in-10Size: Over 200kWAll2021Typical Event Day | Program Specific | 1-in-10 | Size: Over 200kW | All | 2021 | Typical Event Day | 8 | 157.8445 | 153.9092 | 150.8513 | 150.4002 | 157.2973 | 173.9065 | 189.7285 | 205.6235 | 218.5252 | 229.3043 | 239.476 | 242.2393 | 244.2126 | 244.2552 | 242.0246 | 236.0319 | 228.3015 | 218.5413 | 206.9932 | 200.3929 | 194.8884 | 184.3338 | 175.7529 | 168.024 | 0.081071 | 0.6691 | 0.45457 | 0.85984 | 0.30341 | 0.73764 | -1.3841 | 0.68643 | 1.9331 | 2.2543 | 6.2038 | 20.8859 | 21.1616 | 19.6278 | 18.7604 | 19.5546 | 19.5582 | 17.3269 | 7.8309 | 4.7292 | 3.2514 | 2.2823 | 2.3832 | 2.4133 | 71.1484 | 70.3123 | 69.8619 | 69.6053 | 69.3633 | 69.1114 | 69.547 | 71.6055 | 75.2345 | 79.4721 | 83.3806 | 85.7748 | 86.8689 | 87.1493 | 86.8225 | 86.6385 | 85.8744 | 84.368 | 82.8476 | 80.211 | 77.4108 | 75.2897 | 74.0642 | 73.1669 | 3.2444 | 2.5983 | 2.1817 | 2.8491 | 3.4964 | 4.3278 | 3.8174 | 3.7005 | 2.0225 | 3.7259 | 3.5413 | 3.432 | 3.1509 | 2.9882 | 3.1845 | 4.255 | 3.4835 | 3.5749 | 4.133 | 4.591 | 4.8673 | 5.0915 | 4.5374 | 3.9639
Program Specific1-in-10Size: Over 200kWAll2022January Monthly Peak | Program Specific | 1-in-10 | Size: Over 200kW | All | 2022 | January Monthly Peak | 1 | 123.2889 | 120.4336 | 119.9236 | 120.4746 | 127.6786 | 139.4688 | 156.8318 | 169.3496 | 173.054 | 172.949 | 173.6553 | 169.2373 | 167.3225 | 164.562 | 160.8218 | 157.9152 | 156.8478 | 157.4086 | 154.5929 | 148.9134 | 145.1089 | 139.3932 | 134.4838 | 130.0009 | -0.6666 | 0.59693 | -0.35599 | -0.42126 | -1.9201 | -3.9736 | -5.0232 | -6.5865 | -4.4155 | -0.82303 | 2.2874 | 10.2969 | 9.2783 | 8.3006 | 7.438 | 4.8262 | 5.0404 | 2.2895 | -3.8437 | -1.8992 | -0.56265 | -1.2165 | -1.2911 | -0.54412 | 45.8763 | 44.8763 | 44.1744 | 42.7799 | 41.9818 | 41.2318 | 40.9336 | 41.3808 | 45.6009 | 50.5046 | 53.7591 | 55.5091 | 57.1055 | 57.0573 | 57.2546 | 56.5482 | 55.9427 | 54.4863 | 53.1836 | 50.7799 | 49.8763 | 49.2754 | 49.1354 | 48.7845 | 4.007 | 3.2156 | 2.7444 | 3.6093 | 4.4866 | 5.486 | 4.9884 | 4.8195 | 2.5327 | 4.45 | 4.0632 | 3.792 | 3.4141 | 3.1838 | 3.3465 | 4.502 | 3.784 | 4.0709 | 4.8819 | 5.3995 | 5.7395 | 6.0895 | 5.4895 | 4.8499
Program Specific1-in-10Size: Over 200kWAll2022February Monthly Peak | Program Specific | 1-in-10 | Size: Over 200kW | All | 2022 | February Monthly Peak | 2 | 128.18 | 124.8903 | 123.3712 | 123.9602 | 130.1469 | 141.6142 | 158.9417 | 169.8412 | 175.0374 | 176.3795 | 179.5664 | 177.998 | 178.2737 | 177.637 | 175.3211 | 170.2982 | 165.6981 | 165.1042 | 162.9647 | 156.9478 | 152.8684 | 145.7429 | 139.3492 | 134.2708 | -0.55542 | 0.6088 | -0.23351 | -0.23013 | -1.5643 | -3.2127 | -4.3989 | -5.3341 | -3.3986 | -0.38088 | 2.7831 | 11.6607 | 10.8959 | 9.9169 | 9.0854 | 6.7744 | 6.8862 | 4.2898 | -2.2456 | -0.99385 | -0.036325 | -0.7209 | -0.76994 | -0.12294 | 54.3372 | 54.1354 | 53.539 | 53.1354 | 53.5872 | 53.2845 | 53.7363 | 53.64 | 53.5918 | 54.0482 | 54.9473 | 55.4473 | 56.7936 | 55.3418 | 54.4427 | 53.3418 | 51.0918 | 49.789 | 48.7409 | 49.4909 | 49.2409 | 48.9863 | 49.2409 | 48.6881 | 3.7692 | 3.0173 | 2.5546 | 3.3602 | 4.1379 | 5.04 | 4.5748 | 4.3733 | 2.3179 | 4.1042 | 3.8004 | 3.6084 | 3.2912 | 3.1096 | 3.3012 | 4.393 | 3.6192 | 3.8651 | 4.6556 | 5.1442 | 5.4642 | 5.7574 | 5.1464 | 4.5323
Program Specific1-in-10Size: Over 200kWAll2022March Monthly Peak | Program Specific | 1-in-10 | Size: Over 200kW | All | 2022 | March Monthly Peak | 3 | 136.6035 | 133.1432 | 130.4649 | 129.4563 | 133.9549 | 146.5029 | 165.3682 | 178.5717 | 186.8384 | 192.5725 | 200.0124 | 202.2703 | 204.4397 | 207.1517 | 206.0502 | 199.2164 | 191.0661 | 182.9082 | 175.6599 | 172.7166 | 168.323 | 159.9431 | 151.7333 | 144.7369 | -0.28692 | 0.6178 | 0.045273 | 0.20881 | -0.75421 | -1.5186 | -3.0359 | -2.7659 | -1.2052 | 0.64408 | 4.0481 | 15.1493 | 14.8824 | 13.8845 | 13.1044 | 11.8657 | 11.8128 | 9.2313 | 1.7444 | 1.2766 | 1.2638 | 0.47769 | 0.48807 | 0.87881 | 58.9817 | 57.679 | 56.0299 | 55.9336 | 55.8372 | 55.1927 | 54.8945 | 56.3991 | 62.0573 | 66.9128 | 71.61 | 74.9564 | 77.7591 | 78.4036 | 73.8646 | 72.75 | 72.3509 | 71.4473 | 69.7845 | 66.0299 | 64.7799 | 63.2272 | 62.6308 | 61.2272 | 3.2622 | 2.6123 | 2.1935 | 2.8498 | 3.459 | 4.2351 | 3.8664 | 3.7346 | 2.0094 | 3.6384 | 3.4383 | 3.3303 | 3.0652 | 2.945 | 3.1507 | 4.1734 | 3.389 | 3.4785 | 4.0751 | 4.5948 | 4.8829 | 5.1316 | 4.5515 | 3.9677
Program Specific1-in-10Size: Over 200kWAll2022April Monthly Peak | Program Specific | 1-in-10 | Size: Over 200kW | All | 2022 | April Monthly Peak | 4 | 145.4485 | 140.9998 | 138.1845 | 136.9592 | 142.282 | 155.8315 | 171.8208 | 187.0357 | 200.4476 | 212.6581 | 224.0599 | 228.4632 | 231.0576 | 232.685 | 229.3787 | 221.3699 | 210.8048 | 199.8082 | 187.5328 | 184.2833 | 180.3354 | 171.3436 | 163.009 | 155.9881 | -0.014646 | 0.6252 | 0.3305 | 0.65198 | 0.019014 | 0.11568 | -1.7069 | -0.21632 | 1.0399 | 1.761 | 5.4949 | 19.0728 | 19.2519 | 17.9537 | 17.0177 | 17.1116 | 16.8647 | 14.4749 | 5.8556 | 3.6345 | 2.6105 | 1.736 | 1.8041 | 1.9277 | 65.3267 | 63.9804 | 62.6806 | 63.2001 | 62.2001 | 61.8537 | 61.2409 | 65.0137 | 72.1464 | 78.2383 | 83.3888 | 87.0801 | 88.3212 | 88.3797 | 88.1102 | 87.7185 | 87.1945 | 85.4201 | 83.1055 | 78.3539 | 74.8989 | 72.7437 | 69.7543 | 67.822 | 3.0444 | 2.4245 | 2.036 | 2.6424 | 3.2202 | 3.9482 | 3.5206 | 3.4279 | 1.8894 | 3.521 | 3.3759 | 3.2967 | 3.0362 | 2.8993 | 3.0739 | 4.0645 | 3.2768 | 3.33 | 3.8129 | 4.2974 | 4.5854 | 4.8199 | 4.2858 | 3.7478
Program Specific1-in-10Size: Over 200kWAll2022May Monthly Peak | Program Specific | 1-in-10 | Size: Over 200kW | All | 2022 | May Monthly Peak | 5 | 145.1995 | 141.5953 | 138.712 | 138.2583 | 144.5027 | 158.4547 | 173.6438 | 192.0894 | 208.5626 | 221.1838 | 231.8614 | 236.0225 | 237.6724 | 237.5586 | 233.6521 | 225.2455 | 214.4504 | 203.4697 | 191.0693 | 186.8489 | 183.1472 | 172.2661 | 164.2045 | 156.7027 | 0.030477 | 0.62573 | 0.37649 | 0.72511 | 0.14385 | 0.3783 | -1.5077 | 0.18349 | 1.4399 | 1.9932 | 5.835 | 20.0043 | 20.1751 | 18.685 | 17.6964 | 17.9966 | 17.7265 | 15.395 | 6.5571 | 4.0265 | 2.8432 | 1.9269 | 2.0051 | 2.0805 | 68.5827 | 67.9336 | 67.39 | 66.8418 | 65.9909 | 65.39 | 64.7891 | 67.9564 | 75.2292 | 80.2819 | 85.0755 | 87.681 | 87.2338 | 86.2292 | 86.0801 | 84.9746 | 82.7682 | 81.1673 | 80.8073 | 78.7591 | 74.1009 | 70.9427 | 69.6445 | 68.64 | 3.0078 | 2.4099 | 2.0232 | 2.6401 | 3.2366 | 3.9731 | 3.5211 | 3.4848 | 1.9456 | 3.6246 | 3.4573 | 3.3708 | 3.0911 | 2.9296 | 3.0989 | 4.0931 | 3.2986 | 3.3555 | 3.8454 | 4.314 | 4.6106 | 4.7957 | 4.2727 | 3.7262
Program Specific1-in-10Size: Over 200kWAll2022June Monthly Peak | Program Specific | 1-in-10 | Size: Over 200kW | All | 2022 | June Monthly Peak | 6 | 149.033 | 145.0548 | 142.2705 | 141.2828 | 147.1788 | 160.4073 | 174.9376 | 193.2426 | 206.3751 | 217.3988 | 227.7488 | 231.1831 | 232.1153 | 231.8585 | 228.7169 | 221.916 | 214.196 | 203.8575 | 192.8038 | 185.9972 | 183.0091 | 173.4463 | 165.9041 | 158.6167 | -0.052281 | 0.64877 | 0.30396 | 0.61675 | -0.08977 | -0.11285 | -1.9292 | -0.58469 | 0.75853 | 1.6609 | 5.4722 | 19.061 | 19.0356 | 17.5924 | 16.6552 | 16.6408 | 16.6241 | 14.1792 | 5.4764 | 3.3696 | 2.484 | 1.5935 | 1.6632 | 1.8276 | 66.7289 | 64.7393 | 64.3356 | 64.1746 | 64.2228 | 64.0692 | 64.5405 | 69.1011 | 72.3618 | 75.6735 | 79.1916 | 81.3422 | 82.9461 | 83.5922 | 82.1239 | 82.8813 | 82.6193 | 80.4205 | 78.9308 | 77.3616 | 75.2665 | 72.5482 | 70.9473 | 69.4789 | 3.1552 | 2.5231 | 2.1206 | 2.7573 | 3.3691 | 4.1106 | 3.6257 | 3.5826 | 1.9677 | 3.639 | 3.4691 | 3.3742 | 3.0853 | 2.9222 | 3.1005 | 4.1214 | 3.3673 | 3.436 | 3.9657 | 4.3877 | 4.7075 | 4.9338 | 4.4119 | 3.8548
Program Specific1-in-10Size: Over 200kWAll2022July Monthly Peak | Program Specific | 1-in-10 | Size: Over 200kW | All | 2022 | July Monthly Peak | 7 | 154.545 | 150.9935 | 147.8787 | 147.4866 | 154.5045 | 170.1007 | 184.9483 | 201.763 | 213.7584 | 225.0411 | 235.1603 | 237.5542 | 239.3083 | 238.9666 | 236.1326 | 231.6554 | 224.8243 | 213.7797 | 201.2784 | 193.4265 | 189.6885 | 179.7824 | 171.8236 | 164.542 | 0.093812 | 0.6565 | 0.46055 | 0.86554 | 0.33806 | 0.80501 | -1.2805 | 0.80081 | 2.0001 | 2.2613 | 6.1361 | 20.5746 | 20.8522 | 19.3147 | 18.4175 | 19.3717 | 19.4344 | 17.1507 | 7.7998 | 4.6696 | 3.223 | 2.2834 | 2.3904 | 2.4098 | 72.0436 | 71.7982 | 71.4473 | 71.3463 | 71.3418 | 71.1927 | 70.9909 | 72.75 | 74.961 | 78.8646 | 82.3255 | 85.3392 | 86.1856 | 87.4792 | 87.7292 | 85.9356 | 83.2774 | 81.571 | 81.3646 | 80.0091 | 76.461 | 74.4037 | 73.3027 | 73.0482 | 3.1719 | 2.5454 | 2.1358 | 2.7899 | 3.4292 | 4.2269 | 3.7158 | 3.6258 | 1.9755 | 3.6521 | 3.4725 | 3.3607 | 3.0831 | 2.9192 | 3.1026 | 4.1701 | 3.4251 | 3.4917 | 4.0132 | 4.4243 | 4.7306 | 4.9589 | 4.4296 | 3.8762
Program Specific1-in-10Size: Over 200kWAll2022August Monthly Peak | Program Specific | 1-in-10 | Size: Over 200kW | All | 2022 | August Monthly Peak | 8 | 158.9849 | 154.9823 | 151.9129 | 151.4453 | 158.5188 | 175.4072 | 191.2949 | 207.4129 | 220.9671 | 232.6554 | 243.6339 | 246.6571 | 248.7097 | 248.5091 | 246.0167 | 239.8463 | 231.7672 | 221.7862 | 209.7304 | 202.8092 | 196.959 | 186.0929 | 177.4063 | 169.6055 | 0.11893 | 0.66975 | 0.49463 | 0.9223 | 0.41491 | 0.97685 | -1.2047 | 1.0448 | 2.2594 | 2.4235 | 6.4319 | 21.5106 | 21.8563 | 20.263 | 19.3732 | 20.3659 | 20.3455 | 18.1529 | 8.4551 | 5.0831 | 3.4518 | 2.465 | 2.5739 | 2.5648 | 73.8301 | 72.9228 | 72.3228 | 71.9577 | 70.994 | 70.794 | 70.7096 | 72.0183 | 76.2942 | 80.1738 | 84.3497 | 85.9593 | 87.8762 | 86.5147 | 86.7811 | 87.187 | 86.6124 | 86.0931 | 83.5629 | 80.964 | 77.9686 | 75.9134 | 75.3097 | 74.847 | 3.2573 | 2.6079 | 2.1898 | 2.8596 | 3.5123 | 4.3513 | 3.8367 | 3.7208 | 2.0384 | 3.7687 | 3.5918 | 3.4833 | 3.1985 | 3.0304 | 3.2264 | 4.3098 | 3.5243 | 3.6157 | 4.1744 | 4.6325 | 4.9043 | 5.1244 | 4.5655 | 3.9883
Program Specific1-in-10Size: Over 200kWAll2022September Monthly Peak | Program Specific | 1-in-10 | Size: Over 200kW | All | 2022 | September Monthly Peak | 9 | 157.1343 | 153.2639 | 150.4082 | 150.3139 | 158.6433 | 175.8009 | 195.4171 | 212.0507 | 229.5556 | 244.7228 | 256.326 | 259.9036 | 261.7437 | 260.7265 | 257.1982 | 248.4436 | 236.9416 | 225.9368 | 214.5467 | 209.3604 | 199.8911 | 187.2481 | 177.0467 | 168.9565 | 0.17083 | 0.6593 | 0.54191 | 0.99457 | 0.56589 | 1.2986 | -0.96246 | 1.5635 | 2.7823 | 2.7464 | 6.9404 | 23.0166 | 23.4414 | 21.6782 | 20.6857 | 21.8016 | 21.4917 | 19.291 | 9.3815 | 5.6684 | 3.7338 | 2.7019 | 2.7957 | 2.7276 | 71.9909 | 71.7891 | 71.3418 | 70.9427 | 70.8945 | 70.39 | 71.9473 | 72.5527 | 77.321 | 83.1765 | 87.6557 | 90.4584 | 90.4675 | 91.0111 | 90.6557 | 90.5502 | 90.9883 | 89.3874 | 87.5319 | 82.5091 | 79.9473 | 78.2936 | 76.6973 | 75.2936 | 3.2158 | 2.5763 | 2.166 | 2.8353 | 3.5112 | 4.3563 | 3.9154 | 3.8001 | 2.1153 | 3.9613 | 3.776 | 3.6667 | 3.3627 | 3.1762 | 3.3692 | 4.4596 | 3.5986 | 3.6788 | 4.2662 | 4.7782 | 4.9734 | 5.1518 | 4.5514 | 3.9689
Program Specific1-in-10Size: Over 200kWAll2022October Monthly Peak | Program Specific | 1-in-10 | Size: Over 200kW | All | 2022 | October Monthly Peak | 10 | 154.9709 | 150.9979 | 147.8164 | 146.9328 | 153.6888 | 167.4875 | 185.4343 | 201.278 | 215.9009 | 228.6923 | 241.0243 | 246.0762 | 248.5542 | 250.4704 | 247.7277 | 239.6039 | 228.926 | 217.5038 | 207.8866 | 199.9367 | 191.1527 | 179.0272 | 171.0012 | 164.3067 | 0.031848 | 0.6607 | 0.39904 | 0.77018 | 0.16215 | 0.42775 | -1.5903 | 0.23322 | 1.5275 | 2.0777 | 6.0731 | 20.8729 | 21.1244 | 19.7272 | 18.7947 | 19.1974 | 18.9749 | 16.5169 | 7.192 | 4.3452 | 2.9823 | 2.026 | 2.1186 | 2.2057 | 69.8507 | 68.4352 | 67.8055 | 67.5436 | 66.1957 | 65.6505 | 65.3328 | 66.7605 | 71.6253 | 77.9237 | 83.6796 | 85.6374 | 87.6705 | 88.5696 | 87.9279 | 86.2127 | 86.0666 | 85.0694 | 82.0935 | 79.497 | 76.2574 | 73.4338 | 72.1384 | 71.048 | 3.208 | 2.5673 | 2.1531 | 2.8033 | 3.4403 | 4.197 | 3.758 | 3.6489 | 2.0123 | 3.7454 | 3.592 | 3.5115 | 3.2298 | 3.0862 | 3.2825 | 4.3502 | 3.5173 | 3.5829 | 4.1806 | 4.611 | 4.8054 | 4.9816 | 4.4464 | 3.9039
Program Specific1-in-10Size: Over 200kWAll2022November Monthly Peak | Program Specific | 1-in-10 | Size: Over 200kW | All | 2022 | November Monthly Peak | 11 | 144.3413 | 140.7886 | 138.2053 | 138.0004 | 144.9654 | 157.0619 | 172.0542 | 188.7611 | 202.3102 | 214.1644 | 225.4552 | 229.6626 | 232.3054 | 234.3737 | 231.7561 | 223.1123 | 213.1461 | 203.5877 | 190.0574 | 181.1342 | 175.3497 | 165.5105 | 158.2879 | 152.4591 | -0.071356 | 0.62923 | 0.2754 | 0.57161 | -0.14416 | -0.22446 | -1.9923 | -0.75136 | 0.5878 | 1.5666 | 5.3321 | 18.7729 | 18.8655 | 17.6036 | 16.6993 | 16.4607 | 16.2848 | 13.8679 | 5.1401 | 3.1357 | 2.2965 | 1.4447 | 1.5065 | 1.6957 | 65.0276 | 64.4661 | 62.5938 | 62.1844 | 61.9156 | 61.1892 | 60.6492 | 62.3385 | 68.6159 | 75.152 | 80.6074 | 84.646 | 85.9557 | 85.7073 | 85.4953 | 84.3399 | 83.0506 | 77.9217 | 74.4661 | 70.9129 | 69.1082 | 66.619 | 65.3443 | 64.1586 | 3.076 | 2.4647 | 2.0733 | 2.7108 | 3.3403 | 4.0515 | 3.5893 | 3.5232 | 1.9414 | 3.6113 | 3.4595 | 3.3743 | 3.108 | 2.9733 | 3.1617 | 4.1707 | 3.3721 | 3.4538 | 3.9344 | 4.2992 | 4.5376 | 4.7393 | 4.2368 | 3.7293
Program Specific1-in-10Size: Over 200kWAll2022December Monthly Peak | Program Specific | 1-in-10 | Size: Over 200kW | All | 2022 | December Monthly Peak | 12 | 125.4246 | 123.0769 | 122.1427 | 122.2017 | 128.1929 | 138.2372 | 152.6361 | 163.8081 | 168.9818 | 170.3643 | 170.4519 | 166.8202 | 164.7668 | 162.3149 | 159.8489 | 157.269 | 157.388 | 158.9931 | 154.9353 | 149.6935 | 145.9334 | 140.5685 | 134.8895 | 130.3786 | -0.6201 | 0.61172 | -0.30728 | -0.34251 | -1.762 | -3.6 | -4.6149 | -5.88 | -3.8981 | -0.62648 | 2.4345 | 10.5031 | 9.5594 | 8.5707 | 7.7565 | 5.3689 | 5.636 | 3.0269 | -3.1755 | -1.5295 | -0.35594 | -0.98725 | -1.0844 | -0.38099 | 49.4863 | 48.9863 | 48.0827 | 47.5345 | 47.4863 | 46.89 | 46.4863 | 47.1881 | 49.0918 | 51.6445 | 53.1491 | 53.6973 | 54.5964 | 55.5964 | 55.7018 | 55.7454 | 55.1445 | 53.1354 | 51.6354 | 51.3327 | 50.2272 | 50.2845 | 48.9818 | 48.5299 | 3.9189 | 3.1599 | 2.6878 | 3.52 | 4.3303 | 5.2256 | 4.6669 | 4.4816 | 2.3779 | 4.2078 | 3.8315 | 3.5934 | 3.2324 | 3.0192 | 3.1989 | 4.3109 | 3.653 | 3.9557 | 4.7034 | 5.2158 | 5.5438 | 5.8896 | 5.2929 | 4.677
Program Specific1-in-10Size: Over 200kWAll2022Typical Event Day | Program Specific | 1-in-10 | Size: Over 200kW | All | 2022 | Typical Event Day | 8 | 157.846 | 153.9106 | 150.8526 | 150.4017 | 157.2995 | 173.9088 | 189.7288 | 205.6228 | 218.5215 | 229.2994 | 239.4675 | 242.2304 | 244.2032 | 244.2452 | 242.0141 | 236.0207 | 228.2894 | 218.5284 | 206.9795 | 200.3795 | 194.8752 | 184.3298 | 175.7534 | 168.026 | 0.080488 | 0.66851 | 0.45385 | 0.85903 | 0.30306 | 0.73784 | -1.3847 | 0.68601 | 1.9327 | 2.2543 | 6.2014 | 20.8804 | 21.1563 | 19.6226 | 18.7555 | 19.5486 | 19.5523 | 17.3209 | 7.8252 | 4.7289 | 3.2529 | 2.2836 | 2.3849 | 2.4146 | 71.1484 | 70.3123 | 69.8619 | 69.6053 | 69.3633 | 69.1115 | 69.5471 | 71.6055 | 75.2345 | 79.4721 | 83.3806 | 85.7748 | 86.8688 | 87.1493 | 86.8225 | 86.6385 | 85.8743 | 84.368 | 82.8476 | 80.211 | 77.4108 | 75.2897 | 74.0642 | 73.1669 | 3.2445 | 2.5983 | 2.1816 | 2.8492 | 3.4966 | 4.3281 | 3.8176 | 3.7007 | 2.0224 | 3.7262 | 3.5416 | 3.4319 | 3.1508 | 2.9881 | 3.1843 | 4.2548 | 3.483 | 3.5744 | 4.1329 | 4.5914 | 4.8677 | 5.0919 | 4.5375 | 3.964
Program Specific1-in-10Size: Over 200kWAll2023January Monthly Peak | Program Specific | 1-in-10 | Size: Over 200kW | All | 2023 | January Monthly Peak | 1 | 123.2892 | 120.4336 | 119.9232 | 120.4743 | 127.6786 | 139.469 | 156.8304 | 169.3486 | 173.0534 | 172.9487 | 173.6503 | 169.2317 | 167.3166 | 164.5552 | 160.8146 | 157.9077 | 156.8399 | 157.4001 | 154.5831 | 148.9048 | 145.1015 | 139.3902 | 134.4825 | 130.0013 | -0.66757 | 0.59552 | -0.35835 | -0.42383 | -1.9225 | -3.9763 | -5.0258 | -6.5891 | -4.4163 | -0.8236 | 2.2821 | 10.2882 | 9.2699 | 8.2929 | 7.4353 | 4.8287 | 5.0425 | 2.2907 | -3.8421 | -1.8987 | -0.56255 | -1.218 | -1.2906 | -0.54396 | 45.8763 | 44.8763 | 44.1745 | 42.7799 | 41.9818 | 41.2318 | 40.9336 | 41.3808 | 45.6009 | 50.5046 | 53.7591 | 55.5091 | 57.1055 | 57.0573 | 57.2546 | 56.5482 | 55.9427 | 54.4863 | 53.1836 | 50.7799 | 49.8763 | 49.2754 | 49.1354 | 48.7845 | 4.0071 | 3.2156 | 2.7442 | 3.6093 | 4.4868 | 5.4863 | 4.9886 | 4.8197 | 2.5327 | 4.4504 | 4.0635 | 3.792 | 3.414 | 3.1837 | 3.3462 | 4.5018 | 3.7835 | 4.0703 | 4.8818 | 5.4 | 5.7401 | 6.09 | 5.4895 | 4.85
Program Specific1-in-10Size: Over 200kWAll2023February Monthly Peak | Program Specific | 1-in-10 | Size: Over 200kW | All | 2023 | February Monthly Peak | 2 | 128.1798 | 124.8901 | 123.3707 | 123.96 | 130.1469 | 141.6143 | 158.9408 | 169.84 | 175.0359 | 176.3778 | 179.5603 | 177.9909 | 178.2664 | 177.629 | 175.3125 | 170.289 | 165.688 | 165.0938 | 162.9533 | 156.9369 | 152.8584 | 145.7386 | 139.3474 | 134.2709 | -0.55637 | 0.60747 | -0.23564 | -0.23244 | -1.5663 | -3.215 | -4.4011 | -5.3363 | -3.3994 | -0.38139 | 2.7781 | 11.6521 | 10.8875 | 9.9092 | 9.0822 | 6.7759 | 6.8873 | 4.29 | -2.245 | -0.99337 | -0.036028 | -0.72203 | -0.76929 | -0.1226 | 54.3372 | 54.1354 | 53.5391 | 53.1354 | 53.5872 | 53.2845 | 53.7363 | 53.64 | 53.5918 | 54.0482 | 54.9473 | 55.4473 | 56.7936 | 55.3418 | 54.4427 | 53.3418 | 51.0918 | 49.7891 | 48.7409 | 49.4909 | 49.2409 | 48.9863 | 49.2409 | 48.6881 | 3.7692 | 3.0172 | 2.5544 | 3.3602 | 4.138 | 5.0402 | 4.575 | 4.3734 | 2.3179 | 4.1046 | 3.8006 | 3.6083 | 3.2911 | 3.1095 | 3.3009 | 4.3927 | 3.6185 | 3.8645 | 4.6555 | 5.1447 | 5.4648 | 5.7579 | 5.1464 | 4.5323
Program Specific1-in-10Size: Over 200kWAll2023March Monthly Peak | Program Specific | 1-in-10 | Size: Over 200kW | All | 2023 | March Monthly Peak | 3 | 136.6034 | 133.1431 | 130.4649 | 129.4564 | 133.9553 | 146.5036 | 165.3682 | 178.5712 | 186.8362 | 192.5701 | 200.0061 | 202.2635 | 204.4318 | 207.1431 | 206.0408 | 199.2058 | 191.0546 | 182.8958 | 175.6469 | 172.7033 | 168.3105 | 159.9384 | 151.7325 | 144.7374 | -0.28772 | 0.61679 | 0.043779 | 0.2072 | -0.75546 | -1.5198 | -3.0373 | -2.7673 | -1.2058 | 0.64378 | 4.0443 | 15.1423 | 14.8753 | 13.8777 | 13.1005 | 11.8643 | 11.811 | 9.229 | 1.7424 | 1.2768 | 1.2646 | 0.47755 | 0.48911 | 0.87953 | 58.9818 | 57.679 | 56.0299 | 55.9336 | 55.8372 | 55.1927 | 54.8945 | 56.3991 | 62.0573 | 66.9128 | 71.61 | 74.9564 | 77.7591 | 78.4036 | 73.8646 | 72.75 | 72.3509 | 71.4473 | 69.7845 | 66.0299 | 64.7799 | 63.2272 | 62.6308 | 61.2272 | 3.2623 | 2.6122 | 2.1934 | 2.8498 | 3.4592 | 4.2354 | 3.8666 | 3.7348 | 2.0093 | 3.6387 | 3.4385 | 3.3303 | 3.0651 | 2.9449 | 3.1504 | 4.1732 | 3.3884 | 3.4778 | 4.075 | 4.5952 | 4.8834 | 5.132 | 4.5516 | 3.9678
Program Specific1-in-10Size: Over 200kWAll2023April Monthly Peak | Program Specific | 1-in-10 | Size: Over 200kW | All | 2023 | April Monthly Peak | 4 | 145.449 | 141 | 138.1847 | 136.9594 | 142.2825 | 155.8322 | 171.8205 | 187.0345 | 200.4445 | 212.6551 | 224.053 | 228.4555 | 231.0489 | 232.6755 | 229.3684 | 221.3587 | 210.7925 | 199.795 | 187.5189 | 184.2694 | 180.3222 | 171.3395 | 163.0087 | 155.989 | -0.015275 | 0.62451 | 0.32958 | 0.65097 | 0.018433 | 0.11553 | -1.7076 | -0.21697 | 1.0395 | 1.7609 | 5.4923 | 19.0671 | 19.2463 | 17.9482 | 17.0131 | 17.1069 | 16.8599 | 14.4699 | 5.8509 | 3.6344 | 2.6117 | 1.7369 | 1.8055 | 1.9288 | 65.3267 | 63.9804 | 62.6806 | 63.2001 | 62.2001 | 61.8537 | 61.2409 | 65.0137 | 72.1463 | 78.2383 | 83.3888 | 87.0801 | 88.3212 | 88.3797 | 88.1102 | 87.7185 | 87.1945 | 85.4201 | 83.1055 | 78.3539 | 74.8989 | 72.7437 | 69.7543 | 67.822 | 3.0445 | 2.4245 | 2.0359 | 2.6424 | 3.2203 | 3.9484 | 3.5208 | 3.428 | 1.8893 | 3.5213 | 3.3761 | 3.2967 | 3.0362 | 2.8992 | 3.0737 | 4.0643 | 3.2762 | 3.3294 | 3.8128 | 4.2978 | 4.5858 | 4.8203 | 4.2859 | 3.7479
Program Specific1-in-10Size: Over 200kWAll2023May Monthly Peak | Program Specific | 1-in-10 | Size: Over 200kW | All | 2023 | May Monthly Peak | 5 | 145.1994 | 141.5949 | 138.7117 | 138.2581 | 144.5028 | 158.4552 | 173.6432 | 192.0889 | 208.5604 | 221.1807 | 231.854 | 236.0144 | 237.6634 | 237.5491 | 233.6421 | 225.2346 | 214.4386 | 203.4569 | 191.0561 | 186.8357 | 183.1346 | 172.2618 | 164.2038 | 156.7033 | 0.029857 | 0.62506 | 0.37564 | 0.72417 | 0.14336 | 0.37832 | -1.5084 | 0.18296 | 1.4395 | 1.9932 | 5.8325 | 19.9988 | 20.1697 | 18.6796 | 17.6918 | 17.9914 | 17.7213 | 15.3896 | 6.5521 | 4.0263 | 2.8445 | 1.928 | 2.0067 | 2.0817 | 68.5827 | 67.9336 | 67.39 | 66.8418 | 65.9909 | 65.39 | 64.7891 | 67.9564 | 75.2292 | 80.2819 | 85.0755 | 87.681 | 87.2337 | 86.2292 | 86.0801 | 84.9746 | 82.7682 | 81.1673 | 80.8073 | 78.7591 | 74.1009 | 70.9427 | 69.6445 | 68.64 | 3.0079 | 2.4098 | 2.023 | 2.6401 | 3.2367 | 3.9734 | 3.5213 | 3.4849 | 1.9456 | 3.6249 | 3.4576 | 3.3708 | 3.091 | 2.9295 | 3.0987 | 4.0929 | 3.298 | 3.355 | 3.8453 | 4.3144 | 4.611 | 4.7961 | 4.2727 | 3.7263
Program Specific1-in-10Size: Over 200kWAll2023June Monthly Peak | Program Specific | 1-in-10 | Size: Over 200kW | All | 2023 | June Monthly Peak | 6 | 149.0329 | 145.0545 | 142.2703 | 141.2826 | 147.179 | 160.4077 | 174.9371 | 193.2415 | 206.3714 | 217.3938 | 227.7398 | 231.1738 | 232.1055 | 231.8483 | 228.7064 | 221.9048 | 214.184 | 203.8446 | 192.7904 | 185.9834 | 182.9959 | 173.4414 | 165.9032 | 158.6171 | -0.052972 | 0.64798 | 0.30291 | 0.61559 | -0.090484 | -0.11314 | -1.9301 | -0.58547 | 0.75808 | 1.6608 | 5.4691 | 19.0546 | 19.0294 | 17.5865 | 16.6506 | 16.6365 | 16.6197 | 14.1746 | 5.4721 | 3.3695 | 2.4852 | 1.5942 | 1.6647 | 1.8287 | 66.7289 | 64.7393 | 64.3356 | 64.1746 | 64.2228 | 64.0692 | 64.5405 | 69.1011 | 72.3618 | 75.6735 | 79.1915 | 81.3422 | 82.9461 | 83.5922 | 82.1239 | 82.8813 | 82.6193 | 80.4205 | 78.9308 | 77.3616 | 75.2665 | 72.5482 | 70.9473 | 69.4789 | 3.1553 | 2.523 | 2.1205 | 2.7573 | 3.3693 | 4.1108 | 3.6258 | 3.5827 | 1.9676 | 3.6392 | 3.4693 | 3.3741 | 3.0851 | 2.9221 | 3.1002 | 4.1212 | 3.3668 | 3.4355 | 3.9656 | 4.3881 | 4.708 | 4.9342 | 4.4119 | 3.8548
Program Specific1-in-10Size: Over 200kWAll2023July Monthly Peak | Program Specific | 1-in-10 | Size: Over 200kW | All | 2023 | July Monthly Peak | 7 | 154.5461 | 150.9944 | 147.8794 | 147.4875 | 154.5062 | 170.1027 | 184.9484 | 201.762 | 213.7548 | 225.0368 | 235.1517 | 237.5449 | 239.2984 | 238.956 | 236.1218 | 231.6443 | 224.8125 | 213.7672 | 201.2651 | 193.4129 | 189.6754 | 179.7783 | 171.8241 | 164.5439 | 0.093242 | 0.65592 | 0.45985 | 0.86476 | 0.33774 | 0.80526 | -1.281 | 0.80044 | 1.9998 | 2.2613 | 6.1338 | 20.5693 | 20.8471 | 19.3096 | 18.4127 | 19.3657 | 19.4285 | 17.1448 | 7.7942 | 4.6693 | 3.2244 | 2.2846 | 2.392 | 2.411 | 72.0436 | 71.7982 | 71.4473 | 71.3464 | 71.3418 | 71.1927 | 70.9909 | 72.75 | 74.9609 | 78.8646 | 82.3255 | 85.3392 | 86.1856 | 87.4792 | 87.7292 | 85.9356 | 83.2774 | 81.571 | 81.3646 | 80.0091 | 76.4609 | 74.4036 | 73.3027 | 73.0482 | 3.172 | 2.5454 | 2.1357 | 2.7899 | 3.4293 | 4.2272 | 3.716 | 3.6259 | 1.9754 | 3.6523 | 3.4728 | 3.3606 | 3.083 | 2.9191 | 3.1024 | 4.1699 | 3.4246 | 3.4911 | 4.0131 | 4.4247 | 4.7311 | 4.9593 | 4.4298 | 3.8763
Program Specific1-in-10Size: Over 200kWAll2023August Monthly Peak | Program Specific | 1-in-10 | Size: Over 200kW | All | 2023 | August Monthly Peak | 8 | 158.9866 | 154.9839 | 151.9142 | 151.4468 | 158.5211 | 175.4096 | 191.2952 | 207.4123 | 220.9635 | 232.6508 | 243.6256 | 246.6484 | 248.7005 | 248.4992 | 246.0064 | 239.8354 | 231.7552 | 221.7735 | 209.7169 | 202.7961 | 196.9461 | 186.0891 | 177.407 | 169.6076 | 0.11838 | 0.66921 | 0.49399 | 0.92159 | 0.41465 | 0.97718 | -1.2052 | 1.0445 | 2.259 | 2.4235 | 6.4297 | 21.5055 | 21.8514 | 20.2581 | 19.3683 | 20.3596 | 20.3393 | 18.1466 | 8.4491 | 5.0828 | 3.4533 | 2.4663 | 2.5756 | 2.5661 | 73.8301 | 72.9228 | 72.3228 | 71.9577 | 70.994 | 70.794 | 70.7096 | 72.0183 | 76.2942 | 80.1738 | 84.3497 | 85.9593 | 87.8761 | 86.5147 | 86.7811 | 87.187 | 86.6123 | 86.0931 | 83.5629 | 80.964 | 77.9686 | 75.9134 | 75.3097 | 74.847 | 3.2575 | 2.6079 | 2.1897 | 2.8597 | 3.5125 | 4.3516 | 3.8369 | 3.721 | 2.0383 | 3.769 | 3.592 | 3.4833 | 3.1984 | 3.0303 | 3.2261 | 4.3096 | 3.5238 | 3.6151 | 4.1743 | 4.6329 | 4.9048 | 5.1248 | 4.5656 | 3.9884
Program Specific1-in-10Size: Over 200kWAll2023September Monthly Peak | Program Specific | 1-in-10 | Size: Over 200kW | All | 2023 | September Monthly Peak | 9 | 157.1355 | 153.2649 | 150.4091 | 150.3152 | 158.6453 | 175.8031 | 195.4176 | 212.0503 | 229.5524 | 244.7191 | 256.3185 | 259.8956 | 261.735 | 260.7174 | 257.1887 | 248.4331 | 236.9301 | 225.9247 | 214.5337 | 209.3475 | 199.8787 | 187.2447 | 177.0475 | 168.9585 | 0.17029 | 0.6588 | 0.54137 | 0.99397 | 0.56575 | 1.2992 | -0.96281 | 1.5633 | 2.782 | 2.7465 | 6.9385 | 23.0119 | 23.4368 | 21.6736 | 20.6807 | 21.7947 | 21.4849 | 19.2844 | 9.3751 | 5.6681 | 3.7353 | 2.7034 | 2.7975 | 2.729 | 71.9909 | 71.7891 | 71.3418 | 70.9427 | 70.8945 | 70.39 | 71.9473 | 72.5527 | 77.321 | 83.1764 | 87.6556 | 90.4584 | 90.4675 | 91.0111 | 90.6556 | 90.5502 | 90.9883 | 89.3874 | 87.5319 | 82.5091 | 79.9473 | 78.2936 | 76.6973 | 75.2936 | 3.2159 | 2.5763 | 2.1659 | 2.8353 | 3.5113 | 4.3566 | 3.9156 | 3.8003 | 2.1153 | 3.9616 | 3.7763 | 3.6667 | 3.3626 | 3.1762 | 3.3689 | 4.4594 | 3.5981 | 3.6783 | 4.2661 | 4.7786 | 4.9739 | 5.1523 | 4.5516 | 3.969
Program Specific1-in-10Size: Over 200kWAll2023October Monthly Peak | Program Specific | 1-in-10 | Size: Over 200kW | All | 2023 | October Monthly Peak | 10 | 154.9724 | 150.9991 | 147.8174 | 146.9338 | 153.6904 | 167.4889 | 185.4348 | 201.2783 | 215.8991 | 228.6899 | 241.0178 | 246.0689 | 248.5457 | 250.4611 | 247.7178 | 239.5932 | 228.9142 | 217.4911 | 207.8729 | 199.9219 | 191.1382 | 179.0237 | 171.0018 | 164.3087 | 0.03125 | 0.66007 | 0.39823 | 0.76928 | 0.16169 | 0.42778 | -1.5909 | 0.23271 | 1.5271 | 2.0777 | 6.0706 | 20.8675 | 21.119 | 19.7218 | 18.7899 | 19.192 | 18.9696 | 16.5114 | 7.1867 | 4.345 | 2.9837 | 2.027 | 2.1201 | 2.2068 | 69.8507 | 68.4352 | 67.8055 | 67.5436 | 66.1957 | 65.6505 | 65.3328 | 66.7605 | 71.6253 | 77.9236 | 83.6796 | 85.6374 | 87.6705 | 88.5696 | 87.9278 | 86.2127 | 86.0666 | 85.0694 | 82.0935 | 79.497 | 76.2574 | 73.4338 | 72.1384 | 71.048 | 3.2082 | 2.5673 | 2.153 | 2.8033 | 3.4405 | 4.1973 | 3.7582 | 3.6491 | 2.0123 | 3.7457 | 3.5923 | 3.5115 | 3.2297 | 3.0861 | 3.2823 | 4.35 | 3.5168 | 3.5824 | 4.1805 | 4.6114 | 4.8059 | 4.982 | 4.4465 | 3.904
Program Specific1-in-10Size: Over 200kWAll2023November Monthly Peak | Program Specific | 1-in-10 | Size: Over 200kW | All | 2023 | November Monthly Peak | 11 | 144.3417 | 140.7888 | 138.2053 | 138.0006 | 144.9658 | 157.0626 | 172.0539 | 188.7613 | 202.3083 | 214.1622 | 225.4491 | 229.6557 | 232.2973 | 234.3652 | 231.7471 | 223.1023 | 213.1347 | 203.5748 | 190.0436 | 181.1198 | 175.3358 | 165.5061 | 158.2871 | 152.4596 | -0.072018 | 0.62847 | 0.27435 | 0.57046 | -0.1449 | -0.22481 | -1.9933 | -0.75213 | 0.58737 | 1.5665 | 5.3292 | 18.767 | 18.8595 | 17.5979 | 16.695 | 16.4568 | 16.2807 | 13.8634 | 5.1359 | 3.1356 | 2.2977 | 1.4453 | 1.5079 | 1.6967 | 65.0276 | 64.4661 | 62.5938 | 62.1844 | 61.9156 | 61.1892 | 60.6492 | 62.3385 | 68.6159 | 75.152 | 80.6074 | 84.646 | 85.9557 | 85.7072 | 85.4953 | 84.3399 | 83.0506 | 77.9217 | 74.4661 | 70.913 | 69.1082 | 66.619 | 65.3443 | 64.1587 | 3.0761 | 2.4647 | 2.0732 | 2.7108 | 3.3405 | 4.0518 | 3.5895 | 3.5234 | 1.9414 | 3.6116 | 3.4597 | 3.3743 | 3.1079 | 2.9733 | 3.1615 | 4.1705 | 3.3716 | 3.4532 | 3.9344 | 4.2996 | 4.538 | 4.7397 | 4.2369 | 3.7294
Program Specific1-in-10Size: Over 200kWAll2023December Monthly Peak | Program Specific | 1-in-10 | Size: Over 200kW | All | 2023 | December Monthly Peak | 12 | 125.4238 | 123.076 | 122.1419 | 122.201 | 128.1918 | 138.2357 | 152.6338 | 163.8064 | 168.979 | 170.3595 | 170.4447 | 166.8125 | 164.7586 | 162.3062 | 159.84 | 157.2597 | 157.3781 | 158.9825 | 154.9243 | 149.6837 | 145.9239 | 140.5602 | 134.8852 | 130.3759 | -0.62111 | 0.61025 | -0.30961 | -0.34505 | -1.7643 | -3.6027 | -4.6174 | -5.8824 | -3.8989 | -0.6271 | 2.4291 | 10.4941 | 9.5506 | 8.5627 | 7.7535 | 5.3711 | 5.6377 | 3.0277 | -3.1743 | -1.5289 | -0.35576 | -0.98887 | -1.0838 | -0.38071 | 49.4863 | 48.9863 | 48.0827 | 47.5345 | 47.4863 | 46.89 | 46.4863 | 47.1881 | 49.0918 | 51.6445 | 53.1491 | 53.6973 | 54.5964 | 55.5964 | 55.7018 | 55.7454 | 55.1445 | 53.1354 | 51.6354 | 51.3327 | 50.2272 | 50.2845 | 48.9818 | 48.5299 | 3.9189 | 3.1598 | 2.6876 | 3.52 | 4.3304 | 5.2258 | 4.6671 | 4.4818 | 2.3779 | 4.2081 | 3.8317 | 3.5933 | 3.2322 | 3.019 | 3.1985 | 4.3106 | 3.6524 | 3.955 | 4.7033 | 5.2163 | 5.5443 | 5.89 | 5.2927 | 4.6768
Program Specific1-in-10Size: Over 200kWAll2023Typical Event Day | Program Specific | 1-in-10 | Size: Over 200kW | All | 2023 | Typical Event Day | 8 | 157.8476 | 153.9121 | 150.8539 | 150.4032 | 157.3017 | 173.911 | 189.7291 | 205.6221 | 218.5179 | 229.2946 | 239.459 | 242.2216 | 244.1939 | 244.2354 | 242.0038 | 236.0097 | 228.2773 | 218.5156 | 206.966 | 200.3663 | 194.8621 | 184.3257 | 175.754 | 168.0279 | 0.079911 | 0.66793 | 0.45312 | 0.85824 | 0.30272 | 0.73805 | -1.3853 | 0.68559 | 1.9324 | 2.2543 | 6.199 | 20.8751 | 21.1512 | 19.6175 | 18.7507 | 19.5427 | 19.5464 | 17.3149 | 7.8195 | 4.7287 | 3.2543 | 2.2849 | 2.3865 | 2.4158 | 71.1484 | 70.3123 | 69.8619 | 69.6053 | 69.3633 | 69.1115 | 69.5471 | 71.6055 | 75.2345 | 79.4721 | 83.3806 | 85.7748 | 86.8688 | 87.1493 | 86.8225 | 86.6385 | 85.8743 | 84.368 | 82.8475 | 80.211 | 77.4108 | 75.2897 | 74.0642 | 73.1669 | 3.2446 | 2.5983 | 2.1815 | 2.8492 | 3.4968 | 4.3284 | 3.8179 | 3.7008 | 2.0223 | 3.7265 | 3.5418 | 3.4318 | 3.1507 | 2.988 | 3.184 | 4.2546 | 3.4824 | 3.5738 | 4.1328 | 4.5918 | 4.8682 | 5.0924 | 4.5377 | 3.9641
Program Specific1-in-10Size: Over 200kWAll2024January Monthly Peak | Program Specific | 1-in-10 | Size: Over 200kW | All | 2024 | January Monthly Peak | 1 | 123.2895 | 120.4337 | 119.9228 | 120.4741 | 127.6787 | 139.4692 | 156.8291 | 169.3476 | 173.0529 | 172.9483 | 173.6454 | 169.2262 | 167.3109 | 164.5484 | 160.8074 | 157.9003 | 156.832 | 157.3917 | 154.5734 | 148.8964 | 145.0943 | 139.3873 | 134.4811 | 130.0018 | -0.66853 | 0.59412 | -0.36069 | -0.42637 | -1.9248 | -3.979 | -5.0284 | -6.5916 | -4.417 | -0.82416 | 2.277 | 10.2797 | 9.2616 | 8.2852 | 7.4326 | 4.8312 | 5.0445 | 2.2918 | -3.8405 | -1.8982 | -0.56245 | -1.2194 | -1.2902 | -0.5438 | 45.8763 | 44.8763 | 44.1745 | 42.7799 | 41.9818 | 41.2318 | 40.9336 | 41.3808 | 45.6009 | 50.5046 | 53.7591 | 55.5091 | 57.1055 | 57.0573 | 57.2546 | 56.5482 | 55.9427 | 54.4863 | 53.1836 | 50.7799 | 49.8763 | 49.2754 | 49.1354 | 48.7845 | 4.0072 | 3.2155 | 2.744 | 3.6093 | 4.4869 | 5.4867 | 4.9889 | 4.8199 | 2.5327 | 4.4508 | 4.0638 | 3.792 | 3.4139 | 3.1836 | 3.346 | 4.5016 | 3.783 | 4.0698 | 4.8818 | 5.4005 | 5.7406 | 6.0906 | 5.4896 | 4.85
Program Specific1-in-10Size: Over 200kWAll2024February Monthly Peak | Program Specific | 1-in-10 | Size: Over 200kW | All | 2024 | February Monthly Peak | 2 | 128.1796 | 124.8898 | 123.3701 | 123.9597 | 130.1468 | 141.6143 | 158.9399 | 169.8389 | 175.0344 | 176.3762 | 179.5544 | 177.9839 | 178.2592 | 177.621 | 175.304 | 170.28 | 165.678 | 165.0836 | 162.9421 | 156.926 | 152.8484 | 145.7343 | 139.3456 | 134.2709 | -0.5573 | 0.60615 | -0.23775 | -0.23472 | -1.5683 | -3.2172 | -4.4033 | -5.3385 | -3.4001 | -0.38188 | 2.7733 | 11.6436 | 10.8793 | 9.9015 | 9.079 | 6.7774 | 6.8884 | 4.2902 | -2.2444 | -0.99289 | -0.035734 | -0.72315 | -0.76865 | -0.12227 | 54.3372 | 54.1354 | 53.5391 | 53.1354 | 53.5872 | 53.2845 | 53.7363 | 53.64 | 53.5918 | 54.0482 | 54.9473 | 55.4473 | 56.7936 | 55.3418 | 54.4427 | 53.3418 | 51.0918 | 49.7891 | 48.7409 | 49.4909 | 49.2409 | 48.9863 | 49.2409 | 48.6881 | 3.7693 | 3.0172 | 2.5542 | 3.3602 | 4.1382 | 5.0405 | 4.5752 | 4.3736 | 2.3179 | 4.1049 | 3.8009 | 3.6082 | 3.291 | 3.1094 | 3.3006 | 4.3924 | 3.6179 | 3.8638 | 4.6554 | 5.1451 | 5.4653 | 5.7584 | 5.1464 | 4.5323
Program Specific1-in-10Size: Over 200kWAll2024March Monthly Peak | Program Specific | 1-in-10 | Size: Over 200kW | All | 2024 | March Monthly Peak | 3 | 136.6034 | 133.1431 | 130.4648 | 129.4565 | 133.9556 | 146.5043 | 165.3681 | 178.5706 | 186.8341 | 192.5676 | 199.9999 | 202.2569 | 204.424 | 207.1347 | 206.0315 | 199.1954 | 191.0432 | 182.8835 | 175.6341 | 172.6902 | 168.2981 | 159.9339 | 151.7317 | 144.7378 | -0.2885 | 0.61578 | 0.042301 | 0.2056 | -0.7567 | -1.5209 | -3.0387 | -2.7686 | -1.2063 | 0.64348 | 4.0405 | 15.1353 | 14.8683 | 13.871 | 13.0966 | 11.8628 | 11.8093 | 9.2267 | 1.7405 | 1.277 | 1.2654 | 0.47741 | 0.49014 | 0.88025 | 58.9818 | 57.679 | 56.0299 | 55.9336 | 55.8372 | 55.1927 | 54.8945 | 56.3991 | 62.0573 | 66.9128 | 71.61 | 74.9564 | 77.7591 | 78.4036 | 73.8646 | 72.75 | 72.3509 | 71.4473 | 69.7845 | 66.0299 | 64.7799 | 63.2272 | 62.6309 | 61.2272 | 3.2624 | 2.6122 | 2.1932 | 2.8498 | 3.4593 | 4.2356 | 3.8668 | 3.735 | 2.0093 | 3.639 | 3.4388 | 3.3302 | 3.065 | 2.9449 | 3.1502 | 4.173 | 3.3879 | 3.4772 | 4.0749 | 4.5956 | 4.8838 | 5.1324 | 4.5516 | 3.9678
Program Specific1-in-10Size: Over 200kWAll2024April Monthly Peak | Program Specific | 1-in-10 | Size: Over 200kW | All | 2024 | April Monthly Peak | 4 | 145.4494 | 141.0001 | 138.1849 | 136.9596 | 142.283 | 155.8329 | 171.8203 | 187.0333 | 200.4414 | 212.6521 | 224.0462 | 228.4478 | 231.0403 | 232.6661 | 229.3583 | 221.3476 | 210.7803 | 199.782 | 187.5052 | 184.2558 | 180.3092 | 171.3355 | 163.0084 | 155.9899 | -0.015898 | 0.62382 | 0.32868 | 0.64997 | 0.017859 | 0.11539 | -1.7084 | -0.21761 | 1.0391 | 1.7608 | 5.4897 | 19.0615 | 19.2407 | 17.9427 | 17.0086 | 17.1022 | 16.8551 | 14.465 | 5.8464 | 3.6342 | 2.6129 | 1.7377 | 1.8069 | 1.9299 | 65.3267 | 63.9804 | 62.6806 | 63.2001 | 62.2001 | 61.8537 | 61.2409 | 65.0137 | 72.1463 | 78.2383 | 83.3888 | 87.0801 | 88.3211 | 88.3797 | 88.1102 | 87.7185 | 87.1945 | 85.4201 | 83.1055 | 78.3539 | 74.8989 | 72.7437 | 69.7543 | 67.822 | 3.0446 | 2.4245 | 2.0358 | 2.6424 | 3.2204 | 3.9486 | 3.521 | 3.4282 | 1.8893 | 3.5216 | 3.3764 | 3.2966 | 3.0361 | 2.8991 | 3.0735 | 4.064 | 3.2757 | 3.3288 | 3.8128 | 4.2982 | 4.5863 | 4.8207 | 4.286 | 3.7479
Program Specific1-in-10Size: Over 200kWAll2024May Monthly Peak | Program Specific | 1-in-10 | Size: Over 200kW | All | 2024 | May Monthly Peak | 5 | 145.1993 | 141.5945 | 138.7114 | 138.2578 | 144.503 | 158.4557 | 173.6426 | 192.0883 | 208.5583 | 221.1777 | 231.8467 | 236.0064 | 237.6544 | 237.5396 | 233.6323 | 225.2239 | 214.4268 | 203.4443 | 191.0432 | 186.8226 | 183.1221 | 172.2576 | 164.2031 | 156.7039 | 0.029244 | 0.6244 | 0.3748 | 0.72324 | 0.14287 | 0.37833 | -1.5091 | 0.18244 | 1.4392 | 1.9931 | 5.83 | 19.9933 | 20.1643 | 18.6744 | 17.6872 | 17.9863 | 17.7162 | 15.3844 | 6.5473 | 4.0261 | 2.8458 | 1.929 | 2.0082 | 2.0829 | 68.5827 | 67.9336 | 67.39 | 66.8418 | 65.9909 | 65.39 | 64.7891 | 67.9564 | 75.2292 | 80.2819 | 85.0755 | 87.681 | 87.2337 | 86.2292 | 86.0801 | 84.9746 | 82.7682 | 81.1673 | 80.8073 | 78.7591 | 74.1009 | 70.9427 | 69.6445 | 68.64 | 3.0079 | 2.4098 | 2.0229 | 2.6401 | 3.2368 | 3.9736 | 3.5215 | 3.4851 | 1.9456 | 3.6252 | 3.4578 | 3.3707 | 3.0909 | 2.9294 | 3.0984 | 4.0927 | 3.2975 | 3.3544 | 3.8453 | 4.3147 | 4.6115 | 4.7965 | 4.2728 | 3.7263
Program Specific1-in-10Size: Over 200kWAll2024June Monthly Peak | Program Specific | 1-in-10 | Size: Over 200kW | All | 2024 | June Monthly Peak | 6 | 149.0328 | 145.0542 | 142.2701 | 141.2824 | 147.1791 | 160.4082 | 174.9367 | 193.2404 | 206.3677 | 217.3888 | 227.7309 | 231.1646 | 232.0957 | 231.8382 | 228.6959 | 221.8936 | 214.1721 | 203.8319 | 192.7772 | 185.9697 | 182.9829 | 173.4366 | 165.9024 | 158.6175 | -0.053656 | 0.6472 | 0.30187 | 0.61444 | -0.09119 | -0.11344 | -1.931 | -0.58624 | 0.75763 | 1.6607 | 5.466 | 19.0483 | 19.0232 | 17.5806 | 16.646 | 16.6322 | 16.6153 | 14.1699 | 5.4678 | 3.3694 | 2.4864 | 1.595 | 1.6661 | 1.8298 | 66.729 | 64.7393 | 64.3357 | 64.1746 | 64.2228 | 64.0692 | 64.5405 | 69.1011 | 72.3618 | 75.6735 | 79.1915 | 81.3422 | 82.9461 | 83.5922 | 82.1239 | 82.8812 | 82.6193 | 80.4205 | 78.9308 | 77.3616 | 75.2665 | 72.5482 | 70.9473 | 69.479 | 3.1553 | 2.523 | 2.1203 | 2.7573 | 3.3694 | 4.1111 | 3.626 | 3.5829 | 1.9676 | 3.6395 | 3.4695 | 3.374 | 3.085 | 2.922 | 3.0999 | 4.121 | 3.3662 | 3.4349 | 3.9656 | 4.3884 | 4.7084 | 4.9346 | 4.412 | 3.8549
Program Specific1-in-10Size: Over 200kWAll2024July Monthly Peak | Program Specific | 1-in-10 | Size: Over 200kW | All | 2024 | July Monthly Peak | 7 | 154.5473 | 150.9952 | 147.8802 | 147.4885 | 154.5079 | 170.1047 | 184.9484 | 201.7611 | 213.7512 | 225.0325 | 235.1432 | 237.5357 | 239.2886 | 238.9456 | 236.111 | 231.6332 | 224.8009 | 213.7549 | 201.2519 | 193.3996 | 189.6625 | 179.7744 | 171.8246 | 164.5457 | 0.092677 | 0.65535 | 0.45915 | 0.86399 | 0.33743 | 0.8055 | -1.2816 | 0.80006 | 1.9994 | 2.2613 | 6.1315 | 20.564 | 20.842 | 19.3046 | 18.4078 | 19.3598 | 19.4226 | 17.1389 | 7.7886 | 4.6691 | 3.2258 | 2.2859 | 2.3936 | 2.4123 | 72.0436 | 71.7982 | 71.4473 | 71.3464 | 71.3418 | 71.1927 | 70.9909 | 72.75 | 74.9609 | 78.8646 | 82.3255 | 85.3392 | 86.1856 | 87.4792 | 87.7292 | 85.9356 | 83.2774 | 81.571 | 81.3646 | 80.0091 | 76.4609 | 74.4036 | 73.3027 | 73.0482 | 3.1721 | 2.5454 | 2.1356 | 2.7899 | 3.4295 | 4.2274 | 3.7162 | 3.6261 | 1.9754 | 3.6526 | 3.473 | 3.3606 | 3.0829 | 2.919 | 3.1021 | 4.1697 | 3.4241 | 3.4906 | 4.0131 | 4.4251 | 4.7315 | 4.9597 | 4.4299 | 3.8764
Program Specific1-in-10Size: Over 200kWAll2024August Monthly Peak | Program Specific | 1-in-10 | Size: Over 200kW | All | 2024 | August Monthly Peak | 8 | 158.9883 | 154.9854 | 151.9155 | 151.4483 | 158.5233 | 175.4119 | 191.2955 | 207.4117 | 220.96 | 232.6462 | 243.6173 | 246.6398 | 248.6913 | 248.4894 | 245.9963 | 239.8246 | 231.7434 | 221.761 | 209.7036 | 202.7832 | 196.9333 | 186.0853 | 177.4078 | 169.6096 | 0.11783 | 0.66867 | 0.49335 | 0.92089 | 0.41439 | 0.97751 | -1.2056 | 1.0442 | 2.2587 | 2.4236 | 6.4275 | 21.5005 | 21.8465 | 20.2532 | 19.3634 | 20.3533 | 20.3331 | 18.1404 | 8.4431 | 5.0825 | 3.4548 | 2.4677 | 2.5772 | 2.5674 | 73.8301 | 72.9228 | 72.3228 | 71.9577 | 70.994 | 70.794 | 70.7096 | 72.0183 | 76.2942 | 80.1738 | 84.3497 | 85.9593 | 87.8761 | 86.5147 | 86.7811 | 87.187 | 86.6123 | 86.0931 | 83.5629 | 80.964 | 77.9686 | 75.9134 | 75.3097 | 74.847 | 3.2576 | 2.6079 | 2.1896 | 2.8597 | 3.5127 | 4.3519 | 3.8371 | 3.7211 | 2.0383 | 3.7693 | 3.5923 | 3.4832 | 3.1983 | 3.0303 | 3.2259 | 4.3094 | 3.5233 | 3.6146 | 4.1743 | 4.6333 | 4.9052 | 5.1253 | 4.5658 | 3.9885
Program Specific1-in-10Size: Over 200kWAll2024September Monthly Peak | Program Specific | 1-in-10 | Size: Over 200kW | All | 2024 | September Monthly Peak | 9 | 157.1367 | 153.2658 | 150.4101 | 150.3164 | 158.6473 | 175.8053 | 195.4182 | 212.0499 | 229.5492 | 244.7155 | 256.3109 | 259.8877 | 261.7265 | 260.7086 | 257.1794 | 248.4228 | 236.9188 | 225.9128 | 214.5208 | 209.3347 | 199.8663 | 187.2414 | 177.0483 | 168.9605 | 0.16977 | 0.65831 | 0.54083 | 0.99337 | 0.56561 | 1.2997 | -0.96316 | 1.5632 | 2.7817 | 2.7466 | 6.9366 | 23.0072 | 23.4324 | 21.6691 | 20.6758 | 21.7878 | 21.4783 | 19.2778 | 9.3687 | 5.6678 | 3.7369 | 2.705 | 2.7992 | 2.7303 | 71.9909 | 71.7891 | 71.3418 | 70.9427 | 70.8945 | 70.39 | 71.9473 | 72.5527 | 77.321 | 83.1764 | 87.6556 | 90.4583 | 90.4675 | 91.0111 | 90.6556 | 90.5501 | 90.9883 | 89.3874 | 87.5319 | 82.5091 | 79.9473 | 78.2936 | 76.6973 | 75.2936 | 3.216 | 2.5763 | 2.1658 | 2.8353 | 3.5115 | 4.3569 | 3.9159 | 3.8005 | 2.1153 | 3.9619 | 3.7766 | 3.6667 | 3.3625 | 3.1761 | 3.3688 | 4.4593 | 3.5977 | 3.6778 | 4.2661 | 4.7791 | 4.9744 | 5.1527 | 4.5518 | 3.9691
Program Specific1-in-10Size: Over 200kWAll2024October Monthly Peak | Program Specific | 1-in-10 | Size: Over 200kW | All | 2024 | October Monthly Peak | 10 | 154.9738 | 151.0003 | 147.8184 | 146.9348 | 153.692 | 167.4903 | 185.4352 | 201.2786 | 215.8973 | 228.6876 | 241.0114 | 246.0616 | 248.5374 | 250.452 | 247.708 | 239.5826 | 228.9025 | 217.4785 | 207.8593 | 199.9072 | 191.1238 | 179.0202 | 171.0025 | 164.3107 | 0.030659 | 0.65944 | 0.39742 | 0.76839 | 0.16123 | 0.42782 | -1.5916 | 0.2322 | 1.5267 | 2.0777 | 6.0682 | 20.8621 | 21.1136 | 19.7165 | 18.7852 | 19.1867 | 18.9642 | 16.506 | 7.1815 | 4.3448 | 2.9851 | 2.0281 | 2.1216 | 2.208 | 69.8507 | 68.4352 | 67.8055 | 67.5436 | 66.1957 | 65.6505 | 65.3328 | 66.7605 | 71.6253 | 77.9236 | 83.6796 | 85.6374 | 87.6705 | 88.5696 | 87.9278 | 86.2127 | 86.0666 | 85.0694 | 82.0935 | 79.497 | 76.2574 | 73.4338 | 72.1384 | 71.048 | 3.2083 | 2.5673 | 2.1529 | 2.8033 | 3.4406 | 4.1976 | 3.7584 | 3.6493 | 2.0122 | 3.746 | 3.5926 | 3.5115 | 3.2297 | 3.0861 | 3.2821 | 4.3499 | 3.5163 | 3.5819 | 4.1804 | 4.6118 | 4.8063 | 4.9824 | 4.4467 | 3.9041
Program Specific1-in-10Size: Over 200kWAll2024November Monthly Peak | Program Specific | 1-in-10 | Size: Over 200kW | All | 2024 | November Monthly Peak | 11 | 144.3421 | 140.7889 | 138.2053 | 138.0007 | 144.9662 | 157.0632 | 172.0535 | 188.7615 | 202.3063 | 214.16 | 225.4431 | 229.6488 | 232.2894 | 234.3568 | 231.7382 | 223.0924 | 213.1234 | 203.562 | 190.0299 | 181.1055 | 175.3221 | 165.5017 | 158.2862 | 152.4601 | -0.072672 | 0.62772 | 0.27332 | 0.56932 | -0.14563 | -0.22517 | -1.9941 | -0.7529 | 0.58695 | 1.5664 | 5.3264 | 18.7612 | 18.8537 | 17.5922 | 16.6907 | 16.4529 | 16.2767 | 13.859 | 5.1318 | 3.1355 | 2.2988 | 1.446 | 1.5092 | 1.6978 | 65.0276 | 64.4661 | 62.5938 | 62.1844 | 61.9156 | 61.1892 | 60.6492 | 62.3385 | 68.6159 | 75.1519 | 80.6074 | 84.646 | 85.9557 | 85.7072 | 85.4953 | 84.3399 | 83.0506 | 77.9217 | 74.4661 | 70.913 | 69.1082 | 66.619 | 65.3444 | 64.1587 | 3.0762 | 2.4647 | 2.073 | 2.7108 | 3.3406 | 4.052 | 3.5897 | 3.5235 | 1.9414 | 3.6119 | 3.46 | 3.3742 | 3.1078 | 2.9732 | 3.1613 | 4.1703 | 3.3711 | 3.4527 | 3.9343 | 4.3 | 4.5384 | 4.7401 | 4.237 | 3.7294
Program Specific1-in-10Size: Over 200kWAll2024December Monthly Peak | Program Specific | 1-in-10 | Size: Over 200kW | All | 2024 | December Monthly Peak | 12 | 125.4231 | 123.0752 | 122.141 | 122.2002 | 128.1908 | 138.2342 | 152.6316 | 163.8046 | 168.9762 | 170.3547 | 170.4376 | 166.8049 | 164.7504 | 162.2977 | 159.8311 | 157.2506 | 157.3683 | 158.972 | 154.9134 | 149.674 | 145.9145 | 140.5521 | 134.881 | 130.3732 | -0.62211 | 0.60881 | -0.31191 | -0.34756 | -1.7666 | -3.6054 | -4.6198 | -5.8847 | -3.8996 | -0.62771 | 2.4238 | 10.4853 | 9.5419 | 8.5549 | 7.7506 | 5.3732 | 5.6394 | 3.0285 | -3.173 | -1.5284 | -0.35558 | -0.99046 | -1.0832 | -0.38043 | 49.4863 | 48.9863 | 48.0827 | 47.5345 | 47.4863 | 46.89 | 46.4863 | 47.1882 | 49.0918 | 51.6445 | 53.1491 | 53.6973 | 54.5964 | 55.5964 | 55.7018 | 55.7454 | 55.1445 | 53.1354 | 51.6354 | 51.3327 | 50.2272 | 50.2845 | 48.9818 | 48.5299 | 3.919 | 3.1597 | 2.6873 | 3.5199 | 4.3305 | 5.226 | 4.6673 | 4.4819 | 2.3778 | 4.2083 | 3.832 | 3.5932 | 3.232 | 3.0189 | 3.1982 | 4.3104 | 3.6517 | 3.9543 | 4.7032 | 5.2167 | 5.5448 | 5.8904 | 5.2926 | 4.6766
Program Specific1-in-10Size: Over 200kWAll2024Typical Event Day | Program Specific | 1-in-10 | Size: Over 200kW | All | 2024 | Typical Event Day | 8 | 157.8492 | 153.9135 | 150.8551 | 150.4047 | 157.3038 | 173.9132 | 189.7294 | 205.6215 | 218.5142 | 229.2899 | 239.4507 | 242.2129 | 244.1847 | 244.2256 | 241.9936 | 235.9987 | 228.2654 | 218.503 | 206.9526 | 200.3532 | 194.8492 | 184.3218 | 175.7546 | 168.0299 | 0.079341 | 0.66736 | 0.45241 | 0.85746 | 0.30238 | 0.73825 | -1.3858 | 0.68518 | 1.932 | 2.2542 | 6.1967 | 20.8698 | 21.1461 | 19.6124 | 18.7459 | 19.5368 | 19.5406 | 17.309 | 7.8139 | 4.7285 | 3.2557 | 2.2861 | 2.3881 | 2.4171 | 71.1484 | 70.3123 | 69.8619 | 69.6053 | 69.3633 | 69.1115 | 69.5471 | 71.6055 | 75.2345 | 79.4721 | 83.3806 | 85.7747 | 86.8688 | 87.1493 | 86.8224 | 86.6385 | 85.8743 | 84.368 | 82.8475 | 80.211 | 77.4108 | 75.2897 | 74.0642 | 73.1669 | 3.2447 | 2.5983 | 2.1814 | 2.8493 | 3.4969 | 4.3286 | 3.8181 | 3.701 | 2.0223 | 3.7268 | 3.5421 | 3.4318 | 3.1506 | 2.988 | 3.1838 | 4.2545 | 3.4819 | 3.5733 | 4.1328 | 4.5922 | 4.8686 | 5.0928 | 4.5378 | 3.9642
Program Specific1-in-10Size: Over 200kWAll2025January Monthly Peak | Program Specific | 1-in-10 | Size: Over 200kW | All | 2025 | January Monthly Peak | 1 | 123.2898 | 120.4338 | 119.9224 | 120.4738 | 127.6788 | 139.4694 | 156.8278 | 169.3466 | 173.0523 | 172.948 | 173.6405 | 169.2207 | 167.3052 | 164.5418 | 160.8003 | 157.893 | 156.8242 | 157.3833 | 154.5638 | 148.888 | 145.0871 | 139.3844 | 134.4798 | 130.0022 | -0.66947 | 0.59273 | -0.363 | -0.42889 | -1.927 | -3.9817 | -5.0309 | -6.5941 | -4.4178 | -0.82472 | 2.2718 | 10.2713 | 9.2534 | 8.2777 | 7.43 | 4.8337 | 5.0465 | 2.2929 | -3.8389 | -1.8977 | -0.56236 | -1.2208 | -1.2897 | -0.54364 | 45.8763 | 44.8763 | 44.1745 | 42.7799 | 41.9818 | 41.2318 | 40.9336 | 41.3809 | 45.6009 | 50.5046 | 53.7591 | 55.5091 | 57.1055 | 57.0573 | 57.2546 | 56.5482 | 55.9427 | 54.4863 | 53.1836 | 50.7799 | 49.8763 | 49.2754 | 49.1354 | 48.7845 | 4.0073 | 3.2155 | 2.7438 | 3.6092 | 4.4871 | 5.487 | 4.9891 | 4.8201 | 2.5327 | 4.4511 | 4.0641 | 3.7919 | 3.4139 | 3.1836 | 3.3457 | 4.5014 | 3.7824 | 4.0692 | 4.8817 | 5.401 | 5.7412 | 6.0911 | 5.4897 | 4.8501
Program Specific1-in-10Size: Over 200kWAll2025February Monthly Peak | Program Specific | 1-in-10 | Size: Over 200kW | All | 2025 | February Monthly Peak | 2 | 128.1795 | 124.8896 | 123.3697 | 123.9594 | 130.1468 | 141.6144 | 158.9391 | 169.8377 | 175.0329 | 176.3745 | 179.5484 | 177.977 | 178.2521 | 177.6132 | 175.2955 | 170.271 | 165.668 | 165.0735 | 162.931 | 156.9153 | 152.8386 | 145.73 | 139.3438 | 134.271 | -0.55823 | 0.60485 | -0.23983 | -0.23698 | -1.5703 | -3.2194 | -4.4054 | -5.3406 | -3.4008 | -0.38237 | 2.7684 | 11.6352 | 10.8711 | 9.8939 | 9.0759 | 6.7789 | 6.8894 | 4.2904 | -2.2437 | -0.99242 | -0.035443 | -0.72426 | -0.76801 | -0.12194 | 54.3372 | 54.1354 | 53.5391 | 53.1354 | 53.5872 | 53.2845 | 53.7363 | 53.64 | 53.5918 | 54.0482 | 54.9473 | 55.4473 | 56.7936 | 55.3418 | 54.4427 | 53.3418 | 51.0918 | 49.7891 | 48.7409 | 49.4909 | 49.2409 | 48.9863 | 49.2409 | 48.6882 | 3.7694 | 3.0171 | 2.554 | 3.3601 | 4.1383 | 5.0408 | 4.5755 | 4.3738 | 2.3178 | 4.1052 | 3.8012 | 3.6082 | 3.2909 | 3.1093 | 3.3004 | 4.3922 | 3.6173 | 3.8632 | 4.6554 | 5.1456 | 5.4658 | 5.7588 | 5.1465 | 4.5324
Program Specific1-in-10Size: Over 200kWAll2025March Monthly Peak | Program Specific | 1-in-10 | Size: Over 200kW | All | 2025 | March Monthly Peak | 3 | 136.6034 | 133.143 | 130.4647 | 129.4565 | 133.9559 | 146.5049 | 165.3681 | 178.57 | 186.8319 | 192.5653 | 199.9938 | 202.2502 | 204.4163 | 207.1263 | 206.0223 | 199.1851 | 191.032 | 182.8713 | 175.6214 | 172.6771 | 168.2859 | 159.9293 | 151.7309 | 144.7382 | -0.28928 | 0.61479 | 0.040839 | 0.20401 | -0.75793 | -1.522 | -3.0401 | -2.77 | -1.2069 | 0.64319 | 4.0368 | 15.1285 | 14.8613 | 13.8644 | 13.0928 | 11.8614 | 11.8076 | 9.2244 | 1.7386 | 1.2772 | 1.2661 | 0.47726 | 0.49116 | 0.88096 | 58.9818 | 57.679 | 56.0299 | 55.9336 | 55.8372 | 55.1927 | 54.8945 | 56.3991 | 62.0573 | 66.9128 | 71.61 | 74.9564 | 77.7591 | 78.4036 | 73.8646 | 72.75 | 72.3509 | 71.4473 | 69.7845 | 66.03 | 64.78 | 63.2272 | 62.6309 | 61.2272 | 3.2625 | 2.6121 | 2.1931 | 2.8498 | 3.4594 | 4.2359 | 3.867 | 3.7351 | 2.0093 | 3.6392 | 3.439 | 3.3302 | 3.0649 | 2.9448 | 3.1499 | 4.1727 | 3.3873 | 3.4766 | 4.0748 | 4.596 | 4.8842 | 5.1329 | 4.5517 | 3.9678
Program Specific1-in-10Size: Over 200kWAll2025April Monthly Peak | Program Specific | 1-in-10 | Size: Over 200kW | All | 2025 | April Monthly Peak | 4 | 145.4499 | 141.0003 | 138.1851 | 136.9598 | 142.2835 | 155.8337 | 171.82 | 187.0321 | 200.4384 | 212.6492 | 224.0395 | 228.4402 | 231.0318 | 232.6568 | 229.3483 | 221.3366 | 210.7683 | 199.7691 | 187.4917 | 184.2422 | 180.2963 | 171.3316 | 163.0081 | 155.9908 | -0.016513 | 0.62313 | 0.32779 | 0.64898 | 0.017291 | 0.11524 | -1.7091 | -0.21825 | 1.0387 | 1.7607 | 5.4871 | 19.056 | 19.2352 | 17.9373 | 17.0041 | 17.0976 | 16.8505 | 14.4601 | 5.8418 | 3.6341 | 2.6141 | 1.7386 | 1.8084 | 1.931 | 65.3267 | 63.9804 | 62.6806 | 63.2001 | 62.2001 | 61.8537 | 61.2409 | 65.0137 | 72.1463 | 78.2383 | 83.3888 | 87.0801 | 88.3211 | 88.3797 | 88.1102 | 87.7185 | 87.1945 | 85.4201 | 83.1055 | 78.3539 | 74.8989 | 72.7437 | 69.7543 | 67.822 | 3.0447 | 2.4244 | 2.0357 | 2.6424 | 3.2205 | 3.9489 | 3.5212 | 3.4283 | 1.8893 | 3.5219 | 3.3766 | 3.2966 | 3.036 | 2.899 | 3.0732 | 4.0638 | 3.2751 | 3.3282 | 3.8127 | 4.2986 | 4.5867 | 4.8211 | 4.2861 | 3.748
Program Specific1-in-10Size: Over 200kWAll2025May Monthly Peak | Program Specific | 1-in-10 | Size: Over 200kW | All | 2025 | May Monthly Peak | 5 | 145.1992 | 141.5942 | 138.7111 | 138.2576 | 144.5031 | 158.4562 | 173.642 | 192.0877 | 208.5561 | 221.1746 | 231.8395 | 235.9985 | 237.6456 | 237.5302 | 233.6225 | 225.2133 | 214.4153 | 203.4319 | 191.0303 | 186.8097 | 183.1098 | 172.2534 | 164.2025 | 156.7045 | 0.028637 | 0.62374 | 0.37396 | 0.72232 | 0.14239 | 0.37834 | -1.5097 | 0.18192 | 1.4388 | 1.9931 | 5.8276 | 19.9879 | 20.159 | 18.6692 | 17.6827 | 17.9812 | 17.7112 | 15.3792 | 6.5424 | 4.0259 | 2.847 | 1.93 | 2.0097 | 2.084 | 68.5827 | 67.9336 | 67.39 | 66.8418 | 65.9909 | 65.39 | 64.7891 | 67.9564 | 75.2292 | 80.2819 | 85.0755 | 87.681 | 87.2337 | 86.2292 | 86.0801 | 84.9746 | 82.7682 | 81.1673 | 80.8073 | 78.7591 | 74.1009 | 70.9427 | 69.6445 | 68.64 | 3.008 | 2.4097 | 2.0228 | 2.6401 | 3.2369 | 3.9738 | 3.5217 | 3.4852 | 1.9455 | 3.6255 | 3.4581 | 3.3707 | 3.0908 | 2.9294 | 3.0982 | 4.0925 | 3.297 | 3.3539 | 3.8452 | 4.3151 | 4.6119 | 4.7969 | 4.2729 | 3.7264
Program Specific1-in-10Size: Over 200kWAll2025June Monthly Peak | Program Specific | 1-in-10 | Size: Over 200kW | All | 2025 | June Monthly Peak | 6 | 149.0328 | 145.0538 | 142.2699 | 141.2822 | 147.1793 | 160.4086 | 174.9362 | 193.2394 | 206.3641 | 217.3839 | 227.7221 | 231.1555 | 232.086 | 231.8282 | 228.6856 | 221.8826 | 214.1604 | 203.8192 | 192.7641 | 185.9562 | 182.97 | 173.4319 | 165.9016 | 158.6179 | -0.054332 | 0.64643 | 0.30084 | 0.61331 | -0.091889 | -0.11373 | -1.9318 | -0.587 | 0.75718 | 1.6606 | 5.463 | 19.0421 | 19.0171 | 17.5748 | 16.6415 | 16.6279 | 16.611 | 14.1654 | 5.4636 | 3.3693 | 2.4875 | 1.5957 | 1.6675 | 1.8309 | 66.729 | 64.7393 | 64.3357 | 64.1747 | 64.2228 | 64.0692 | 64.5405 | 69.1011 | 72.3618 | 75.6734 | 79.1915 | 81.3422 | 82.9461 | 83.5922 | 82.1239 | 82.8812 | 82.6193 | 80.4205 | 78.9308 | 77.3616 | 75.2665 | 72.5482 | 70.9473 | 69.479 | 3.1554 | 2.5229 | 2.1202 | 2.7572 | 3.3695 | 4.1113 | 3.6262 | 3.583 | 1.9675 | 3.6397 | 3.4698 | 3.374 | 3.0849 | 2.9219 | 3.0997 | 4.1208 | 3.3657 | 3.4344 | 3.9655 | 4.3888 | 4.7088 | 4.935 | 4.4121 | 3.8549
Program Specific1-in-10Size: Over 200kWAll2025July Monthly Peak | Program Specific | 1-in-10 | Size: Over 200kW | All | 2025 | July Monthly Peak | 7 | 154.5484 | 150.9961 | 147.881 | 147.4894 | 154.5097 | 170.1066 | 184.9484 | 201.7602 | 213.7476 | 225.0283 | 235.1347 | 237.5266 | 239.2789 | 238.9352 | 236.1004 | 231.6223 | 224.7894 | 213.7427 | 201.2389 | 193.3863 | 189.6497 | 179.7704 | 171.8251 | 164.5476 | 0.092119 | 0.65478 | 0.45846 | 0.86323 | 0.33712 | 0.80575 | -1.2821 | 0.7997 | 1.9991 | 2.2613 | 6.1293 | 20.5589 | 20.837 | 19.2996 | 18.4031 | 19.3539 | 19.4169 | 17.1331 | 7.783 | 4.6688 | 3.2272 | 2.2872 | 2.3952 | 2.4135 | 72.0436 | 71.7982 | 71.4473 | 71.3464 | 71.3418 | 71.1927 | 70.9909 | 72.75 | 74.9609 | 78.8646 | 82.3255 | 85.3392 | 86.1855 | 87.4792 | 87.7292 | 85.9355 | 83.2773 | 81.571 | 81.3646 | 80.0091 | 76.4609 | 74.4036 | 73.3027 | 73.0482 | 3.1722 | 2.5454 | 2.1355 | 2.79 | 3.4297 | 4.2277 | 3.7164 | 3.6262 | 1.9753 | 3.6529 | 3.4733 | 3.3605 | 3.0828 | 2.919 | 3.1019 | 4.1695 | 3.4236 | 3.4901 | 4.013 | 4.4255 | 4.7319 | 4.9601 | 4.4301 | 3.8765
Program Specific1-in-10Size: Over 200kWAll2025August Monthly Peak | Program Specific | 1-in-10 | Size: Over 200kW | All | 2025 | August Monthly Peak | 8 | 158.99 | 154.9868 | 151.9169 | 151.4498 | 158.5256 | 175.4142 | 191.2959 | 207.411 | 220.9565 | 232.6417 | 243.6092 | 246.6313 | 248.6823 | 248.4798 | 245.9863 | 239.8139 | 231.7318 | 221.7486 | 209.6904 | 202.7704 | 196.9206 | 186.0816 | 177.4085 | 169.6117 | 0.11729 | 0.66814 | 0.49272 | 0.92019 | 0.41414 | 0.97784 | -1.2061 | 1.0439 | 2.2583 | 2.4236 | 6.4254 | 21.4955 | 21.8417 | 20.2484 | 19.3586 | 20.3471 | 20.3269 | 18.1343 | 8.4372 | 5.0823 | 3.4563 | 2.4691 | 2.5789 | 2.5686 | 73.8301 | 72.9228 | 72.3228 | 71.9577 | 70.994 | 70.794 | 70.7096 | 72.0183 | 76.2942 | 80.1738 | 84.3497 | 85.9592 | 87.8761 | 86.5147 | 86.7811 | 87.187 | 86.6123 | 86.0931 | 83.5629 | 80.964 | 77.9686 | 75.9134 | 75.3097 | 74.847 | 3.2577 | 2.6079 | 2.1895 | 2.8598 | 3.5128 | 4.3522 | 3.8373 | 3.7213 | 2.0382 | 3.7696 | 3.5925 | 3.4832 | 3.1982 | 3.0302 | 3.2257 | 4.3093 | 3.5228 | 3.6141 | 4.1742 | 4.6337 | 4.9057 | 5.1257 | 4.5659 | 3.9887
Program Specific1-in-10Size: Over 200kWAll2025September Monthly Peak | Program Specific | 1-in-10 | Size: Over 200kW | All | 2025 | September Monthly Peak | 9 | 157.1378 | 153.2667 | 150.411 | 150.3176 | 158.6492 | 175.8075 | 195.4187 | 212.0495 | 229.5461 | 244.712 | 256.3035 | 259.88 | 261.7181 | 260.6997 | 257.1702 | 248.4126 | 236.9076 | 225.9009 | 214.5081 | 209.3221 | 199.8541 | 187.2382 | 177.0491 | 168.9624 | 0.16925 | 0.65783 | 0.5403 | 0.99278 | 0.56548 | 1.3002 | -0.9635 | 1.563 | 2.7814 | 2.7467 | 6.9348 | 23.0026 | 23.4279 | 21.6647 | 20.671 | 21.7811 | 21.4716 | 19.2713 | 9.3624 | 5.6675 | 3.7384 | 2.7065 | 2.8008 | 2.7316 | 71.9909 | 71.7891 | 71.3418 | 70.9427 | 70.8945 | 70.39 | 71.9473 | 72.5527 | 77.321 | 83.1764 | 87.6556 | 90.4583 | 90.4674 | 91.0111 | 90.6556 | 90.5501 | 90.9883 | 89.3874 | 87.5319 | 82.5091 | 79.9473 | 78.2936 | 76.6973 | 75.2936 | 3.2161 | 2.5763 | 2.1657 | 2.8354 | 3.5117 | 4.3572 | 3.9161 | 3.8006 | 2.1152 | 3.9622 | 3.7769 | 3.6667 | 3.3624 | 3.1761 | 3.3686 | 4.4591 | 3.5972 | 3.6774 | 4.2661 | 4.7795 | 4.9748 | 5.1531 | 4.5519 | 3.9692
Program Specific1-in-10Size: Over 200kWAll2025October Monthly Peak | Program Specific | 1-in-10 | Size: Over 200kW | All | 2025 | October Monthly Peak | 10 | 154.9752 | 151.0014 | 147.8194 | 146.9359 | 153.6935 | 167.4917 | 185.4356 | 201.2789 | 215.8955 | 228.6853 | 241.005 | 246.0544 | 248.5292 | 250.443 | 247.6982 | 239.5721 | 228.891 | 217.4661 | 207.8459 | 199.8927 | 191.1096 | 179.0168 | 171.0031 | 164.3126 | 0.030073 | 0.65882 | 0.39662 | 0.76751 | 0.16078 | 0.42785 | -1.5922 | 0.2317 | 1.5264 | 2.0776 | 6.0658 | 20.8567 | 21.1083 | 19.7112 | 18.7805 | 19.1814 | 18.959 | 16.5006 | 7.1763 | 4.3446 | 2.9864 | 2.0291 | 2.1231 | 2.2091 | 69.8507 | 68.4352 | 67.8055 | 67.5436 | 66.1957 | 65.6505 | 65.3328 | 66.7605 | 71.6253 | 77.9236 | 83.6796 | 85.6374 | 87.6705 | 88.5695 | 87.9278 | 86.2127 | 86.0666 | 85.0694 | 82.0935 | 79.497 | 76.2574 | 73.4338 | 72.1384 | 71.048 | 3.2084 | 2.5673 | 2.1528 | 2.8034 | 3.4408 | 4.1979 | 3.7586 | 3.6495 | 2.0122 | 3.7463 | 3.5929 | 3.5115 | 3.2296 | 3.086 | 3.2818 | 4.3497 | 3.5158 | 3.5813 | 4.1804 | 4.6122 | 4.8067 | 4.9828 | 4.4468 | 3.9042
Program Specific1-in-10Size: Over 200kWAll2025November Monthly Peak | Program Specific | 1-in-10 | Size: Over 200kW | All | 2025 | November Monthly Peak | 11 | 144.3424 | 140.7891 | 138.2053 | 138.0009 | 144.9666 | 157.0639 | 172.0532 | 188.7617 | 202.3044 | 214.1578 | 225.4372 | 229.642 | 232.2815 | 234.3485 | 231.7294 | 223.0826 | 213.1123 | 203.5494 | 190.0163 | 181.0914 | 175.3086 | 165.4973 | 158.2854 | 152.4606 | -0.07332 | 0.62697 | 0.27229 | 0.5682 | -0.14635 | -0.22552 | -1.995 | -0.75365 | 0.58654 | 1.5663 | 5.3236 | 18.7554 | 18.8479 | 17.5866 | 16.6865 | 16.4491 | 16.2727 | 13.8546 | 5.1278 | 3.1354 | 2.2999 | 1.4466 | 1.5106 | 1.6988 | 65.0276 | 64.4661 | 62.5938 | 62.1844 | 61.9156 | 61.1892 | 60.6492 | 62.3385 | 68.6158 | 75.1519 | 80.6074 | 84.646 | 85.9557 | 85.7072 | 85.4953 | 84.3399 | 83.0506 | 77.9217 | 74.4661 | 70.913 | 69.1082 | 66.6191 | 65.3444 | 64.1587 | 3.0762 | 2.4646 | 2.0729 | 2.7108 | 3.3407 | 4.0522 | 3.5899 | 3.5237 | 1.9413 | 3.6121 | 3.4603 | 3.3742 | 3.1078 | 2.9732 | 3.1611 | 4.1702 | 3.3706 | 3.4521 | 3.9342 | 4.3003 | 4.5388 | 4.7405 | 4.2371 | 3.7295
Program Specific1-in-10Size: Over 200kWAll2025December Monthly Peak | Program Specific | 1-in-10 | Size: Over 200kW | All | 2025 | December Monthly Peak | 12 | 125.4223 | 123.0744 | 122.1402 | 122.1994 | 128.1897 | 138.2328 | 152.6294 | 163.8029 | 168.9735 | 170.35 | 170.4305 | 166.7974 | 164.7424 | 162.2892 | 159.8223 | 157.2415 | 157.3586 | 158.9616 | 154.9027 | 149.6644 | 145.9052 | 140.544 | 134.8768 | 130.3705 | -0.6231 | 0.60738 | -0.31418 | -0.35004 | -1.7689 | -3.608 | -4.6222 | -5.887 | -3.9003 | -0.62831 | 2.4186 | 10.4765 | 9.5333 | 8.5471 | 7.7476 | 5.3753 | 5.6411 | 3.0293 | -3.1718 | -1.5279 | -0.35541 | -0.99203 | -1.0826 | -0.38016 | 49.4863 | 48.9863 | 48.0827 | 47.5345 | 47.4863 | 46.89 | 46.4863 | 47.1882 | 49.0918 | 51.6445 | 53.1491 | 53.6973 | 54.5964 | 55.5964 | 55.7018 | 55.7454 | 55.1445 | 53.1354 | 51.6354 | 51.3327 | 50.2272 | 50.2845 | 48.9818 | 48.53 | 3.919 | 3.1596 | 2.6871 | 3.5199 | 4.3306 | 5.2263 | 4.6675 | 4.4821 | 2.3777 | 4.2086 | 3.8322 | 3.5931 | 3.2319 | 3.0188 | 3.1979 | 4.3101 | 3.6511 | 3.9537 | 4.7031 | 5.2172 | 5.5453 | 5.8908 | 5.2925 | 4.6765
Program Specific1-in-10Size: Over 200kWAll2025Typical Event Day | Program Specific | 1-in-10 | Size: Over 200kW | All | 2025 | Typical Event Day | 8 | 157.8507 | 153.9149 | 150.8564 | 150.4061 | 157.306 | 173.9154 | 189.7297 | 205.6208 | 218.5107 | 229.2853 | 239.4424 | 242.2043 | 244.1756 | 244.2159 | 241.9835 | 235.9879 | 228.2537 | 218.4905 | 206.9394 | 200.3403 | 194.8364 | 184.3178 | 175.7551 | 168.0318 | 0.078776 | 0.66679 | 0.45171 | 0.85668 | 0.30204 | 0.73845 | -1.3864 | 0.68478 | 1.9316 | 2.2542 | 6.1943 | 20.8645 | 21.141 | 19.6074 | 18.7412 | 19.5311 | 19.5348 | 17.3032 | 7.8084 | 4.7282 | 3.2571 | 2.2874 | 2.3897 | 2.4183 | 71.1484 | 70.3123 | 69.8619 | 69.6054 | 69.3633 | 69.1115 | 69.5471 | 71.6055 | 75.2345 | 79.4721 | 83.3806 | 85.7747 | 86.8688 | 87.1493 | 86.8224 | 86.6385 | 85.8743 | 84.368 | 82.8475 | 80.211 | 77.4108 | 75.2897 | 74.0642 | 73.1669 | 3.2448 | 2.5983 | 2.1814 | 2.8493 | 3.4971 | 4.3289 | 3.8183 | 3.7011 | 2.0222 | 3.727 | 3.5423 | 3.4317 | 3.1505 | 2.9879 | 3.1836 | 4.2543 | 3.4814 | 3.5728 | 4.1328 | 4.5926 | 4.8691 | 5.0932 | 4.538 | 3.9643
Program Specific1-in-10Size: Over 200kWAll2026January Monthly Peak | Program Specific | 1-in-10 | Size: Over 200kW | All | 2026 | January Monthly Peak | 1 | 123.2901 | 120.4339 | 119.922 | 120.4735 | 127.6788 | 139.4696 | 156.8265 | 169.3457 | 173.0518 | 172.9476 | 173.6357 | 169.2153 | 167.2995 | 164.5352 | 160.7933 | 157.8858 | 156.8165 | 157.3751 | 154.5543 | 148.8797 | 145.08 | 139.3815 | 134.4785 | 130.0026 | -0.67041 | 0.59136 | -0.36529 | -0.43137 | -1.9293 | -3.9843 | -5.0334 | -6.5966 | -4.4186 | -0.82527 | 2.2668 | 10.263 | 9.2453 | 8.2702 | 7.4273 | 4.8361 | 5.0485 | 2.294 | -3.8374 | -1.8971 | -0.56226 | -1.2222 | -1.2893 | -0.54348 | 45.8763 | 44.8763 | 44.1745 | 42.78 | 41.9818 | 41.2318 | 40.9336 | 41.3809 | 45.6009 | 50.5046 | 53.7591 | 55.5091 | 57.1055 | 57.0573 | 57.2546 | 56.5482 | 55.9427 | 54.4863 | 53.1836 | 50.78 | 49.8763 | 49.2754 | 49.1354 | 48.7845 | 4.0074 | 3.2154 | 2.7436 | 3.6092 | 4.4872 | 5.4873 | 4.9893 | 4.8203 | 2.5327 | 4.4515 | 4.0645 | 3.7919 | 3.4138 | 3.1835 | 3.3455 | 4.5013 | 3.7819 | 4.0687 | 4.8817 | 5.4015 | 5.7417 | 6.0916 | 5.4897 | 4.8501
Program Specific1-in-10Size: Over 200kWAll2026February Monthly Peak | Program Specific | 1-in-10 | Size: Over 200kW | All | 2026 | February Monthly Peak | 2 | 128.1793 | 124.8894 | 123.3692 | 123.9591 | 130.1467 | 141.6145 | 158.9382 | 169.8366 | 175.0314 | 176.3729 | 179.5426 | 177.9701 | 178.2451 | 177.6054 | 175.2872 | 170.2622 | 165.6582 | 165.0634 | 162.9199 | 156.9047 | 152.8289 | 145.7258 | 139.342 | 134.271 | -0.55915 | 0.60356 | -0.24189 | -0.23921 | -1.5722 | -3.2216 | -4.4076 | -5.3427 | -3.4014 | -0.38285 | 2.7637 | 11.6269 | 10.863 | 9.8864 | 9.0729 | 6.7803 | 6.8904 | 4.2906 | -2.2431 | -0.99196 | -0.035155 | -0.72535 | -0.76738 | -0.12161 | 54.3372 | 54.1354 | 53.5391 | 53.1354 | 53.5872 | 53.2845 | 53.7363 | 53.64 | 53.5918 | 54.0482 | 54.9473 | 55.4473 | 56.7936 | 55.3418 | 54.4427 | 53.3418 | 51.0918 | 49.7891 | 48.7409 | 49.4909 | 49.2409 | 48.9863 | 49.2409 | 48.6882 | 3.7695 | 3.0171 | 2.5539 | 3.3601 | 4.1384 | 5.0411 | 4.5757 | 4.3739 | 2.3178 | 4.1056 | 3.8015 | 3.6081 | 3.2908 | 3.1092 | 3.3001 | 4.392 | 3.6167 | 3.8627 | 4.6553 | 5.146 | 5.4662 | 5.7593 | 5.1465 | 4.5324
Program Specific1-in-10Size: Over 200kWAll2026March Monthly Peak | Program Specific | 1-in-10 | Size: Over 200kW | All | 2026 | March Monthly Peak | 3 | 136.6034 | 133.1429 | 130.4647 | 129.4566 | 133.9562 | 146.5056 | 165.3681 | 178.5695 | 186.8298 | 192.5629 | 199.9877 | 202.2437 | 204.4087 | 207.1181 | 206.0132 | 199.1749 | 191.0209 | 182.8593 | 175.6088 | 172.6642 | 168.2737 | 159.9249 | 151.7301 | 144.7386 | -0.29004 | 0.61381 | 0.039393 | 0.20245 | -0.75914 | -1.5231 | -3.0415 | -2.7713 | -1.2074 | 0.6429 | 4.0331 | 15.1217 | 14.8545 | 13.8578 | 13.089 | 11.86 | 11.8059 | 9.2222 | 1.7367 | 1.2773 | 1.2669 | 0.47713 | 0.49217 | 0.88166 | 58.9818 | 57.679 | 56.03 | 55.9336 | 55.8372 | 55.1927 | 54.8945 | 56.3991 | 62.0573 | 66.9128 | 71.61 | 74.9564 | 77.7591 | 78.4036 | 73.8646 | 72.75 | 72.3509 | 71.4473 | 69.7845 | 66.03 | 64.78 | 63.2272 | 62.6309 | 61.2272 | 3.2625 | 2.6121 | 2.193 | 2.8498 | 3.4595 | 4.2362 | 3.8672 | 3.7353 | 2.0092 | 3.6395 | 3.4393 | 3.3302 | 3.0648 | 2.9447 | 3.1497 | 4.1725 | 3.3868 | 3.476 | 4.0747 | 4.5964 | 4.8847 | 5.1333 | 4.5518 | 3.9679
Program Specific1-in-10Size: Over 200kWAll2026April Monthly Peak | Program Specific | 1-in-10 | Size: Over 200kW | All | 2026 | April Monthly Peak | 4 | 145.4504 | 141.0004 | 138.1853 | 136.96 | 142.284 | 155.8344 | 171.8197 | 187.0309 | 200.4353 | 212.6463 | 224.0328 | 228.4327 | 231.0234 | 232.6476 | 229.3383 | 221.3258 | 210.7564 | 199.7564 | 187.4783 | 184.2289 | 180.2835 | 171.3277 | 163.0079 | 155.9916 | -0.017122 | 0.62246 | 0.3269 | 0.64801 | 0.016729 | 0.1151 | -1.7098 | -0.21889 | 1.0383 | 1.7607 | 5.4845 | 19.0505 | 19.2298 | 17.9319 | 16.9996 | 17.093 | 16.8458 | 14.4553 | 5.8374 | 3.6339 | 2.6153 | 1.7394 | 1.8098 | 1.9321 | 65.3267 | 63.9804 | 62.6806 | 63.2001 | 62.2001 | 61.8537 | 61.2409 | 65.0137 | 72.1463 | 78.2383 | 83.3888 | 87.0801 | 88.3211 | 88.3797 | 88.1102 | 87.7185 | 87.1945 | 85.4201 | 83.1055 | 78.3539 | 74.8989 | 72.7437 | 69.7544 | 67.822 | 3.0448 | 2.4244 | 2.0356 | 2.6424 | 3.2206 | 3.9491 | 3.5214 | 3.4284 | 1.8892 | 3.5221 | 3.3769 | 3.2966 | 3.0359 | 2.899 | 3.073 | 4.0637 | 3.2746 | 3.3277 | 3.8126 | 4.2989 | 4.5871 | 4.8215 | 4.2862 | 3.748
Program Specific1-in-10Size: Over 200kWAll2026May Monthly Peak | Program Specific | 1-in-10 | Size: Over 200kW | All | 2026 | May Monthly Peak | 5 | 145.1992 | 141.5938 | 138.7108 | 138.2573 | 144.5033 | 158.4567 | 173.6414 | 192.0871 | 208.554 | 221.1716 | 231.8324 | 235.9906 | 237.6368 | 237.521 | 233.6129 | 225.2028 | 214.4038 | 203.4195 | 191.0176 | 186.7969 | 183.0976 | 172.2493 | 164.2018 | 156.7051 | 0.028037 | 0.62309 | 0.37314 | 0.7214 | 0.14192 | 0.37835 | -1.5103 | 0.18141 | 1.4384 | 1.993 | 5.8251 | 19.9826 | 20.1537 | 18.664 | 17.6782 | 17.9762 | 17.7062 | 15.3741 | 6.5376 | 4.0258 | 2.8483 | 1.931 | 2.0112 | 2.0852 | 68.5827 | 67.9336 | 67.39 | 66.8418 | 65.9909 | 65.39 | 64.7891 | 67.9564 | 75.2292 | 80.2819 | 85.0755 | 87.681 | 87.2337 | 86.2292 | 86.0801 | 84.9746 | 82.7682 | 81.1673 | 80.8073 | 78.7591 | 74.1009 | 70.9427 | 69.6445 | 68.64 | 3.0081 | 2.4097 | 2.0226 | 2.6401 | 3.237 | 3.9741 | 3.5219 | 3.4854 | 1.9455 | 3.6257 | 3.4583 | 3.3706 | 3.0907 | 2.9293 | 3.098 | 4.0924 | 3.2965 | 3.3534 | 3.8452 | 4.3155 | 4.6123 | 4.7972 | 4.273 | 3.7264
Program Specific1-in-10Size: Over 200kWAll2026June Monthly Peak | Program Specific | 1-in-10 | Size: Over 200kW | All | 2026 | June Monthly Peak | 6 | 149.0327 | 145.0535 | 142.2698 | 141.282 | 147.1794 | 160.409 | 174.9358 | 193.2383 | 206.3605 | 217.379 | 227.7135 | 231.1465 | 232.0764 | 231.8183 | 228.6754 | 221.8718 | 214.1488 | 203.8067 | 192.7512 | 185.9428 | 182.9573 | 173.4271 | 165.9007 | 158.6183 | -0.055001 | 0.64566 | 0.29983 | 0.61219 | -0.092579 | -0.11402 | -1.9327 | -0.58775 | 0.75674 | 1.6604 | 5.4599 | 19.0359 | 19.0111 | 17.569 | 16.6371 | 16.6237 | 16.6068 | 14.1609 | 5.4594 | 3.3692 | 2.4887 | 1.5965 | 1.669 | 1.832 | 66.729 | 64.7393 | 64.3357 | 64.1747 | 64.2228 | 64.0692 | 64.5405 | 69.1011 | 72.3618 | 75.6734 | 79.1915 | 81.3422 | 82.9461 | 83.5922 | 82.1239 | 82.8812 | 82.6193 | 80.4205 | 78.9308 | 77.3616 | 75.2665 | 72.5482 | 70.9473 | 69.479 | 3.1555 | 2.5229 | 2.1201 | 2.7572 | 3.3696 | 4.1116 | 3.6264 | 3.5832 | 1.9675 | 3.64 | 3.47 | 3.3739 | 3.0848 | 2.9218 | 3.0995 | 4.1206 | 3.3652 | 3.4338 | 3.9655 | 4.3892 | 4.7092 | 4.9354 | 4.4122 | 3.8549
Program Specific1-in-10Size: Over 200kWAll2026July Monthly Peak | Program Specific | 1-in-10 | Size: Over 200kW | All | 2026 | July Monthly Peak | 7 | 154.5496 | 150.9969 | 147.8817 | 147.4903 | 154.5114 | 170.1085 | 184.9485 | 201.7594 | 213.7441 | 225.0241 | 235.1264 | 237.5177 | 239.2693 | 238.925 | 236.09 | 231.6114 | 224.778 | 213.7306 | 201.226 | 193.3732 | 189.6371 | 179.7665 | 171.8256 | 164.5494 | 0.091567 | 0.65422 | 0.45778 | 0.86248 | 0.33682 | 0.80599 | -1.2826 | 0.79933 | 1.9987 | 2.2613 | 6.127 | 20.5538 | 20.8321 | 19.2946 | 18.3983 | 19.3481 | 19.4111 | 17.1274 | 7.7776 | 4.6686 | 3.2286 | 2.2884 | 2.3967 | 2.4147 | 72.0436 | 71.7982 | 71.4473 | 71.3464 | 71.3418 | 71.1927 | 70.9909 | 72.75 | 74.9609 | 78.8646 | 82.3255 | 85.3392 | 86.1855 | 87.4792 | 87.7291 | 85.9355 | 83.2773 | 81.571 | 81.3646 | 80.0091 | 76.4609 | 74.4036 | 73.3027 | 73.0482 | 3.1723 | 2.5454 | 2.1354 | 2.79 | 3.4298 | 4.228 | 3.7166 | 3.6264 | 1.9753 | 3.6532 | 3.4735 | 3.3604 | 3.0827 | 2.9189 | 3.1016 | 4.1694 | 3.4232 | 3.4896 | 4.013 | 4.4258 | 4.7323 | 4.9605 | 4.4302 | 3.8766
Program Specific1-in-10Size: Over 200kWAll2026August Monthly Peak | Program Specific | 1-in-10 | Size: Over 200kW | All | 2026 | August Monthly Peak | 8 | 158.9916 | 154.9883 | 151.9182 | 151.4513 | 158.5278 | 175.4164 | 191.2962 | 207.4104 | 220.953 | 232.6372 | 243.6011 | 246.6228 | 248.6733 | 248.4702 | 245.9763 | 239.8033 | 231.7202 | 221.7364 | 209.6774 | 202.7577 | 196.9081 | 186.0779 | 177.4092 | 169.6137 | 0.11675 | 0.66762 | 0.49209 | 0.9195 | 0.41389 | 0.97817 | -1.2066 | 1.0436 | 2.258 | 2.4236 | 6.4232 | 21.4905 | 21.8369 | 20.2436 | 19.3539 | 20.341 | 20.3209 | 18.1282 | 8.4314 | 5.082 | 3.4577 | 2.4704 | 2.5805 | 2.5699 | 73.8301 | 72.9228 | 72.3228 | 71.9577 | 70.994 | 70.794 | 70.7096 | 72.0183 | 76.2942 | 80.1738 | 84.3497 | 85.9592 | 87.8761 | 86.5146 | 86.7811 | 87.187 | 86.6123 | 86.093 | 83.5628 | 80.964 | 77.9686 | 75.9134 | 75.3097 | 74.847 | 3.2578 | 2.608 | 2.1895 | 2.8598 | 3.513 | 4.3525 | 3.8376 | 3.7214 | 2.0382 | 3.7698 | 3.5928 | 3.4831 | 3.1982 | 3.0301 | 3.2255 | 4.3091 | 3.5224 | 3.6136 | 4.1742 | 4.6341 | 4.9061 | 5.1261 | 4.5661 | 3.9888
Program Specific1-in-10Size: Over 200kWAll2026September Monthly Peak | Program Specific | 1-in-10 | Size: Over 200kW | All | 2026 | September Monthly Peak | 9 | 157.1389 | 153.2676 | 150.412 | 150.3187 | 158.6512 | 175.8096 | 195.4192 | 212.0491 | 229.5431 | 244.7084 | 256.2961 | 259.8723 | 261.7097 | 260.691 | 257.1611 | 248.4025 | 236.8965 | 225.8892 | 214.4956 | 209.3096 | 199.842 | 187.2349 | 177.0498 | 168.9643 | 0.16873 | 0.65735 | 0.53977 | 0.99219 | 0.56534 | 1.3007 | -0.96384 | 1.5628 | 2.7811 | 2.7468 | 6.9329 | 22.9981 | 23.4236 | 21.6603 | 20.6662 | 21.7744 | 21.4651 | 19.2649 | 9.3562 | 5.6672 | 3.7399 | 2.708 | 2.8025 | 2.733 | 71.9909 | 71.7891 | 71.3418 | 70.9427 | 70.8945 | 70.39 | 71.9473 | 72.5527 | 77.3209 | 83.1764 | 87.6556 | 90.4583 | 90.4674 | 91.011 | 90.6556 | 90.5501 | 90.9883 | 89.3873 | 87.5319 | 82.5091 | 79.9473 | 78.2936 | 76.6973 | 75.2936 | 3.2162 | 2.5763 | 2.1656 | 2.8354 | 3.5119 | 4.3575 | 3.9163 | 3.8008 | 2.1152 | 3.9625 | 3.7772 | 3.6667 | 3.3624 | 3.176 | 3.3684 | 4.459 | 3.5967 | 3.6769 | 4.2661 | 4.7799 | 4.9753 | 5.1536 | 4.5521 | 3.9693
Program Specific1-in-10Size: Over 200kWAll2026October Monthly Peak | Program Specific | 1-in-10 | Size: Over 200kW | All | 2026 | October Monthly Peak | 10 | 154.9766 | 151.0026 | 147.8203 | 146.9369 | 153.6951 | 167.493 | 185.436 | 201.2792 | 215.8937 | 228.683 | 240.9987 | 246.0473 | 248.521 | 250.4341 | 247.6886 | 239.5617 | 228.8796 | 217.4538 | 207.8327 | 199.8783 | 191.0955 | 179.0134 | 171.0038 | 164.3146 | 0.029495 | 0.65821 | 0.39583 | 0.76664 | 0.16033 | 0.42788 | -1.5929 | 0.2312 | 1.526 | 2.0776 | 6.0634 | 20.8514 | 21.1031 | 19.706 | 18.7759 | 19.1762 | 18.9538 | 16.4952 | 7.1712 | 4.3444 | 2.9878 | 2.0301 | 2.1245 | 2.2103 | 69.8507 | 68.4352 | 67.8055 | 67.5436 | 66.1957 | 65.6505 | 65.3329 | 66.7605 | 71.6253 | 77.9236 | 83.6796 | 85.6373 | 87.6704 | 88.5695 | 87.9278 | 86.2127 | 86.0666 | 85.0694 | 82.0935 | 79.497 | 76.2574 | 73.4338 | 72.1384 | 71.048 | 3.2085 | 2.5673 | 2.1527 | 2.8034 | 3.4409 | 4.1981 | 3.7588 | 3.6496 | 2.0122 | 3.7466 | 3.5931 | 3.5115 | 3.2295 | 3.086 | 3.2816 | 4.3496 | 3.5153 | 3.5809 | 4.1804 | 4.6126 | 4.8071 | 4.9833 | 4.447 | 3.9043
Program Specific1-in-10Size: Over 200kWAll2026November Monthly Peak | Program Specific | 1-in-10 | Size: Over 200kW | All | 2026 | November Monthly Peak | 11 | 144.3427 | 140.7892 | 138.2053 | 138.001 | 144.967 | 157.0646 | 172.0529 | 188.7619 | 202.3024 | 214.1557 | 225.4313 | 229.6353 | 232.2737 | 234.3402 | 231.7207 | 223.0729 | 213.1012 | 203.5369 | 190.003 | 181.0774 | 175.2952 | 165.493 | 158.2846 | 152.4611 | -0.07396 | 0.62624 | 0.27128 | 0.56708 | -0.14706 | -0.22586 | -1.9959 | -0.75439 | 0.58613 | 1.5661 | 5.3208 | 18.7497 | 18.8422 | 17.581 | 16.6823 | 16.4453 | 16.2687 | 13.8502 | 5.1238 | 3.1353 | 2.301 | 1.4472 | 1.5119 | 1.6998 | 65.0276 | 64.4662 | 62.5938 | 62.1844 | 61.9156 | 61.1892 | 60.6492 | 62.3385 | 68.6158 | 75.1519 | 80.6074 | 84.646 | 85.9557 | 85.7072 | 85.4953 | 84.3399 | 83.0506 | 77.9217 | 74.4661 | 70.913 | 69.1082 | 66.6191 | 65.3444 | 64.1587 | 3.0763 | 2.4646 | 2.0728 | 2.7108 | 3.3408 | 4.0525 | 3.5901 | 3.5239 | 1.9413 | 3.6124 | 3.4605 | 3.3742 | 3.1077 | 2.9731 | 3.1609 | 4.17 | 3.3701 | 3.4516 | 3.9341 | 4.3007 | 4.5392 | 4.7409 | 4.2371 | 3.7295
Program Specific1-in-10Size: Over 200kWAll2026December Monthly Peak | Program Specific | 1-in-10 | Size: Over 200kW | All | 2026 | December Monthly Peak | 12 | 125.4215 | 123.0737 | 122.1394 | 122.1987 | 128.1887 | 138.2314 | 152.6272 | 163.8012 | 168.9707 | 170.3454 | 170.4235 | 166.7899 | 164.7345 | 162.2808 | 159.8136 | 157.2326 | 157.3491 | 158.9514 | 154.892 | 149.6549 | 145.896 | 140.536 | 134.8726 | 130.3679 | -0.62407 | 0.60596 | -0.31643 | -0.35249 | -1.7712 | -3.6107 | -4.6246 | -5.8893 | -3.9011 | -0.62891 | 2.4134 | 10.4679 | 9.5249 | 8.5395 | 7.7448 | 5.3774 | 5.6427 | 3.0301 | -3.1706 | -1.5274 | -0.35523 | -0.99359 | -1.082 | -0.37988 | 49.4863 | 48.9863 | 48.0827 | 47.5345 | 47.4863 | 46.89 | 46.4863 | 47.1882 | 49.0918 | 51.6445 | 53.1491 | 53.6973 | 54.5964 | 55.5964 | 55.7018 | 55.7454 | 55.1445 | 53.1354 | 51.6354 | 51.3327 | 50.2272 | 50.2845 | 48.9818 | 48.53 | 3.9191 | 3.1595 | 2.6869 | 3.5198 | 4.3307 | 5.2265 | 4.6677 | 4.4822 | 2.3777 | 4.2089 | 3.8325 | 3.593 | 3.2317 | 3.0186 | 3.1975 | 4.3098 | 3.6505 | 3.9531 | 4.703 | 5.2177 | 5.5458 | 5.8912 | 5.2924 | 4.6763
Program Specific1-in-10Size: Over 200kWAll2026Typical Event Day | Program Specific | 1-in-10 | Size: Over 200kW | All | 2026 | Typical Event Day | 8 | 157.8522 | 153.9163 | 150.8576 | 150.4076 | 157.3081 | 173.9176 | 189.7301 | 205.6202 | 218.5071 | 229.2806 | 239.4342 | 242.1958 | 244.1667 | 244.2063 | 241.9736 | 235.9772 | 228.2421 | 218.4781 | 206.9263 | 200.3275 | 194.8238 | 184.3139 | 175.7557 | 168.0337 | 0.078218 | 0.66623 | 0.45101 | 0.85592 | 0.3017 | 0.73864 | -1.3869 | 0.68437 | 1.9313 | 2.2542 | 6.192 | 20.8594 | 21.136 | 19.6025 | 18.7365 | 19.5254 | 19.5291 | 17.2975 | 7.8029 | 4.728 | 3.2585 | 2.2886 | 2.3913 | 2.4195 | 71.1484 | 70.3123 | 69.8619 | 69.6054 | 69.3633 | 69.1115 | 69.5471 | 71.6055 | 75.2345 | 79.4721 | 83.3806 | 85.7747 | 86.8688 | 87.1492 | 86.8224 | 86.6385 | 85.8743 | 84.368 | 82.8475 | 80.2109 | 77.4108 | 75.2897 | 74.0642 | 73.1669 | 3.245 | 2.5984 | 2.1813 | 2.8494 | 3.4973 | 4.3292 | 3.8185 | 3.7013 | 2.0222 | 3.7273 | 3.5426 | 3.4317 | 3.1504 | 2.9878 | 3.1834 | 4.2541 | 3.481 | 3.5723 | 4.1327 | 4.593 | 4.8695 | 5.0936 | 4.5381 | 3.9644
Program Specific1-in-2Size: Over 200kWAll2016January Monthly Peak | Program Specific | 1-in-2 | Size: Over 200kW | All | 2016 | January Monthly Peak | 1 | 125.328 | 122.3844 | 121.4675 | 121.7792 | 128.7601 | 140.6435 | 158.4448 | 171.7313 | 176.2305 | 176.8465 | 178.3519 | 175.5151 | 174.4144 | 173.2671 | 170.0502 | 166.0695 | 163.5585 | 162.0434 | 157.8152 | 151.9388 | 148.1844 | 142.1639 | 137.0178 | 132.0285 | -0.58123 | 0.60663 | -0.25999 | -0.27608 | -1.6606 | -3.44 | -4.5933 | -5.795 | -3.7624 | -0.52672 | 2.6519 | 11.2594 | 10.3716 | 9.4012 | 8.5189 | 6.1065 | 6.2967 | 3.6124 | -2.7394 | -1.2768 | -0.20842 | -0.86869 | -0.93851 | -0.26038 | 49.7799 | 49.1487 | 48.5599 | 48.2711 | 47.4982 | 47.0195 | 47.8342 | 47.0753 | 48.6629 | 52.0362 | 54.7892 | 56.9732 | 58.6431 | 58.9651 | 59.0661 | 58.8115 | 57.795 | 55.9232 | 54.0856 | 53.3191 | 50.8687 | 49.2404 | 47.3501 | 46.0719 | 3.8058 | 3.054 | 2.5987 | 3.4095 | 4.2274 | 5.1681 | 4.7084 | 4.5661 | 2.4102 | 4.2491 | 3.8971 | 3.6746 | 3.3255 | 3.1324 | 3.3074 | 4.4244 | 3.6902 | 3.9192 | 4.6553 | 5.1406 | 5.4691 | 5.7981 | 5.2258 | 4.6027
Program Specific1-in-2Size: Over 200kWAll2016February Monthly Peak | Program Specific | 1-in-2 | Size: Over 200kW | All | 2016 | February Monthly Peak | 2 | 127.8969 | 124.6209 | 123.1508 | 123.7666 | 129.9696 | 141.4132 | 158.6943 | 169.497 | 174.5748 | 175.795 | 178.8833 | 177.1286 | 177.3086 | 176.503 | 174.142 | 169.2533 | 164.84 | 164.4952 | 162.5469 | 156.5632 | 152.4872 | 145.3749 | 138.9977 | 133.9684 | -0.56055 | 0.61644 | -0.23194 | -0.23392 | -1.5844 | -3.2664 | -4.4394 | -5.4212 | -3.4787 | -0.4166 | 2.7659 | 11.5825 | 10.798 | 9.8152 | 8.9554 | 6.5829 | 6.7033 | 4.1046 | -2.4023 | -1.0824 | -0.086524 | -0.75987 | -0.82145 | -0.16302 | 52.5074 | 52.2799 | 51.3459 | 49.7615 | 49.2301 | 48.6923 | 48.1276 | 47.8324 | 50.9381 | 53.9622 | 56.7016 | 57.7697 | 58.5963 | 58.986 | 58.5963 | 58.0317 | 57.5271 | 56.4847 | 54.6909 | 53.5884 | 52.1446 | 50.9003 | 49.9471 | 49.2226 | 3.794 | 3.038 | 2.574 | 3.3851 | 4.1684 | 5.076 | 4.6069 | 4.4022 | 2.3325 | 4.125 | 3.8172 | 3.6225 | 3.3026 | 3.1172 | 3.3092 | 4.4052 | 3.6352 | 3.8876 | 4.6838 | 5.1728 | 5.4944 | 5.7905 | 5.1787 | 4.5624
Program Specific1-in-2Size: Over 200kWAll2016March Monthly Peak | Program Specific | 1-in-2 | Size: Over 200kW | All | 2016 | March Monthly Peak | 3 | 130.3549 | 127.2141 | 125.2127 | 124.6243 | 129.0034 | 140.6594 | 158.6693 | 170.0639 | 175.3389 | 177.5143 | 181.6015 | 180.6783 | 181.3583 | 182.1815 | 180.9585 | 176.3004 | 171.3644 | 167.0789 | 163.4231 | 161.6367 | 158.0677 | 150.9378 | 143.3577 | 137.3314 | -0.49837 | 0.62017 | -0.16848 | -0.12939 | -1.366 | -2.8124 | -4.0659 | -4.7535 | -2.9154 | -0.17207 | 3.0268 | 12.2336 | 11.585 | 10.6498 | 9.8509 | 7.7468 | 7.8558 | 5.2118 | -1.4271 | -0.55341 | 0.22088 | -0.48767 | -0.52766 | 0.076268 | 53.4893 | 52.9968 | 52.4035 | 51.1112 | 50.3493 | 50.0993 | 50.3826 | 51.5269 | 54.628 | 57.7819 | 59.7833 | 61.8087 | 62.6447 | 62.2078 | 62.6566 | 62.2709 | 61.322 | 59.1519 | 57.542 | 56.3764 | 55.4608 | 53.5675 | 53.0705 | 52.8251 | 3.6612 | 2.9362 | 2.4774 | 3.2271 | 3.9173 | 4.7806 | 4.3614 | 4.182 | 2.2181 | 3.9432 | 3.6689 | 3.4985 | 3.1983 | 3.0462 | 3.2559 | 4.3445 | 3.5782 | 3.7398 | 4.4581 | 5.0551 | 5.3907 | 5.6931 | 5.0572 | 4.428
Program Specific1-in-2Size: Over 200kWAll2016April Monthly Peak | Program Specific | 1-in-2 | Size: Over 200kW | All | 2016 | April Monthly Peak | 4 | 137.7423 | 133.725 | 131.2782 | 130.3224 | 134.8568 | 146.8216 | 162.1249 | 175.5523 | 184.8244 | 191.5569 | 198.0048 | 199.8164 | 201.3723 | 203.1138 | 200.8399 | 194.6048 | 187.0177 | 178.7789 | 170.3197 | 168.9575 | 166.8383 | 159.7461 | 152.1581 | 145.8987 | -0.25981 | 0.62435 | 0.078648 | 0.25759 | -0.68089 | -1.3666 | -2.842 | -2.4805 | -0.99388 | 0.72797 | 4.1166 | 15.1827 | 14.9033 | 13.851 | 12.9935 | 11.91 | 11.8781 | 9.3909 | 2.0329 | 1.4335 | 1.3503 | 0.5792 | 0.58754 | 0.9622 | 61.578 | 60.5767 | 59.834 | 57.929 | 57.7948 | 56.7303 | 56.8959 | 59.4399 | 64.0575 | 67.6371 | 70.7444 | 73.0873 | 74.0153 | 74.6266 | 74.1898 | 74.1598 | 73.047 | 72.5663 | 71.2635 | 68.5993 | 64.6548 | 63.3507 | 62.375 | 61.042 | 3.2399 | 2.5848 | 2.1752 | 2.8262 | 3.4295 | 4.1788 | 3.7321 | 3.615 | 1.9583 | 3.5619 | 3.3495 | 3.2402 | 2.9741 | 2.8443 | 3.0264 | 4.0163 | 3.2714 | 3.3527 | 3.8907 | 4.4223 | 4.7619 | 5.0454 | 4.4952 | 3.9397
Program Specific1-in-2Size: Over 200kWAll2016May Monthly Peak | Program Specific | 1-in-2 | Size: Over 200kW | All | 2016 | May Monthly Peak | 5 | 137.8419 | 134.6553 | 132.0567 | 131.8241 | 137.2228 | 149.5902 | 164.1778 | 180.9742 | 193.4273 | 200.6659 | 206.4978 | 208.3739 | 209.1475 | 209.4926 | 206.7402 | 199.8974 | 191.8051 | 183.1691 | 174.3242 | 171.9736 | 170.1354 | 161.1214 | 153.7676 | 146.9296 | -0.19847 | 0.6257 | 0.14029 | 0.35226 | -0.52272 | -1.0389 | -2.5831 | -2.0099 | -0.5626 | 0.97341 | 4.4811 | 16.2097 | 15.9457 | 14.7322 | 13.8377 | 12.9943 | 12.9288 | 10.4815 | 2.8708 | 1.9124 | 1.6307 | 0.82756 | 0.84749 | 1.1635 | 62.1686 | 61.9186 | 61.6686 | 60.9484 | 60.5494 | 59.9246 | 61.7365 | 63.9261 | 67.2683 | 70.8316 | 73.5937 | 74.6056 | 74.0111 | 74.7128 | 75.324 | 74.5139 | 73.738 | 72.6614 | 71.4053 | 68.5557 | 66.7395 | 65.7906 | 65.5406 | 64.3537 | 3.1339 | 2.5162 | 2.1156 | 2.7634 | 3.373 | 4.1153 | 3.653 | 3.6028 | 1.9809 | 3.6067 | 3.3764 | 3.2662 | 2.9859 | 2.8357 | 3.0111 | 3.9877 | 3.2423 | 3.3196 | 3.8496 | 4.3523 | 4.6952 | 4.9182 | 4.391 | 3.8351
Program Specific1-in-2Size: Over 200kWAll2016June Monthly Peak | Program Specific | 1-in-2 | Size: Over 200kW | All | 2016 | June Monthly Peak | 6 | 144.5684 | 140.8419 | 138.2557 | 137.4166 | 142.8347 | 155.1283 | 169.2743 | 186.5576 | 197.2853 | 205.1082 | 212.5712 | 214.5439 | 214.8995 | 214.7847 | 212.2779 | 206.4775 | 200.4534 | 191.6528 | 182.792 | 177.0967 | 175.1922 | 166.7239 | 159.6026 | 152.7397 | -0.19666 | 0.65157 | 0.15671 | 0.38439 | -0.5091 | -1.002 | -2.602 | -1.9516 | -0.46944 | 1.0411 | 4.6649 | 16.7854 | 16.4932 | 15.2069 | 14.3106 | 13.5845 | 13.6709 | 11.1504 | 3.1801 | 2.0661 | 1.733 | 0.90885 | 0.9368 | 1.2525 | 63.0767 | 62.9276 | 62.2257 | 62.2934 | 61.3416 | 61.8342 | 62.0888 | 64.345 | 66.4926 | 68.8208 | 71.3752 | 73.6268 | 75.071 | 75.8137 | 76.2247 | 76.0665 | 75.1116 | 74.1747 | 72.3481 | 70.3495 | 67.4592 | 66.289 | 65.5753 | 64.8283 | 3.2651 | 2.6142 | 2.1999 | 2.8615 | 3.4878 | 4.2395 | 3.7417 | 3.6891 | 2.0072 | 3.6603 | 3.4514 | 3.3406 | 3.0477 | 2.8881 | 3.0714 | 4.0917 | 3.3654 | 3.4497 | 4.01 | 4.4519 | 4.8025 | 5.0554 | 4.5275 | 3.9603
Program Specific1-in-2Size: Over 200kWAll2016July Monthly Peak | Program Specific | 1-in-2 | Size: Over 200kW | All | 2016 | July Monthly Peak | 7 | 148.87 | 145.647 | 142.6672 | 142.3992 | 148.6452 | 162.932 | 177.39 | 193.0206 | 201.8455 | 208.7825 | 215.0256 | 215.9031 | 217.1283 | 217.5889 | 215.8604 | 212.42 | 207.4898 | 197.8823 | 188.0108 | 181.6852 | 179.5307 | 171.1126 | 163.6823 | 156.8299 | -0.090198 | 0.65585 | 0.26837 | 0.56349 | -0.20413 | -0.35188 | -2.148 | -0.94151 | 0.43722 | 1.4609 | 5.0689 | 17.6058 | 17.5501 | 16.2647 | 15.4498 | 15.4577 | 15.6306 | 13.2149 | 4.8389 | 2.9965 | 2.2639 | 1.408 | 1.4683 | 1.6767 | 68.0333 | 67.4021 | 67.0993 | 66.9502 | 66.7892 | 66.7892 | 67.2938 | 68.5906 | 70.7729 | 73.7217 | 75.321 | 73.9612 | 74.7277 | 77.1994 | 78.9564 | 79.2066 | 80.252 | 79.4538 | 75.808 | 73.4305 | 71.9578 | 71.4489 | 70.4924 | 70.1973 | 3.1948 | 2.5681 | 2.1559 | 2.8172 | 3.4495 | 4.2324 | 3.726 | 3.6266 | 1.9512 | 3.5405 | 3.3174 | 3.1941 | 2.9257 | 2.7798 | 2.9675 | 3.9994 | 3.3093 | 3.3835 | 3.9189 | 4.34 | 4.6761 | 4.9309 | 4.4121 | 3.8636
Program Specific1-in-2Size: Over 200kWAll2016August Monthly Peak | Program Specific | 1-in-2 | Size: Over 200kW | All | 2016 | August Monthly Peak | 8 | 155.3711 | 151.5796 | 148.5667 | 148.1613 | 154.7015 | 170.7264 | 186.3945 | 201.7903 | 213.3065 | 222.1652 | 230.6324 | 232.7768 | 234.5452 | 235.0134 | 233.3016 | 227.7348 | 220.8043 | 211.6092 | 201.1877 | 195.2639 | 190.4736 | 180.5567 | 172.1939 | 164.6351 | 0.0006245 | 0.67007 | 0.37075 | 0.72756 | 0.063797 | 0.22153 | -1.7709 | -0.087012 | 1.2334 | 1.8949 | 5.731 | 19.5754 | 19.7003 | 18.2835 | 17.4534 | 17.8244 | 17.8803 | 15.5749 | 6.506 | 3.9709 | 2.8178 | 1.8878 | 1.9682 | 2.084 | 71.223 | 71.4325 | 70.7808 | 70.6083 | 70.3927 | 69.8758 | 69.9951 | 69.6663 | 71.2855 | 73.9747 | 77.5001 | 80.0231 | 81.4425 | 82.1387 | 81.693 | 81.4627 | 80.788 | 79.8941 | 77.1855 | 75.8783 | 74.1097 | 73.3002 | 72.5927 | 72.5085 | 3.2397 | 2.5965 | 2.1807 | 2.8477 | 3.4883 | 4.3093 | 3.8041 | 3.6838 | 2.0032 | 3.6605 | 3.458 | 3.3458 | 3.0704 | 2.917 | 3.1154 | 4.1656 | 3.4207 | 3.5145 | 4.0746 | 4.5344 | 4.8218 | 5.0564 | 4.5097 | 3.9405
Program Specific1-in-2Size: Over 200kWAll2016September Monthly Peak | Program Specific | 1-in-2 | Size: Over 200kW | All | 2016 | September Monthly Peak | 9 | 152.0806 | 148.5071 | 145.7099 | 145.693 | 153.251 | 169.179 | 188.496 | 204.1335 | 218.7584 | 229.9131 | 237.9594 | 240.3587 | 241.8326 | 241.8478 | 239.4596 | 231.5141 | 221.5792 | 211.5912 | 202.4635 | 198.6955 | 190.7419 | 179.4637 | 169.7275 | 161.9628 | 0.008092 | 0.65851 | 0.3706 | 0.72501 | 0.078814 | 0.25055 | -1.7655 | -0.040379 | 1.3066 | 1.9796 | 5.9231 | 20.2328 | 20.3422 | 18.8407 | 17.9455 | 18.1834 | 18.007 | 15.6469 | 6.6132 | 4.0815 | 2.8451 | 1.898 | 1.9606 | 2.0652 | 67.7 | 67.2482 | 67.0918 | 65.8521 | 65.8328 | 65.6883 | 66.4475 | 67.6493 | 71.8783 | 76.9311 | 82.4311 | 84.2834 | 84.663 | 84.2806 | 85.6042 | 87.0575 | 86.375 | 85.2727 | 83.3135 | 79.6612 | 76.9532 | 75.8147 | 74.4353 | 73.0904 | 3.167 | 2.541 | 2.1365 | 2.7969 | 3.4512 | 4.2649 | 3.8426 | 3.7222 | 2.0519 | 3.7847 | 3.5645 | 3.4508 | 3.162 | 2.9983 | 3.1934 | 4.2296 | 3.4282 | 3.5095 | 4.0958 | 4.609 | 4.8236 | 5.0202 | 4.4397 | 3.8719
Program Specific1-in-2Size: Over 200kWAll2016October Monthly Peak | Program Specific | 1-in-2 | Size: Over 200kW | All | 2016 | October Monthly Peak | 10 | 150.1813 | 146.4829 | 143.4489 | 142.6882 | 148.8396 | 161.5707 | 179.1588 | 193.9684 | 205.948 | 215.1507 | 224.2744 | 227.9546 | 229.9323 | 232.3527 | 230.4613 | 223.2794 | 214.2782 | 204.2139 | 196.8605 | 190.1708 | 182.6654 | 171.7492 | 164.1694 | 157.8671 | -0.1261 | 0.6609 | 0.23525 | 0.51357 | -0.29902 | -0.54561 | -2.3377 | -1.2575 | 0.17821 | 1.3874 | 5.1584 | 18.3326 | 18.2855 | 17.0782 | 16.2074 | 15.7987 | 15.7054 | 13.1374 | 4.5992 | 2.8771 | 2.1596 | 1.2805 | 1.3334 | 1.5802 | 65.1865 | 64.6413 | 64.2831 | 63.7785 | 63.298 | 62.4306 | 62.6519 | 64.247 | 67.6688 | 71.9641 | 75.1646 | 77.1884 | 79.9206 | 80.8889 | 80.788 | 80.3813 | 80.4219 | 80.0257 | 75.5573 | 71.7319 | 69.7498 | 68.1473 | 66.9863 | 66.2799 | 3.2651 | 2.6164 | 2.1957 | 2.8596 | 3.4989 | 4.2512 | 3.8126 | 3.6927 | 2.0165 | 3.6988 | 3.508 | 3.4165 | 3.1385 | 3.0071 | 3.2087 | 4.2584 | 3.4614 | 3.5368 | 4.157 | 4.6009 | 4.8174 | 5.0155 | 4.483 | 3.9398
Program Specific1-in-2Size: Over 200kWAll2016November Monthly Peak | Program Specific | 1-in-2 | Size: Over 200kW | All | 2016 | November Monthly Peak | 11 | 137.1935 | 134.0354 | 131.8614 | 131.9415 | 138.2666 | 148.9621 | 163.2663 | 178.244 | 188.0202 | 194.9506 | 201.7645 | 203.3786 | 204.9456 | 206.7694 | 204.9388 | 198.0705 | 191.0096 | 184.3012 | 174.4001 | 167.165 | 162.961 | 154.8264 | 148.3004 | 143.2387 | -0.30151 | 0.62926 | 0.038452 | 0.1968 | -0.82046 | -1.6405 | -3.0726 | -2.9203 | -1.3505 | 0.59188 | 4.0489 | 15.1631 | 14.8183 | 13.7558 | 12.9082 | 11.5747 | 11.5906 | 9.0509 | 1.5054 | 1.1009 | 1.1433 | 0.39268 | 0.39265 | 0.80618 | 60.6771 | 60.7518 | 59.8528 | 59.5094 | 60.0119 | 60.3734 | 59.5758 | 59.1444 | 61.6121 | 64.6097 | 67.2268 | 69.2653 | 70.3747 | 70.7723 | 69.5846 | 69.2653 | 68.447 | 66.5495 | 65.4907 | 64.2747 | 63.8349 | 62.9745 | 62.2962 | 61.7407 | 3.3124 | 2.6594 | 2.2427 | 2.937 | 3.6094 | 4.3522 | 3.8579 | 3.7687 | 2.0447 | 3.7225 | 3.5049 | 3.3855 | 3.107 | 2.9722 | 3.1691 | 4.1957 | 3.4277 | 3.5464 | 4.0896 | 4.4904 | 4.7728 | 5.019 | 4.4972 | 3.9703
Program Specific1-in-2Size: Over 200kWAll2016December Monthly Peak | Program Specific | 1-in-2 | Size: Over 200kW | All | 2016 | December Monthly Peak | 12 | 128.2565 | 125.7787 | 124.3551 | 124.1252 | 129.9193 | 140.1775 | 155.1148 | 167.2772 | 173.6371 | 176.2143 | 177.5226 | 175.8569 | 174.7982 | 174.1664 | 172.2251 | 168.3089 | 166.5926 | 165.6595 | 159.7393 | 154.1499 | 150.3316 | 144.5128 | 138.5015 | 133.3678 | -0.5081 | 0.62134 | -0.18395 | -0.1548 | -1.4293 | -2.9222 | -4.0799 | -4.8862 | -3.0641 | -0.24188 | 2.9123 | 11.8064 | 11.0313 | 10.0431 | 9.2169 | 7.1249 | 7.3633 | 4.8402 | -1.7004 | -0.69806 | 0.11602 | -0.53597 | -0.61845 | -0.007517 | 50.3223 | 49.9262 | 49.0042 | 49.0376 | 48.223 | 47.9064 | 47.7046 | 47.2259 | 51.6612 | 56.8465 | 60.7094 | 62.2367 | 63.7498 | 66.6053 | 65.7305 | 63.661 | 62.1883 | 60.8626 | 60.0072 | 57.3237 | 56.2407 | 54.7347 | 54.4033 | 54.0932 | 3.6647 | 2.954 | 2.504 | 3.2704 | 4.0133 | 4.845 | 4.3368 | 4.1849 | 2.235 | 3.9777 | 3.6473 | 3.4644 | 3.1365 | 2.963 | 3.1531 | 4.22 | 3.5396 | 3.7733 | 4.4336 | 4.9048 | 5.2151 | 5.5324 | 4.9705 | 4.3763
Program Specific1-in-2Size: Over 200kWAll2016Typical Event Day | Program Specific | 1-in-2 | Size: Over 200kW | All | 2016 | Typical Event Day | 8 | 153.1325 | 149.4692 | 146.5217 | 146.1724 | 152.4269 | 167.9481 | 183.4481 | 198.3623 | 208.632 | 215.8019 | 222.7504 | 224.2589 | 225.7955 | 226.5138 | 225.2062 | 220.0723 | 213.9174 | 205.3421 | 195.9739 | 190.6397 | 186.4543 | 177.1363 | 168.9936 | 161.6192 | -0.075625 | 0.66833 | 0.29072 | 0.60289 | -0.15676 | -0.24751 | -2.1271 | -0.79266 | 0.6021 | 1.576 | 5.3043 | 18.3907 | 18.3812 | 17.0574 | 16.2565 | 16.2525 | 16.3549 | 13.9912 | 5.2994 | 3.2905 | 2.4337 | 1.5367 | 1.5996 | 1.7917 | 67.5082 | 67.2526 | 66.7994 | 66.426 | 66.0891 | 66.0469 | 66.4563 | 67.5628 | 70.1073 | 73.3621 | 76.6569 | 77.9736 | 78.9761 | 79.8581 | 80.6196 | 80.9483 | 80.6317 | 79.6988 | 77.1638 | 74.8299 | 72.62 | 71.7132 | 70.7739 | 70.1561 | 3.2646 | 2.6178 | 2.199 | 2.8725 | 3.514 | 4.3341 | 3.8279 | 3.7024 | 2.0033 | 3.635 | 3.4143 | 3.2957 | 3.0222 | 2.8746 | 3.0749 | 4.1158 | 3.3889 | 3.4874 | 4.0578 | 4.5256 | 4.8253 | 5.0711 | 4.525 | 3.955
Program Specific1-in-2Size: Over 200kWAll2017January Monthly Peak | Program Specific | 1-in-2 | Size: Over 200kW | All | 2017 | January Monthly Peak | 1 | 125.3281 | 122.3844 | 121.4672 | 121.7789 | 128.7602 | 140.6437 | 158.4439 | 171.7306 | 176.2297 | 176.8457 | 178.347 | 175.5097 | 174.4087 | 173.2606 | 170.0431 | 166.062 | 163.5503 | 162.0346 | 157.8053 | 151.9296 | 148.1764 | 142.1605 | 137.0164 | 132.0289 | -0.58211 | 0.60538 | -0.26204 | -0.27831 | -1.6626 | -3.4422 | -4.5955 | -5.7971 | -3.7631 | -0.52721 | 2.6473 | 11.2516 | 10.3639 | 9.3941 | 8.5162 | 6.1082 | 6.298 | 3.6129 | -2.7385 | -1.2763 | -0.20822 | -0.86983 | -0.93797 | -0.26012 | 49.7799 | 49.1487 | 48.5599 | 48.2711 | 47.4982 | 47.0195 | 47.8342 | 47.0753 | 48.6629 | 52.0362 | 54.7892 | 56.9732 | 58.6431 | 58.9651 | 59.0661 | 58.8115 | 57.795 | 55.9232 | 54.0856 | 53.3191 | 50.8687 | 49.2405 | 47.3501 | 46.0719 | 3.8059 | 3.0539 | 2.5985 | 3.4095 | 4.2275 | 5.1684 | 4.7086 | 4.5662 | 2.4102 | 4.2494 | 3.8974 | 3.6745 | 3.3254 | 3.1323 | 3.3071 | 4.4241 | 3.6896 | 3.9186 | 4.6552 | 5.141 | 5.4696 | 5.7986 | 5.2258 | 4.6027
Program Specific1-in-2Size: Over 200kWAll2017February Monthly Peak | Program Specific | 1-in-2 | Size: Over 200kW | All | 2017 | February Monthly Peak | 2 | 127.8968 | 124.6207 | 123.1503 | 123.7664 | 129.9695 | 141.4132 | 158.6934 | 169.4959 | 174.5735 | 175.7935 | 178.8777 | 177.1221 | 177.302 | 176.4956 | 174.1341 | 169.2449 | 164.8307 | 164.4857 | 162.5365 | 156.5532 | 152.4781 | 145.371 | 138.996 | 133.9685 | -0.56143 | 0.6152 | -0.23393 | -0.23607 | -1.5863 | -3.2685 | -4.4415 | -5.4232 | -3.4794 | -0.41707 | 2.7613 | 11.5745 | 10.7903 | 9.808 | 8.9525 | 6.5844 | 6.7044 | 4.1049 | -2.4016 | -1.0819 | -0.086266 | -0.76095 | -0.82086 | -0.16272 | 52.5074 | 52.2799 | 51.3459 | 49.7615 | 49.2301 | 48.6923 | 48.1276 | 47.8324 | 50.9381 | 53.9622 | 56.7016 | 57.7697 | 58.5963 | 58.986 | 58.5963 | 58.0317 | 57.5271 | 56.4847 | 54.6909 | 53.5884 | 52.1446 | 50.9003 | 49.9471 | 49.2226 | 3.794 | 3.038 | 2.5738 | 3.385 | 4.1685 | 5.0762 | 4.6071 | 4.4023 | 2.3324 | 4.1253 | 3.8175 | 3.6224 | 3.3025 | 3.117 | 3.3089 | 4.4049 | 3.6345 | 3.887 | 4.6837 | 5.1732 | 5.4949 | 5.7909 | 5.1787 | 4.5624
Program Specific1-in-2Size: Over 200kWAll2017March Monthly Peak | Program Specific | 1-in-2 | Size: Over 200kW | All | 2017 | March Monthly Peak | 3 | 130.3549 | 127.214 | 125.2125 | 124.6243 | 129.0036 | 140.6597 | 158.6687 | 170.063 | 175.3373 | 177.5125 | 181.5959 | 180.6722 | 181.3515 | 182.174 | 180.9503 | 176.2914 | 171.3549 | 167.0688 | 163.4122 | 161.6262 | 158.0578 | 150.934 | 143.3567 | 137.3316 | -0.49919 | 0.61902 | -0.17027 | -0.13132 | -1.3676 | -2.8142 | -4.0677 | -4.7553 | -2.916 | -0.17248 | 3.0226 | 12.2263 | 11.5777 | 10.6429 | 9.8479 | 7.7476 | 7.8563 | 5.2115 | -1.427 | -0.55302 | 0.22124 | -0.48852 | -0.52702 | 0.076646 | 53.4893 | 52.9968 | 52.4035 | 51.1113 | 50.3493 | 50.0993 | 50.3826 | 51.5269 | 54.628 | 57.7819 | 59.7833 | 61.8087 | 62.6447 | 62.2078 | 62.6566 | 62.2709 | 61.322 | 59.1519 | 57.542 | 56.3764 | 55.4608 | 53.5675 | 53.0705 | 52.8251 | 3.6612 | 2.9361 | 2.4772 | 3.227 | 3.9174 | 4.7809 | 4.3616 | 4.1822 | 2.218 | 3.9434 | 3.6692 | 3.4985 | 3.1982 | 3.0461 | 3.2555 | 4.3442 | 3.5775 | 3.7391 | 4.458 | 5.0555 | 5.3911 | 5.6935 | 5.0572 | 4.428
Program Specific1-in-2Size: Over 200kWAll2017April Monthly Peak | Program Specific | 1-in-2 | Size: Over 200kW | All | 2017 | April Monthly Peak | 4 | 137.7423 | 133.7249 | 131.2781 | 130.3223 | 134.8569 | 146.8217 | 162.1243 | 175.551 | 184.8214 | 191.5538 | 197.9983 | 199.8093 | 201.3646 | 203.1055 | 200.8307 | 194.5948 | 187.0068 | 178.7674 | 170.3077 | 168.9455 | 166.8269 | 159.742 | 152.157 | 145.8989 | -0.26051 | 0.62347 | 0.077359 | 0.25618 | -0.68197 | -1.3675 | -2.8432 | -2.4817 | -0.99437 | 0.72771 | 4.1132 | 15.1763 | 14.8971 | 13.8451 | 12.9899 | 11.9085 | 11.8763 | 9.3886 | 2.031 | 1.4337 | 1.351 | 0.57916 | 0.58851 | 0.96289 | 61.5781 | 60.5767 | 59.834 | 57.929 | 57.7948 | 56.7303 | 56.8959 | 59.4399 | 64.0575 | 67.6371 | 70.7444 | 73.0873 | 74.0153 | 74.6266 | 74.1898 | 74.1598 | 73.047 | 72.5663 | 71.2635 | 68.5993 | 64.6549 | 63.3507 | 62.375 | 61.042 | 3.2399 | 2.5848 | 2.175 | 2.8261 | 3.4296 | 4.179 | 3.7322 | 3.6151 | 1.9582 | 3.5621 | 3.3497 | 3.2401 | 2.974 | 2.8442 | 3.0261 | 4.016 | 3.2707 | 3.3521 | 3.8905 | 4.4227 | 4.7622 | 5.0457 | 4.4953 | 3.9397
Program Specific1-in-2Size: Over 200kWAll2017May Monthly Peak | Program Specific | 1-in-2 | Size: Over 200kW | All | 2017 | May Monthly Peak | 5 | 137.8414 | 134.6547 | 132.0561 | 131.8237 | 137.2225 | 149.5901 | 164.177 | 180.9735 | 193.4251 | 200.6627 | 206.491 | 208.3666 | 209.1396 | 209.4844 | 206.7315 | 199.8878 | 191.7947 | 183.158 | 174.313 | 171.9622 | 170.1245 | 161.1171 | 153.7662 | 146.9294 | -0.19914 | 0.62487 | 0.1391 | 0.35095 | -0.52368 | -1.0396 | -2.5842 | -2.0109 | -0.56305 | 0.97319 | 4.4779 | 16.2036 | 15.9398 | 14.7265 | 13.8341 | 12.9922 | 12.9265 | 10.4788 | 2.8685 | 1.9124 | 1.6315 | 0.82769 | 0.84854 | 1.1643 | 62.1686 | 61.9186 | 61.6686 | 60.9485 | 60.5494 | 59.9246 | 61.7365 | 63.9261 | 67.2683 | 70.8316 | 73.5937 | 74.6056 | 74.0111 | 74.7128 | 75.324 | 74.5139 | 73.738 | 72.6614 | 71.4052 | 68.5557 | 66.7395 | 65.7906 | 65.5406 | 64.3537 | 3.1339 | 2.5161 | 2.1154 | 2.7634 | 3.3731 | 4.1155 | 3.6532 | 3.6029 | 1.9808 | 3.6069 | 3.3766 | 3.2661 | 2.9858 | 2.8356 | 3.0108 | 3.9875 | 3.2417 | 3.319 | 3.8495 | 4.3526 | 4.6956 | 4.9186 | 4.391 | 3.8351
Program Specific1-in-2Size: Over 200kWAll2017June Monthly Peak | Program Specific | 1-in-2 | Size: Over 200kW | All | 2017 | June Monthly Peak | 6 | 144.568 | 140.8414 | 138.2554 | 137.4163 | 142.8346 | 155.1284 | 169.2738 | 186.5565 | 197.282 | 205.1037 | 212.5633 | 214.5358 | 214.8911 | 214.776 | 212.2689 | 206.4679 | 200.4432 | 191.6418 | 182.7808 | 177.085 | 175.1811 | 166.7195 | 159.6014 | 152.7397 | -0.19733 | 0.65074 | 0.15554 | 0.3831 | -0.51004 | -1.0027 | -2.603 | -1.9526 | -0.46991 | 1.0408 | 4.6616 | 16.7792 | 16.4872 | 15.2012 | 14.3069 | 13.5822 | 13.6685 | 11.1476 | 3.1777 | 2.0662 | 1.7338 | 0.90903 | 0.93786 | 1.2532 | 63.0767 | 62.9276 | 62.2257 | 62.2934 | 61.3416 | 61.8342 | 62.0888 | 64.3449 | 66.4926 | 68.8208 | 71.3752 | 73.6268 | 75.071 | 75.8137 | 76.2247 | 76.0665 | 75.1116 | 74.1747 | 72.3481 | 70.3495 | 67.4592 | 66.289 | 65.5753 | 64.8283 | 3.2651 | 2.6141 | 2.1997 | 2.8615 | 3.4878 | 4.2397 | 3.7418 | 3.6892 | 2.0071 | 3.6605 | 3.4516 | 3.3405 | 3.0476 | 2.8879 | 3.0711 | 4.0914 | 3.3648 | 3.4491 | 4.0099 | 4.4523 | 4.8029 | 5.0557 | 4.5276 | 3.9603
Program Specific1-in-2Size: Over 200kWAll2017July Monthly Peak | Program Specific | 1-in-2 | Size: Over 200kW | All | 2017 | July Monthly Peak | 7 | 148.8706 | 145.6475 | 142.6676 | 142.3997 | 148.6463 | 162.9333 | 177.3899 | 193.0198 | 201.8422 | 208.7783 | 215.018 | 215.8951 | 217.1199 | 217.58 | 215.8512 | 212.4104 | 207.4797 | 197.8717 | 187.9998 | 181.6736 | 179.5197 | 171.1086 | 163.682 | 156.8309 | -0.09077 | 0.65519 | 0.26746 | 0.5625 | -0.20476 | -0.35224 | -2.1488 | -0.94225 | 0.43682 | 1.4608 | 5.0662 | 17.6004 | 17.5449 | 16.2596 | 15.4461 | 15.4545 | 15.6273 | 13.2114 | 4.8357 | 2.9964 | 2.2648 | 1.4085 | 1.4694 | 1.6775 | 68.0333 | 67.4021 | 67.0993 | 66.9502 | 66.7892 | 66.7892 | 67.2938 | 68.5906 | 70.7729 | 73.7217 | 75.321 | 73.9612 | 74.7277 | 77.1994 | 78.9564 | 79.2066 | 80.252 | 79.4538 | 75.808 | 73.4305 | 71.9578 | 71.4489 | 70.4924 | 70.1973 | 3.1949 | 2.5681 | 2.1558 | 2.8172 | 3.4496 | 4.2327 | 3.7262 | 3.6267 | 1.9511 | 3.5408 | 3.3176 | 3.194 | 2.9256 | 2.7797 | 2.9672 | 3.9992 | 3.3088 | 3.383 | 3.9188 | 4.3403 | 4.6764 | 4.9312 | 4.4122 | 3.8636
Program Specific1-in-2Size: Over 200kWAll2017August Monthly Peak | Program Specific | 1-in-2 | Size: Over 200kW | All | 2017 | August Monthly Peak | 8 | 155.3722 | 151.5807 | 148.5676 | 148.1624 | 154.7032 | 170.7281 | 186.3947 | 201.7897 | 213.3033 | 222.161 | 230.6254 | 232.7695 | 234.5376 | 235.0054 | 233.2931 | 227.7257 | 220.7944 | 211.5986 | 201.1767 | 195.253 | 190.4628 | 180.5531 | 172.194 | 164.6364 | 0.00011192 | 0.66952 | 0.37003 | 0.72676 | 0.063358 | 0.22145 | -1.7715 | -0.087536 | 1.2331 | 1.8948 | 5.7287 | 19.5706 | 19.6957 | 18.279 | 17.4496 | 17.8204 | 17.8762 | 15.5706 | 6.5021 | 3.9707 | 2.8189 | 1.8886 | 1.9694 | 2.085 | 71.223 | 71.4325 | 70.7808 | 70.6083 | 70.3927 | 69.8758 | 69.9951 | 69.6663 | 71.2855 | 73.9747 | 77.5001 | 80.0231 | 81.4425 | 82.1387 | 81.693 | 81.4627 | 80.788 | 79.8941 | 77.1855 | 75.8783 | 74.1097 | 73.3002 | 72.5927 | 72.5085 | 3.2398 | 2.5965 | 2.1806 | 2.8477 | 3.4884 | 4.3095 | 3.8043 | 3.6839 | 2.0032 | 3.6607 | 3.4582 | 3.3457 | 3.0703 | 2.9169 | 3.1151 | 4.1654 | 3.4202 | 3.514 | 4.0745 | 4.5347 | 4.8222 | 5.0568 | 4.5098 | 3.9405
Program Specific1-in-2Size: Over 200kWAll2017September Monthly Peak | Program Specific | 1-in-2 | Size: Over 200kW | All | 2017 | September Monthly Peak | 9 | 152.0811 | 148.5076 | 145.7105 | 145.6938 | 153.2523 | 169.1805 | 188.4963 | 204.1331 | 218.7556 | 229.9097 | 237.953 | 240.3521 | 241.8256 | 241.8405 | 239.4519 | 231.5055 | 221.5697 | 211.5812 | 202.4531 | 198.6848 | 190.7316 | 179.4603 | 169.7275 | 161.9638 | 0.0075833 | 0.65796 | 0.36989 | 0.72424 | 0.07839 | 0.25049 | -1.7661 | -0.04088 | 1.3062 | 1.9795 | 5.9209 | 20.2281 | 20.3377 | 18.8364 | 17.9418 | 18.1794 | 18.003 | 15.6427 | 6.6093 | 4.0814 | 2.8462 | 1.8988 | 1.9618 | 2.0661 | 67.7 | 67.2482 | 67.0918 | 65.8521 | 65.8328 | 65.6883 | 66.4475 | 67.6493 | 71.8783 | 76.9311 | 82.4311 | 84.2834 | 84.663 | 84.2806 | 85.6042 | 87.0575 | 86.375 | 85.2727 | 83.3135 | 79.6612 | 76.9532 | 75.8147 | 74.4353 | 73.0904 | 3.1671 | 2.541 | 2.1364 | 2.7969 | 3.4513 | 4.2651 | 3.8428 | 3.7224 | 2.0518 | 3.7849 | 3.5647 | 3.4507 | 3.1619 | 2.9982 | 3.1932 | 4.2294 | 3.4278 | 3.5091 | 4.0957 | 4.6094 | 4.824 | 5.0206 | 4.4398 | 3.8719
Program Specific1-in-2Size: Over 200kWAll2017October Monthly Peak | Program Specific | 1-in-2 | Size: Over 200kW | All | 2017 | October Monthly Peak | 10 | 150.1821 | 146.4836 | 143.4495 | 142.6889 | 148.8406 | 161.5715 | 179.159 | 193.9685 | 205.9464 | 215.1485 | 224.2691 | 227.9486 | 229.9257 | 232.3455 | 230.4535 | 223.2709 | 214.2689 | 204.2039 | 196.8499 | 190.1591 | 182.654 | 171.746 | 164.1694 | 157.8682 | -0.12664 | 0.66027 | 0.23436 | 0.51259 | -0.29968 | -0.54604 | -2.3385 | -1.2583 | 0.17784 | 1.3873 | 5.1559 | 18.3275 | 18.2805 | 17.0734 | 16.2039 | 15.796 | 15.7025 | 13.1342 | 4.5963 | 2.8771 | 2.1605 | 1.2809 | 1.3345 | 1.581 | 65.1865 | 64.6413 | 64.2831 | 63.7785 | 63.298 | 62.4306 | 62.6519 | 64.247 | 67.6688 | 71.9641 | 75.1646 | 77.1884 | 79.9205 | 80.8889 | 80.788 | 80.3813 | 80.4219 | 80.0256 | 75.5573 | 71.7319 | 69.7498 | 68.1473 | 66.9863 | 66.2799 | 3.2651 | 2.6164 | 2.1956 | 2.8596 | 3.499 | 4.2514 | 3.8128 | 3.6928 | 2.0164 | 3.699 | 3.5082 | 3.4164 | 3.1384 | 3.007 | 3.2085 | 4.2582 | 3.4609 | 3.5363 | 4.1569 | 4.6012 | 4.8177 | 5.0158 | 4.4831 | 3.9398
Program Specific1-in-2Size: Over 200kWAll2017November Monthly Peak | Program Specific | 1-in-2 | Size: Over 200kW | All | 2017 | November Monthly Peak | 11 | 137.1934 | 134.0353 | 131.8612 | 131.9414 | 138.2667 | 148.9622 | 163.2657 | 178.2439 | 188.0186 | 194.9487 | 201.7596 | 203.3732 | 204.9395 | 206.7629 | 204.932 | 198.0629 | 191.001 | 184.2915 | 174.3898 | 167.1544 | 162.9509 | 154.8227 | 148.2992 | 143.2387 | -0.30213 | 0.62846 | 0.03726 | 0.1955 | -0.82149 | -1.6415 | -3.0738 | -2.9213 | -1.3509 | 0.59164 | 4.0459 | 15.1576 | 14.8128 | 13.7506 | 12.9053 | 11.5738 | 11.5895 | 9.0492 | 1.504 | 1.101 | 1.1438 | 0.39252 | 0.39344 | 0.80673 | 60.6771 | 60.7518 | 59.8528 | 59.5094 | 60.0119 | 60.3734 | 59.5758 | 59.1444 | 61.6121 | 64.6097 | 67.2268 | 69.2653 | 70.3747 | 70.7723 | 69.5846 | 69.2653 | 68.447 | 66.5495 | 65.4906 | 64.2747 | 63.8349 | 62.9745 | 62.2962 | 61.7407 | 3.3125 | 2.6593 | 2.2426 | 2.937 | 3.6094 | 4.3524 | 3.8581 | 3.7689 | 2.0446 | 3.7227 | 3.5051 | 3.3854 | 3.1069 | 2.9721 | 3.1689 | 4.1955 | 3.4272 | 3.5459 | 4.0895 | 4.4907 | 4.7731 | 5.0193 | 4.4972 | 3.9703
Program Specific1-in-2Size: Over 200kWAll2017December Monthly Peak | Program Specific | 1-in-2 | Size: Over 200kW | All | 2017 | December Monthly Peak | 12 | 128.2558 | 125.7781 | 124.3545 | 124.1246 | 129.9185 | 140.1765 | 155.1134 | 167.2761 | 173.6348 | 176.2103 | 177.5171 | 175.8511 | 174.7918 | 174.1597 | 172.2181 | 168.3015 | 166.5846 | 165.6508 | 159.7304 | 154.1415 | 150.3235 | 144.5061 | 138.4982 | 133.3657 | -0.50881 | 0.62034 | -0.1855 | -0.15649 | -1.4308 | -2.9238 | -4.0815 | -4.8877 | -3.0646 | -0.24229 | 2.9086 | 11.8001 | 11.0251 | 10.0374 | 9.2145 | 7.1257 | 7.3639 | 4.8401 | -1.7001 | -0.69774 | 0.11628 | -0.53686 | -0.61786 | -0.0071807 | 50.3223 | 49.9262 | 49.0042 | 49.0376 | 48.223 | 47.9064 | 47.7046 | 47.226 | 51.6612 | 56.8465 | 60.7094 | 62.2367 | 63.7498 | 66.6053 | 65.7305 | 63.661 | 62.1883 | 60.8626 | 60.0072 | 57.3237 | 56.2407 | 54.7347 | 54.4033 | 54.0932 | 3.6647 | 2.9539 | 2.5038 | 3.2703 | 4.0133 | 4.8451 | 4.337 | 4.185 | 2.235 | 3.9779 | 3.6475 | 3.4643 | 3.1364 | 2.9629 | 3.1528 | 4.2197 | 3.5391 | 3.7727 | 4.4335 | 4.9051 | 5.2154 | 5.5326 | 4.9703 | 4.3761
Program Specific1-in-2Size: Over 200kWAll2017Typical Event Day | Program Specific | 1-in-2 | Size: Over 200kW | All | 2017 | Typical Event Day | 8 | 153.1334 | 149.4701 | 146.5226 | 146.1735 | 152.4284 | 167.9496 | 183.4483 | 198.3617 | 208.6288 | 215.7976 | 222.7432 | 224.2515 | 225.7879 | 226.5057 | 225.1977 | 220.063 | 213.9074 | 205.3315 | 195.9628 | 190.6287 | 186.4435 | 177.1324 | 168.9935 | 161.6203 | -0.076175 | 0.66771 | 0.28988 | 0.60197 | -0.15734 | -0.24781 | -2.1279 | -0.79335 | 0.60171 | 1.5759 | 5.3017 | 18.3855 | 18.3762 | 17.0526 | 16.2528 | 16.2491 | 16.3514 | 13.9876 | 5.296 | 3.2905 | 2.4347 | 1.5373 | 1.6007 | 1.7926 | 67.5082 | 67.2526 | 66.7994 | 66.426 | 66.0891 | 66.0469 | 66.4563 | 67.5628 | 70.1073 | 73.3621 | 76.6569 | 77.9736 | 78.9761 | 79.8581 | 80.6196 | 80.9483 | 80.6317 | 79.6988 | 77.1638 | 74.8299 | 72.62 | 71.7132 | 70.7739 | 70.1561 | 3.2646 | 2.6178 | 2.1989 | 2.8725 | 3.5141 | 4.3343 | 3.8281 | 3.7025 | 2.0032 | 3.6352 | 3.4145 | 3.2956 | 3.022 | 2.8745 | 3.0747 | 4.1156 | 3.3884 | 3.4869 | 4.0578 | 4.5259 | 4.8256 | 5.0715 | 4.5251 | 3.9551
Program Specific1-in-2Size: Over 200kWAll2018January Monthly Peak | Program Specific | 1-in-2 | Size: Over 200kW | All | 2018 | January Monthly Peak | 1 | 125.3282 | 122.3844 | 121.4669 | 121.7787 | 128.7602 | 140.6439 | 158.4432 | 171.73 | 176.229 | 176.845 | 178.343 | 175.5053 | 174.404 | 173.2552 | 170.0373 | 166.0558 | 163.5437 | 162.0274 | 157.7972 | 151.922 | 148.1699 | 142.1577 | 137.0153 | 132.0291 | -0.58283 | 0.60435 | -0.26371 | -0.28012 | -1.6642 | -3.4441 | -4.5972 | -5.7989 | -3.7637 | -0.52761 | 2.6435 | 11.2452 | 10.3577 | 9.3884 | 8.5139 | 6.1096 | 6.2991 | 3.6133 | -2.7378 | -1.2759 | -0.20805 | -0.87076 | -0.93753 | -0.25991 | 49.7799 | 49.1487 | 48.5599 | 48.2711 | 47.4982 | 47.0196 | 47.8342 | 47.0753 | 48.6629 | 52.0362 | 54.7892 | 56.9732 | 58.6431 | 58.9651 | 59.0661 | 58.8115 | 57.795 | 55.9232 | 54.0856 | 53.3191 | 50.8687 | 49.2405 | 47.3501 | 46.0719 | 3.8059 | 3.0538 | 2.5983 | 3.4094 | 4.2276 | 5.1686 | 4.7088 | 4.5664 | 2.4102 | 4.2497 | 3.8976 | 3.6745 | 3.3253 | 3.1322 | 3.3069 | 4.4239 | 3.6891 | 3.9181 | 4.6551 | 5.1414 | 5.47 | 5.7989 | 5.2258 | 4.6027
Program Specific1-in-2Size: Over 200kWAll2018February Monthly Peak | Program Specific | 1-in-2 | Size: Over 200kW | All | 2018 | February Monthly Peak | 2 | 127.8967 | 124.6205 | 123.1499 | 123.7662 | 129.9695 | 141.4133 | 158.6926 | 169.4949 | 174.5723 | 175.7922 | 178.8729 | 177.1165 | 177.2962 | 176.4893 | 174.1273 | 169.2377 | 164.8228 | 164.4777 | 162.5275 | 156.5447 | 152.4702 | 145.3676 | 138.9946 | 133.9685 | -0.56218 | 0.61414 | -0.23563 | -0.23792 | -1.5879 | -3.2704 | -4.4433 | -5.425 | -3.4799 | -0.41747 | 2.7574 | 11.5677 | 10.7836 | 9.8019 | 8.95 | 6.5857 | 6.7054 | 4.1052 | -2.401 | -1.0815 | -0.086045 | -0.76187 | -0.82036 | -0.16247 | 52.5074 | 52.2799 | 51.346 | 49.7615 | 49.2301 | 48.6923 | 48.1276 | 47.8324 | 50.9381 | 53.9622 | 56.7016 | 57.7697 | 58.5963 | 58.986 | 58.5963 | 58.0317 | 57.5271 | 56.4847 | 54.6909 | 53.5884 | 52.1446 | 50.9004 | 49.9471 | 49.2226 | 3.794 | 3.0379 | 2.5736 | 3.385 | 4.1686 | 5.0764 | 4.6072 | 4.4024 | 2.3324 | 4.1256 | 3.8177 | 3.6223 | 3.3024 | 3.1169 | 3.3086 | 4.4047 | 3.634 | 3.8864 | 4.6836 | 5.1736 | 5.4953 | 5.7913 | 5.1787 | 4.5624
Program Specific1-in-2Size: Over 200kWAll2018March Monthly Peak | Program Specific | 1-in-2 | Size: Over 200kW | All | 2018 | March Monthly Peak | 3 | 130.3549 | 127.214 | 125.2123 | 124.6242 | 129.0037 | 140.6599 | 158.6682 | 170.0621 | 175.3358 | 177.5108 | 181.5909 | 180.6668 | 181.3453 | 182.1673 | 180.9429 | 176.2834 | 171.3462 | 167.0596 | 163.4025 | 161.6167 | 158.0489 | 150.9307 | 143.3558 | 137.3317 | -0.49993 | 0.61799 | -0.17189 | -0.13306 | -1.3691 | -2.8158 | -4.0693 | -4.7569 | -2.9166 | -0.17286 | 3.0187 | 12.2197 | 11.571 | 10.6367 | 9.8452 | 7.7484 | 7.8567 | 5.2113 | -1.4268 | -0.55267 | 0.22157 | -0.48928 | -0.52643 | 0.076987 | 53.4893 | 52.9968 | 52.4035 | 51.1113 | 50.3493 | 50.0993 | 50.3826 | 51.5269 | 54.628 | 57.7819 | 59.7833 | 61.8087 | 62.6447 | 62.2078 | 62.6566 | 62.2709 | 61.322 | 59.1519 | 57.542 | 56.3764 | 55.4608 | 53.5675 | 53.0705 | 52.8251 | 3.6613 | 2.936 | 2.4771 | 3.227 | 3.9175 | 4.7811 | 4.3617 | 4.1823 | 2.218 | 3.9437 | 3.6694 | 3.4984 | 3.1981 | 3.046 | 3.2553 | 4.344 | 3.5769 | 3.7385 | 4.4579 | 5.0559 | 5.3915 | 5.6938 | 5.0573 | 4.428
Program Specific1-in-2Size: Over 200kWAll2018April Monthly Peak | Program Specific | 1-in-2 | Size: Over 200kW | All | 2018 | April Monthly Peak | 4 | 137.7422 | 133.7247 | 131.278 | 130.3223 | 134.857 | 146.8219 | 162.1238 | 175.5497 | 184.8186 | 191.5509 | 197.9922 | 199.8025 | 201.3573 | 203.0975 | 200.8221 | 194.5852 | 186.9965 | 178.7564 | 170.2963 | 168.9341 | 166.8161 | 159.7381 | 152.156 | 145.899 | -0.26117 | 0.62263 | 0.076132 | 0.25484 | -0.683 | -1.3684 | -2.8443 | -2.4829 | -0.99484 | 0.72746 | 4.11 | 15.1703 | 14.8911 | 13.8394 | 12.9865 | 11.907 | 11.8746 | 9.3864 | 2.0292 | 1.4338 | 1.3517 | 0.57911 | 0.58944 | 0.96354 | 61.5781 | 60.5767 | 59.834 | 57.929 | 57.7948 | 56.7303 | 56.8959 | 59.4399 | 64.0575 | 67.6371 | 70.7444 | 73.0873 | 74.0153 | 74.6265 | 74.1898 | 74.1598 | 73.047 | 72.5663 | 71.2635 | 68.5993 | 64.6549 | 63.3507 | 62.375 | 61.042 | 3.2399 | 2.5847 | 2.1749 | 2.8261 | 3.4297 | 4.1792 | 3.7324 | 3.6152 | 1.9581 | 3.5624 | 3.3499 | 3.2401 | 2.9739 | 2.844 | 3.0258 | 4.0158 | 3.2702 | 3.3514 | 3.8904 | 4.423 | 4.7626 | 5.0461 | 4.4953 | 3.9397
Program Specific1-in-2Size: Over 200kWAll2018May Monthly Peak | Program Specific | 1-in-2 | Size: Over 200kW | All | 2018 | May Monthly Peak | 5 | 137.8408 | 134.654 | 132.0556 | 131.8232 | 137.2223 | 149.5901 | 164.1762 | 180.9728 | 193.423 | 200.6595 | 206.4842 | 208.3593 | 209.1317 | 209.4761 | 206.7227 | 199.8781 | 191.7843 | 183.1469 | 174.3018 | 171.9507 | 170.1135 | 161.1127 | 153.7648 | 146.9293 | -0.19981 | 0.62403 | 0.1379 | 0.34965 | -0.52464 | -1.0404 | -2.5853 | -2.0119 | -0.5635 | 0.97297 | 4.4747 | 16.1975 | 15.9338 | 14.7209 | 13.8305 | 12.9901 | 12.9242 | 10.4761 | 2.8662 | 1.9125 | 1.6323 | 0.82783 | 0.8496 | 1.165 | 62.1686 | 61.9186 | 61.6686 | 60.9485 | 60.5494 | 59.9246 | 61.7365 | 63.9261 | 67.2683 | 70.8316 | 73.5937 | 74.6056 | 74.0111 | 74.7128 | 75.324 | 74.5139 | 73.738 | 72.6614 | 71.4052 | 68.5557 | 66.7395 | 65.7906 | 65.5406 | 64.3537 | 3.1339 | 2.516 | 2.1152 | 2.7633 | 3.3731 | 4.1157 | 3.6533 | 3.603 | 1.9808 | 3.6072 | 3.3768 | 3.2661 | 2.9856 | 2.8355 | 3.0105 | 3.9872 | 3.2412 | 3.3184 | 3.8494 | 4.353 | 4.696 | 4.9189 | 4.3911 | 3.8351
Program Specific1-in-2Size: Over 200kWAll2018June Monthly Peak | Program Specific | 1-in-2 | Size: Over 200kW | All | 2018 | June Monthly Peak | 6 | 144.5677 | 140.841 | 138.2551 | 137.416 | 142.8345 | 155.1285 | 169.2732 | 186.5554 | 197.2786 | 205.0989 | 212.555 | 214.5274 | 214.8822 | 214.7669 | 212.2594 | 206.4577 | 200.4324 | 191.6303 | 182.769 | 177.0728 | 175.1694 | 166.7147 | 159.6001 | 152.7396 | -0.19804 | 0.64987 | 0.1543 | 0.38174 | -0.51103 | -1.0035 | -2.6042 | -1.9536 | -0.47039 | 1.0406 | 4.6581 | 16.7726 | 16.4808 | 15.1953 | 14.3031 | 13.5799 | 13.666 | 11.1447 | 3.1751 | 2.0662 | 1.7346 | 0.90922 | 0.93899 | 1.2541 | 63.0767 | 62.9276 | 62.2258 | 62.2934 | 61.3416 | 61.8342 | 62.0888 | 64.345 | 66.4926 | 68.8208 | 71.3752 | 73.6267 | 75.071 | 75.8137 | 76.2247 | 76.0665 | 75.1116 | 74.1747 | 72.3481 | 70.3495 | 67.4592 | 66.289 | 65.5753 | 64.8283 | 3.2651 | 2.6141 | 2.1995 | 2.8614 | 3.4879 | 4.2399 | 3.742 | 3.6893 | 2.007 | 3.6607 | 3.4518 | 3.3404 | 3.0474 | 2.8878 | 3.0708 | 4.0911 | 3.3642 | 3.4485 | 4.0098 | 4.4526 | 4.8033 | 5.0561 | 4.5276 | 3.9603
Program Specific1-in-2Size: Over 200kWAll2018July Monthly Peak | Program Specific | 1-in-2 | Size: Over 200kW | All | 2018 | July Monthly Peak | 7 | 148.8711 | 145.648 | 142.6681 | 142.4004 | 148.6476 | 162.9347 | 177.3898 | 193.0188 | 201.8385 | 208.7738 | 215.0096 | 215.8862 | 217.1106 | 217.5703 | 215.8411 | 212.3997 | 207.4685 | 197.8599 | 187.9875 | 181.6609 | 179.5074 | 171.1042 | 163.6817 | 156.832 | -0.091404 | 0.65446 | 0.26646 | 0.5614 | -0.20547 | -0.35263 | -2.1497 | -0.94307 | 0.43638 | 1.4606 | 5.0632 | 17.5944 | 17.539 | 16.254 | 15.442 | 15.4509 | 15.6236 | 13.2075 | 4.8321 | 2.9964 | 2.2658 | 1.4091 | 1.4707 | 1.6785 | 68.0333 | 67.4021 | 67.0993 | 66.9502 | 66.7892 | 66.7892 | 67.2938 | 68.5906 | 70.7728 | 73.7217 | 75.321 | 73.9612 | 74.7277 | 77.1994 | 78.9564 | 79.2066 | 80.252 | 79.4538 | 75.808 | 73.4305 | 71.9578 | 71.4489 | 70.4924 | 70.1973 | 3.1949 | 2.5681 | 2.1557 | 2.8171 | 3.4497 | 4.2329 | 3.7264 | 3.6269 | 1.951 | 3.541 | 3.3178 | 3.1939 | 2.9254 | 2.7796 | 2.9669 | 3.9989 | 3.3083 | 3.3824 | 3.9187 | 4.3406 | 4.6768 | 4.9316 | 4.4122 | 3.8636
Program Specific1-in-2Size: Over 200kWAll2018August Monthly Peak | Program Specific | 1-in-2 | Size: Over 200kW | All | 2018 | August Monthly Peak | 8 | 155.3735 | 151.5819 | 148.5687 | 148.1637 | 154.7051 | 170.73 | 186.395 | 201.789 | 213.2997 | 222.1562 | 230.6171 | 232.761 | 234.5287 | 234.9959 | 233.2833 | 227.715 | 220.7828 | 211.5864 | 201.1638 | 195.2402 | 190.4503 | 180.549 | 172.1942 | 164.638 | -0.00048434 | 0.66888 | 0.36918 | 0.72584 | 0.062846 | 0.22136 | -1.7722 | -0.088146 | 1.2327 | 1.8948 | 5.726 | 19.565 | 19.6903 | 18.2737 | 17.4452 | 17.8157 | 17.8714 | 15.5657 | 6.4974 | 3.9706 | 2.8201 | 1.8895 | 1.9708 | 2.086 | 71.223 | 71.4325 | 70.7808 | 70.6083 | 70.3927 | 69.8758 | 69.9951 | 69.6663 | 71.2855 | 73.9747 | 77.5001 | 80.023 | 81.4425 | 82.1387 | 81.693 | 81.4627 | 80.788 | 79.8941 | 77.1855 | 75.8783 | 74.1097 | 73.3002 | 72.5927 | 72.5085 | 3.2399 | 2.5965 | 2.1805 | 2.8477 | 3.4885 | 4.3098 | 3.8045 | 3.684 | 2.0031 | 3.661 | 3.4585 | 3.3456 | 3.0701 | 2.9168 | 3.1149 | 4.1652 | 3.4197 | 3.5134 | 4.0744 | 4.5351 | 4.8226 | 5.0572 | 4.5099 | 3.9406
Program Specific1-in-2Size: Over 200kWAll2018September Monthly Peak | Program Specific | 1-in-2 | Size: Over 200kW | All | 2018 | September Monthly Peak | 9 | 152.0817 | 148.5082 | 145.7112 | 145.6948 | 153.2539 | 169.1822 | 188.4968 | 204.1326 | 218.7521 | 229.9055 | 237.9451 | 240.344 | 241.817 | 241.8317 | 239.4425 | 231.4949 | 221.5582 | 211.569 | 202.4403 | 198.6717 | 190.7191 | 179.4562 | 169.7275 | 161.9651 | 0.0069617 | 0.65729 | 0.36903 | 0.72329 | 0.077871 | 0.25042 | -1.7668 | -0.041492 | 1.3058 | 1.9795 | 5.9182 | 20.2225 | 20.3322 | 18.8311 | 17.9374 | 18.1746 | 17.9981 | 15.6377 | 6.6045 | 4.0812 | 2.8474 | 1.8998 | 1.9633 | 2.0673 | 67.7001 | 67.2482 | 67.0918 | 65.8521 | 65.8328 | 65.6883 | 66.4474 | 67.6493 | 71.8783 | 76.9311 | 82.4311 | 84.2834 | 84.663 | 84.2806 | 85.6042 | 87.0575 | 86.375 | 85.2727 | 83.3135 | 79.6612 | 76.9532 | 75.8147 | 74.4353 | 73.0904 | 3.1672 | 2.5409 | 2.1363 | 2.7969 | 3.4515 | 4.2654 | 3.843 | 3.7225 | 2.0518 | 3.7852 | 3.565 | 3.4506 | 3.1618 | 2.9981 | 3.1929 | 4.2292 | 3.4272 | 3.5085 | 4.0956 | 4.6098 | 4.8244 | 5.021 | 4.4399 | 3.8719
Program Specific1-in-2Size: Over 200kWAll2018October Monthly Peak | Program Specific | 1-in-2 | Size: Over 200kW | All | 2018 | October Monthly Peak | 10 | 150.1831 | 146.4845 | 143.4503 | 142.6897 | 148.8419 | 161.5725 | 179.1593 | 193.9687 | 205.9443 | 215.1457 | 224.2623 | 227.941 | 229.9172 | 232.3363 | 230.4434 | 223.2599 | 214.2569 | 204.191 | 196.8362 | 190.1441 | 182.6393 | 171.7419 | 164.1694 | 157.8697 | -0.12734 | 0.65945 | 0.23321 | 0.51134 | -0.30053 | -0.5466 | -2.3395 | -1.2592 | 0.17737 | 1.3871 | 5.1526 | 18.3211 | 18.2741 | 17.0671 | 16.1995 | 15.7925 | 15.6988 | 13.1301 | 4.5925 | 2.877 | 2.1616 | 1.2814 | 1.3358 | 1.5819 | 65.1865 | 64.6413 | 64.2831 | 63.7785 | 63.298 | 62.4306 | 62.6519 | 64.247 | 67.6688 | 71.9641 | 75.1646 | 77.1884 | 79.9205 | 80.8889 | 80.7879 | 80.3813 | 80.4219 | 80.0256 | 75.5573 | 71.7319 | 69.7498 | 68.1473 | 66.9863 | 66.2799 | 3.2652 | 2.6163 | 2.1955 | 2.8596 | 3.4992 | 4.2516 | 3.813 | 3.693 | 2.0164 | 3.6993 | 3.5085 | 3.4164 | 3.1382 | 3.0069 | 3.2082 | 4.258 | 3.4603 | 3.5357 | 4.1568 | 4.6016 | 4.8182 | 5.0162 | 4.4832 | 3.9399
Program Specific1-in-2Size: Over 200kWAll2018November Monthly Peak | Program Specific | 1-in-2 | Size: Over 200kW | All | 2018 | November Monthly Peak | 11 | 137.1934 | 134.0352 | 131.8609 | 131.9413 | 138.2667 | 148.9624 | 163.2649 | 178.2438 | 188.0165 | 194.9461 | 201.753 | 203.3658 | 204.9313 | 206.7543 | 204.9227 | 198.0526 | 190.9895 | 184.2786 | 174.3761 | 167.1401 | 162.9372 | 154.8178 | 148.2975 | 143.2385 | -0.30295 | 0.62739 | 0.035653 | 0.19375 | -0.82289 | -1.6427 | -3.0753 | -2.9228 | -1.3515 | 0.59131 | 4.0418 | 15.1501 | 14.8053 | 13.7436 | 12.9014 | 11.5725 | 11.5879 | 9.0469 | 1.5021 | 1.1012 | 1.1446 | 0.39232 | 0.39451 | 0.80746 | 60.6771 | 60.7518 | 59.8528 | 59.5094 | 60.0119 | 60.3734 | 59.5758 | 59.1444 | 61.6121 | 64.6097 | 67.2268 | 69.2653 | 70.3747 | 70.7723 | 69.5846 | 69.2653 | 68.447 | 66.5495 | 65.4906 | 64.2747 | 63.8349 | 62.9745 | 62.2962 | 61.7407 | 3.3125 | 2.6592 | 2.2424 | 2.937 | 3.6095 | 4.3526 | 3.8583 | 3.769 | 2.0446 | 3.723 | 3.5054 | 3.3853 | 3.1068 | 2.972 | 3.1686 | 4.1953 | 3.4265 | 3.5452 | 4.0894 | 4.4911 | 4.7735 | 5.0197 | 4.4972 | 3.9703
Program Specific1-in-2Size: Over 200kWAll2018December Monthly Peak | Program Specific | 1-in-2 | Size: Over 200kW | All | 2018 | December Monthly Peak | 12 | 128.2547 | 125.7771 | 124.3537 | 124.1238 | 129.9174 | 140.175 | 155.1115 | 167.2745 | 173.6314 | 176.2046 | 177.5092 | 175.8428 | 174.7829 | 174.1504 | 172.2083 | 168.291 | 166.5732 | 165.6385 | 159.7179 | 154.1296 | 150.312 | 144.4966 | 138.4937 | 133.3627 | -0.50983 | 0.61893 | -0.18769 | -0.15889 | -1.4329 | -2.9262 | -4.0837 | -4.8899 | -3.0653 | -0.24286 | 2.9034 | 11.7912 | 11.0163 | 10.0294 | 9.211 | 7.1269 | 7.3646 | 4.8399 | -1.6998 | -0.69728 | 0.11665 | -0.53812 | -0.61701 | -0.0067048 | 50.3223 | 49.9262 | 49.0042 | 49.0376 | 48.223 | 47.9064 | 47.7046 | 47.226 | 51.6612 | 56.8465 | 60.7094 | 62.2367 | 63.7498 | 66.6053 | 65.7305 | 63.661 | 62.1883 | 60.8626 | 60.0072 | 57.3237 | 56.2407 | 54.7347 | 54.4033 | 54.0932 | 3.6648 | 2.9538 | 2.5035 | 3.2702 | 4.0134 | 4.8454 | 4.3371 | 4.1852 | 2.2349 | 3.9782 | 3.6478 | 3.4642 | 3.1361 | 2.9627 | 3.1524 | 4.2194 | 3.5383 | 3.7719 | 4.4333 | 4.9056 | 5.2159 | 5.533 | 4.9702 | 4.3759
Program Specific1-in-2Size: Over 200kWAll2018Typical Event Day | Program Specific | 1-in-2 | Size: Over 200kW | All | 2018 | Typical Event Day | 8 | 153.1345 | 149.4713 | 146.5236 | 146.1747 | 152.4302 | 167.9514 | 183.4485 | 198.3609 | 208.6251 | 215.7926 | 222.7348 | 224.2429 | 225.779 | 226.4963 | 225.1878 | 220.0523 | 213.8957 | 205.3192 | 195.95 | 190.6159 | 186.4308 | 177.128 | 168.9933 | 161.6216 | -0.076814 | 0.66699 | 0.28889 | 0.60089 | -0.15802 | -0.24816 | -2.1288 | -0.79415 | 0.60126 | 1.5758 | 5.2987 | 18.3795 | 18.3704 | 17.0469 | 16.2485 | 16.2452 | 16.3474 | 13.9833 | 5.2921 | 3.2904 | 2.4358 | 1.5379 | 1.6021 | 1.7936 | 67.5082 | 67.2526 | 66.7994 | 66.426 | 66.0891 | 66.0469 | 66.4563 | 67.5628 | 70.1073 | 73.3621 | 76.6568 | 77.9736 | 78.976 | 79.8581 | 80.6196 | 80.9483 | 80.6316 | 79.6988 | 77.1637 | 74.8299 | 72.62 | 71.7132 | 70.7739 | 70.1561 | 3.2647 | 2.6178 | 2.1988 | 2.8725 | 3.5143 | 4.3346 | 3.8282 | 3.7026 | 2.0032 | 3.6355 | 3.4147 | 3.2955 | 3.0219 | 2.8744 | 3.0744 | 4.1153 | 3.3878 | 3.4863 | 4.0577 | 4.5263 | 4.826 | 5.0719 | 4.5252 | 3.9551
Program Specific1-in-2Size: Over 200kWAll2019January Monthly Peak | Program Specific | 1-in-2 | Size: Over 200kW | All | 2019 | January Monthly Peak | 1 | 125.3283 | 122.3843 | 121.4664 | 121.7784 | 128.7603 | 140.6442 | 158.4422 | 171.7292 | 176.228 | 176.8441 | 178.3375 | 175.4993 | 174.3976 | 173.2478 | 170.0294 | 166.0473 | 163.5345 | 162.0174 | 157.7861 | 151.9117 | 148.1609 | 142.1539 | 137.0137 | 132.0295 | -0.58382 | 0.60295 | -0.266 | -0.28262 | -1.6664 | -3.4466 | -4.5997 | -5.8013 | -3.7644 | -0.52816 | 2.6383 | 11.2365 | 10.3492 | 9.3804 | 8.5109 | 6.1115 | 6.3006 | 3.6139 | -2.7368 | -1.2754 | -0.20781 | -0.87205 | -0.93692 | -0.25962 | 49.7799 | 49.1487 | 48.5599 | 48.2711 | 47.4982 | 47.0196 | 47.8342 | 47.0753 | 48.6629 | 52.0362 | 54.7892 | 56.9732 | 58.6431 | 58.9651 | 59.0661 | 58.8115 | 57.795 | 55.9232 | 54.0856 | 53.3191 | 50.8687 | 49.2405 | 47.3501 | 46.0719 | 3.806 | 3.0538 | 2.5981 | 3.4094 | 4.2277 | 5.1689 | 4.709 | 4.5665 | 2.4102 | 4.25 | 3.8979 | 3.6744 | 3.3252 | 3.1321 | 3.3066 | 4.4237 | 3.6885 | 3.9174 | 4.655 | 5.1419 | 5.4706 | 5.7994 | 5.2258 | 4.6027
Program Specific1-in-2Size: Over 200kWAll2019February Monthly Peak | Program Specific | 1-in-2 | Size: Over 200kW | All | 2019 | February Monthly Peak | 2 | 127.8965 | 124.6203 | 123.1494 | 123.7659 | 129.9695 | 141.4134 | 158.6916 | 169.4937 | 174.5707 | 175.7905 | 178.8666 | 177.109 | 177.2886 | 176.4807 | 174.1182 | 169.2281 | 164.8121 | 164.4668 | 162.5155 | 156.5332 | 152.4597 | 145.3631 | 138.9926 | 133.9686 | -0.56319 | 0.61271 | -0.23792 | -0.2404 | -1.5901 | -3.2728 | -4.4457 | -5.4273 | -3.4807 | -0.41801 | 2.7521 | 11.5585 | 10.7747 | 9.7936 | 8.9466 | 6.5874 | 6.7066 | 4.1055 | -2.4002 | -1.081 | -0.085749 | -0.76311 | -0.81969 | -0.16213 | 52.5074 | 52.2799 | 51.346 | 49.7615 | 49.2301 | 48.6923 | 48.1276 | 47.8324 | 50.9381 | 53.9622 | 56.7016 | 57.7697 | 58.5963 | 58.986 | 58.5963 | 58.0317 | 57.5271 | 56.4847 | 54.6909 | 53.5884 | 52.1446 | 50.9004 | 49.9472 | 49.2226 | 3.7941 | 3.0378 | 2.5734 | 3.3849 | 4.1687 | 5.0767 | 4.6075 | 4.4026 | 2.3324 | 4.1259 | 3.818 | 3.6222 | 3.3022 | 3.1168 | 3.3083 | 4.4044 | 3.6332 | 3.8857 | 4.6835 | 5.1741 | 5.4958 | 5.7918 | 5.1787 | 4.5624
Program Specific1-in-2Size: Over 200kWAll2019March Monthly Peak | Program Specific | 1-in-2 | Size: Over 200kW | All | 2019 | March Monthly Peak | 3 | 130.3549 | 127.2138 | 125.2121 | 124.6242 | 129.0038 | 140.6603 | 158.6675 | 170.0611 | 175.3338 | 177.5087 | 181.5842 | 180.6596 | 181.3373 | 182.1584 | 180.9332 | 176.2728 | 171.3349 | 167.0476 | 163.3897 | 161.6042 | 158.0372 | 150.9262 | 143.3546 | 137.3319 | -0.50091 | 0.61664 | -0.174 | -0.13534 | -1.371 | -2.818 | -4.0715 | -4.759 | -2.9173 | -0.17335 | 3.0137 | 12.2111 | 11.5624 | 10.6286 | 9.8416 | 7.7494 | 7.8573 | 5.2109 | -1.4267 | -0.55221 | 0.22199 | -0.49028 | -0.52567 | 0.077434 | 53.4893 | 52.9968 | 52.4035 | 51.1113 | 50.3493 | 50.0993 | 50.3826 | 51.5269 | 54.628 | 57.7819 | 59.7833 | 61.8087 | 62.6447 | 62.2078 | 62.6566 | 62.2709 | 61.322 | 59.1519 | 57.542 | 56.3764 | 55.4609 | 53.5675 | 53.0705 | 52.8251 | 3.6613 | 2.9359 | 2.4769 | 3.227 | 3.9177 | 4.7814 | 4.362 | 4.1824 | 2.2179 | 3.944 | 3.6697 | 3.4983 | 3.1979 | 3.0459 | 3.2549 | 4.3436 | 3.5762 | 3.7377 | 4.4577 | 5.0563 | 5.392 | 5.6943 | 5.0573 | 4.428
Program Specific1-in-2Size: Over 200kWAll2019April Monthly Peak | Program Specific | 1-in-2 | Size: Over 200kW | All | 2019 | April Monthly Peak | 4 | 137.7422 | 133.7246 | 131.2778 | 130.3222 | 134.8571 | 146.822 | 162.1231 | 175.548 | 184.815 | 191.5472 | 197.9843 | 199.7938 | 201.3479 | 203.0874 | 200.8109 | 194.573 | 186.9833 | 178.7423 | 170.2818 | 168.9195 | 166.8022 | 159.733 | 152.1547 | 145.8992 | -0.26202 | 0.62156 | 0.074564 | 0.25313 | -0.68431 | -1.3696 | -2.8458 | -2.4843 | -0.99543 | 0.72715 | 4.1059 | 15.1626 | 14.8835 | 13.8321 | 12.9822 | 11.9051 | 11.8724 | 9.3836 | 2.0269 | 1.434 | 1.3526 | 0.57905 | 0.59063 | 0.96437 | 61.5781 | 60.5767 | 59.834 | 57.929 | 57.7948 | 56.7303 | 56.8959 | 59.4399 | 64.0575 | 67.6371 | 70.7444 | 73.0873 | 74.0153 | 74.6265 | 74.1898 | 74.1598 | 73.047 | 72.5663 | 71.2635 | 68.5993 | 64.6549 | 63.3507 | 62.375 | 61.042 | 3.24 | 2.5846 | 2.1747 | 2.8261 | 3.4298 | 4.1795 | 3.7326 | 3.6153 | 1.9581 | 3.5627 | 3.3502 | 3.24 | 2.9737 | 2.8439 | 3.0255 | 4.0154 | 3.2694 | 3.3507 | 3.8902 | 4.4234 | 4.7631 | 5.0465 | 4.4953 | 3.9397
Program Specific1-in-2Size: Over 200kWAll2019May Monthly Peak | Program Specific | 1-in-2 | Size: Over 200kW | All | 2019 | May Monthly Peak | 5 | 137.8401 | 134.6532 | 132.0549 | 131.8226 | 137.222 | 149.59 | 164.1752 | 180.9719 | 193.4203 | 200.6555 | 206.4756 | 208.3501 | 209.1218 | 209.4657 | 206.7118 | 199.8661 | 191.7713 | 183.1329 | 174.2877 | 171.9364 | 170.0999 | 161.1072 | 153.763 | 146.9292 | -0.20065 | 0.62298 | 0.13641 | 0.34801 | -0.52584 | -1.0414 | -2.5866 | -2.0132 | -0.56406 | 0.9727 | 4.4708 | 16.1899 | 15.9263 | 14.7138 | 13.8261 | 12.9875 | 12.9214 | 10.4727 | 2.8633 | 1.9126 | 1.6332 | 0.828 | 0.85091 | 1.166 | 62.1686 | 61.9186 | 61.6686 | 60.9485 | 60.5494 | 59.9246 | 61.7365 | 63.9261 | 67.2683 | 70.8315 | 73.5937 | 74.6056 | 74.0111 | 74.7127 | 75.324 | 74.5139 | 73.738 | 72.6614 | 71.4052 | 68.5557 | 66.7395 | 65.7906 | 65.5406 | 64.3537 | 3.1339 | 2.5159 | 2.115 | 2.7633 | 3.3732 | 4.1159 | 3.6535 | 3.6032 | 1.9807 | 3.6075 | 3.3771 | 3.2659 | 2.9855 | 2.8353 | 3.0102 | 3.9869 | 3.2405 | 3.3177 | 3.8493 | 4.3534 | 4.6964 | 4.9194 | 4.3911 | 3.8351
Program Specific1-in-2Size: Over 200kWAll2019June Monthly Peak | Program Specific | 1-in-2 | Size: Over 200kW | All | 2019 | June Monthly Peak | 6 | 144.5673 | 140.8404 | 138.2547 | 137.4156 | 142.8344 | 155.1286 | 169.2725 | 186.554 | 197.2744 | 205.0931 | 212.5449 | 214.517 | 214.8714 | 214.7557 | 212.2478 | 206.4453 | 200.4193 | 191.6162 | 182.7545 | 177.0577 | 175.1552 | 166.709 | 159.5986 | 152.7395 | -0.1989 | 0.64881 | 0.15279 | 0.38008 | -0.51224 | -1.0045 | -2.6055 | -1.9549 | -0.47099 | 1.0403 | 4.6539 | 16.7646 | 16.473 | 15.1879 | 14.2984 | 13.5771 | 13.6629 | 11.1411 | 3.172 | 2.0663 | 1.7357 | 0.90944 | 0.94036 | 1.2551 | 63.0767 | 62.9276 | 62.2258 | 62.2934 | 61.3416 | 61.8342 | 62.0888 | 64.3449 | 66.4926 | 68.8208 | 71.3752 | 73.6267 | 75.071 | 75.8136 | 76.2247 | 76.0664 | 75.1116 | 74.1747 | 72.3481 | 70.3495 | 67.4592 | 66.289 | 65.5753 | 64.8283 | 3.2652 | 2.614 | 2.1993 | 2.8614 | 3.488 | 4.2402 | 3.7422 | 3.6894 | 2.0069 | 3.661 | 3.4521 | 3.3402 | 3.0472 | 2.8877 | 3.0704 | 4.0908 | 3.3635 | 3.4478 | 4.0097 | 4.453 | 4.8037 | 5.0565 | 4.5276 | 3.9603
Program Specific1-in-2Size: Over 200kWAll2019July Monthly Peak | Program Specific | 1-in-2 | Size: Over 200kW | All | 2019 | July Monthly Peak | 7 | 148.8718 | 145.6487 | 142.6686 | 142.4012 | 148.6491 | 162.9364 | 177.3896 | 193.0176 | 201.8341 | 208.7683 | 214.9996 | 215.8756 | 217.0995 | 217.5585 | 215.8289 | 212.387 | 207.4552 | 197.8458 | 187.9727 | 181.6456 | 179.4927 | 171.0988 | 163.6813 | 156.8333 | -0.092163 | 0.65359 | 0.26525 | 0.56008 | -0.20631 | -0.3531 | -2.1508 | -0.94405 | 0.43585 | 1.4605 | 5.0597 | 17.5873 | 17.5321 | 16.2473 | 15.437 | 15.4467 | 15.6192 | 13.2028 | 4.8278 | 2.9963 | 2.2671 | 1.4098 | 1.4722 | 1.6796 | 68.0333 | 67.4021 | 67.0993 | 66.9502 | 66.7892 | 66.7892 | 67.2938 | 68.5906 | 70.7728 | 73.7217 | 75.321 | 73.9612 | 74.7276 | 77.1994 | 78.9564 | 79.2066 | 80.252 | 79.4538 | 75.808 | 73.4305 | 71.9578 | 71.4488 | 70.4924 | 70.1973 | 3.195 | 2.568 | 2.1556 | 2.8172 | 3.4499 | 4.2332 | 3.7266 | 3.627 | 1.9509 | 3.5413 | 3.318 | 3.1937 | 2.9253 | 2.7794 | 2.9666 | 3.9986 | 3.3076 | 3.3817 | 3.9186 | 4.341 | 4.6773 | 4.932 | 4.4123 | 3.8637
Program Specific1-in-2Size: Over 200kWAll2019August Monthly Peak | Program Specific | 1-in-2 | Size: Over 200kW | All | 2019 | August Monthly Peak | 8 | 155.3749 | 151.5834 | 148.57 | 148.1653 | 154.7074 | 170.7323 | 186.3953 | 201.7882 | 213.2955 | 222.1506 | 230.6075 | 232.7511 | 234.5183 | 234.9849 | 233.2717 | 227.7025 | 220.7693 | 211.572 | 201.1488 | 195.2253 | 190.4356 | 180.5441 | 172.1944 | 164.6398 | -0.0011834 | 0.66813 | 0.36819 | 0.72476 | 0.062247 | 0.22126 | -1.7731 | -0.088861 | 1.2322 | 1.8947 | 5.7229 | 19.5584 | 19.6839 | 18.2675 | 17.44 | 17.8101 | 17.8659 | 15.5599 | 6.492 | 3.9704 | 2.8215 | 1.8906 | 1.9725 | 2.0873 | 71.223 | 71.4325 | 70.7808 | 70.6083 | 70.3927 | 69.8758 | 69.9951 | 69.6663 | 71.2855 | 73.9747 | 77.5001 | 80.023 | 81.4425 | 82.1387 | 81.693 | 81.4627 | 80.788 | 79.8941 | 77.1855 | 75.8783 | 74.1097 | 73.3002 | 72.5927 | 72.5085 | 3.24 | 2.5965 | 2.1804 | 2.8478 | 3.4887 | 4.3101 | 3.8047 | 3.6842 | 2.003 | 3.6613 | 3.4587 | 3.3455 | 3.07 | 2.9167 | 3.1146 | 4.1649 | 3.419 | 3.5127 | 4.0743 | 4.5355 | 4.8231 | 5.0576 | 4.51 | 3.9407
Program Specific1-in-2Size: Over 200kWAll2019September Monthly Peak | Program Specific | 1-in-2 | Size: Over 200kW | All | 2019 | September Monthly Peak | 9 | 152.0824 | 148.509 | 145.712 | 145.6959 | 153.2558 | 169.1843 | 188.4973 | 204.1321 | 218.7481 | 229.9007 | 237.936 | 240.3347 | 241.8072 | 241.8215 | 239.4317 | 231.4827 | 221.5448 | 211.555 | 202.4256 | 198.6566 | 190.7046 | 179.4515 | 169.7275 | 161.9666 | 0.0062471 | 0.65653 | 0.36804 | 0.72221 | 0.077275 | 0.25034 | -1.7677 | -0.042196 | 1.3053 | 1.9794 | 5.915 | 20.2159 | 20.3259 | 18.825 | 17.9322 | 18.169 | 17.9925 | 15.6319 | 6.599 | 4.0811 | 2.8489 | 1.9009 | 1.965 | 2.0686 | 67.7001 | 67.2482 | 67.0918 | 65.8521 | 65.8328 | 65.6883 | 66.4474 | 67.6493 | 71.8783 | 76.9311 | 82.4311 | 84.2834 | 84.663 | 84.2806 | 85.6042 | 87.0575 | 86.375 | 85.2727 | 83.3135 | 79.6612 | 76.9532 | 75.8147 | 74.4353 | 73.0904 | 3.1673 | 2.5409 | 2.1362 | 2.797 | 3.4516 | 4.2657 | 3.8432 | 3.7227 | 2.0517 | 3.7855 | 3.5653 | 3.4505 | 3.1616 | 2.998 | 3.1926 | 4.2289 | 3.4266 | 3.5078 | 4.0956 | 4.6102 | 4.8249 | 5.0214 | 4.44 | 3.872
Program Specific1-in-2Size: Over 200kWAll2019October Monthly Peak | Program Specific | 1-in-2 | Size: Over 200kW | All | 2019 | October Monthly Peak | 10 | 150.1842 | 146.4856 | 143.4512 | 142.6907 | 148.8434 | 161.5737 | 179.1596 | 193.9689 | 205.942 | 215.1426 | 224.2545 | 227.9324 | 229.9076 | 232.3258 | 230.4321 | 223.2476 | 214.2434 | 204.1765 | 196.8208 | 190.1272 | 182.6228 | 171.7373 | 164.1694 | 157.8714 | -0.12813 | 0.65853 | 0.23192 | 0.50992 | -0.30149 | -0.54722 | -2.3407 | -1.2603 | 0.17684 | 1.3869 | 5.149 | 18.3138 | 18.2669 | 17.0601 | 16.1944 | 15.7885 | 15.6947 | 13.1256 | 4.5883 | 2.877 | 2.1629 | 1.282 | 1.3372 | 1.583 | 65.1865 | 64.6413 | 64.2831 | 63.7785 | 63.298 | 62.4306 | 62.6519 | 64.247 | 67.6688 | 71.9641 | 75.1646 | 77.1884 | 79.9205 | 80.8889 | 80.7879 | 80.3813 | 80.4219 | 80.0256 | 75.5573 | 71.7319 | 69.7498 | 68.1473 | 66.9863 | 66.2799 | 3.2653 | 2.6163 | 2.1953 | 2.8596 | 3.4993 | 4.2519 | 3.8132 | 3.6932 | 2.0163 | 3.6996 | 3.5087 | 3.4163 | 3.1381 | 3.0068 | 3.2079 | 4.2577 | 3.4597 | 3.5349 | 4.1567 | 4.6021 | 4.8186 | 5.0167 | 4.4833 | 3.94
Program Specific1-in-2Size: Over 200kWAll2019November Monthly Peak | Program Specific | 1-in-2 | Size: Over 200kW | All | 2019 | November Monthly Peak | 11 | 137.1933 | 134.0351 | 131.8606 | 131.9412 | 138.2668 | 148.9626 | 163.2641 | 178.2436 | 188.0141 | 194.9433 | 201.7457 | 203.3577 | 204.9221 | 206.7447 | 204.9125 | 198.0413 | 190.9767 | 184.2643 | 174.3608 | 167.1242 | 162.922 | 154.8123 | 148.2956 | 143.2384 | -0.30387 | 0.62621 | 0.033874 | 0.19182 | -0.82443 | -1.6442 | -3.077 | -2.9243 | -1.3521 | 0.59095 | 4.0374 | 15.1418 | 14.7971 | 13.7358 | 12.8971 | 11.5711 | 11.5861 | 9.0444 | 1.5001 | 1.1015 | 1.1454 | 0.39209 | 0.39569 | 0.80827 | 60.6771 | 60.7518 | 59.8529 | 59.5094 | 60.0119 | 60.3734 | 59.5758 | 59.1444 | 61.6121 | 64.6097 | 67.2268 | 69.2653 | 70.3747 | 70.7723 | 69.5846 | 69.2653 | 68.447 | 66.5495 | 65.4907 | 64.2747 | 63.8349 | 62.9745 | 62.2962 | 61.7407 | 3.3126 | 2.6592 | 2.2422 | 2.9369 | 3.6097 | 4.3529 | 3.8585 | 3.7692 | 2.0445 | 3.7233 | 3.5057 | 3.3852 | 3.1066 | 2.9719 | 3.1683 | 4.195 | 3.4258 | 3.5444 | 4.0892 | 4.4915 | 4.774 | 5.0202 | 4.4972 | 3.9703
Program Specific1-in-2Size: Over 200kWAll2019December Monthly Peak | Program Specific | 1-in-2 | Size: Over 200kW | All | 2019 | December Monthly Peak | 12 | 128.2536 | 125.7761 | 124.3528 | 124.123 | 129.9162 | 140.1735 | 155.1094 | 167.2729 | 173.6277 | 176.1984 | 177.5006 | 175.8337 | 174.7731 | 174.1402 | 172.1976 | 168.2796 | 166.5609 | 165.6251 | 159.7044 | 154.1167 | 150.2995 | 144.4863 | 138.4886 | 133.3595 | -0.51093 | 0.61739 | -0.19007 | -0.16149 | -1.4352 | -2.9288 | -4.0862 | -4.8923 | -3.0661 | -0.24348 | 2.8978 | 11.7815 | 11.0067 | 10.0206 | 9.2073 | 7.1282 | 7.3654 | 4.8398 | -1.6994 | -0.69677 | 0.11706 | -0.53949 | -0.61609 | -0.0061873 | 50.3223 | 49.9262 | 49.0042 | 49.0376 | 48.223 | 47.9064 | 47.7046 | 47.226 | 51.6612 | 56.8465 | 60.7094 | 62.2367 | 63.7498 | 66.6053 | 65.7305 | 63.661 | 62.1883 | 60.8627 | 60.0072 | 57.3237 | 56.2407 | 54.7347 | 54.4033 | 54.0932 | 3.6648 | 2.9537 | 2.5033 | 3.2702 | 4.0134 | 4.8456 | 4.3373 | 4.1853 | 2.2348 | 3.9785 | 3.648 | 3.464 | 3.1359 | 2.9625 | 3.152 | 4.219 | 3.5375 | 3.771 | 4.4331 | 4.9061 | 5.2165 | 5.5334 | 4.97 | 4.3756
Program Specific1-in-2Size: Over 200kWAll2019Typical Event Day | Program Specific | 1-in-2 | Size: Over 200kW | All | 2019 | Typical Event Day | 8 | 153.1358 | 149.4726 | 146.5248 | 146.1761 | 152.4323 | 167.9535 | 183.4487 | 198.3601 | 208.6207 | 215.7867 | 222.7249 | 224.2328 | 225.7685 | 226.4852 | 225.1762 | 220.0397 | 213.8821 | 205.3047 | 195.9349 | 190.6009 | 186.4161 | 177.1228 | 168.9932 | 161.6232 | -0.077565 | 0.66615 | 0.28773 | 0.59963 | -0.15882 | -0.24856 | -2.1298 | -0.7951 | 0.60073 | 1.5756 | 5.2951 | 18.3724 | 18.3635 | 17.0403 | 16.2435 | 16.2407 | 16.3427 | 13.9782 | 5.2874 | 3.2903 | 2.4371 | 1.5387 | 1.6037 | 1.7948 | 67.5082 | 67.2526 | 66.7994 | 66.426 | 66.0891 | 66.0469 | 66.4563 | 67.5628 | 70.1073 | 73.3621 | 76.6568 | 77.9736 | 78.976 | 79.8581 | 80.6196 | 80.9483 | 80.6316 | 79.6988 | 77.1637 | 74.8299 | 72.62 | 71.7132 | 70.7739 | 70.1561 | 3.2648 | 2.6178 | 2.1986 | 2.8725 | 3.5144 | 4.3349 | 3.8285 | 3.7028 | 2.0031 | 3.6358 | 3.415 | 3.2954 | 3.0217 | 2.8742 | 3.074 | 4.115 | 3.3871 | 3.4856 | 4.0576 | 4.5267 | 4.8265 | 5.0723 | 4.5253 | 3.9552
Program Specific1-in-2Size: Over 200kWAll2020January Monthly Peak | Program Specific | 1-in-2 | Size: Over 200kW | All | 2020 | January Monthly Peak | 1 | 125.3284 | 122.3843 | 121.466 | 121.7781 | 128.7604 | 140.6445 | 158.4411 | 171.7283 | 176.227 | 176.8431 | 178.3316 | 175.4928 | 174.3908 | 173.24 | 170.0209 | 166.0383 | 163.5248 | 162.0069 | 157.7744 | 151.9007 | 148.1514 | 142.1498 | 137.012 | 132.0298 | -0.58487 | 0.60145 | -0.26844 | -0.28528 | -1.6688 | -3.4493 | -4.6023 | -5.8039 | -3.7653 | -0.52874 | 2.6327 | 11.2272 | 10.3401 | 9.372 | 8.5076 | 6.1136 | 6.3022 | 3.6145 | -2.7358 | -1.2749 | -0.20757 | -0.87341 | -0.93628 | -0.25931 | 49.7799 | 49.1487 | 48.5599 | 48.2712 | 47.4982 | 47.0196 | 47.8342 | 47.0753 | 48.6629 | 52.0362 | 54.7892 | 56.9732 | 58.6431 | 58.9652 | 59.0661 | 58.8115 | 57.795 | 55.9232 | 54.0856 | 53.3191 | 50.8687 | 49.2405 | 47.3502 | 46.0719 | 3.8061 | 3.0537 | 2.5979 | 3.4093 | 4.2278 | 5.1692 | 4.7093 | 4.5667 | 2.4101 | 4.2504 | 3.8982 | 3.6744 | 3.3251 | 3.132 | 3.3063 | 4.4234 | 3.6878 | 3.9167 | 4.6549 | 5.1424 | 5.4711 | 5.8 | 5.2259 | 4.6027
Program Specific1-in-2Size: Over 200kWAll2020February Monthly Peak | Program Specific | 1-in-2 | Size: Over 200kW | All | 2020 | February Monthly Peak | 2 | 127.8963 | 124.62 | 123.1488 | 123.7655 | 129.9694 | 141.4134 | 158.6906 | 169.4924 | 174.5691 | 175.7887 | 178.8599 | 177.1013 | 177.2806 | 176.4719 | 174.1088 | 169.2181 | 164.8011 | 164.4555 | 162.5031 | 156.5213 | 152.4488 | 145.3583 | 138.9906 | 133.9686 | -0.56424 | 0.61123 | -0.24029 | -0.24297 | -1.5924 | -3.2754 | -4.4481 | -5.4298 | -3.4815 | -0.41857 | 2.7466 | 11.549 | 10.7655 | 9.785 | 8.9432 | 6.5892 | 6.7079 | 4.1058 | -2.3994 | -1.0805 | -0.085441 | -0.7644 | -0.81899 | -0.16177 | 52.5075 | 52.2799 | 51.346 | 49.7616 | 49.2302 | 48.6923 | 48.1277 | 47.8325 | 50.9381 | 53.9622 | 56.7016 | 57.7697 | 58.5963 | 58.986 | 58.5963 | 58.0317 | 57.5271 | 56.4847 | 54.6909 | 53.5884 | 52.1446 | 50.9004 | 49.9472 | 49.2226 | 3.7942 | 3.0377 | 2.5731 | 3.3849 | 4.1688 | 5.077 | 4.6077 | 4.4028 | 2.3323 | 4.1263 | 3.8183 | 3.6221 | 3.3021 | 3.1166 | 3.3079 | 4.404 | 3.6325 | 3.8849 | 4.6834 | 5.1746 | 5.4964 | 5.7923 | 5.1787 | 4.5624
Program Specific1-in-2Size: Over 200kWAll2020March Monthly Peak | Program Specific | 1-in-2 | Size: Over 200kW | All | 2020 | March Monthly Peak | 3 | 130.3549 | 127.2137 | 125.2118 | 124.6241 | 129.004 | 140.6606 | 158.6668 | 170.06 | 175.3318 | 177.5065 | 181.5775 | 180.6524 | 181.3291 | 182.1494 | 180.9234 | 176.262 | 171.3234 | 167.0354 | 163.3768 | 161.5916 | 158.0253 | 150.9218 | 143.3534 | 137.3321 | -0.50189 | 0.61527 | -0.17614 | -0.13765 | -1.373 | -2.8201 | -4.0737 | -4.7612 | -2.918 | -0.17385 | 3.0086 | 12.2023 | 11.5536 | 10.6204 | 9.8379 | 7.7505 | 7.8579 | 5.2106 | -1.4266 | -0.55174 | 0.22242 | -0.49129 | -0.52489 | 0.077886 | 53.4893 | 52.9968 | 52.4035 | 51.1113 | 50.3493 | 50.0993 | 50.3826 | 51.5269 | 54.628 | 57.7819 | 59.7833 | 61.8087 | 62.6447 | 62.2078 | 62.6566 | 62.2709 | 61.322 | 59.1519 | 57.542 | 56.3764 | 55.4609 | 53.5676 | 53.0705 | 52.8251 | 3.6614 | 2.9359 | 2.4767 | 3.2269 | 3.9178 | 4.7817 | 4.3622 | 4.1826 | 2.2179 | 3.9443 | 3.67 | 3.4982 | 3.1977 | 3.0457 | 3.2545 | 4.3433 | 3.5755 | 3.737 | 4.4576 | 5.0568 | 5.3926 | 5.6949 | 5.0574 | 4.428
Program Specific1-in-2Size: Over 200kWAll2020April Monthly Peak | Program Specific | 1-in-2 | Size: Over 200kW | All | 2020 | April Monthly Peak | 4 | 137.7421 | 133.7244 | 131.2777 | 130.3221 | 134.8572 | 146.8222 | 162.1223 | 175.5464 | 184.8115 | 191.5435 | 197.9765 | 199.7852 | 201.3386 | 203.0773 | 200.8 | 194.561 | 186.9702 | 178.7285 | 170.2674 | 168.9051 | 166.7885 | 159.7281 | 152.1534 | 145.8994 | -0.26285 | 0.6205 | 0.073014 | 0.25144 | -0.6856 | -1.3708 | -2.8473 | -2.4857 | -0.99602 | 0.72684 | 4.1018 | 15.155 | 14.8759 | 13.8249 | 12.9779 | 11.9032 | 11.8702 | 9.3809 | 2.0246 | 1.4341 | 1.3534 | 0.57899 | 0.5918 | 0.96519 | 61.5781 | 60.5767 | 59.834 | 57.929 | 57.7948 | 56.7303 | 56.8959 | 59.4399 | 64.0575 | 67.6371 | 70.7444 | 73.0873 | 74.0153 | 74.6265 | 74.1898 | 74.1598 | 73.047 | 72.5663 | 71.2635 | 68.5993 | 64.6549 | 63.3507 | 62.375 | 61.042 | 3.2401 | 2.5845 | 2.1745 | 2.826 | 3.4299 | 4.1797 | 3.7328 | 3.6155 | 1.958 | 3.5629 | 3.3505 | 3.2399 | 2.9736 | 2.8438 | 3.0252 | 4.0151 | 3.2687 | 3.3499 | 3.8901 | 4.4238 | 4.7635 | 5.0469 | 4.4954 | 3.9397
Program Specific1-in-2Size: Over 200kWAll2020May Monthly Peak | Program Specific | 1-in-2 | Size: Over 200kW | All | 2020 | May Monthly Peak | 5 | 137.8394 | 134.6525 | 132.0542 | 131.8221 | 137.2216 | 149.59 | 164.1743 | 180.971 | 193.4177 | 200.6517 | 206.4674 | 208.3413 | 209.1122 | 209.4557 | 206.7013 | 199.8545 | 191.7587 | 183.1195 | 174.2741 | 171.9226 | 170.0867 | 161.102 | 153.7613 | 146.929 | -0.20146 | 0.62197 | 0.13497 | 0.34643 | -0.527 | -1.0423 | -2.588 | -2.0144 | -0.56461 | 0.97243 | 4.4669 | 16.1826 | 15.919 | 14.707 | 13.8218 | 12.985 | 12.9186 | 10.4695 | 2.8605 | 1.9127 | 1.6342 | 0.82817 | 0.85218 | 1.1669 | 62.1687 | 61.9187 | 61.6687 | 60.9485 | 60.5494 | 59.9246 | 61.7365 | 63.9261 | 67.2683 | 70.8315 | 73.5937 | 74.6056 | 74.0111 | 74.7127 | 75.324 | 74.5139 | 73.738 | 72.6614 | 71.4052 | 68.5557 | 66.7395 | 65.7906 | 65.5406 | 64.3537 | 3.134 | 2.5158 | 2.1148 | 2.7632 | 3.3733 | 4.1161 | 3.6537 | 3.6033 | 1.9807 | 3.6078 | 3.3773 | 3.2658 | 2.9853 | 2.8352 | 3.0099 | 3.9866 | 3.2398 | 3.317 | 3.8491 | 4.3538 | 4.6969 | 4.9198 | 4.3911 | 3.8351
Program Specific1-in-2Size: Over 200kWAll2020June Monthly Peak | Program Specific | 1-in-2 | Size: Over 200kW | All | 2020 | June Monthly Peak | 6 | 144.5669 | 140.8399 | 138.2543 | 137.4152 | 142.8343 | 155.1287 | 169.2718 | 186.5527 | 197.2705 | 205.0876 | 212.5354 | 214.5072 | 214.8612 | 214.7452 | 212.2369 | 206.4336 | 200.4069 | 191.6029 | 182.7409 | 177.0436 | 175.1417 | 166.7036 | 159.5971 | 152.7395 | -0.19971 | 0.6478 | 0.15136 | 0.37851 | -0.51337 | -1.0054 | -2.6068 | -1.9562 | -0.47155 | 1.04 | 4.6499 | 16.757 | 16.4657 | 15.181 | 14.294 | 13.5744 | 13.6601 | 11.1377 | 3.169 | 2.0664 | 1.7366 | 0.90966 | 0.94166 | 1.256 | 63.0767 | 62.9276 | 62.2258 | 62.2934 | 61.3416 | 61.8342 | 62.0888 | 64.3449 | 66.4926 | 68.8208 | 71.3751 | 73.6267 | 75.071 | 75.8136 | 76.2247 | 76.0664 | 75.1116 | 74.1747 | 72.3481 | 70.3495 | 67.4592 | 66.289 | 65.5753 | 64.8283 | 3.2652 | 2.6139 | 2.1991 | 2.8613 | 3.4881 | 4.2404 | 3.7424 | 3.6896 | 2.0069 | 3.6613 | 3.4523 | 3.3401 | 3.0471 | 2.8875 | 3.0701 | 4.0905 | 3.3629 | 3.4471 | 4.0096 | 4.4534 | 4.8042 | 5.057 | 4.5277 | 3.9603
Program Specific1-in-2Size: Over 200kWAll2020July Monthly Peak | Program Specific | 1-in-2 | Size: Over 200kW | All | 2020 | July Monthly Peak | 7 | 148.8725 | 145.6492 | 142.6692 | 142.4019 | 148.6505 | 162.9379 | 177.3895 | 193.0165 | 201.8301 | 208.7633 | 214.9904 | 215.8659 | 217.0893 | 217.5478 | 215.8178 | 212.3753 | 207.4429 | 197.8329 | 187.9592 | 181.6316 | 179.4792 | 171.0939 | 163.681 | 156.8346 | -0.09286 | 0.65278 | 0.26415 | 0.55887 | -0.20709 | -0.35353 | -2.1518 | -0.94495 | 0.43537 | 1.4603 | 5.0564 | 17.5807 | 17.5257 | 16.2412 | 15.4324 | 15.4427 | 15.6152 | 13.1985 | 4.8238 | 2.9962 | 2.2682 | 1.4104 | 1.4736 | 1.6806 | 68.0333 | 67.4021 | 67.0993 | 66.9502 | 66.7892 | 66.7892 | 67.2938 | 68.5906 | 70.7728 | 73.7217 | 75.321 | 73.9611 | 74.7276 | 77.1994 | 78.9564 | 79.2066 | 80.252 | 79.4538 | 75.808 | 73.4305 | 71.9578 | 71.4489 | 70.4924 | 70.1973 | 3.1951 | 2.568 | 2.1554 | 2.8172 | 3.45 | 4.2335 | 3.7268 | 3.6271 | 1.9508 | 3.5415 | 3.3183 | 3.1936 | 2.9251 | 2.7793 | 2.9663 | 3.9984 | 3.307 | 3.3811 | 3.9185 | 4.3414 | 4.6777 | 4.9324 | 4.4124 | 3.8638
Program Specific1-in-2Size: Over 200kWAll2020August Monthly Peak | Program Specific | 1-in-2 | Size: Over 200kW | All | 2020 | August Monthly Peak | 8 | 155.3763 | 151.5847 | 148.5712 | 148.1666 | 154.7094 | 170.7343 | 186.3956 | 201.7875 | 213.2917 | 222.1455 | 230.5988 | 232.7422 | 234.509 | 234.975 | 233.2614 | 227.6914 | 220.7571 | 211.5591 | 201.1352 | 195.2119 | 190.4224 | 180.5397 | 172.1946 | 164.6414 | -0.0018101 | 0.66745 | 0.36731 | 0.72379 | 0.061709 | 0.22116 | -1.7739 | -0.089502 | 1.2318 | 1.8946 | 5.7201 | 19.5525 | 19.6783 | 18.262 | 17.4353 | 17.8052 | 17.8608 | 15.5547 | 6.4871 | 3.9703 | 2.8228 | 1.8915 | 1.974 | 2.0885 | 71.223 | 71.4325 | 70.7808 | 70.6083 | 70.3927 | 69.8758 | 69.9951 | 69.6663 | 71.2855 | 73.9747 | 77.5001 | 80.023 | 81.4425 | 82.1386 | 81.693 | 81.4627 | 80.788 | 79.8941 | 77.1855 | 75.8783 | 74.1097 | 73.3002 | 72.5927 | 72.5085 | 3.2401 | 2.5965 | 2.1803 | 2.8478 | 3.4889 | 4.3104 | 3.8049 | 3.6843 | 2.0029 | 3.6615 | 3.459 | 3.3455 | 3.0699 | 2.9166 | 3.1143 | 4.1647 | 3.4185 | 3.5121 | 4.0742 | 4.5359 | 4.8235 | 5.058 | 4.5101 | 3.9407
Program Specific1-in-2Size: Over 200kWAll2020September Monthly Peak | Program Specific | 1-in-2 | Size: Over 200kW | All | 2020 | September Monthly Peak | 9 | 152.083 | 148.5096 | 145.7127 | 145.6969 | 153.2574 | 169.186 | 188.4978 | 204.1316 | 218.7446 | 229.8965 | 237.9281 | 240.3266 | 241.7986 | 241.8126 | 239.4223 | 231.4721 | 221.5332 | 211.5427 | 202.4127 | 198.6435 | 190.6919 | 179.4474 | 169.7275 | 161.9679 | 0.0056225 | 0.65586 | 0.36718 | 0.72126 | 0.076754 | 0.25027 | -1.7684 | -0.042811 | 1.3049 | 1.9793 | 5.9123 | 20.2102 | 20.3204 | 18.8197 | 17.9277 | 18.1641 | 17.9875 | 15.6268 | 6.5943 | 4.0809 | 2.8502 | 1.9018 | 1.9664 | 2.0697 | 67.7001 | 67.2482 | 67.0918 | 65.8521 | 65.8328 | 65.6883 | 66.4474 | 67.6493 | 71.8783 | 76.931 | 82.431 | 84.2834 | 84.663 | 84.2806 | 85.6042 | 87.0575 | 86.375 | 85.2726 | 83.3135 | 79.6612 | 76.9532 | 75.8147 | 74.4353 | 73.0904 | 3.1673 | 2.5409 | 2.136 | 2.797 | 3.4518 | 4.266 | 3.8434 | 3.7228 | 2.0516 | 3.7858 | 3.5655 | 3.4505 | 3.1615 | 2.998 | 3.1924 | 4.2287 | 3.426 | 3.5073 | 4.0955 | 4.6106 | 4.8253 | 5.0218 | 4.4401 | 3.8721
Program Specific1-in-2Size: Over 200kWAll2020October Monthly Peak | Program Specific | 1-in-2 | Size: Over 200kW | All | 2020 | October Monthly Peak | 10 | 150.1852 | 146.4865 | 143.452 | 142.6915 | 148.8446 | 161.5747 | 179.1599 | 193.969 | 205.94 | 215.1399 | 224.2479 | 227.9251 | 229.8994 | 232.317 | 230.4224 | 223.237 | 214.2319 | 204.1642 | 196.8076 | 190.1128 | 182.6087 | 171.7334 | 164.1694 | 157.8728 | -0.1288 | 0.65774 | 0.23081 | 0.50871 | -0.3023 | -0.54775 | -2.3417 | -1.2612 | 0.17639 | 1.3867 | 5.1459 | 18.3076 | 18.2607 | 17.0542 | 16.1902 | 15.7851 | 15.6912 | 13.1217 | 4.5846 | 2.877 | 2.164 | 1.2824 | 1.3385 | 1.5839 | 65.1865 | 64.6413 | 64.2831 | 63.7785 | 63.298 | 62.4306 | 62.6519 | 64.247 | 67.6687 | 71.9641 | 75.1646 | 77.1884 | 79.9205 | 80.8888 | 80.7879 | 80.3813 | 80.4219 | 80.0256 | 75.5573 | 71.7319 | 69.7498 | 68.1473 | 66.9863 | 66.2799 | 3.2654 | 2.6163 | 2.1952 | 2.8596 | 3.4995 | 4.2522 | 3.8134 | 3.6934 | 2.0163 | 3.6999 | 3.509 | 3.4163 | 3.138 | 3.0067 | 3.2076 | 4.2575 | 3.4591 | 3.5344 | 4.1566 | 4.6025 | 4.819 | 5.0171 | 4.4834 | 3.94
Program Specific1-in-2Size: Over 200kWAll2020November Monthly Peak | Program Specific | 1-in-2 | Size: Over 200kW | All | 2020 | November Monthly Peak | 11 | 137.1933 | 134.035 | 131.8604 | 131.9411 | 138.2668 | 148.9627 | 163.2634 | 178.2435 | 188.0121 | 194.9409 | 201.7397 | 203.3509 | 204.9146 | 206.7367 | 204.9041 | 198.0318 | 190.9661 | 184.2524 | 174.3482 | 167.1111 | 162.9094 | 154.8078 | 148.2941 | 143.2383 | -0.30463 | 0.62523 | 0.032397 | 0.19021 | -0.82571 | -1.6454 | -3.0784 | -2.9257 | -1.3527 | 0.59065 | 4.0336 | 15.135 | 14.7902 | 13.7294 | 12.8935 | 11.57 | 11.5847 | 9.0423 | 1.4984 | 1.1016 | 1.1461 | 0.3919 | 0.39667 | 0.80895 | 60.6771 | 60.7518 | 59.8528 | 59.5094 | 60.0119 | 60.3734 | 59.5758 | 59.1444 | 61.6121 | 64.6097 | 67.2268 | 69.2653 | 70.3746 | 70.7723 | 69.5846 | 69.2653 | 68.447 | 66.5495 | 65.4906 | 64.2747 | 63.8349 | 62.9745 | 62.2962 | 61.7407 | 3.3127 | 2.6591 | 2.2421 | 2.9369 | 3.6098 | 4.3531 | 3.8586 | 3.7693 | 2.0445 | 3.7236 | 3.5059 | 3.3852 | 3.1065 | 2.9718 | 3.1681 | 4.1948 | 3.4253 | 3.5437 | 4.0891 | 4.4918 | 4.7744 | 5.0205 | 4.4973 | 3.9703
Program Specific1-in-2Size: Over 200kWAll2020December Monthly Peak | Program Specific | 1-in-2 | Size: Over 200kW | All | 2020 | December Monthly Peak | 12 | 128.2527 | 125.7753 | 124.3521 | 124.1223 | 129.9153 | 140.1723 | 155.1077 | 167.2715 | 173.6248 | 176.1934 | 177.4937 | 175.8264 | 174.7652 | 174.132 | 172.189 | 168.2704 | 166.551 | 165.6143 | 159.6934 | 154.1062 | 150.2894 | 144.478 | 138.4846 | 133.3569 | -0.51183 | 0.61614 | -0.192 | -0.1636 | -1.4371 | -2.9308 | -4.0881 | -4.8942 | -3.0668 | -0.24398 | 2.8932 | 11.7736 | 10.9989 | 10.0135 | 9.2043 | 7.1293 | 7.3661 | 4.8397 | -1.6991 | -0.69637 | 0.11739 | -0.5406 | -0.61534 | -0.0057685 | 50.3223 | 49.9262 | 49.0042 | 49.0376 | 48.223 | 47.9064 | 47.7046 | 47.226 | 51.6612 | 56.8465 | 60.7094 | 62.2367 | 63.7498 | 66.6053 | 65.7305 | 63.661 | 62.1883 | 60.8627 | 60.0072 | 57.3237 | 56.2407 | 54.7347 | 54.4033 | 54.0932 | 3.6648 | 2.9536 | 2.5031 | 3.2701 | 4.0135 | 4.8458 | 4.3375 | 4.1854 | 2.2347 | 3.9787 | 3.6483 | 3.4639 | 3.1358 | 2.9624 | 3.1517 | 4.2187 | 3.5368 | 3.7703 | 4.433 | 4.9065 | 5.2169 | 5.5337 | 4.9698 | 4.3755
Program Specific1-in-2Size: Over 200kWAll2020Typical Event Day | Program Specific | 1-in-2 | Size: Over 200kW | All | 2020 | Typical Event Day | 8 | 153.1369 | 149.4738 | 146.5258 | 146.1774 | 152.4341 | 167.9553 | 183.4489 | 198.3593 | 208.6168 | 215.7814 | 222.7161 | 224.2238 | 225.7592 | 226.4753 | 225.1658 | 220.0284 | 213.8698 | 205.2917 | 195.9214 | 190.5875 | 186.4029 | 177.1181 | 168.9931 | 161.6246 | -0.078237 | 0.66539 | 0.28669 | 0.5985 | -0.15953 | -0.24892 | -2.1308 | -0.79594 | 0.60025 | 1.5754 | 5.292 | 18.3661 | 18.3574 | 17.0344 | 16.239 | 16.2366 | 16.3385 | 13.9737 | 5.2833 | 3.2903 | 2.4383 | 1.5394 | 1.6051 | 1.7958 | 67.5082 | 67.2526 | 66.7994 | 66.426 | 66.0891 | 66.0469 | 66.4563 | 67.5628 | 70.1073 | 73.362 | 76.6568 | 77.9736 | 78.976 | 79.8581 | 80.6195 | 80.9483 | 80.6316 | 79.6988 | 77.1637 | 74.8299 | 72.62 | 71.7132 | 70.7739 | 70.1561 | 3.2649 | 2.6177 | 2.1985 | 2.8726 | 3.5146 | 4.3352 | 3.8287 | 3.7029 | 2.003 | 3.636 | 3.4152 | 3.2953 | 3.0216 | 2.8741 | 3.0738 | 4.1148 | 3.3865 | 3.485 | 4.0575 | 4.5271 | 4.827 | 5.0728 | 4.5254 | 3.9553
Program Specific1-in-2Size: Over 200kWAll2021January Monthly Peak | Program Specific | 1-in-2 | Size: Over 200kW | All | 2021 | January Monthly Peak | 1 | 125.3285 | 122.3843 | 121.4656 | 121.7779 | 128.7604 | 140.6447 | 158.4402 | 171.7276 | 176.2262 | 176.8423 | 178.3268 | 175.4875 | 174.3851 | 173.2335 | 170.0139 | 166.0309 | 163.5167 | 161.9982 | 157.7646 | 151.8916 | 148.1435 | 142.1464 | 137.0107 | 132.0302 | -0.58574 | 0.60021 | -0.27047 | -0.28748 | -1.6707 | -3.4515 | -4.6045 | -5.8061 | -3.7659 | -0.52922 | 2.6281 | 11.2195 | 10.3326 | 9.365 | 8.5049 | 6.1153 | 6.3035 | 3.6149 | -2.7349 | -1.2744 | -0.20736 | -0.87454 | -0.93575 | -0.25906 | 49.7799 | 49.1487 | 48.5599 | 48.2712 | 47.4982 | 47.0196 | 47.8342 | 47.0753 | 48.6629 | 52.0362 | 54.7892 | 56.9732 | 58.6431 | 58.9652 | 59.0661 | 58.8115 | 57.795 | 55.9232 | 54.0856 | 53.3191 | 50.8687 | 49.2405 | 47.3502 | 46.0719 | 3.8061 | 3.0536 | 2.5977 | 3.4093 | 4.2279 | 5.1695 | 4.7095 | 4.5669 | 2.4101 | 4.2508 | 3.8985 | 3.6743 | 3.325 | 3.1319 | 3.306 | 4.4232 | 3.6873 | 3.9162 | 4.6549 | 5.1428 | 5.4716 | 5.8004 | 5.2259 | 4.6027
Program Specific1-in-2Size: Over 200kWAll2021February Monthly Peak | Program Specific | 1-in-2 | Size: Over 200kW | All | 2021 | February Monthly Peak | 2 | 127.8962 | 124.6198 | 123.1484 | 123.7653 | 129.9693 | 141.4135 | 158.6897 | 169.4913 | 174.5677 | 175.7872 | 178.8543 | 177.0946 | 177.2738 | 176.4644 | 174.1008 | 169.2096 | 164.7916 | 164.4459 | 162.4925 | 156.5112 | 152.4395 | 145.3543 | 138.9889 | 133.9687 | -0.56513 | 0.60997 | -0.24231 | -0.24515 | -1.5943 | -3.2775 | -4.4502 | -5.4318 | -3.4822 | -0.41905 | 2.742 | 11.541 | 10.7576 | 9.7777 | 8.9402 | 6.5907 | 6.709 | 4.1061 | -2.3987 | -1.08 | -0.085179 | -0.7655 | -0.8184 | -0.16147 | 52.5075 | 52.2799 | 51.346 | 49.7616 | 49.2302 | 48.6923 | 48.1277 | 47.8325 | 50.9381 | 53.9622 | 56.7016 | 57.7698 | 58.5963 | 58.986 | 58.5963 | 58.0317 | 57.5271 | 56.4847 | 54.6909 | 53.5884 | 52.1446 | 50.9004 | 49.9472 | 49.2226 | 3.7942 | 3.0376 | 2.5729 | 3.3848 | 4.1689 | 5.0773 | 4.6079 | 4.4029 | 2.3323 | 4.1266 | 3.8186 | 3.622 | 3.3019 | 3.1165 | 3.3076 | 4.4038 | 3.6319 | 3.8843 | 4.6833 | 5.175 | 5.4969 | 5.7927 | 5.1787 | 4.5624
Program Specific1-in-2Size: Over 200kWAll2021March Monthly Peak | Program Specific | 1-in-2 | Size: Over 200kW | All | 2021 | March Monthly Peak | 3 | 130.3549 | 127.2136 | 125.2116 | 124.6241 | 129.0041 | 140.6609 | 158.6661 | 170.0591 | 175.33 | 177.5045 | 181.5716 | 180.646 | 181.3219 | 182.1415 | 180.9148 | 176.2527 | 171.3134 | 167.0248 | 163.3655 | 161.5807 | 158.015 | 150.9179 | 143.3524 | 137.3323 | -0.50275 | 0.61408 | -0.17801 | -0.13966 | -1.3747 | -2.822 | -4.0756 | -4.7631 | -2.9186 | -0.17428 | 3.0042 | 12.1947 | 11.5459 | 10.6132 | 9.8347 | 7.7514 | 7.8584 | 5.2103 | -1.4264 | -0.55134 | 0.2228 | -0.49218 | -0.52421 | 0.078281 | 53.4893 | 52.9968 | 52.4035 | 51.1113 | 50.3493 | 50.0993 | 50.3826 | 51.5269 | 54.628 | 57.7819 | 59.7833 | 61.8087 | 62.6447 | 62.2078 | 62.6566 | 62.2709 | 61.322 | 59.1519 | 57.542 | 56.3764 | 55.4609 | 53.5676 | 53.0705 | 52.8251 | 3.6615 | 2.9358 | 2.4765 | 3.2269 | 3.9179 | 4.782 | 4.3624 | 4.1827 | 2.2178 | 3.9446 | 3.6702 | 3.4981 | 3.1976 | 3.0456 | 3.2542 | 4.343 | 3.5748 | 3.7363 | 4.4575 | 5.0572 | 5.393 | 5.6953 | 5.0574 | 4.4281
Program Specific1-in-2Size: Over 200kWAll2021April Monthly Peak | Program Specific | 1-in-2 | Size: Over 200kW | All | 2021 | April Monthly Peak | 4 | 137.7421 | 133.7242 | 131.2776 | 130.322 | 134.8572 | 146.8223 | 162.1217 | 175.5449 | 184.8083 | 191.5403 | 197.9695 | 199.7776 | 201.3303 | 203.0683 | 200.7902 | 194.5502 | 186.9585 | 178.716 | 170.2545 | 168.8922 | 166.7763 | 159.7237 | 152.1523 | 145.8996 | -0.2636 | 0.61955 | 0.071628 | 0.24993 | -0.68676 | -1.3718 | -2.8486 | -2.487 | -0.99655 | 0.72656 | 4.0982 | 15.1481 | 14.8692 | 13.8185 | 12.974 | 11.9015 | 11.8683 | 9.3784 | 2.0225 | 1.4343 | 1.3542 | 0.57894 | 0.59285 | 0.96593 | 61.5781 | 60.5767 | 59.8341 | 57.929 | 57.7948 | 56.7303 | 56.8959 | 59.4399 | 64.0575 | 67.6371 | 70.7444 | 73.0873 | 74.0153 | 74.6265 | 74.1898 | 74.1598 | 73.047 | 72.5663 | 71.2635 | 68.5993 | 64.6549 | 63.3507 | 62.3751 | 61.042 | 3.2401 | 2.5845 | 2.1744 | 2.826 | 3.43 | 4.1799 | 3.733 | 3.6156 | 1.9579 | 3.5632 | 3.3507 | 3.2398 | 2.9734 | 2.8437 | 3.0249 | 4.0148 | 3.2681 | 3.3493 | 3.8899 | 4.4242 | 4.7639 | 5.0473 | 4.4955 | 3.9397
Program Specific1-in-2Size: Over 200kWAll2021May Monthly Peak | Program Specific | 1-in-2 | Size: Over 200kW | All | 2021 | May Monthly Peak | 5 | 137.8388 | 134.6517 | 132.0536 | 131.8216 | 137.2214 | 149.5899 | 164.1734 | 180.9702 | 193.4153 | 200.6482 | 206.4599 | 208.3332 | 209.1034 | 209.4465 | 206.6916 | 199.8438 | 191.7472 | 183.1072 | 174.2617 | 171.91 | 170.0747 | 161.0971 | 153.7597 | 146.9289 | -0.2022 | 0.62105 | 0.13365 | 0.34499 | -0.52806 | -1.0432 | -2.5892 | -2.0155 | -0.5651 | 0.97219 | 4.4634 | 16.1758 | 15.9124 | 14.7007 | 13.8178 | 12.9827 | 12.9161 | 10.4665 | 2.8579 | 1.9128 | 1.635 | 0.82832 | 0.85335 | 1.1677 | 62.1687 | 61.9187 | 61.6687 | 60.9485 | 60.5494 | 59.9246 | 61.7365 | 63.9261 | 67.2683 | 70.8315 | 73.5936 | 74.6056 | 74.0111 | 74.7127 | 75.324 | 74.5139 | 73.738 | 72.6614 | 71.4052 | 68.5557 | 66.7395 | 65.7906 | 65.5406 | 64.3537 | 3.134 | 2.5158 | 2.1147 | 2.7632 | 3.3734 | 4.1164 | 3.6538 | 3.6034 | 1.9806 | 3.608 | 3.3775 | 3.2658 | 2.9852 | 2.8351 | 3.0096 | 3.9864 | 3.2392 | 3.3164 | 3.849 | 4.3541 | 4.6973 | 4.9201 | 4.3912 | 3.8351
Program Specific1-in-2Size: Over 200kWAll2021June Monthly Peak | Program Specific | 1-in-2 | Size: Over 200kW | All | 2021 | June Monthly Peak | 6 | 144.5665 | 140.8394 | 138.254 | 137.4148 | 142.8342 | 155.1288 | 169.2711 | 186.5515 | 197.2667 | 205.0824 | 212.5264 | 214.498 | 214.8516 | 214.7353 | 212.2266 | 206.4226 | 200.3952 | 191.5904 | 182.7281 | 177.0303 | 175.1291 | 166.6985 | 159.5958 | 152.7394 | -0.20048 | 0.64686 | 0.15002 | 0.37704 | -0.51445 | -1.0062 | -2.608 | -1.9573 | -0.47207 | 1.0398 | 4.6462 | 16.7499 | 16.4587 | 15.1746 | 14.2899 | 13.5719 | 13.6574 | 11.1345 | 3.1663 | 2.0665 | 1.7375 | 0.90986 | 0.94288 | 1.2569 | 63.0767 | 62.9276 | 62.2258 | 62.2934 | 61.3416 | 61.8342 | 62.0888 | 64.345 | 66.4926 | 68.8208 | 71.3751 | 73.6267 | 75.071 | 75.8136 | 76.2246 | 76.0664 | 75.1116 | 74.1747 | 72.3481 | 70.3495 | 67.4592 | 66.289 | 65.5753 | 64.8283 | 3.2653 | 2.6138 | 2.199 | 2.8613 | 3.4882 | 4.2407 | 3.7426 | 3.6897 | 2.0068 | 3.6615 | 3.4525 | 3.34 | 3.0469 | 2.8874 | 3.0698 | 4.0903 | 3.3623 | 3.4465 | 4.0095 | 4.4538 | 4.8046 | 5.0574 | 4.5277 | 3.9603
Program Specific1-in-2Size: Over 200kWAll2021July Monthly Peak | Program Specific | 1-in-2 | Size: Over 200kW | All | 2021 | July Monthly Peak | 7 | 148.8731 | 145.6498 | 142.6696 | 142.4026 | 148.6519 | 162.9394 | 177.3894 | 193.0155 | 201.8262 | 208.7584 | 214.9814 | 215.8565 | 217.0795 | 217.5374 | 215.8071 | 212.3641 | 207.4311 | 197.8204 | 187.9462 | 181.6181 | 179.4662 | 171.0892 | 163.6807 | 156.8357 | -0.093533 | 0.65201 | 0.26308 | 0.55771 | -0.20783 | -0.35395 | -2.1527 | -0.94582 | 0.4349 | 1.4601 | 5.0532 | 17.5744 | 17.5195 | 16.2352 | 15.4281 | 15.4389 | 15.6113 | 13.1943 | 4.82 | 2.9962 | 2.2693 | 1.411 | 1.4749 | 1.6816 | 68.0333 | 67.4021 | 67.0993 | 66.9502 | 66.7892 | 66.7892 | 67.2938 | 68.5906 | 70.7728 | 73.7217 | 75.321 | 73.9611 | 74.7276 | 77.1994 | 78.9564 | 79.2066 | 80.2519 | 79.4538 | 75.808 | 73.4305 | 71.9578 | 71.4488 | 70.4924 | 70.1973 | 3.1952 | 2.568 | 2.1553 | 2.8172 | 3.4502 | 4.2338 | 3.727 | 3.6273 | 1.9508 | 3.5418 | 3.3185 | 3.1935 | 2.9249 | 2.7792 | 2.966 | 3.9981 | 3.3064 | 3.3805 | 3.9184 | 4.3418 | 4.6781 | 4.9328 | 4.4125 | 3.8638
Program Specific1-in-2Size: Over 200kWAll2021August Monthly Peak | Program Specific | 1-in-2 | Size: Over 200kW | All | 2021 | August Monthly Peak | 8 | 155.3776 | 151.586 | 148.5723 | 148.168 | 154.7114 | 170.7364 | 186.3958 | 201.7868 | 213.2879 | 222.1405 | 230.5903 | 232.7333 | 234.4998 | 234.9652 | 233.2511 | 227.6803 | 220.7451 | 211.5463 | 201.1218 | 195.1987 | 190.4093 | 180.5353 | 172.1948 | 164.643 | -0.0024301 | 0.66679 | 0.36643 | 0.72283 | 0.061178 | 0.22107 | -1.7746 | -0.090137 | 1.2313 | 1.8945 | 5.7174 | 19.5467 | 19.6726 | 18.2565 | 17.4307 | 17.8003 | 17.8559 | 15.5496 | 6.4823 | 3.9701 | 2.8241 | 1.8925 | 1.9755 | 2.0896 | 71.223 | 71.4325 | 70.7808 | 70.6083 | 70.3927 | 69.8758 | 69.9951 | 69.6663 | 71.2855 | 73.9747 | 77.5001 | 80.023 | 81.4425 | 82.1386 | 81.6929 | 81.4627 | 80.788 | 79.8941 | 77.1855 | 75.8783 | 74.1097 | 73.3002 | 72.5927 | 72.5085 | 3.2402 | 2.5965 | 2.1802 | 2.8478 | 3.489 | 4.3107 | 3.8051 | 3.6845 | 2.0029 | 3.6618 | 3.4592 | 3.3454 | 3.0697 | 2.9165 | 3.114 | 4.1644 | 3.4179 | 3.5115 | 4.0742 | 4.5363 | 4.824 | 5.0585 | 4.5102 | 3.9408
Program Specific1-in-2Size: Over 200kWAll2021September Monthly Peak | Program Specific | 1-in-2 | Size: Over 200kW | All | 2021 | September Monthly Peak | 9 | 152.0836 | 148.5102 | 145.7135 | 145.6979 | 153.2591 | 169.1879 | 188.4982 | 204.1311 | 218.7411 | 229.8922 | 237.92 | 240.3184 | 241.7899 | 241.8036 | 239.4128 | 231.4613 | 221.5214 | 211.5302 | 202.3997 | 198.6301 | 190.6791 | 179.4432 | 169.7275 | 161.9693 | 0.0049882 | 0.65518 | 0.3663 | 0.7203 | 0.076225 | 0.25019 | -1.7692 | -0.043435 | 1.3045 | 1.9793 | 5.9096 | 20.2044 | 20.3148 | 18.8142 | 17.9231 | 18.1591 | 17.9825 | 15.6217 | 6.5894 | 4.0808 | 2.8515 | 1.9028 | 1.9679 | 2.0708 | 67.7001 | 67.2482 | 67.0918 | 65.8521 | 65.8328 | 65.6883 | 66.4474 | 67.6493 | 71.8783 | 76.931 | 82.431 | 84.2833 | 84.663 | 84.2805 | 85.6042 | 87.0575 | 86.375 | 85.2726 | 83.3134 | 79.6612 | 76.9532 | 75.8147 | 74.4353 | 73.0904 | 3.1674 | 2.5408 | 2.1359 | 2.797 | 3.4519 | 4.2663 | 3.8436 | 3.723 | 2.0516 | 3.7861 | 3.5658 | 3.4504 | 3.1614 | 2.9979 | 3.1922 | 4.2285 | 3.4255 | 3.5067 | 4.0954 | 4.611 | 4.8257 | 5.0223 | 4.4402 | 3.8721
Program Specific1-in-2Size: Over 200kWAll2021October Monthly Peak | Program Specific | 1-in-2 | Size: Over 200kW | All | 2021 | October Monthly Peak | 10 | 150.1862 | 146.4874 | 143.4527 | 142.6924 | 148.8459 | 161.5757 | 179.1601 | 193.9692 | 205.9379 | 215.1371 | 224.241 | 227.9175 | 229.8909 | 232.3077 | 230.4123 | 223.226 | 214.2199 | 204.1513 | 196.794 | 190.0977 | 182.594 | 171.7293 | 164.1694 | 157.8742 | -0.1295 | 0.65693 | 0.22966 | 0.50745 | -0.30315 | -0.54831 | -2.3428 | -1.2621 | 0.17592 | 1.3866 | 5.1426 | 18.3011 | 18.2543 | 17.0479 | 16.1857 | 15.7815 | 15.6875 | 13.1176 | 4.5809 | 2.877 | 2.1651 | 1.2829 | 1.3398 | 1.5849 | 65.1866 | 64.6414 | 64.2831 | 63.7785 | 63.298 | 62.4306 | 62.6519 | 64.247 | 67.6687 | 71.9641 | 75.1645 | 77.1884 | 79.9205 | 80.8888 | 80.7879 | 80.3813 | 80.4219 | 80.0256 | 75.5573 | 71.7319 | 69.7498 | 68.1473 | 66.9863 | 66.2799 | 3.2655 | 2.6163 | 2.1951 | 2.8597 | 3.4996 | 4.2525 | 3.8136 | 3.6935 | 2.0163 | 3.7001 | 3.5093 | 3.4162 | 3.1379 | 3.0067 | 3.2074 | 4.2573 | 3.4585 | 3.5337 | 4.1565 | 4.6029 | 4.8195 | 5.0175 | 4.4835 | 3.9401
Program Specific1-in-2Size: Over 200kWAll2021November Monthly Peak | Program Specific | 1-in-2 | Size: Over 200kW | All | 2021 | November Monthly Peak | 11 | 137.1932 | 134.0349 | 131.8601 | 131.941 | 138.2669 | 148.9629 | 163.2626 | 178.2434 | 188.01 | 194.9384 | 201.7332 | 203.3437 | 204.9065 | 206.7282 | 204.895 | 198.0217 | 190.9547 | 184.2396 | 174.3346 | 167.097 | 162.8959 | 154.8029 | 148.2924 | 143.2382 | -0.30545 | 0.62418 | 0.030815 | 0.18848 | -0.82707 | -1.6466 | -3.0799 | -2.9271 | -1.3532 | 0.59033 | 4.0297 | 15.1276 | 14.7829 | 13.7225 | 12.8896 | 11.5688 | 11.5831 | 9.0401 | 1.4965 | 1.1019 | 1.1469 | 0.39169 | 0.39772 | 0.80967 | 60.6771 | 60.7518 | 59.8528 | 59.5094 | 60.0119 | 60.3734 | 59.5758 | 59.1444 | 61.6121 | 64.6097 | 67.2268 | 69.2653 | 70.3746 | 70.7723 | 69.5846 | 69.2653 | 68.447 | 66.5495 | 65.4907 | 64.2747 | 63.8349 | 62.9745 | 62.2962 | 61.7407 | 3.3127 | 2.6591 | 2.2419 | 2.9369 | 3.6099 | 4.3534 | 3.8588 | 3.7695 | 2.0445 | 3.7239 | 3.5062 | 3.3851 | 3.1064 | 2.9717 | 3.1678 | 4.1945 | 3.4246 | 3.5431 | 4.0889 | 4.4922 | 4.7748 | 5.0209 | 4.4973 | 3.9703
Program Specific1-in-2Size: Over 200kWAll2021December Monthly Peak | Program Specific | 1-in-2 | Size: Over 200kW | All | 2021 | December Monthly Peak | 12 | 128.2516 | 125.7744 | 124.3513 | 124.1215 | 129.9142 | 140.1709 | 155.1059 | 167.27 | 173.6215 | 176.1879 | 177.4861 | 175.8184 | 174.7564 | 174.1229 | 172.1795 | 168.2603 | 166.54 | 165.6024 | 159.6813 | 154.0947 | 150.2782 | 144.4688 | 138.4802 | 133.354 | -0.51281 | 0.61477 | -0.19412 | -0.16591 | -1.4392 | -2.9331 | -4.0903 | -4.8963 | -3.0675 | -0.24453 | 2.8881 | 11.765 | 10.9904 | 10.0057 | 9.2009 | 7.1304 | 7.3668 | 4.8395 | -1.6988 | -0.69592 | 0.11775 | -0.54182 | -0.61452 | -0.0053079 | 50.3223 | 49.9262 | 49.0042 | 49.0376 | 48.223 | 47.9065 | 47.7046 | 47.226 | 51.6612 | 56.8465 | 60.7094 | 62.2367 | 63.7498 | 66.6053 | 65.7305 | 63.661 | 62.1883 | 60.8627 | 60.0072 | 57.3237 | 56.2407 | 54.7347 | 54.4033 | 54.0932 | 3.6648 | 2.9535 | 2.5028 | 3.27 | 4.0136 | 4.846 | 4.3377 | 4.1856 | 2.2346 | 3.979 | 3.6485 | 3.4638 | 3.1356 | 2.9622 | 3.1513 | 4.2184 | 3.5361 | 3.7695 | 4.4329 | 4.9069 | 5.2174 | 5.5341 | 4.9697 | 4.3753
Program Specific1-in-2Size: Over 200kWAll2021Typical Event Day | Program Specific | 1-in-2 | Size: Over 200kW | All | 2021 | Typical Event Day | 8 | 153.138 | 149.475 | 146.5269 | 146.1787 | 152.436 | 167.9572 | 183.4491 | 198.3585 | 208.6129 | 215.7762 | 222.7074 | 224.2148 | 225.7499 | 226.4655 | 225.1555 | 220.0172 | 213.8577 | 205.2789 | 195.908 | 190.5742 | 186.3898 | 177.1135 | 168.9929 | 161.6259 | -0.078902 | 0.66464 | 0.28566 | 0.59738 | -0.16024 | -0.24928 | -2.1317 | -0.79678 | 0.59978 | 1.5753 | 5.2889 | 18.3598 | 18.3513 | 17.0286 | 16.2345 | 16.2325 | 16.3343 | 13.9693 | 5.2791 | 3.2902 | 2.4395 | 1.5401 | 1.6065 | 1.7969 | 67.5082 | 67.2526 | 66.7994 | 66.426 | 66.0891 | 66.0469 | 66.4563 | 67.5628 | 70.1073 | 73.362 | 76.6568 | 77.9736 | 78.976 | 79.8581 | 80.6195 | 80.9483 | 80.6316 | 79.6988 | 77.1637 | 74.8299 | 72.62 | 71.7132 | 70.7739 | 70.1561 | 3.265 | 2.6177 | 2.1984 | 2.8726 | 3.5148 | 4.3355 | 3.8289 | 3.703 | 2.0029 | 3.6363 | 3.4154 | 3.2952 | 3.0215 | 2.874 | 3.0735 | 4.1146 | 3.386 | 3.4844 | 4.0574 | 4.5275 | 4.8274 | 5.0732 | 4.5255 | 3.9553
Program Specific1-in-2Size: Over 200kWAll2022January Monthly Peak | Program Specific | 1-in-2 | Size: Over 200kW | All | 2022 | January Monthly Peak | 1 | 125.3286 | 122.3843 | 121.4652 | 121.7776 | 128.7605 | 140.645 | 158.4393 | 171.7268 | 176.2252 | 176.8414 | 178.3215 | 175.4817 | 174.379 | 173.2264 | 170.0063 | 166.0227 | 163.5079 | 161.9886 | 157.7539 | 151.8816 | 148.1348 | 142.1427 | 137.0092 | 132.0305 | -0.58669 | 0.59886 | -0.27267 | -0.28988 | -1.6729 | -3.4539 | -4.6068 | -5.8084 | -3.7667 | -0.52975 | 2.6231 | 11.2111 | 10.3244 | 9.3573 | 8.5019 | 6.1172 | 6.3049 | 3.6155 | -2.7339 | -1.2739 | -0.20714 | -0.87577 | -0.93517 | -0.25878 | 49.7799 | 49.1487 | 48.5599 | 48.2712 | 47.4982 | 47.0196 | 47.8342 | 47.0753 | 48.6629 | 52.0362 | 54.7892 | 56.9732 | 58.6431 | 58.9652 | 59.0661 | 58.8115 | 57.795 | 55.9232 | 54.0856 | 53.3191 | 50.8687 | 49.2405 | 47.3502 | 46.072 | 3.8062 | 3.0536 | 2.5975 | 3.4092 | 4.2281 | 5.1698 | 4.7097 | 4.5671 | 2.4101 | 4.2511 | 3.8988 | 3.6743 | 3.3249 | 3.1318 | 3.3057 | 4.423 | 3.6867 | 3.9155 | 4.6548 | 5.1433 | 5.4721 | 5.8009 | 5.226 | 4.6028
Program Specific1-in-2Size: Over 200kWAll2022February Monthly Peak | Program Specific | 1-in-2 | Size: Over 200kW | All | 2022 | February Monthly Peak | 2 | 127.896 | 124.6196 | 123.1478 | 123.765 | 129.9693 | 141.4135 | 158.6888 | 169.4901 | 174.5662 | 175.7856 | 178.8482 | 177.0875 | 177.2665 | 176.4563 | 174.0921 | 169.2004 | 164.7815 | 164.4355 | 162.4811 | 156.5002 | 152.4295 | 145.35 | 138.9871 | 133.9687 | -0.56609 | 0.60862 | -0.24449 | -0.24751 | -1.5964 | -3.2798 | -4.4525 | -5.4341 | -3.4829 | -0.41956 | 2.737 | 11.5322 | 10.7491 | 9.7699 | 8.9371 | 6.5923 | 6.7102 | 4.1064 | -2.398 | -1.0795 | -0.084897 | -0.76668 | -0.81776 | -0.16115 | 52.5075 | 52.2799 | 51.346 | 49.7616 | 49.2302 | 48.6923 | 48.1277 | 47.8325 | 50.9381 | 53.9622 | 56.7016 | 57.7698 | 58.5963 | 58.986 | 58.5963 | 58.0317 | 57.5271 | 56.4847 | 54.6909 | 53.5884 | 52.1446 | 50.9004 | 49.9472 | 49.2226 | 3.7943 | 3.0376 | 2.5727 | 3.3848 | 4.1691 | 5.0776 | 4.6081 | 4.4031 | 2.3323 | 4.1269 | 3.8189 | 3.6219 | 3.3018 | 3.1164 | 3.3073 | 4.4035 | 3.6312 | 3.8837 | 4.6832 | 5.1755 | 5.4974 | 5.7932 | 5.1787 | 4.5624
Program Specific1-in-2Size: Over 200kWAll2022March Monthly Peak | Program Specific | 1-in-2 | Size: Over 200kW | All | 2022 | March Monthly Peak | 3 | 130.3548 | 127.2135 | 125.2113 | 124.624 | 129.0042 | 140.6612 | 158.6655 | 170.058 | 175.3281 | 177.5025 | 181.5654 | 180.6393 | 181.3143 | 182.1331 | 180.9057 | 176.2427 | 171.3027 | 167.0134 | 163.3534 | 161.5689 | 158.004 | 150.9137 | 143.3512 | 137.3325 | -0.50367 | 0.6128 | -0.18001 | -0.14181 | -1.3766 | -2.824 | -4.0776 | -4.7651 | -2.9193 | -0.17475 | 2.9994 | 12.1865 | 11.5377 | 10.6056 | 9.8313 | 7.7523 | 7.8589 | 5.21 | -1.4263 | -0.5509 | 0.2232 | -0.49312 | -0.52349 | 0.078703 | 53.4893 | 52.9968 | 52.4035 | 51.1113 | 50.3493 | 50.0993 | 50.3826 | 51.5269 | 54.628 | 57.7819 | 59.7833 | 61.8087 | 62.6447 | 62.2078 | 62.6566 | 62.2709 | 61.322 | 59.1519 | 57.542 | 56.3765 | 55.4609 | 53.5676 | 53.0706 | 52.8251 | 3.6615 | 2.9357 | 2.4763 | 3.2269 | 3.918 | 4.7822 | 4.3626 | 4.1829 | 2.2178 | 3.945 | 3.6705 | 3.4981 | 3.1975 | 3.0455 | 3.2539 | 4.3427 | 3.5742 | 3.7356 | 4.4574 | 5.0577 | 5.3935 | 5.6958 | 5.0575 | 4.4281
Program Specific1-in-2Size: Over 200kWAll2022April Monthly Peak | Program Specific | 1-in-2 | Size: Over 200kW | All | 2022 | April Monthly Peak | 4 | 137.742 | 133.7241 | 131.2775 | 130.322 | 134.8573 | 146.8225 | 162.1211 | 175.5434 | 184.8049 | 191.5368 | 197.9621 | 199.7694 | 201.3215 | 203.0588 | 200.7797 | 194.5388 | 186.9461 | 178.7029 | 170.2409 | 168.8786 | 166.7633 | 159.719 | 152.1511 | 145.8997 | -0.26439 | 0.61855 | 0.070159 | 0.24833 | -0.68799 | -1.3729 | -2.85 | -2.4884 | -0.99711 | 0.72627 | 4.0944 | 15.1409 | 14.862 | 13.8117 | 12.97 | 11.8997 | 11.8662 | 9.3758 | 2.0203 | 1.4344 | 1.355 | 0.57888 | 0.59396 | 0.96671 | 61.5781 | 60.5767 | 59.8341 | 57.929 | 57.7948 | 56.7303 | 56.8959 | 59.4399 | 64.0575 | 67.637 | 70.7444 | 73.0873 | 74.0153 | 74.6265 | 74.1898 | 74.1598 | 73.047 | 72.5662 | 71.2635 | 68.5993 | 64.6549 | 63.3507 | 62.3751 | 61.042 | 3.2402 | 2.5844 | 2.1742 | 2.826 | 3.4301 | 4.1802 | 3.7331 | 3.6157 | 1.9579 | 3.5635 | 3.3509 | 3.2397 | 2.9733 | 2.8436 | 3.0246 | 4.0146 | 3.2674 | 3.3486 | 3.8898 | 4.4246 | 4.7644 | 5.0477 | 4.4955 | 3.9397
Program Specific1-in-2Size: Over 200kWAll2022May Monthly Peak | Program Specific | 1-in-2 | Size: Over 200kW | All | 2022 | May Monthly Peak | 5 | 137.8382 | 134.651 | 132.0529 | 131.821 | 137.2211 | 149.5898 | 164.1725 | 180.9693 | 193.4128 | 200.6445 | 206.4519 | 208.3247 | 209.0942 | 209.4368 | 206.6815 | 199.8327 | 191.7351 | 183.0943 | 174.2486 | 171.8967 | 170.062 | 161.0921 | 153.7581 | 146.9287 | -0.20298 | 0.62008 | 0.13226 | 0.34347 | -0.52918 | -1.0441 | -2.5904 | -2.0167 | -0.56563 | 0.97193 | 4.4597 | 16.1688 | 15.9055 | 14.6941 | 13.8137 | 12.9803 | 12.9135 | 10.4634 | 2.8552 | 1.9129 | 1.636 | 0.82848 | 0.85457 | 1.1686 | 62.1687 | 61.9187 | 61.6687 | 60.9485 | 60.5494 | 59.9246 | 61.7365 | 63.9261 | 67.2682 | 70.8315 | 73.5936 | 74.6056 | 74.0111 | 74.7127 | 75.324 | 74.5139 | 73.738 | 72.6614 | 71.4052 | 68.5557 | 66.7395 | 65.7906 | 65.5406 | 64.3537 | 3.134 | 2.5157 | 2.1145 | 2.7632 | 3.3735 | 4.1166 | 3.654 | 3.6036 | 1.9806 | 3.6083 | 3.3778 | 3.2657 | 2.985 | 2.835 | 3.0093 | 3.9861 | 3.2386 | 3.3158 | 3.8489 | 4.3545 | 4.6977 | 4.9205 | 4.3912 | 3.8351
Program Specific1-in-2Size: Over 200kWAll2022June Monthly Peak | Program Specific | 1-in-2 | Size: Over 200kW | All | 2022 | June Monthly Peak | 6 | 144.5661 | 140.8389 | 138.2536 | 137.4145 | 142.8341 | 155.1289 | 169.2705 | 186.5503 | 197.2629 | 205.077 | 212.5171 | 214.4884 | 214.8416 | 214.725 | 212.2159 | 206.4112 | 200.3831 | 191.5774 | 182.7148 | 177.0165 | 175.116 | 166.6932 | 159.5943 | 152.7394 | -0.20127 | 0.64587 | 0.14863 | 0.37551 | -0.51556 | -1.0071 | -2.6093 | -1.9585 | -0.47262 | 1.0395 | 4.6423 | 16.7425 | 16.4516 | 15.1678 | 14.2856 | 13.5693 | 13.6545 | 11.1313 | 3.1634 | 2.0665 | 1.7385 | 0.91007 | 0.94414 | 1.2578 | 63.0767 | 62.9276 | 62.2258 | 62.2934 | 61.3416 | 61.8342 | 62.0888 | 64.3449 | 66.4926 | 68.8208 | 71.3751 | 73.6267 | 75.071 | 75.8136 | 76.2246 | 76.0664 | 75.1116 | 74.1747 | 72.3481 | 70.3495 | 67.4592 | 66.289 | 65.5753 | 64.8283 | 3.2653 | 2.6137 | 2.1988 | 2.8613 | 3.4883 | 4.2409 | 3.7428 | 3.6898 | 2.0067 | 3.6618 | 3.4528 | 3.3399 | 3.0467 | 2.8873 | 3.0695 | 4.09 | 3.3617 | 3.4458 | 4.0094 | 4.4542 | 4.805 | 5.0578 | 4.5278 | 3.9603
Program Specific1-in-2Size: Over 200kWAll2022July Monthly Peak | Program Specific | 1-in-2 | Size: Over 200kW | All | 2022 | July Monthly Peak | 7 | 148.8737 | 145.6504 | 142.6702 | 142.4033 | 148.6533 | 162.9409 | 177.3893 | 193.0144 | 201.8221 | 208.7534 | 214.9723 | 215.8468 | 217.0693 | 217.5267 | 215.7959 | 212.3524 | 207.4189 | 197.8075 | 187.9328 | 181.6041 | 179.4527 | 171.0843 | 163.6803 | 156.837 | -0.094227 | 0.6512 | 0.26198 | 0.55651 | -0.20861 | -0.35438 | -2.1537 | -0.94671 | 0.43442 | 1.46 | 5.05 | 17.5678 | 17.5132 | 16.2291 | 15.4235 | 15.435 | 15.6073 | 13.19 | 4.8161 | 2.9961 | 2.2705 | 1.4117 | 1.4763 | 1.6826 | 68.0333 | 67.4021 | 67.0993 | 66.9502 | 66.7892 | 66.7892 | 67.2938 | 68.5906 | 70.7728 | 73.7217 | 75.321 | 73.9611 | 74.7276 | 77.1994 | 78.9564 | 79.2066 | 80.2519 | 79.4538 | 75.8079 | 73.4305 | 71.9578 | 71.4488 | 70.4924 | 70.1973 | 3.1953 | 2.5679 | 2.1552 | 2.8172 | 3.4503 | 4.234 | 3.7272 | 3.6274 | 1.9507 | 3.542 | 3.3187 | 3.1934 | 2.9248 | 2.7791 | 2.9657 | 3.9979 | 3.3058 | 3.3799 | 3.9183 | 4.3422 | 4.6785 | 4.9332 | 4.4126 | 3.8639
Program Specific1-in-2Size: Over 200kWAll2022August Monthly Peak | Program Specific | 1-in-2 | Size: Over 200kW | All | 2022 | August Monthly Peak | 8 | 155.3789 | 151.5873 | 148.5735 | 148.1694 | 154.7134 | 170.7384 | 186.3961 | 201.7861 | 213.2841 | 222.1354 | 230.5815 | 232.7243 | 234.4904 | 234.9552 | 233.2406 | 227.669 | 220.7328 | 211.5333 | 201.1082 | 195.1851 | 190.396 | 180.5309 | 172.195 | 164.6447 | -0.0030647 | 0.66611 | 0.36553 | 0.72185 | 0.060633 | 0.22098 | -1.7754 | -0.090786 | 1.2309 | 1.8944 | 5.7145 | 19.5407 | 19.6669 | 18.2509 | 17.426 | 17.7953 | 17.8508 | 15.5443 | 6.4774 | 3.97 | 2.8255 | 1.8935 | 1.9771 | 2.0908 | 71.223 | 71.4325 | 70.7808 | 70.6083 | 70.3927 | 69.8758 | 69.9951 | 69.6663 | 71.2855 | 73.9747 | 77.5001 | 80.023 | 81.4425 | 82.1386 | 81.6929 | 81.4627 | 80.788 | 79.8941 | 77.1855 | 75.8783 | 74.1097 | 73.3002 | 72.5927 | 72.5085 | 3.2403 | 2.5965 | 2.1801 | 2.8479 | 3.4892 | 4.311 | 3.8053 | 3.6846 | 2.0028 | 3.6621 | 3.4595 | 3.3453 | 3.0696 | 2.9164 | 3.1138 | 4.1642 | 3.4173 | 3.511 | 4.0741 | 4.5367 | 4.8244 | 5.0589 | 4.5104 | 3.9409
Program Specific1-in-2Size: Over 200kWAll2022September Monthly Peak | Program Specific | 1-in-2 | Size: Over 200kW | All | 2022 | September Monthly Peak | 9 | 152.0843 | 148.5108 | 145.7142 | 145.6989 | 153.2607 | 169.1897 | 188.4987 | 204.1306 | 218.7375 | 229.8879 | 237.9118 | 240.31 | 241.7811 | 241.7945 | 239.403 | 231.4503 | 221.5094 | 211.5176 | 202.3864 | 198.6166 | 190.666 | 179.439 | 169.7275 | 161.9706 | 0.0043445 | 0.65448 | 0.36541 | 0.71933 | 0.075689 | 0.25012 | -1.7699 | -0.044069 | 1.3041 | 1.9792 | 5.9068 | 20.1986 | 20.3091 | 18.8087 | 17.9184 | 18.154 | 17.9775 | 15.6165 | 6.5845 | 4.0806 | 2.8528 | 1.9038 | 1.9695 | 2.072 | 67.7001 | 67.2482 | 67.0918 | 65.8521 | 65.8328 | 65.6883 | 66.4474 | 67.6493 | 71.8783 | 76.931 | 82.431 | 84.2833 | 84.6629 | 84.2805 | 85.6041 | 87.0575 | 86.3749 | 85.2726 | 83.3134 | 79.6612 | 76.9532 | 75.8147 | 74.4353 | 73.0904 | 3.1675 | 2.5408 | 2.1358 | 2.797 | 3.4521 | 4.2665 | 3.8438 | 3.7231 | 2.0515 | 3.7863 | 3.566 | 3.4504 | 3.1613 | 2.9978 | 3.1919 | 4.2283 | 3.4249 | 3.5061 | 4.0954 | 4.6115 | 4.8262 | 5.0227 | 4.4403 | 3.8722
Program Specific1-in-2Size: Over 200kWAll2022October Monthly Peak | Program Specific | 1-in-2 | Size: Over 200kW | All | 2022 | October Monthly Peak | 10 | 150.1873 | 146.4884 | 143.4535 | 142.6933 | 148.8472 | 161.5768 | 179.1604 | 193.9693 | 205.9358 | 215.1342 | 224.2341 | 227.9098 | 229.8823 | 232.2984 | 230.4022 | 223.215 | 214.2079 | 204.1383 | 196.7802 | 190.0826 | 182.5792 | 171.7252 | 164.1694 | 157.8757 | -0.1302 | 0.6561 | 0.22851 | 0.50619 | -0.30401 | -0.54887 | -2.3438 | -1.2631 | 0.17544 | 1.3864 | 5.1394 | 18.2946 | 18.2478 | 17.0417 | 16.1812 | 15.778 | 15.6837 | 13.1135 | 4.5771 | 2.8769 | 2.1662 | 1.2834 | 1.3411 | 1.5859 | 65.1866 | 64.6414 | 64.2831 | 63.7785 | 63.298 | 62.4306 | 62.6519 | 64.247 | 67.6687 | 71.9641 | 75.1645 | 77.1884 | 79.9205 | 80.8888 | 80.7879 | 80.3813 | 80.4219 | 80.0256 | 75.5573 | 71.7319 | 69.7498 | 68.1473 | 66.9863 | 66.2799 | 3.2656 | 2.6163 | 2.195 | 2.8597 | 3.4998 | 4.2527 | 3.8138 | 3.6937 | 2.0162 | 3.7004 | 3.5095 | 3.4162 | 3.1378 | 3.0066 | 3.2071 | 4.257 | 3.4579 | 3.5331 | 4.1564 | 4.6033 | 4.8199 | 5.0179 | 4.4837 | 3.9402
Program Specific1-in-2Size: Over 200kWAll2022November Monthly Peak | Program Specific | 1-in-2 | Size: Over 200kW | All | 2022 | November Monthly Peak | 11 | 137.1932 | 134.0348 | 131.8598 | 131.9409 | 138.2669 | 148.963 | 163.2619 | 178.2432 | 188.0079 | 194.9359 | 201.7267 | 203.3364 | 204.8984 | 206.7197 | 204.886 | 198.0117 | 190.9434 | 184.2269 | 174.3211 | 167.083 | 162.8825 | 154.798 | 148.2908 | 143.2381 | -0.30626 | 0.62313 | 0.029237 | 0.18677 | -0.82844 | -1.6479 | -3.0814 | -2.9285 | -1.3538 | 0.59002 | 4.0257 | 15.1203 | 14.7755 | 13.7156 | 12.8858 | 11.5675 | 11.5815 | 9.0378 | 1.4947 | 1.1021 | 1.1477 | 0.39149 | 0.39877 | 0.81039 | 60.6771 | 60.7518 | 59.8528 | 59.5094 | 60.0119 | 60.3734 | 59.5758 | 59.1444 | 61.6121 | 64.6097 | 67.2268 | 69.2653 | 70.3746 | 70.7723 | 69.5846 | 69.2653 | 68.447 | 66.5495 | 65.4906 | 64.2747 | 63.8349 | 62.9745 | 62.2962 | 61.7407 | 3.3128 | 2.659 | 2.2417 | 2.9369 | 3.61 | 4.3536 | 3.859 | 3.7697 | 2.0444 | 3.7242 | 3.5065 | 3.3851 | 3.1063 | 2.9716 | 3.1675 | 4.1943 | 3.424 | 3.5424 | 4.0888 | 4.4926 | 4.7753 | 5.0214 | 4.4973 | 3.9703
Program Specific1-in-2Size: Over 200kWAll2022December Monthly Peak | Program Specific | 1-in-2 | Size: Over 200kW | All | 2022 | December Monthly Peak | 12 | 128.2506 | 125.7735 | 124.3505 | 124.1207 | 129.9132 | 140.1695 | 155.104 | 167.2685 | 173.6183 | 176.1825 | 177.4785 | 175.8104 | 174.7478 | 174.1139 | 172.1701 | 168.2503 | 166.5291 | 165.5906 | 159.6693 | 154.0833 | 150.2672 | 144.4597 | 138.4758 | 133.3512 | -0.51378 | 0.61341 | -0.19622 | -0.16821 | -1.4412 | -2.9354 | -4.0925 | -4.8983 | -3.0682 | -0.24508 | 2.8831 | 11.7564 | 10.9819 | 9.998 | 9.1976 | 7.1316 | 7.3676 | 4.8394 | -1.6985 | -0.69548 | 0.1181 | -0.54303 | -0.61371 | -0.0048523 | 50.3223 | 49.9262 | 49.0042 | 49.0377 | 48.223 | 47.9065 | 47.7046 | 47.226 | 51.6612 | 56.8465 | 60.7094 | 62.2367 | 63.7498 | 66.6053 | 65.7305 | 63.661 | 62.1883 | 60.8627 | 60.0072 | 57.3237 | 56.2407 | 54.7347 | 54.4033 | 54.0932 | 3.6649 | 2.9534 | 2.5026 | 3.27 | 4.0137 | 4.8463 | 4.3379 | 4.1857 | 2.2346 | 3.9793 | 3.6488 | 3.4637 | 3.1354 | 2.9621 | 3.151 | 4.2181 | 3.5355 | 3.7688 | 4.4328 | 4.9073 | 5.2179 | 5.5345 | 4.9696 | 4.3751
Program Specific1-in-2Size: Over 200kWAll2022Typical Event Day | Program Specific | 1-in-2 | Size: Over 200kW | All | 2022 | Typical Event Day | 8 | 153.1391 | 149.4762 | 146.528 | 146.18 | 152.4379 | 167.9591 | 183.4493 | 198.3577 | 208.6089 | 215.7709 | 222.6984 | 224.2057 | 225.7404 | 226.4555 | 225.1449 | 220.0057 | 213.8453 | 205.2658 | 195.8944 | 190.5606 | 186.3764 | 177.1088 | 168.9928 | 161.6273 | -0.079583 | 0.66388 | 0.28461 | 0.59623 | -0.16096 | -0.24965 | -2.1327 | -0.79763 | 0.5993 | 1.5751 | 5.2857 | 18.3534 | 18.3451 | 17.0226 | 16.23 | 16.2284 | 16.3301 | 13.9647 | 5.2749 | 3.2901 | 2.4407 | 1.5408 | 1.6079 | 1.7979 | 67.5083 | 67.2526 | 66.7994 | 66.426 | 66.0891 | 66.0469 | 66.4563 | 67.5628 | 70.1073 | 73.362 | 76.6568 | 77.9735 | 78.976 | 79.858 | 80.6195 | 80.9483 | 80.6316 | 79.6988 | 77.1637 | 74.8299 | 72.62 | 71.7132 | 70.7739 | 70.1561 | 3.2651 | 2.6177 | 2.1983 | 2.8726 | 3.5149 | 4.3358 | 3.8291 | 3.7032 | 2.0028 | 3.6365 | 3.4157 | 3.2951 | 3.0214 | 2.8739 | 3.0732 | 4.1143 | 3.3854 | 3.4838 | 4.0573 | 4.5279 | 4.8278 | 5.0736 | 4.5256 | 3.9554
Program Specific1-in-2Size: Over 200kWAll2023January Monthly Peak | Program Specific | 1-in-2 | Size: Over 200kW | All | 2023 | January Monthly Peak | 1 | 125.3287 | 122.3843 | 121.4648 | 121.7773 | 128.7606 | 140.6452 | 158.4383 | 171.726 | 176.2243 | 176.8406 | 178.3163 | 175.476 | 174.3728 | 173.2195 | 169.9987 | 166.0147 | 163.4992 | 161.9792 | 157.7434 | 151.8718 | 148.1263 | 142.1391 | 137.0077 | 132.0308 | -0.58762 | 0.59752 | -0.27485 | -0.29226 | -1.675 | -3.4563 | -4.6091 | -5.8107 | -3.7674 | -0.53027 | 2.6181 | 11.2028 | 10.3162 | 9.3498 | 8.499 | 6.119 | 6.3063 | 3.616 | -2.733 | -1.2734 | -0.20692 | -0.87699 | -0.9346 | -0.25851 | 49.7799 | 49.1487 | 48.5599 | 48.2712 | 47.4982 | 47.0196 | 47.8342 | 47.0753 | 48.6629 | 52.0362 | 54.7892 | 56.9732 | 58.6431 | 58.9652 | 59.0661 | 58.8115 | 57.795 | 55.9232 | 54.0857 | 53.3192 | 50.8687 | 49.2405 | 47.3502 | 46.072 | 3.8063 | 3.0535 | 2.5973 | 3.4092 | 4.2282 | 5.1701 | 4.7099 | 4.5673 | 2.4101 | 4.2515 | 3.8991 | 3.6742 | 3.3248 | 3.1317 | 3.3055 | 4.4228 | 3.6861 | 3.915 | 4.6547 | 5.1438 | 5.4727 | 5.8014 | 5.226 | 4.6028
Program Specific1-in-2Size: Over 200kWAll2023February Monthly Peak | Program Specific | 1-in-2 | Size: Over 200kW | All | 2023 | February Monthly Peak | 2 | 127.8959 | 124.6193 | 123.1473 | 123.7647 | 129.9693 | 141.4136 | 158.6878 | 169.4889 | 174.5647 | 175.784 | 178.8422 | 177.0804 | 177.2593 | 176.4483 | 174.0836 | 169.1913 | 164.7714 | 164.4253 | 162.4698 | 156.4894 | 152.4195 | 145.3457 | 138.9852 | 133.9688 | -0.56704 | 0.60727 | -0.24664 | -0.24985 | -1.5984 | -3.2822 | -4.4548 | -5.4363 | -3.4836 | -0.42007 | 2.732 | 11.5236 | 10.7407 | 9.7621 | 8.9339 | 6.594 | 6.7114 | 4.1067 | -2.3972 | -1.079 | -0.084617 | -0.76785 | -0.81712 | -0.16082 | 52.5075 | 52.2799 | 51.346 | 49.7616 | 49.2302 | 48.6923 | 48.1277 | 47.8325 | 50.9381 | 53.9622 | 56.7016 | 57.7698 | 58.5964 | 58.986 | 58.5964 | 58.0317 | 57.5271 | 56.4847 | 54.6909 | 53.5885 | 52.1446 | 50.9004 | 49.9472 | 49.2226 | 3.7944 | 3.0375 | 2.5725 | 3.3848 | 4.1692 | 5.0779 | 4.6084 | 4.4032 | 2.3322 | 4.1273 | 3.8191 | 3.6218 | 3.3017 | 3.1163 | 3.307 | 4.4033 | 3.6305 | 3.883 | 4.6831 | 5.176 | 5.4979 | 5.7937 | 5.1788 | 4.5624
Program Specific1-in-2Size: Over 200kWAll2023March Monthly Peak | Program Specific | 1-in-2 | Size: Over 200kW | All | 2023 | March Monthly Peak | 3 | 130.3548 | 127.2134 | 125.2111 | 124.624 | 129.0043 | 140.6615 | 158.6648 | 170.057 | 175.3263 | 177.5005 | 181.5591 | 180.6326 | 181.3068 | 182.1248 | 180.8966 | 176.2328 | 171.2921 | 167.0022 | 163.3414 | 161.5573 | 157.9931 | 150.9096 | 143.3501 | 137.3327 | -0.50458 | 0.61154 | -0.18198 | -0.14394 | -1.3784 | -2.826 | -4.0797 | -4.7671 | -2.92 | -0.17521 | 2.9948 | 12.1784 | 11.5296 | 10.598 | 9.828 | 7.7533 | 7.8594 | 5.2097 | -1.4262 | -0.55047 | 0.2236 | -0.49406 | -0.52278 | 0.07912 | 53.4893 | 52.9968 | 52.4035 | 51.1113 | 50.3493 | 50.0993 | 50.3826 | 51.527 | 54.628 | 57.7819 | 59.7833 | 61.8087 | 62.6447 | 62.2078 | 62.6566 | 62.2709 | 61.322 | 59.1519 | 57.542 | 56.3765 | 55.4609 | 53.5676 | 53.0706 | 52.8251 | 3.6616 | 2.9357 | 2.4761 | 3.2269 | 3.9182 | 4.7825 | 4.3628 | 4.1831 | 2.2178 | 3.9453 | 3.6708 | 3.498 | 3.1974 | 3.0454 | 3.2536 | 4.3425 | 3.5735 | 3.7349 | 4.4573 | 5.0582 | 5.394 | 5.6962 | 5.0576 | 4.4281
Program Specific1-in-2Size: Over 200kWAll2023April Monthly Peak | Program Specific | 1-in-2 | Size: Over 200kW | All | 2023 | April Monthly Peak | 4 | 137.742 | 133.7239 | 131.2773 | 130.3219 | 134.8574 | 146.8226 | 162.1204 | 175.5418 | 184.8016 | 191.5333 | 197.9548 | 199.7614 | 201.3128 | 203.0494 | 200.7695 | 194.5275 | 186.9338 | 178.6899 | 170.2274 | 168.8651 | 166.7505 | 159.7143 | 152.1498 | 145.8999 | -0.26518 | 0.61756 | 0.068706 | 0.24675 | -0.6892 | -1.374 | -2.8514 | -2.4897 | -0.99766 | 0.72597 | 4.0906 | 15.1338 | 14.855 | 13.8049 | 12.966 | 11.8979 | 11.8642 | 9.3732 | 2.0181 | 1.4346 | 1.3558 | 0.57883 | 0.59506 | 0.96748 | 61.5781 | 60.5767 | 59.8341 | 57.929 | 57.7948 | 56.7304 | 56.8959 | 59.4399 | 64.0575 | 67.637 | 70.7444 | 73.0873 | 74.0153 | 74.6265 | 74.1898 | 74.1598 | 73.047 | 72.5662 | 71.2635 | 68.5993 | 64.6549 | 63.3507 | 62.3751 | 61.042 | 3.2403 | 2.5844 | 2.1741 | 2.826 | 3.4302 | 4.1804 | 3.7333 | 3.6158 | 1.9578 | 3.5637 | 3.3512 | 3.2396 | 2.9732 | 2.8434 | 3.0243 | 4.0143 | 3.2668 | 3.3479 | 3.8897 | 4.4249 | 4.7648 | 5.0482 | 4.4956 | 3.9397
Program Specific1-in-2Size: Over 200kWAll2023May Monthly Peak | Program Specific | 1-in-2 | Size: Over 200kW | All | 2023 | May Monthly Peak | 5 | 137.8375 | 134.6503 | 132.0523 | 131.8205 | 137.2208 | 149.5898 | 164.1716 | 180.9685 | 193.4104 | 200.6408 | 206.4441 | 208.3163 | 209.0851 | 209.4273 | 206.6714 | 199.8216 | 191.7231 | 183.0815 | 174.2356 | 171.8835 | 170.0495 | 161.0871 | 153.7565 | 146.9286 | -0.20375 | 0.61911 | 0.13089 | 0.34197 | -0.53028 | -1.045 | -2.5917 | -2.0179 | -0.56614 | 0.97168 | 4.456 | 16.1618 | 15.8986 | 14.6877 | 13.8096 | 12.9779 | 12.9109 | 10.4603 | 2.8526 | 1.913 | 1.6369 | 0.82864 | 0.85578 | 1.1694 | 62.1687 | 61.9187 | 61.6687 | 60.9485 | 60.5494 | 59.9246 | 61.7365 | 63.9261 | 67.2682 | 70.8315 | 73.5936 | 74.6055 | 74.011 | 74.7127 | 75.324 | 74.5139 | 73.738 | 72.6614 | 71.4052 | 68.5557 | 66.7395 | 65.7906 | 65.5406 | 64.3537 | 3.1341 | 2.5156 | 2.1143 | 2.7631 | 3.3736 | 4.1168 | 3.6542 | 3.6037 | 1.9805 | 3.6086 | 3.378 | 3.2656 | 2.9849 | 2.8349 | 3.0091 | 3.9859 | 3.238 | 3.3151 | 3.8488 | 4.3549 | 4.6981 | 4.9209 | 4.3912 | 3.8351
Program Specific1-in-2Size: Over 200kWAll2023June Monthly Peak | Program Specific | 1-in-2 | Size: Over 200kW | All | 2023 | June Monthly Peak | 6 | 144.5657 | 140.8383 | 138.2532 | 137.4141 | 142.834 | 155.129 | 169.2698 | 186.549 | 197.259 | 205.0717 | 212.5079 | 214.479 | 214.8317 | 214.7148 | 212.2053 | 206.3999 | 200.3711 | 191.5645 | 182.7016 | 177.0028 | 175.103 | 166.6879 | 159.5929 | 152.7393 | -0.20206 | 0.6449 | 0.14725 | 0.374 | -0.51666 | -1.0079 | -2.6105 | -1.9597 | -0.47316 | 1.0392 | 4.6385 | 16.7352 | 16.4444 | 15.1611 | 14.2813 | 13.5667 | 13.6518 | 11.128 | 3.1605 | 2.0666 | 1.7394 | 0.91028 | 0.9454 | 1.2587 | 63.0767 | 62.9276 | 62.2258 | 62.2934 | 61.3416 | 61.8343 | 62.0888 | 64.3449 | 66.4926 | 68.8208 | 71.3751 | 73.6267 | 75.071 | 75.8136 | 76.2246 | 76.0664 | 75.1116 | 74.1747 | 72.3481 | 70.3495 | 67.4592 | 66.2891 | 65.5753 | 64.8283 | 3.2654 | 2.6137 | 2.1987 | 2.8612 | 3.4884 | 4.2412 | 3.743 | 3.69 | 2.0066 | 3.662 | 3.453 | 3.3398 | 3.0466 | 2.8872 | 3.0692 | 4.0898 | 3.3611 | 3.4452 | 4.0093 | 4.4546 | 4.8055 | 5.0582 | 4.5278 | 3.9603
Program Specific1-in-2Size: Over 200kWAll2023July Monthly Peak | Program Specific | 1-in-2 | Size: Over 200kW | All | 2023 | July Monthly Peak | 7 | 148.8744 | 145.6509 | 142.6707 | 142.404 | 148.6547 | 162.9424 | 177.3892 | 193.0133 | 201.8181 | 208.7485 | 214.9632 | 215.8372 | 217.0593 | 217.5161 | 215.785 | 212.3409 | 207.4068 | 197.7948 | 187.9194 | 181.5903 | 179.4395 | 171.0795 | 163.68 | 156.8382 | -0.094913 | 0.65041 | 0.26089 | 0.55532 | -0.20937 | -0.3548 | -2.1547 | -0.9476 | 0.43394 | 1.4598 | 5.0468 | 17.5613 | 17.5069 | 16.2231 | 15.419 | 15.4312 | 15.6034 | 13.1858 | 4.8122 | 2.9961 | 2.2716 | 1.4123 | 1.4777 | 1.6836 | 68.0333 | 67.4021 | 67.0993 | 66.9502 | 66.7892 | 66.7892 | 67.2938 | 68.5906 | 70.7728 | 73.7216 | 75.321 | 73.9611 | 74.7276 | 77.1994 | 78.9564 | 79.2066 | 80.2519 | 79.4538 | 75.8079 | 73.4305 | 71.9578 | 71.4488 | 70.4925 | 70.1973 | 3.1954 | 2.5679 | 2.1551 | 2.8172 | 3.4505 | 4.2343 | 3.7274 | 3.6275 | 1.9506 | 3.5423 | 3.3189 | 3.1933 | 2.9247 | 2.7789 | 2.9654 | 3.9976 | 3.3053 | 3.3793 | 3.9183 | 4.3426 | 4.679 | 4.9336 | 4.4127 | 3.8639
Program Specific1-in-2Size: Over 200kWAll2023August Monthly Peak | Program Specific | 1-in-2 | Size: Over 200kW | All | 2023 | August Monthly Peak | 8 | 155.3802 | 151.5886 | 148.5747 | 148.1708 | 154.7154 | 170.7405 | 186.3963 | 201.7854 | 213.2802 | 222.1303 | 230.5728 | 232.7154 | 234.481 | 234.9453 | 233.2302 | 227.6578 | 220.7206 | 211.5204 | 201.0946 | 195.1718 | 190.3828 | 180.5265 | 172.1952 | 164.6463 | -0.0036923 | 0.66543 | 0.36464 | 0.72088 | 0.060095 | 0.22088 | -1.7762 | -0.091428 | 1.2305 | 1.8943 | 5.7117 | 19.5349 | 19.6612 | 18.2453 | 17.4213 | 17.7903 | 17.8458 | 15.5391 | 6.4725 | 3.9698 | 2.8268 | 1.8944 | 1.9786 | 2.0919 | 71.223 | 71.4325 | 70.7808 | 70.6083 | 70.3927 | 69.8758 | 69.9951 | 69.6663 | 71.2855 | 73.9746 | 77.5001 | 80.023 | 81.4425 | 82.1386 | 81.6929 | 81.4627 | 80.788 | 79.8941 | 77.1855 | 75.8783 | 74.1097 | 73.3002 | 72.5927 | 72.5085 | 3.2404 | 2.5965 | 2.18 | 2.8479 | 3.4894 | 4.3113 | 3.8055 | 3.6848 | 2.0027 | 3.6623 | 3.4597 | 3.3452 | 3.0695 | 2.9163 | 3.1135 | 4.164 | 3.4168 | 3.5104 | 4.074 | 4.5371 | 4.8249 | 5.0593 | 4.5105 | 3.941
Program Specific1-in-2Size: Over 200kWAll2023September Monthly Peak | Program Specific | 1-in-2 | Size: Over 200kW | All | 2023 | September Monthly Peak | 9 | 152.0849 | 148.5115 | 145.7149 | 145.6999 | 153.2624 | 169.1915 | 188.4992 | 204.1301 | 218.734 | 229.8836 | 237.9038 | 240.3017 | 241.7723 | 241.7854 | 239.3934 | 231.4395 | 221.4975 | 211.5051 | 202.3734 | 198.6032 | 190.6531 | 179.4348 | 169.7274 | 161.9719 | 0.0037079 | 0.6538 | 0.36452 | 0.71836 | 0.075158 | 0.25005 | -1.7707 | -0.044696 | 1.3036 | 1.9791 | 5.904 | 20.1927 | 20.3035 | 18.8033 | 17.9138 | 18.149 | 17.9724 | 15.6113 | 6.5796 | 4.0804 | 2.8541 | 1.9048 | 1.971 | 2.0732 | 67.7001 | 67.2482 | 67.0918 | 65.8521 | 65.8328 | 65.6883 | 66.4474 | 67.6493 | 71.8783 | 76.931 | 82.431 | 84.2833 | 84.6629 | 84.2805 | 85.6041 | 87.0575 | 86.3749 | 85.2726 | 83.3134 | 79.6612 | 76.9532 | 75.8147 | 74.4353 | 73.0904 | 3.1676 | 2.5408 | 2.1357 | 2.797 | 3.4523 | 4.2668 | 3.8441 | 3.7233 | 2.0514 | 3.7866 | 3.5663 | 3.4503 | 3.1612 | 2.9978 | 3.1917 | 4.2281 | 3.4244 | 3.5056 | 4.0953 | 4.6119 | 4.8266 | 5.0231 | 4.4405 | 3.8723
Program Specific1-in-2Size: Over 200kWAll2023October Monthly Peak | Program Specific | 1-in-2 | Size: Over 200kW | All | 2023 | October Monthly Peak | 10 | 150.1883 | 146.4893 | 143.4543 | 142.6941 | 148.8486 | 161.5778 | 179.1607 | 193.9695 | 205.9337 | 215.1315 | 224.2273 | 227.9022 | 229.8738 | 232.2892 | 230.3922 | 223.204 | 214.1959 | 204.1255 | 196.7666 | 190.0677 | 182.5646 | 171.7211 | 164.1694 | 157.8772 | -0.1309 | 0.65529 | 0.22736 | 0.50493 | -0.30486 | -0.54942 | -2.3449 | -1.264 | 0.17497 | 1.3862 | 5.1361 | 18.2881 | 18.2414 | 17.0354 | 16.1767 | 15.7744 | 15.6801 | 13.1095 | 4.5733 | 2.8769 | 2.1673 | 1.2839 | 1.3424 | 1.5869 | 65.1866 | 64.6414 | 64.2831 | 63.7785 | 63.298 | 62.4306 | 62.6519 | 64.247 | 67.6687 | 71.9641 | 75.1645 | 77.1884 | 79.9205 | 80.8888 | 80.7879 | 80.3812 | 80.4219 | 80.0256 | 75.5573 | 71.7319 | 69.7498 | 68.1473 | 66.9863 | 66.2799 | 3.2657 | 2.6163 | 2.1949 | 2.8597 | 3.4999 | 4.253 | 3.814 | 3.6939 | 2.0162 | 3.7007 | 3.5098 | 3.4161 | 3.1377 | 3.0065 | 3.2069 | 4.2568 | 3.4574 | 3.5326 | 4.1563 | 4.6037 | 4.8203 | 5.0183 | 4.4838 | 3.9403
Program Specific1-in-2Size: Over 200kWAll2023November Monthly Peak | Program Specific | 1-in-2 | Size: Over 200kW | All | 2023 | November Monthly Peak | 11 | 137.1931 | 134.0347 | 131.8595 | 131.9408 | 138.267 | 148.9632 | 163.2611 | 178.2431 | 188.0058 | 194.9334 | 201.7204 | 203.3293 | 204.8904 | 206.7113 | 204.877 | 198.0017 | 190.9322 | 184.2143 | 174.3077 | 167.0691 | 162.8692 | 154.7932 | 148.2892 | 143.238 | -0.30706 | 0.62209 | 0.027677 | 0.18507 | -0.82979 | -1.6492 | -3.0829 | -2.9299 | -1.3544 | 0.5897 | 4.0218 | 15.113 | 14.7683 | 13.7088 | 12.882 | 11.5663 | 11.58 | 9.0356 | 1.4929 | 1.1023 | 1.1484 | 0.39129 | 0.39981 | 0.8111 | 60.6771 | 60.7518 | 59.8529 | 59.5094 | 60.0119 | 60.3734 | 59.5758 | 59.1444 | 61.6121 | 64.6097 | 67.2268 | 69.2653 | 70.3746 | 70.7723 | 69.5846 | 69.2653 | 68.447 | 66.5495 | 65.4907 | 64.2747 | 63.8349 | 62.9745 | 62.2962 | 61.7407 | 3.3129 | 2.659 | 2.2416 | 2.9368 | 3.6101 | 4.3539 | 3.8592 | 3.7699 | 2.0444 | 3.7245 | 3.5067 | 3.385 | 3.1062 | 2.9715 | 3.1673 | 4.1941 | 3.4235 | 3.5418 | 4.0887 | 4.493 | 4.7757 | 5.0218 | 4.4974 | 3.9703
Program Specific1-in-2Size: Over 200kWAll2023December Monthly Peak | Program Specific | 1-in-2 | Size: Over 200kW | All | 2023 | December Monthly Peak | 12 | 128.2496 | 125.7726 | 124.3497 | 124.12 | 129.9121 | 140.1682 | 155.1022 | 167.267 | 173.6151 | 176.1771 | 177.4711 | 175.8026 | 174.7393 | 174.1051 | 172.1608 | 168.2404 | 166.5184 | 165.5789 | 159.6575 | 154.072 | 150.2564 | 144.4508 | 138.4714 | 133.3484 | -0.51475 | 0.61207 | -0.1983 | -0.17047 | -1.4432 | -2.9376 | -4.0946 | -4.9004 | -3.0689 | -0.24562 | 2.8782 | 11.748 | 10.9736 | 9.9904 | 9.1944 | 7.1327 | 7.3683 | 4.8393 | -1.6981 | -0.69504 | 0.11845 | -0.54422 | -0.61291 | -0.0044017 | 50.3223 | 49.9262 | 49.0042 | 49.0377 | 48.223 | 47.9065 | 47.7046 | 47.226 | 51.6612 | 56.8465 | 60.7094 | 62.2367 | 63.7498 | 66.6053 | 65.7305 | 63.661 | 62.1883 | 60.8627 | 60.0072 | 57.3237 | 56.2407 | 54.7347 | 54.4033 | 54.0932 | 3.6649 | 2.9533 | 2.5024 | 3.2699 | 4.0137 | 4.8465 | 4.3381 | 4.1859 | 2.2345 | 3.9795 | 3.649 | 3.4636 | 3.1352 | 2.962 | 3.1507 | 4.2178 | 3.5348 | 3.7681 | 4.4327 | 4.9078 | 5.2183 | 5.5349 | 4.9694 | 4.3749
Program Specific1-in-2Size: Over 200kWAll2023Typical Event Day | Program Specific | 1-in-2 | Size: Over 200kW | All | 2023 | Typical Event Day | 8 | 153.1403 | 149.4774 | 146.529 | 146.1813 | 152.4398 | 167.9609 | 183.4494 | 198.3569 | 208.605 | 215.7656 | 222.6896 | 224.1966 | 225.731 | 226.4456 | 225.1345 | 219.9944 | 213.8331 | 205.2528 | 195.8808 | 190.5471 | 186.3631 | 177.1041 | 168.9927 | 161.6287 | -0.080256 | 0.66312 | 0.28357 | 0.5951 | -0.16168 | -0.25002 | -2.1336 | -0.79848 | 0.59883 | 1.575 | 5.2825 | 18.347 | 18.339 | 17.0167 | 16.2254 | 16.2243 | 16.3258 | 13.9602 | 5.2708 | 3.2901 | 2.4419 | 1.5415 | 1.6093 | 1.799 | 67.5082 | 67.2526 | 66.7994 | 66.426 | 66.0891 | 66.0469 | 66.4563 | 67.5628 | 70.1073 | 73.362 | 76.6568 | 77.9735 | 78.976 | 79.858 | 80.6195 | 80.9483 | 80.6316 | 79.6988 | 77.1637 | 74.8299 | 72.62 | 71.7132 | 70.7739 | 70.1561 | 3.2652 | 2.6177 | 2.1982 | 2.8727 | 3.5151 | 4.3361 | 3.8293 | 3.7034 | 2.0028 | 3.6368 | 3.4159 | 3.295 | 3.0212 | 2.8738 | 3.073 | 4.1141 | 3.3848 | 3.4832 | 4.0572 | 4.5283 | 4.8283 | 5.074 | 4.5257 | 3.9555
Program Specific1-in-2Size: Over 200kWAll2024January Monthly Peak | Program Specific | 1-in-2 | Size: Over 200kW | All | 2024 | January Monthly Peak | 1 | 125.3287 | 122.3843 | 121.4644 | 121.777 | 128.7606 | 140.6455 | 158.4373 | 171.7253 | 176.2234 | 176.8397 | 178.3111 | 175.4703 | 174.3668 | 173.2125 | 169.9913 | 166.0067 | 163.4906 | 161.9699 | 157.733 | 151.8621 | 148.1179 | 142.1355 | 137.0062 | 132.0312 | -0.58855 | 0.5962 | -0.27701 | -0.29461 | -1.677 | -3.4587 | -4.6114 | -5.813 | -3.7681 | -0.53078 | 2.6132 | 11.1946 | 10.3082 | 9.3423 | 8.4961 | 6.1209 | 6.3077 | 3.6165 | -2.732 | -1.273 | -0.2067 | -0.87819 | -0.93403 | -0.25824 | 49.7799 | 49.1487 | 48.5599 | 48.2712 | 47.4983 | 47.0196 | 47.8343 | 47.0753 | 48.6629 | 52.0363 | 54.7892 | 56.9732 | 58.6431 | 58.9652 | 59.0661 | 58.8115 | 57.795 | 55.9232 | 54.0857 | 53.3192 | 50.8687 | 49.2405 | 47.3502 | 46.072 | 3.8064 | 3.0535 | 2.5971 | 3.4092 | 4.2284 | 5.1704 | 4.7102 | 4.5675 | 2.4101 | 4.2518 | 3.8994 | 3.6742 | 3.3247 | 3.1317 | 3.3052 | 4.4226 | 3.6856 | 3.9144 | 4.6547 | 5.1442 | 5.4732 | 5.8019 | 5.2261 | 4.6029
Program Specific1-in-2Size: Over 200kWAll2024February Monthly Peak | Program Specific | 1-in-2 | Size: Over 200kW | All | 2024 | February Monthly Peak | 2 | 127.8957 | 124.6191 | 123.1468 | 123.7644 | 129.9692 | 141.4137 | 158.6869 | 169.4877 | 174.5633 | 175.7823 | 178.8363 | 177.0734 | 177.2522 | 176.4403 | 174.0751 | 169.1823 | 164.7615 | 164.4152 | 162.4587 | 156.4787 | 152.4097 | 145.3415 | 138.9834 | 133.9688 | -0.56798 | 0.60594 | -0.24877 | -0.25216 | -1.6004 | -3.2844 | -4.457 | -5.4385 | -3.4843 | -0.42057 | 2.7271 | 11.5151 | 10.7324 | 9.7544 | 8.9308 | 6.5956 | 6.7125 | 4.107 | -2.3965 | -1.0785 | -0.084341 | -0.769 | -0.81649 | -0.16051 | 52.5075 | 52.2799 | 51.346 | 49.7616 | 49.2302 | 48.6924 | 48.1277 | 47.8325 | 50.9381 | 53.9622 | 56.7016 | 57.7698 | 58.5964 | 58.986 | 58.5964 | 58.0317 | 57.5271 | 56.4847 | 54.691 | 53.5885 | 52.1446 | 50.9004 | 49.9472 | 49.2226 | 3.7945 | 3.0374 | 2.5723 | 3.3847 | 4.1693 | 5.0782 | 4.6086 | 4.4034 | 2.3322 | 4.1276 | 3.8194 | 3.6218 | 3.3016 | 3.1162 | 3.3067 | 4.403 | 3.6299 | 3.8824 | 4.683 | 5.1764 | 5.4984 | 5.7941 | 5.1788 | 4.5624
Program Specific1-in-2Size: Over 200kWAll2024March Monthly Peak | Program Specific | 1-in-2 | Size: Over 200kW | All | 2024 | March Monthly Peak | 3 | 130.3548 | 127.2133 | 125.2109 | 124.6239 | 129.0045 | 140.6618 | 158.6642 | 170.056 | 175.3244 | 177.4985 | 181.553 | 180.626 | 181.2993 | 182.1166 | 180.8876 | 176.223 | 171.2816 | 166.9911 | 163.3296 | 161.5458 | 157.9823 | 150.9055 | 143.349 | 137.3329 | -0.50548 | 0.61029 | -0.18393 | -0.14605 | -1.3802 | -2.8279 | -4.0817 | -4.7691 | -2.9207 | -0.17566 | 2.9901 | 12.1705 | 11.5216 | 10.5905 | 9.8246 | 7.7542 | 7.8599 | 5.2094 | -1.4261 | -0.55005 | 0.22399 | -0.49498 | -0.52207 | 0.079533 | 53.4893 | 52.9968 | 52.4035 | 51.1113 | 50.3493 | 50.0993 | 50.3826 | 51.527 | 54.628 | 57.7819 | 59.7833 | 61.8087 | 62.6447 | 62.2078 | 62.6566 | 62.2709 | 61.322 | 59.1519 | 57.542 | 56.3765 | 55.4609 | 53.5676 | 53.0706 | 52.8251 | 3.6617 | 2.9356 | 2.476 | 3.2269 | 3.9183 | 4.7828 | 4.3631 | 4.1832 | 2.2177 | 3.9456 | 3.671 | 3.4979 | 3.1972 | 3.0453 | 3.2533 | 4.3422 | 3.5729 | 3.7343 | 4.4572 | 5.0586 | 5.3945 | 5.6967 | 5.0577 | 4.4281
Program Specific1-in-2Size: Over 200kWAll2024April Monthly Peak | Program Specific | 1-in-2 | Size: Over 200kW | All | 2024 | April Monthly Peak | 4 | 137.7419 | 133.7238 | 131.2772 | 130.3218 | 134.8575 | 146.8228 | 162.1197 | 175.5403 | 184.7983 | 191.5299 | 197.9476 | 199.7534 | 201.3042 | 203.04 | 200.7593 | 194.5163 | 186.9217 | 178.677 | 170.2141 | 168.8517 | 166.7378 | 159.7097 | 152.1487 | 145.9 | -0.26595 | 0.61657 | 0.067269 | 0.24518 | -0.6904 | -1.3751 | -2.8527 | -2.491 | -0.9982 | 0.72569 | 4.0868 | 15.1267 | 14.848 | 13.7983 | 12.962 | 11.8962 | 11.8622 | 9.3707 | 2.016 | 1.4347 | 1.3566 | 0.57877 | 0.59614 | 0.96824 | 61.5781 | 60.5767 | 59.8341 | 57.929 | 57.7948 | 56.7304 | 56.8959 | 59.4399 | 64.0575 | 67.637 | 70.7444 | 73.0873 | 74.0153 | 74.6265 | 74.1898 | 74.1598 | 73.0469 | 72.5662 | 71.2635 | 68.5993 | 64.6549 | 63.3507 | 62.3751 | 61.042 | 3.2403 | 2.5843 | 2.1739 | 2.826 | 3.4303 | 4.1807 | 3.7335 | 3.616 | 1.9577 | 3.564 | 3.3514 | 3.2395 | 2.973 | 2.8433 | 3.024 | 4.014 | 3.2662 | 3.3473 | 3.8896 | 4.4253 | 4.7652 | 5.0486 | 4.4956 | 3.9398
Program Specific1-in-2Size: Over 200kWAll2024May Monthly Peak | Program Specific | 1-in-2 | Size: Over 200kW | All | 2024 | May Monthly Peak | 5 | 137.8369 | 134.6495 | 132.0517 | 131.82 | 137.2205 | 149.5897 | 164.1707 | 180.9677 | 193.4079 | 200.6372 | 206.4363 | 208.308 | 209.0761 | 209.4178 | 206.6615 | 199.8107 | 191.7113 | 183.0688 | 174.2229 | 171.8705 | 170.037 | 161.0821 | 153.7549 | 146.9284 | -0.20452 | 0.61816 | 0.12953 | 0.34048 | -0.53138 | -1.0458 | -2.5929 | -2.0191 | -0.56665 | 0.97143 | 4.4524 | 16.1549 | 15.8918 | 14.6812 | 13.8055 | 12.9755 | 12.9083 | 10.4573 | 2.85 | 1.913 | 1.6377 | 0.82879 | 0.85697 | 1.1703 | 62.1687 | 61.9187 | 61.6687 | 60.9485 | 60.5494 | 59.9246 | 61.7365 | 63.9261 | 67.2682 | 70.8315 | 73.5936 | 74.6055 | 74.011 | 74.7127 | 75.324 | 74.5138 | 73.7379 | 72.6614 | 71.4052 | 68.5557 | 66.7395 | 65.7906 | 65.5406 | 64.3537 | 3.1341 | 2.5155 | 2.1142 | 2.7631 | 3.3737 | 4.1171 | 3.6544 | 3.6039 | 1.9805 | 3.6088 | 3.3783 | 3.2655 | 2.9848 | 2.8348 | 3.0088 | 3.9856 | 3.2374 | 3.3145 | 3.8488 | 4.3553 | 4.6985 | 4.9213 | 4.3913 | 3.8351
Program Specific1-in-2Size: Over 200kWAll2024June Monthly Peak | Program Specific | 1-in-2 | Size: Over 200kW | All | 2024 | June Monthly Peak | 6 | 144.5654 | 140.8378 | 138.2529 | 137.4138 | 142.8338 | 155.1291 | 169.2692 | 186.5478 | 197.2553 | 205.0664 | 212.4987 | 214.4696 | 214.8219 | 214.7047 | 212.1949 | 206.3887 | 200.3593 | 191.5518 | 182.6886 | 176.9892 | 175.0901 | 166.6827 | 159.5915 | 152.7393 | -0.20284 | 0.64394 | 0.14589 | 0.3725 | -0.51775 | -1.0088 | -2.6117 | -1.9609 | -0.4737 | 1.039 | 4.6347 | 16.7279 | 16.4374 | 15.1545 | 14.2771 | 13.5641 | 13.649 | 11.1248 | 3.1577 | 2.0667 | 1.7404 | 0.91048 | 0.94664 | 1.2596 | 63.0767 | 62.9276 | 62.2258 | 62.2934 | 61.3416 | 61.8343 | 62.0888 | 64.3449 | 66.4926 | 68.8208 | 71.3751 | 73.6267 | 75.071 | 75.8136 | 76.2246 | 76.0664 | 75.1116 | 74.1747 | 72.3481 | 70.3495 | 67.4592 | 66.2891 | 65.5753 | 64.8283 | 3.2654 | 2.6136 | 2.1985 | 2.8612 | 3.4885 | 4.2414 | 3.7431 | 3.6901 | 2.0066 | 3.6623 | 3.4532 | 3.3397 | 3.0465 | 2.8871 | 3.069 | 4.0895 | 3.3605 | 3.4446 | 4.0092 | 4.455 | 4.8059 | 5.0586 | 4.5279 | 3.9603
Program Specific1-in-2Size: Over 200kWAll2024July Monthly Peak | Program Specific | 1-in-2 | Size: Over 200kW | All | 2024 | July Monthly Peak | 7 | 148.875 | 145.6515 | 142.6712 | 142.4047 | 148.656 | 162.9439 | 177.3891 | 193.0123 | 201.8142 | 208.7436 | 214.9542 | 215.8277 | 217.0493 | 217.5056 | 215.7741 | 212.3295 | 207.3948 | 197.7822 | 187.9063 | 181.5766 | 179.4263 | 171.0747 | 163.6797 | 156.8394 | -0.095592 | 0.64963 | 0.25981 | 0.55414 | -0.21012 | -0.35522 | -2.1556 | -0.94848 | 0.43347 | 1.4597 | 5.0436 | 17.5549 | 17.5007 | 16.2171 | 15.4146 | 15.4273 | 15.5995 | 13.1816 | 4.8083 | 2.996 | 2.2727 | 1.4129 | 1.479 | 1.6846 | 68.0333 | 67.4021 | 67.0993 | 66.9502 | 66.7892 | 66.7892 | 67.2938 | 68.5906 | 70.7728 | 73.7216 | 75.321 | 73.9611 | 74.7276 | 77.1994 | 78.9564 | 79.2066 | 80.2519 | 79.4537 | 75.8079 | 73.4305 | 71.9578 | 71.4488 | 70.4925 | 70.1973 | 3.1955 | 2.5679 | 2.155 | 2.8172 | 3.4506 | 4.2346 | 3.7276 | 3.6277 | 1.9506 | 3.5425 | 3.3192 | 3.1932 | 2.9245 | 2.7788 | 2.9651 | 3.9974 | 3.3047 | 3.3788 | 3.9182 | 4.3429 | 4.6794 | 4.934 | 4.4128 | 3.864
Program Specific1-in-2Size: Over 200kWAll2024August Monthly Peak | Program Specific | 1-in-2 | Size: Over 200kW | All | 2024 | August Monthly Peak | 8 | 155.3815 | 151.5899 | 148.5758 | 148.1721 | 154.7174 | 170.7425 | 186.3966 | 201.7847 | 213.2764 | 222.1253 | 230.5643 | 232.7065 | 234.4718 | 234.9355 | 233.22 | 227.6467 | 220.7086 | 211.5076 | 201.0812 | 195.1585 | 190.3698 | 180.5221 | 172.1953 | 164.6479 | -0.0043132 | 0.66477 | 0.36376 | 0.71992 | 0.059563 | 0.22079 | -1.7769 | -0.092063 | 1.23 | 1.8943 | 5.709 | 19.529 | 19.6556 | 18.2398 | 17.4167 | 17.7854 | 17.8409 | 15.534 | 6.4676 | 3.9697 | 2.828 | 1.8954 | 1.9801 | 2.0931 | 71.223 | 71.4325 | 70.7808 | 70.6083 | 70.3927 | 69.8758 | 69.9951 | 69.6663 | 71.2855 | 73.9746 | 77.5001 | 80.023 | 81.4425 | 82.1386 | 81.6929 | 81.4627 | 80.788 | 79.8941 | 77.1854 | 75.8783 | 74.1097 | 73.3002 | 72.5927 | 72.5085 | 3.2405 | 2.5965 | 2.1799 | 2.8479 | 3.4896 | 4.3116 | 3.8057 | 3.6849 | 2.0027 | 3.6626 | 3.4599 | 3.3452 | 3.0694 | 2.9162 | 3.1133 | 4.1638 | 3.4163 | 3.5099 | 4.074 | 4.5376 | 4.8253 | 5.0597 | 4.5106 | 3.9411
Program Specific1-in-2Size: Over 200kWAll2024September Monthly Peak | Program Specific | 1-in-2 | Size: Over 200kW | All | 2024 | September Monthly Peak | 9 | 152.0855 | 148.5121 | 145.7157 | 145.7009 | 153.264 | 169.1933 | 188.4996 | 204.1296 | 218.7305 | 229.8793 | 237.8958 | 240.2936 | 241.7636 | 241.7764 | 239.384 | 231.4288 | 221.4858 | 211.4927 | 202.3604 | 198.5899 | 190.6404 | 179.4306 | 169.7274 | 161.9732 | 0.0030783 | 0.65313 | 0.36365 | 0.71741 | 0.074633 | 0.24997 | -1.7715 | -0.045316 | 1.3032 | 1.979 | 5.9013 | 20.187 | 20.2979 | 18.7979 | 17.9093 | 18.1441 | 17.9675 | 15.6062 | 6.5748 | 4.0803 | 2.8554 | 1.9057 | 1.9725 | 2.0743 | 67.7001 | 67.2482 | 67.0918 | 65.8521 | 65.8328 | 65.6883 | 66.4474 | 67.6493 | 71.8783 | 76.931 | 82.431 | 84.2833 | 84.6629 | 84.2805 | 85.6041 | 87.0575 | 86.3749 | 85.2726 | 83.3134 | 79.6612 | 76.9532 | 75.8147 | 74.4353 | 73.0904 | 3.1677 | 2.5408 | 2.1356 | 2.7971 | 3.4524 | 4.2671 | 3.8443 | 3.7234 | 2.0514 | 3.7869 | 3.5666 | 3.4503 | 3.1611 | 2.9977 | 3.1915 | 4.2279 | 3.4239 | 3.5051 | 4.0953 | 4.6123 | 4.8271 | 5.0235 | 4.4406 | 3.8724
Program Specific1-in-2Size: Over 200kWAll2024October Monthly Peak | Program Specific | 1-in-2 | Size: Over 200kW | All | 2024 | October Monthly Peak | 10 | 150.1893 | 146.4902 | 143.4551 | 142.695 | 148.8498 | 161.5788 | 179.161 | 193.9697 | 205.9317 | 215.1287 | 224.2205 | 227.8947 | 229.8654 | 232.28 | 230.3822 | 223.1933 | 214.1841 | 204.1128 | 196.7531 | 190.0528 | 182.5501 | 171.7171 | 164.1694 | 157.8786 | -0.13158 | 0.65448 | 0.22623 | 0.5037 | -0.3057 | -0.54997 | -2.3459 | -1.2649 | 0.17451 | 1.3861 | 5.1329 | 18.2818 | 18.2351 | 17.0293 | 16.1723 | 15.7709 | 15.6764 | 13.1055 | 4.5696 | 2.8769 | 2.1685 | 1.2844 | 1.3437 | 1.5878 | 65.1866 | 64.6414 | 64.2831 | 63.7785 | 63.298 | 62.4306 | 62.6519 | 64.247 | 67.6687 | 71.9641 | 75.1645 | 77.1884 | 79.9205 | 80.8888 | 80.7879 | 80.3812 | 80.4219 | 80.0256 | 75.5573 | 71.7319 | 69.7498 | 68.1473 | 66.9863 | 66.28 | 3.2659 | 2.6163 | 2.1948 | 2.8597 | 3.5001 | 4.2533 | 3.8142 | 3.694 | 2.0162 | 3.701 | 3.5101 | 3.4161 | 3.1376 | 3.0064 | 3.2066 | 4.2566 | 3.4569 | 3.532 | 4.1563 | 4.6041 | 4.8208 | 5.0188 | 4.4839 | 3.9404
Program Specific1-in-2Size: Over 200kWAll2024November Monthly Peak | Program Specific | 1-in-2 | Size: Over 200kW | All | 2024 | November Monthly Peak | 11 | 137.1931 | 134.0346 | 131.8593 | 131.9407 | 138.267 | 148.9634 | 163.2604 | 178.243 | 188.0037 | 194.9309 | 201.714 | 203.3222 | 204.8825 | 206.7029 | 204.8681 | 197.9918 | 190.9211 | 184.2019 | 174.2945 | 167.0553 | 162.856 | 154.7884 | 148.2876 | 143.2379 | -0.30786 | 0.62106 | 0.026133 | 0.18338 | -0.83113 | -1.6504 | -3.0844 | -2.9313 | -1.3549 | 0.58939 | 4.0179 | 15.1058 | 14.7611 | 13.7021 | 12.8783 | 11.5651 | 11.5785 | 9.0334 | 1.4911 | 1.1025 | 1.1491 | 0.39109 | 0.40083 | 0.8118 | 60.6771 | 60.7518 | 59.8529 | 59.5094 | 60.0119 | 60.3734 | 59.5758 | 59.1444 | 61.6121 | 64.6097 | 67.2267 | 69.2653 | 70.3746 | 70.7723 | 69.5846 | 69.2653 | 68.447 | 66.5495 | 65.4907 | 64.2747 | 63.8349 | 62.9745 | 62.2962 | 61.7407 | 3.3129 | 2.6589 | 2.2414 | 2.9368 | 3.6102 | 4.3541 | 3.8594 | 3.77 | 2.0444 | 3.7248 | 3.507 | 3.385 | 3.1061 | 2.9714 | 3.1671 | 4.1939 | 3.4229 | 3.5411 | 4.0886 | 4.4934 | 4.7761 | 5.0222 | 4.4974 | 3.9703
Program Specific1-in-2Size: Over 200kWAll2024December Monthly Peak | Program Specific | 1-in-2 | Size: Over 200kW | All | 2024 | December Monthly Peak | 12 | 128.2486 | 125.7717 | 124.349 | 124.1192 | 129.9111 | 140.1668 | 155.1004 | 167.2656 | 173.612 | 176.1718 | 177.4637 | 175.7948 | 174.7309 | 174.0963 | 172.1516 | 168.2306 | 166.5078 | 165.5674 | 159.6458 | 154.0608 | 150.2456 | 144.4419 | 138.4671 | 133.3457 | -0.5157 | 0.61074 | -0.20035 | -0.17272 | -1.4452 | -2.9398 | -4.0967 | -4.9024 | -3.0696 | -0.24616 | 2.8733 | 11.7396 | 10.9653 | 9.9828 | 9.1911 | 7.1338 | 7.369 | 4.8392 | -1.6978 | -0.69461 | 0.1188 | -0.5454 | -0.61212 | -0.003956 | 50.3223 | 49.9262 | 49.0042 | 49.0377 | 48.223 | 47.9065 | 47.7046 | 47.226 | 51.6612 | 56.8465 | 60.7094 | 62.2367 | 63.7498 | 66.6053 | 65.7305 | 63.661 | 62.1883 | 60.8627 | 60.0072 | 57.3237 | 56.2407 | 54.7348 | 54.4033 | 54.0932 | 3.6649 | 2.9532 | 2.5022 | 3.2699 | 4.0138 | 4.8467 | 4.3382 | 4.186 | 2.2344 | 3.9798 | 3.6493 | 3.4635 | 3.1351 | 2.9618 | 3.1504 | 4.2175 | 3.5342 | 3.7674 | 4.4326 | 4.9082 | 5.2188 | 5.5352 | 4.9693 | 4.3747
Program Specific1-in-2Size: Over 200kWAll2024Typical Event Day | Program Specific | 1-in-2 | Size: Over 200kW | All | 2024 | Typical Event Day | 8 | 153.1414 | 149.4785 | 146.5301 | 146.1826 | 152.4416 | 167.9628 | 183.4496 | 198.3562 | 208.6011 | 215.7604 | 222.6808 | 224.1877 | 225.7217 | 226.4358 | 225.1242 | 219.9832 | 213.8209 | 205.2399 | 195.8675 | 190.5338 | 186.35 | 177.0994 | 168.9926 | 161.6301 | -0.080923 | 0.66237 | 0.28254 | 0.59398 | -0.16238 | -0.25038 | -2.1345 | -0.79932 | 0.59835 | 1.5748 | 5.2794 | 18.3407 | 18.3329 | 17.0108 | 16.221 | 16.2202 | 16.3217 | 13.9557 | 5.2666 | 3.29 | 2.443 | 1.5422 | 1.6107 | 1.8 | 67.5083 | 67.2526 | 66.7994 | 66.426 | 66.0891 | 66.0469 | 66.4563 | 67.5628 | 70.1073 | 73.362 | 76.6568 | 77.9735 | 78.976 | 79.858 | 80.6195 | 80.9483 | 80.6316 | 79.6988 | 77.1637 | 74.8299 | 72.62 | 71.7132 | 70.7739 | 70.1561 | 3.2654 | 2.6177 | 2.1982 | 2.8727 | 3.5153 | 4.3363 | 3.8295 | 3.7035 | 2.0027 | 3.6371 | 3.4161 | 3.2949 | 3.0211 | 2.8737 | 3.0727 | 4.1139 | 3.3843 | 3.4826 | 4.0572 | 4.5287 | 4.8287 | 5.0744 | 4.5258 | 3.9556
Program Specific1-in-2Size: Over 200kWAll2025January Monthly Peak | Program Specific | 1-in-2 | Size: Over 200kW | All | 2025 | January Monthly Peak | 1 | 125.3288 | 122.3843 | 121.4641 | 121.7767 | 128.7607 | 140.6457 | 158.4364 | 171.7245 | 176.2225 | 176.8388 | 178.306 | 175.4647 | 174.3608 | 173.2057 | 169.9839 | 165.9988 | 163.4821 | 161.9607 | 157.7227 | 151.8524 | 148.1095 | 142.1319 | 137.0047 | 132.0315 | -0.58947 | 0.59489 | -0.27914 | -0.29693 | -1.6791 | -3.461 | -4.6137 | -5.8152 | -3.7689 | -0.53129 | 2.6084 | 11.1864 | 10.3003 | 9.3349 | 8.4932 | 6.1227 | 6.3091 | 3.617 | -2.7311 | -1.2725 | -0.20648 | -0.87938 | -0.93347 | -0.25797 | 49.7799 | 49.1487 | 48.5599 | 48.2712 | 47.4983 | 47.0196 | 47.8343 | 47.0753 | 48.6629 | 52.0362 | 54.7892 | 56.9732 | 58.6431 | 58.9652 | 59.0661 | 58.8115 | 57.795 | 55.9232 | 54.0857 | 53.3192 | 50.8688 | 49.2405 | 47.3502 | 46.072 | 3.8065 | 3.0534 | 2.5969 | 3.4092 | 4.2285 | 5.1707 | 4.7104 | 4.5676 | 2.4101 | 4.2522 | 3.8997 | 3.6742 | 3.3247 | 3.1316 | 3.305 | 4.4224 | 3.6851 | 3.9138 | 4.6546 | 5.1447 | 5.4737 | 5.8024 | 5.2261 | 4.6029
Program Specific1-in-2Size: Over 200kWAll2025February Monthly Peak | Program Specific | 1-in-2 | Size: Over 200kW | All | 2025 | February Monthly Peak | 2 | 127.8956 | 124.6189 | 123.1463 | 123.7642 | 129.9692 | 141.4137 | 158.686 | 169.4866 | 174.5618 | 175.7808 | 178.8304 | 177.0665 | 177.2451 | 176.4325 | 174.0667 | 169.1734 | 164.7516 | 164.4052 | 162.4476 | 156.4682 | 152.4 | 145.3373 | 138.9816 | 133.9689 | -0.56891 | 0.60463 | -0.25088 | -0.25444 | -1.6024 | -3.2867 | -4.4592 | -5.4407 | -3.485 | -0.42107 | 2.7222 | 11.5066 | 10.7242 | 9.7468 | 8.9277 | 6.5971 | 6.7137 | 4.1072 | -2.3958 | -1.0781 | -0.084068 | -0.77015 | -0.81587 | -0.16019 | 52.5075 | 52.2799 | 51.346 | 49.7616 | 49.2302 | 48.6924 | 48.1277 | 47.8325 | 50.9382 | 53.9622 | 56.7017 | 57.7698 | 58.5964 | 58.986 | 58.5964 | 58.0317 | 57.5271 | 56.4848 | 54.691 | 53.5885 | 52.1447 | 50.9005 | 49.9472 | 49.2227 | 3.7945 | 3.0374 | 2.5721 | 3.3847 | 4.1695 | 5.0785 | 4.6088 | 4.4036 | 2.3322 | 4.1279 | 3.8197 | 3.6217 | 3.3014 | 3.1161 | 3.3064 | 4.4028 | 3.6293 | 3.8818 | 4.6829 | 5.1769 | 5.4989 | 5.7946 | 5.1788 | 4.5625
Program Specific1-in-2Size: Over 200kWAll2025March Monthly Peak | Program Specific | 1-in-2 | Size: Over 200kW | All | 2025 | March Monthly Peak | 3 | 130.3548 | 127.2132 | 125.2106 | 124.6239 | 129.0046 | 140.6621 | 158.6636 | 170.0551 | 175.3226 | 177.4965 | 181.5469 | 180.6194 | 181.2919 | 182.1085 | 180.8788 | 176.2133 | 171.2712 | 166.9801 | 163.3179 | 161.5344 | 157.9716 | 150.9014 | 143.3479 | 137.3331 | -0.50637 | 0.60906 | -0.18587 | -0.14813 | -1.382 | -2.8299 | -4.0836 | -4.771 | -2.9213 | -0.17611 | 2.9855 | 12.1625 | 11.5137 | 10.5831 | 9.8214 | 7.7552 | 7.8605 | 5.2091 | -1.4259 | -0.54963 | 0.22438 | -0.4959 | -0.52137 | 0.079941 | 53.4893 | 52.9969 | 52.4035 | 51.1113 | 50.3493 | 50.0993 | 50.3826 | 51.527 | 54.628 | 57.7819 | 59.7833 | 61.8087 | 62.6447 | 62.2078 | 62.6566 | 62.2709 | 61.322 | 59.1519 | 57.542 | 56.3765 | 55.4609 | 53.5676 | 53.0706 | 52.8251 | 3.6618 | 2.9356 | 2.4758 | 3.2268 | 3.9184 | 4.7831 | 4.3633 | 4.1834 | 2.2177 | 3.9459 | 3.6713 | 3.4979 | 3.1971 | 3.0452 | 3.253 | 4.3419 | 3.5723 | 3.7337 | 4.4571 | 5.059 | 5.395 | 5.6972 | 5.0578 | 4.4282
Program Specific1-in-2Size: Over 200kWAll2025April Monthly Peak | Program Specific | 1-in-2 | Size: Over 200kW | All | 2025 | April Monthly Peak | 4 | 137.7419 | 133.7236 | 131.2771 | 130.3217 | 134.8576 | 146.8229 | 162.1191 | 175.5388 | 184.795 | 191.5266 | 197.9405 | 199.7456 | 201.2957 | 203.0308 | 200.7492 | 194.5052 | 186.9097 | 178.6642 | 170.2009 | 168.8385 | 166.7252 | 159.7052 | 152.1475 | 145.9002 | -0.26672 | 0.6156 | 0.065847 | 0.24363 | -0.69159 | -1.3761 | -2.8541 | -2.4923 | -0.99874 | 0.7254 | 4.0831 | 15.1197 | 14.8411 | 13.7917 | 12.9581 | 11.8944 | 11.8602 | 9.3682 | 2.0139 | 1.4349 | 1.3574 | 0.57872 | 0.59722 | 0.969 | 61.5781 | 60.5767 | 59.8341 | 57.929 | 57.7949 | 56.7304 | 56.8959 | 59.4399 | 64.0575 | 67.637 | 70.7444 | 73.0873 | 74.0153 | 74.6265 | 74.1898 | 74.1598 | 73.0469 | 72.5662 | 71.2635 | 68.5993 | 64.6549 | 63.3507 | 62.3751 | 61.042 | 3.2404 | 2.5843 | 2.1738 | 2.8259 | 3.4304 | 4.1809 | 3.7337 | 3.6161 | 1.9577 | 3.5643 | 3.3516 | 3.2395 | 2.9729 | 2.8432 | 3.0237 | 4.0138 | 3.2656 | 3.3467 | 3.8895 | 4.4257 | 4.7656 | 5.049 | 4.4957 | 3.9398
Program Specific1-in-2Size: Over 200kWAll2025May Monthly Peak | Program Specific | 1-in-2 | Size: Over 200kW | All | 2025 | May Monthly Peak | 5 | 137.8363 | 134.6488 | 132.051 | 131.8195 | 137.2202 | 149.5897 | 164.1699 | 180.9668 | 193.4055 | 200.6336 | 206.4287 | 208.2997 | 209.0672 | 209.4085 | 206.6516 | 199.7999 | 191.6996 | 183.0563 | 174.2102 | 171.8576 | 170.0248 | 161.0772 | 153.7533 | 146.9283 | -0.20527 | 0.61722 | 0.12819 | 0.33901 | -0.53246 | -1.0467 | -2.5941 | -2.0202 | -0.56716 | 0.97119 | 4.4488 | 16.148 | 15.885 | 14.6749 | 13.8015 | 12.9732 | 12.9057 | 10.4543 | 2.8474 | 1.9131 | 1.6386 | 0.82895 | 0.85816 | 1.1711 | 62.1687 | 61.9187 | 61.6687 | 60.9485 | 60.5494 | 59.9247 | 61.7365 | 63.9261 | 67.2682 | 70.8315 | 73.5936 | 74.6055 | 74.011 | 74.7127 | 75.3239 | 74.5138 | 73.7379 | 72.6614 | 71.4052 | 68.5557 | 66.7395 | 65.7906 | 65.5406 | 64.3537 | 3.1342 | 2.5155 | 2.114 | 2.7631 | 3.3738 | 4.1173 | 3.6546 | 3.604 | 1.9805 | 3.6091 | 3.3785 | 3.2654 | 2.9847 | 2.8347 | 3.0086 | 3.9854 | 3.2369 | 3.3139 | 3.8487 | 4.3557 | 4.699 | 4.9217 | 4.3914 | 3.8351
Program Specific1-in-2Size: Over 200kWAll2025June Monthly Peak | Program Specific | 1-in-2 | Size: Over 200kW | All | 2025 | June Monthly Peak | 6 | 144.565 | 140.8373 | 138.2525 | 137.4134 | 142.8338 | 155.1292 | 169.2685 | 186.5466 | 197.2515 | 205.0612 | 212.4897 | 214.4603 | 214.8123 | 214.6948 | 212.1845 | 206.3776 | 200.3475 | 191.5392 | 182.6757 | 176.9758 | 175.0773 | 166.6776 | 159.5902 | 152.7392 | -0.20361 | 0.64299 | 0.14454 | 0.37102 | -0.51883 | -1.0096 | -2.6129 | -1.962 | -0.47423 | 1.0387 | 4.6309 | 16.7208 | 16.4304 | 15.148 | 14.2729 | 13.5616 | 13.6463 | 11.1216 | 3.1549 | 2.0667 | 1.7413 | 0.91068 | 0.94787 | 1.2605 | 63.0767 | 62.9276 | 62.2258 | 62.2934 | 61.3416 | 61.8343 | 62.0888 | 64.3449 | 66.4926 | 68.8208 | 71.3751 | 73.6267 | 75.071 | 75.8136 | 76.2246 | 76.0664 | 75.1116 | 74.1747 | 72.3481 | 70.3495 | 67.4592 | 66.2891 | 65.5753 | 64.8283 | 3.2655 | 2.6136 | 2.1984 | 2.8612 | 3.4887 | 4.2417 | 3.7433 | 3.6902 | 2.0065 | 3.6626 | 3.4535 | 3.3396 | 3.0463 | 2.887 | 3.0687 | 4.0893 | 3.36 | 3.444 | 4.0091 | 4.4554 | 4.8063 | 5.059 | 4.528 | 3.9604
Program Specific1-in-2Size: Over 200kWAll2025July Monthly Peak | Program Specific | 1-in-2 | Size: Over 200kW | All | 2025 | July Monthly Peak | 7 | 148.8756 | 145.652 | 142.6716 | 142.4054 | 148.6574 | 162.9454 | 177.389 | 193.0112 | 201.8103 | 208.7388 | 214.9453 | 215.8183 | 217.0395 | 217.4952 | 215.7634 | 212.3183 | 207.383 | 197.7697 | 187.8933 | 181.5631 | 179.4133 | 171.07 | 163.6794 | 156.8405 | -0.096264 | 0.64885 | 0.25874 | 0.55297 | -0.21087 | -0.35564 | -2.1566 | -0.94934 | 0.433 | 1.4595 | 5.0404 | 17.5486 | 17.4945 | 16.2112 | 15.4102 | 15.4236 | 15.5956 | 13.1774 | 4.8045 | 2.996 | 2.2738 | 1.4135 | 1.4803 | 1.6856 | 68.0333 | 67.4021 | 67.0993 | 66.9502 | 66.7892 | 66.7892 | 67.2938 | 68.5906 | 70.7728 | 73.7216 | 75.321 | 73.9611 | 74.7276 | 77.1993 | 78.9564 | 79.2066 | 80.2519 | 79.4537 | 75.8079 | 73.4305 | 71.9578 | 71.4488 | 70.4925 | 70.1973 | 3.1956 | 2.5679 | 2.1549 | 2.8172 | 3.4508 | 4.2349 | 3.7278 | 3.6278 | 1.9505 | 3.5428 | 3.3194 | 3.1931 | 2.9244 | 2.7787 | 2.9649 | 3.9972 | 3.3042 | 3.3782 | 3.9181 | 4.3433 | 4.6798 | 4.9344 | 4.413 | 3.8641
Program Specific1-in-2Size: Over 200kWAll2025August Monthly Peak | Program Specific | 1-in-2 | Size: Over 200kW | All | 2025 | August Monthly Peak | 8 | 155.3828 | 151.5912 | 148.577 | 148.1735 | 154.7194 | 170.7445 | 186.3969 | 201.784 | 213.2727 | 222.1204 | 230.5558 | 232.6978 | 234.4626 | 234.9258 | 233.2098 | 227.6357 | 220.6967 | 211.4949 | 201.068 | 195.1454 | 190.3568 | 180.5178 | 172.1955 | 164.6496 | -0.0049272 | 0.66411 | 0.3629 | 0.71897 | 0.059036 | 0.2207 | -1.7777 | -0.092691 | 1.2296 | 1.8942 | 5.7062 | 19.5233 | 19.65 | 18.2344 | 17.4121 | 17.7806 | 17.836 | 15.5289 | 6.4629 | 3.9695 | 2.8293 | 1.8964 | 1.9816 | 2.0942 | 71.223 | 71.4325 | 70.7808 | 70.6083 | 70.3927 | 69.8758 | 69.9951 | 69.6663 | 71.2855 | 73.9746 | 77.5001 | 80.023 | 81.4425 | 82.1386 | 81.6929 | 81.4627 | 80.788 | 79.8941 | 77.1854 | 75.8783 | 74.1097 | 73.3002 | 72.5927 | 72.5085 | 3.2406 | 2.5965 | 2.1798 | 2.848 | 3.4897 | 4.3119 | 3.806 | 3.6851 | 2.0026 | 3.6629 | 3.4602 | 3.3451 | 3.0693 | 2.9161 | 3.113 | 4.1636 | 3.4158 | 3.5093 | 4.0739 | 4.538 | 4.8257 | 5.0601 | 4.5108 | 3.9412
Program Specific1-in-2Size: Over 200kWAll2025September Monthly Peak | Program Specific | 1-in-2 | Size: Over 200kW | All | 2025 | September Monthly Peak | 9 | 152.0861 | 148.5127 | 145.7164 | 145.7018 | 153.2657 | 169.195 | 188.5001 | 204.1291 | 218.727 | 229.8751 | 237.8879 | 240.2855 | 241.7551 | 241.7676 | 239.3746 | 231.4182 | 221.4742 | 211.4805 | 202.3476 | 198.5768 | 190.6278 | 179.4265 | 169.7274 | 161.9745 | 0.0024554 | 0.65246 | 0.36279 | 0.71646 | 0.074113 | 0.2499 | -1.7722 | -0.045929 | 1.3028 | 1.979 | 5.8986 | 20.1813 | 20.2924 | 18.7926 | 17.9048 | 18.1392 | 17.9626 | 15.6012 | 6.57 | 4.0801 | 2.8566 | 1.9067 | 1.974 | 2.0754 | 67.7001 | 67.2483 | 67.0918 | 65.8521 | 65.8328 | 65.6883 | 66.4474 | 67.6493 | 71.8782 | 76.931 | 82.431 | 84.2833 | 84.6629 | 84.2805 | 85.6041 | 87.0575 | 86.3749 | 85.2726 | 83.3134 | 79.6612 | 76.9532 | 75.8147 | 74.4353 | 73.0904 | 3.1678 | 2.5408 | 2.1355 | 2.7971 | 3.4526 | 4.2674 | 3.8445 | 3.7236 | 2.0513 | 3.7872 | 3.5668 | 3.4502 | 3.1611 | 2.9976 | 3.1913 | 4.2278 | 3.4234 | 3.5046 | 4.0953 | 4.6127 | 4.8275 | 5.0239 | 4.4407 | 3.8724
Program Specific1-in-2Size: Over 200kWAll2025October Monthly Peak | Program Specific | 1-in-2 | Size: Over 200kW | All | 2025 | October Monthly Peak | 10 | 150.1903 | 146.4911 | 143.4558 | 142.6958 | 148.8511 | 161.5798 | 179.1613 | 193.9698 | 205.9296 | 215.126 | 224.2138 | 227.8873 | 229.857 | 232.271 | 230.3724 | 223.1826 | 214.1724 | 204.1003 | 196.7397 | 190.0382 | 182.5358 | 171.7131 | 164.1694 | 157.88 | -0.13226 | 0.65369 | 0.22511 | 0.50247 | -0.30652 | -0.55051 | -2.347 | -1.2658 | 0.17405 | 1.3859 | 5.1298 | 18.2755 | 18.2288 | 17.0232 | 16.168 | 15.7675 | 15.6728 | 13.1015 | 4.566 | 2.8769 | 2.1696 | 1.2849 | 1.345 | 1.5888 | 65.1866 | 64.6414 | 64.2831 | 63.7785 | 63.298 | 62.4306 | 62.6519 | 64.247 | 67.6687 | 71.9641 | 75.1645 | 77.1884 | 79.9205 | 80.8888 | 80.7879 | 80.3812 | 80.4219 | 80.0256 | 75.5573 | 71.7319 | 69.7498 | 68.1473 | 66.9863 | 66.28 | 3.266 | 2.6163 | 2.1947 | 2.8598 | 3.5003 | 4.2535 | 3.8145 | 3.6942 | 2.0161 | 3.7013 | 3.5103 | 3.4161 | 3.1375 | 3.0064 | 3.2064 | 4.2564 | 3.4563 | 3.5314 | 4.1562 | 4.6045 | 4.8212 | 5.0192 | 4.484 | 3.9404
Program Specific1-in-2Size: Over 200kWAll2025November Monthly Peak | Program Specific | 1-in-2 | Size: Over 200kW | All | 2025 | November Monthly Peak | 11 | 137.193 | 134.0345 | 131.859 | 131.9406 | 138.2671 | 148.9636 | 163.2596 | 178.2429 | 188.0017 | 194.9285 | 201.7078 | 203.3152 | 204.8746 | 206.6947 | 204.8594 | 197.9821 | 190.9101 | 184.1896 | 174.2814 | 167.0417 | 162.843 | 154.7837 | 148.286 | 143.2377 | -0.30865 | 0.62004 | 0.024607 | 0.18172 | -0.83245 | -1.6516 | -3.0858 | -2.9326 | -1.3555 | 0.58908 | 4.0141 | 15.0987 | 14.7541 | 13.6954 | 12.8746 | 11.5639 | 11.577 | 9.0313 | 1.4893 | 1.1027 | 1.1499 | 0.39089 | 0.40185 | 0.8125 | 60.6771 | 60.7518 | 59.8529 | 59.5094 | 60.0119 | 60.3734 | 59.5758 | 59.1444 | 61.6121 | 64.6097 | 67.2267 | 69.2653 | 70.3746 | 70.7723 | 69.5846 | 69.2653 | 68.447 | 66.5495 | 65.4906 | 64.2747 | 63.8349 | 62.9745 | 62.2962 | 61.7407 | 3.313 | 2.6589 | 2.2413 | 2.9368 | 3.6104 | 4.3544 | 3.8596 | 3.7702 | 2.0443 | 3.7251 | 3.5072 | 3.3849 | 3.106 | 2.9714 | 3.1668 | 4.1937 | 3.4224 | 3.5405 | 4.0885 | 4.4938 | 4.7765 | 5.0226 | 4.4975 | 3.9703
Program Specific1-in-2Size: Over 200kWAll2025December Monthly Peak | Program Specific | 1-in-2 | Size: Over 200kW | All | 2025 | December Monthly Peak | 12 | 128.2477 | 125.7708 | 124.3482 | 124.1185 | 129.9101 | 140.1655 | 155.0986 | 167.2642 | 173.6088 | 176.1666 | 177.4564 | 175.7871 | 174.7225 | 174.0876 | 172.1425 | 168.221 | 166.4973 | 165.556 | 159.6342 | 154.0498 | 150.235 | 144.4331 | 138.4628 | 133.3429 | -0.51664 | 0.60943 | -0.20238 | -0.17493 | -1.4472 | -2.942 | -4.0987 | -4.9044 | -3.0703 | -0.24669 | 2.8685 | 11.7313 | 10.9571 | 9.9754 | 9.1879 | 7.1349 | 7.3697 | 4.839 | -1.6975 | -0.69419 | 0.11915 | -0.54657 | -0.61133 | -0.0035151 | 50.3223 | 49.9262 | 49.0042 | 49.0377 | 48.223 | 47.9065 | 47.7046 | 47.226 | 51.6612 | 56.8465 | 60.7094 | 62.2367 | 63.7498 | 66.6053 | 65.7305 | 63.661 | 62.1883 | 60.8627 | 60.0072 | 57.3237 | 56.2407 | 54.7348 | 54.4033 | 54.0932 | 3.665 | 2.9531 | 2.502 | 3.2698 | 4.0139 | 4.847 | 4.3384 | 4.1862 | 2.2344 | 3.9801 | 3.6495 | 3.4634 | 3.1349 | 2.9617 | 3.1501 | 4.2173 | 3.5335 | 3.7667 | 4.4325 | 4.9086 | 5.2193 | 5.5356 | 4.9692 | 4.3746
Program Specific1-in-2Size: Over 200kWAll2025Typical Event Day | Program Specific | 1-in-2 | Size: Over 200kW | All | 2025 | Typical Event Day | 8 | 153.1425 | 149.4797 | 146.5311 | 146.1838 | 152.4435 | 167.9646 | 183.4498 | 198.3554 | 208.5972 | 215.7552 | 222.6722 | 224.1788 | 225.7126 | 226.4261 | 225.114 | 219.9722 | 213.8089 | 205.2272 | 195.8542 | 190.5206 | 186.337 | 177.0949 | 168.9924 | 161.6314 | -0.081581 | 0.66163 | 0.28153 | 0.59287 | -0.16308 | -0.25073 | -2.1355 | -0.80015 | 0.59789 | 1.5747 | 5.2763 | 18.3345 | 18.3269 | 17.005 | 16.2166 | 16.2162 | 16.3175 | 13.9513 | 5.2626 | 3.2899 | 2.4442 | 1.5429 | 1.6121 | 1.8011 | 67.5083 | 67.2526 | 66.7994 | 66.426 | 66.0891 | 66.0469 | 66.4563 | 67.5628 | 70.1073 | 73.362 | 76.6568 | 77.9735 | 78.976 | 79.858 | 80.6195 | 80.9483 | 80.6316 | 79.6988 | 77.1637 | 74.8299 | 72.62 | 71.7132 | 70.7739 | 70.1561 | 3.2655 | 2.6178 | 2.1981 | 2.8728 | 3.5154 | 4.3366 | 3.8297 | 3.7037 | 2.0026 | 3.6373 | 3.4164 | 3.2949 | 3.021 | 2.8736 | 3.0725 | 4.1137 | 3.3837 | 3.4821 | 4.0571 | 4.5291 | 4.8291 | 5.0748 | 4.526 | 3.9556
Program Specific1-in-2Size: Over 200kWAll2026January Monthly Peak | Program Specific | 1-in-2 | Size: Over 200kW | All | 2026 | January Monthly Peak | 1 | 125.3289 | 122.3843 | 121.4637 | 121.7765 | 128.7608 | 140.646 | 158.4355 | 171.7238 | 176.2216 | 176.838 | 178.3009 | 175.4591 | 174.3549 | 173.1989 | 169.9766 | 165.9911 | 163.4736 | 161.9516 | 157.7125 | 151.8429 | 148.1013 | 142.1283 | 137.0033 | 132.0318 | -0.59038 | 0.5936 | -0.28125 | -0.29923 | -1.6811 | -3.4633 | -4.616 | -5.8175 | -3.7696 | -0.53179 | 2.6036 | 11.1784 | 10.2924 | 9.3276 | 8.4903 | 6.1244 | 6.3104 | 3.6175 | -2.7302 | -1.272 | -0.20627 | -0.88056 | -0.93291 | -0.2577 | 49.78 | 49.1488 | 48.5599 | 48.2712 | 47.4983 | 47.0196 | 47.8343 | 47.0753 | 48.6629 | 52.0363 | 54.7892 | 56.9732 | 58.6431 | 58.9652 | 59.0661 | 58.8115 | 57.795 | 55.9232 | 54.0857 | 53.3192 | 50.8688 | 49.2406 | 47.3502 | 46.072 | 3.8066 | 3.0534 | 2.5967 | 3.4091 | 4.2286 | 5.171 | 4.7106 | 4.5678 | 2.4101 | 4.2525 | 3.9 | 3.6741 | 3.3246 | 3.1315 | 3.3047 | 4.4222 | 3.6845 | 3.9133 | 4.6546 | 5.1451 | 5.4742 | 5.8028 | 5.2262 | 4.603
Program Specific1-in-2Size: Over 200kWAll2026February Monthly Peak | Program Specific | 1-in-2 | Size: Over 200kW | All | 2026 | February Monthly Peak | 2 | 127.8954 | 124.6186 | 123.1458 | 123.7639 | 129.9691 | 141.4138 | 158.685 | 169.4854 | 174.5604 | 175.7792 | 178.8245 | 177.0597 | 177.2381 | 176.4247 | 174.0585 | 169.1647 | 164.7419 | 164.3952 | 162.4367 | 156.4577 | 152.3904 | 145.3331 | 138.9799 | 133.9689 | -0.56983 | 0.60333 | -0.25296 | -0.2567 | -1.6044 | -3.2889 | -4.4613 | -5.4428 | -3.4857 | -0.42156 | 2.7174 | 11.4983 | 10.716 | 9.7392 | 8.9247 | 6.5987 | 6.7148 | 4.1075 | -2.3951 | -1.0776 | -0.083797 | -0.77128 | -0.81526 | -0.15988 | 52.5075 | 52.28 | 51.346 | 49.7616 | 49.2302 | 48.6924 | 48.1277 | 47.8325 | 50.9382 | 53.9622 | 56.7017 | 57.7698 | 58.5964 | 58.986 | 58.5964 | 58.0317 | 57.5271 | 56.4848 | 54.691 | 53.5885 | 52.1447 | 50.9005 | 49.9472 | 49.2227 | 3.7946 | 3.0373 | 2.572 | 3.3847 | 4.1696 | 5.0788 | 4.609 | 4.4037 | 2.3322 | 4.1282 | 3.82 | 3.6216 | 3.3013 | 3.116 | 3.3062 | 4.4025 | 3.6287 | 3.8812 | 4.6829 | 5.1773 | 5.4994 | 5.7951 | 5.1789 | 4.5625
Program Specific1-in-2Size: Over 200kWAll2026March Monthly Peak | Program Specific | 1-in-2 | Size: Over 200kW | All | 2026 | March Monthly Peak | 3 | 130.3548 | 127.2131 | 125.2104 | 124.6238 | 129.0047 | 140.6624 | 158.6629 | 170.0541 | 175.3208 | 177.4946 | 181.5409 | 180.6129 | 181.2846 | 182.1005 | 180.87 | 176.2038 | 171.261 | 166.9692 | 163.3064 | 161.5232 | 157.961 | 150.8974 | 143.3469 | 137.3332 | -0.50725 | 0.60783 | -0.18778 | -0.15019 | -1.3837 | -2.8318 | -4.0856 | -4.773 | -2.922 | -0.17656 | 2.981 | 12.1547 | 11.5058 | 10.5758 | 9.8181 | 7.7561 | 7.861 | 5.2088 | -1.4258 | -0.54921 | 0.22477 | -0.4968 | -0.52068 | 0.080345 | 53.4893 | 52.9969 | 52.4035 | 51.1113 | 50.3493 | 50.0993 | 50.3826 | 51.527 | 54.628 | 57.7819 | 59.7833 | 61.8087 | 62.6447 | 62.2078 | 62.6566 | 62.2709 | 61.322 | 59.1519 | 57.542 | 56.3765 | 55.4609 | 53.5676 | 53.0706 | 52.8251 | 3.6619 | 2.9355 | 2.4756 | 3.2268 | 3.9186 | 4.7834 | 4.3635 | 4.1836 | 2.2177 | 3.9462 | 3.6716 | 3.4978 | 3.197 | 3.0451 | 3.2528 | 4.3417 | 3.5717 | 3.733 | 4.457 | 5.0595 | 5.3955 | 5.6976 | 5.0578 | 4.4282
Program Specific1-in-2Size: Over 200kWAll2026April Monthly Peak | Program Specific | 1-in-2 | Size: Over 200kW | All | 2026 | April Monthly Peak | 4 | 137.7418 | 133.7234 | 131.2769 | 130.3217 | 134.8577 | 146.823 | 162.1185 | 175.5373 | 184.7918 | 191.5232 | 197.9334 | 199.7378 | 201.2873 | 203.0217 | 200.7393 | 194.4943 | 186.8979 | 178.6517 | 170.1879 | 168.8255 | 166.7128 | 159.7007 | 152.1463 | 145.9004 | -0.26748 | 0.61464 | 0.064441 | 0.2421 | -0.69277 | -1.3772 | -2.8554 | -2.4936 | -0.99928 | 0.72512 | 4.0794 | 15.1128 | 14.8342 | 13.7852 | 12.9542 | 11.8927 | 11.8582 | 9.3657 | 2.0118 | 1.435 | 1.3582 | 0.57867 | 0.59828 | 0.96974 | 61.5781 | 60.5767 | 59.8341 | 57.929 | 57.7949 | 56.7304 | 56.8959 | 59.4399 | 64.0574 | 67.637 | 70.7444 | 73.0873 | 74.0152 | 74.6265 | 74.1898 | 74.1598 | 73.0469 | 72.5662 | 71.2635 | 68.5993 | 64.6549 | 63.3507 | 62.3751 | 61.042 | 3.2405 | 2.5843 | 2.1736 | 2.8259 | 3.4305 | 4.1812 | 3.7339 | 3.6162 | 1.9576 | 3.5645 | 3.3519 | 3.2394 | 2.9728 | 2.8431 | 3.0234 | 4.0135 | 3.265 | 3.346 | 3.8893 | 4.4261 | 4.7661 | 5.0494 | 4.4958 | 3.9398
Program Specific1-in-2Size: Over 200kWAll2026May Monthly Peak | Program Specific | 1-in-2 | Size: Over 200kW | All | 2026 | May Monthly Peak | 5 | 137.8356 | 134.6481 | 132.0504 | 131.819 | 137.2199 | 149.5896 | 164.169 | 180.966 | 193.4031 | 200.6301 | 206.4211 | 208.2916 | 209.0584 | 209.3993 | 206.6419 | 199.7891 | 191.688 | 183.0439 | 174.1977 | 171.8449 | 170.0126 | 161.0723 | 153.7517 | 146.9282 | -0.20602 | 0.61629 | 0.12686 | 0.33756 | -0.53352 | -1.0476 | -2.5953 | -2.0213 | -0.56766 | 0.97094 | 4.4453 | 16.1413 | 15.8784 | 14.6686 | 13.7975 | 12.9708 | 12.9032 | 10.4513 | 2.8448 | 1.9132 | 1.6395 | 0.8291 | 0.85933 | 1.172 | 62.1687 | 61.9187 | 61.6687 | 60.9485 | 60.5494 | 59.9247 | 61.7365 | 63.9261 | 67.2682 | 70.8315 | 73.5936 | 74.6055 | 74.011 | 74.7127 | 75.3239 | 74.5138 | 73.7379 | 72.6613 | 71.4052 | 68.5557 | 66.7395 | 65.7906 | 65.5406 | 64.3537 | 3.1342 | 2.5154 | 2.1139 | 2.763 | 3.3739 | 4.1175 | 3.6547 | 3.6042 | 1.9804 | 3.6094 | 3.3787 | 3.2654 | 2.9845 | 2.8346 | 3.0083 | 3.9852 | 3.2363 | 3.3134 | 3.8486 | 4.356 | 4.6994 | 4.9221 | 4.3914 | 3.8351
Program Specific1-in-2Size: Over 200kWAll2026June Monthly Peak | Program Specific | 1-in-2 | Size: Over 200kW | All | 2026 | June Monthly Peak | 6 | 144.5646 | 140.8368 | 138.2522 | 137.4131 | 142.8336 | 155.1293 | 169.2679 | 186.5453 | 197.2478 | 205.0561 | 212.4808 | 214.4512 | 214.8027 | 214.6849 | 212.1743 | 206.3666 | 200.3359 | 191.5268 | 182.6629 | 176.9626 | 175.0647 | 166.6725 | 159.5888 | 152.7392 | -0.20437 | 0.64205 | 0.1432 | 0.36955 | -0.5199 | -1.0105 | -2.6141 | -1.9632 | -0.47476 | 1.0384 | 4.6272 | 16.7137 | 16.4236 | 15.1415 | 14.2688 | 13.5591 | 13.6436 | 11.1184 | 3.1521 | 2.0668 | 1.7422 | 0.91088 | 0.94908 | 1.2614 | 63.0767 | 62.9276 | 62.2258 | 62.2935 | 61.3416 | 61.8343 | 62.0888 | 64.3449 | 66.4926 | 68.8208 | 71.3751 | 73.6267 | 75.071 | 75.8136 | 76.2246 | 76.0664 | 75.1116 | 74.1747 | 72.3481 | 70.3495 | 67.4592 | 66.2891 | 65.5753 | 64.8283 | 3.2656 | 2.6135 | 2.1982 | 2.8612 | 3.4888 | 4.2419 | 3.7435 | 3.6904 | 2.0065 | 3.6628 | 3.4537 | 3.3395 | 3.0462 | 2.8869 | 3.0684 | 4.0891 | 3.3595 | 3.4435 | 4.0091 | 4.4558 | 4.8068 | 5.0594 | 4.528 | 3.9604
Program Specific1-in-2Size: Over 200kWAll2026July Monthly Peak | Program Specific | 1-in-2 | Size: Over 200kW | All | 2026 | July Monthly Peak | 7 | 148.8762 | 145.6526 | 142.6721 | 142.4061 | 148.6587 | 162.9469 | 177.3889 | 193.0102 | 201.8065 | 208.734 | 214.9365 | 215.8091 | 217.0298 | 217.4849 | 215.7527 | 212.3071 | 207.3713 | 197.7574 | 187.8804 | 181.5497 | 179.4005 | 171.0653 | 163.6791 | 156.8417 | -0.096928 | 0.64809 | 0.25769 | 0.55182 | -0.21161 | -0.35605 | -2.1575 | -0.9502 | 0.43254 | 1.4593 | 5.0373 | 17.5423 | 17.4884 | 16.2053 | 15.4059 | 15.4198 | 15.5918 | 13.1733 | 4.8007 | 2.9959 | 2.2749 | 1.4141 | 1.4817 | 1.6866 | 68.0333 | 67.4021 | 67.0993 | 66.9502 | 66.7892 | 66.7892 | 67.2938 | 68.5906 | 70.7728 | 73.7216 | 75.321 | 73.9611 | 74.7276 | 77.1993 | 78.9564 | 79.2065 | 80.2519 | 79.4537 | 75.8079 | 73.4305 | 71.9578 | 71.4488 | 70.4925 | 70.1973 | 3.1957 | 2.5679 | 2.1548 | 2.8173 | 3.4509 | 4.2351 | 3.728 | 3.628 | 1.9504 | 3.543 | 3.3196 | 3.193 | 2.9243 | 2.7786 | 2.9646 | 3.997 | 3.3037 | 3.3777 | 3.9181 | 4.3437 | 4.6802 | 4.9348 | 4.4131 | 3.8642
Program Specific1-in-2Size: Over 200kWAll2026August Monthly Peak | Program Specific | 1-in-2 | Size: Over 200kW | All | 2026 | August Monthly Peak | 8 | 155.3841 | 151.5925 | 148.5781 | 148.1748 | 154.7214 | 170.7465 | 186.3971 | 201.7833 | 213.269 | 222.1155 | 230.5474 | 232.6892 | 234.4536 | 234.9162 | 233.1998 | 227.6249 | 220.6849 | 211.4825 | 201.0549 | 195.1324 | 190.344 | 180.5135 | 172.1957 | 164.6511 | -0.0055346 | 0.66346 | 0.36204 | 0.71803 | 0.058515 | 0.22061 | -1.7784 | -0.093312 | 1.2292 | 1.8941 | 5.7035 | 19.5176 | 19.6445 | 18.229 | 17.4076 | 17.7758 | 17.8311 | 15.5239 | 6.4581 | 3.9694 | 2.8306 | 1.8973 | 1.983 | 2.0953 | 71.223 | 71.4325 | 70.7808 | 70.6083 | 70.3927 | 69.8758 | 69.9951 | 69.6663 | 71.2855 | 73.9746 | 77.5001 | 80.023 | 81.4424 | 82.1386 | 81.6929 | 81.4627 | 80.788 | 79.8941 | 77.1854 | 75.8783 | 74.1097 | 73.3002 | 72.5927 | 72.5085 | 3.2408 | 2.5965 | 2.1797 | 2.848 | 3.4899 | 4.3122 | 3.8062 | 3.6852 | 2.0026 | 3.6631 | 3.4604 | 3.3451 | 3.0692 | 2.9161 | 3.1128 | 4.1634 | 3.4153 | 3.5088 | 4.0739 | 4.5383 | 4.8262 | 5.0606 | 4.5109 | 3.9413
Program Specific1-in-2Size: Over 200kWAll2026September Monthly Peak | Program Specific | 1-in-2 | Size: Over 200kW | All | 2026 | September Monthly Peak | 9 | 152.0867 | 148.5133 | 145.7171 | 145.7028 | 153.2673 | 169.1968 | 188.5005 | 204.1286 | 218.7236 | 229.8709 | 237.8801 | 240.2775 | 241.7466 | 241.7589 | 239.3652 | 231.4077 | 221.4627 | 211.4684 | 202.3349 | 198.5639 | 190.6153 | 179.4224 | 169.7274 | 161.9758 | 0.0018394 | 0.6518 | 0.36193 | 0.71553 | 0.073599 | 0.24983 | -1.7729 | -0.046536 | 1.3024 | 1.9789 | 5.8959 | 20.1757 | 20.287 | 18.7874 | 17.9003 | 18.1344 | 17.9577 | 15.5962 | 6.5653 | 4.08 | 2.8579 | 1.9076 | 1.9754 | 2.0766 | 67.7001 | 67.2483 | 67.0918 | 65.8522 | 65.8329 | 65.6883 | 66.4474 | 67.6493 | 71.8782 | 76.931 | 82.431 | 84.2833 | 84.6629 | 84.2805 | 85.6041 | 87.0574 | 86.3749 | 85.2726 | 83.3134 | 79.6612 | 76.9532 | 75.8147 | 74.4353 | 73.0904 | 3.1679 | 2.5408 | 2.1354 | 2.7971 | 3.4527 | 4.2677 | 3.8447 | 3.7238 | 2.0513 | 3.7875 | 3.5671 | 3.4502 | 3.161 | 2.9976 | 3.1911 | 4.2276 | 3.4229 | 3.5041 | 4.0952 | 4.6131 | 4.8279 | 5.0243 | 4.4408 | 3.8725
Program Specific1-in-2Size: Over 200kWAll2026October Monthly Peak | Program Specific | 1-in-2 | Size: Over 200kW | All | 2026 | October Monthly Peak | 10 | 150.1913 | 146.4921 | 143.4566 | 142.6967 | 148.8524 | 161.5808 | 179.1615 | 193.97 | 205.9276 | 215.1233 | 224.2072 | 227.8799 | 229.8488 | 232.2621 | 230.3627 | 223.172 | 214.1609 | 204.0878 | 196.7266 | 190.0237 | 182.5217 | 171.7092 | 164.1694 | 157.8814 | -0.13294 | 0.6529 | 0.224 | 0.50126 | -0.30734 | -0.55104 | -2.348 | -1.2667 | 0.1736 | 1.3857 | 5.1267 | 18.2692 | 18.2227 | 17.0172 | 16.1637 | 15.7641 | 15.6693 | 13.0976 | 4.5624 | 2.8768 | 2.1707 | 1.2854 | 1.3462 | 1.5897 | 65.1866 | 64.6414 | 64.2831 | 63.7785 | 63.298 | 62.4306 | 62.6519 | 64.247 | 67.6687 | 71.9641 | 75.1645 | 77.1883 | 79.9204 | 80.8888 | 80.7878 | 80.3812 | 80.4219 | 80.0256 | 75.5573 | 71.7319 | 69.7498 | 68.1473 | 66.9863 | 66.28 | 3.2661 | 2.6163 | 2.1946 | 2.8598 | 3.5004 | 4.2538 | 3.8147 | 3.6944 | 2.0161 | 3.7016 | 3.5106 | 3.416 | 3.1375 | 3.0063 | 3.2062 | 4.2563 | 3.4558 | 3.5309 | 4.1562 | 4.6048 | 4.8216 | 5.0196 | 4.4842 | 3.9405
Program Specific1-in-2Size: Over 200kWAll2026November Monthly Peak | Program Specific | 1-in-2 | Size: Over 200kW | All | 2026 | November Monthly Peak | 11 | 137.193 | 134.0344 | 131.8587 | 131.9405 | 138.2671 | 148.9637 | 163.2589 | 178.2428 | 187.9997 | 194.926 | 201.7016 | 203.3083 | 204.8669 | 206.6866 | 204.8507 | 197.9724 | 190.8993 | 184.1774 | 174.2685 | 167.0283 | 162.8301 | 154.7791 | 148.2844 | 143.2376 | -0.30942 | 0.61904 | 0.023097 | 0.18008 | -0.83376 | -1.6528 | -3.0873 | -2.934 | -1.356 | 0.58877 | 4.0103 | 15.0917 | 14.747 | 13.6888 | 12.8709 | 11.5627 | 11.5755 | 9.0291 | 1.4876 | 1.1029 | 1.1506 | 0.3907 | 0.40285 | 0.81319 | 60.6771 | 60.7518 | 59.8529 | 59.5093 | 60.0119 | 60.3734 | 59.5758 | 59.1444 | 61.6121 | 64.6097 | 67.2267 | 69.2653 | 70.3746 | 70.7723 | 69.5846 | 69.2653 | 68.447 | 66.5495 | 65.4906 | 64.2747 | 63.8349 | 62.9745 | 62.2962 | 61.7407 | 3.3131 | 2.6588 | 2.2411 | 2.9368 | 3.6105 | 4.3546 | 3.8598 | 3.7704 | 2.0443 | 3.7253 | 3.5075 | 3.3849 | 3.1059 | 2.9713 | 3.1666 | 4.1935 | 3.4218 | 3.5399 | 4.0884 | 4.4941 | 4.7769 | 5.023 | 4.4975 | 3.9703
Program Specific1-in-2Size: Over 200kWAll2026December Monthly Peak | Program Specific | 1-in-2 | Size: Over 200kW | All | 2026 | December Monthly Peak | 12 | 128.2467 | 125.7699 | 124.3474 | 124.1178 | 129.9091 | 140.1642 | 155.0969 | 167.2627 | 173.6057 | 176.1614 | 177.4492 | 175.7795 | 174.7143 | 174.0791 | 172.1335 | 168.2114 | 166.4869 | 165.5447 | 159.6228 | 154.0389 | 150.2244 | 144.4244 | 138.4586 | 133.3402 | -0.51757 | 0.60813 | -0.20439 | -0.17713 | -1.4491 | -2.9442 | -4.1008 | -4.9064 | -3.0709 | -0.24721 | 2.8637 | 11.7231 | 10.9491 | 9.968 | 9.1848 | 7.136 | 7.3704 | 4.8389 | -1.6972 | -0.69376 | 0.11949 | -0.54772 | -0.61056 | -0.0030791 | 50.3223 | 49.9262 | 49.0042 | 49.0377 | 48.223 | 47.9065 | 47.7046 | 47.226 | 51.6612 | 56.8465 | 60.7094 | 62.2367 | 63.7498 | 66.6053 | 65.7305 | 63.661 | 62.1883 | 60.8627 | 60.0072 | 57.3237 | 56.2407 | 54.7348 | 54.4033 | 54.0932 | 3.665 | 2.953 | 2.5018 | 3.2698 | 4.014 | 4.8472 | 4.3386 | 4.1863 | 2.2343 | 3.9803 | 3.6498 | 3.4633 | 3.1348 | 2.9616 | 3.1498 | 4.217 | 3.5329 | 3.7661 | 4.4324 | 4.9091 | 5.2197 | 5.5359 | 4.9691 | 4.3744
Program Specific1-in-2Size: Over 200kWAll2026Typical Event Day | Program Specific | 1-in-2 | Size: Over 200kW | All | 2026 | Typical Event Day | 8 | 153.1436 | 149.4809 | 146.5322 | 146.1851 | 152.4453 | 167.9664 | 183.45 | 198.3547 | 208.5934 | 215.7501 | 222.6636 | 224.1701 | 225.7035 | 226.4165 | 225.1039 | 219.9612 | 213.7971 | 205.2147 | 195.8412 | 190.5076 | 186.3242 | 177.0903 | 168.9923 | 161.6327 | -0.082233 | 0.6609 | 0.28052 | 0.59178 | -0.16377 | -0.25108 | -2.1364 | -0.80097 | 0.59743 | 1.5745 | 5.2732 | 18.3284 | 18.3209 | 16.9993 | 16.2122 | 16.2122 | 16.3134 | 13.947 | 5.2585 | 3.2899 | 2.4453 | 1.5435 | 1.6135 | 1.8021 | 67.5083 | 67.2526 | 66.7994 | 66.426 | 66.0891 | 66.0469 | 66.4563 | 67.5628 | 70.1073 | 73.362 | 76.6568 | 77.9735 | 78.976 | 79.858 | 80.6195 | 80.9483 | 80.6316 | 79.6988 | 77.1637 | 74.8299 | 72.62 | 71.7132 | 70.774 | 70.1561 | 3.2656 | 2.6178 | 2.198 | 2.8728 | 3.5156 | 4.3369 | 3.83 | 3.7038 | 2.0026 | 3.6376 | 3.4166 | 3.2948 | 3.0209 | 2.8736 | 3.0722 | 4.1135 | 3.3832 | 3.4815 | 4.0571 | 4.5295 | 4.8296 | 5.0753 | 4.5261 | 3.9557
Program Specific1-in-10Size: 20 kW to 199.99 kWAll2016January Monthly Peak | Program Specific | 1-in-10 | Size: 20 kW to 199.99 kW | All | 2016 | January Monthly Peak | 1 | 13.9211 | 13.5825 | 13.5038 | 13.6614 | 14.3447 | 15.996 | 18.6535 | 20.5478 | 21.9495 | 22.124 | 21.9438 | 21.6391 | 21.1065 | 20.7006 | 20.2652 | 19.8421 | 19.8362 | 21.1133 | 20.8352 | 19.863 | 18.9048 | 17.7486 | 16.1992 | 15.0514 | 0 | 0 | 0 | 0 | 0 | 0 | 0 | 0 | 0 | 0 | 0 | 0.19919 | 0.19428 | 0.19055 | 0.18654 | 0.18264 | 0.18259 | 0.19435 | 0 | 0 | 0 | 0 | 0 | 0 | 42 | 41 | 40 | 39.5 | 39 | 38.25 | 38.25 | 38.25 | 45.75 | 51.25 | 55.25 | 57 | 58 | 58.25 | 58 | 56.25 | 54.75 | 52.25 | 50.5 | 47.5 | 46 | 45.25 | 46.75 | 46.25 | 0 | 0 | 0 | 0 | 0 | 0 | 0 | 0 | 0 | 0 | 0 | 0.019495 | 0.019082 | 0.018729 | 0.018451 | 0.018305 | 0.01856 | 0.019736 | 0 | 0 | 0 | 0 | 0 | 0
Program Specific1-in-10Size: 20 kW to 199.99 kWAll2016February Monthly Peak | Program Specific | 1-in-10 | Size: 20 kW to 199.99 kW | All | 2016 | February Monthly Peak | 2 | 14.5701 | 14.1556 | 14.0114 | 14.104 | 14.7168 | 16.3277 | 18.7371 | 20.4896 | 22.1627 | 22.9864 | 23.4684 | 23.6879 | 23.6535 | 23.6892 | 23.4841 | 22.8803 | 22.2454 | 22.4485 | 22.3783 | 21.2485 | 20.1675 | 18.7895 | 17.0271 | 15.6942 | 0 | 0 | 0 | 0 | 0 | 0 | 0 | 0 | 0 | 0 | 0 | 0.21805 | 0.21773 | 0.21806 | 0.21617 | 0.21061 | 0.20477 | 0.20664 | 0 | 0 | 0 | 0 | 0 | 0 | 52.25 | 51.75 | 51.75 | 50.75 | 51.5 | 50.75 | 51.5 | 52 | 52.25 | 53.75 | 54.5 | 55 | 55.75 | 54 | 53.25 | 52 | 49.75 | 48 | 47.25 | 48 | 47.75 | 46.75 | 47.75 | 46.75 | 0 | 0 | 0 | 0 | 0 | 0 | 0 | 0 | 0 | 0 | 0 | 0.022403 | 0.022477 | 0.022525 | 0.02244 | 0.022157 | 0.021847 | 0.021973 | 0 | 0 | 0 | 0 | 0 | 0
Program Specific1-in-10Size: 20 kW to 199.99 kWAll2016March Monthly Peak | Program Specific | 1-in-10 | Size: 20 kW to 199.99 kW | All | 2016 | March Monthly Peak | 3 | 15.9518 | 15.3389 | 15.0102 | 14.9602 | 15.4635 | 16.9441 | 19.5386 | 21.2674 | 23.395 | 25.1433 | 26.6241 | 27.6311 | 28.208 | 28.8373 | 28.9041 | 28.2962 | 27.1565 | 25.8021 | 24.4925 | 24.1527 | 22.8859 | 21.1638 | 18.9848 | 17.2668 | 0 | 0 | 0 | 0 | 0 | 0 | 0 | 0 | 0 | 0 | 0 | 0.25434 | 0.25965 | 0.26545 | 0.26606 | 0.26046 | 0.24997 | 0.23751 | 0 | 0 | 0 | 0 | 0 | 0 | 56 | 54.25 | 52.75 | 53.25 | 53.75 | 54 | 54 | 56.25 | 63.25 | 69 | 73.25 | 76 | 79.25 | 79 | 76.25 | 72.75 | 72.5 | 71 | 67.25 | 62.75 | 61.5 | 59.5 | 59.5 | 57.5 | 0 | 0 | 0 | 0 | 0 | 0 | 0 | 0 | 0 | 0 | 0 | 0.027026 | 0.027717 | 0.028272 | 0.028446 | 0.028215 | 0.02755 | 0.026362 | 0 | 0 | 0 | 0 | 0 | 0
Program Specific1-in-10Size: 20 kW to 199.99 kWAll2016April Monthly Peak | Program Specific | 1-in-10 | Size: 20 kW to 199.99 kW | All | 2016 | April Monthly Peak | 4 | 16.517 | 15.8026 | 15.402 | 15.3147 | 15.815 | 17.3371 | 19.617 | 21.9314 | 25.2919 | 28.1817 | 30.5526 | 32.1348 | 32.8474 | 33.3665 | 33.2787 | 32.4789 | 30.9896 | 28.962 | 26.3706 | 25.9882 | 24.8208 | 22.7548 | 20.2107 | 18.2065 | 0 | 0 | 0 | 0 | 0 | 0 | 0 | 0 | 0 | 0 | 0 | 0.2958 | 0.30236 | 0.30714 | 0.30633 | 0.29897 | 0.28526 | 0.26659 | 0 | 0 | 0 | 0 | 0 | 0 | 62.5 | 61.75 | 60 | 61.25 | 60.25 | 60.5 | 59.75 | 67.25 | 78.25 | 84.5 | 88.75 | 92 | 93.25 | 92.25 | 91.25 | 90.25 | 88.25 | 86.75 | 84 | 78.5 | 73.25 | 69.75 | 64.25 | 62.75 | 0 | 0 | 0 | 0 | 0 | 0 | 0 | 0 | 0 | 0 | 0 | 0.031423 | 0.032174 | 0.032584 | 0.032571 | 0.032227 | 0.031376 | 0.029687 | 0 | 0 | 0 | 0 | 0 | 0
Program Specific1-in-10Size: 20 kW to 199.99 kWAll2016May Monthly Peak | Program Specific | 1-in-10 | Size: 20 kW to 199.99 kW | All | 2016 | May Monthly Peak | 5 | 16.4436 | 15.761 | 15.3856 | 15.2986 | 15.8153 | 17.3095 | 19.3803 | 22.2418 | 25.7336 | 28.4768 | 30.673 | 32.1541 | 32.7485 | 33.1536 | 32.9384 | 32.0254 | 30.4915 | 28.4256 | 25.8322 | 25.1747 | 24.5848 | 22.5777 | 20.0835 | 18.1298 | 0 | 0 | 0 | 0 | 0 | 0 | 0 | 0 | 0 | 0 | 0 | 0.29598 | 0.30145 | 0.30518 | 0.3032 | 0.29479 | 0.28067 | 0.26166 | 0 | 0 | 0 | 0 | 0 | 0 | 65.75 | 65.25 | 65.75 | 65.5 | 64.5 | 63.75 | 63 | 69 | 80 | 85.5 | 89.25 | 92.75 | 92.75 | 91 | 91 | 89 | 85.75 | 84 | 82 | 80.25 | 74.25 | 69.75 | 68.75 | 67 | 0 | 0 | 0 | 0 | 0 | 0 | 0 | 0 | 0 | 0 | 0 | 0.031241 | 0.031878 | 0.032176 | 0.032065 | 0.031641 | 0.030778 | 0.029085 | 0 | 0 | 0 | 0 | 0 | 0
Program Specific1-in-10Size: 20 kW to 199.99 kWAll2016June Monthly Peak | Program Specific | 1-in-10 | Size: 20 kW to 199.99 kW | All | 2016 | June Monthly Peak | 6 | 16.8406 | 16.1477 | 15.7385 | 15.6577 | 16.1896 | 17.5826 | 19.661 | 22.4676 | 25.6663 | 28.3936 | 30.5144 | 31.8405 | 32.3065 | 32.572 | 32.3824 | 31.6224 | 30.3798 | 28.6179 | 26.2526 | 25.0852 | 24.6342 | 22.8768 | 20.4602 | 18.4711 | 0 | 0 | 0 | 0 | 0 | 0 | 0 | 0 | 0 | 0 | 0 | 0.29309 | 0.29738 | 0.29982 | 0.29808 | 0.29108 | 0.27964 | 0.26343 | 0 | 0 | 0 | 0 | 0 | 0 | 65.25 | 62.5 | 61.5 | 61.5 | 61.25 | 60.5 | 62 | 70.75 | 76.25 | 80 | 85 | 87.75 | 89.5 | 90 | 87.5 | 87.5 | 87.25 | 84.75 | 82.5 | 79.75 | 76 | 72.25 | 70.5 | 68 | 0 | 0 | 0 | 0 | 0 | 0 | 0 | 0 | 0 | 0 | 0 | 0.031379 | 0.031889 | 0.032084 | 0.031985 | 0.031602 | 0.030901 | 0.029456 | 0 | 0 | 0 | 0 | 0 | 0
Program Specific1-in-10Size: 20 kW to 199.99 kWAll2016July Monthly Peak | Program Specific | 1-in-10 | Size: 20 kW to 199.99 kW | All | 2016 | July Monthly Peak | 7 | 17.8176 | 17.0534 | 16.6099 | 16.5224 | 17.0913 | 18.7063 | 21.015 | 23.9635 | 27.2867 | 30.1024 | 32.3358 | 33.7804 | 34.3524 | 34.7049 | 34.6089 | 34.0458 | 32.8245 | 30.8886 | 28.0643 | 26.6362 | 26.1215 | 24.2651 | 21.7193 | 19.6279 | 0 | 0 | 0 | 0 | 0 | 0 | 0 | 0 | 0 | 0 | 0 | 0.31095 | 0.31621 | 0.31946 | 0.31857 | 0.31339 | 0.30215 | 0.28433 | 0 | 0 | 0 | 0 | 0 | 0 | 71 | 71.5 | 71 | 70.75 | 70 | 70 | 69.5 | 72.75 | 76.75 | 81.25 | 86.5 | 91.75 | 92 | 92.25 | 92.5 | 91.75 | 87.75 | 85 | 83.75 | 81.5 | 78.25 | 75 | 73.75 | 72.75 | 0 | 0 | 0 | 0 | 0 | 0 | 0 | 0 | 0 | 0 | 0 | 0.033494 | 0.0341 | 0.034403 | 0.034384 | 0.03412 | 0.033405 | 0.031747 | 0 | 0 | 0 | 0 | 0 | 0
Program Specific1-in-10Size: 20 kW to 199.99 kWAll2016August Monthly Peak | Program Specific | 1-in-10 | Size: 20 kW to 199.99 kW | All | 2016 | August Monthly Peak | 8 | 18.1457 | 17.3423 | 16.8894 | 16.7998 | 17.4164 | 19.1607 | 21.8579 | 24.9853 | 28.6352 | 31.6316 | 34.0784 | 35.5859 | 36.177 | 36.5309 | 36.3781 | 35.671 | 34.2946 | 32.2249 | 29.1726 | 27.884 | 26.9139 | 24.7755 | 22.1001 | 19.9767 | 0 | 0 | 0 | 0 | 0 | 0 | 0 | 0 | 0 | 0 | 0 | 0.32757 | 0.33301 | 0.33626 | 0.33486 | 0.32835 | 0.31568 | 0.29663 | 0 | 0 | 0 | 0 | 0 | 0 | 73 | 72.2 | 71.6 | 70.4 | 70.4 | 70.2 | 69.4 | 72.4 | 79.4 | 84 | 89.6 | 91.2 | 93 | 91.4 | 91.8 | 91.6 | 90.2 | 89.8 | 85.6 | 82.4 | 78.2 | 76.4 | 75.2 | 75.2 | 0 | 0 | 0 | 0 | 0 | 0 | 0 | 0 | 0 | 0 | 0 | 0.034738 | 0.035336 | 0.035586 | 0.035515 | 0.035203 | 0.034513 | 0.032837 | 0 | 0 | 0 | 0 | 0 | 0
Program Specific1-in-10Size: 20 kW to 199.99 kWAll2016September Monthly Peak | Program Specific | 1-in-10 | Size: 20 kW to 199.99 kW | All | 2016 | September Monthly Peak | 9 | 18.5027 | 17.7209 | 17.2813 | 17.2274 | 17.8983 | 19.7902 | 22.8806 | 26.0523 | 30.2877 | 33.697 | 36.3212 | 37.988 | 38.5395 | 38.8642 | 38.5766 | 37.5661 | 35.7816 | 33.4158 | 30.3235 | 29.4842 | 27.6466 | 25.2464 | 22.4435 | 20.2911 | 0 | 0 | 0 | 0 | 0 | 0 | 0 | 0 | 0 | 0 | 0 | 0.34968 | 0.35475 | 0.35774 | 0.35509 | 0.34579 | 0.32937 | 0.30759 | 0 | 0 | 0 | 0 | 0 | 0 | 70.5 | 70 | 70 | 69.75 | 70 | 68.75 | 71.5 | 73 | 80.75 | 87.5 | 96.75 | 100 | 101.5 | 101 | 99.75 | 98.75 | 97.25 | 95.5 | 92.75 | 84 | 79.5 | 77.25 | 76.25 | 74.25 | 0 | 0 | 0 | 0 | 0 | 0 | 0 | 0 | 0 | 0 | 0 | 0.03634 | 0.036901 | 0.037115 | 0.036928 | 0.036462 | 0.035508 | 0.033568 | 0 | 0 | 0 | 0 | 0 | 0
Program Specific1-in-10Size: 20 kW to 199.99 kWAll2016October Monthly Peak | Program Specific | 1-in-10 | Size: 20 kW to 199.99 kW | All | 2016 | October Monthly Peak | 10 | 17.2849 | 16.5657 | 16.1564 | 16.0788 | 16.6395 | 18.2747 | 21.2064 | 23.5741 | 27.0608 | 30.2769 | 32.9487 | 34.856 | 35.7797 | 36.4355 | 36.3069 | 35.3178 | 33.4975 | 31.0751 | 29.1686 | 27.8878 | 26.0016 | 23.7853 | 21.1078 | 19.0224 | 0 | 0 | 0 | 0 | 0 | 0 | 0 | 0 | 0 | 0 | 0 | 0.32085 | 0.32935 | 0.33539 | 0.3342 | 0.3251 | 0.30834 | 0.28604 | 0 | 0 | 0 | 0 | 0 | 0 | 68.5 | 66.5 | 66.75 | 66.5 | 65 | 64.75 | 64 | 67.5 | 76.25 | 83.75 | 89.5 | 91.75 | 92 | 92.75 | 91.5 | 90.25 | 90.25 | 87.75 | 83 | 79.5 | 75.5 | 72.25 | 69.75 | 69.25 | 0 | 0 | 0 | 0 | 0 | 0 | 0 | 0 | 0 | 0 | 0 | 0.033634 | 0.034612 | 0.035161 | 0.035136 | 0.03466 | 0.033575 | 0.031527 | 0 | 0 | 0 | 0 | 0 | 0
Program Specific1-in-10Size: 20 kW to 199.99 kWAll2016November Monthly Peak | Program Specific | 1-in-10 | Size: 20 kW to 199.99 kW | All | 2016 | November Monthly Peak | 11 | 16.0419 | 15.4949 | 15.1867 | 15.1909 | 15.7548 | 17.3369 | 19.4806 | 21.707 | 24.7331 | 27.2913 | 29.4005 | 30.8051 | 31.4408 | 31.9109 | 31.6554 | 30.5621 | 29.285 | 28.7432 | 26.3801 | 24.7799 | 23.2321 | 21.3596 | 19.1526 | 17.4051 | 0 | 0 | 0 | 0 | 0 | 0 | 0 | 0 | 0 | 0 | 0 | 0.28356 | 0.28941 | 0.29374 | 0.29139 | 0.28132 | 0.26957 | 0.26458 | 0 | 0 | 0 | 0 | 0 | 0 | 63 | 62.2 | 60.8 | 61.6 | 61.2 | 60.6 | 59.8 | 63.4 | 71.6 | 79.2 | 83 | 86.8 | 88 | 88.2 | 88 | 87.2 | 84 | 77.8 | 72.2 | 67.8 | 66 | 62.8 | 62 | 60.8 | 0 | 0 | 0 | 0 | 0 | 0 | 0 | 0 | 0 | 0 | 0 | 0.030172 | 0.030882 | 0.031266 | 0.031097 | 0.030347 | 0.02945 | 0.028942 | 0 | 0 | 0 | 0 | 0 | 0
Program Specific1-in-10Size: 20 kW to 199.99 kWAll2016December Monthly Peak | Program Specific | 1-in-10 | Size: 20 kW to 199.99 kW | All | 2016 | December Monthly Peak | 12 | 14.1419 | 13.7898 | 13.6648 | 13.7946 | 14.4187 | 16.0098 | 17.958 | 19.8979 | 21.6014 | 22.2727 | 22.5406 | 22.4921 | 22.1635 | 21.9218 | 21.5331 | 20.9356 | 20.7175 | 21.7069 | 21.1612 | 20.1097 | 19.1145 | 17.9264 | 16.3973 | 15.2104 | 0 | 0 | 0 | 0 | 0 | 0 | 0 | 0 | 0 | 0 | 0 | 0.20704 | 0.20401 | 0.20179 | 0.19821 | 0.19271 | 0.1907 | 0.19981 | 0 | 0 | 0 | 0 | 0 | 0 | 47.25 | 46.75 | 45.25 | 45 | 45.25 | 45.25 | 44.25 | 45.25 | 47.75 | 50.75 | 53 | 53.25 | 54 | 55 | 56 | 55 | 54.25 | 50.75 | 49.25 | 48.5 | 46.5 | 47.75 | 46 | 45.25 | 0 | 0 | 0 | 0 | 0 | 0 | 0 | 0 | 0 | 0 | 0 | 0.02085 | 0.020642 | 0.020459 | 0.020232 | 0.019875 | 0.01985 | 0.020703 | 0 | 0 | 0 | 0 | 0 | 0
Program Specific1-in-10Size: 20 kW to 199.99 kWAll2016Typical Event Day | Program Specific | 1-in-10 | Size: 20 kW to 199.99 kW | All | 2016 | Typical Event Day | 8 | 18.0908 | 17.2949 | 16.8447 | 16.7555 | 17.3677 | 19.1 | 21.7851 | 24.8524 | 28.4137 | 31.3315 | 33.7048 | 35.1651 | 35.7555 | 36.1282 | 35.9974 | 35.3023 | 33.9468 | 31.9044 | 28.9201 | 27.6669 | 26.7313 | 24.6268 | 21.9811 | 19.8773 | 0 | 0 | 0 | 0 | 0 | 0 | 0 | 0 | 0 | 0 | 0 | 0.32369 | 0.32913 | 0.33256 | 0.33135 | 0.32495 | 0.31248 | 0.29368 | 0 | 0 | 0 | 0 | 0 | 0 | 69.9375 | 69.05 | 68.525 | 68.1 | 67.9125 | 67.3625 | 68.1 | 72.225 | 78.2875 | 83.1875 | 89.4625 | 92.675 | 94 | 93.6625 | 92.8875 | 92.4 | 90.6125 | 88.7625 | 86.15 | 81.9125 | 77.9875 | 75.225 | 73.925 | 72.55 | 0 | 0 | 0 | 0 | 0 | 0 | 0 | 0 | 0 | 0 | 0 | 0.034391 | 0.034993 | 0.035264 | 0.035214 | 0.034905 | 0.034219 | 0.032561 | 0 | 0 | 0 | 0 | 0 | 0
Program Specific1-in-10Size: 20 kW to 199.99 kWAll2017January Monthly Peak | Program Specific | 1-in-10 | Size: 20 kW to 199.99 kW | All | 2017 | January Monthly Peak | 1 | 13.9211 | 13.5825 | 13.5038 | 13.6614 | 14.3447 | 15.996 | 18.6535 | 20.5478 | 21.9495 | 22.124 | 21.9438 | 21.6391 | 21.1065 | 20.7006 | 20.2652 | 19.8421 | 19.8362 | 21.1133 | 20.8352 | 19.863 | 18.9048 | 17.7486 | 16.1992 | 15.0514 | 0 | 0 | 0 | 0 | 0 | 0 | 0 | 0 | 0 | 0 | 0 | 0.19919 | 0.19428 | 0.19055 | 0.18654 | 0.18264 | 0.18259 | 0.19435 | 0 | 0 | 0 | 0 | 0 | 0 | 42 | 41 | 40 | 39.5 | 39 | 38.25 | 38.25 | 38.25 | 45.75 | 51.25 | 55.25 | 57 | 58 | 58.25 | 58 | 56.25 | 54.75 | 52.25 | 50.5 | 47.5 | 46 | 45.25 | 46.75 | 46.25 | 0 | 0 | 0 | 0 | 0 | 0 | 0 | 0 | 0 | 0 | 0 | 0.019495 | 0.019082 | 0.018729 | 0.018451 | 0.018305 | 0.01856 | 0.019736 | 0 | 0 | 0 | 0 | 0 | 0
Program Specific1-in-10Size: 20 kW to 199.99 kWAll2017February Monthly Peak | Program Specific | 1-in-10 | Size: 20 kW to 199.99 kW | All | 2017 | February Monthly Peak | 2 | 14.5701 | 14.1556 | 14.0114 | 14.104 | 14.7168 | 16.3277 | 18.7371 | 20.4896 | 22.1627 | 22.9864 | 23.4684 | 23.6879 | 23.6535 | 23.6892 | 23.4841 | 22.8803 | 22.2454 | 22.4485 | 22.3783 | 21.2485 | 20.1675 | 18.7895 | 17.0271 | 15.6942 | 0 | 0 | 0 | 0 | 0 | 0 | 0 | 0 | 0 | 0 | 0 | 0.21805 | 0.21773 | 0.21806 | 0.21617 | 0.21061 | 0.20477 | 0.20664 | 0 | 0 | 0 | 0 | 0 | 0 | 52.25 | 51.75 | 51.75 | 50.75 | 51.5 | 50.75 | 51.5 | 52 | 52.25 | 53.75 | 54.5 | 55 | 55.75 | 54 | 53.25 | 52 | 49.75 | 48 | 47.25 | 48 | 47.75 | 46.75 | 47.75 | 46.75 | 0 | 0 | 0 | 0 | 0 | 0 | 0 | 0 | 0 | 0 | 0 | 0.022403 | 0.022477 | 0.022525 | 0.02244 | 0.022157 | 0.021847 | 0.021973 | 0 | 0 | 0 | 0 | 0 | 0
Program Specific1-in-10Size: 20 kW to 199.99 kWAll2017March Monthly Peak | Program Specific | 1-in-10 | Size: 20 kW to 199.99 kW | All | 2017 | March Monthly Peak | 3 | 15.9518 | 15.3389 | 15.0102 | 14.9602 | 15.4635 | 16.9441 | 19.5386 | 21.2674 | 23.395 | 25.1433 | 26.6241 | 27.6311 | 28.208 | 28.8373 | 28.9041 | 28.2962 | 27.1565 | 25.8021 | 24.4925 | 24.1527 | 22.8859 | 21.1638 | 18.9848 | 17.2668 | 0 | 0 | 0 | 0 | 0 | 0 | 0 | 0 | 0 | 0 | 0 | 0.25434 | 0.25965 | 0.26545 | 0.26606 | 0.26046 | 0.24997 | 0.23751 | 0 | 0 | 0 | 0 | 0 | 0 | 56 | 54.25 | 52.75 | 53.25 | 53.75 | 54 | 54 | 56.25 | 63.25 | 69 | 73.25 | 76 | 79.25 | 79 | 76.25 | 72.75 | 72.5 | 71 | 67.25 | 62.75 | 61.5 | 59.5 | 59.5 | 57.5 | 0 | 0 | 0 | 0 | 0 | 0 | 0 | 0 | 0 | 0 | 0 | 0.027026 | 0.027717 | 0.028272 | 0.028446 | 0.028215 | 0.02755 | 0.026362 | 0 | 0 | 0 | 0 | 0 | 0
Program Specific1-in-10Size: 20 kW to 199.99 kWAll2017April Monthly Peak | Program Specific | 1-in-10 | Size: 20 kW to 199.99 kW | All | 2017 | April Monthly Peak | 4 | 16.517 | 15.8026 | 15.402 | 15.3147 | 15.815 | 17.3371 | 19.617 | 21.9314 | 25.2919 | 28.1817 | 30.5526 | 32.1348 | 32.8474 | 33.3665 | 33.2787 | 32.4789 | 30.9896 | 28.962 | 26.3706 | 25.9882 | 24.8208 | 22.7548 | 20.2107 | 18.2065 | 0 | 0 | 0 | 0 | 0 | 0 | 0 | 0 | 0 | 0 | 0 | 0.2958 | 0.30236 | 0.30714 | 0.30633 | 0.29897 | 0.28526 | 0.26659 | 0 | 0 | 0 | 0 | 0 | 0 | 62.5 | 61.75 | 60 | 61.25 | 60.25 | 60.5 | 59.75 | 67.25 | 78.25 | 84.5 | 88.75 | 92 | 93.25 | 92.25 | 91.25 | 90.25 | 88.25 | 86.75 | 84 | 78.5 | 73.25 | 69.75 | 64.25 | 62.75 | 0 | 0 | 0 | 0 | 0 | 0 | 0 | 0 | 0 | 0 | 0 | 0.031423 | 0.032174 | 0.032584 | 0.032571 | 0.032227 | 0.031376 | 0.029687 | 0 | 0 | 0 | 0 | 0 | 0
Program Specific1-in-10Size: 20 kW to 199.99 kWAll2017May Monthly Peak | Program Specific | 1-in-10 | Size: 20 kW to 199.99 kW | All | 2017 | May Monthly Peak | 5 | 16.4436 | 15.761 | 15.3856 | 15.2986 | 15.8153 | 17.3095 | 19.3803 | 22.2418 | 25.7336 | 28.4768 | 30.673 | 32.1541 | 32.7485 | 33.1536 | 32.9384 | 32.0254 | 30.4915 | 28.4256 | 25.8322 | 25.1747 | 24.5848 | 22.5777 | 20.0835 | 18.1298 | 0 | 0 | 0 | 0 | 0 | 0 | 0 | 0 | 0 | 0 | 0 | 0.29598 | 0.30145 | 0.30518 | 0.3032 | 0.29479 | 0.28067 | 0.26166 | 0 | 0 | 0 | 0 | 0 | 0 | 65.75 | 65.25 | 65.75 | 65.5 | 64.5 | 63.75 | 63 | 69 | 80 | 85.5 | 89.25 | 92.75 | 92.75 | 91 | 91 | 89 | 85.75 | 84 | 82 | 80.25 | 74.25 | 69.75 | 68.75 | 67 | 0 | 0 | 0 | 0 | 0 | 0 | 0 | 0 | 0 | 0 | 0 | 0.031241 | 0.031878 | 0.032176 | 0.032065 | 0.031641 | 0.030778 | 0.029085 | 0 | 0 | 0 | 0 | 0 | 0
Program Specific1-in-10Size: 20 kW to 199.99 kWAll2017June Monthly Peak | Program Specific | 1-in-10 | Size: 20 kW to 199.99 kW | All | 2017 | June Monthly Peak | 6 | 16.8406 | 16.1477 | 15.7385 | 15.6577 | 16.1896 | 17.5826 | 19.661 | 22.4676 | 25.6663 | 28.3936 | 30.5144 | 31.8405 | 32.3065 | 32.572 | 32.3824 | 31.6224 | 30.3798 | 28.6179 | 26.2526 | 25.0852 | 24.6342 | 22.8768 | 20.4602 | 18.4711 | 0 | 0 | 0 | 0 | 0 | 0 | 0 | 0 | 0 | 0 | 0 | 0.29309 | 0.29738 | 0.29982 | 0.29808 | 0.29108 | 0.27964 | 0.26343 | 0 | 0 | 0 | 0 | 0 | 0 | 65.25 | 62.5 | 61.5 | 61.5 | 61.25 | 60.5 | 62 | 70.75 | 76.25 | 80 | 85 | 87.75 | 89.5 | 90 | 87.5 | 87.5 | 87.25 | 84.75 | 82.5 | 79.75 | 76 | 72.25 | 70.5 | 68 | 0 | 0 | 0 | 0 | 0 | 0 | 0 | 0 | 0 | 0 | 0 | 0.031379 | 0.031889 | 0.032084 | 0.031985 | 0.031602 | 0.030901 | 0.029456 | 0 | 0 | 0 | 0 | 0 | 0
Program Specific1-in-10Size: 20 kW to 199.99 kWAll2017July Monthly Peak | Program Specific | 1-in-10 | Size: 20 kW to 199.99 kW | All | 2017 | July Monthly Peak | 7 | 17.8176 | 17.0534 | 16.6099 | 16.5224 | 17.0913 | 18.7063 | 21.015 | 23.9635 | 27.2867 | 30.1024 | 32.3358 | 33.7804 | 34.3524 | 34.7049 | 34.6089 | 34.0458 | 32.8245 | 30.8886 | 28.0643 | 26.6362 | 26.1216 | 24.2651 | 21.7193 | 19.6279 | 0 | 0 | 0 | 0 | 0 | 0 | 0 | 0 | 0 | 0 | 0 | 0.31095 | 0.31621 | 0.31946 | 0.31857 | 0.31339 | 0.30215 | 0.28433 | 0 | 0 | 0 | 0 | 0 | 0 | 71 | 71.5 | 71 | 70.75 | 70 | 70 | 69.5 | 72.75 | 76.75 | 81.25 | 86.5 | 91.75 | 92 | 92.25 | 92.5 | 91.75 | 87.75 | 85 | 83.75 | 81.5 | 78.25 | 75 | 73.75 | 72.75 | 0 | 0 | 0 | 0 | 0 | 0 | 0 | 0 | 0 | 0 | 0 | 0.033494 | 0.0341 | 0.034403 | 0.034384 | 0.03412 | 0.033405 | 0.031747 | 0 | 0 | 0 | 0 | 0 | 0
Program Specific1-in-10Size: 20 kW to 199.99 kWAll2017August Monthly Peak | Program Specific | 1-in-10 | Size: 20 kW to 199.99 kW | All | 2017 | August Monthly Peak | 8 | 18.1457 | 17.3423 | 16.8894 | 16.7998 | 17.4164 | 19.1607 | 21.8579 | 24.9853 | 28.6352 | 31.6316 | 34.0784 | 35.5859 | 36.177 | 36.5309 | 36.3781 | 35.671 | 34.2946 | 32.2249 | 29.1726 | 27.884 | 26.9139 | 24.7755 | 22.1001 | 19.9767 | 0 | 0 | 0 | 0 | 0 | 0 | 0 | 0 | 0 | 0 | 0 | 0.32757 | 0.33301 | 0.33626 | 0.33486 | 0.32835 | 0.31568 | 0.29663 | 0 | 0 | 0 | 0 | 0 | 0 | 73 | 72.2 | 71.6 | 70.4 | 70.4 | 70.2 | 69.4 | 72.4 | 79.4 | 84 | 89.6 | 91.2 | 93 | 91.4 | 91.8 | 91.6 | 90.2 | 89.8 | 85.6 | 82.4 | 78.2 | 76.4 | 75.2 | 75.2 | 0 | 0 | 0 | 0 | 0 | 0 | 0 | 0 | 0 | 0 | 0 | 0.034738 | 0.035336 | 0.035586 | 0.035515 | 0.035203 | 0.034513 | 0.032837 | 0 | 0 | 0 | 0 | 0 | 0
Program Specific1-in-10Size: 20 kW to 199.99 kWAll2017September Monthly Peak | Program Specific | 1-in-10 | Size: 20 kW to 199.99 kW | All | 2017 | September Monthly Peak | 9 | 18.5027 | 17.7209 | 17.2813 | 17.2274 | 17.8983 | 19.7902 | 22.8806 | 26.0523 | 30.2877 | 33.697 | 36.3212 | 37.988 | 38.5395 | 38.8642 | 38.5766 | 37.5661 | 35.7816 | 33.4158 | 30.3235 | 29.4842 | 27.6466 | 25.2464 | 22.4435 | 20.2911 | 0 | 0 | 0 | 0 | 0 | 0 | 0 | 0 | 0 | 0 | 0 | 0.34968 | 0.35475 | 0.35774 | 0.35509 | 0.34579 | 0.32937 | 0.30759 | 0 | 0 | 0 | 0 | 0 | 0 | 70.5 | 70 | 70 | 69.75 | 70 | 68.75 | 71.5 | 73 | 80.75 | 87.5 | 96.75 | 100 | 101.5 | 101 | 99.75 | 98.75 | 97.25 | 95.5 | 92.75 | 84 | 79.5 | 77.25 | 76.25 | 74.25 | 0 | 0 | 0 | 0 | 0 | 0 | 0 | 0 | 0 | 0 | 0 | 0.03634 | 0.036901 | 0.037115 | 0.036928 | 0.036462 | 0.035508 | 0.033568 | 0 | 0 | 0 | 0 | 0 | 0
Program Specific1-in-10Size: 20 kW to 199.99 kWAll2017October Monthly Peak | Program Specific | 1-in-10 | Size: 20 kW to 199.99 kW | All | 2017 | October Monthly Peak | 10 | 17.2849 | 16.5657 | 16.1564 | 16.0788 | 16.6395 | 18.2747 | 21.2064 | 23.5741 | 27.0608 | 30.2769 | 32.9487 | 34.856 | 35.7797 | 36.4355 | 36.3069 | 35.3178 | 33.4975 | 31.0751 | 29.1686 | 27.8878 | 26.0016 | 23.7853 | 21.1078 | 19.0224 | 0 | 0 | 0 | 0 | 0 | 0 | 0 | 0 | 0 | 0 | 0 | 0.32085 | 0.32935 | 0.33539 | 0.3342 | 0.3251 | 0.30834 | 0.28604 | 0 | 0 | 0 | 0 | 0 | 0 | 68.5 | 66.5 | 66.75 | 66.5 | 65 | 64.75 | 64 | 67.5 | 76.25 | 83.75 | 89.5 | 91.75 | 92 | 92.75 | 91.5 | 90.25 | 90.25 | 87.75 | 83 | 79.5 | 75.5 | 72.25 | 69.75 | 69.25 | 0 | 0 | 0 | 0 | 0 | 0 | 0 | 0 | 0 | 0 | 0 | 0.033634 | 0.034612 | 0.035161 | 0.035136 | 0.03466 | 0.033575 | 0.031527 | 0 | 0 | 0 | 0 | 0 | 0
Program Specific1-in-10Size: 20 kW to 199.99 kWAll2017November Monthly Peak | Program Specific | 1-in-10 | Size: 20 kW to 199.99 kW | All | 2017 | November Monthly Peak | 11 | 16.0419 | 15.4949 | 15.1867 | 15.1909 | 15.7548 | 17.3369 | 19.4806 | 21.707 | 24.7331 | 27.2913 | 29.4005 | 30.8051 | 31.4408 | 31.9109 | 31.6554 | 30.5621 | 29.285 | 28.7432 | 26.3801 | 24.7799 | 23.2321 | 21.3596 | 19.1526 | 17.4051 | 0 | 0 | 0 | 0 | 0 | 0 | 0 | 0 | 0 | 0 | 0 | 0.28356 | 0.28941 | 0.29374 | 0.29139 | 0.28132 | 0.26957 | 0.26458 | 0 | 0 | 0 | 0 | 0 | 0 | 63 | 62.2 | 60.8 | 61.6 | 61.2 | 60.6 | 59.8 | 63.4 | 71.6 | 79.2 | 83 | 86.8 | 88 | 88.2 | 88 | 87.2 | 84 | 77.8 | 72.2 | 67.8 | 66 | 62.8 | 62 | 60.8 | 0 | 0 | 0 | 0 | 0 | 0 | 0 | 0 | 0 | 0 | 0 | 0.030172 | 0.030882 | 0.031266 | 0.031097 | 0.030347 | 0.02945 | 0.028942 | 0 | 0 | 0 | 0 | 0 | 0
Program Specific1-in-10Size: 20 kW to 199.99 kWAll2017December Monthly Peak | Program Specific | 1-in-10 | Size: 20 kW to 199.99 kW | All | 2017 | December Monthly Peak | 12 | 14.1419 | 13.7898 | 13.6648 | 13.7946 | 14.4187 | 16.0098 | 17.958 | 19.8979 | 21.6014 | 22.2727 | 22.5406 | 22.4921 | 22.1635 | 21.9218 | 21.5331 | 20.9356 | 20.7175 | 21.7069 | 21.1612 | 20.1097 | 19.1145 | 17.9264 | 16.3973 | 15.2104 | 0 | 0 | 0 | 0 | 0 | 0 | 0 | 0 | 0 | 0 | 0 | 0.20704 | 0.20401 | 0.20179 | 0.19821 | 0.19271 | 0.1907 | 0.19981 | 0 | 0 | 0 | 0 | 0 | 0 | 47.25 | 46.75 | 45.25 | 45 | 45.25 | 45.25 | 44.25 | 45.25 | 47.75 | 50.75 | 53 | 53.25 | 54 | 55 | 56 | 55 | 54.25 | 50.75 | 49.25 | 48.5 | 46.5 | 47.75 | 46 | 45.25 | 0 | 0 | 0 | 0 | 0 | 0 | 0 | 0 | 0 | 0 | 0 | 0.02085 | 0.020642 | 0.020459 | 0.020232 | 0.019875 | 0.01985 | 0.020703 | 0 | 0 | 0 | 0 | 0 | 0
Program Specific1-in-10Size: 20 kW to 199.99 kWAll2017Typical Event Day | Program Specific | 1-in-10 | Size: 20 kW to 199.99 kW | All | 2017 | Typical Event Day | 8 | 18.0908 | 17.2949 | 16.8447 | 16.7555 | 17.3677 | 19.1 | 21.7851 | 24.8524 | 28.4137 | 31.3315 | 33.7048 | 35.1651 | 35.7555 | 36.1282 | 35.9974 | 35.3023 | 33.9468 | 31.9044 | 28.9201 | 27.6669 | 26.7313 | 24.6268 | 21.9811 | 19.8773 | 0 | 0 | 0 | 0 | 0 | 0 | 0 | 0 | 0 | 0 | 0 | 0.32369 | 0.32913 | 0.33256 | 0.33135 | 0.32495 | 0.31248 | 0.29368 | 0 | 0 | 0 | 0 | 0 | 0 | 69.9375 | 69.05 | 68.525 | 68.1 | 67.9125 | 67.3625 | 68.1 | 72.225 | 78.2875 | 83.1875 | 89.4625 | 92.675 | 94 | 93.6625 | 92.8875 | 92.4 | 90.6125 | 88.7625 | 86.15 | 81.9125 | 77.9875 | 75.225 | 73.925 | 72.55 | 0 | 0 | 0 | 0 | 0 | 0 | 0 | 0 | 0 | 0 | 0 | 0.034391 | 0.034993 | 0.035264 | 0.035214 | 0.034905 | 0.034219 | 0.032561 | 0 | 0 | 0 | 0 | 0 | 0
Program Specific1-in-10Size: 20 kW to 199.99 kWAll2018January Monthly Peak | Program Specific | 1-in-10 | Size: 20 kW to 199.99 kW | All | 2018 | January Monthly Peak | 1 | 13.9211 | 13.5825 | 13.5038 | 13.6614 | 14.3447 | 15.996 | 18.6535 | 20.5478 | 21.9495 | 22.124 | 21.9438 | 21.6391 | 21.1065 | 20.7006 | 20.2652 | 19.8421 | 19.8362 | 21.1133 | 20.8352 | 19.863 | 18.9048 | 17.7486 | 16.1992 | 15.0514 | 0 | 0 | 0 | 0 | 0 | 0 | 0 | 0 | 0 | 0 | 0 | 0.19919 | 0.19428 | 0.19055 | 0.18654 | 0.18264 | 0.18259 | 0.19435 | 0 | 0 | 0 | 0 | 0 | 0 | 42 | 41 | 40 | 39.5 | 39 | 38.25 | 38.25 | 38.25 | 45.75 | 51.25 | 55.25 | 57 | 58 | 58.25 | 58 | 56.25 | 54.75 | 52.25 | 50.5 | 47.5 | 46 | 45.25 | 46.75 | 46.25 | 0 | 0 | 0 | 0 | 0 | 0 | 0 | 0 | 0 | 0 | 0 | 0.019495 | 0.019082 | 0.018729 | 0.018451 | 0.018305 | 0.01856 | 0.019736 | 0 | 0 | 0 | 0 | 0 | 0
Program Specific1-in-10Size: 20 kW to 199.99 kWAll2018February Monthly Peak | Program Specific | 1-in-10 | Size: 20 kW to 199.99 kW | All | 2018 | February Monthly Peak | 2 | 14.5701 | 14.1556 | 14.0114 | 14.104 | 14.7168 | 16.3277 | 18.7371 | 20.4896 | 22.1627 | 22.9864 | 23.4684 | 23.6879 | 23.6535 | 23.6892 | 23.4841 | 22.8803 | 22.2454 | 22.4485 | 22.3783 | 21.2485 | 20.1675 | 18.7895 | 17.0271 | 15.6942 | 0 | 0 | 0 | 0 | 0 | 0 | 0 | 0 | 0 | 0 | 0 | 0.21805 | 0.21773 | 0.21806 | 0.21617 | 0.21061 | 0.20477 | 0.20664 | 0 | 0 | 0 | 0 | 0 | 0 | 52.25 | 51.75 | 51.75 | 50.75 | 51.5 | 50.75 | 51.5 | 52 | 52.25 | 53.75 | 54.5 | 55 | 55.75 | 54 | 53.25 | 52 | 49.75 | 48 | 47.25 | 48 | 47.75 | 46.75 | 47.75 | 46.75 | 0 | 0 | 0 | 0 | 0 | 0 | 0 | 0 | 0 | 0 | 0 | 0.022403 | 0.022477 | 0.022525 | 0.02244 | 0.022157 | 0.021847 | 0.021973 | 0 | 0 | 0 | 0 | 0 | 0
Program Specific1-in-10Size: 20 kW to 199.99 kWAll2018March Monthly Peak | Program Specific | 1-in-10 | Size: 20 kW to 199.99 kW | All | 2018 | March Monthly Peak | 3 | 15.9518 | 15.3389 | 15.0102 | 14.9602 | 15.4635 | 16.9441 | 19.5386 | 21.2674 | 23.395 | 25.1433 | 26.624 | 27.6311 | 28.208 | 28.8373 | 28.9041 | 28.2962 | 27.1565 | 25.8021 | 24.4925 | 24.1527 | 22.8859 | 21.1638 | 18.9848 | 17.2668 | 0 | 0 | 0 | 0 | 0 | 0 | 0 | 0 | 0 | 0 | 0 | 0.25434 | 0.25965 | 0.26545 | 0.26606 | 0.26046 | 0.24997 | 0.23751 | 0 | 0 | 0 | 0 | 0 | 0 | 56 | 54.25 | 52.75 | 53.25 | 53.75 | 54 | 54 | 56.25 | 63.25 | 69 | 73.25 | 76 | 79.25 | 79 | 76.25 | 72.75 | 72.5 | 71 | 67.25 | 62.75 | 61.5 | 59.5 | 59.5 | 57.5 | 0 | 0 | 0 | 0 | 0 | 0 | 0 | 0 | 0 | 0 | 0 | 0.027026 | 0.027717 | 0.028272 | 0.028446 | 0.028215 | 0.02755 | 0.026362 | 0 | 0 | 0 | 0 | 0 | 0
Program Specific1-in-10Size: 20 kW to 199.99 kWAll2018April Monthly Peak | Program Specific | 1-in-10 | Size: 20 kW to 199.99 kW | All | 2018 | April Monthly Peak | 4 | 16.517 | 15.8026 | 15.402 | 15.3147 | 15.815 | 17.3371 | 19.617 | 21.9314 | 25.2919 | 28.1817 | 30.5526 | 32.1348 | 32.8474 | 33.3665 | 33.2787 | 32.4789 | 30.9896 | 28.962 | 26.3706 | 25.9882 | 24.8208 | 22.7548 | 20.2107 | 18.2065 | 0 | 0 | 0 | 0 | 0 | 0 | 0 | 0 | 0 | 0 | 0 | 0.2958 | 0.30236 | 0.30714 | 0.30633 | 0.29897 | 0.28526 | 0.26659 | 0 | 0 | 0 | 0 | 0 | 0 | 62.5 | 61.75 | 60 | 61.25 | 60.25 | 60.5 | 59.75 | 67.25 | 78.25 | 84.5 | 88.75 | 92 | 93.25 | 92.25 | 91.25 | 90.25 | 88.25 | 86.75 | 84 | 78.5 | 73.25 | 69.75 | 64.25 | 62.75 | 0 | 0 | 0 | 0 | 0 | 0 | 0 | 0 | 0 | 0 | 0 | 0.031423 | 0.032174 | 0.032584 | 0.032571 | 0.032227 | 0.031376 | 0.029687 | 0 | 0 | 0 | 0 | 0 | 0
Program Specific1-in-10Size: 20 kW to 199.99 kWAll2018May Monthly Peak | Program Specific | 1-in-10 | Size: 20 kW to 199.99 kW | All | 2018 | May Monthly Peak | 5 | 16.4436 | 15.761 | 15.3856 | 15.2986 | 15.8153 | 17.3095 | 19.3803 | 22.2418 | 25.7336 | 28.4768 | 30.673 | 32.1541 | 32.7485 | 33.1536 | 32.9384 | 32.0254 | 30.4915 | 28.4256 | 25.8322 | 25.1747 | 24.5848 | 22.5777 | 20.0835 | 18.1298 | 0 | 0 | 0 | 0 | 0 | 0 | 0 | 0 | 0 | 0 | 0 | 0.29598 | 0.30145 | 0.30518 | 0.3032 | 0.29479 | 0.28067 | 0.26166 | 0 | 0 | 0 | 0 | 0 | 0 | 65.75 | 65.25 | 65.75 | 65.5 | 64.5 | 63.75 | 63 | 69 | 80 | 85.5 | 89.25 | 92.75 | 92.75 | 91 | 91 | 89 | 85.75 | 84 | 82 | 80.25 | 74.25 | 69.75 | 68.75 | 67 | 0 | 0 | 0 | 0 | 0 | 0 | 0 | 0 | 0 | 0 | 0 | 0.031241 | 0.031878 | 0.032176 | 0.032065 | 0.031641 | 0.030778 | 0.029085 | 0 | 0 | 0 | 0 | 0 | 0
Program Specific1-in-10Size: 20 kW to 199.99 kWAll2018June Monthly Peak | Program Specific | 1-in-10 | Size: 20 kW to 199.99 kW | All | 2018 | June Monthly Peak | 6 | 16.8406 | 16.1477 | 15.7385 | 15.6577 | 16.1896 | 17.5826 | 19.661 | 22.4676 | 25.6663 | 28.3936 | 30.5144 | 31.8405 | 32.3065 | 32.572 | 32.3824 | 31.6224 | 30.3798 | 28.6179 | 26.2526 | 25.0852 | 24.6342 | 22.8768 | 20.4602 | 18.4711 | 0 | 0 | 0 | 0 | 0 | 0 | 0 | 0 | 0 | 0 | 0 | 0.29309 | 0.29738 | 0.29982 | 0.29808 | 0.29108 | 0.27964 | 0.26343 | 0 | 0 | 0 | 0 | 0 | 0 | 65.25 | 62.5 | 61.5 | 61.5 | 61.25 | 60.5 | 62 | 70.75 | 76.25 | 80 | 85 | 87.75 | 89.5 | 90 | 87.5 | 87.5 | 87.25 | 84.75 | 82.5 | 79.75 | 76 | 72.25 | 70.5 | 68 | 0 | 0 | 0 | 0 | 0 | 0 | 0 | 0 | 0 | 0 | 0 | 0.031379 | 0.031889 | 0.032084 | 0.031985 | 0.031602 | 0.030901 | 0.029456 | 0 | 0 | 0 | 0 | 0 | 0
Program Specific1-in-10Size: 20 kW to 199.99 kWAll2018July Monthly Peak | Program Specific | 1-in-10 | Size: 20 kW to 199.99 kW | All | 2018 | July Monthly Peak | 7 | 17.8176 | 17.0534 | 16.6099 | 16.5224 | 17.0913 | 18.7063 | 21.015 | 23.9635 | 27.2867 | 30.1024 | 32.3358 | 33.7804 | 34.3524 | 34.7049 | 34.6089 | 34.0458 | 32.8245 | 30.8886 | 28.0643 | 26.6362 | 26.1216 | 24.2651 | 21.7193 | 19.6279 | 0 | 0 | 0 | 0 | 0 | 0 | 0 | 0 | 0 | 0 | 0 | 0.31095 | 0.31621 | 0.31946 | 0.31857 | 0.31339 | 0.30215 | 0.28433 | 0 | 0 | 0 | 0 | 0 | 0 | 71 | 71.5 | 71 | 70.75 | 70 | 70 | 69.5 | 72.75 | 76.75 | 81.25 | 86.5 | 91.75 | 92 | 92.25 | 92.5 | 91.75 | 87.75 | 85 | 83.75 | 81.5 | 78.25 | 75 | 73.75 | 72.75 | 0 | 0 | 0 | 0 | 0 | 0 | 0 | 0 | 0 | 0 | 0 | 0.033494 | 0.0341 | 0.034403 | 0.034384 | 0.03412 | 0.033405 | 0.031747 | 0 | 0 | 0 | 0 | 0 | 0
Program Specific1-in-10Size: 20 kW to 199.99 kWAll2018August Monthly Peak | Program Specific | 1-in-10 | Size: 20 kW to 199.99 kW | All | 2018 | August Monthly Peak | 8 | 18.1457 | 17.3423 | 16.8894 | 16.7998 | 17.4164 | 19.1607 | 21.8579 | 24.9853 | 28.6352 | 31.6316 | 34.0784 | 35.5859 | 36.177 | 36.5309 | 36.3781 | 35.671 | 34.2946 | 32.2249 | 29.1726 | 27.884 | 26.9139 | 24.7755 | 22.1001 | 19.9767 | 0 | 0 | 0 | 0 | 0 | 0 | 0 | 0 | 0 | 0 | 0 | 0.32757 | 0.33301 | 0.33626 | 0.33486 | 0.32835 | 0.31568 | 0.29663 | 0 | 0 | 0 | 0 | 0 | 0 | 73 | 72.2 | 71.6 | 70.4 | 70.4 | 70.2 | 69.4 | 72.4 | 79.4 | 84 | 89.6 | 91.2 | 93 | 91.4 | 91.8 | 91.6 | 90.2 | 89.8 | 85.6 | 82.4 | 78.2 | 76.4 | 75.2 | 75.2 | 0 | 0 | 0 | 0 | 0 | 0 | 0 | 0 | 0 | 0 | 0 | 0.034738 | 0.035336 | 0.035586 | 0.035515 | 0.035203 | 0.034513 | 0.032837 | 0 | 0 | 0 | 0 | 0 | 0
Program Specific1-in-10Size: 20 kW to 199.99 kWAll2018September Monthly Peak | Program Specific | 1-in-10 | Size: 20 kW to 199.99 kW | All | 2018 | September Monthly Peak | 9 | 18.5027 | 17.7209 | 17.2813 | 17.2274 | 17.8983 | 19.7902 | 22.8806 | 26.0523 | 30.2877 | 33.697 | 36.3212 | 37.988 | 38.5395 | 38.8642 | 38.5767 | 37.5661 | 35.7816 | 33.4158 | 30.3235 | 29.4842 | 27.6466 | 25.2464 | 22.4435 | 20.2911 | 0 | 0 | 0 | 0 | 0 | 0 | 0 | 0 | 0 | 0 | 0 | 0.34968 | 0.35475 | 0.35774 | 0.35509 | 0.34579 | 0.32937 | 0.30759 | 0 | 0 | 0 | 0 | 0 | 0 | 70.5 | 70 | 70 | 69.75 | 70 | 68.75 | 71.5 | 73 | 80.75 | 87.5 | 96.75 | 100 | 101.5 | 101 | 99.75 | 98.75 | 97.25 | 95.5 | 92.75 | 84 | 79.5 | 77.25 | 76.25 | 74.25 | 0 | 0 | 0 | 0 | 0 | 0 | 0 | 0 | 0 | 0 | 0 | 0.03634 | 0.036901 | 0.037115 | 0.036928 | 0.036462 | 0.035508 | 0.033568 | 0 | 0 | 0 | 0 | 0 | 0
Program Specific1-in-10Size: 20 kW to 199.99 kWAll2018October Monthly Peak | Program Specific | 1-in-10 | Size: 20 kW to 199.99 kW | All | 2018 | October Monthly Peak | 10 | 17.2849 | 16.5657 | 16.1564 | 16.0788 | 16.6395 | 18.2747 | 21.2064 | 23.5741 | 27.0608 | 30.2769 | 32.9487 | 34.856 | 35.7797 | 36.4355 | 36.3069 | 35.3178 | 33.4975 | 31.0751 | 29.1686 | 27.8878 | 26.0016 | 23.7853 | 21.1078 | 19.0224 | 0 | 0 | 0 | 0 | 0 | 0 | 0 | 0 | 0 | 0 | 0 | 0.32085 | 0.32935 | 0.33539 | 0.3342 | 0.3251 | 0.30834 | 0.28604 | 0 | 0 | 0 | 0 | 0 | 0 | 68.5 | 66.5 | 66.75 | 66.5 | 65 | 64.75 | 64 | 67.5 | 76.25 | 83.75 | 89.5 | 91.75 | 92 | 92.75 | 91.5 | 90.25 | 90.25 | 87.75 | 83 | 79.5 | 75.5 | 72.25 | 69.75 | 69.25 | 0 | 0 | 0 | 0 | 0 | 0 | 0 | 0 | 0 | 0 | 0 | 0.033634 | 0.034612 | 0.035161 | 0.035136 | 0.03466 | 0.033575 | 0.031527 | 0 | 0 | 0 | 0 | 0 | 0
Program Specific1-in-10Size: 20 kW to 199.99 kWAll2018November Monthly Peak | Program Specific | 1-in-10 | Size: 20 kW to 199.99 kW | All | 2018 | November Monthly Peak | 11 | 16.0419 | 15.4949 | 15.1867 | 15.1909 | 15.7548 | 17.3369 | 19.4806 | 21.707 | 24.7331 | 27.2913 | 29.4005 | 30.8051 | 31.4408 | 31.9109 | 31.6554 | 30.5621 | 29.285 | 28.7432 | 26.3801 | 24.7799 | 23.2321 | 21.3596 | 19.1526 | 17.4051 | 0 | 0 | 0 | 0 | 0 | 0 | 0 | 0 | 0 | 0 | 0 | 0.28356 | 0.28941 | 0.29374 | 0.29139 | 0.28132 | 0.26957 | 0.26458 | 0 | 0 | 0 | 0 | 0 | 0 | 63 | 62.2 | 60.8 | 61.6 | 61.2 | 60.6 | 59.8 | 63.4 | 71.6 | 79.2 | 83 | 86.8 | 88 | 88.2 | 88 | 87.2 | 84 | 77.8 | 72.2 | 67.8 | 66 | 62.8 | 62 | 60.8 | 0 | 0 | 0 | 0 | 0 | 0 | 0 | 0 | 0 | 0 | 0 | 0.030172 | 0.030882 | 0.031266 | 0.031097 | 0.030347 | 0.02945 | 0.028942 | 0 | 0 | 0 | 0 | 0 | 0
Program Specific1-in-10Size: 20 kW to 199.99 kWAll2018December Monthly Peak | Program Specific | 1-in-10 | Size: 20 kW to 199.99 kW | All | 2018 | December Monthly Peak | 12 | 14.1419 | 13.7898 | 13.6648 | 13.7946 | 14.4187 | 16.0098 | 17.958 | 19.8979 | 21.6014 | 22.2727 | 22.5406 | 22.4921 | 22.1635 | 21.9218 | 21.5331 | 20.9356 | 20.7175 | 21.7069 | 21.1612 | 20.1097 | 19.1145 | 17.9264 | 16.3973 | 15.2104 | 0 | 0 | 0 | 0 | 0 | 0 | 0 | 0 | 0 | 0 | 0 | 0.20704 | 0.20401 | 0.20179 | 0.19821 | 0.19271 | 0.1907 | 0.19981 | 0 | 0 | 0 | 0 | 0 | 0 | 47.25 | 46.75 | 45.25 | 45 | 45.25 | 45.25 | 44.25 | 45.25 | 47.75 | 50.75 | 53 | 53.25 | 54 | 55 | 56 | 55 | 54.25 | 50.75 | 49.25 | 48.5 | 46.5 | 47.75 | 46 | 45.25 | 0 | 0 | 0 | 0 | 0 | 0 | 0 | 0 | 0 | 0 | 0 | 0.02085 | 0.020642 | 0.020459 | 0.020232 | 0.019875 | 0.01985 | 0.020703 | 0 | 0 | 0 | 0 | 0 | 0
Program Specific1-in-10Size: 20 kW to 199.99 kWAll2018Typical Event Day | Program Specific | 1-in-10 | Size: 20 kW to 199.99 kW | All | 2018 | Typical Event Day | 8 | 18.0908 | 17.2949 | 16.8447 | 16.7555 | 17.3677 | 19.1 | 21.7851 | 24.8524 | 28.4137 | 31.3315 | 33.7048 | 35.1652 | 35.7555 | 36.1282 | 35.9974 | 35.3023 | 33.9468 | 31.9044 | 28.9201 | 27.6669 | 26.7313 | 24.6268 | 21.9811 | 19.8773 | 0 | 0 | 0 | 0 | 0 | 0 | 0 | 0 | 0 | 0 | 0 | 0.32369 | 0.32913 | 0.33256 | 0.33135 | 0.32495 | 0.31248 | 0.29368 | 0 | 0 | 0 | 0 | 0 | 0 | 69.9375 | 69.05 | 68.525 | 68.1 | 67.9125 | 67.3625 | 68.1 | 72.225 | 78.2875 | 83.1875 | 89.4625 | 92.675 | 94 | 93.6625 | 92.8875 | 92.4 | 90.6125 | 88.7625 | 86.15 | 81.9125 | 77.9875 | 75.225 | 73.925 | 72.55 | 0 | 0 | 0 | 0 | 0 | 0 | 0 | 0 | 0 | 0 | 0 | 0.034391 | 0.034993 | 0.035264 | 0.035214 | 0.034905 | 0.034219 | 0.032561 | 0 | 0 | 0 | 0 | 0 | 0
Program Specific1-in-10Size: 20 kW to 199.99 kWAll2019January Monthly Peak | Program Specific | 1-in-10 | Size: 20 kW to 199.99 kW | All | 2019 | January Monthly Peak | 1 | 13.9211 | 13.5825 | 13.5038 | 13.6614 | 14.3447 | 15.996 | 18.6535 | 20.5478 | 21.9495 | 22.124 | 21.9438 | 21.6391 | 21.1065 | 20.7006 | 20.2652 | 19.8421 | 19.8362 | 21.1133 | 20.8352 | 19.863 | 18.9048 | 17.7486 | 16.1992 | 15.0514 | 0 | 0 | 0 | 0 | 0 | 0 | 0 | 0 | 0 | 0 | 0 | 0.19919 | 0.19428 | 0.19055 | 0.18654 | 0.18264 | 0.18259 | 0.19435 | 0 | 0 | 0 | 0 | 0 | 0 | 42 | 41 | 40 | 39.5 | 39 | 38.25 | 38.25 | 38.25 | 45.75 | 51.25 | 55.25 | 57 | 58 | 58.25 | 58 | 56.25 | 54.75 | 52.25 | 50.5 | 47.5 | 46 | 45.25 | 46.75 | 46.25 | 0 | 0 | 0 | 0 | 0 | 0 | 0 | 0 | 0 | 0 | 0 | 0.019495 | 0.019082 | 0.018729 | 0.018451 | 0.018305 | 0.01856 | 0.019736 | 0 | 0 | 0 | 0 | 0 | 0
Program Specific1-in-10Size: 20 kW to 199.99 kWAll2019February Monthly Peak | Program Specific | 1-in-10 | Size: 20 kW to 199.99 kW | All | 2019 | February Monthly Peak | 2 | 14.5701 | 14.1556 | 14.0114 | 14.104 | 14.7168 | 16.3277 | 18.7371 | 20.4896 | 22.1627 | 22.9864 | 23.4684 | 23.6879 | 23.6535 | 23.6892 | 23.4841 | 22.8803 | 22.2454 | 22.4485 | 22.3783 | 21.2485 | 20.1675 | 18.7895 | 17.0271 | 15.6942 | 0 | 0 | 0 | 0 | 0 | 0 | 0 | 0 | 0 | 0 | 0 | 0.21805 | 0.21773 | 0.21806 | 0.21617 | 0.21061 | 0.20477 | 0.20664 | 0 | 0 | 0 | 0 | 0 | 0 | 52.25 | 51.75 | 51.75 | 50.75 | 51.5 | 50.75 | 51.5 | 52 | 52.25 | 53.75 | 54.5 | 55 | 55.75 | 54 | 53.25 | 52 | 49.75 | 48 | 47.25 | 48 | 47.75 | 46.75 | 47.75 | 46.75 | 0 | 0 | 0 | 0 | 0 | 0 | 0 | 0 | 0 | 0 | 0 | 0.022403 | 0.022477 | 0.022525 | 0.02244 | 0.022157 | 0.021847 | 0.021973 | 0 | 0 | 0 | 0 | 0 | 0
Program Specific1-in-10Size: 20 kW to 199.99 kWAll2019March Monthly Peak | Program Specific | 1-in-10 | Size: 20 kW to 199.99 kW | All | 2019 | March Monthly Peak | 3 | 15.9518 | 15.3389 | 15.0102 | 14.9602 | 15.4635 | 16.9441 | 19.5386 | 21.2674 | 23.395 | 25.1433 | 26.624 | 27.6311 | 28.208 | 28.8373 | 28.9041 | 28.2962 | 27.1565 | 25.8021 | 24.4925 | 24.1527 | 22.8859 | 21.1638 | 18.9848 | 17.2668 | 0 | 0 | 0 | 0 | 0 | 0 | 0 | 0 | 0 | 0 | 0 | 0.25434 | 0.25965 | 0.26545 | 0.26606 | 0.26046 | 0.24997 | 0.23751 | 0 | 0 | 0 | 0 | 0 | 0 | 56 | 54.25 | 52.75 | 53.25 | 53.75 | 54 | 54 | 56.25 | 63.25 | 69 | 73.25 | 76 | 79.25 | 79 | 76.25 | 72.75 | 72.5 | 71 | 67.25 | 62.75 | 61.5 | 59.5 | 59.5 | 57.5 | 0 | 0 | 0 | 0 | 0 | 0 | 0 | 0 | 0 | 0 | 0 | 0.027026 | 0.027717 | 0.028272 | 0.028446 | 0.028215 | 0.02755 | 0.026362 | 0 | 0 | 0 | 0 | 0 | 0
Program Specific1-in-10Size: 20 kW to 199.99 kWAll2019April Monthly Peak | Program Specific | 1-in-10 | Size: 20 kW to 199.99 kW | All | 2019 | April Monthly Peak | 4 | 16.517 | 15.8026 | 15.402 | 15.3147 | 15.815 | 17.3371 | 19.617 | 21.9314 | 25.2919 | 28.1817 | 30.5526 | 32.1348 | 32.8474 | 33.3665 | 33.2787 | 32.4789 | 30.9896 | 28.962 | 26.3706 | 25.9882 | 24.8208 | 22.7548 | 20.2107 | 18.2065 | 0 | 0 | 0 | 0 | 0 | 0 | 0 | 0 | 0 | 0 | 0 | 0.2958 | 0.30236 | 0.30714 | 0.30633 | 0.29897 | 0.28526 | 0.26659 | 0 | 0 | 0 | 0 | 0 | 0 | 62.5 | 61.75 | 60 | 61.25 | 60.25 | 60.5 | 59.75 | 67.25 | 78.25 | 84.5 | 88.75 | 92 | 93.25 | 92.25 | 91.25 | 90.25 | 88.25 | 86.75 | 84 | 78.5 | 73.25 | 69.75 | 64.25 | 62.75 | 0 | 0 | 0 | 0 | 0 | 0 | 0 | 0 | 0 | 0 | 0 | 0.031423 | 0.032174 | 0.032584 | 0.032571 | 0.032227 | 0.031376 | 0.029687 | 0 | 0 | 0 | 0 | 0 | 0
Program Specific1-in-10Size: 20 kW to 199.99 kWAll2019May Monthly Peak | Program Specific | 1-in-10 | Size: 20 kW to 199.99 kW | All | 2019 | May Monthly Peak | 5 | 16.4436 | 15.761 | 15.3856 | 15.2986 | 15.8153 | 17.3095 | 19.3803 | 22.2418 | 25.7336 | 28.4768 | 30.673 | 32.1541 | 32.7485 | 33.1536 | 32.9384 | 32.0254 | 30.4915 | 28.4256 | 25.8322 | 25.1747 | 24.5848 | 22.5777 | 20.0835 | 18.1298 | 0 | 0 | 0 | 0 | 0 | 0 | 0 | 0 | 0 | 0 | 0 | 0.29598 | 0.30145 | 0.30518 | 0.3032 | 0.29479 | 0.28067 | 0.26166 | 0 | 0 | 0 | 0 | 0 | 0 | 65.75 | 65.25 | 65.75 | 65.5 | 64.5 | 63.75 | 63 | 69 | 80 | 85.5 | 89.25 | 92.75 | 92.75 | 91 | 91 | 89 | 85.75 | 84 | 82 | 80.25 | 74.25 | 69.75 | 68.75 | 67 | 0 | 0 | 0 | 0 | 0 | 0 | 0 | 0 | 0 | 0 | 0 | 0.031241 | 0.031878 | 0.032176 | 0.032065 | 0.031641 | 0.030778 | 0.029085 | 0 | 0 | 0 | 0 | 0 | 0
Program Specific1-in-10Size: 20 kW to 199.99 kWAll2019June Monthly Peak | Program Specific | 1-in-10 | Size: 20 kW to 199.99 kW | All | 2019 | June Monthly Peak | 6 | 16.8406 | 16.1477 | 15.7385 | 15.6577 | 16.1896 | 17.5826 | 19.661 | 22.4676 | 25.6663 | 28.3936 | 30.5144 | 31.8405 | 32.3065 | 32.572 | 32.3824 | 31.6224 | 30.3798 | 28.6179 | 26.2526 | 25.0852 | 24.6342 | 22.8768 | 20.4602 | 18.4711 | 0 | 0 | 0 | 0 | 0 | 0 | 0 | 0 | 0 | 0 | 0 | 0.29309 | 0.29738 | 0.29982 | 0.29808 | 0.29108 | 0.27964 | 0.26343 | 0 | 0 | 0 | 0 | 0 | 0 | 65.25 | 62.5 | 61.5 | 61.5 | 61.25 | 60.5 | 62 | 70.75 | 76.25 | 80 | 85 | 87.75 | 89.5 | 90 | 87.5 | 87.5 | 87.25 | 84.75 | 82.5 | 79.75 | 76 | 72.25 | 70.5 | 68 | 0 | 0 | 0 | 0 | 0 | 0 | 0 | 0 | 0 | 0 | 0 | 0.031379 | 0.031889 | 0.032084 | 0.031985 | 0.031602 | 0.030901 | 0.029456 | 0 | 0 | 0 | 0 | 0 | 0
Program Specific1-in-10Size: 20 kW to 199.99 kWAll2019July Monthly Peak | Program Specific | 1-in-10 | Size: 20 kW to 199.99 kW | All | 2019 | July Monthly Peak | 7 | 17.8176 | 17.0534 | 16.6099 | 16.5224 | 17.0913 | 18.7063 | 21.015 | 23.9635 | 27.2867 | 30.1024 | 32.3358 | 33.7804 | 34.3524 | 34.7049 | 34.6089 | 34.0458 | 32.8245 | 30.8886 | 28.0643 | 26.6362 | 26.1216 | 24.2651 | 21.7193 | 19.6279 | 0 | 0 | 0 | 0 | 0 | 0 | 0 | 0 | 0 | 0 | 0 | 0.31095 | 0.31621 | 0.31946 | 0.31857 | 0.31339 | 0.30215 | 0.28433 | 0 | 0 | 0 | 0 | 0 | 0 | 71 | 71.5 | 71 | 70.75 | 70 | 70 | 69.5 | 72.75 | 76.75 | 81.25 | 86.5 | 91.75 | 92 | 92.25 | 92.5 | 91.75 | 87.75 | 85 | 83.75 | 81.5 | 78.25 | 75 | 73.75 | 72.75 | 0 | 0 | 0 | 0 | 0 | 0 | 0 | 0 | 0 | 0 | 0 | 0.033494 | 0.0341 | 0.034403 | 0.034384 | 0.03412 | 0.033405 | 0.031747 | 0 | 0 | 0 | 0 | 0 | 0
Program Specific1-in-10Size: 20 kW to 199.99 kWAll2019August Monthly Peak | Program Specific | 1-in-10 | Size: 20 kW to 199.99 kW | All | 2019 | August Monthly Peak | 8 | 18.1457 | 17.3423 | 16.8894 | 16.7998 | 17.4164 | 19.1607 | 21.8579 | 24.9853 | 28.6352 | 31.6316 | 34.0784 | 35.5859 | 36.177 | 36.5309 | 36.3781 | 35.671 | 34.2946 | 32.2249 | 29.1726 | 27.884 | 26.9139 | 24.7755 | 22.1001 | 19.9767 | 0 | 0 | 0 | 0 | 0 | 0 | 0 | 0 | 0 | 0 | 0 | 0.32757 | 0.33301 | 0.33626 | 0.33486 | 0.32835 | 0.31568 | 0.29663 | 0 | 0 | 0 | 0 | 0 | 0 | 73 | 72.2 | 71.6 | 70.4 | 70.4 | 70.2 | 69.4 | 72.4 | 79.4 | 84 | 89.6 | 91.2 | 93 | 91.4 | 91.8 | 91.6 | 90.2 | 89.8 | 85.6 | 82.4 | 78.2 | 76.4 | 75.2 | 75.2 | 0 | 0 | 0 | 0 | 0 | 0 | 0 | 0 | 0 | 0 | 0 | 0.034738 | 0.035336 | 0.035586 | 0.035515 | 0.035203 | 0.034513 | 0.032837 | 0 | 0 | 0 | 0 | 0 | 0
Program Specific1-in-10Size: 20 kW to 199.99 kWAll2019September Monthly Peak | Program Specific | 1-in-10 | Size: 20 kW to 199.99 kW | All | 2019 | September Monthly Peak | 9 | 18.5027 | 17.7209 | 17.2813 | 17.2274 | 17.8983 | 19.7902 | 22.8806 | 26.0523 | 30.2877 | 33.697 | 36.3212 | 37.988 | 38.5395 | 38.8642 | 38.5767 | 37.5661 | 35.7816 | 33.4158 | 30.3235 | 29.4842 | 27.6466 | 25.2464 | 22.4435 | 20.2911 | 0 | 0 | 0 | 0 | 0 | 0 | 0 | 0 | 0 | 0 | 0 | 0.34968 | 0.35475 | 0.35774 | 0.35509 | 0.34579 | 0.32937 | 0.30759 | 0 | 0 | 0 | 0 | 0 | 0 | 70.5 | 70 | 70 | 69.75 | 70 | 68.75 | 71.5 | 73 | 80.75 | 87.5 | 96.75 | 100 | 101.5 | 101 | 99.75 | 98.75 | 97.25 | 95.5 | 92.75 | 84 | 79.5 | 77.25 | 76.25 | 74.25 | 0 | 0 | 0 | 0 | 0 | 0 | 0 | 0 | 0 | 0 | 0 | 0.03634 | 0.036901 | 0.037115 | 0.036928 | 0.036462 | 0.035508 | 0.033568 | 0 | 0 | 0 | 0 | 0 | 0
Program Specific1-in-10Size: 20 kW to 199.99 kWAll2019October Monthly Peak | Program Specific | 1-in-10 | Size: 20 kW to 199.99 kW | All | 2019 | October Monthly Peak | 10 | 17.2849 | 16.5657 | 16.1564 | 16.0788 | 16.6395 | 18.2747 | 21.2064 | 23.5741 | 27.0608 | 30.2769 | 32.9487 | 34.856 | 35.7797 | 36.4355 | 36.3069 | 35.3178 | 33.4975 | 31.0751 | 29.1686 | 27.8878 | 26.0016 | 23.7853 | 21.1078 | 19.0224 | 0 | 0 | 0 | 0 | 0 | 0 | 0 | 0 | 0 | 0 | 0 | 0.32085 | 0.32935 | 0.33539 | 0.3342 | 0.3251 | 0.30834 | 0.28604 | 0 | 0 | 0 | 0 | 0 | 0 | 68.5 | 66.5 | 66.75 | 66.5 | 65 | 64.75 | 64 | 67.5 | 76.25 | 83.75 | 89.5 | 91.75 | 92 | 92.75 | 91.5 | 90.25 | 90.25 | 87.75 | 83 | 79.5 | 75.5 | 72.25 | 69.75 | 69.25 | 0 | 0 | 0 | 0 | 0 | 0 | 0 | 0 | 0 | 0 | 0 | 0.033634 | 0.034612 | 0.035161 | 0.035136 | 0.03466 | 0.033575 | 0.031527 | 0 | 0 | 0 | 0 | 0 | 0
Program Specific1-in-10Size: 20 kW to 199.99 kWAll2019November Monthly Peak | Program Specific | 1-in-10 | Size: 20 kW to 199.99 kW | All | 2019 | November Monthly Peak | 11 | 16.0419 | 15.4949 | 15.1867 | 15.1909 | 15.7548 | 17.3369 | 19.4806 | 21.707 | 24.7331 | 27.2913 | 29.4005 | 30.8051 | 31.4408 | 31.9109 | 31.6554 | 30.5621 | 29.285 | 28.7432 | 26.3801 | 24.7799 | 23.2321 | 21.3596 | 19.1526 | 17.4051 | 0 | 0 | 0 | 0 | 0 | 0 | 0 | 0 | 0 | 0 | 0 | 0.28356 | 0.28941 | 0.29374 | 0.29139 | 0.28132 | 0.26957 | 0.26458 | 0 | 0 | 0 | 0 | 0 | 0 | 63 | 62.2 | 60.8 | 61.6 | 61.2 | 60.6 | 59.8 | 63.4 | 71.6 | 79.2 | 83 | 86.8 | 88 | 88.2 | 88 | 87.2 | 84 | 77.8 | 72.2 | 67.8 | 66 | 62.8 | 62 | 60.8 | 0 | 0 | 0 | 0 | 0 | 0 | 0 | 0 | 0 | 0 | 0 | 0.030172 | 0.030882 | 0.031266 | 0.031097 | 0.030347 | 0.02945 | 0.028942 | 0 | 0 | 0 | 0 | 0 | 0
Program Specific1-in-10Size: 20 kW to 199.99 kWAll2019December Monthly Peak | Program Specific | 1-in-10 | Size: 20 kW to 199.99 kW | All | 2019 | December Monthly Peak | 12 | 14.1419 | 13.7898 | 13.6648 | 13.7946 | 14.4187 | 16.0098 | 17.958 | 19.8979 | 21.6014 | 22.2727 | 22.5406 | 22.4921 | 22.1635 | 21.9218 | 21.5331 | 20.9356 | 20.7175 | 21.7069 | 21.1612 | 20.1097 | 19.1145 | 17.9264 | 16.3973 | 15.2104 | 0 | 0 | 0 | 0 | 0 | 0 | 0 | 0 | 0 | 0 | 0 | 0.20704 | 0.20401 | 0.20179 | 0.19821 | 0.19271 | 0.1907 | 0.19981 | 0 | 0 | 0 | 0 | 0 | 0 | 47.25 | 46.75 | 45.25 | 45 | 45.25 | 45.25 | 44.25 | 45.25 | 47.75 | 50.75 | 53 | 53.25 | 54 | 55 | 56 | 55 | 54.25 | 50.75 | 49.25 | 48.5 | 46.5 | 47.75 | 46 | 45.25 | 0 | 0 | 0 | 0 | 0 | 0 | 0 | 0 | 0 | 0 | 0 | 0.02085 | 0.020642 | 0.020459 | 0.020232 | 0.019875 | 0.01985 | 0.020703 | 0 | 0 | 0 | 0 | 0 | 0
Program Specific1-in-10Size: 20 kW to 199.99 kWAll2019Typical Event Day | Program Specific | 1-in-10 | Size: 20 kW to 199.99 kW | All | 2019 | Typical Event Day | 8 | 18.0908 | 17.2949 | 16.8447 | 16.7555 | 17.3677 | 19.1 | 21.7851 | 24.8524 | 28.4137 | 31.3315 | 33.7048 | 35.1652 | 35.7555 | 36.1282 | 35.9974 | 35.3023 | 33.9468 | 31.9044 | 28.9201 | 27.6669 | 26.7313 | 24.6268 | 21.9811 | 19.8773 | 0 | 0 | 0 | 0 | 0 | 0 | 0 | 0 | 0 | 0 | 0 | 0.32369 | 0.32913 | 0.33256 | 0.33135 | 0.32495 | 0.31248 | 0.29368 | 0 | 0 | 0 | 0 | 0 | 0 | 69.9375 | 69.05 | 68.525 | 68.1 | 67.9125 | 67.3625 | 68.1 | 72.225 | 78.2875 | 83.1875 | 89.4625 | 92.675 | 94 | 93.6625 | 92.8875 | 92.4 | 90.6125 | 88.7625 | 86.15 | 81.9125 | 77.9875 | 75.225 | 73.925 | 72.55 | 0 | 0 | 0 | 0 | 0 | 0 | 0 | 0 | 0 | 0 | 0 | 0.034391 | 0.034993 | 0.035264 | 0.035214 | 0.034905 | 0.034219 | 0.032561 | 0 | 0 | 0 | 0 | 0 | 0
Program Specific1-in-10Size: 20 kW to 199.99 kWAll2020January Monthly Peak | Program Specific | 1-in-10 | Size: 20 kW to 199.99 kW | All | 2020 | January Monthly Peak | 1 | 13.9211 | 13.5825 | 13.5038 | 13.6614 | 14.3447 | 15.996 | 18.6535 | 20.5478 | 21.9495 | 22.124 | 21.9438 | 21.6391 | 21.1065 | 20.7006 | 20.2652 | 19.8421 | 19.8362 | 21.1133 | 20.8352 | 19.863 | 18.9048 | 17.7486 | 16.1992 | 15.0514 | 0 | 0 | 0 | 0 | 0 | 0 | 0 | 0 | 0 | 0 | 0 | 0.19919 | 0.19428 | 0.19055 | 0.18654 | 0.18264 | 0.18259 | 0.19435 | 0 | 0 | 0 | 0 | 0 | 0 | 42 | 41 | 40 | 39.5 | 39 | 38.25 | 38.25 | 38.25 | 45.75 | 51.25 | 55.25 | 57 | 58 | 58.25 | 58 | 56.25 | 54.75 | 52.25 | 50.5 | 47.5 | 46 | 45.25 | 46.75 | 46.25 | 0 | 0 | 0 | 0 | 0 | 0 | 0 | 0 | 0 | 0 | 0 | 0.019495 | 0.019082 | 0.018729 | 0.018451 | 0.018305 | 0.01856 | 0.019736 | 0 | 0 | 0 | 0 | 0 | 0
Program Specific1-in-10Size: 20 kW to 199.99 kWAll2020February Monthly Peak | Program Specific | 1-in-10 | Size: 20 kW to 199.99 kW | All | 2020 | February Monthly Peak | 2 | 14.5701 | 14.1556 | 14.0114 | 14.104 | 14.7168 | 16.3277 | 18.7371 | 20.4896 | 22.1627 | 22.9864 | 23.4684 | 23.6879 | 23.6535 | 23.6892 | 23.4841 | 22.8803 | 22.2454 | 22.4485 | 22.3783 | 21.2485 | 20.1675 | 18.7895 | 17.0271 | 15.6942 | 0 | 0 | 0 | 0 | 0 | 0 | 0 | 0 | 0 | 0 | 0 | 0.21805 | 0.21773 | 0.21806 | 0.21617 | 0.21061 | 0.20477 | 0.20664 | 0 | 0 | 0 | 0 | 0 | 0 | 52.25 | 51.75 | 51.75 | 50.75 | 51.5 | 50.75 | 51.5 | 52 | 52.25 | 53.75 | 54.5 | 55 | 55.75 | 54 | 53.25 | 52 | 49.75 | 48 | 47.25 | 48 | 47.75 | 46.75 | 47.75 | 46.75 | 0 | 0 | 0 | 0 | 0 | 0 | 0 | 0 | 0 | 0 | 0 | 0.022403 | 0.022477 | 0.022525 | 0.02244 | 0.022157 | 0.021847 | 0.021973 | 0 | 0 | 0 | 0 | 0 | 0
Program Specific1-in-10Size: 20 kW to 199.99 kWAll2020March Monthly Peak | Program Specific | 1-in-10 | Size: 20 kW to 199.99 kW | All | 2020 | March Monthly Peak | 3 | 15.9518 | 15.3389 | 15.0102 | 14.9602 | 15.4635 | 16.9441 | 19.5386 | 21.2674 | 23.395 | 25.1433 | 26.624 | 27.6311 | 28.208 | 28.8373 | 28.9041 | 28.2962 | 27.1565 | 25.8021 | 24.4925 | 24.1527 | 22.8859 | 21.1638 | 18.9848 | 17.2668 | 0 | 0 | 0 | 0 | 0 | 0 | 0 | 0 | 0 | 0 | 0 | 0.25434 | 0.25965 | 0.26545 | 0.26606 | 0.26046 | 0.24997 | 0.23751 | 0 | 0 | 0 | 0 | 0 | 0 | 56 | 54.25 | 52.75 | 53.25 | 53.75 | 54 | 54 | 56.25 | 63.25 | 69 | 73.25 | 76 | 79.25 | 79 | 76.25 | 72.75 | 72.5 | 71 | 67.25 | 62.75 | 61.5 | 59.5 | 59.5 | 57.5 | 0 | 0 | 0 | 0 | 0 | 0 | 0 | 0 | 0 | 0 | 0 | 0.027026 | 0.027717 | 0.028272 | 0.028446 | 0.028215 | 0.02755 | 0.026362 | 0 | 0 | 0 | 0 | 0 | 0
Program Specific1-in-10Size: 20 kW to 199.99 kWAll2020April Monthly Peak | Program Specific | 1-in-10 | Size: 20 kW to 199.99 kW | All | 2020 | April Monthly Peak | 4 | 16.517 | 15.8026 | 15.402 | 15.3147 | 15.815 | 17.3371 | 19.617 | 21.9314 | 25.2919 | 28.1817 | 30.5526 | 32.1348 | 32.8474 | 33.3665 | 33.2787 | 32.4789 | 30.9896 | 28.962 | 26.3706 | 25.9882 | 24.8208 | 22.7548 | 20.2107 | 18.2065 | 0 | 0 | 0 | 0 | 0 | 0 | 0 | 0 | 0 | 0 | 0 | 0.2958 | 0.30236 | 0.30714 | 0.30633 | 0.29897 | 0.28526 | 0.26659 | 0 | 0 | 0 | 0 | 0 | 0 | 62.5 | 61.75 | 60 | 61.25 | 60.25 | 60.5 | 59.75 | 67.25 | 78.25 | 84.5 | 88.75 | 92 | 93.25 | 92.25 | 91.25 | 90.25 | 88.25 | 86.75 | 84 | 78.5 | 73.25 | 69.75 | 64.25 | 62.75 | 0 | 0 | 0 | 0 | 0 | 0 | 0 | 0 | 0 | 0 | 0 | 0.031423 | 0.032174 | 0.032584 | 0.032571 | 0.032227 | 0.031376 | 0.029687 | 0 | 0 | 0 | 0 | 0 | 0
Program Specific1-in-10Size: 20 kW to 199.99 kWAll2020May Monthly Peak | Program Specific | 1-in-10 | Size: 20 kW to 199.99 kW | All | 2020 | May Monthly Peak | 5 | 16.4436 | 15.761 | 15.3856 | 15.2986 | 15.8153 | 17.3095 | 19.3803 | 22.2418 | 25.7336 | 28.4768 | 30.673 | 32.1541 | 32.7485 | 33.1536 | 32.9384 | 32.0254 | 30.4915 | 28.4256 | 25.8322 | 25.1747 | 24.5848 | 22.5777 | 20.0835 | 18.1298 | 0 | 0 | 0 | 0 | 0 | 0 | 0 | 0 | 0 | 0 | 0 | 0.29598 | 0.30145 | 0.30518 | 0.3032 | 0.29479 | 0.28067 | 0.26166 | 0 | 0 | 0 | 0 | 0 | 0 | 65.75 | 65.25 | 65.75 | 65.5 | 64.5 | 63.75 | 63 | 69 | 80 | 85.5 | 89.25 | 92.75 | 92.75 | 91 | 91 | 89 | 85.75 | 84 | 82 | 80.25 | 74.25 | 69.75 | 68.75 | 67 | 0 | 0 | 0 | 0 | 0 | 0 | 0 | 0 | 0 | 0 | 0 | 0.031241 | 0.031878 | 0.032176 | 0.032065 | 0.031641 | 0.030778 | 0.029085 | 0 | 0 | 0 | 0 | 0 | 0
Program Specific1-in-10Size: 20 kW to 199.99 kWAll2020June Monthly Peak | Program Specific | 1-in-10 | Size: 20 kW to 199.99 kW | All | 2020 | June Monthly Peak | 6 | 16.8406 | 16.1477 | 15.7385 | 15.6577 | 16.1896 | 17.5826 | 19.661 | 22.4676 | 25.6663 | 28.3936 | 30.5144 | 31.8405 | 32.3065 | 32.572 | 32.3824 | 31.6224 | 30.3798 | 28.6179 | 26.2526 | 25.0852 | 24.6342 | 22.8768 | 20.4602 | 18.4711 | 0 | 0 | 0 | 0 | 0 | 0 | 0 | 0 | 0 | 0 | 0 | 0.29309 | 0.29738 | 0.29982 | 0.29808 | 0.29108 | 0.27964 | 0.26343 | 0 | 0 | 0 | 0 | 0 | 0 | 65.25 | 62.5 | 61.5 | 61.5 | 61.25 | 60.5 | 62 | 70.75 | 76.25 | 80 | 85 | 87.75 | 89.5 | 90 | 87.5 | 87.5 | 87.25 | 84.75 | 82.5 | 79.75 | 76 | 72.25 | 70.5 | 68 | 0 | 0 | 0 | 0 | 0 | 0 | 0 | 0 | 0 | 0 | 0 | 0.031379 | 0.031889 | 0.032084 | 0.031985 | 0.031602 | 0.030901 | 0.029456 | 0 | 0 | 0 | 0 | 0 | 0
Program Specific1-in-10Size: 20 kW to 199.99 kWAll2020July Monthly Peak | Program Specific | 1-in-10 | Size: 20 kW to 199.99 kW | All | 2020 | July Monthly Peak | 7 | 17.8176 | 17.0534 | 16.6099 | 16.5224 | 17.0913 | 18.7063 | 21.015 | 23.9635 | 27.2867 | 30.1024 | 32.3358 | 33.7804 | 34.3524 | 34.7049 | 34.6089 | 34.0458 | 32.8245 | 30.8886 | 28.0643 | 26.6362 | 26.1216 | 24.2651 | 21.7193 | 19.6279 | 0 | 0 | 0 | 0 | 0 | 0 | 0 | 0 | 0 | 0 | 0 | 0.31095 | 0.31621 | 0.31946 | 0.31857 | 0.31339 | 0.30215 | 0.28433 | 0 | 0 | 0 | 0 | 0 | 0 | 71 | 71.5 | 71 | 70.75 | 70 | 70 | 69.5 | 72.75 | 76.75 | 81.25 | 86.5 | 91.75 | 92 | 92.25 | 92.5 | 91.75 | 87.75 | 85 | 83.75 | 81.5 | 78.25 | 75 | 73.75 | 72.75 | 0 | 0 | 0 | 0 | 0 | 0 | 0 | 0 | 0 | 0 | 0 | 0.033494 | 0.0341 | 0.034403 | 0.034384 | 0.03412 | 0.033405 | 0.031747 | 0 | 0 | 0 | 0 | 0 | 0
Program Specific1-in-10Size: 20 kW to 199.99 kWAll2020August Monthly Peak | Program Specific | 1-in-10 | Size: 20 kW to 199.99 kW | All | 2020 | August Monthly Peak | 8 | 18.1457 | 17.3423 | 16.8894 | 16.7998 | 17.4164 | 19.1607 | 21.8579 | 24.9853 | 28.6352 | 31.6316 | 34.0784 | 35.5859 | 36.177 | 36.5309 | 36.3781 | 35.671 | 34.2946 | 32.2249 | 29.1726 | 27.884 | 26.9139 | 24.7755 | 22.1001 | 19.9767 | 0 | 0 | 0 | 0 | 0 | 0 | 0 | 0 | 0 | 0 | 0 | 0.32757 | 0.33301 | 0.33626 | 0.33486 | 0.32835 | 0.31568 | 0.29663 | 0 | 0 | 0 | 0 | 0 | 0 | 73 | 72.2 | 71.6 | 70.4 | 70.4 | 70.2 | 69.4 | 72.4 | 79.4 | 84 | 89.6 | 91.2 | 93 | 91.4 | 91.8 | 91.6 | 90.2 | 89.8 | 85.6 | 82.4 | 78.2 | 76.4 | 75.2 | 75.2 | 0 | 0 | 0 | 0 | 0 | 0 | 0 | 0 | 0 | 0 | 0 | 0.034738 | 0.035336 | 0.035586 | 0.035515 | 0.035203 | 0.034513 | 0.032837 | 0 | 0 | 0 | 0 | 0 | 0
Program Specific1-in-10Size: 20 kW to 199.99 kWAll2020September Monthly Peak | Program Specific | 1-in-10 | Size: 20 kW to 199.99 kW | All | 2020 | September Monthly Peak | 9 | 18.5027 | 17.7209 | 17.2813 | 17.2274 | 17.8983 | 19.7902 | 22.8806 | 26.0523 | 30.2877 | 33.697 | 36.3212 | 37.988 | 38.5395 | 38.8642 | 38.5767 | 37.5661 | 35.7816 | 33.4158 | 30.3235 | 29.4842 | 27.6466 | 25.2464 | 22.4435 | 20.2911 | 0 | 0 | 0 | 0 | 0 | 0 | 0 | 0 | 0 | 0 | 0 | 0.34968 | 0.35475 | 0.35774 | 0.35509 | 0.34579 | 0.32937 | 0.30759 | 0 | 0 | 0 | 0 | 0 | 0 | 70.5 | 70 | 70 | 69.75 | 70 | 68.75 | 71.5 | 73 | 80.75 | 87.5 | 96.75 | 100 | 101.5 | 101 | 99.75 | 98.75 | 97.25 | 95.5 | 92.75 | 84 | 79.5 | 77.25 | 76.25 | 74.25 | 0 | 0 | 0 | 0 | 0 | 0 | 0 | 0 | 0 | 0 | 0 | 0.03634 | 0.036901 | 0.037115 | 0.036928 | 0.036462 | 0.035508 | 0.033568 | 0 | 0 | 0 | 0 | 0 | 0
Program Specific1-in-10Size: 20 kW to 199.99 kWAll2020October Monthly Peak | Program Specific | 1-in-10 | Size: 20 kW to 199.99 kW | All | 2020 | October Monthly Peak | 10 | 17.2849 | 16.5657 | 16.1564 | 16.0788 | 16.6395 | 18.2747 | 21.2064 | 23.5741 | 27.0608 | 30.2769 | 32.9487 | 34.856 | 35.7797 | 36.4355 | 36.3069 | 35.3178 | 33.4975 | 31.0751 | 29.1686 | 27.8878 | 26.0016 | 23.7853 | 21.1078 | 19.0224 | 0 | 0 | 0 | 0 | 0 | 0 | 0 | 0 | 0 | 0 | 0 | 0.32085 | 0.32935 | 0.33539 | 0.3342 | 0.3251 | 0.30834 | 0.28604 | 0 | 0 | 0 | 0 | 0 | 0 | 68.5 | 66.5 | 66.75 | 66.5 | 65 | 64.75 | 64 | 67.5 | 76.25 | 83.75 | 89.5 | 91.75 | 92 | 92.75 | 91.5 | 90.25 | 90.25 | 87.75 | 83 | 79.5 | 75.5 | 72.25 | 69.75 | 69.25 | 0 | 0 | 0 | 0 | 0 | 0 | 0 | 0 | 0 | 0 | 0 | 0.033634 | 0.034612 | 0.035161 | 0.035136 | 0.03466 | 0.033575 | 0.031527 | 0 | 0 | 0 | 0 | 0 | 0
Program Specific1-in-10Size: 20 kW to 199.99 kWAll2020November Monthly Peak | Program Specific | 1-in-10 | Size: 20 kW to 199.99 kW | All | 2020 | November Monthly Peak | 11 | 16.0419 | 15.4949 | 15.1867 | 15.1909 | 15.7548 | 17.3369 | 19.4806 | 21.707 | 24.7331 | 27.2913 | 29.4005 | 30.8051 | 31.4408 | 31.9109 | 31.6554 | 30.5621 | 29.285 | 28.7432 | 26.3801 | 24.7799 | 23.2321 | 21.3596 | 19.1526 | 17.4051 | 0 | 0 | 0 | 0 | 0 | 0 | 0 | 0 | 0 | 0 | 0 | 0.28356 | 0.28941 | 0.29374 | 0.29139 | 0.28132 | 0.26957 | 0.26458 | 0 | 0 | 0 | 0 | 0 | 0 | 63 | 62.2 | 60.8 | 61.6 | 61.2 | 60.6 | 59.8 | 63.4 | 71.6 | 79.2 | 83 | 86.8 | 88 | 88.2 | 88 | 87.2 | 84 | 77.8 | 72.2 | 67.8 | 66 | 62.8 | 62 | 60.8 | 0 | 0 | 0 | 0 | 0 | 0 | 0 | 0 | 0 | 0 | 0 | 0.030172 | 0.030882 | 0.031266 | 0.031097 | 0.030347 | 0.02945 | 0.028942 | 0 | 0 | 0 | 0 | 0 | 0
Program Specific1-in-10Size: 20 kW to 199.99 kWAll2020December Monthly Peak | Program Specific | 1-in-10 | Size: 20 kW to 199.99 kW | All | 2020 | December Monthly Peak | 12 | 14.1419 | 13.7898 | 13.6648 | 13.7946 | 14.4187 | 16.0098 | 17.958 | 19.8979 | 21.6014 | 22.2727 | 22.5406 | 22.4921 | 22.1635 | 21.9218 | 21.5331 | 20.9356 | 20.7175 | 21.7069 | 21.1612 | 20.1097 | 19.1145 | 17.9264 | 16.3973 | 15.2104 | 0 | 0 | 0 | 0 | 0 | 0 | 0 | 0 | 0 | 0 | 0 | 0.20704 | 0.20401 | 0.20179 | 0.19821 | 0.19271 | 0.1907 | 0.19981 | 0 | 0 | 0 | 0 | 0 | 0 | 47.25 | 46.75 | 45.25 | 45 | 45.25 | 45.25 | 44.25 | 45.25 | 47.75 | 50.75 | 53 | 53.25 | 54 | 55 | 56 | 55 | 54.25 | 50.75 | 49.25 | 48.5 | 46.5 | 47.75 | 46 | 45.25 | 0 | 0 | 0 | 0 | 0 | 0 | 0 | 0 | 0 | 0 | 0 | 0.02085 | 0.020642 | 0.020459 | 0.020232 | 0.019875 | 0.01985 | 0.020703 | 0 | 0 | 0 | 0 | 0 | 0
Program Specific1-in-10Size: 20 kW to 199.99 kWAll2020Typical Event Day | Program Specific | 1-in-10 | Size: 20 kW to 199.99 kW | All | 2020 | Typical Event Day | 8 | 18.0908 | 17.2949 | 16.8447 | 16.7555 | 17.3677 | 19.1 | 21.7851 | 24.8524 | 28.4137 | 31.3315 | 33.7048 | 35.1652 | 35.7555 | 36.1282 | 35.9974 | 35.3023 | 33.9468 | 31.9044 | 28.9201 | 27.6669 | 26.7313 | 24.6268 | 21.9811 | 19.8773 | 0 | 0 | 0 | 0 | 0 | 0 | 0 | 0 | 0 | 0 | 0 | 0.32369 | 0.32913 | 0.33256 | 0.33135 | 0.32495 | 0.31248 | 0.29368 | 0 | 0 | 0 | 0 | 0 | 0 | 69.9375 | 69.05 | 68.525 | 68.1 | 67.9125 | 67.3625 | 68.1 | 72.225 | 78.2875 | 83.1875 | 89.4625 | 92.675 | 94 | 93.6625 | 92.8875 | 92.4 | 90.6125 | 88.7625 | 86.15 | 81.9125 | 77.9875 | 75.225 | 73.925 | 72.55 | 0 | 0 | 0 | 0 | 0 | 0 | 0 | 0 | 0 | 0 | 0 | 0.034391 | 0.034993 | 0.035264 | 0.035214 | 0.034905 | 0.034219 | 0.032561 | 0 | 0 | 0 | 0 | 0 | 0
Program Specific1-in-10Size: 20 kW to 199.99 kWAll2021January Monthly Peak | Program Specific | 1-in-10 | Size: 20 kW to 199.99 kW | All | 2021 | January Monthly Peak | 1 | 13.9211 | 13.5825 | 13.5038 | 13.6614 | 14.3447 | 15.996 | 18.6535 | 20.5478 | 21.9495 | 22.124 | 21.9438 | 21.6391 | 21.1065 | 20.7006 | 20.2652 | 19.8421 | 19.8362 | 21.1133 | 20.8352 | 19.863 | 18.9048 | 17.7486 | 16.1992 | 15.0514 | 0 | 0 | 0 | 0 | 0 | 0 | 0 | 0 | 0 | 0 | 0 | 0.19919 | 0.19428 | 0.19055 | 0.18654 | 0.18264 | 0.18259 | 0.19435 | 0 | 0 | 0 | 0 | 0 | 0 | 42 | 41 | 40 | 39.5 | 39 | 38.25 | 38.25 | 38.25 | 45.75 | 51.25 | 55.25 | 57 | 58 | 58.25 | 58 | 56.25 | 54.75 | 52.25 | 50.5 | 47.5 | 46 | 45.25 | 46.75 | 46.25 | 0 | 0 | 0 | 0 | 0 | 0 | 0 | 0 | 0 | 0 | 0 | 0.019495 | 0.019082 | 0.018729 | 0.018451 | 0.018305 | 0.01856 | 0.019736 | 0 | 0 | 0 | 0 | 0 | 0
Program Specific1-in-10Size: 20 kW to 199.99 kWAll2021February Monthly Peak | Program Specific | 1-in-10 | Size: 20 kW to 199.99 kW | All | 2021 | February Monthly Peak | 2 | 14.5701 | 14.1556 | 14.0114 | 14.104 | 14.7168 | 16.3277 | 18.7371 | 20.4896 | 22.1627 | 22.9864 | 23.4684 | 23.6879 | 23.6535 | 23.6892 | 23.4841 | 22.8803 | 22.2454 | 22.4485 | 22.3783 | 21.2485 | 20.1675 | 18.7895 | 17.0271 | 15.6942 | 0 | 0 | 0 | 0 | 0 | 0 | 0 | 0 | 0 | 0 | 0 | 0.21805 | 0.21773 | 0.21806 | 0.21617 | 0.21061 | 0.20477 | 0.20664 | 0 | 0 | 0 | 0 | 0 | 0 | 52.25 | 51.75 | 51.75 | 50.75 | 51.5 | 50.75 | 51.5 | 52 | 52.25 | 53.75 | 54.5 | 55 | 55.75 | 54 | 53.25 | 52 | 49.75 | 48 | 47.25 | 48 | 47.75 | 46.75 | 47.75 | 46.75 | 0 | 0 | 0 | 0 | 0 | 0 | 0 | 0 | 0 | 0 | 0 | 0.022403 | 0.022477 | 0.022525 | 0.02244 | 0.022157 | 0.021847 | 0.021973 | 0 | 0 | 0 | 0 | 0 | 0
Program Specific1-in-10Size: 20 kW to 199.99 kWAll2021March Monthly Peak | Program Specific | 1-in-10 | Size: 20 kW to 199.99 kW | All | 2021 | March Monthly Peak | 3 | 15.9518 | 15.3389 | 15.0102 | 14.9602 | 15.4635 | 16.9441 | 19.5386 | 21.2674 | 23.395 | 25.1433 | 26.624 | 27.6311 | 28.208 | 28.8373 | 28.9041 | 28.2962 | 27.1565 | 25.8021 | 24.4925 | 24.1527 | 22.8859 | 21.1638 | 18.9848 | 17.2668 | 0 | 0 | 0 | 0 | 0 | 0 | 0 | 0 | 0 | 0 | 0 | 0.25434 | 0.25965 | 0.26545 | 0.26606 | 0.26046 | 0.24997 | 0.23751 | 0 | 0 | 0 | 0 | 0 | 0 | 56 | 54.25 | 52.75 | 53.25 | 53.75 | 54 | 54 | 56.25 | 63.25 | 69 | 73.25 | 76 | 79.25 | 79 | 76.25 | 72.75 | 72.5 | 71 | 67.25 | 62.75 | 61.5 | 59.5 | 59.5 | 57.5 | 0 | 0 | 0 | 0 | 0 | 0 | 0 | 0 | 0 | 0 | 0 | 0.027026 | 0.027717 | 0.028272 | 0.028446 | 0.028215 | 0.02755 | 0.026362 | 0 | 0 | 0 | 0 | 0 | 0
Program Specific1-in-10Size: 20 kW to 199.99 kWAll2021April Monthly Peak | Program Specific | 1-in-10 | Size: 20 kW to 199.99 kW | All | 2021 | April Monthly Peak | 4 | 16.517 | 15.8026 | 15.402 | 15.3147 | 15.815 | 17.3371 | 19.617 | 21.9314 | 25.2919 | 28.1817 | 30.5526 | 32.1348 | 32.8474 | 33.3665 | 33.2787 | 32.4789 | 30.9896 | 28.962 | 26.3706 | 25.9882 | 24.8208 | 22.7548 | 20.2107 | 18.2065 | 0 | 0 | 0 | 0 | 0 | 0 | 0 | 0 | 0 | 0 | 0 | 0.2958 | 0.30236 | 0.30714 | 0.30633 | 0.29897 | 0.28526 | 0.26659 | 0 | 0 | 0 | 0 | 0 | 0 | 62.5 | 61.75 | 60 | 61.25 | 60.25 | 60.5 | 59.75 | 67.25 | 78.25 | 84.5 | 88.75 | 92 | 93.25 | 92.25 | 91.25 | 90.25 | 88.25 | 86.75 | 84 | 78.5 | 73.25 | 69.75 | 64.25 | 62.75 | 0 | 0 | 0 | 0 | 0 | 0 | 0 | 0 | 0 | 0 | 0 | 0.031423 | 0.032174 | 0.032584 | 0.032571 | 0.032227 | 0.031376 | 0.029687 | 0 | 0 | 0 | 0 | 0 | 0
Program Specific1-in-10Size: 20 kW to 199.99 kWAll2021May Monthly Peak | Program Specific | 1-in-10 | Size: 20 kW to 199.99 kW | All | 2021 | May Monthly Peak | 5 | 16.4436 | 15.761 | 15.3856 | 15.2986 | 15.8153 | 17.3095 | 19.3803 | 22.2418 | 25.7336 | 28.4768 | 30.673 | 32.1541 | 32.7485 | 33.1536 | 32.9384 | 32.0254 | 30.4915 | 28.4256 | 25.8322 | 25.1747 | 24.5848 | 22.5777 | 20.0835 | 18.1298 | 0 | 0 | 0 | 0 | 0 | 0 | 0 | 0 | 0 | 0 | 0 | 0.29598 | 0.30145 | 0.30518 | 0.3032 | 0.29479 | 0.28067 | 0.26166 | 0 | 0 | 0 | 0 | 0 | 0 | 65.75 | 65.25 | 65.75 | 65.5 | 64.5 | 63.75 | 63 | 69 | 80 | 85.5 | 89.25 | 92.75 | 92.75 | 91 | 91 | 89 | 85.75 | 84 | 82 | 80.25 | 74.25 | 69.75 | 68.75 | 67 | 0 | 0 | 0 | 0 | 0 | 0 | 0 | 0 | 0 | 0 | 0 | 0.031241 | 0.031878 | 0.032176 | 0.032065 | 0.031641 | 0.030778 | 0.029085 | 0 | 0 | 0 | 0 | 0 | 0
Program Specific1-in-10Size: 20 kW to 199.99 kWAll2021June Monthly Peak | Program Specific | 1-in-10 | Size: 20 kW to 199.99 kW | All | 2021 | June Monthly Peak | 6 | 16.8406 | 16.1477 | 15.7385 | 15.6577 | 16.1896 | 17.5826 | 19.661 | 22.4676 | 25.6663 | 28.3936 | 30.5144 | 31.8405 | 32.3065 | 32.572 | 32.3824 | 31.6224 | 30.3798 | 28.6179 | 26.2526 | 25.0852 | 24.6342 | 22.8768 | 20.4602 | 18.4711 | 0 | 0 | 0 | 0 | 0 | 0 | 0 | 0 | 0 | 0 | 0 | 0.29309 | 0.29738 | 0.29982 | 0.29808 | 0.29108 | 0.27964 | 0.26343 | 0 | 0 | 0 | 0 | 0 | 0 | 65.25 | 62.5 | 61.5 | 61.5 | 61.25 | 60.5 | 62 | 70.75 | 76.25 | 80 | 85 | 87.75 | 89.5 | 90 | 87.5 | 87.5 | 87.25 | 84.75 | 82.5 | 79.75 | 76 | 72.25 | 70.5 | 68 | 0 | 0 | 0 | 0 | 0 | 0 | 0 | 0 | 0 | 0 | 0 | 0.031379 | 0.031889 | 0.032084 | 0.031985 | 0.031602 | 0.030901 | 0.029456 | 0 | 0 | 0 | 0 | 0 | 0
Program Specific1-in-10Size: 20 kW to 199.99 kWAll2021July Monthly Peak | Program Specific | 1-in-10 | Size: 20 kW to 199.99 kW | All | 2021 | July Monthly Peak | 7 | 17.8176 | 17.0534 | 16.6099 | 16.5224 | 17.0913 | 18.7063 | 21.015 | 23.9635 | 27.2867 | 30.1024 | 32.3358 | 33.7804 | 34.3524 | 34.7049 | 34.6089 | 34.0458 | 32.8245 | 30.8886 | 28.0643 | 26.6362 | 26.1216 | 24.2651 | 21.7193 | 19.6279 | 0 | 0 | 0 | 0 | 0 | 0 | 0 | 0 | 0 | 0 | 0 | 0.31095 | 0.31621 | 0.31946 | 0.31857 | 0.31339 | 0.30215 | 0.28433 | 0 | 0 | 0 | 0 | 0 | 0 | 71 | 71.5 | 71 | 70.75 | 70 | 70 | 69.5 | 72.75 | 76.75 | 81.25 | 86.5 | 91.75 | 92 | 92.25 | 92.5 | 91.75 | 87.75 | 85 | 83.75 | 81.5 | 78.25 | 75 | 73.75 | 72.75 | 0 | 0 | 0 | 0 | 0 | 0 | 0 | 0 | 0 | 0 | 0 | 0.033494 | 0.0341 | 0.034403 | 0.034384 | 0.03412 | 0.033405 | 0.031747 | 0 | 0 | 0 | 0 | 0 | 0
Program Specific1-in-10Size: 20 kW to 199.99 kWAll2021August Monthly Peak | Program Specific | 1-in-10 | Size: 20 kW to 199.99 kW | All | 2021 | August Monthly Peak | 8 | 18.1457 | 17.3423 | 16.8894 | 16.7998 | 17.4164 | 19.1607 | 21.8579 | 24.9853 | 28.6352 | 31.6316 | 34.0784 | 35.5859 | 36.177 | 36.5309 | 36.3781 | 35.671 | 34.2946 | 32.2249 | 29.1726 | 27.884 | 26.9139 | 24.7755 | 22.1001 | 19.9767 | 0 | 0 | 0 | 0 | 0 | 0 | 0 | 0 | 0 | 0 | 0 | 0.32757 | 0.33301 | 0.33626 | 0.33486 | 0.32835 | 0.31568 | 0.29663 | 0 | 0 | 0 | 0 | 0 | 0 | 73 | 72.2 | 71.6 | 70.4 | 70.4 | 70.2 | 69.4 | 72.4 | 79.4 | 84 | 89.6 | 91.2 | 93 | 91.4 | 91.8 | 91.6 | 90.2 | 89.8 | 85.6 | 82.4 | 78.2 | 76.4 | 75.2 | 75.2 | 0 | 0 | 0 | 0 | 0 | 0 | 0 | 0 | 0 | 0 | 0 | 0.034738 | 0.035336 | 0.035586 | 0.035515 | 0.035203 | 0.034513 | 0.032837 | 0 | 0 | 0 | 0 | 0 | 0
Program Specific1-in-10Size: 20 kW to 199.99 kWAll2021September Monthly Peak | Program Specific | 1-in-10 | Size: 20 kW to 199.99 kW | All | 2021 | September Monthly Peak | 9 | 18.5027 | 17.7209 | 17.2813 | 17.2274 | 17.8983 | 19.7902 | 22.8806 | 26.0523 | 30.2877 | 33.697 | 36.3212 | 37.988 | 38.5395 | 38.8642 | 38.5767 | 37.5661 | 35.7816 | 33.4158 | 30.3235 | 29.4842 | 27.6466 | 25.2464 | 22.4435 | 20.2911 | 0 | 0 | 0 | 0 | 0 | 0 | 0 | 0 | 0 | 0 | 0 | 0.34968 | 0.35475 | 0.35774 | 0.35509 | 0.34579 | 0.32937 | 0.30759 | 0 | 0 | 0 | 0 | 0 | 0 | 70.5 | 70 | 70 | 69.75 | 70 | 68.75 | 71.5 | 73 | 80.75 | 87.5 | 96.75 | 100 | 101.5 | 101 | 99.75 | 98.75 | 97.25 | 95.5 | 92.75 | 84 | 79.5 | 77.25 | 76.25 | 74.25 | 0 | 0 | 0 | 0 | 0 | 0 | 0 | 0 | 0 | 0 | 0 | 0.03634 | 0.036901 | 0.037115 | 0.036928 | 0.036462 | 0.035508 | 0.033568 | 0 | 0 | 0 | 0 | 0 | 0
Program Specific1-in-10Size: 20 kW to 199.99 kWAll2021October Monthly Peak | Program Specific | 1-in-10 | Size: 20 kW to 199.99 kW | All | 2021 | October Monthly Peak | 10 | 17.2849 | 16.5657 | 16.1564 | 16.0788 | 16.6395 | 18.2747 | 21.2064 | 23.5741 | 27.0608 | 30.2769 | 32.9487 | 34.856 | 35.7797 | 36.4355 | 36.3069 | 35.3178 | 33.4975 | 31.0751 | 29.1686 | 27.8878 | 26.0016 | 23.7853 | 21.1078 | 19.0224 | 0 | 0 | 0 | 0 | 0 | 0 | 0 | 0 | 0 | 0 | 0 | 0.32085 | 0.32935 | 0.33539 | 0.3342 | 0.3251 | 0.30834 | 0.28604 | 0 | 0 | 0 | 0 | 0 | 0 | 68.5 | 66.5 | 66.75 | 66.5 | 65 | 64.75 | 64 | 67.5 | 76.25 | 83.75 | 89.5 | 91.75 | 92 | 92.75 | 91.5 | 90.25 | 90.25 | 87.75 | 83 | 79.5 | 75.5 | 72.25 | 69.75 | 69.25 | 0 | 0 | 0 | 0 | 0 | 0 | 0 | 0 | 0 | 0 | 0 | 0.033634 | 0.034612 | 0.035161 | 0.035136 | 0.03466 | 0.033575 | 0.031527 | 0 | 0 | 0 | 0 | 0 | 0
Program Specific1-in-10Size: 20 kW to 199.99 kWAll2021November Monthly Peak | Program Specific | 1-in-10 | Size: 20 kW to 199.99 kW | All | 2021 | November Monthly Peak | 11 | 16.0419 | 15.4949 | 15.1867 | 15.1909 | 15.7548 | 17.3369 | 19.4806 | 21.707 | 24.7331 | 27.2913 | 29.4005 | 30.8051 | 31.4408 | 31.9109 | 31.6554 | 30.5621 | 29.285 | 28.7432 | 26.3801 | 24.7799 | 23.2321 | 21.3596 | 19.1526 | 17.4051 | 0 | 0 | 0 | 0 | 0 | 0 | 0 | 0 | 0 | 0 | 0 | 0.28356 | 0.28941 | 0.29374 | 0.29139 | 0.28132 | 0.26957 | 0.26458 | 0 | 0 | 0 | 0 | 0 | 0 | 63 | 62.2 | 60.8 | 61.6 | 61.2 | 60.6 | 59.8 | 63.4 | 71.6 | 79.2 | 83 | 86.8 | 88 | 88.2 | 88 | 87.2 | 84 | 77.8 | 72.2 | 67.8 | 66 | 62.8 | 62 | 60.8 | 0 | 0 | 0 | 0 | 0 | 0 | 0 | 0 | 0 | 0 | 0 | 0.030172 | 0.030882 | 0.031266 | 0.031097 | 0.030347 | 0.02945 | 0.028942 | 0 | 0 | 0 | 0 | 0 | 0
Program Specific1-in-10Size: 20 kW to 199.99 kWAll2021December Monthly Peak | Program Specific | 1-in-10 | Size: 20 kW to 199.99 kW | All | 2021 | December Monthly Peak | 12 | 14.1419 | 13.7898 | 13.6648 | 13.7946 | 14.4187 | 16.0098 | 17.958 | 19.8979 | 21.6014 | 22.2727 | 22.5406 | 22.4921 | 22.1635 | 21.9218 | 21.5331 | 20.9356 | 20.7175 | 21.7069 | 21.1612 | 20.1097 | 19.1145 | 17.9264 | 16.3973 | 15.2104 | 0 | 0 | 0 | 0 | 0 | 0 | 0 | 0 | 0 | 0 | 0 | 0.20704 | 0.20401 | 0.20179 | 0.19821 | 0.19271 | 0.1907 | 0.19981 | 0 | 0 | 0 | 0 | 0 | 0 | 47.25 | 46.75 | 45.25 | 45 | 45.25 | 45.25 | 44.25 | 45.25 | 47.75 | 50.75 | 53 | 53.25 | 54 | 55 | 56 | 55 | 54.25 | 50.75 | 49.25 | 48.5 | 46.5 | 47.75 | 46 | 45.25 | 0 | 0 | 0 | 0 | 0 | 0 | 0 | 0 | 0 | 0 | 0 | 0.02085 | 0.020642 | 0.020459 | 0.020232 | 0.019875 | 0.01985 | 0.020703 | 0 | 0 | 0 | 0 | 0 | 0
Program Specific1-in-10Size: 20 kW to 199.99 kWAll2021Typical Event Day | Program Specific | 1-in-10 | Size: 20 kW to 199.99 kW | All | 2021 | Typical Event Day | 8 | 18.0908 | 17.2949 | 16.8447 | 16.7555 | 17.3677 | 19.1 | 21.7851 | 24.8524 | 28.4137 | 31.3315 | 33.7048 | 35.1652 | 35.7555 | 36.1282 | 35.9974 | 35.3023 | 33.9468 | 31.9044 | 28.9201 | 27.6669 | 26.7313 | 24.6268 | 21.9811 | 19.8773 | 0 | 0 | 0 | 0 | 0 | 0 | 0 | 0 | 0 | 0 | 0 | 0.32369 | 0.32913 | 0.33256 | 0.33135 | 0.32495 | 0.31248 | 0.29368 | 0 | 0 | 0 | 0 | 0 | 0 | 69.9375 | 69.05 | 68.525 | 68.1 | 67.9125 | 67.3625 | 68.1 | 72.225 | 78.2875 | 83.1875 | 89.4625 | 92.675 | 94 | 93.6625 | 92.8875 | 92.4 | 90.6125 | 88.7625 | 86.15 | 81.9125 | 77.9875 | 75.225 | 73.925 | 72.55 | 0 | 0 | 0 | 0 | 0 | 0 | 0 | 0 | 0 | 0 | 0 | 0.034391 | 0.034993 | 0.035264 | 0.035214 | 0.034905 | 0.034219 | 0.032561 | 0 | 0 | 0 | 0 | 0 | 0
Program Specific1-in-10Size: 20 kW to 199.99 kWAll2022January Monthly Peak | Program Specific | 1-in-10 | Size: 20 kW to 199.99 kW | All | 2022 | January Monthly Peak | 1 | 13.9211 | 13.5825 | 13.5038 | 13.6614 | 14.3447 | 15.996 | 18.6535 | 20.5478 | 21.9495 | 22.124 | 21.9438 | 21.6391 | 21.1065 | 20.7006 | 20.2652 | 19.8421 | 19.8362 | 21.1133 | 20.8352 | 19.863 | 18.9048 | 17.7486 | 16.1992 | 15.0514 | 0 | 0 | 0 | 0 | 0 | 0 | 0 | 0 | 0 | 0 | 0 | 0.19919 | 0.19428 | 0.19055 | 0.18654 | 0.18264 | 0.18259 | 0.19435 | 0 | 0 | 0 | 0 | 0 | 0 | 42 | 41 | 40 | 39.5 | 39 | 38.25 | 38.25 | 38.25 | 45.75 | 51.25 | 55.25 | 57 | 58 | 58.25 | 58 | 56.25 | 54.75 | 52.25 | 50.5 | 47.5 | 46 | 45.25 | 46.75 | 46.25 | 0 | 0 | 0 | 0 | 0 | 0 | 0 | 0 | 0 | 0 | 0 | 0.019495 | 0.019082 | 0.018729 | 0.018451 | 0.018305 | 0.01856 | 0.019736 | 0 | 0 | 0 | 0 | 0 | 0
Program Specific1-in-10Size: 20 kW to 199.99 kWAll2022February Monthly Peak | Program Specific | 1-in-10 | Size: 20 kW to 199.99 kW | All | 2022 | February Monthly Peak | 2 | 14.5701 | 14.1556 | 14.0114 | 14.104 | 14.7168 | 16.3277 | 18.7371 | 20.4896 | 22.1627 | 22.9864 | 23.4684 | 23.6879 | 23.6535 | 23.6892 | 23.4841 | 22.8803 | 22.2454 | 22.4485 | 22.3783 | 21.2485 | 20.1675 | 18.7895 | 17.0271 | 15.6942 | 0 | 0 | 0 | 0 | 0 | 0 | 0 | 0 | 0 | 0 | 0 | 0.21805 | 0.21773 | 0.21806 | 0.21617 | 0.21061 | 0.20477 | 0.20664 | 0 | 0 | 0 | 0 | 0 | 0 | 52.25 | 51.75 | 51.75 | 50.75 | 51.5 | 50.75 | 51.5 | 52 | 52.25 | 53.75 | 54.5 | 55 | 55.75 | 54 | 53.25 | 52 | 49.75 | 48 | 47.25 | 48 | 47.75 | 46.75 | 47.75 | 46.75 | 0 | 0 | 0 | 0 | 0 | 0 | 0 | 0 | 0 | 0 | 0 | 0.022403 | 0.022477 | 0.022525 | 0.02244 | 0.022157 | 0.021847 | 0.021973 | 0 | 0 | 0 | 0 | 0 | 0
Program Specific1-in-10Size: 20 kW to 199.99 kWAll2022March Monthly Peak | Program Specific | 1-in-10 | Size: 20 kW to 199.99 kW | All | 2022 | March Monthly Peak | 3 | 15.9518 | 15.3389 | 15.0102 | 14.9602 | 15.4635 | 16.9441 | 19.5386 | 21.2674 | 23.395 | 25.1433 | 26.624 | 27.6311 | 28.208 | 28.8373 | 28.9041 | 28.2962 | 27.1565 | 25.8021 | 24.4925 | 24.1527 | 22.8859 | 21.1638 | 18.9848 | 17.2668 | 0 | 0 | 0 | 0 | 0 | 0 | 0 | 0 | 0 | 0 | 0 | 0.25434 | 0.25965 | 0.26545 | 0.26606 | 0.26046 | 0.24997 | 0.23751 | 0 | 0 | 0 | 0 | 0 | 0 | 56 | 54.25 | 52.75 | 53.25 | 53.75 | 54 | 54 | 56.25 | 63.25 | 69 | 73.25 | 76 | 79.25 | 79 | 76.25 | 72.75 | 72.5 | 71 | 67.25 | 62.75 | 61.5 | 59.5 | 59.5 | 57.5 | 0 | 0 | 0 | 0 | 0 | 0 | 0 | 0 | 0 | 0 | 0 | 0.027026 | 0.027717 | 0.028272 | 0.028446 | 0.028215 | 0.02755 | 0.026362 | 0 | 0 | 0 | 0 | 0 | 0
Program Specific1-in-10Size: 20 kW to 199.99 kWAll2022April Monthly Peak | Program Specific | 1-in-10 | Size: 20 kW to 199.99 kW | All | 2022 | April Monthly Peak | 4 | 16.517 | 15.8026 | 15.402 | 15.3147 | 15.815 | 17.3371 | 19.617 | 21.9314 | 25.2919 | 28.1817 | 30.5526 | 32.1348 | 32.8474 | 33.3665 | 33.2787 | 32.4789 | 30.9896 | 28.962 | 26.3706 | 25.9882 | 24.8208 | 22.7548 | 20.2107 | 18.2065 | 0 | 0 | 0 | 0 | 0 | 0 | 0 | 0 | 0 | 0 | 0 | 0.2958 | 0.30236 | 0.30714 | 0.30633 | 0.29897 | 0.28526 | 0.26659 | 0 | 0 | 0 | 0 | 0 | 0 | 62.5 | 61.75 | 60 | 61.25 | 60.25 | 60.5 | 59.75 | 67.25 | 78.25 | 84.5 | 88.75 | 92 | 93.25 | 92.25 | 91.25 | 90.25 | 88.25 | 86.75 | 84 | 78.5 | 73.25 | 69.75 | 64.25 | 62.75 | 0 | 0 | 0 | 0 | 0 | 0 | 0 | 0 | 0 | 0 | 0 | 0.031423 | 0.032174 | 0.032584 | 0.032571 | 0.032227 | 0.031376 | 0.029687 | 0 | 0 | 0 | 0 | 0 | 0
Program Specific1-in-10Size: 20 kW to 199.99 kWAll2022May Monthly Peak | Program Specific | 1-in-10 | Size: 20 kW to 199.99 kW | All | 2022 | May Monthly Peak | 5 | 16.4436 | 15.761 | 15.3856 | 15.2986 | 15.8153 | 17.3095 | 19.3803 | 22.2418 | 25.7336 | 28.4768 | 30.673 | 32.1541 | 32.7485 | 33.1536 | 32.9384 | 32.0254 | 30.4915 | 28.4256 | 25.8322 | 25.1747 | 24.5848 | 22.5777 | 20.0835 | 18.1298 | 0 | 0 | 0 | 0 | 0 | 0 | 0 | 0 | 0 | 0 | 0 | 0.29598 | 0.30145 | 0.30518 | 0.3032 | 0.29479 | 0.28067 | 0.26166 | 0 | 0 | 0 | 0 | 0 | 0 | 65.75 | 65.25 | 65.75 | 65.5 | 64.5 | 63.75 | 63 | 69 | 80 | 85.5 | 89.25 | 92.75 | 92.75 | 91 | 91 | 89 | 85.75 | 84 | 82 | 80.25 | 74.25 | 69.75 | 68.75 | 67 | 0 | 0 | 0 | 0 | 0 | 0 | 0 | 0 | 0 | 0 | 0 | 0.031241 | 0.031878 | 0.032176 | 0.032065 | 0.031641 | 0.030778 | 0.029085 | 0 | 0 | 0 | 0 | 0 | 0
Program Specific1-in-10Size: 20 kW to 199.99 kWAll2022June Monthly Peak | Program Specific | 1-in-10 | Size: 20 kW to 199.99 kW | All | 2022 | June Monthly Peak | 6 | 16.8406 | 16.1477 | 15.7385 | 15.6577 | 16.1896 | 17.5826 | 19.661 | 22.4676 | 25.6663 | 28.3936 | 30.5144 | 31.8405 | 32.3065 | 32.572 | 32.3824 | 31.6224 | 30.3798 | 28.6179 | 26.2526 | 25.0852 | 24.6342 | 22.8768 | 20.4602 | 18.4711 | 0 | 0 | 0 | 0 | 0 | 0 | 0 | 0 | 0 | 0 | 0 | 0.29309 | 0.29738 | 0.29982 | 0.29808 | 0.29108 | 0.27964 | 0.26343 | 0 | 0 | 0 | 0 | 0 | 0 | 65.25 | 62.5 | 61.5 | 61.5 | 61.25 | 60.5 | 62 | 70.75 | 76.25 | 80 | 85 | 87.75 | 89.5 | 90 | 87.5 | 87.5 | 87.25 | 84.75 | 82.5 | 79.75 | 76 | 72.25 | 70.5 | 68 | 0 | 0 | 0 | 0 | 0 | 0 | 0 | 0 | 0 | 0 | 0 | 0.031379 | 0.031889 | 0.032084 | 0.031985 | 0.031602 | 0.030901 | 0.029456 | 0 | 0 | 0 | 0 | 0 | 0
Program Specific1-in-10Size: 20 kW to 199.99 kWAll2022July Monthly Peak | Program Specific | 1-in-10 | Size: 20 kW to 199.99 kW | All | 2022 | July Monthly Peak | 7 | 17.8176 | 17.0534 | 16.6099 | 16.5224 | 17.0913 | 18.7063 | 21.015 | 23.9635 | 27.2867 | 30.1024 | 32.3358 | 33.7804 | 34.3524 | 34.7049 | 34.6089 | 34.0458 | 32.8245 | 30.8886 | 28.0643 | 26.6362 | 26.1216 | 24.2651 | 21.7193 | 19.6279 | 0 | 0 | 0 | 0 | 0 | 0 | 0 | 0 | 0 | 0 | 0 | 0.31095 | 0.31621 | 0.31946 | 0.31857 | 0.31339 | 0.30215 | 0.28433 | 0 | 0 | 0 | 0 | 0 | 0 | 71 | 71.5 | 71 | 70.75 | 70 | 70 | 69.5 | 72.75 | 76.75 | 81.25 | 86.5 | 91.75 | 92 | 92.25 | 92.5 | 91.75 | 87.75 | 85 | 83.75 | 81.5 | 78.25 | 75 | 73.75 | 72.75 | 0 | 0 | 0 | 0 | 0 | 0 | 0 | 0 | 0 | 0 | 0 | 0.033494 | 0.0341 | 0.034403 | 0.034384 | 0.03412 | 0.033405 | 0.031747 | 0 | 0 | 0 | 0 | 0 | 0
Program Specific1-in-10Size: 20 kW to 199.99 kWAll2022August Monthly Peak | Program Specific | 1-in-10 | Size: 20 kW to 199.99 kW | All | 2022 | August Monthly Peak | 8 | 18.1457 | 17.3423 | 16.8894 | 16.7998 | 17.4164 | 19.1607 | 21.8579 | 24.9853 | 28.6352 | 31.6316 | 34.0784 | 35.5859 | 36.177 | 36.5309 | 36.3781 | 35.671 | 34.2946 | 32.2249 | 29.1726 | 27.884 | 26.9139 | 24.7755 | 22.1001 | 19.9767 | 0 | 0 | 0 | 0 | 0 | 0 | 0 | 0 | 0 | 0 | 0 | 0.32757 | 0.33301 | 0.33626 | 0.33486 | 0.32835 | 0.31568 | 0.29663 | 0 | 0 | 0 | 0 | 0 | 0 | 73 | 72.2 | 71.6 | 70.4 | 70.4 | 70.2 | 69.4 | 72.4 | 79.4 | 84 | 89.6 | 91.2 | 93 | 91.4 | 91.8 | 91.6 | 90.2 | 89.8 | 85.6 | 82.4 | 78.2 | 76.4 | 75.2 | 75.2 | 0 | 0 | 0 | 0 | 0 | 0 | 0 | 0 | 0 | 0 | 0 | 0.034738 | 0.035336 | 0.035586 | 0.035515 | 0.035203 | 0.034513 | 0.032837 | 0 | 0 | 0 | 0 | 0 | 0
Program Specific1-in-10Size: 20 kW to 199.99 kWAll2022September Monthly Peak | Program Specific | 1-in-10 | Size: 20 kW to 199.99 kW | All | 2022 | September Monthly Peak | 9 | 18.5027 | 17.7209 | 17.2813 | 17.2274 | 17.8983 | 19.7902 | 22.8806 | 26.0523 | 30.2877 | 33.697 | 36.3212 | 37.988 | 38.5395 | 38.8642 | 38.5767 | 37.5661 | 35.7816 | 33.4158 | 30.3235 | 29.4842 | 27.6466 | 25.2464 | 22.4435 | 20.2911 | 0 | 0 | 0 | 0 | 0 | 0 | 0 | 0 | 0 | 0 | 0 | 0.34968 | 0.35475 | 0.35774 | 0.35509 | 0.34579 | 0.32937 | 0.30759 | 0 | 0 | 0 | 0 | 0 | 0 | 70.5 | 70 | 70 | 69.75 | 70 | 68.75 | 71.5 | 73 | 80.75 | 87.5 | 96.75 | 100 | 101.5 | 101 | 99.75 | 98.75 | 97.25 | 95.5 | 92.75 | 84 | 79.5 | 77.25 | 76.25 | 74.25 | 0 | 0 | 0 | 0 | 0 | 0 | 0 | 0 | 0 | 0 | 0 | 0.03634 | 0.036901 | 0.037115 | 0.036928 | 0.036462 | 0.035508 | 0.033568 | 0 | 0 | 0 | 0 | 0 | 0
Program Specific1-in-10Size: 20 kW to 199.99 kWAll2022October Monthly Peak | Program Specific | 1-in-10 | Size: 20 kW to 199.99 kW | All | 2022 | October Monthly Peak | 10 | 17.2849 | 16.5657 | 16.1564 | 16.0788 | 16.6395 | 18.2747 | 21.2064 | 23.5741 | 27.0608 | 30.2769 | 32.9487 | 34.856 | 35.7797 | 36.4355 | 36.3069 | 35.3178 | 33.4975 | 31.0751 | 29.1686 | 27.8878 | 26.0016 | 23.7853 | 21.1078 | 19.0224 | 0 | 0 | 0 | 0 | 0 | 0 | 0 | 0 | 0 | 0 | 0 | 0.32085 | 0.32935 | 0.33539 | 0.3342 | 0.3251 | 0.30834 | 0.28604 | 0 | 0 | 0 | 0 | 0 | 0 | 68.5 | 66.5 | 66.75 | 66.5 | 65 | 64.75 | 64 | 67.5 | 76.25 | 83.75 | 89.5 | 91.75 | 92 | 92.75 | 91.5 | 90.25 | 90.25 | 87.75 | 83 | 79.5 | 75.5 | 72.25 | 69.75 | 69.25 | 0 | 0 | 0 | 0 | 0 | 0 | 0 | 0 | 0 | 0 | 0 | 0.033634 | 0.034612 | 0.035161 | 0.035136 | 0.03466 | 0.033575 | 0.031527 | 0 | 0 | 0 | 0 | 0 | 0
Program Specific1-in-10Size: 20 kW to 199.99 kWAll2022November Monthly Peak | Program Specific | 1-in-10 | Size: 20 kW to 199.99 kW | All | 2022 | November Monthly Peak | 11 | 16.0419 | 15.4949 | 15.1867 | 15.1909 | 15.7548 | 17.3369 | 19.4806 | 21.707 | 24.7331 | 27.2913 | 29.4005 | 30.8051 | 31.4408 | 31.9109 | 31.6554 | 30.5621 | 29.285 | 28.7432 | 26.3801 | 24.7799 | 23.2321 | 21.3596 | 19.1526 | 17.4051 | 0 | 0 | 0 | 0 | 0 | 0 | 0 | 0 | 0 | 0 | 0 | 0.28356 | 0.28941 | 0.29374 | 0.29139 | 0.28132 | 0.26957 | 0.26458 | 0 | 0 | 0 | 0 | 0 | 0 | 63 | 62.2 | 60.8 | 61.6 | 61.2 | 60.6 | 59.8 | 63.4 | 71.6 | 79.2 | 83 | 86.8 | 88 | 88.2 | 88 | 87.2 | 84 | 77.8 | 72.2 | 67.8 | 66 | 62.8 | 62 | 60.8 | 0 | 0 | 0 | 0 | 0 | 0 | 0 | 0 | 0 | 0 | 0 | 0.030172 | 0.030882 | 0.031266 | 0.031097 | 0.030347 | 0.02945 | 0.028942 | 0 | 0 | 0 | 0 | 0 | 0
Program Specific1-in-10Size: 20 kW to 199.99 kWAll2022December Monthly Peak | Program Specific | 1-in-10 | Size: 20 kW to 199.99 kW | All | 2022 | December Monthly Peak | 12 | 14.1419 | 13.7898 | 13.6648 | 13.7946 | 14.4187 | 16.0098 | 17.958 | 19.8979 | 21.6014 | 22.2727 | 22.5406 | 22.4921 | 22.1635 | 21.9218 | 21.5331 | 20.9356 | 20.7175 | 21.7069 | 21.1612 | 20.1097 | 19.1145 | 17.9264 | 16.3973 | 15.2104 | 0 | 0 | 0 | 0 | 0 | 0 | 0 | 0 | 0 | 0 | 0 | 0.20704 | 0.20401 | 0.20179 | 0.19821 | 0.19271 | 0.1907 | 0.19981 | 0 | 0 | 0 | 0 | 0 | 0 | 47.25 | 46.75 | 45.25 | 45 | 45.25 | 45.25 | 44.25 | 45.25 | 47.75 | 50.75 | 53 | 53.25 | 54 | 55 | 56 | 55 | 54.25 | 50.75 | 49.25 | 48.5 | 46.5 | 47.75 | 46 | 45.25 | 0 | 0 | 0 | 0 | 0 | 0 | 0 | 0 | 0 | 0 | 0 | 0.02085 | 0.020642 | 0.020459 | 0.020232 | 0.019875 | 0.01985 | 0.020703 | 0 | 0 | 0 | 0 | 0 | 0
Program Specific1-in-10Size: 20 kW to 199.99 kWAll2022Typical Event Day | Program Specific | 1-in-10 | Size: 20 kW to 199.99 kW | All | 2022 | Typical Event Day | 8 | 18.0908 | 17.2949 | 16.8447 | 16.7555 | 17.3677 | 19.1 | 21.7851 | 24.8524 | 28.4137 | 31.3315 | 33.7048 | 35.1652 | 35.7555 | 36.1282 | 35.9974 | 35.3023 | 33.9468 | 31.9044 | 28.9201 | 27.6669 | 26.7313 | 24.6268 | 21.9811 | 19.8773 | 0 | 0 | 0 | 0 | 0 | 0 | 0 | 0 | 0 | 0 | 0 | 0.32369 | 0.32913 | 0.33256 | 0.33135 | 0.32495 | 0.31248 | 0.29368 | 0 | 0 | 0 | 0 | 0 | 0 | 69.9375 | 69.05 | 68.525 | 68.1 | 67.9125 | 67.3625 | 68.1 | 72.225 | 78.2875 | 83.1875 | 89.4625 | 92.675 | 94 | 93.6625 | 92.8875 | 92.4 | 90.6125 | 88.7625 | 86.15 | 81.9125 | 77.9875 | 75.225 | 73.925 | 72.55 | 0 | 0 | 0 | 0 | 0 | 0 | 0 | 0 | 0 | 0 | 0 | 0.034391 | 0.034993 | 0.035264 | 0.035214 | 0.034905 | 0.034219 | 0.032561 | 0 | 0 | 0 | 0 | 0 | 0
Program Specific1-in-10Size: 20 kW to 199.99 kWAll2023January Monthly Peak | Program Specific | 1-in-10 | Size: 20 kW to 199.99 kW | All | 2023 | January Monthly Peak | 1 | 13.9211 | 13.5825 | 13.5038 | 13.6614 | 14.3447 | 15.996 | 18.6535 | 20.5478 | 21.9495 | 22.124 | 21.9438 | 21.6391 | 21.1065 | 20.7006 | 20.2652 | 19.8421 | 19.8362 | 21.1133 | 20.8352 | 19.863 | 18.9048 | 17.7486 | 16.1992 | 15.0514 | 0 | 0 | 0 | 0 | 0 | 0 | 0 | 0 | 0 | 0 | 0 | 0.19919 | 0.19428 | 0.19055 | 0.18654 | 0.18264 | 0.18259 | 0.19435 | 0 | 0 | 0 | 0 | 0 | 0 | 42 | 41 | 40 | 39.5 | 39 | 38.25 | 38.25 | 38.25 | 45.75 | 51.25 | 55.25 | 57 | 58 | 58.25 | 58 | 56.25 | 54.75 | 52.25 | 50.5 | 47.5 | 46 | 45.25 | 46.75 | 46.25 | 0 | 0 | 0 | 0 | 0 | 0 | 0 | 0 | 0 | 0 | 0 | 0.019495 | 0.019082 | 0.018729 | 0.018451 | 0.018305 | 0.01856 | 0.019736 | 0 | 0 | 0 | 0 | 0 | 0
Program Specific1-in-10Size: 20 kW to 199.99 kWAll2023February Monthly Peak | Program Specific | 1-in-10 | Size: 20 kW to 199.99 kW | All | 2023 | February Monthly Peak | 2 | 14.5701 | 14.1556 | 14.0114 | 14.104 | 14.7168 | 16.3277 | 18.7371 | 20.4896 | 22.1627 | 22.9864 | 23.4684 | 23.6879 | 23.6535 | 23.6892 | 23.4841 | 22.8803 | 22.2454 | 22.4485 | 22.3783 | 21.2485 | 20.1675 | 18.7895 | 17.0271 | 15.6942 | 0 | 0 | 0 | 0 | 0 | 0 | 0 | 0 | 0 | 0 | 0 | 0.21805 | 0.21773 | 0.21806 | 0.21617 | 0.21061 | 0.20477 | 0.20664 | 0 | 0 | 0 | 0 | 0 | 0 | 52.25 | 51.75 | 51.75 | 50.75 | 51.5 | 50.75 | 51.5 | 52 | 52.25 | 53.75 | 54.5 | 55 | 55.75 | 54 | 53.25 | 52 | 49.75 | 48 | 47.25 | 48 | 47.75 | 46.75 | 47.75 | 46.75 | 0 | 0 | 0 | 0 | 0 | 0 | 0 | 0 | 0 | 0 | 0 | 0.022403 | 0.022477 | 0.022525 | 0.02244 | 0.022157 | 0.021847 | 0.021973 | 0 | 0 | 0 | 0 | 0 | 0
Program Specific1-in-10Size: 20 kW to 199.99 kWAll2023March Monthly Peak | Program Specific | 1-in-10 | Size: 20 kW to 199.99 kW | All | 2023 | March Monthly Peak | 3 | 15.9518 | 15.3389 | 15.0102 | 14.9602 | 15.4635 | 16.9441 | 19.5386 | 21.2674 | 23.395 | 25.1433 | 26.624 | 27.6311 | 28.208 | 28.8373 | 28.9041 | 28.2962 | 27.1565 | 25.8021 | 24.4925 | 24.1527 | 22.8859 | 21.1638 | 18.9848 | 17.2668 | 0 | 0 | 0 | 0 | 0 | 0 | 0 | 0 | 0 | 0 | 0 | 0.25434 | 0.25965 | 0.26545 | 0.26606 | 0.26046 | 0.24997 | 0.23751 | 0 | 0 | 0 | 0 | 0 | 0 | 56 | 54.25 | 52.75 | 53.25 | 53.75 | 54 | 54 | 56.25 | 63.25 | 69 | 73.25 | 76 | 79.25 | 79 | 76.25 | 72.75 | 72.5 | 71 | 67.25 | 62.75 | 61.5 | 59.5 | 59.5 | 57.5 | 0 | 0 | 0 | 0 | 0 | 0 | 0 | 0 | 0 | 0 | 0 | 0.027026 | 0.027717 | 0.028272 | 0.028446 | 0.028215 | 0.02755 | 0.026362 | 0 | 0 | 0 | 0 | 0 | 0
Program Specific1-in-10Size: 20 kW to 199.99 kWAll2023April Monthly Peak | Program Specific | 1-in-10 | Size: 20 kW to 199.99 kW | All | 2023 | April Monthly Peak | 4 | 16.517 | 15.8026 | 15.402 | 15.3147 | 15.815 | 17.3371 | 19.617 | 21.9314 | 25.2919 | 28.1817 | 30.5526 | 32.1348 | 32.8474 | 33.3665 | 33.2787 | 32.4789 | 30.9896 | 28.962 | 26.3706 | 25.9882 | 24.8208 | 22.7548 | 20.2107 | 18.2065 | 0 | 0 | 0 | 0 | 0 | 0 | 0 | 0 | 0 | 0 | 0 | 0.2958 | 0.30236 | 0.30714 | 0.30633 | 0.29897 | 0.28526 | 0.26659 | 0 | 0 | 0 | 0 | 0 | 0 | 62.5 | 61.75 | 60 | 61.25 | 60.25 | 60.5 | 59.75 | 67.25 | 78.25 | 84.5 | 88.75 | 92 | 93.25 | 92.25 | 91.25 | 90.25 | 88.25 | 86.75 | 84 | 78.5 | 73.25 | 69.75 | 64.25 | 62.75 | 0 | 0 | 0 | 0 | 0 | 0 | 0 | 0 | 0 | 0 | 0 | 0.031423 | 0.032174 | 0.032584 | 0.032571 | 0.032227 | 0.031376 | 0.029687 | 0 | 0 | 0 | 0 | 0 | 0
Program Specific1-in-10Size: 20 kW to 199.99 kWAll2023May Monthly Peak | Program Specific | 1-in-10 | Size: 20 kW to 199.99 kW | All | 2023 | May Monthly Peak | 5 | 16.4436 | 15.761 | 15.3856 | 15.2986 | 15.8153 | 17.3095 | 19.3803 | 22.2418 | 25.7336 | 28.4768 | 30.673 | 32.1541 | 32.7485 | 33.1536 | 32.9384 | 32.0254 | 30.4915 | 28.4256 | 25.8322 | 25.1747 | 24.5848 | 22.5777 | 20.0835 | 18.1298 | 0 | 0 | 0 | 0 | 0 | 0 | 0 | 0 | 0 | 0 | 0 | 0.29598 | 0.30145 | 0.30518 | 0.3032 | 0.29479 | 0.28067 | 0.26166 | 0 | 0 | 0 | 0 | 0 | 0 | 65.75 | 65.25 | 65.75 | 65.5 | 64.5 | 63.75 | 63 | 69 | 80 | 85.5 | 89.25 | 92.75 | 92.75 | 91 | 91 | 89 | 85.75 | 84 | 82 | 80.25 | 74.25 | 69.75 | 68.75 | 67 | 0 | 0 | 0 | 0 | 0 | 0 | 0 | 0 | 0 | 0 | 0 | 0.031241 | 0.031878 | 0.032176 | 0.032065 | 0.031641 | 0.030778 | 0.029085 | 0 | 0 | 0 | 0 | 0 | 0
Program Specific1-in-10Size: 20 kW to 199.99 kWAll2023June Monthly Peak | Program Specific | 1-in-10 | Size: 20 kW to 199.99 kW | All | 2023 | June Monthly Peak | 6 | 16.8406 | 16.1477 | 15.7385 | 15.6577 | 16.1896 | 17.5826 | 19.661 | 22.4676 | 25.6663 | 28.3936 | 30.5144 | 31.8405 | 32.3065 | 32.572 | 32.3824 | 31.6224 | 30.3798 | 28.6179 | 26.2526 | 25.0852 | 24.6342 | 22.8768 | 20.4602 | 18.4711 | 0 | 0 | 0 | 0 | 0 | 0 | 0 | 0 | 0 | 0 | 0 | 0.29309 | 0.29738 | 0.29982 | 0.29808 | 0.29108 | 0.27964 | 0.26343 | 0 | 0 | 0 | 0 | 0 | 0 | 65.25 | 62.5 | 61.5 | 61.5 | 61.25 | 60.5 | 62 | 70.75 | 76.25 | 80 | 85 | 87.75 | 89.5 | 90 | 87.5 | 87.5 | 87.25 | 84.75 | 82.5 | 79.75 | 76 | 72.25 | 70.5 | 68 | 0 | 0 | 0 | 0 | 0 | 0 | 0 | 0 | 0 | 0 | 0 | 0.031379 | 0.031889 | 0.032084 | 0.031985 | 0.031602 | 0.030901 | 0.029456 | 0 | 0 | 0 | 0 | 0 | 0
Program Specific1-in-10Size: 20 kW to 199.99 kWAll2023July Monthly Peak | Program Specific | 1-in-10 | Size: 20 kW to 199.99 kW | All | 2023 | July Monthly Peak | 7 | 17.8176 | 17.0534 | 16.6099 | 16.5224 | 17.0913 | 18.7063 | 21.015 | 23.9635 | 27.2867 | 30.1024 | 32.3358 | 33.7804 | 34.3524 | 34.7049 | 34.6089 | 34.0458 | 32.8245 | 30.8886 | 28.0643 | 26.6362 | 26.1216 | 24.2651 | 21.7193 | 19.6279 | 0 | 0 | 0 | 0 | 0 | 0 | 0 | 0 | 0 | 0 | 0 | 0.31095 | 0.31621 | 0.31946 | 0.31857 | 0.31339 | 0.30215 | 0.28433 | 0 | 0 | 0 | 0 | 0 | 0 | 71 | 71.5 | 71 | 70.75 | 70 | 70 | 69.5 | 72.75 | 76.75 | 81.25 | 86.5 | 91.75 | 92 | 92.25 | 92.5 | 91.75 | 87.75 | 85 | 83.75 | 81.5 | 78.25 | 75 | 73.75 | 72.75 | 0 | 0 | 0 | 0 | 0 | 0 | 0 | 0 | 0 | 0 | 0 | 0.033494 | 0.0341 | 0.034403 | 0.034384 | 0.03412 | 0.033405 | 0.031747 | 0 | 0 | 0 | 0 | 0 | 0
Program Specific1-in-10Size: 20 kW to 199.99 kWAll2023August Monthly Peak | Program Specific | 1-in-10 | Size: 20 kW to 199.99 kW | All | 2023 | August Monthly Peak | 8 | 18.1457 | 17.3423 | 16.8894 | 16.7998 | 17.4164 | 19.1607 | 21.8579 | 24.9853 | 28.6352 | 31.6316 | 34.0784 | 35.5859 | 36.177 | 36.5309 | 36.3781 | 35.671 | 34.2946 | 32.2249 | 29.1726 | 27.884 | 26.9139 | 24.7755 | 22.1001 | 19.9767 | 0 | 0 | 0 | 0 | 0 | 0 | 0 | 0 | 0 | 0 | 0 | 0.32757 | 0.33301 | 0.33626 | 0.33486 | 0.32835 | 0.31568 | 0.29663 | 0 | 0 | 0 | 0 | 0 | 0 | 73 | 72.2 | 71.6 | 70.4 | 70.4 | 70.2 | 69.4 | 72.4 | 79.4 | 84 | 89.6 | 91.2 | 93 | 91.4 | 91.8 | 91.6 | 90.2 | 89.8 | 85.6 | 82.4 | 78.2 | 76.4 | 75.2 | 75.2 | 0 | 0 | 0 | 0 | 0 | 0 | 0 | 0 | 0 | 0 | 0 | 0.034738 | 0.035336 | 0.035586 | 0.035515 | 0.035203 | 0.034513 | 0.032837 | 0 | 0 | 0 | 0 | 0 | 0
Program Specific1-in-10Size: 20 kW to 199.99 kWAll2023September Monthly Peak | Program Specific | 1-in-10 | Size: 20 kW to 199.99 kW | All | 2023 | September Monthly Peak | 9 | 18.5027 | 17.7209 | 17.2813 | 17.2274 | 17.8983 | 19.7902 | 22.8806 | 26.0523 | 30.2877 | 33.697 | 36.3212 | 37.988 | 38.5395 | 38.8642 | 38.5767 | 37.5661 | 35.7816 | 33.4158 | 30.3235 | 29.4842 | 27.6466 | 25.2464 | 22.4435 | 20.2911 | 0 | 0 | 0 | 0 | 0 | 0 | 0 | 0 | 0 | 0 | 0 | 0.34968 | 0.35475 | 0.35774 | 0.35509 | 0.34579 | 0.32937 | 0.30759 | 0 | 0 | 0 | 0 | 0 | 0 | 70.5 | 70 | 70 | 69.75 | 70 | 68.75 | 71.5 | 73 | 80.75 | 87.5 | 96.75 | 100 | 101.5 | 101 | 99.75 | 98.75 | 97.25 | 95.5 | 92.75 | 84 | 79.5 | 77.25 | 76.25 | 74.25 | 0 | 0 | 0 | 0 | 0 | 0 | 0 | 0 | 0 | 0 | 0 | 0.03634 | 0.036901 | 0.037115 | 0.036928 | 0.036462 | 0.035508 | 0.033568 | 0 | 0 | 0 | 0 | 0 | 0
Program Specific1-in-10Size: 20 kW to 199.99 kWAll2023October Monthly Peak | Program Specific | 1-in-10 | Size: 20 kW to 199.99 kW | All | 2023 | October Monthly Peak | 10 | 17.2849 | 16.5657 | 16.1564 | 16.0788 | 16.6395 | 18.2747 | 21.2064 | 23.5741 | 27.0608 | 30.2769 | 32.9487 | 34.856 | 35.7797 | 36.4355 | 36.3069 | 35.3178 | 33.4975 | 31.0751 | 29.1686 | 27.8878 | 26.0016 | 23.7853 | 21.1078 | 19.0224 | 0 | 0 | 0 | 0 | 0 | 0 | 0 | 0 | 0 | 0 | 0 | 0.32085 | 0.32935 | 0.33539 | 0.3342 | 0.3251 | 0.30834 | 0.28604 | 0 | 0 | 0 | 0 | 0 | 0 | 68.5 | 66.5 | 66.75 | 66.5 | 65 | 64.75 | 64 | 67.5 | 76.25 | 83.75 | 89.5 | 91.75 | 92 | 92.75 | 91.5 | 90.25 | 90.25 | 87.75 | 83 | 79.5 | 75.5 | 72.25 | 69.75 | 69.25 | 0 | 0 | 0 | 0 | 0 | 0 | 0 | 0 | 0 | 0 | 0 | 0.033634 | 0.034612 | 0.035161 | 0.035136 | 0.03466 | 0.033575 | 0.031527 | 0 | 0 | 0 | 0 | 0 | 0
Program Specific1-in-10Size: 20 kW to 199.99 kWAll2023November Monthly Peak | Program Specific | 1-in-10 | Size: 20 kW to 199.99 kW | All | 2023 | November Monthly Peak | 11 | 16.0419 | 15.4949 | 15.1867 | 15.1909 | 15.7548 | 17.3369 | 19.4806 | 21.707 | 24.7331 | 27.2913 | 29.4005 | 30.8051 | 31.4408 | 31.9109 | 31.6554 | 30.5621 | 29.285 | 28.7432 | 26.3801 | 24.7799 | 23.2321 | 21.3596 | 19.1526 | 17.4051 | 0 | 0 | 0 | 0 | 0 | 0 | 0 | 0 | 0 | 0 | 0 | 0.28356 | 0.28941 | 0.29374 | 0.29139 | 0.28132 | 0.26957 | 0.26458 | 0 | 0 | 0 | 0 | 0 | 0 | 63 | 62.2 | 60.8 | 61.6 | 61.2 | 60.6 | 59.8 | 63.4 | 71.6 | 79.2 | 83 | 86.8 | 88 | 88.2 | 88 | 87.2 | 84 | 77.8 | 72.2 | 67.8 | 66 | 62.8 | 62 | 60.8 | 0 | 0 | 0 | 0 | 0 | 0 | 0 | 0 | 0 | 0 | 0 | 0.030172 | 0.030882 | 0.031266 | 0.031097 | 0.030347 | 0.02945 | 0.028942 | 0 | 0 | 0 | 0 | 0 | 0
Program Specific1-in-10Size: 20 kW to 199.99 kWAll2023December Monthly Peak | Program Specific | 1-in-10 | Size: 20 kW to 199.99 kW | All | 2023 | December Monthly Peak | 12 | 14.1419 | 13.7898 | 13.6648 | 13.7946 | 14.4187 | 16.0098 | 17.958 | 19.8979 | 21.6014 | 22.2727 | 22.5406 | 22.4921 | 22.1635 | 21.9218 | 21.5331 | 20.9356 | 20.7175 | 21.7069 | 21.1612 | 20.1097 | 19.1145 | 17.9264 | 16.3973 | 15.2104 | 0 | 0 | 0 | 0 | 0 | 0 | 0 | 0 | 0 | 0 | 0 | 0.20704 | 0.20401 | 0.20179 | 0.19821 | 0.19271 | 0.1907 | 0.19981 | 0 | 0 | 0 | 0 | 0 | 0 | 47.25 | 46.75 | 45.25 | 45 | 45.25 | 45.25 | 44.25 | 45.25 | 47.75 | 50.75 | 53 | 53.25 | 54 | 55 | 56 | 55 | 54.25 | 50.75 | 49.25 | 48.5 | 46.5 | 47.75 | 46 | 45.25 | 0 | 0 | 0 | 0 | 0 | 0 | 0 | 0 | 0 | 0 | 0 | 0.02085 | 0.020642 | 0.020459 | 0.020232 | 0.019875 | 0.01985 | 0.020703 | 0 | 0 | 0 | 0 | 0 | 0
Program Specific1-in-10Size: 20 kW to 199.99 kWAll2023Typical Event Day | Program Specific | 1-in-10 | Size: 20 kW to 199.99 kW | All | 2023 | Typical Event Day | 8 | 18.0908 | 17.2949 | 16.8447 | 16.7555 | 17.3677 | 19.1 | 21.7851 | 24.8524 | 28.4137 | 31.3315 | 33.7048 | 35.1652 | 35.7555 | 36.1282 | 35.9974 | 35.3023 | 33.9468 | 31.9044 | 28.9201 | 27.6669 | 26.7313 | 24.6268 | 21.9811 | 19.8773 | 0 | 0 | 0 | 0 | 0 | 0 | 0 | 0 | 0 | 0 | 0 | 0.32369 | 0.32913 | 0.33256 | 0.33135 | 0.32495 | 0.31248 | 0.29368 | 0 | 0 | 0 | 0 | 0 | 0 | 69.9375 | 69.05 | 68.525 | 68.1 | 67.9125 | 67.3625 | 68.1 | 72.225 | 78.2875 | 83.1875 | 89.4625 | 92.675 | 94 | 93.6625 | 92.8875 | 92.4 | 90.6125 | 88.7625 | 86.15 | 81.9125 | 77.9875 | 75.225 | 73.925 | 72.55 | 0 | 0 | 0 | 0 | 0 | 0 | 0 | 0 | 0 | 0 | 0 | 0.034391 | 0.034993 | 0.035264 | 0.035214 | 0.034905 | 0.034219 | 0.032561 | 0 | 0 | 0 | 0 | 0 | 0
Program Specific1-in-10Size: 20 kW to 199.99 kWAll2024January Monthly Peak | Program Specific | 1-in-10 | Size: 20 kW to 199.99 kW | All | 2024 | January Monthly Peak | 1 | 13.9211 | 13.5825 | 13.5038 | 13.6614 | 14.3447 | 15.996 | 18.6535 | 20.5478 | 21.9495 | 22.124 | 21.9438 | 21.6391 | 21.1065 | 20.7006 | 20.2652 | 19.8421 | 19.8362 | 21.1133 | 20.8352 | 19.863 | 18.9048 | 17.7486 | 16.1992 | 15.0514 | 0 | 0 | 0 | 0 | 0 | 0 | 0 | 0 | 0 | 0 | 0 | 0.19919 | 0.19428 | 0.19055 | 0.18654 | 0.18264 | 0.18259 | 0.19435 | 0 | 0 | 0 | 0 | 0 | 0 | 42 | 41 | 40 | 39.5 | 39 | 38.25 | 38.25 | 38.25 | 45.75 | 51.25 | 55.25 | 57 | 58 | 58.25 | 58 | 56.25 | 54.75 | 52.25 | 50.5 | 47.5 | 46 | 45.25 | 46.75 | 46.25 | 0 | 0 | 0 | 0 | 0 | 0 | 0 | 0 | 0 | 0 | 0 | 0.019495 | 0.019082 | 0.018729 | 0.018451 | 0.018305 | 0.01856 | 0.019736 | 0 | 0 | 0 | 0 | 0 | 0
Program Specific1-in-10Size: 20 kW to 199.99 kWAll2024February Monthly Peak | Program Specific | 1-in-10 | Size: 20 kW to 199.99 kW | All | 2024 | February Monthly Peak | 2 | 14.5701 | 14.1556 | 14.0114 | 14.104 | 14.7168 | 16.3277 | 18.7371 | 20.4896 | 22.1627 | 22.9864 | 23.4684 | 23.6879 | 23.6535 | 23.6892 | 23.4841 | 22.8803 | 22.2454 | 22.4485 | 22.3783 | 21.2485 | 20.1675 | 18.7895 | 17.0271 | 15.6942 | 0 | 0 | 0 | 0 | 0 | 0 | 0 | 0 | 0 | 0 | 0 | 0.21805 | 0.21773 | 0.21806 | 0.21617 | 0.21061 | 0.20477 | 0.20664 | 0 | 0 | 0 | 0 | 0 | 0 | 52.25 | 51.75 | 51.75 | 50.75 | 51.5 | 50.75 | 51.5 | 52 | 52.25 | 53.75 | 54.5 | 55 | 55.75 | 54 | 53.25 | 52 | 49.75 | 48 | 47.25 | 48 | 47.75 | 46.75 | 47.75 | 46.75 | 0 | 0 | 0 | 0 | 0 | 0 | 0 | 0 | 0 | 0 | 0 | 0.022403 | 0.022477 | 0.022525 | 0.02244 | 0.022157 | 0.021847 | 0.021973 | 0 | 0 | 0 | 0 | 0 | 0
Program Specific1-in-10Size: 20 kW to 199.99 kWAll2024March Monthly Peak | Program Specific | 1-in-10 | Size: 20 kW to 199.99 kW | All | 2024 | March Monthly Peak | 3 | 15.9518 | 15.3389 | 15.0102 | 14.9602 | 15.4635 | 16.9441 | 19.5386 | 21.2674 | 23.395 | 25.1433 | 26.624 | 27.6311 | 28.208 | 28.8373 | 28.9041 | 28.2962 | 27.1565 | 25.8021 | 24.4925 | 24.1527 | 22.8859 | 21.1638 | 18.9848 | 17.2668 | 0 | 0 | 0 | 0 | 0 | 0 | 0 | 0 | 0 | 0 | 0 | 0.25434 | 0.25965 | 0.26545 | 0.26606 | 0.26046 | 0.24997 | 0.23751 | 0 | 0 | 0 | 0 | 0 | 0 | 56 | 54.25 | 52.75 | 53.25 | 53.75 | 54 | 54 | 56.25 | 63.25 | 69 | 73.25 | 76 | 79.25 | 79 | 76.25 | 72.75 | 72.5 | 71 | 67.25 | 62.75 | 61.5 | 59.5 | 59.5 | 57.5 | 0 | 0 | 0 | 0 | 0 | 0 | 0 | 0 | 0 | 0 | 0 | 0.027026 | 0.027717 | 0.028272 | 0.028446 | 0.028215 | 0.02755 | 0.026362 | 0 | 0 | 0 | 0 | 0 | 0
Program Specific1-in-10Size: 20 kW to 199.99 kWAll2024April Monthly Peak | Program Specific | 1-in-10 | Size: 20 kW to 199.99 kW | All | 2024 | April Monthly Peak | 4 | 16.517 | 15.8026 | 15.402 | 15.3147 | 15.815 | 17.3371 | 19.617 | 21.9314 | 25.2919 | 28.1817 | 30.5526 | 32.1348 | 32.8474 | 33.3665 | 33.2787 | 32.4789 | 30.9896 | 28.962 | 26.3706 | 25.9882 | 24.8208 | 22.7548 | 20.2107 | 18.2065 | 0 | 0 | 0 | 0 | 0 | 0 | 0 | 0 | 0 | 0 | 0 | 0.2958 | 0.30236 | 0.30714 | 0.30633 | 0.29897 | 0.28526 | 0.26659 | 0 | 0 | 0 | 0 | 0 | 0 | 62.5 | 61.75 | 60 | 61.25 | 60.25 | 60.5 | 59.75 | 67.25 | 78.25 | 84.5 | 88.75 | 92 | 93.25 | 92.25 | 91.25 | 90.25 | 88.25 | 86.75 | 84 | 78.5 | 73.25 | 69.75 | 64.25 | 62.75 | 0 | 0 | 0 | 0 | 0 | 0 | 0 | 0 | 0 | 0 | 0 | 0.031423 | 0.032174 | 0.032584 | 0.032571 | 0.032227 | 0.031376 | 0.029687 | 0 | 0 | 0 | 0 | 0 | 0
Program Specific1-in-10Size: 20 kW to 199.99 kWAll2024May Monthly Peak | Program Specific | 1-in-10 | Size: 20 kW to 199.99 kW | All | 2024 | May Monthly Peak | 5 | 16.4436 | 15.761 | 15.3856 | 15.2986 | 15.8153 | 17.3095 | 19.3803 | 22.2418 | 25.7336 | 28.4768 | 30.673 | 32.1541 | 32.7485 | 33.1536 | 32.9384 | 32.0254 | 30.4915 | 28.4256 | 25.8322 | 25.1747 | 24.5848 | 22.5777 | 20.0835 | 18.1298 | 0 | 0 | 0 | 0 | 0 | 0 | 0 | 0 | 0 | 0 | 0 | 0.29598 | 0.30145 | 0.30518 | 0.3032 | 0.29479 | 0.28067 | 0.26166 | 0 | 0 | 0 | 0 | 0 | 0 | 65.75 | 65.25 | 65.75 | 65.5 | 64.5 | 63.75 | 63 | 69 | 80 | 85.5 | 89.25 | 92.75 | 92.75 | 91 | 91 | 89 | 85.75 | 84 | 82 | 80.25 | 74.25 | 69.75 | 68.75 | 67 | 0 | 0 | 0 | 0 | 0 | 0 | 0 | 0 | 0 | 0 | 0 | 0.031241 | 0.031878 | 0.032176 | 0.032065 | 0.031641 | 0.030778 | 0.029085 | 0 | 0 | 0 | 0 | 0 | 0
Program Specific1-in-10Size: 20 kW to 199.99 kWAll2024June Monthly Peak | Program Specific | 1-in-10 | Size: 20 kW to 199.99 kW | All | 2024 | June Monthly Peak | 6 | 16.8406 | 16.1477 | 15.7385 | 15.6577 | 16.1896 | 17.5826 | 19.661 | 22.4676 | 25.6663 | 28.3936 | 30.5144 | 31.8405 | 32.3065 | 32.572 | 32.3824 | 31.6224 | 30.3798 | 28.6179 | 26.2526 | 25.0852 | 24.6342 | 22.8768 | 20.4602 | 18.4711 | 0 | 0 | 0 | 0 | 0 | 0 | 0 | 0 | 0 | 0 | 0 | 0.29309 | 0.29738 | 0.29982 | 0.29808 | 0.29108 | 0.27964 | 0.26343 | 0 | 0 | 0 | 0 | 0 | 0 | 65.25 | 62.5 | 61.5 | 61.5 | 61.25 | 60.5 | 62 | 70.75 | 76.25 | 80 | 85 | 87.75 | 89.5 | 90 | 87.5 | 87.5 | 87.25 | 84.75 | 82.5 | 79.75 | 76 | 72.25 | 70.5 | 68 | 0 | 0 | 0 | 0 | 0 | 0 | 0 | 0 | 0 | 0 | 0 | 0.031379 | 0.031889 | 0.032084 | 0.031985 | 0.031602 | 0.030901 | 0.029456 | 0 | 0 | 0 | 0 | 0 | 0
Program Specific1-in-10Size: 20 kW to 199.99 kWAll2024July Monthly Peak | Program Specific | 1-in-10 | Size: 20 kW to 199.99 kW | All | 2024 | July Monthly Peak | 7 | 17.8176 | 17.0534 | 16.6099 | 16.5224 | 17.0913 | 18.7063 | 21.015 | 23.9635 | 27.2867 | 30.1024 | 32.3358 | 33.7804 | 34.3524 | 34.7049 | 34.6089 | 34.0458 | 32.8245 | 30.8886 | 28.0643 | 26.6362 | 26.1216 | 24.2651 | 21.7193 | 19.6279 | 0 | 0 | 0 | 0 | 0 | 0 | 0 | 0 | 0 | 0 | 0 | 0.31095 | 0.31621 | 0.31946 | 0.31857 | 0.31339 | 0.30215 | 0.28433 | 0 | 0 | 0 | 0 | 0 | 0 | 71 | 71.5 | 71 | 70.75 | 70 | 70 | 69.5 | 72.75 | 76.75 | 81.25 | 86.5 | 91.75 | 92 | 92.25 | 92.5 | 91.75 | 87.75 | 85 | 83.75 | 81.5 | 78.25 | 75 | 73.75 | 72.75 | 0 | 0 | 0 | 0 | 0 | 0 | 0 | 0 | 0 | 0 | 0 | 0.033494 | 0.0341 | 0.034403 | 0.034384 | 0.03412 | 0.033405 | 0.031747 | 0 | 0 | 0 | 0 | 0 | 0
Program Specific1-in-10Size: 20 kW to 199.99 kWAll2024August Monthly Peak | Program Specific | 1-in-10 | Size: 20 kW to 199.99 kW | All | 2024 | August Monthly Peak | 8 | 18.1457 | 17.3423 | 16.8894 | 16.7998 | 17.4164 | 19.1607 | 21.8579 | 24.9853 | 28.6352 | 31.6316 | 34.0784 | 35.5859 | 36.177 | 36.5309 | 36.3781 | 35.671 | 34.2946 | 32.2249 | 29.1726 | 27.884 | 26.9139 | 24.7755 | 22.1001 | 19.9767 | 0 | 0 | 0 | 0 | 0 | 0 | 0 | 0 | 0 | 0 | 0 | 0.32757 | 0.33301 | 0.33626 | 0.33486 | 0.32835 | 0.31568 | 0.29663 | 0 | 0 | 0 | 0 | 0 | 0 | 73 | 72.2 | 71.6 | 70.4 | 70.4 | 70.2 | 69.4 | 72.4 | 79.4 | 84 | 89.6 | 91.2 | 93 | 91.4 | 91.8 | 91.6 | 90.2 | 89.8 | 85.6 | 82.4 | 78.2 | 76.4 | 75.2 | 75.2 | 0 | 0 | 0 | 0 | 0 | 0 | 0 | 0 | 0 | 0 | 0 | 0.034738 | 0.035336 | 0.035586 | 0.035515 | 0.035203 | 0.034513 | 0.032837 | 0 | 0 | 0 | 0 | 0 | 0
Program Specific1-in-10Size: 20 kW to 199.99 kWAll2024September Monthly Peak | Program Specific | 1-in-10 | Size: 20 kW to 199.99 kW | All | 2024 | September Monthly Peak | 9 | 18.5027 | 17.7209 | 17.2813 | 17.2274 | 17.8983 | 19.7902 | 22.8806 | 26.0523 | 30.2877 | 33.697 | 36.3212 | 37.988 | 38.5395 | 38.8642 | 38.5767 | 37.5661 | 35.7816 | 33.4158 | 30.3235 | 29.4842 | 27.6466 | 25.2464 | 22.4435 | 20.2911 | 0 | 0 | 0 | 0 | 0 | 0 | 0 | 0 | 0 | 0 | 0 | 0.34968 | 0.35475 | 0.35774 | 0.35509 | 0.34579 | 0.32937 | 0.30759 | 0 | 0 | 0 | 0 | 0 | 0 | 70.5 | 70 | 70 | 69.75 | 70 | 68.75 | 71.5 | 73 | 80.75 | 87.5 | 96.75 | 100 | 101.5 | 101 | 99.75 | 98.75 | 97.25 | 95.5 | 92.75 | 84 | 79.5 | 77.25 | 76.25 | 74.25 | 0 | 0 | 0 | 0 | 0 | 0 | 0 | 0 | 0 | 0 | 0 | 0.03634 | 0.036901 | 0.037115 | 0.036928 | 0.036462 | 0.035508 | 0.033568 | 0 | 0 | 0 | 0 | 0 | 0
Program Specific1-in-10Size: 20 kW to 199.99 kWAll2024October Monthly Peak | Program Specific | 1-in-10 | Size: 20 kW to 199.99 kW | All | 2024 | October Monthly Peak | 10 | 17.2849 | 16.5657 | 16.1564 | 16.0788 | 16.6395 | 18.2747 | 21.2064 | 23.5741 | 27.0608 | 30.2769 | 32.9487 | 34.856 | 35.7797 | 36.4355 | 36.3069 | 35.3178 | 33.4975 | 31.0751 | 29.1686 | 27.8878 | 26.0016 | 23.7853 | 21.1078 | 19.0224 | 0 | 0 | 0 | 0 | 0 | 0 | 0 | 0 | 0 | 0 | 0 | 0.32085 | 0.32935 | 0.33539 | 0.3342 | 0.3251 | 0.30834 | 0.28604 | 0 | 0 | 0 | 0 | 0 | 0 | 68.5 | 66.5 | 66.75 | 66.5 | 65 | 64.75 | 64 | 67.5 | 76.25 | 83.75 | 89.5 | 91.75 | 92 | 92.75 | 91.5 | 90.25 | 90.25 | 87.75 | 83 | 79.5 | 75.5 | 72.25 | 69.75 | 69.25 | 0 | 0 | 0 | 0 | 0 | 0 | 0 | 0 | 0 | 0 | 0 | 0.033634 | 0.034612 | 0.035161 | 0.035136 | 0.03466 | 0.033575 | 0.031527 | 0 | 0 | 0 | 0 | 0 | 0
Program Specific1-in-10Size: 20 kW to 199.99 kWAll2024November Monthly Peak | Program Specific | 1-in-10 | Size: 20 kW to 199.99 kW | All | 2024 | November Monthly Peak | 11 | 16.0419 | 15.4949 | 15.1867 | 15.1909 | 15.7548 | 17.3369 | 19.4806 | 21.707 | 24.7331 | 27.2913 | 29.4005 | 30.8051 | 31.4408 | 31.9109 | 31.6554 | 30.5621 | 29.285 | 28.7432 | 26.3801 | 24.7799 | 23.2321 | 21.3596 | 19.1526 | 17.4051 | 0 | 0 | 0 | 0 | 0 | 0 | 0 | 0 | 0 | 0 | 0 | 0.28356 | 0.28941 | 0.29374 | 0.29139 | 0.28132 | 0.26957 | 0.26458 | 0 | 0 | 0 | 0 | 0 | 0 | 63 | 62.2 | 60.8 | 61.6 | 61.2 | 60.6 | 59.8 | 63.4 | 71.6 | 79.2 | 83 | 86.8 | 88 | 88.2 | 88 | 87.2 | 84 | 77.8 | 72.2 | 67.8 | 66 | 62.8 | 62 | 60.8 | 0 | 0 | 0 | 0 | 0 | 0 | 0 | 0 | 0 | 0 | 0 | 0.030172 | 0.030882 | 0.031266 | 0.031097 | 0.030347 | 0.02945 | 0.028942 | 0 | 0 | 0 | 0 | 0 | 0
Program Specific1-in-10Size: 20 kW to 199.99 kWAll2024December Monthly Peak | Program Specific | 1-in-10 | Size: 20 kW to 199.99 kW | All | 2024 | December Monthly Peak | 12 | 14.1419 | 13.7898 | 13.6648 | 13.7946 | 14.4187 | 16.0098 | 17.958 | 19.8979 | 21.6014 | 22.2727 | 22.5406 | 22.4921 | 22.1635 | 21.9218 | 21.5331 | 20.9356 | 20.7175 | 21.7069 | 21.1612 | 20.1097 | 19.1145 | 17.9264 | 16.3973 | 15.2104 | 0 | 0 | 0 | 0 | 0 | 0 | 0 | 0 | 0 | 0 | 0 | 0.20704 | 0.20401 | 0.20179 | 0.19821 | 0.19271 | 0.1907 | 0.19981 | 0 | 0 | 0 | 0 | 0 | 0 | 47.25 | 46.75 | 45.25 | 45 | 45.25 | 45.25 | 44.25 | 45.25 | 47.75 | 50.75 | 53 | 53.25 | 54 | 55 | 56 | 55 | 54.25 | 50.75 | 49.25 | 48.5 | 46.5 | 47.75 | 46 | 45.25 | 0 | 0 | 0 | 0 | 0 | 0 | 0 | 0 | 0 | 0 | 0 | 0.02085 | 0.020642 | 0.020459 | 0.020232 | 0.019875 | 0.01985 | 0.020703 | 0 | 0 | 0 | 0 | 0 | 0
Program Specific1-in-10Size: 20 kW to 199.99 kWAll2024Typical Event Day | Program Specific | 1-in-10 | Size: 20 kW to 199.99 kW | All | 2024 | Typical Event Day | 8 | 18.0908 | 17.2949 | 16.8447 | 16.7555 | 17.3677 | 19.1 | 21.7851 | 24.8524 | 28.4137 | 31.3315 | 33.7048 | 35.1652 | 35.7555 | 36.1282 | 35.9974 | 35.3023 | 33.9468 | 31.9044 | 28.9201 | 27.6669 | 26.7313 | 24.6268 | 21.9811 | 19.8773 | 0 | 0 | 0 | 0 | 0 | 0 | 0 | 0 | 0 | 0 | 0 | 0.32369 | 0.32913 | 0.33256 | 0.33135 | 0.32495 | 0.31248 | 0.29368 | 0 | 0 | 0 | 0 | 0 | 0 | 69.9375 | 69.05 | 68.525 | 68.1 | 67.9125 | 67.3625 | 68.1 | 72.225 | 78.2875 | 83.1875 | 89.4625 | 92.675 | 94 | 93.6625 | 92.8875 | 92.4 | 90.6125 | 88.7625 | 86.15 | 81.9125 | 77.9875 | 75.225 | 73.925 | 72.55 | 0 | 0 | 0 | 0 | 0 | 0 | 0 | 0 | 0 | 0 | 0 | 0.034391 | 0.034993 | 0.035264 | 0.035214 | 0.034905 | 0.034219 | 0.032561 | 0 | 0 | 0 | 0 | 0 | 0
Program Specific1-in-10Size: 20 kW to 199.99 kWAll2025January Monthly Peak | Program Specific | 1-in-10 | Size: 20 kW to 199.99 kW | All | 2025 | January Monthly Peak | 1 | 13.9211 | 13.5825 | 13.5038 | 13.6614 | 14.3447 | 15.996 | 18.6535 | 20.5478 | 21.9495 | 22.124 | 21.9438 | 21.6391 | 21.1065 | 20.7006 | 20.2652 | 19.8421 | 19.8362 | 21.1133 | 20.8352 | 19.863 | 18.9048 | 17.7486 | 16.1992 | 15.0514 | 0 | 0 | 0 | 0 | 0 | 0 | 0 | 0 | 0 | 0 | 0 | 0.19919 | 0.19428 | 0.19055 | 0.18654 | 0.18264 | 0.18259 | 0.19435 | 0 | 0 | 0 | 0 | 0 | 0 | 42 | 41 | 40 | 39.5 | 39 | 38.25 | 38.25 | 38.25 | 45.75 | 51.25 | 55.25 | 57 | 58 | 58.25 | 58 | 56.25 | 54.75 | 52.25 | 50.5 | 47.5 | 46 | 45.25 | 46.75 | 46.25 | 0 | 0 | 0 | 0 | 0 | 0 | 0 | 0 | 0 | 0 | 0 | 0.019495 | 0.019082 | 0.018729 | 0.018451 | 0.018305 | 0.01856 | 0.019736 | 0 | 0 | 0 | 0 | 0 | 0
Program Specific1-in-10Size: 20 kW to 199.99 kWAll2025February Monthly Peak | Program Specific | 1-in-10 | Size: 20 kW to 199.99 kW | All | 2025 | February Monthly Peak | 2 | 14.5701 | 14.1556 | 14.0114 | 14.104 | 14.7168 | 16.3277 | 18.7371 | 20.4896 | 22.1627 | 22.9864 | 23.4684 | 23.6879 | 23.6535 | 23.6892 | 23.4841 | 22.8803 | 22.2454 | 22.4485 | 22.3783 | 21.2485 | 20.1675 | 18.7895 | 17.0271 | 15.6942 | 0 | 0 | 0 | 0 | 0 | 0 | 0 | 0 | 0 | 0 | 0 | 0.21805 | 0.21773 | 0.21806 | 0.21617 | 0.21061 | 0.20477 | 0.20664 | 0 | 0 | 0 | 0 | 0 | 0 | 52.25 | 51.75 | 51.75 | 50.75 | 51.5 | 50.75 | 51.5 | 52 | 52.25 | 53.75 | 54.5 | 55 | 55.75 | 54 | 53.25 | 52 | 49.75 | 48 | 47.25 | 48 | 47.75 | 46.75 | 47.75 | 46.75 | 0 | 0 | 0 | 0 | 0 | 0 | 0 | 0 | 0 | 0 | 0 | 0.022403 | 0.022477 | 0.022525 | 0.02244 | 0.022157 | 0.021847 | 0.021973 | 0 | 0 | 0 | 0 | 0 | 0
Program Specific1-in-10Size: 20 kW to 199.99 kWAll2025March Monthly Peak | Program Specific | 1-in-10 | Size: 20 kW to 199.99 kW | All | 2025 | March Monthly Peak | 3 | 15.9518 | 15.3389 | 15.0102 | 14.9602 | 15.4635 | 16.9441 | 19.5386 | 21.2674 | 23.395 | 25.1433 | 26.624 | 27.6311 | 28.208 | 28.8373 | 28.9041 | 28.2962 | 27.1565 | 25.8021 | 24.4925 | 24.1527 | 22.8859 | 21.1638 | 18.9848 | 17.2668 | 0 | 0 | 0 | 0 | 0 | 0 | 0 | 0 | 0 | 0 | 0 | 0.25434 | 0.25965 | 0.26545 | 0.26606 | 0.26046 | 0.24997 | 0.23751 | 0 | 0 | 0 | 0 | 0 | 0 | 56 | 54.25 | 52.75 | 53.25 | 53.75 | 54 | 54 | 56.25 | 63.25 | 69 | 73.25 | 76 | 79.25 | 79 | 76.25 | 72.75 | 72.5 | 71 | 67.25 | 62.75 | 61.5 | 59.5 | 59.5 | 57.5 | 0 | 0 | 0 | 0 | 0 | 0 | 0 | 0 | 0 | 0 | 0 | 0.027026 | 0.027717 | 0.028272 | 0.028446 | 0.028215 | 0.02755 | 0.026362 | 0 | 0 | 0 | 0 | 0 | 0
Program Specific1-in-10Size: 20 kW to 199.99 kWAll2025April Monthly Peak | Program Specific | 1-in-10 | Size: 20 kW to 199.99 kW | All | 2025 | April Monthly Peak | 4 | 16.517 | 15.8026 | 15.402 | 15.3147 | 15.815 | 17.3371 | 19.617 | 21.9314 | 25.2919 | 28.1817 | 30.5526 | 32.1348 | 32.8474 | 33.3665 | 33.2787 | 32.4789 | 30.9896 | 28.962 | 26.3706 | 25.9882 | 24.8208 | 22.7548 | 20.2107 | 18.2065 | 0 | 0 | 0 | 0 | 0 | 0 | 0 | 0 | 0 | 0 | 0 | 0.2958 | 0.30236 | 0.30714 | 0.30633 | 0.29897 | 0.28526 | 0.26659 | 0 | 0 | 0 | 0 | 0 | 0 | 62.5 | 61.75 | 60 | 61.25 | 60.25 | 60.5 | 59.75 | 67.25 | 78.25 | 84.5 | 88.75 | 92 | 93.25 | 92.25 | 91.25 | 90.25 | 88.25 | 86.75 | 84 | 78.5 | 73.25 | 69.75 | 64.25 | 62.75 | 0 | 0 | 0 | 0 | 0 | 0 | 0 | 0 | 0 | 0 | 0 | 0.031423 | 0.032174 | 0.032584 | 0.032571 | 0.032227 | 0.031376 | 0.029687 | 0 | 0 | 0 | 0 | 0 | 0
Program Specific1-in-10Size: 20 kW to 199.99 kWAll2025May Monthly Peak | Program Specific | 1-in-10 | Size: 20 kW to 199.99 kW | All | 2025 | May Monthly Peak | 5 | 16.4436 | 15.761 | 15.3856 | 15.2986 | 15.8153 | 17.3095 | 19.3803 | 22.2418 | 25.7336 | 28.4768 | 30.673 | 32.1541 | 32.7485 | 33.1536 | 32.9384 | 32.0254 | 30.4915 | 28.4256 | 25.8322 | 25.1747 | 24.5848 | 22.5777 | 20.0835 | 18.1298 | 0 | 0 | 0 | 0 | 0 | 0 | 0 | 0 | 0 | 0 | 0 | 0.29598 | 0.30145 | 0.30518 | 0.3032 | 0.29479 | 0.28067 | 0.26166 | 0 | 0 | 0 | 0 | 0 | 0 | 65.75 | 65.25 | 65.75 | 65.5 | 64.5 | 63.75 | 63 | 69 | 80 | 85.5 | 89.25 | 92.75 | 92.75 | 91 | 91 | 89 | 85.75 | 84 | 82 | 80.25 | 74.25 | 69.75 | 68.75 | 67 | 0 | 0 | 0 | 0 | 0 | 0 | 0 | 0 | 0 | 0 | 0 | 0.031241 | 0.031878 | 0.032176 | 0.032065 | 0.031641 | 0.030778 | 0.029085 | 0 | 0 | 0 | 0 | 0 | 0
Program Specific1-in-10Size: 20 kW to 199.99 kWAll2025June Monthly Peak | Program Specific | 1-in-10 | Size: 20 kW to 199.99 kW | All | 2025 | June Monthly Peak | 6 | 16.8406 | 16.1477 | 15.7385 | 15.6577 | 16.1896 | 17.5826 | 19.661 | 22.4676 | 25.6663 | 28.3936 | 30.5144 | 31.8405 | 32.3065 | 32.572 | 32.3824 | 31.6224 | 30.3798 | 28.6179 | 26.2526 | 25.0852 | 24.6342 | 22.8768 | 20.4602 | 18.4711 | 0 | 0 | 0 | 0 | 0 | 0 | 0 | 0 | 0 | 0 | 0 | 0.29309 | 0.29738 | 0.29982 | 0.29808 | 0.29108 | 0.27964 | 0.26343 | 0 | 0 | 0 | 0 | 0 | 0 | 65.25 | 62.5 | 61.5 | 61.5 | 61.25 | 60.5 | 62 | 70.75 | 76.25 | 80 | 85 | 87.75 | 89.5 | 90 | 87.5 | 87.5 | 87.25 | 84.75 | 82.5 | 79.75 | 76 | 72.25 | 70.5 | 68 | 0 | 0 | 0 | 0 | 0 | 0 | 0 | 0 | 0 | 0 | 0 | 0.031379 | 0.031889 | 0.032084 | 0.031985 | 0.031602 | 0.030901 | 0.029456 | 0 | 0 | 0 | 0 | 0 | 0
Program Specific1-in-10Size: 20 kW to 199.99 kWAll2025July Monthly Peak | Program Specific | 1-in-10 | Size: 20 kW to 199.99 kW | All | 2025 | July Monthly Peak | 7 | 17.8176 | 17.0534 | 16.6099 | 16.5224 | 17.0913 | 18.7063 | 21.015 | 23.9635 | 27.2867 | 30.1024 | 32.3358 | 33.7804 | 34.3524 | 34.7049 | 34.6089 | 34.0458 | 32.8245 | 30.8886 | 28.0643 | 26.6362 | 26.1216 | 24.2651 | 21.7193 | 19.6279 | 0 | 0 | 0 | 0 | 0 | 0 | 0 | 0 | 0 | 0 | 0 | 0.31095 | 0.31621 | 0.31946 | 0.31857 | 0.31339 | 0.30215 | 0.28433 | 0 | 0 | 0 | 0 | 0 | 0 | 71 | 71.5 | 71 | 70.75 | 70 | 70 | 69.5 | 72.75 | 76.75 | 81.25 | 86.5 | 91.75 | 92 | 92.25 | 92.5 | 91.75 | 87.75 | 85 | 83.75 | 81.5 | 78.25 | 75 | 73.75 | 72.75 | 0 | 0 | 0 | 0 | 0 | 0 | 0 | 0 | 0 | 0 | 0 | 0.033494 | 0.0341 | 0.034403 | 0.034384 | 0.03412 | 0.033405 | 0.031747 | 0 | 0 | 0 | 0 | 0 | 0
Program Specific1-in-10Size: 20 kW to 199.99 kWAll2025August Monthly Peak | Program Specific | 1-in-10 | Size: 20 kW to 199.99 kW | All | 2025 | August Monthly Peak | 8 | 18.1457 | 17.3423 | 16.8894 | 16.7998 | 17.4164 | 19.1607 | 21.8579 | 24.9853 | 28.6352 | 31.6316 | 34.0784 | 35.5859 | 36.177 | 36.5309 | 36.3781 | 35.671 | 34.2946 | 32.2249 | 29.1726 | 27.884 | 26.9139 | 24.7755 | 22.1001 | 19.9767 | 0 | 0 | 0 | 0 | 0 | 0 | 0 | 0 | 0 | 0 | 0 | 0.32757 | 0.33301 | 0.33626 | 0.33486 | 0.32835 | 0.31568 | 0.29663 | 0 | 0 | 0 | 0 | 0 | 0 | 73 | 72.2 | 71.6 | 70.4 | 70.4 | 70.2 | 69.4 | 72.4 | 79.4 | 84 | 89.6 | 91.2 | 93 | 91.4 | 91.8 | 91.6 | 90.2 | 89.8 | 85.6 | 82.4 | 78.2 | 76.4 | 75.2 | 75.2 | 0 | 0 | 0 | 0 | 0 | 0 | 0 | 0 | 0 | 0 | 0 | 0.034738 | 0.035336 | 0.035586 | 0.035515 | 0.035203 | 0.034513 | 0.032837 | 0 | 0 | 0 | 0 | 0 | 0
Program Specific1-in-10Size: 20 kW to 199.99 kWAll2025September Monthly Peak | Program Specific | 1-in-10 | Size: 20 kW to 199.99 kW | All | 2025 | September Monthly Peak | 9 | 18.5027 | 17.7209 | 17.2813 | 17.2274 | 17.8983 | 19.7902 | 22.8806 | 26.0523 | 30.2877 | 33.697 | 36.3212 | 37.988 | 38.5395 | 38.8642 | 38.5767 | 37.5661 | 35.7816 | 33.4158 | 30.3235 | 29.4842 | 27.6466 | 25.2464 | 22.4435 | 20.2911 | 0 | 0 | 0 | 0 | 0 | 0 | 0 | 0 | 0 | 0 | 0 | 0.34968 | 0.35475 | 0.35774 | 0.35509 | 0.34579 | 0.32937 | 0.30759 | 0 | 0 | 0 | 0 | 0 | 0 | 70.5 | 70 | 70 | 69.75 | 70 | 68.75 | 71.5 | 73 | 80.75 | 87.5 | 96.75 | 100 | 101.5 | 101 | 99.75 | 98.75 | 97.25 | 95.5 | 92.75 | 84 | 79.5 | 77.25 | 76.25 | 74.25 | 0 | 0 | 0 | 0 | 0 | 0 | 0 | 0 | 0 | 0 | 0 | 0.03634 | 0.036901 | 0.037115 | 0.036928 | 0.036462 | 0.035508 | 0.033568 | 0 | 0 | 0 | 0 | 0 | 0
Program Specific1-in-10Size: 20 kW to 199.99 kWAll2025October Monthly Peak | Program Specific | 1-in-10 | Size: 20 kW to 199.99 kW | All | 2025 | October Monthly Peak | 10 | 17.2849 | 16.5657 | 16.1564 | 16.0788 | 16.6395 | 18.2747 | 21.2064 | 23.5741 | 27.0608 | 30.2769 | 32.9487 | 34.856 | 35.7797 | 36.4355 | 36.3069 | 35.3178 | 33.4975 | 31.0751 | 29.1686 | 27.8878 | 26.0016 | 23.7853 | 21.1078 | 19.0224 | 0 | 0 | 0 | 0 | 0 | 0 | 0 | 0 | 0 | 0 | 0 | 0.32085 | 0.32935 | 0.33539 | 0.3342 | 0.3251 | 0.30834 | 0.28604 | 0 | 0 | 0 | 0 | 0 | 0 | 68.5 | 66.5 | 66.75 | 66.5 | 65 | 64.75 | 64 | 67.5 | 76.25 | 83.75 | 89.5 | 91.75 | 92 | 92.75 | 91.5 | 90.25 | 90.25 | 87.75 | 83 | 79.5 | 75.5 | 72.25 | 69.75 | 69.25 | 0 | 0 | 0 | 0 | 0 | 0 | 0 | 0 | 0 | 0 | 0 | 0.033634 | 0.034612 | 0.035161 | 0.035136 | 0.03466 | 0.033575 | 0.031527 | 0 | 0 | 0 | 0 | 0 | 0
Program Specific1-in-10Size: 20 kW to 199.99 kWAll2025November Monthly Peak | Program Specific | 1-in-10 | Size: 20 kW to 199.99 kW | All | 2025 | November Monthly Peak | 11 | 16.0419 | 15.4949 | 15.1867 | 15.1909 | 15.7548 | 17.3369 | 19.4806 | 21.707 | 24.7331 | 27.2913 | 29.4005 | 30.8051 | 31.4408 | 31.9109 | 31.6554 | 30.5621 | 29.285 | 28.7432 | 26.3801 | 24.7799 | 23.2321 | 21.3596 | 19.1526 | 17.4051 | 0 | 0 | 0 | 0 | 0 | 0 | 0 | 0 | 0 | 0 | 0 | 0.28356 | 0.28941 | 0.29374 | 0.29139 | 0.28132 | 0.26957 | 0.26458 | 0 | 0 | 0 | 0 | 0 | 0 | 63 | 62.2 | 60.8 | 61.6 | 61.2 | 60.6 | 59.8 | 63.4 | 71.6 | 79.2 | 83 | 86.8 | 88 | 88.2 | 88 | 87.2 | 84 | 77.8 | 72.2 | 67.8 | 66 | 62.8 | 62 | 60.8 | 0 | 0 | 0 | 0 | 0 | 0 | 0 | 0 | 0 | 0 | 0 | 0.030172 | 0.030882 | 0.031266 | 0.031097 | 0.030347 | 0.02945 | 0.028942 | 0 | 0 | 0 | 0 | 0 | 0
Program Specific1-in-10Size: 20 kW to 199.99 kWAll2025December Monthly Peak | Program Specific | 1-in-10 | Size: 20 kW to 199.99 kW | All | 2025 | December Monthly Peak | 12 | 14.1419 | 13.7898 | 13.6648 | 13.7946 | 14.4187 | 16.0098 | 17.958 | 19.8979 | 21.6014 | 22.2727 | 22.5406 | 22.4921 | 22.1635 | 21.9218 | 21.5331 | 20.9356 | 20.7175 | 21.7069 | 21.1612 | 20.1097 | 19.1145 | 17.9264 | 16.3973 | 15.2104 | 0 | 0 | 0 | 0 | 0 | 0 | 0 | 0 | 0 | 0 | 0 | 0.20704 | 0.20401 | 0.20179 | 0.19821 | 0.19271 | 0.1907 | 0.19981 | 0 | 0 | 0 | 0 | 0 | 0 | 47.25 | 46.75 | 45.25 | 45 | 45.25 | 45.25 | 44.25 | 45.25 | 47.75 | 50.75 | 53 | 53.25 | 54 | 55 | 56 | 55 | 54.25 | 50.75 | 49.25 | 48.5 | 46.5 | 47.75 | 46 | 45.25 | 0 | 0 | 0 | 0 | 0 | 0 | 0 | 0 | 0 | 0 | 0 | 0.02085 | 0.020642 | 0.020459 | 0.020232 | 0.019875 | 0.01985 | 0.020703 | 0 | 0 | 0 | 0 | 0 | 0
Program Specific1-in-10Size: 20 kW to 199.99 kWAll2025Typical Event Day | Program Specific | 1-in-10 | Size: 20 kW to 199.99 kW | All | 2025 | Typical Event Day | 8 | 18.0908 | 17.2949 | 16.8447 | 16.7555 | 17.3677 | 19.1 | 21.7851 | 24.8524 | 28.4137 | 31.3315 | 33.7048 | 35.1652 | 35.7555 | 36.1282 | 35.9974 | 35.3023 | 33.9468 | 31.9044 | 28.9201 | 27.6669 | 26.7313 | 24.6268 | 21.9811 | 19.8773 | 0 | 0 | 0 | 0 | 0 | 0 | 0 | 0 | 0 | 0 | 0 | 0.32369 | 0.32913 | 0.33256 | 0.33135 | 0.32495 | 0.31248 | 0.29368 | 0 | 0 | 0 | 0 | 0 | 0 | 69.9375 | 69.05 | 68.525 | 68.1 | 67.9125 | 67.3625 | 68.1 | 72.225 | 78.2875 | 83.1875 | 89.4625 | 92.675 | 94 | 93.6625 | 92.8875 | 92.4 | 90.6125 | 88.7625 | 86.15 | 81.9125 | 77.9875 | 75.225 | 73.925 | 72.55 | 0 | 0 | 0 | 0 | 0 | 0 | 0 | 0 | 0 | 0 | 0 | 0.034391 | 0.034993 | 0.035264 | 0.035214 | 0.034905 | 0.034219 | 0.032561 | 0 | 0 | 0 | 0 | 0 | 0
Program Specific1-in-10Size: 20 kW to 199.99 kWAll2026January Monthly Peak | Program Specific | 1-in-10 | Size: 20 kW to 199.99 kW | All | 2026 | January Monthly Peak | 1 | 13.9211 | 13.5825 | 13.5038 | 13.6614 | 14.3447 | 15.996 | 18.6535 | 20.5478 | 21.9495 | 22.124 | 21.9438 | 21.6391 | 21.1065 | 20.7006 | 20.2652 | 19.8421 | 19.8362 | 21.1133 | 20.8352 | 19.863 | 18.9048 | 17.7486 | 16.1992 | 15.0514 | 0 | 0 | 0 | 0 | 0 | 0 | 0 | 0 | 0 | 0 | 0 | 0.19919 | 0.19428 | 0.19055 | 0.18654 | 0.18264 | 0.18259 | 0.19435 | 0 | 0 | 0 | 0 | 0 | 0 | 42 | 41 | 40 | 39.5 | 39 | 38.25 | 38.25 | 38.25 | 45.75 | 51.25 | 55.25 | 57 | 58 | 58.25 | 58 | 56.25 | 54.75 | 52.25 | 50.5 | 47.5 | 46 | 45.25 | 46.75 | 46.25 | 0 | 0 | 0 | 0 | 0 | 0 | 0 | 0 | 0 | 0 | 0 | 0.019495 | 0.019082 | 0.018729 | 0.018451 | 0.018305 | 0.01856 | 0.019736 | 0 | 0 | 0 | 0 | 0 | 0
Program Specific1-in-10Size: 20 kW to 199.99 kWAll2026February Monthly Peak | Program Specific | 1-in-10 | Size: 20 kW to 199.99 kW | All | 2026 | February Monthly Peak | 2 | 14.5701 | 14.1556 | 14.0114 | 14.104 | 14.7168 | 16.3277 | 18.7371 | 20.4896 | 22.1627 | 22.9864 | 23.4684 | 23.6879 | 23.6535 | 23.6892 | 23.4841 | 22.8803 | 22.2454 | 22.4485 | 22.3783 | 21.2485 | 20.1675 | 18.7895 | 17.0271 | 15.6942 | 0 | 0 | 0 | 0 | 0 | 0 | 0 | 0 | 0 | 0 | 0 | 0.21805 | 0.21773 | 0.21806 | 0.21617 | 0.21061 | 0.20477 | 0.20664 | 0 | 0 | 0 | 0 | 0 | 0 | 52.25 | 51.75 | 51.75 | 50.75 | 51.5 | 50.75 | 51.5 | 52 | 52.25 | 53.75 | 54.5 | 55 | 55.75 | 54 | 53.25 | 52 | 49.75 | 48 | 47.25 | 48 | 47.75 | 46.75 | 47.75 | 46.75 | 0 | 0 | 0 | 0 | 0 | 0 | 0 | 0 | 0 | 0 | 0 | 0.022403 | 0.022477 | 0.022525 | 0.02244 | 0.022157 | 0.021847 | 0.021973 | 0 | 0 | 0 | 0 | 0 | 0
Program Specific1-in-10Size: 20 kW to 199.99 kWAll2026March Monthly Peak | Program Specific | 1-in-10 | Size: 20 kW to 199.99 kW | All | 2026 | March Monthly Peak | 3 | 15.9518 | 15.3389 | 15.0102 | 14.9602 | 15.4635 | 16.9441 | 19.5386 | 21.2674 | 23.395 | 25.1433 | 26.624 | 27.6311 | 28.208 | 28.8373 | 28.9041 | 28.2962 | 27.1565 | 25.8021 | 24.4925 | 24.1527 | 22.8859 | 21.1638 | 18.9848 | 17.2668 | 0 | 0 | 0 | 0 | 0 | 0 | 0 | 0 | 0 | 0 | 0 | 0.25434 | 0.25965 | 0.26545 | 0.26606 | 0.26046 | 0.24997 | 0.23751 | 0 | 0 | 0 | 0 | 0 | 0 | 56 | 54.25 | 52.75 | 53.25 | 53.75 | 54 | 54 | 56.25 | 63.25 | 69 | 73.25 | 76 | 79.25 | 79 | 76.25 | 72.75 | 72.5 | 71 | 67.25 | 62.75 | 61.5 | 59.5 | 59.5 | 57.5 | 0 | 0 | 0 | 0 | 0 | 0 | 0 | 0 | 0 | 0 | 0 | 0.027026 | 0.027717 | 0.028272 | 0.028446 | 0.028215 | 0.02755 | 0.026362 | 0 | 0 | 0 | 0 | 0 | 0
Program Specific1-in-10Size: 20 kW to 199.99 kWAll2026April Monthly Peak | Program Specific | 1-in-10 | Size: 20 kW to 199.99 kW | All | 2026 | April Monthly Peak | 4 | 16.517 | 15.8026 | 15.402 | 15.3147 | 15.815 | 17.3371 | 19.617 | 21.9314 | 25.2919 | 28.1817 | 30.5526 | 32.1348 | 32.8474 | 33.3665 | 33.2787 | 32.4789 | 30.9896 | 28.962 | 26.3706 | 25.9882 | 24.8208 | 22.7548 | 20.2107 | 18.2065 | 0 | 0 | 0 | 0 | 0 | 0 | 0 | 0 | 0 | 0 | 0 | 0.2958 | 0.30236 | 0.30714 | 0.30633 | 0.29897 | 0.28526 | 0.26659 | 0 | 0 | 0 | 0 | 0 | 0 | 62.5 | 61.75 | 60 | 61.25 | 60.25 | 60.5 | 59.75 | 67.25 | 78.25 | 84.5 | 88.75 | 92 | 93.25 | 92.25 | 91.25 | 90.25 | 88.25 | 86.75 | 84 | 78.5 | 73.25 | 69.75 | 64.25 | 62.75 | 0 | 0 | 0 | 0 | 0 | 0 | 0 | 0 | 0 | 0 | 0 | 0.031423 | 0.032174 | 0.032584 | 0.032571 | 0.032227 | 0.031376 | 0.029687 | 0 | 0 | 0 | 0 | 0 | 0
Program Specific1-in-10Size: 20 kW to 199.99 kWAll2026May Monthly Peak | Program Specific | 1-in-10 | Size: 20 kW to 199.99 kW | All | 2026 | May Monthly Peak | 5 | 16.4436 | 15.761 | 15.3856 | 15.2986 | 15.8153 | 17.3095 | 19.3803 | 22.2418 | 25.7336 | 28.4768 | 30.673 | 32.1541 | 32.7485 | 33.1536 | 32.9384 | 32.0254 | 30.4915 | 28.4256 | 25.8322 | 25.1747 | 24.5848 | 22.5777 | 20.0835 | 18.1298 | 0 | 0 | 0 | 0 | 0 | 0 | 0 | 0 | 0 | 0 | 0 | 0.29598 | 0.30145 | 0.30518 | 0.3032 | 0.29479 | 0.28067 | 0.26166 | 0 | 0 | 0 | 0 | 0 | 0 | 65.75 | 65.25 | 65.75 | 65.5 | 64.5 | 63.75 | 63 | 69 | 80 | 85.5 | 89.25 | 92.75 | 92.75 | 91 | 91 | 89 | 85.75 | 84 | 82 | 80.25 | 74.25 | 69.75 | 68.75 | 67 | 0 | 0 | 0 | 0 | 0 | 0 | 0 | 0 | 0 | 0 | 0 | 0.031241 | 0.031878 | 0.032176 | 0.032065 | 0.031641 | 0.030778 | 0.029085 | 0 | 0 | 0 | 0 | 0 | 0
Program Specific1-in-10Size: 20 kW to 199.99 kWAll2026June Monthly Peak | Program Specific | 1-in-10 | Size: 20 kW to 199.99 kW | All | 2026 | June Monthly Peak | 6 | 16.8406 | 16.1477 | 15.7385 | 15.6577 | 16.1896 | 17.5826 | 19.661 | 22.4676 | 25.6663 | 28.3936 | 30.5144 | 31.8405 | 32.3065 | 32.572 | 32.3824 | 31.6224 | 30.3798 | 28.6179 | 26.2526 | 25.0852 | 24.6342 | 22.8768 | 20.4602 | 18.4711 | 0 | 0 | 0 | 0 | 0 | 0 | 0 | 0 | 0 | 0 | 0 | 0.29309 | 0.29738 | 0.29982 | 0.29808 | 0.29108 | 0.27964 | 0.26343 | 0 | 0 | 0 | 0 | 0 | 0 | 65.25 | 62.5 | 61.5 | 61.5 | 61.25 | 60.5 | 62 | 70.75 | 76.25 | 80 | 85 | 87.75 | 89.5 | 90 | 87.5 | 87.5 | 87.25 | 84.75 | 82.5 | 79.75 | 76 | 72.25 | 70.5 | 68 | 0 | 0 | 0 | 0 | 0 | 0 | 0 | 0 | 0 | 0 | 0 | 0.031379 | 0.031889 | 0.032084 | 0.031985 | 0.031602 | 0.030901 | 0.029456 | 0 | 0 | 0 | 0 | 0 | 0
Program Specific1-in-10Size: 20 kW to 199.99 kWAll2026July Monthly Peak | Program Specific | 1-in-10 | Size: 20 kW to 199.99 kW | All | 2026 | July Monthly Peak | 7 | 17.8176 | 17.0534 | 16.6099 | 16.5224 | 17.0913 | 18.7063 | 21.015 | 23.9635 | 27.2867 | 30.1024 | 32.3358 | 33.7804 | 34.3524 | 34.7049 | 34.6089 | 34.0458 | 32.8245 | 30.8886 | 28.0643 | 26.6362 | 26.1216 | 24.2651 | 21.7193 | 19.6279 | 0 | 0 | 0 | 0 | 0 | 0 | 0 | 0 | 0 | 0 | 0 | 0.31095 | 0.31621 | 0.31946 | 0.31857 | 0.31339 | 0.30215 | 0.28433 | 0 | 0 | 0 | 0 | 0 | 0 | 71 | 71.5 | 71 | 70.75 | 70 | 70 | 69.5 | 72.75 | 76.75 | 81.25 | 86.5 | 91.75 | 92 | 92.25 | 92.5 | 91.75 | 87.75 | 85 | 83.75 | 81.5 | 78.25 | 75 | 73.75 | 72.75 | 0 | 0 | 0 | 0 | 0 | 0 | 0 | 0 | 0 | 0 | 0 | 0.033494 | 0.0341 | 0.034403 | 0.034384 | 0.03412 | 0.033405 | 0.031747 | 0 | 0 | 0 | 0 | 0 | 0
Program Specific1-in-10Size: 20 kW to 199.99 kWAll2026August Monthly Peak | Program Specific | 1-in-10 | Size: 20 kW to 199.99 kW | All | 2026 | August Monthly Peak | 8 | 18.1457 | 17.3423 | 16.8894 | 16.7998 | 17.4164 | 19.1607 | 21.8579 | 24.9853 | 28.6352 | 31.6316 | 34.0784 | 35.5859 | 36.177 | 36.5309 | 36.3781 | 35.671 | 34.2946 | 32.2249 | 29.1726 | 27.884 | 26.9139 | 24.7755 | 22.1001 | 19.9767 | 0 | 0 | 0 | 0 | 0 | 0 | 0 | 0 | 0 | 0 | 0 | 0.32757 | 0.33301 | 0.33626 | 0.33486 | 0.32835 | 0.31568 | 0.29663 | 0 | 0 | 0 | 0 | 0 | 0 | 73 | 72.2 | 71.6 | 70.4 | 70.4 | 70.2 | 69.4 | 72.4 | 79.4 | 84 | 89.6 | 91.2 | 93 | 91.4 | 91.8 | 91.6 | 90.2 | 89.8 | 85.6 | 82.4 | 78.2 | 76.4 | 75.2 | 75.2 | 0 | 0 | 0 | 0 | 0 | 0 | 0 | 0 | 0 | 0 | 0 | 0.034738 | 0.035336 | 0.035586 | 0.035515 | 0.035203 | 0.034513 | 0.032837 | 0 | 0 | 0 | 0 | 0 | 0
Program Specific1-in-10Size: 20 kW to 199.99 kWAll2026September Monthly Peak | Program Specific | 1-in-10 | Size: 20 kW to 199.99 kW | All | 2026 | September Monthly Peak | 9 | 18.5027 | 17.7209 | 17.2813 | 17.2274 | 17.8983 | 19.7902 | 22.8806 | 26.0523 | 30.2877 | 33.697 | 36.3212 | 37.988 | 38.5395 | 38.8642 | 38.5767 | 37.5661 | 35.7816 | 33.4158 | 30.3235 | 29.4842 | 27.6466 | 25.2464 | 22.4435 | 20.2911 | 0 | 0 | 0 | 0 | 0 | 0 | 0 | 0 | 0 | 0 | 0 | 0.34968 | 0.35475 | 0.35774 | 0.35509 | 0.34579 | 0.32937 | 0.30759 | 0 | 0 | 0 | 0 | 0 | 0 | 70.5 | 70 | 70 | 69.75 | 70 | 68.75 | 71.5 | 73 | 80.75 | 87.5 | 96.75 | 100 | 101.5 | 101 | 99.75 | 98.75 | 97.25 | 95.5 | 92.75 | 84 | 79.5 | 77.25 | 76.25 | 74.25 | 0 | 0 | 0 | 0 | 0 | 0 | 0 | 0 | 0 | 0 | 0 | 0.03634 | 0.036901 | 0.037115 | 0.036928 | 0.036462 | 0.035508 | 0.033568 | 0 | 0 | 0 | 0 | 0 | 0
Program Specific1-in-10Size: 20 kW to 199.99 kWAll2026October Monthly Peak | Program Specific | 1-in-10 | Size: 20 kW to 199.99 kW | All | 2026 | October Monthly Peak | 10 | 17.2849 | 16.5657 | 16.1564 | 16.0788 | 16.6395 | 18.2747 | 21.2064 | 23.5741 | 27.0608 | 30.2769 | 32.9487 | 34.856 | 35.7797 | 36.4355 | 36.3069 | 35.3178 | 33.4975 | 31.0751 | 29.1686 | 27.8878 | 26.0016 | 23.7853 | 21.1078 | 19.0224 | 0 | 0 | 0 | 0 | 0 | 0 | 0 | 0 | 0 | 0 | 0 | 0.32085 | 0.32935 | 0.33539 | 0.3342 | 0.3251 | 0.30834 | 0.28604 | 0 | 0 | 0 | 0 | 0 | 0 | 68.5 | 66.5 | 66.75 | 66.5 | 65 | 64.75 | 64 | 67.5 | 76.25 | 83.75 | 89.5 | 91.75 | 92 | 92.75 | 91.5 | 90.25 | 90.25 | 87.75 | 83 | 79.5 | 75.5 | 72.25 | 69.75 | 69.25 | 0 | 0 | 0 | 0 | 0 | 0 | 0 | 0 | 0 | 0 | 0 | 0.033634 | 0.034612 | 0.035161 | 0.035136 | 0.03466 | 0.033575 | 0.031527 | 0 | 0 | 0 | 0 | 0 | 0
Program Specific1-in-10Size: 20 kW to 199.99 kWAll2026November Monthly Peak | Program Specific | 1-in-10 | Size: 20 kW to 199.99 kW | All | 2026 | November Monthly Peak | 11 | 16.0419 | 15.4949 | 15.1867 | 15.1909 | 15.7548 | 17.3369 | 19.4806 | 21.707 | 24.7331 | 27.2913 | 29.4005 | 30.8051 | 31.4408 | 31.9109 | 31.6554 | 30.5621 | 29.285 | 28.7432 | 26.3801 | 24.7799 | 23.2321 | 21.3596 | 19.1526 | 17.4051 | 0 | 0 | 0 | 0 | 0 | 0 | 0 | 0 | 0 | 0 | 0 | 0.28356 | 0.28941 | 0.29374 | 0.29139 | 0.28132 | 0.26957 | 0.26458 | 0 | 0 | 0 | 0 | 0 | 0 | 63 | 62.2 | 60.8 | 61.6 | 61.2 | 60.6 | 59.8 | 63.4 | 71.6 | 79.2 | 83 | 86.8 | 88 | 88.2 | 88 | 87.2 | 84 | 77.8 | 72.2 | 67.8 | 66 | 62.8 | 62 | 60.8 | 0 | 0 | 0 | 0 | 0 | 0 | 0 | 0 | 0 | 0 | 0 | 0.030172 | 0.030882 | 0.031266 | 0.031097 | 0.030347 | 0.02945 | 0.028942 | 0 | 0 | 0 | 0 | 0 | 0
Program Specific1-in-10Size: 20 kW to 199.99 kWAll2026December Monthly Peak | Program Specific | 1-in-10 | Size: 20 kW to 199.99 kW | All | 2026 | December Monthly Peak | 12 | 14.1419 | 13.7898 | 13.6648 | 13.7946 | 14.4187 | 16.0098 | 17.958 | 19.8979 | 21.6014 | 22.2727 | 22.5406 | 22.4921 | 22.1635 | 21.9218 | 21.5331 | 20.9356 | 20.7175 | 21.7069 | 21.1612 | 20.1097 | 19.1145 | 17.9264 | 16.3973 | 15.2104 | 0 | 0 | 0 | 0 | 0 | 0 | 0 | 0 | 0 | 0 | 0 | 0.20704 | 0.20401 | 0.20179 | 0.19821 | 0.19271 | 0.1907 | 0.19981 | 0 | 0 | 0 | 0 | 0 | 0 | 47.25 | 46.75 | 45.25 | 45 | 45.25 | 45.25 | 44.25 | 45.25 | 47.75 | 50.75 | 53 | 53.25 | 54 | 55 | 56 | 55 | 54.25 | 50.75 | 49.25 | 48.5 | 46.5 | 47.75 | 46 | 45.25 | 0 | 0 | 0 | 0 | 0 | 0 | 0 | 0 | 0 | 0 | 0 | 0.02085 | 0.020642 | 0.020459 | 0.020232 | 0.019875 | 0.01985 | 0.020703 | 0 | 0 | 0 | 0 | 0 | 0
Program Specific1-in-10Size: 20 kW to 199.99 kWAll2026Typical Event Day | Program Specific | 1-in-10 | Size: 20 kW to 199.99 kW | All | 2026 | Typical Event Day | 8 | 18.0908 | 17.2949 | 16.8447 | 16.7555 | 17.3677 | 19.1 | 21.7851 | 24.8524 | 28.4137 | 31.3315 | 33.7048 | 35.1652 | 35.7555 | 36.1282 | 35.9974 | 35.3023 | 33.9468 | 31.9044 | 28.9201 | 27.6669 | 26.7313 | 24.6268 | 21.9811 | 19.8773 | 0 | 0 | 0 | 0 | 0 | 0 | 0 | 0 | 0 | 0 | 0 | 0.32369 | 0.32913 | 0.33256 | 0.33135 | 0.32495 | 0.31248 | 0.29368 | 0 | 0 | 0 | 0 | 0 | 0 | 69.9375 | 69.05 | 68.525 | 68.1 | 67.9125 | 67.3625 | 68.1 | 72.225 | 78.2875 | 83.1875 | 89.4625 | 92.675 | 94 | 93.6625 | 92.8875 | 92.4 | 90.6125 | 88.7625 | 86.15 | 81.9125 | 77.9875 | 75.225 | 73.925 | 72.55 | 0 | 0 | 0 | 0 | 0 | 0 | 0 | 0 | 0 | 0 | 0 | 0.034391 | 0.034993 | 0.035264 | 0.035214 | 0.034905 | 0.034219 | 0.032561 | 0 | 0 | 0 | 0 | 0 | 0
Program Specific1-in-2Size: 20 kW to 199.99 kWAll2016January Monthly Peak | Program Specific | 1-in-2 | Size: 20 kW to 199.99 kW | All | 2016 | January Monthly Peak | 1 | 14.204 | 13.8411 | 13.7285 | 13.8585 | 14.5164 | 16.1332 | 18.8023 | 20.5994 | 22.062 | 22.4523 | 22.4914 | 22.3892 | 22.0734 | 21.8796 | 21.5338 | 21.0305 | 20.841 | 21.8444 | 21.3375 | 20.3362 | 19.3462 | 18.1261 | 16.503 | 15.2809 | 0 | 0 | 0 | 0 | 0 | 0 | 0 | 0 | 0 | 0 | 0 | 0.20609 | 0.20318 | 0.2014 | 0.19822 | 0.19358 | 0.19184 | 0.20108 | 0 | 0 | 0 | 0 | 0 | 0 | 46.5 | 46 | 46.75 | 46.5 | 45.25 | 44.5 | 45.75 | 45 | 47.5 | 51.75 | 54.5 | 57 | 58.5 | 58.5 | 58.75 | 57.75 | 56 | 54 | 51.25 | 49.75 | 46.25 | 44.75 | 41.5 | 41 | 0 | 0 | 0 | 0 | 0 | 0 | 0 | 0 | 0 | 0 | 0 | 0.020621 | 0.020425 | 0.020256 | 0.020053 | 0.019834 | 0.019906 | 0.020814 | 0 | 0 | 0 | 0 | 0 | 0
Program Specific1-in-2Size: 20 kW to 199.99 kWAll2016February Monthly Peak | Program Specific | 1-in-2 | Size: 20 kW to 199.99 kW | All | 2016 | February Monthly Peak | 2 | 14.4627 | 14.0578 | 13.926 | 14.0283 | 14.6496 | 16.2711 | 18.6749 | 20.4539 | 22.0937 | 22.8308 | 23.2255 | 23.3671 | 23.2559 | 23.2189 | 22.9849 | 22.4111 | 21.844 | 22.1475 | 22.1672 | 21.0524 | 19.9873 | 18.6363 | 16.904 | 15.5999 | 0 | 0 | 0 | 0 | 0 | 0 | 0 | 0 | 0 | 0 | 0 | 0.21509 | 0.21407 | 0.21373 | 0.21157 | 0.20629 | 0.20107 | 0.20387 | 0 | 0 | 0 | 0 | 0 | 0 | 48.5 | 49 | 47.75 | 46.75 | 45.5 | 44.5 | 43.5 | 43.5 | 49 | 53.5 | 55.5 | 56.75 | 58 | 58.5 | 58 | 57 | 55.75 | 53.5 | 51.25 | 49.25 | 48 | 45.25 | 44.75 | 44.75 | 0 | 0 | 0 | 0 | 0 | 0 | 0 | 0 | 0 | 0 | 0 | 0.021945 | 0.021943 | 0.021927 | 0.021819 | 0.021563 | 0.021319 | 0.021542 | 0 | 0 | 0 | 0 | 0 | 0
Program Specific1-in-2Size: 20 kW to 199.99 kWAll2016March Monthly Peak | Program Specific | 1-in-2 | Size: 20 kW to 199.99 kW | All | 2016 | March Monthly Peak | 3 | 15.2489 | 14.7066 | 14.4478 | 14.4471 | 14.9778 | 16.4723 | 19 | 20.6671 | 22.3487 | 23.4194 | 24.2364 | 24.7103 | 24.9073 | 25.2395 | 25.235 | 24.8125 | 24.0728 | 23.2993 | 22.6489 | 22.4954 | 21.417 | 19.9361 | 17.9992 | 16.4857 | 0 | 0 | 0 | 0 | 0 | 0 | 0 | 0 | 0 | 0 | 0 | 0.22746 | 0.22927 | 0.23233 | 0.23229 | 0.2284 | 0.22159 | 0.21447 | 0 | 0 | 0 | 0 | 0 | 0 | 51.25 | 51.5 | 51.5 | 50.5 | 49.75 | 49.5 | 49.5 | 48.25 | 53 | 58.25 | 59.5 | 62.25 | 63.25 | 62.5 | 63.25 | 62.25 | 61 | 57.5 | 55.75 | 54 | 52.5 | 49.25 | 48.75 | 49.25 | 0 | 0 | 0 | 0 | 0 | 0 | 0 | 0 | 0 | 0 | 0 | 0.023631 | 0.023955 | 0.024267 | 0.024399 | 0.02432 | 0.023992 | 0.023318 | 0 | 0 | 0 | 0 | 0 | 0
Program Specific1-in-2Size: 20 kW to 199.99 kWAll2016April Monthly Peak | Program Specific | 1-in-2 | Size: 20 kW to 199.99 kW | All | 2016 | April Monthly Peak | 4 | 15.7643 | 15.1385 | 14.7945 | 14.7361 | 15.2209 | 16.6678 | 18.8286 | 20.6968 | 23.2097 | 25.1975 | 26.7084 | 27.682 | 28.1869 | 28.6768 | 28.702 | 28.0834 | 26.9519 | 25.4219 | 23.65 | 23.6099 | 22.7814 | 21.0767 | 18.8661 | 17.1056 | 0 | 0 | 0 | 0 | 0 | 0 | 0 | 0 | 0 | 0 | 0 | 0.25481 | 0.25946 | 0.26397 | 0.2642 | 0.25851 | 0.24809 | 0.23401 | 0 | 0 | 0 | 0 | 0 | 0 | 58 | 57.75 | 56.25 | 54.5 | 54.5 | 54.5 | 55.25 | 59.75 | 66.75 | 70.75 | 73.75 | 75.75 | 77 | 77 | 77.75 | 76.25 | 75 | 73.75 | 72 | 68 | 63 | 62 | 60.75 | 59.25 | 0 | 0 | 0 | 0 | 0 | 0 | 0 | 0 | 0 | 0 | 0 | 0.027221 | 0.027809 | 0.028234 | 0.02835 | 0.028115 | 0.027471 | 0.026169 | 0 | 0 | 0 | 0 | 0 | 0
Program Specific1-in-2Size: 20 kW to 199.99 kWAll2016May Monthly Peak | Program Specific | 1-in-2 | Size: 20 kW to 199.99 kW | All | 2016 | May Monthly Peak | 5 | 15.8171 | 15.2109 | 14.8789 | 14.8112 | 15.306 | 16.7195 | 18.6816 | 21.0955 | 23.8077 | 25.7646 | 27.2151 | 28.1821 | 28.6434 | 29.0823 | 28.9991 | 28.2335 | 26.9831 | 25.3064 | 23.418 | 23.0742 | 22.7939 | 21.108 | 18.9063 | 17.1604 | 0 | 0 | 0 | 0 | 0 | 0 | 0 | 0 | 0 | 0 | 0 | 0.25941 | 0.26366 | 0.2677 | 0.26693 | 0.25989 | 0.24838 | 0.23294 | 0 | 0 | 0 | 0 | 0 | 0 | 59.5 | 59.25 | 59 | 58.25 | 58 | 57.25 | 61 | 65.25 | 70.25 | 75 | 79.25 | 80.25 | 79.25 | 78.75 | 78.75 | 78.25 | 77 | 75.5 | 72.75 | 69 | 66 | 64.75 | 64.5 | 63 | 0 | 0 | 0 | 0 | 0 | 0 | 0 | 0 | 0 | 0 | 0 | 0.02763 | 0.028176 | 0.028543 | 0.028575 | 0.028232 | 0.027512 | 0.02611 | 0 | 0 | 0 | 0 | 0 | 0
Program Specific1-in-2Size: 20 kW to 199.99 kWAll2016June Monthly Peak | Program Specific | 1-in-2 | Size: 20 kW to 199.99 kW | All | 2016 | June Monthly Peak | 6 | 16.3698 | 15.7331 | 15.3582 | 15.2941 | 15.8137 | 17.1544 | 19.1556 | 21.6611 | 24.3083 | 26.461 | 28.0353 | 28.9786 | 29.3261 | 29.59 | 29.4821 | 28.8345 | 27.8115 | 26.3537 | 24.5076 | 23.5626 | 23.3316 | 21.8061 | 19.6024 | 17.7672 | 0 | 0 | 0 | 0 | 0 | 0 | 0 | 0 | 0 | 0 | 0 | 0.26675 | 0.26994 | 0.27237 | 0.27138 | 0.26542 | 0.256 | 0.24258 | 0 | 0 | 0 | 0 | 0 | 0 | 60.25 | 60.25 | 59.25 | 59.75 | 58.5 | 59.75 | 60.75 | 64.5 | 67.25 | 70.75 | 74.5 | 77.5 | 78.5 | 80 | 80.25 | 78.75 | 77.5 | 76.25 | 74 | 71.25 | 67 | 64.5 | 63.5 | 62.75 | 0 | 0 | 0 | 0 | 0 | 0 | 0 | 0 | 0 | 0 | 0 | 0.028726 | 0.029148 | 0.02937 | 0.02936 | 0.029039 | 0.028455 | 0.027243 | 0 | 0 | 0 | 0 | 0 | 0
Program Specific1-in-2Size: 20 kW to 199.99 kWAll2016July Monthly Peak | Program Specific | 1-in-2 | Size: 20 kW to 199.99 kW | All | 2016 | July Monthly Peak | 7 | 17.3721 | 16.6651 | 16.2484 | 16.1695 | 16.7132 | 18.2511 | 20.4723 | 23.0201 | 25.7087 | 27.9268 | 29.5977 | 30.6684 | 31.189 | 31.6281 | 31.6671 | 31.205 | 30.1701 | 28.484 | 26.1856 | 25.0115 | 24.7468 | 23.1412 | 20.8194 | 18.8812 | 0 | 0 | 0 | 0 | 0 | 0 | 0 | 0 | 0 | 0 | 0 | 0.2823 | 0.28709 | 0.29113 | 0.29149 | 0.28724 | 0.27771 | 0.26219 | 0 | 0 | 0 | 0 | 0 | 0 | 67.75 | 67.25 | 66.5 | 66.5 | 66.5 | 66.5 | 67.75 | 69.5 | 74.5 | 77.75 | 78.75 | 77.25 | 78.75 | 82 | 80 | 81.75 | 84 | 83.5 | 78.25 | 74 | 72.25 | 71.75 | 69.75 | 69.75 | 0 | 0 | 0 | 0 | 0 | 0 | 0 | 0 | 0 | 0 | 0 | 0.030824 | 0.031415 | 0.031826 | 0.031941 | 0.031712 | 0.031058 | 0.029572 | 0 | 0 | 0 | 0 | 0 | 0
Program Specific1-in-2Size: 20 kW to 199.99 kWAll2016August Monthly Peak | Program Specific | 1-in-2 | Size: 20 kW to 199.99 kW | All | 2016 | August Monthly Peak | 8 | 17.7845 | 17.0284 | 16.5959 | 16.5117 | 17.1047 | 18.7804 | 21.4033 | 24.1796 | 27.2894 | 29.7892 | 31.7696 | 32.9714 | 33.5346 | 33.9786 | 33.9483 | 33.322 | 32.0918 | 30.216 | 27.598 | 26.5252 | 25.7671 | 23.8393 | 21.3506 | 19.3531 | 0 | 0 | 0 | 0 | 0 | 0 | 0 | 0 | 0 | 0 | 0 | 0.3035 | 0.30868 | 0.31277 | 0.31249 | 0.30673 | 0.2954 | 0.27814 | 0 | 0 | 0 | 0 | 0 | 0 | 70.4 | 70.6 | 69.6 | 70 | 69.2 | 68.8 | 68.8 | 68.6 | 71.4 | 74.8 | 80 | 83 | 84.2 | 84.4 | 84.2 | 83.6 | 83.4 | 81.8 | 78.6 | 76 | 74 | 73.2 | 71.4 | 71.8 | 0 | 0 | 0 | 0 | 0 | 0 | 0 | 0 | 0 | 0 | 0 | 0.032523 | 0.033123 | 0.033477 | 0.033527 | 0.033243 | 0.032596 | 0.031051 | 0 | 0 | 0 | 0 | 0 | 0
Program Specific1-in-2Size: 20 kW to 199.99 kWAll2016September Monthly Peak | Program Specific | 1-in-2 | Size: 20 kW to 199.99 kW | All | 2016 | September Monthly Peak | 9 | 18.0235 | 17.3065 | 16.8911 | 16.8402 | 17.4723 | 19.2581 | 22.2421 | 24.8844 | 28.3415 | 31.0624 | 33.0429 | 34.2979 | 34.8455 | 35.3381 | 35.2447 | 34.3384 | 32.736 | 30.6068 | 28.1096 | 27.5805 | 26.0472 | 23.9435 | 21.4008 | 19.4195 | 0 | 0 | 0 | 0 | 0 | 0 | 0 | 0 | 0 | 0 | 0 | 0.31571 | 0.32075 | 0.32528 | 0.32442 | 0.31608 | 0.30133 | 0.28173 | 0 | 0 | 0 | 0 | 0 | 0 | 65.75 | 65 | 65.75 | 63.75 | 64.5 | 65.25 | 67.5 | 69 | 76.5 | 82 | 87.5 | 88.75 | 88.25 | 90.25 | 92 | 89.75 | 88 | 87.5 | 86 | 81 | 76.5 | 76.25 | 74 | 72.5 | 0 | 0 | 0 | 0 | 0 | 0 | 0 | 0 | 0 | 0 | 0 | 0.033287 | 0.033886 | 0.034283 | 0.034283 | 0.033848 | 0.03293 | 0.03114 | 0 | 0 | 0 | 0 | 0 | 0
Program Specific1-in-2Size: 20 kW to 199.99 kWAll2016October Monthly Peak | Program Specific | 1-in-2 | Size: 20 kW to 199.99 kW | All | 2016 | October Monthly Peak | 10 | 16.8549 | 16.1895 | 15.8081 | 15.7412 | 16.2822 | 17.8525 | 20.7047 | 22.7251 | 25.6378 | 28.2956 | 30.4401 | 31.9905 | 32.8439 | 33.5532 | 33.5352 | 32.6455 | 31.0122 | 28.8438 | 27.4332 | 26.3826 | 24.7234 | 22.7385 | 20.2694 | 18.3292 | 0 | 0 | 0 | 0 | 0 | 0 | 0 | 0 | 0 | 0 | 0 | 0.29447 | 0.30233 | 0.30885 | 0.30869 | 0.3005 | 0.28547 | 0.26551 | 0 | 0 | 0 | 0 | 0 | 0 | 62.5 | 62.25 | 62.5 | 61.25 | 61.5 | 59.75 | 61 | 64.25 | 69.75 | 75.25 | 79.5 | 81.5 | 84.25 | 86.25 | 86 | 85 | 84 | 82.25 | 76.75 | 70.25 | 68.25 | 65.75 | 64.75 | 63 | 0 | 0 | 0 | 0 | 0 | 0 | 0 | 0 | 0 | 0 | 0 | 0.031091 | 0.032031 | 0.032654 | 0.032744 | 0.032317 | 0.031315 | 0.029451 | 0 | 0 | 0 | 0 | 0 | 0
Program Specific1-in-2Size: 20 kW to 199.99 kWAll2016November Monthly Peak | Program Specific | 1-in-2 | Size: 20 kW to 199.99 kW | All | 2016 | November Monthly Peak | 11 | 15.3708 | 14.9006 | 14.6459 | 14.6799 | 15.2377 | 16.7679 | 18.8135 | 20.7065 | 23.0395 | 24.8233 | 26.1911 | 27.0594 | 27.476 | 27.8712 | 27.6844 | 26.7557 | 25.8094 | 25.7324 | 24.0808 | 22.7616 | 21.4928 | 19.925 | 18.0027 | 16.4684 | 0 | 0 | 0 | 0 | 0 | 0 | 0 | 0 | 0 | 0 | 0 | 0.24908 | 0.25291 | 0.25655 | 0.25483 | 0.24628 | 0.23757 | 0.23687 | 0 | 0 | 0 | 0 | 0 | 0 | 60.2 | 59.8 | 59.6 | 59.6 | 60 | 60.6 | 59.8 | 59.6 | 62.8 | 65.8 | 68.2 | 70 | 71.2 | 71.6 | 70.2 | 70 | 68.8 | 66.8 | 65.4 | 63.8 | 63 | 62.6 | 61.8 | 61.6 | 0 | 0 | 0 | 0 | 0 | 0 | 0 | 0 | 0 | 0 | 0 | 0.026518 | 0.027044 | 0.027397 | 0.027315 | 0.02667 | 0.025982 | 0.025846 | 0 | 0 | 0 | 0 | 0 | 0
Program Specific1-in-2Size: 20 kW to 199.99 kWAll2016December Monthly Peak | Program Specific | 1-in-2 | Size: 20 kW to 199.99 kW | All | 2016 | December Monthly Peak | 12 | 14.5792 | 14.1879 | 14.0127 | 14.103 | 14.6934 | 16.2424 | 18.2145 | 20.0517 | 21.8957 | 22.9228 | 23.5483 | 23.8175 | 23.7991 | 23.8494 | 23.5754 | 22.8561 | 22.3629 | 22.9447 | 22.0312 | 20.9168 | 19.8553 | 18.5553 | 16.9031 | 15.5982 | 0 | 0 | 0 | 0 | 0 | 0 | 0 | 0 | 0 | 0 | 0 | 0.21924 | 0.21907 | 0.21953 | 0.21701 | 0.21039 | 0.20585 | 0.2112 | 0 | 0 | 0 | 0 | 0 | 0 | 48.25 | 48 | 46.75 | 48 | 46.75 | 47 | 46.5 | 45.75 | 53 | 57.75 | 61.75 | 63 | 62.25 | 66 | 65 | 63.5 | 61.75 | 59.5 | 57.75 | 54.5 | 53.25 | 51.75 | 52 | 52 | 0 | 0 | 0 | 0 | 0 | 0 | 0 | 0 | 0 | 0 | 0 | 0.022716 | 0.02282 | 0.022891 | 0.022757 | 0.022287 | 0.02199 | 0.022449 | 0 | 0 | 0 | 0 | 0 | 0
Program Specific1-in-2Size: 20 kW to 199.99 kWAll2016Typical Event Day | Program Specific | 1-in-2 | Size: 20 kW to 199.99 kW | All | 2016 | Typical Event Day | 8 | 17.6516 | 16.912 | 16.4883 | 16.4076 | 16.9948 | 18.6512 | 21.2499 | 23.922 | 26.8574 | 29.1861 | 31.0046 | 32.0964 | 32.6362 | 33.0944 | 33.0967 | 32.5012 | 31.3294 | 29.5332 | 27.0675 | 26.0648 | 25.3757 | 23.5186 | 21.0938 | 19.141 | 0 | 0 | 0 | 0 | 0 | 0 | 0 | 0 | 0 | 0 | 0 | 0.29544 | 0.30041 | 0.30463 | 0.30465 | 0.29917 | 0.28838 | 0.27185 | 0 | 0 | 0 | 0 | 0 | 0 | 66.0375 | 65.775 | 65.275 | 65 | 64.675 | 65.075 | 66.2 | 67.9 | 72.4125 | 76.325 | 80.1875 | 81.625 | 82.425 | 84.1625 | 84.1125 | 83.4625 | 83.225 | 82.2625 | 79.2125 | 75.5625 | 72.4375 | 71.425 | 69.6625 | 69.2 | 0 | 0 | 0 | 0 | 0 | 0 | 0 | 0 | 0 | 0 | 0 | 0.031745 | 0.032331 | 0.032707 | 0.03279 | 0.03252 | 0.031899 | 0.030412 | 0 | 0 | 0 | 0 | 0 | 0
Program Specific1-in-2Size: 20 kW to 199.99 kWAll2017January Monthly Peak | Program Specific | 1-in-2 | Size: 20 kW to 199.99 kW | All | 2017 | January Monthly Peak | 1 | 14.204 | 13.8411 | 13.7285 | 13.8585 | 14.5164 | 16.1332 | 18.8023 | 20.5994 | 22.062 | 22.4523 | 22.4914 | 22.3892 | 22.0734 | 21.8796 | 21.5338 | 21.0305 | 20.841 | 21.8444 | 21.3375 | 20.3362 | 19.3462 | 18.1261 | 16.503 | 15.2809 | 0 | 0 | 0 | 0 | 0 | 0 | 0 | 0 | 0 | 0 | 0 | 0.20609 | 0.20318 | 0.2014 | 0.19822 | 0.19358 | 0.19184 | 0.20108 | 0 | 0 | 0 | 0 | 0 | 0 | 46.5 | 46 | 46.75 | 46.5 | 45.25 | 44.5 | 45.75 | 45 | 47.5 | 51.75 | 54.5 | 57 | 58.5 | 58.5 | 58.75 | 57.75 | 56 | 54 | 51.25 | 49.75 | 46.25 | 44.75 | 41.5 | 41 | 0 | 0 | 0 | 0 | 0 | 0 | 0 | 0 | 0 | 0 | 0 | 0.020621 | 0.020425 | 0.020256 | 0.020053 | 0.019834 | 0.019906 | 0.020814 | 0 | 0 | 0 | 0 | 0 | 0
Program Specific1-in-2Size: 20 kW to 199.99 kWAll2017February Monthly Peak | Program Specific | 1-in-2 | Size: 20 kW to 199.99 kW | All | 2017 | February Monthly Peak | 2 | 14.4627 | 14.0578 | 13.926 | 14.0283 | 14.6496 | 16.2711 | 18.6749 | 20.4539 | 22.0937 | 22.8308 | 23.2255 | 23.3671 | 23.2559 | 23.2189 | 22.9849 | 22.4111 | 21.844 | 22.1475 | 22.1672 | 21.0524 | 19.9873 | 18.6363 | 16.904 | 15.5999 | 0 | 0 | 0 | 0 | 0 | 0 | 0 | 0 | 0 | 0 | 0 | 0.21509 | 0.21407 | 0.21373 | 0.21157 | 0.20629 | 0.20107 | 0.20387 | 0 | 0 | 0 | 0 | 0 | 0 | 48.5 | 49 | 47.75 | 46.75 | 45.5 | 44.5 | 43.5 | 43.5 | 49 | 53.5 | 55.5 | 56.75 | 58 | 58.5 | 58 | 57 | 55.75 | 53.5 | 51.25 | 49.25 | 48 | 45.25 | 44.75 | 44.75 | 0 | 0 | 0 | 0 | 0 | 0 | 0 | 0 | 0 | 0 | 0 | 0.021945 | 0.021943 | 0.021927 | 0.021819 | 0.021563 | 0.021319 | 0.021542 | 0 | 0 | 0 | 0 | 0 | 0
Program Specific1-in-2Size: 20 kW to 199.99 kWAll2017March Monthly Peak | Program Specific | 1-in-2 | Size: 20 kW to 199.99 kW | All | 2017 | March Monthly Peak | 3 | 15.2489 | 14.7066 | 14.4478 | 14.4471 | 14.9778 | 16.4723 | 19 | 20.6671 | 22.3487 | 23.4194 | 24.2364 | 24.7103 | 24.9073 | 25.2395 | 25.235 | 24.8125 | 24.0728 | 23.2993 | 22.6489 | 22.4954 | 21.417 | 19.9361 | 17.9992 | 16.4857 | 0 | 0 | 0 | 0 | 0 | 0 | 0 | 0 | 0 | 0 | 0 | 0.22746 | 0.22927 | 0.23233 | 0.23229 | 0.2284 | 0.22159 | 0.21447 | 0 | 0 | 0 | 0 | 0 | 0 | 51.25 | 51.5 | 51.5 | 50.5 | 49.75 | 49.5 | 49.5 | 48.25 | 53 | 58.25 | 59.5 | 62.25 | 63.25 | 62.5 | 63.25 | 62.25 | 61 | 57.5 | 55.75 | 54 | 52.5 | 49.25 | 48.75 | 49.25 | 0 | 0 | 0 | 0 | 0 | 0 | 0 | 0 | 0 | 0 | 0 | 0.023631 | 0.023955 | 0.024267 | 0.024399 | 0.02432 | 0.023992 | 0.023318 | 0 | 0 | 0 | 0 | 0 | 0
Program Specific1-in-2Size: 20 kW to 199.99 kWAll2017April Monthly Peak | Program Specific | 1-in-2 | Size: 20 kW to 199.99 kW | All | 2017 | April Monthly Peak | 4 | 15.7643 | 15.1385 | 14.7945 | 14.7361 | 15.2209 | 16.6678 | 18.8286 | 20.6968 | 23.2097 | 25.1975 | 26.7084 | 27.682 | 28.1869 | 28.6768 | 28.702 | 28.0834 | 26.9519 | 25.4219 | 23.65 | 23.6099 | 22.7814 | 21.0767 | 18.8661 | 17.1056 | 0 | 0 | 0 | 0 | 0 | 0 | 0 | 0 | 0 | 0 | 0 | 0.25481 | 0.25946 | 0.26397 | 0.2642 | 0.25851 | 0.24809 | 0.23401 | 0 | 0 | 0 | 0 | 0 | 0 | 58 | 57.75 | 56.25 | 54.5 | 54.5 | 54.5 | 55.25 | 59.75 | 66.75 | 70.75 | 73.75 | 75.75 | 77 | 77 | 77.75 | 76.25 | 75 | 73.75 | 72 | 68 | 63 | 62 | 60.75 | 59.25 | 0 | 0 | 0 | 0 | 0 | 0 | 0 | 0 | 0 | 0 | 0 | 0.027221 | 0.027809 | 0.028234 | 0.02835 | 0.028115 | 0.027471 | 0.026169 | 0 | 0 | 0 | 0 | 0 | 0
Program Specific1-in-2Size: 20 kW to 199.99 kWAll2017May Monthly Peak | Program Specific | 1-in-2 | Size: 20 kW to 199.99 kW | All | 2017 | May Monthly Peak | 5 | 15.8171 | 15.2109 | 14.8789 | 14.8112 | 15.306 | 16.7195 | 18.6816 | 21.0955 | 23.8077 | 25.7646 | 27.2151 | 28.1821 | 28.6434 | 29.0823 | 28.9991 | 28.2335 | 26.9831 | 25.3064 | 23.418 | 23.0742 | 22.7939 | 21.108 | 18.9063 | 17.1604 | 0 | 0 | 0 | 0 | 0 | 0 | 0 | 0 | 0 | 0 | 0 | 0.25941 | 0.26366 | 0.2677 | 0.26693 | 0.25989 | 0.24838 | 0.23294 | 0 | 0 | 0 | 0 | 0 | 0 | 59.5 | 59.25 | 59 | 58.25 | 58 | 57.25 | 61 | 65.25 | 70.25 | 75 | 79.25 | 80.25 | 79.25 | 78.75 | 78.75 | 78.25 | 77 | 75.5 | 72.75 | 69 | 66 | 64.75 | 64.5 | 63 | 0 | 0 | 0 | 0 | 0 | 0 | 0 | 0 | 0 | 0 | 0 | 0.02763 | 0.028176 | 0.028543 | 0.028575 | 0.028232 | 0.027512 | 0.02611 | 0 | 0 | 0 | 0 | 0 | 0
Program Specific1-in-2Size: 20 kW to 199.99 kWAll2017June Monthly Peak | Program Specific | 1-in-2 | Size: 20 kW to 199.99 kW | All | 2017 | June Monthly Peak | 6 | 16.3698 | 15.7331 | 15.3582 | 15.2941 | 15.8137 | 17.1544 | 19.1556 | 21.6611 | 24.3083 | 26.461 | 28.0353 | 28.9786 | 29.3261 | 29.59 | 29.4821 | 28.8345 | 27.8115 | 26.3537 | 24.5076 | 23.5626 | 23.3316 | 21.8061 | 19.6024 | 17.7672 | 0 | 0 | 0 | 0 | 0 | 0 | 0 | 0 | 0 | 0 | 0 | 0.26675 | 0.26994 | 0.27237 | 0.27138 | 0.26542 | 0.256 | 0.24258 | 0 | 0 | 0 | 0 | 0 | 0 | 60.25 | 60.25 | 59.25 | 59.75 | 58.5 | 59.75 | 60.75 | 64.5 | 67.25 | 70.75 | 74.5 | 77.5 | 78.5 | 80 | 80.25 | 78.75 | 77.5 | 76.25 | 74 | 71.25 | 67 | 64.5 | 63.5 | 62.75 | 0 | 0 | 0 | 0 | 0 | 0 | 0 | 0 | 0 | 0 | 0 | 0.028726 | 0.029148 | 0.02937 | 0.02936 | 0.029039 | 0.028455 | 0.027243 | 0 | 0 | 0 | 0 | 0 | 0
Program Specific1-in-2Size: 20 kW to 199.99 kWAll2017July Monthly Peak | Program Specific | 1-in-2 | Size: 20 kW to 199.99 kW | All | 2017 | July Monthly Peak | 7 | 17.3721 | 16.6651 | 16.2484 | 16.1695 | 16.7132 | 18.2511 | 20.4723 | 23.0201 | 25.7087 | 27.9268 | 29.5977 | 30.6684 | 31.189 | 31.6281 | 31.6671 | 31.205 | 30.1701 | 28.484 | 26.1856 | 25.0115 | 24.7468 | 23.1412 | 20.8194 | 18.8812 | 0 | 0 | 0 | 0 | 0 | 0 | 0 | 0 | 0 | 0 | 0 | 0.2823 | 0.28709 | 0.29113 | 0.29149 | 0.28724 | 0.27771 | 0.26219 | 0 | 0 | 0 | 0 | 0 | 0 | 67.75 | 67.25 | 66.5 | 66.5 | 66.5 | 66.5 | 67.75 | 69.5 | 74.5 | 77.75 | 78.75 | 77.25 | 78.75 | 82 | 80 | 81.75 | 84 | 83.5 | 78.25 | 74 | 72.25 | 71.75 | 69.75 | 69.75 | 0 | 0 | 0 | 0 | 0 | 0 | 0 | 0 | 0 | 0 | 0 | 0.030824 | 0.031415 | 0.031826 | 0.031941 | 0.031712 | 0.031058 | 0.029572 | 0 | 0 | 0 | 0 | 0 | 0
Program Specific1-in-2Size: 20 kW to 199.99 kWAll2017August Monthly Peak | Program Specific | 1-in-2 | Size: 20 kW to 199.99 kW | All | 2017 | August Monthly Peak | 8 | 17.7845 | 17.0284 | 16.5959 | 16.5117 | 17.1047 | 18.7804 | 21.4033 | 24.1796 | 27.2894 | 29.7892 | 31.7696 | 32.9714 | 33.5346 | 33.9786 | 33.9483 | 33.322 | 32.0918 | 30.216 | 27.598 | 26.5252 | 25.7671 | 23.8393 | 21.3506 | 19.3531 | 0 | 0 | 0 | 0 | 0 | 0 | 0 | 0 | 0 | 0 | 0 | 0.3035 | 0.30868 | 0.31277 | 0.31249 | 0.30673 | 0.2954 | 0.27814 | 0 | 0 | 0 | 0 | 0 | 0 | 70.4 | 70.6 | 69.6 | 70 | 69.2 | 68.8 | 68.8 | 68.6 | 71.4 | 74.8 | 80 | 83 | 84.2 | 84.4 | 84.2 | 83.6 | 83.4 | 81.8 | 78.6 | 76 | 74 | 73.2 | 71.4 | 71.8 | 0 | 0 | 0 | 0 | 0 | 0 | 0 | 0 | 0 | 0 | 0 | 0.032523 | 0.033123 | 0.033477 | 0.033527 | 0.033243 | 0.032596 | 0.031051 | 0 | 0 | 0 | 0 | 0 | 0
Program Specific1-in-2Size: 20 kW to 199.99 kWAll2017September Monthly Peak | Program Specific | 1-in-2 | Size: 20 kW to 199.99 kW | All | 2017 | September Monthly Peak | 9 | 18.0235 | 17.3065 | 16.8911 | 16.8402 | 17.4723 | 19.2581 | 22.2421 | 24.8844 | 28.3415 | 31.0624 | 33.0429 | 34.2979 | 34.8455 | 35.3381 | 35.2447 | 34.3384 | 32.736 | 30.6068 | 28.1096 | 27.5805 | 26.0472 | 23.9435 | 21.4008 | 19.4195 | 0 | 0 | 0 | 0 | 0 | 0 | 0 | 0 | 0 | 0 | 0 | 0.31571 | 0.32075 | 0.32528 | 0.32442 | 0.31608 | 0.30133 | 0.28173 | 0 | 0 | 0 | 0 | 0 | 0 | 65.75 | 65 | 65.75 | 63.75 | 64.5 | 65.25 | 67.5 | 69 | 76.5 | 82 | 87.5 | 88.75 | 88.25 | 90.25 | 92 | 89.75 | 88 | 87.5 | 86 | 81 | 76.5 | 76.25 | 74 | 72.5 | 0 | 0 | 0 | 0 | 0 | 0 | 0 | 0 | 0 | 0 | 0 | 0.033287 | 0.033886 | 0.034283 | 0.034283 | 0.033848 | 0.03293 | 0.03114 | 0 | 0 | 0 | 0 | 0 | 0
Program Specific1-in-2Size: 20 kW to 199.99 kWAll2017October Monthly Peak | Program Specific | 1-in-2 | Size: 20 kW to 199.99 kW | All | 2017 | October Monthly Peak | 10 | 16.8549 | 16.1895 | 15.8081 | 15.7412 | 16.2822 | 17.8525 | 20.7047 | 22.7251 | 25.6378 | 28.2956 | 30.4401 | 31.9905 | 32.8439 | 33.5532 | 33.5352 | 32.6455 | 31.0122 | 28.8438 | 27.4332 | 26.3826 | 24.7234 | 22.7385 | 20.2694 | 18.3292 | 0 | 0 | 0 | 0 | 0 | 0 | 0 | 0 | 0 | 0 | 0 | 0.29447 | 0.30233 | 0.30885 | 0.30869 | 0.3005 | 0.28547 | 0.26551 | 0 | 0 | 0 | 0 | 0 | 0 | 62.5 | 62.25 | 62.5 | 61.25 | 61.5 | 59.75 | 61 | 64.25 | 69.75 | 75.25 | 79.5 | 81.5 | 84.25 | 86.25 | 86 | 85 | 84 | 82.25 | 76.75 | 70.25 | 68.25 | 65.75 | 64.75 | 63 | 0 | 0 | 0 | 0 | 0 | 0 | 0 | 0 | 0 | 0 | 0 | 0.031091 | 0.032031 | 0.032654 | 0.032744 | 0.032317 | 0.031315 | 0.029451 | 0 | 0 | 0 | 0 | 0 | 0
Program Specific1-in-2Size: 20 kW to 199.99 kWAll2017November Monthly Peak | Program Specific | 1-in-2 | Size: 20 kW to 199.99 kW | All | 2017 | November Monthly Peak | 11 | 15.3708 | 14.9006 | 14.6459 | 14.6799 | 15.2377 | 16.7679 | 18.8135 | 20.7065 | 23.0395 | 24.8233 | 26.1911 | 27.0594 | 27.476 | 27.8712 | 27.6844 | 26.7557 | 25.8094 | 25.7324 | 24.0808 | 22.7616 | 21.4928 | 19.925 | 18.0027 | 16.4684 | 0 | 0 | 0 | 0 | 0 | 0 | 0 | 0 | 0 | 0 | 0 | 0.24908 | 0.25291 | 0.25655 | 0.25483 | 0.24628 | 0.23757 | 0.23687 | 0 | 0 | 0 | 0 | 0 | 0 | 60.2 | 59.8 | 59.6 | 59.6 | 60 | 60.6 | 59.8 | 59.6 | 62.8 | 65.8 | 68.2 | 70 | 71.2 | 71.6 | 70.2 | 70 | 68.8 | 66.8 | 65.4 | 63.8 | 63 | 62.6 | 61.8 | 61.6 | 0 | 0 | 0 | 0 | 0 | 0 | 0 | 0 | 0 | 0 | 0 | 0.026518 | 0.027044 | 0.027397 | 0.027315 | 0.02667 | 0.025982 | 0.025846 | 0 | 0 | 0 | 0 | 0 | 0
Program Specific1-in-2Size: 20 kW to 199.99 kWAll2017December Monthly Peak | Program Specific | 1-in-2 | Size: 20 kW to 199.99 kW | All | 2017 | December Monthly Peak | 12 | 14.5792 | 14.1879 | 14.0127 | 14.103 | 14.6934 | 16.2424 | 18.2145 | 20.0517 | 21.8957 | 22.9228 | 23.5483 | 23.8175 | 23.7991 | 23.8494 | 23.5754 | 22.8561 | 22.3629 | 22.9447 | 22.0312 | 20.9168 | 19.8553 | 18.5553 | 16.9031 | 15.5982 | 0 | 0 | 0 | 0 | 0 | 0 | 0 | 0 | 0 | 0 | 0 | 0.21924 | 0.21907 | 0.21953 | 0.21701 | 0.21039 | 0.20585 | 0.2112 | 0 | 0 | 0 | 0 | 0 | 0 | 48.25 | 48 | 46.75 | 48 | 46.75 | 47 | 46.5 | 45.75 | 53 | 57.75 | 61.75 | 63 | 62.25 | 66 | 65 | 63.5 | 61.75 | 59.5 | 57.75 | 54.5 | 53.25 | 51.75 | 52 | 52 | 0 | 0 | 0 | 0 | 0 | 0 | 0 | 0 | 0 | 0 | 0 | 0.022716 | 0.02282 | 0.022891 | 0.022757 | 0.022287 | 0.02199 | 0.022449 | 0 | 0 | 0 | 0 | 0 | 0
Program Specific1-in-2Size: 20 kW to 199.99 kWAll2017Typical Event Day | Program Specific | 1-in-2 | Size: 20 kW to 199.99 kW | All | 2017 | Typical Event Day | 8 | 17.6516 | 16.912 | 16.4883 | 16.4076 | 16.9948 | 18.6512 | 21.2499 | 23.922 | 26.8574 | 29.1861 | 31.0046 | 32.0964 | 32.6362 | 33.0944 | 33.0967 | 32.5012 | 31.3294 | 29.5332 | 27.0675 | 26.0648 | 25.3757 | 23.5186 | 21.0938 | 19.141 | 0 | 0 | 0 | 0 | 0 | 0 | 0 | 0 | 0 | 0 | 0 | 0.29544 | 0.30041 | 0.30463 | 0.30465 | 0.29917 | 0.28838 | 0.27185 | 0 | 0 | 0 | 0 | 0 | 0 | 66.0375 | 65.775 | 65.275 | 65 | 64.675 | 65.075 | 66.2 | 67.9 | 72.4125 | 76.325 | 80.1875 | 81.625 | 82.425 | 84.1625 | 84.1125 | 83.4625 | 83.225 | 82.2625 | 79.2125 | 75.5625 | 72.4375 | 71.425 | 69.6625 | 69.2 | 0 | 0 | 0 | 0 | 0 | 0 | 0 | 0 | 0 | 0 | 0 | 0.031745 | 0.032331 | 0.032707 | 0.03279 | 0.03252 | 0.031899 | 0.030412 | 0 | 0 | 0 | 0 | 0 | 0
Program Specific1-in-2Size: 20 kW to 199.99 kWAll2018January Monthly Peak | Program Specific | 1-in-2 | Size: 20 kW to 199.99 kW | All | 2018 | January Monthly Peak | 1 | 14.204 | 13.8411 | 13.7285 | 13.8585 | 14.5164 | 16.1332 | 18.8023 | 20.5994 | 22.062 | 22.4523 | 22.4914 | 22.3892 | 22.0734 | 21.8796 | 21.5338 | 21.0305 | 20.841 | 21.8444 | 21.3375 | 20.3362 | 19.3462 | 18.1261 | 16.503 | 15.2809 | 0 | 0 | 0 | 0 | 0 | 0 | 0 | 0 | 0 | 0 | 0 | 0.20609 | 0.20318 | 0.2014 | 0.19822 | 0.19358 | 0.19184 | 0.20108 | 0 | 0 | 0 | 0 | 0 | 0 | 46.5 | 46 | 46.75 | 46.5 | 45.25 | 44.5 | 45.75 | 45 | 47.5 | 51.75 | 54.5 | 57 | 58.5 | 58.5 | 58.75 | 57.75 | 56 | 54 | 51.25 | 49.75 | 46.25 | 44.75 | 41.5 | 41 | 0 | 0 | 0 | 0 | 0 | 0 | 0 | 0 | 0 | 0 | 0 | 0.020621 | 0.020425 | 0.020256 | 0.020053 | 0.019834 | 0.019906 | 0.020814 | 0 | 0 | 0 | 0 | 0 | 0
Program Specific1-in-2Size: 20 kW to 199.99 kWAll2018February Monthly Peak | Program Specific | 1-in-2 | Size: 20 kW to 199.99 kW | All | 2018 | February Monthly Peak | 2 | 14.4627 | 14.0578 | 13.926 | 14.0283 | 14.6496 | 16.2711 | 18.6749 | 20.4539 | 22.0938 | 22.8308 | 23.2255 | 23.3671 | 23.2559 | 23.2189 | 22.9849 | 22.4111 | 21.844 | 22.1475 | 22.1672 | 21.0524 | 19.9873 | 18.6363 | 16.904 | 15.5999 | 0 | 0 | 0 | 0 | 0 | 0 | 0 | 0 | 0 | 0 | 0 | 0.21509 | 0.21407 | 0.21373 | 0.21157 | 0.20629 | 0.20107 | 0.20387 | 0 | 0 | 0 | 0 | 0 | 0 | 48.5 | 49 | 47.75 | 46.75 | 45.5 | 44.5 | 43.5 | 43.5 | 49 | 53.5 | 55.5 | 56.75 | 58 | 58.5 | 58 | 57 | 55.75 | 53.5 | 51.25 | 49.25 | 48 | 45.25 | 44.75 | 44.75 | 0 | 0 | 0 | 0 | 0 | 0 | 0 | 0 | 0 | 0 | 0 | 0.021945 | 0.021943 | 0.021927 | 0.021819 | 0.021563 | 0.021319 | 0.021542 | 0 | 0 | 0 | 0 | 0 | 0
Program Specific1-in-2Size: 20 kW to 199.99 kWAll2018March Monthly Peak | Program Specific | 1-in-2 | Size: 20 kW to 199.99 kW | All | 2018 | March Monthly Peak | 3 | 15.2489 | 14.7066 | 14.4478 | 14.4471 | 14.9778 | 16.4723 | 19 | 20.6671 | 22.3487 | 23.4194 | 24.2364 | 24.7103 | 24.9073 | 25.2395 | 25.235 | 24.8125 | 24.0728 | 23.2993 | 22.6489 | 22.4954 | 21.417 | 19.9361 | 17.9992 | 16.4857 | 0 | 0 | 0 | 0 | 0 | 0 | 0 | 0 | 0 | 0 | 0 | 0.22746 | 0.22927 | 0.23233 | 0.23229 | 0.2284 | 0.22159 | 0.21447 | 0 | 0 | 0 | 0 | 0 | 0 | 51.25 | 51.5 | 51.5 | 50.5 | 49.75 | 49.5 | 49.5 | 48.25 | 53 | 58.25 | 59.5 | 62.25 | 63.25 | 62.5 | 63.25 | 62.25 | 61 | 57.5 | 55.75 | 54 | 52.5 | 49.25 | 48.75 | 49.25 | 0 | 0 | 0 | 0 | 0 | 0 | 0 | 0 | 0 | 0 | 0 | 0.023631 | 0.023955 | 0.024267 | 0.024399 | 0.02432 | 0.023992 | 0.023318 | 0 | 0 | 0 | 0 | 0 | 0
Program Specific1-in-2Size: 20 kW to 199.99 kWAll2018April Monthly Peak | Program Specific | 1-in-2 | Size: 20 kW to 199.99 kW | All | 2018 | April Monthly Peak | 4 | 15.7643 | 15.1385 | 14.7945 | 14.7361 | 15.2209 | 16.6678 | 18.8286 | 20.6968 | 23.2097 | 25.1975 | 26.7084 | 27.682 | 28.1869 | 28.6768 | 28.702 | 28.0834 | 26.9519 | 25.4219 | 23.65 | 23.6099 | 22.7814 | 21.0767 | 18.8661 | 17.1056 | 0 | 0 | 0 | 0 | 0 | 0 | 0 | 0 | 0 | 0 | 0 | 0.25481 | 0.25946 | 0.26397 | 0.2642 | 0.25851 | 0.24809 | 0.23401 | 0 | 0 | 0 | 0 | 0 | 0 | 58 | 57.75 | 56.25 | 54.5 | 54.5 | 54.5 | 55.25 | 59.75 | 66.75 | 70.75 | 73.75 | 75.75 | 77 | 77 | 77.75 | 76.25 | 75 | 73.75 | 72 | 68 | 63 | 62 | 60.75 | 59.25 | 0 | 0 | 0 | 0 | 0 | 0 | 0 | 0 | 0 | 0 | 0 | 0.027221 | 0.027809 | 0.028234 | 0.02835 | 0.028115 | 0.027471 | 0.026169 | 0 | 0 | 0 | 0 | 0 | 0
Program Specific1-in-2Size: 20 kW to 199.99 kWAll2018May Monthly Peak | Program Specific | 1-in-2 | Size: 20 kW to 199.99 kW | All | 2018 | May Monthly Peak | 5 | 15.8171 | 15.2109 | 14.8789 | 14.8112 | 15.306 | 16.7195 | 18.6816 | 21.0955 | 23.8077 | 25.7646 | 27.2151 | 28.1821 | 28.6434 | 29.0823 | 28.9991 | 28.2335 | 26.9831 | 25.3064 | 23.418 | 23.0742 | 22.7939 | 21.108 | 18.9063 | 17.1604 | 0 | 0 | 0 | 0 | 0 | 0 | 0 | 0 | 0 | 0 | 0 | 0.25941 | 0.26366 | 0.2677 | 0.26693 | 0.25989 | 0.24838 | 0.23294 | 0 | 0 | 0 | 0 | 0 | 0 | 59.5 | 59.25 | 59 | 58.25 | 58 | 57.25 | 61 | 65.25 | 70.25 | 75 | 79.25 | 80.25 | 79.25 | 78.75 | 78.75 | 78.25 | 77 | 75.5 | 72.75 | 69 | 66 | 64.75 | 64.5 | 63 | 0 | 0 | 0 | 0 | 0 | 0 | 0 | 0 | 0 | 0 | 0 | 0.02763 | 0.028176 | 0.028543 | 0.028575 | 0.028232 | 0.027512 | 0.02611 | 0 | 0 | 0 | 0 | 0 | 0
Program Specific1-in-2Size: 20 kW to 199.99 kWAll2018June Monthly Peak | Program Specific | 1-in-2 | Size: 20 kW to 199.99 kW | All | 2018 | June Monthly Peak | 6 | 16.3698 | 15.7331 | 15.3582 | 15.2941 | 15.8137 | 17.1544 | 19.1556 | 21.6611 | 24.3083 | 26.461 | 28.0353 | 28.9786 | 29.3261 | 29.59 | 29.4821 | 28.8345 | 27.8115 | 26.3537 | 24.5076 | 23.5626 | 23.3316 | 21.8061 | 19.6024 | 17.7672 | 0 | 0 | 0 | 0 | 0 | 0 | 0 | 0 | 0 | 0 | 0 | 0.26675 | 0.26994 | 0.27237 | 0.27138 | 0.26542 | 0.256 | 0.24258 | 0 | 0 | 0 | 0 | 0 | 0 | 60.25 | 60.25 | 59.25 | 59.75 | 58.5 | 59.75 | 60.75 | 64.5 | 67.25 | 70.75 | 74.5 | 77.5 | 78.5 | 80 | 80.25 | 78.75 | 77.5 | 76.25 | 74 | 71.25 | 67 | 64.5 | 63.5 | 62.75 | 0 | 0 | 0 | 0 | 0 | 0 | 0 | 0 | 0 | 0 | 0 | 0.028726 | 0.029148 | 0.02937 | 0.02936 | 0.029039 | 0.028455 | 0.027243 | 0 | 0 | 0 | 0 | 0 | 0
Program Specific1-in-2Size: 20 kW to 199.99 kWAll2018July Monthly Peak | Program Specific | 1-in-2 | Size: 20 kW to 199.99 kW | All | 2018 | July Monthly Peak | 7 | 17.3721 | 16.6651 | 16.2484 | 16.1695 | 16.7132 | 18.2511 | 20.4723 | 23.0201 | 25.7087 | 27.9268 | 29.5977 | 30.6684 | 31.189 | 31.6281 | 31.6671 | 31.205 | 30.1701 | 28.484 | 26.1856 | 25.0115 | 24.7468 | 23.1412 | 20.8194 | 18.8812 | 0 | 0 | 0 | 0 | 0 | 0 | 0 | 0 | 0 | 0 | 0 | 0.2823 | 0.28709 | 0.29113 | 0.29149 | 0.28724 | 0.27771 | 0.26219 | 0 | 0 | 0 | 0 | 0 | 0 | 67.75 | 67.25 | 66.5 | 66.5 | 66.5 | 66.5 | 67.75 | 69.5 | 74.5 | 77.75 | 78.75 | 77.25 | 78.75 | 82 | 80 | 81.75 | 84 | 83.5 | 78.25 | 74 | 72.25 | 71.75 | 69.75 | 69.75 | 0 | 0 | 0 | 0 | 0 | 0 | 0 | 0 | 0 | 0 | 0 | 0.030824 | 0.031415 | 0.031826 | 0.031941 | 0.031712 | 0.031058 | 0.029572 | 0 | 0 | 0 | 0 | 0 | 0
Program Specific1-in-2Size: 20 kW to 199.99 kWAll2018August Monthly Peak | Program Specific | 1-in-2 | Size: 20 kW to 199.99 kW | All | 2018 | August Monthly Peak | 8 | 17.7845 | 17.0284 | 16.5959 | 16.5117 | 17.1047 | 18.7804 | 21.4033 | 24.1796 | 27.2894 | 29.7892 | 31.7696 | 32.9714 | 33.5346 | 33.9786 | 33.9483 | 33.322 | 32.0918 | 30.216 | 27.598 | 26.5252 | 25.7671 | 23.8393 | 21.3506 | 19.3531 | 0 | 0 | 0 | 0 | 0 | 0 | 0 | 0 | 0 | 0 | 0 | 0.3035 | 0.30868 | 0.31277 | 0.31249 | 0.30673 | 0.2954 | 0.27814 | 0 | 0 | 0 | 0 | 0 | 0 | 70.4 | 70.6 | 69.6 | 70 | 69.2 | 68.8 | 68.8 | 68.6 | 71.4 | 74.8 | 80 | 83 | 84.2 | 84.4 | 84.2 | 83.6 | 83.4 | 81.8 | 78.6 | 76 | 74 | 73.2 | 71.4 | 71.8 | 0 | 0 | 0 | 0 | 0 | 0 | 0 | 0 | 0 | 0 | 0 | 0.032523 | 0.033123 | 0.033477 | 0.033527 | 0.033243 | 0.032596 | 0.031051 | 0 | 0 | 0 | 0 | 0 | 0
Program Specific1-in-2Size: 20 kW to 199.99 kWAll2018September Monthly Peak | Program Specific | 1-in-2 | Size: 20 kW to 199.99 kW | All | 2018 | September Monthly Peak | 9 | 18.0235 | 17.3065 | 16.8911 | 16.8402 | 17.4723 | 19.2581 | 22.2421 | 24.8844 | 28.3415 | 31.0624 | 33.0429 | 34.2979 | 34.8455 | 35.3381 | 35.2447 | 34.3384 | 32.736 | 30.6068 | 28.1096 | 27.5805 | 26.0472 | 23.9435 | 21.4008 | 19.4195 | 0 | 0 | 0 | 0 | 0 | 0 | 0 | 0 | 0 | 0 | 0 | 0.31571 | 0.32075 | 0.32528 | 0.32442 | 0.31608 | 0.30133 | 0.28173 | 0 | 0 | 0 | 0 | 0 | 0 | 65.75 | 65 | 65.75 | 63.75 | 64.5 | 65.25 | 67.5 | 69 | 76.5 | 82 | 87.5 | 88.75 | 88.25 | 90.25 | 92 | 89.75 | 88 | 87.5 | 86 | 81 | 76.5 | 76.25 | 74 | 72.5 | 0 | 0 | 0 | 0 | 0 | 0 | 0 | 0 | 0 | 0 | 0 | 0.033287 | 0.033886 | 0.034283 | 0.034283 | 0.033848 | 0.03293 | 0.03114 | 0 | 0 | 0 | 0 | 0 | 0
Program Specific1-in-2Size: 20 kW to 199.99 kWAll2018October Monthly Peak | Program Specific | 1-in-2 | Size: 20 kW to 199.99 kW | All | 2018 | October Monthly Peak | 10 | 16.8549 | 16.1895 | 15.8081 | 15.7412 | 16.2822 | 17.8525 | 20.7047 | 22.7251 | 25.6378 | 28.2956 | 30.4401 | 31.9905 | 32.8439 | 33.5532 | 33.5352 | 32.6455 | 31.0122 | 28.8438 | 27.4332 | 26.3826 | 24.7234 | 22.7385 | 20.2694 | 18.3292 | 0 | 0 | 0 | 0 | 0 | 0 | 0 | 0 | 0 | 0 | 0 | 0.29447 | 0.30233 | 0.30885 | 0.30869 | 0.3005 | 0.28547 | 0.26551 | 0 | 0 | 0 | 0 | 0 | 0 | 62.5 | 62.25 | 62.5 | 61.25 | 61.5 | 59.75 | 61 | 64.25 | 69.75 | 75.25 | 79.5 | 81.5 | 84.25 | 86.25 | 86 | 85 | 84 | 82.25 | 76.75 | 70.25 | 68.25 | 65.75 | 64.75 | 63 | 0 | 0 | 0 | 0 | 0 | 0 | 0 | 0 | 0 | 0 | 0 | 0.031091 | 0.032031 | 0.032654 | 0.032744 | 0.032317 | 0.031315 | 0.029451 | 0 | 0 | 0 | 0 | 0 | 0
Program Specific1-in-2Size: 20 kW to 199.99 kWAll2018November Monthly Peak | Program Specific | 1-in-2 | Size: 20 kW to 199.99 kW | All | 2018 | November Monthly Peak | 11 | 15.3708 | 14.9006 | 14.6459 | 14.6799 | 15.2377 | 16.7679 | 18.8135 | 20.7065 | 23.0395 | 24.8233 | 26.1911 | 27.0594 | 27.476 | 27.8712 | 27.6844 | 26.7557 | 25.8094 | 25.7324 | 24.0808 | 22.7616 | 21.4928 | 19.925 | 18.0027 | 16.4684 | 0 | 0 | 0 | 0 | 0 | 0 | 0 | 0 | 0 | 0 | 0 | 0.24908 | 0.25291 | 0.25655 | 0.25483 | 0.24628 | 0.23757 | 0.23687 | 0 | 0 | 0 | 0 | 0 | 0 | 60.2 | 59.8 | 59.6 | 59.6 | 60 | 60.6 | 59.8 | 59.6 | 62.8 | 65.8 | 68.2 | 70 | 71.2 | 71.6 | 70.2 | 70 | 68.8 | 66.8 | 65.4 | 63.8 | 63 | 62.6 | 61.8 | 61.6 | 0 | 0 | 0 | 0 | 0 | 0 | 0 | 0 | 0 | 0 | 0 | 0.026518 | 0.027044 | 0.027397 | 0.027315 | 0.02667 | 0.025982 | 0.025846 | 0 | 0 | 0 | 0 | 0 | 0
Program Specific1-in-2Size: 20 kW to 199.99 kWAll2018December Monthly Peak | Program Specific | 1-in-2 | Size: 20 kW to 199.99 kW | All | 2018 | December Monthly Peak | 12 | 14.5792 | 14.1879 | 14.0127 | 14.103 | 14.6934 | 16.2424 | 18.2145 | 20.0517 | 21.8957 | 22.9228 | 23.5483 | 23.8175 | 23.7991 | 23.8494 | 23.5754 | 22.8561 | 22.3629 | 22.9447 | 22.0312 | 20.9168 | 19.8553 | 18.5553 | 16.9031 | 15.5982 | 0 | 0 | 0 | 0 | 0 | 0 | 0 | 0 | 0 | 0 | 0 | 0.21924 | 0.21907 | 0.21953 | 0.21701 | 0.21039 | 0.20585 | 0.2112 | 0 | 0 | 0 | 0 | 0 | 0 | 48.25 | 48 | 46.75 | 48 | 46.75 | 47 | 46.5 | 45.75 | 53 | 57.75 | 61.75 | 63 | 62.25 | 66 | 65 | 63.5 | 61.75 | 59.5 | 57.75 | 54.5 | 53.25 | 51.75 | 52 | 52 | 0 | 0 | 0 | 0 | 0 | 0 | 0 | 0 | 0 | 0 | 0 | 0.022716 | 0.02282 | 0.022891 | 0.022757 | 0.022287 | 0.02199 | 0.022449 | 0 | 0 | 0 | 0 | 0 | 0
Program Specific1-in-2Size: 20 kW to 199.99 kWAll2018Typical Event Day | Program Specific | 1-in-2 | Size: 20 kW to 199.99 kW | All | 2018 | Typical Event Day | 8 | 17.6516 | 16.912 | 16.4883 | 16.4076 | 16.9948 | 18.6512 | 21.2499 | 23.922 | 26.8574 | 29.1861 | 31.0046 | 32.0964 | 32.6362 | 33.0944 | 33.0967 | 32.5012 | 31.3294 | 29.5332 | 27.0675 | 26.0648 | 25.3757 | 23.5186 | 21.0938 | 19.141 | 0 | 0 | 0 | 0 | 0 | 0 | 0 | 0 | 0 | 0 | 0 | 0.29544 | 0.30041 | 0.30463 | 0.30465 | 0.29917 | 0.28838 | 0.27185 | 0 | 0 | 0 | 0 | 0 | 0 | 66.0375 | 65.775 | 65.275 | 65 | 64.675 | 65.075 | 66.2 | 67.9 | 72.4125 | 76.325 | 80.1875 | 81.625 | 82.425 | 84.1625 | 84.1125 | 83.4625 | 83.225 | 82.2625 | 79.2125 | 75.5625 | 72.4375 | 71.425 | 69.6625 | 69.2 | 0 | 0 | 0 | 0 | 0 | 0 | 0 | 0 | 0 | 0 | 0 | 0.031745 | 0.032331 | 0.032707 | 0.03279 | 0.03252 | 0.031899 | 0.030412 | 0 | 0 | 0 | 0 | 0 | 0
Program Specific1-in-2Size: 20 kW to 199.99 kWAll2019January Monthly Peak | Program Specific | 1-in-2 | Size: 20 kW to 199.99 kW | All | 2019 | January Monthly Peak | 1 | 14.204 | 13.8411 | 13.7285 | 13.8585 | 14.5164 | 16.1332 | 18.8023 | 20.5994 | 22.062 | 22.4523 | 22.4914 | 22.3892 | 22.0734 | 21.8796 | 21.5338 | 21.0305 | 20.841 | 21.8444 | 21.3375 | 20.3362 | 19.3462 | 18.1261 | 16.503 | 15.2809 | 0 | 0 | 0 | 0 | 0 | 0 | 0 | 0 | 0 | 0 | 0 | 0.20609 | 0.20318 | 0.2014 | 0.19822 | 0.19358 | 0.19184 | 0.20108 | 0 | 0 | 0 | 0 | 0 | 0 | 46.5 | 46 | 46.75 | 46.5 | 45.25 | 44.5 | 45.75 | 45 | 47.5 | 51.75 | 54.5 | 57 | 58.5 | 58.5 | 58.75 | 57.75 | 56 | 54 | 51.25 | 49.75 | 46.25 | 44.75 | 41.5 | 41 | 0 | 0 | 0 | 0 | 0 | 0 | 0 | 0 | 0 | 0 | 0 | 0.020621 | 0.020425 | 0.020256 | 0.020053 | 0.019834 | 0.019906 | 0.020814 | 0 | 0 | 0 | 0 | 0 | 0
Program Specific1-in-2Size: 20 kW to 199.99 kWAll2019February Monthly Peak | Program Specific | 1-in-2 | Size: 20 kW to 199.99 kW | All | 2019 | February Monthly Peak | 2 | 14.4627 | 14.0578 | 13.926 | 14.0283 | 14.6496 | 16.2711 | 18.6749 | 20.4539 | 22.0938 | 22.8308 | 23.2255 | 23.3671 | 23.2559 | 23.2189 | 22.9849 | 22.4111 | 21.844 | 22.1475 | 22.1672 | 21.0524 | 19.9873 | 18.6363 | 16.904 | 15.5999 | 0 | 0 | 0 | 0 | 0 | 0 | 0 | 0 | 0 | 0 | 0 | 0.21509 | 0.21407 | 0.21373 | 0.21157 | 0.20629 | 0.20107 | 0.20387 | 0 | 0 | 0 | 0 | 0 | 0 | 48.5 | 49 | 47.75 | 46.75 | 45.5 | 44.5 | 43.5 | 43.5 | 49 | 53.5 | 55.5 | 56.75 | 58 | 58.5 | 58 | 57 | 55.75 | 53.5 | 51.25 | 49.25 | 48 | 45.25 | 44.75 | 44.75 | 0 | 0 | 0 | 0 | 0 | 0 | 0 | 0 | 0 | 0 | 0 | 0.021945 | 0.021943 | 0.021927 | 0.021819 | 0.021563 | 0.021319 | 0.021542 | 0 | 0 | 0 | 0 | 0 | 0
Program Specific1-in-2Size: 20 kW to 199.99 kWAll2019March Monthly Peak | Program Specific | 1-in-2 | Size: 20 kW to 199.99 kW | All | 2019 | March Monthly Peak | 3 | 15.2489 | 14.7066 | 14.4478 | 14.4471 | 14.9778 | 16.4723 | 19 | 20.6671 | 22.3487 | 23.4194 | 24.2364 | 24.7103 | 24.9073 | 25.2395 | 25.235 | 24.8125 | 24.0728 | 23.2993 | 22.6489 | 22.4954 | 21.417 | 19.9361 | 17.9992 | 16.4857 | 0 | 0 | 0 | 0 | 0 | 0 | 0 | 0 | 0 | 0 | 0 | 0.22746 | 0.22927 | 0.23233 | 0.23229 | 0.2284 | 0.22159 | 0.21447 | 0 | 0 | 0 | 0 | 0 | 0 | 51.25 | 51.5 | 51.5 | 50.5 | 49.75 | 49.5 | 49.5 | 48.25 | 53 | 58.25 | 59.5 | 62.25 | 63.25 | 62.5 | 63.25 | 62.25 | 61 | 57.5 | 55.75 | 54 | 52.5 | 49.25 | 48.75 | 49.25 | 0 | 0 | 0 | 0 | 0 | 0 | 0 | 0 | 0 | 0 | 0 | 0.023631 | 0.023955 | 0.024267 | 0.024399 | 0.02432 | 0.023992 | 0.023318 | 0 | 0 | 0 | 0 | 0 | 0
Program Specific1-in-2Size: 20 kW to 199.99 kWAll2019April Monthly Peak | Program Specific | 1-in-2 | Size: 20 kW to 199.99 kW | All | 2019 | April Monthly Peak | 4 | 15.7643 | 15.1385 | 14.7945 | 14.7361 | 15.2209 | 16.6678 | 18.8286 | 20.6968 | 23.2097 | 25.1975 | 26.7084 | 27.682 | 28.1869 | 28.6768 | 28.702 | 28.0834 | 26.9519 | 25.4219 | 23.65 | 23.6099 | 22.7814 | 21.0767 | 18.8661 | 17.1056 | 0 | 0 | 0 | 0 | 0 | 0 | 0 | 0 | 0 | 0 | 0 | 0.25481 | 0.25946 | 0.26397 | 0.2642 | 0.25851 | 0.24809 | 0.23401 | 0 | 0 | 0 | 0 | 0 | 0 | 58 | 57.75 | 56.25 | 54.5 | 54.5 | 54.5 | 55.25 | 59.75 | 66.75 | 70.75 | 73.75 | 75.75 | 77 | 77 | 77.75 | 76.25 | 75 | 73.75 | 72 | 68 | 63 | 62 | 60.75 | 59.25 | 0 | 0 | 0 | 0 | 0 | 0 | 0 | 0 | 0 | 0 | 0 | 0.027221 | 0.027809 | 0.028234 | 0.02835 | 0.028115 | 0.027471 | 0.026169 | 0 | 0 | 0 | 0 | 0 | 0
Program Specific1-in-2Size: 20 kW to 199.99 kWAll2019May Monthly Peak | Program Specific | 1-in-2 | Size: 20 kW to 199.99 kW | All | 2019 | May Monthly Peak | 5 | 15.8171 | 15.2109 | 14.8789 | 14.8112 | 15.306 | 16.7195 | 18.6816 | 21.0955 | 23.8077 | 25.7646 | 27.2151 | 28.1821 | 28.6434 | 29.0823 | 28.9991 | 28.2335 | 26.9831 | 25.3064 | 23.418 | 23.0742 | 22.7939 | 21.108 | 18.9063 | 17.1604 | 0 | 0 | 0 | 0 | 0 | 0 | 0 | 0 | 0 | 0 | 0 | 0.25941 | 0.26366 | 0.2677 | 0.26693 | 0.25989 | 0.24838 | 0.23294 | 0 | 0 | 0 | 0 | 0 | 0 | 59.5 | 59.25 | 59 | 58.25 | 58 | 57.25 | 61 | 65.25 | 70.25 | 75 | 79.25 | 80.25 | 79.25 | 78.75 | 78.75 | 78.25 | 77 | 75.5 | 72.75 | 69 | 66 | 64.75 | 64.5 | 63 | 0 | 0 | 0 | 0 | 0 | 0 | 0 | 0 | 0 | 0 | 0 | 0.02763 | 0.028176 | 0.028543 | 0.028575 | 0.028232 | 0.027512 | 0.02611 | 0 | 0 | 0 | 0 | 0 | 0
Program Specific1-in-2Size: 20 kW to 199.99 kWAll2019June Monthly Peak | Program Specific | 1-in-2 | Size: 20 kW to 199.99 kW | All | 2019 | June Monthly Peak | 6 | 16.3698 | 15.7331 | 15.3582 | 15.2941 | 15.8137 | 17.1544 | 19.1556 | 21.6611 | 24.3083 | 26.461 | 28.0353 | 28.9786 | 29.3261 | 29.59 | 29.4821 | 28.8345 | 27.8115 | 26.3537 | 24.5076 | 23.5626 | 23.3316 | 21.8061 | 19.6024 | 17.7672 | 0 | 0 | 0 | 0 | 0 | 0 | 0 | 0 | 0 | 0 | 0 | 0.26675 | 0.26994 | 0.27237 | 0.27138 | 0.26542 | 0.256 | 0.24258 | 0 | 0 | 0 | 0 | 0 | 0 | 60.25 | 60.25 | 59.25 | 59.75 | 58.5 | 59.75 | 60.75 | 64.5 | 67.25 | 70.75 | 74.5 | 77.5 | 78.5 | 80 | 80.25 | 78.75 | 77.5 | 76.25 | 74 | 71.25 | 67 | 64.5 | 63.5 | 62.75 | 0 | 0 | 0 | 0 | 0 | 0 | 0 | 0 | 0 | 0 | 0 | 0.028726 | 0.029148 | 0.02937 | 0.02936 | 0.029039 | 0.028455 | 0.027243 | 0 | 0 | 0 | 0 | 0 | 0
Program Specific1-in-2Size: 20 kW to 199.99 kWAll2019July Monthly Peak | Program Specific | 1-in-2 | Size: 20 kW to 199.99 kW | All | 2019 | July Monthly Peak | 7 | 17.3721 | 16.6651 | 16.2484 | 16.1695 | 16.7132 | 18.2511 | 20.4723 | 23.0201 | 25.7087 | 27.9268 | 29.5977 | 30.6684 | 31.189 | 31.6281 | 31.6671 | 31.205 | 30.1701 | 28.484 | 26.1856 | 25.0115 | 24.7468 | 23.1412 | 20.8194 | 18.8812 | 0 | 0 | 0 | 0 | 0 | 0 | 0 | 0 | 0 | 0 | 0 | 0.2823 | 0.28709 | 0.29113 | 0.29149 | 0.28724 | 0.27771 | 0.26219 | 0 | 0 | 0 | 0 | 0 | 0 | 67.75 | 67.25 | 66.5 | 66.5 | 66.5 | 66.5 | 67.75 | 69.5 | 74.5 | 77.75 | 78.75 | 77.25 | 78.75 | 82 | 80 | 81.75 | 84 | 83.5 | 78.25 | 74 | 72.25 | 71.75 | 69.75 | 69.75 | 0 | 0 | 0 | 0 | 0 | 0 | 0 | 0 | 0 | 0 | 0 | 0.030824 | 0.031415 | 0.031826 | 0.031941 | 0.031712 | 0.031058 | 0.029572 | 0 | 0 | 0 | 0 | 0 | 0
Program Specific1-in-2Size: 20 kW to 199.99 kWAll2019August Monthly Peak | Program Specific | 1-in-2 | Size: 20 kW to 199.99 kW | All | 2019 | August Monthly Peak | 8 | 17.7845 | 17.0284 | 16.5959 | 16.5117 | 17.1047 | 18.7804 | 21.4033 | 24.1796 | 27.2894 | 29.7892 | 31.7696 | 32.9714 | 33.5346 | 33.9786 | 33.9483 | 33.322 | 32.0918 | 30.216 | 27.598 | 26.5252 | 25.7671 | 23.8393 | 21.3506 | 19.3531 | 0 | 0 | 0 | 0 | 0 | 0 | 0 | 0 | 0 | 0 | 0 | 0.3035 | 0.30868 | 0.31277 | 0.31249 | 0.30673 | 0.2954 | 0.27814 | 0 | 0 | 0 | 0 | 0 | 0 | 70.4 | 70.6 | 69.6 | 70 | 69.2 | 68.8 | 68.8 | 68.6 | 71.4 | 74.8 | 80 | 83 | 84.2 | 84.4 | 84.2 | 83.6 | 83.4 | 81.8 | 78.6 | 76 | 74 | 73.2 | 71.4 | 71.8 | 0 | 0 | 0 | 0 | 0 | 0 | 0 | 0 | 0 | 0 | 0 | 0.032523 | 0.033123 | 0.033477 | 0.033527 | 0.033243 | 0.032596 | 0.031051 | 0 | 0 | 0 | 0 | 0 | 0
Program Specific1-in-2Size: 20 kW to 199.99 kWAll2019September Monthly Peak | Program Specific | 1-in-2 | Size: 20 kW to 199.99 kW | All | 2019 | September Monthly Peak | 9 | 18.0235 | 17.3065 | 16.8911 | 16.8402 | 17.4723 | 19.2581 | 22.2421 | 24.8844 | 28.3415 | 31.0624 | 33.0429 | 34.2979 | 34.8455 | 35.3381 | 35.2447 | 34.3384 | 32.736 | 30.6068 | 28.1096 | 27.5805 | 26.0472 | 23.9435 | 21.4008 | 19.4195 | 0 | 0 | 0 | 0 | 0 | 0 | 0 | 0 | 0 | 0 | 0 | 0.31571 | 0.32075 | 0.32528 | 0.32442 | 0.31608 | 0.30133 | 0.28173 | 0 | 0 | 0 | 0 | 0 | 0 | 65.75 | 65 | 65.75 | 63.75 | 64.5 | 65.25 | 67.5 | 69 | 76.5 | 82 | 87.5 | 88.75 | 88.25 | 90.25 | 92 | 89.75 | 88 | 87.5 | 86 | 81 | 76.5 | 76.25 | 74 | 72.5 | 0 | 0 | 0 | 0 | 0 | 0 | 0 | 0 | 0 | 0 | 0 | 0.033287 | 0.033886 | 0.034283 | 0.034283 | 0.033848 | 0.03293 | 0.03114 | 0 | 0 | 0 | 0 | 0 | 0
Program Specific1-in-2Size: 20 kW to 199.99 kWAll2019October Monthly Peak | Program Specific | 1-in-2 | Size: 20 kW to 199.99 kW | All | 2019 | October Monthly Peak | 10 | 16.8549 | 16.1895 | 15.8081 | 15.7412 | 16.2822 | 17.8525 | 20.7047 | 22.7251 | 25.6378 | 28.2956 | 30.4401 | 31.9905 | 32.8439 | 33.5532 | 33.5352 | 32.6455 | 31.0122 | 28.8438 | 27.4332 | 26.3826 | 24.7234 | 22.7385 | 20.2694 | 18.3292 | 0 | 0 | 0 | 0 | 0 | 0 | 0 | 0 | 0 | 0 | 0 | 0.29447 | 0.30233 | 0.30885 | 0.30869 | 0.3005 | 0.28547 | 0.26551 | 0 | 0 | 0 | 0 | 0 | 0 | 62.5 | 62.25 | 62.5 | 61.25 | 61.5 | 59.75 | 61 | 64.25 | 69.75 | 75.25 | 79.5 | 81.5 | 84.25 | 86.25 | 86 | 85 | 84 | 82.25 | 76.75 | 70.25 | 68.25 | 65.75 | 64.75 | 63 | 0 | 0 | 0 | 0 | 0 | 0 | 0 | 0 | 0 | 0 | 0 | 0.031091 | 0.032031 | 0.032654 | 0.032744 | 0.032317 | 0.031315 | 0.029451 | 0 | 0 | 0 | 0 | 0 | 0
Program Specific1-in-2Size: 20 kW to 199.99 kWAll2019November Monthly Peak | Program Specific | 1-in-2 | Size: 20 kW to 199.99 kW | All | 2019 | November Monthly Peak | 11 | 15.3708 | 14.9006 | 14.6459 | 14.6799 | 15.2377 | 16.7679 | 18.8135 | 20.7065 | 23.0395 | 24.8233 | 26.1911 | 27.0594 | 27.476 | 27.8712 | 27.6844 | 26.7557 | 25.8094 | 25.7324 | 24.0808 | 22.7616 | 21.4928 | 19.925 | 18.0027 | 16.4684 | 0 | 0 | 0 | 0 | 0 | 0 | 0 | 0 | 0 | 0 | 0 | 0.24908 | 0.25291 | 0.25655 | 0.25483 | 0.24628 | 0.23757 | 0.23687 | 0 | 0 | 0 | 0 | 0 | 0 | 60.2 | 59.8 | 59.6 | 59.6 | 60 | 60.6 | 59.8 | 59.6 | 62.8 | 65.8 | 68.2 | 70 | 71.2 | 71.6 | 70.2 | 70 | 68.8 | 66.8 | 65.4 | 63.8 | 63 | 62.6 | 61.8 | 61.6 | 0 | 0 | 0 | 0 | 0 | 0 | 0 | 0 | 0 | 0 | 0 | 0.026518 | 0.027044 | 0.027397 | 0.027315 | 0.02667 | 0.025982 | 0.025846 | 0 | 0 | 0 | 0 | 0 | 0
Program Specific1-in-2Size: 20 kW to 199.99 kWAll2019December Monthly Peak | Program Specific | 1-in-2 | Size: 20 kW to 199.99 kW | All | 2019 | December Monthly Peak | 12 | 14.5792 | 14.1879 | 14.0127 | 14.103 | 14.6934 | 16.2424 | 18.2145 | 20.0517 | 21.8957 | 22.9228 | 23.5483 | 23.8175 | 23.7991 | 23.8494 | 23.5754 | 22.8561 | 22.3629 | 22.9447 | 22.0312 | 20.9168 | 19.8553 | 18.5553 | 16.9031 | 15.5982 | 0 | 0 | 0 | 0 | 0 | 0 | 0 | 0 | 0 | 0 | 0 | 0.21924 | 0.21907 | 0.21953 | 0.21701 | 0.21039 | 0.20585 | 0.2112 | 0 | 0 | 0 | 0 | 0 | 0 | 48.25 | 48 | 46.75 | 48 | 46.75 | 47 | 46.5 | 45.75 | 53 | 57.75 | 61.75 | 63 | 62.25 | 66 | 65 | 63.5 | 61.75 | 59.5 | 57.75 | 54.5 | 53.25 | 51.75 | 52 | 52 | 0 | 0 | 0 | 0 | 0 | 0 | 0 | 0 | 0 | 0 | 0 | 0.022716 | 0.02282 | 0.022891 | 0.022757 | 0.022287 | 0.02199 | 0.022449 | 0 | 0 | 0 | 0 | 0 | 0
Program Specific1-in-2Size: 20 kW to 199.99 kWAll2019Typical Event Day | Program Specific | 1-in-2 | Size: 20 kW to 199.99 kW | All | 2019 | Typical Event Day | 8 | 17.6516 | 16.912 | 16.4883 | 16.4076 | 16.9948 | 18.6512 | 21.2499 | 23.922 | 26.8574 | 29.1861 | 31.0046 | 32.0964 | 32.6362 | 33.0944 | 33.0967 | 32.5012 | 31.3294 | 29.5332 | 27.0675 | 26.0648 | 25.3757 | 23.5186 | 21.0938 | 19.141 | 0 | 0 | 0 | 0 | 0 | 0 | 0 | 0 | 0 | 0 | 0 | 0.29544 | 0.30041 | 0.30463 | 0.30465 | 0.29917 | 0.28838 | 0.27185 | 0 | 0 | 0 | 0 | 0 | 0 | 66.0375 | 65.775 | 65.275 | 65 | 64.675 | 65.075 | 66.2 | 67.9 | 72.4125 | 76.325 | 80.1875 | 81.625 | 82.425 | 84.1625 | 84.1125 | 83.4625 | 83.225 | 82.2625 | 79.2125 | 75.5625 | 72.4375 | 71.425 | 69.6625 | 69.2 | 0 | 0 | 0 | 0 | 0 | 0 | 0 | 0 | 0 | 0 | 0 | 0.031745 | 0.032331 | 0.032707 | 0.03279 | 0.03252 | 0.031899 | 0.030412 | 0 | 0 | 0 | 0 | 0 | 0
Program Specific1-in-2Size: 20 kW to 199.99 kWAll2020January Monthly Peak | Program Specific | 1-in-2 | Size: 20 kW to 199.99 kW | All | 2020 | January Monthly Peak | 1 | 14.204 | 13.8411 | 13.7285 | 13.8585 | 14.5164 | 16.1332 | 18.8023 | 20.5994 | 22.062 | 22.4523 | 22.4914 | 22.3892 | 22.0734 | 21.8796 | 21.5338 | 21.0305 | 20.841 | 21.8444 | 21.3375 | 20.3362 | 19.3462 | 18.1261 | 16.503 | 15.2809 | 0 | 0 | 0 | 0 | 0 | 0 | 0 | 0 | 0 | 0 | 0 | 0.20609 | 0.20318 | 0.2014 | 0.19822 | 0.19358 | 0.19184 | 0.20108 | 0 | 0 | 0 | 0 | 0 | 0 | 46.5 | 46 | 46.75 | 46.5 | 45.25 | 44.5 | 45.75 | 45 | 47.5 | 51.75 | 54.5 | 57 | 58.5 | 58.5 | 58.75 | 57.75 | 56 | 54 | 51.25 | 49.75 | 46.25 | 44.75 | 41.5 | 41 | 0 | 0 | 0 | 0 | 0 | 0 | 0 | 0 | 0 | 0 | 0 | 0.020621 | 0.020425 | 0.020256 | 0.020053 | 0.019834 | 0.019906 | 0.020814 | 0 | 0 | 0 | 0 | 0 | 0
Program Specific1-in-2Size: 20 kW to 199.99 kWAll2020February Monthly Peak | Program Specific | 1-in-2 | Size: 20 kW to 199.99 kW | All | 2020 | February Monthly Peak | 2 | 14.4627 | 14.0578 | 13.926 | 14.0283 | 14.6496 | 16.2711 | 18.6749 | 20.4539 | 22.0938 | 22.8308 | 23.2255 | 23.3671 | 23.2559 | 23.2189 | 22.9849 | 22.4111 | 21.844 | 22.1475 | 22.1672 | 21.0524 | 19.9873 | 18.6363 | 16.904 | 15.5999 | 0 | 0 | 0 | 0 | 0 | 0 | 0 | 0 | 0 | 0 | 0 | 0.21509 | 0.21407 | 0.21373 | 0.21157 | 0.20629 | 0.20107 | 0.20387 | 0 | 0 | 0 | 0 | 0 | 0 | 48.5 | 49 | 47.75 | 46.75 | 45.5 | 44.5 | 43.5 | 43.5 | 49 | 53.5 | 55.5 | 56.75 | 58 | 58.5 | 58 | 57 | 55.75 | 53.5 | 51.25 | 49.25 | 48 | 45.25 | 44.75 | 44.75 | 0 | 0 | 0 | 0 | 0 | 0 | 0 | 0 | 0 | 0 | 0 | 0.021945 | 0.021943 | 0.021927 | 0.021819 | 0.021563 | 0.021319 | 0.021542 | 0 | 0 | 0 | 0 | 0 | 0
Program Specific1-in-2Size: 20 kW to 199.99 kWAll2020March Monthly Peak | Program Specific | 1-in-2 | Size: 20 kW to 199.99 kW | All | 2020 | March Monthly Peak | 3 | 15.2489 | 14.7066 | 14.4478 | 14.4471 | 14.9778 | 16.4723 | 19 | 20.6671 | 22.3487 | 23.4194 | 24.2364 | 24.7103 | 24.9073 | 25.2395 | 25.235 | 24.8125 | 24.0728 | 23.2993 | 22.6489 | 22.4954 | 21.417 | 19.9361 | 17.9992 | 16.4857 | 0 | 0 | 0 | 0 | 0 | 0 | 0 | 0 | 0 | 0 | 0 | 0.22746 | 0.22927 | 0.23233 | 0.23229 | 0.2284 | 0.22159 | 0.21447 | 0 | 0 | 0 | 0 | 0 | 0 | 51.25 | 51.5 | 51.5 | 50.5 | 49.75 | 49.5 | 49.5 | 48.25 | 53 | 58.25 | 59.5 | 62.25 | 63.25 | 62.5 | 63.25 | 62.25 | 61 | 57.5 | 55.75 | 54 | 52.5 | 49.25 | 48.75 | 49.25 | 0 | 0 | 0 | 0 | 0 | 0 | 0 | 0 | 0 | 0 | 0 | 0.023631 | 0.023955 | 0.024267 | 0.024399 | 0.02432 | 0.023992 | 0.023318 | 0 | 0 | 0 | 0 | 0 | 0
Program Specific1-in-2Size: 20 kW to 199.99 kWAll2020April Monthly Peak | Program Specific | 1-in-2 | Size: 20 kW to 199.99 kW | All | 2020 | April Monthly Peak | 4 | 15.7643 | 15.1385 | 14.7945 | 14.7361 | 15.2209 | 16.6678 | 18.8286 | 20.6968 | 23.2097 | 25.1975 | 26.7084 | 27.682 | 28.1869 | 28.6768 | 28.702 | 28.0834 | 26.9519 | 25.4219 | 23.65 | 23.6099 | 22.7814 | 21.0767 | 18.8661 | 17.1056 | 0 | 0 | 0 | 0 | 0 | 0 | 0 | 0 | 0 | 0 | 0 | 0.25481 | 0.25946 | 0.26397 | 0.2642 | 0.25851 | 0.24809 | 0.23401 | 0 | 0 | 0 | 0 | 0 | 0 | 58 | 57.75 | 56.25 | 54.5 | 54.5 | 54.5 | 55.25 | 59.75 | 66.75 | 70.75 | 73.75 | 75.75 | 77 | 77 | 77.75 | 76.25 | 75 | 73.75 | 72 | 68 | 63 | 62 | 60.75 | 59.25 | 0 | 0 | 0 | 0 | 0 | 0 | 0 | 0 | 0 | 0 | 0 | 0.027221 | 0.027809 | 0.028234 | 0.02835 | 0.028115 | 0.027471 | 0.026169 | 0 | 0 | 0 | 0 | 0 | 0
Program Specific1-in-2Size: 20 kW to 199.99 kWAll2020May Monthly Peak | Program Specific | 1-in-2 | Size: 20 kW to 199.99 kW | All | 2020 | May Monthly Peak | 5 | 15.8171 | 15.2109 | 14.8789 | 14.8112 | 15.306 | 16.7195 | 18.6816 | 21.0955 | 23.8077 | 25.7646 | 27.2151 | 28.1821 | 28.6434 | 29.0823 | 28.9991 | 28.2335 | 26.9831 | 25.3064 | 23.418 | 23.0742 | 22.7939 | 21.108 | 18.9063 | 17.1604 | 0 | 0 | 0 | 0 | 0 | 0 | 0 | 0 | 0 | 0 | 0 | 0.25941 | 0.26366 | 0.2677 | 0.26693 | 0.25989 | 0.24838 | 0.23294 | 0 | 0 | 0 | 0 | 0 | 0 | 59.5 | 59.25 | 59 | 58.25 | 58 | 57.25 | 61 | 65.25 | 70.25 | 75 | 79.25 | 80.25 | 79.25 | 78.75 | 78.75 | 78.25 | 77 | 75.5 | 72.75 | 69 | 66 | 64.75 | 64.5 | 63 | 0 | 0 | 0 | 0 | 0 | 0 | 0 | 0 | 0 | 0 | 0 | 0.02763 | 0.028176 | 0.028543 | 0.028575 | 0.028232 | 0.027512 | 0.02611 | 0 | 0 | 0 | 0 | 0 | 0
Program Specific1-in-2Size: 20 kW to 199.99 kWAll2020June Monthly Peak | Program Specific | 1-in-2 | Size: 20 kW to 199.99 kW | All | 2020 | June Monthly Peak | 6 | 16.3698 | 15.7331 | 15.3582 | 15.2941 | 15.8137 | 17.1544 | 19.1556 | 21.6611 | 24.3083 | 26.461 | 28.0353 | 28.9786 | 29.3261 | 29.59 | 29.4821 | 28.8345 | 27.8115 | 26.3537 | 24.5076 | 23.5626 | 23.3316 | 21.8061 | 19.6024 | 17.7672 | 0 | 0 | 0 | 0 | 0 | 0 | 0 | 0 | 0 | 0 | 0 | 0.26675 | 0.26994 | 0.27237 | 0.27138 | 0.26542 | 0.256 | 0.24258 | 0 | 0 | 0 | 0 | 0 | 0 | 60.25 | 60.25 | 59.25 | 59.75 | 58.5 | 59.75 | 60.75 | 64.5 | 67.25 | 70.75 | 74.5 | 77.5 | 78.5 | 80 | 80.25 | 78.75 | 77.5 | 76.25 | 74 | 71.25 | 67 | 64.5 | 63.5 | 62.75 | 0 | 0 | 0 | 0 | 0 | 0 | 0 | 0 | 0 | 0 | 0 | 0.028726 | 0.029148 | 0.02937 | 0.02936 | 0.029039 | 0.028455 | 0.027243 | 0 | 0 | 0 | 0 | 0 | 0
Program Specific1-in-2Size: 20 kW to 199.99 kWAll2020July Monthly Peak | Program Specific | 1-in-2 | Size: 20 kW to 199.99 kW | All | 2020 | July Monthly Peak | 7 | 17.3721 | 16.6651 | 16.2484 | 16.1695 | 16.7132 | 18.2511 | 20.4723 | 23.0201 | 25.7087 | 27.9268 | 29.5977 | 30.6684 | 31.189 | 31.6281 | 31.6671 | 31.205 | 30.1701 | 28.484 | 26.1856 | 25.0115 | 24.7468 | 23.1412 | 20.8194 | 18.8812 | 0 | 0 | 0 | 0 | 0 | 0 | 0 | 0 | 0 | 0 | 0 | 0.2823 | 0.28709 | 0.29113 | 0.29149 | 0.28724 | 0.27771 | 0.26219 | 0 | 0 | 0 | 0 | 0 | 0 | 67.75 | 67.25 | 66.5 | 66.5 | 66.5 | 66.5 | 67.75 | 69.5 | 74.5 | 77.75 | 78.75 | 77.25 | 78.75 | 82 | 80 | 81.75 | 84 | 83.5 | 78.25 | 74 | 72.25 | 71.75 | 69.75 | 69.75 | 0 | 0 | 0 | 0 | 0 | 0 | 0 | 0 | 0 | 0 | 0 | 0.030824 | 0.031415 | 0.031826 | 0.031941 | 0.031712 | 0.031058 | 0.029572 | 0 | 0 | 0 | 0 | 0 | 0
Program Specific1-in-2Size: 20 kW to 199.99 kWAll2020August Monthly Peak | Program Specific | 1-in-2 | Size: 20 kW to 199.99 kW | All | 2020 | August Monthly Peak | 8 | 17.7845 | 17.0284 | 16.5959 | 16.5117 | 17.1047 | 18.7804 | 21.4033 | 24.1796 | 27.2894 | 29.7892 | 31.7696 | 32.9714 | 33.5346 | 33.9786 | 33.9483 | 33.322 | 32.0918 | 30.216 | 27.598 | 26.5252 | 25.7671 | 23.8393 | 21.3506 | 19.3531 | 0 | 0 | 0 | 0 | 0 | 0 | 0 | 0 | 0 | 0 | 0 | 0.3035 | 0.30868 | 0.31277 | 0.31249 | 0.30673 | 0.2954 | 0.27814 | 0 | 0 | 0 | 0 | 0 | 0 | 70.4 | 70.6 | 69.6 | 70 | 69.2 | 68.8 | 68.8 | 68.6 | 71.4 | 74.8 | 80 | 83 | 84.2 | 84.4 | 84.2 | 83.6 | 83.4 | 81.8 | 78.6 | 76 | 74 | 73.2 | 71.4 | 71.8 | 0 | 0 | 0 | 0 | 0 | 0 | 0 | 0 | 0 | 0 | 0 | 0.032523 | 0.033123 | 0.033477 | 0.033527 | 0.033243 | 0.032596 | 0.031051 | 0 | 0 | 0 | 0 | 0 | 0
Program Specific1-in-2Size: 20 kW to 199.99 kWAll2020September Monthly Peak | Program Specific | 1-in-2 | Size: 20 kW to 199.99 kW | All | 2020 | September Monthly Peak | 9 | 18.0235 | 17.3065 | 16.8911 | 16.8402 | 17.4723 | 19.2581 | 22.2421 | 24.8844 | 28.3415 | 31.0624 | 33.0429 | 34.2979 | 34.8455 | 35.3381 | 35.2447 | 34.3384 | 32.736 | 30.6068 | 28.1096 | 27.5805 | 26.0472 | 23.9435 | 21.4008 | 19.4195 | 0 | 0 | 0 | 0 | 0 | 0 | 0 | 0 | 0 | 0 | 0 | 0.31571 | 0.32075 | 0.32528 | 0.32442 | 0.31608 | 0.30133 | 0.28173 | 0 | 0 | 0 | 0 | 0 | 0 | 65.75 | 65 | 65.75 | 63.75 | 64.5 | 65.25 | 67.5 | 69 | 76.5 | 82 | 87.5 | 88.75 | 88.25 | 90.25 | 92 | 89.75 | 88 | 87.5 | 86 | 81 | 76.5 | 76.25 | 74 | 72.5 | 0 | 0 | 0 | 0 | 0 | 0 | 0 | 0 | 0 | 0 | 0 | 0.033287 | 0.033886 | 0.034283 | 0.034283 | 0.033848 | 0.03293 | 0.03114 | 0 | 0 | 0 | 0 | 0 | 0
Program Specific1-in-2Size: 20 kW to 199.99 kWAll2020October Monthly Peak | Program Specific | 1-in-2 | Size: 20 kW to 199.99 kW | All | 2020 | October Monthly Peak | 10 | 16.8549 | 16.1895 | 15.8081 | 15.7412 | 16.2822 | 17.8525 | 20.7047 | 22.7251 | 25.6378 | 28.2956 | 30.4401 | 31.9905 | 32.8439 | 33.5532 | 33.5352 | 32.6455 | 31.0122 | 28.8438 | 27.4332 | 26.3826 | 24.7234 | 22.7385 | 20.2694 | 18.3292 | 0 | 0 | 0 | 0 | 0 | 0 | 0 | 0 | 0 | 0 | 0 | 0.29447 | 0.30233 | 0.30885 | 0.30869 | 0.3005 | 0.28547 | 0.26551 | 0 | 0 | 0 | 0 | 0 | 0 | 62.5 | 62.25 | 62.5 | 61.25 | 61.5 | 59.75 | 61 | 64.25 | 69.75 | 75.25 | 79.5 | 81.5 | 84.25 | 86.25 | 86 | 85 | 84 | 82.25 | 76.75 | 70.25 | 68.25 | 65.75 | 64.75 | 63 | 0 | 0 | 0 | 0 | 0 | 0 | 0 | 0 | 0 | 0 | 0 | 0.031091 | 0.032031 | 0.032654 | 0.032744 | 0.032317 | 0.031315 | 0.029451 | 0 | 0 | 0 | 0 | 0 | 0
Program Specific1-in-2Size: 20 kW to 199.99 kWAll2020November Monthly Peak | Program Specific | 1-in-2 | Size: 20 kW to 199.99 kW | All | 2020 | November Monthly Peak | 11 | 15.3708 | 14.9006 | 14.6459 | 14.6799 | 15.2377 | 16.7679 | 18.8135 | 20.7065 | 23.0395 | 24.8233 | 26.1911 | 27.0594 | 27.476 | 27.8712 | 27.6844 | 26.7557 | 25.8094 | 25.7324 | 24.0808 | 22.7616 | 21.4928 | 19.925 | 18.0027 | 16.4684 | 0 | 0 | 0 | 0 | 0 | 0 | 0 | 0 | 0 | 0 | 0 | 0.24908 | 0.25291 | 0.25655 | 0.25483 | 0.24628 | 0.23757 | 0.23687 | 0 | 0 | 0 | 0 | 0 | 0 | 60.2 | 59.8 | 59.6 | 59.6 | 60 | 60.6 | 59.8 | 59.6 | 62.8 | 65.8 | 68.2 | 70 | 71.2 | 71.6 | 70.2 | 70 | 68.8 | 66.8 | 65.4 | 63.8 | 63 | 62.6 | 61.8 | 61.6 | 0 | 0 | 0 | 0 | 0 | 0 | 0 | 0 | 0 | 0 | 0 | 0.026518 | 0.027044 | 0.027397 | 0.027315 | 0.02667 | 0.025982 | 0.025846 | 0 | 0 | 0 | 0 | 0 | 0
Program Specific1-in-2Size: 20 kW to 199.99 kWAll2020December Monthly Peak | Program Specific | 1-in-2 | Size: 20 kW to 199.99 kW | All | 2020 | December Monthly Peak | 12 | 14.5792 | 14.1879 | 14.0127 | 14.103 | 14.6934 | 16.2424 | 18.2145 | 20.0517 | 21.8957 | 22.9228 | 23.5483 | 23.8175 | 23.7991 | 23.8494 | 23.5754 | 22.8561 | 22.3629 | 22.9447 | 22.0312 | 20.9168 | 19.8553 | 18.5553 | 16.9031 | 15.5982 | 0 | 0 | 0 | 0 | 0 | 0 | 0 | 0 | 0 | 0 | 0 | 0.21924 | 0.21907 | 0.21953 | 0.21701 | 0.21039 | 0.20585 | 0.2112 | 0 | 0 | 0 | 0 | 0 | 0 | 48.25 | 48 | 46.75 | 48 | 46.75 | 47 | 46.5 | 45.75 | 53 | 57.75 | 61.75 | 63 | 62.25 | 66 | 65 | 63.5 | 61.75 | 59.5 | 57.75 | 54.5 | 53.25 | 51.75 | 52 | 52 | 0 | 0 | 0 | 0 | 0 | 0 | 0 | 0 | 0 | 0 | 0 | 0.022716 | 0.02282 | 0.022891 | 0.022757 | 0.022287 | 0.02199 | 0.022449 | 0 | 0 | 0 | 0 | 0 | 0
Program Specific1-in-2Size: 20 kW to 199.99 kWAll2020Typical Event Day | Program Specific | 1-in-2 | Size: 20 kW to 199.99 kW | All | 2020 | Typical Event Day | 8 | 17.6516 | 16.912 | 16.4883 | 16.4076 | 16.9948 | 18.6512 | 21.2499 | 23.922 | 26.8574 | 29.1861 | 31.0046 | 32.0964 | 32.6362 | 33.0944 | 33.0967 | 32.5012 | 31.3294 | 29.5332 | 27.0675 | 26.0648 | 25.3757 | 23.5186 | 21.0938 | 19.141 | 0 | 0 | 0 | 0 | 0 | 0 | 0 | 0 | 0 | 0 | 0 | 0.29544 | 0.30041 | 0.30463 | 0.30465 | 0.29917 | 0.28838 | 0.27185 | 0 | 0 | 0 | 0 | 0 | 0 | 66.0375 | 65.775 | 65.275 | 65 | 64.675 | 65.075 | 66.2 | 67.9 | 72.4125 | 76.325 | 80.1875 | 81.625 | 82.425 | 84.1625 | 84.1125 | 83.4625 | 83.225 | 82.2625 | 79.2125 | 75.5625 | 72.4375 | 71.425 | 69.6625 | 69.2 | 0 | 0 | 0 | 0 | 0 | 0 | 0 | 0 | 0 | 0 | 0 | 0.031745 | 0.032331 | 0.032707 | 0.03279 | 0.03252 | 0.031899 | 0.030412 | 0 | 0 | 0 | 0 | 0 | 0
Program Specific1-in-2Size: 20 kW to 199.99 kWAll2021January Monthly Peak | Program Specific | 1-in-2 | Size: 20 kW to 199.99 kW | All | 2021 | January Monthly Peak | 1 | 14.204 | 13.8411 | 13.7285 | 13.8585 | 14.5164 | 16.1332 | 18.8023 | 20.5994 | 22.062 | 22.4523 | 22.4914 | 22.3892 | 22.0734 | 21.8796 | 21.5338 | 21.0305 | 20.841 | 21.8444 | 21.3375 | 20.3362 | 19.3462 | 18.1261 | 16.503 | 15.2809 | 0 | 0 | 0 | 0 | 0 | 0 | 0 | 0 | 0 | 0 | 0 | 0.20609 | 0.20318 | 0.2014 | 0.19822 | 0.19358 | 0.19184 | 0.20108 | 0 | 0 | 0 | 0 | 0 | 0 | 46.5 | 46 | 46.75 | 46.5 | 45.25 | 44.5 | 45.75 | 45 | 47.5 | 51.75 | 54.5 | 57 | 58.5 | 58.5 | 58.75 | 57.75 | 56 | 54 | 51.25 | 49.75 | 46.25 | 44.75 | 41.5 | 41 | 0 | 0 | 0 | 0 | 0 | 0 | 0 | 0 | 0 | 0 | 0 | 0.020621 | 0.020425 | 0.020256 | 0.020053 | 0.019834 | 0.019906 | 0.020814 | 0 | 0 | 0 | 0 | 0 | 0
Program Specific1-in-2Size: 20 kW to 199.99 kWAll2021February Monthly Peak | Program Specific | 1-in-2 | Size: 20 kW to 199.99 kW | All | 2021 | February Monthly Peak | 2 | 14.4627 | 14.0578 | 13.926 | 14.0283 | 14.6496 | 16.2711 | 18.6749 | 20.4539 | 22.0938 | 22.8308 | 23.2255 | 23.3671 | 23.2559 | 23.2189 | 22.9849 | 22.4111 | 21.844 | 22.1475 | 22.1672 | 21.0524 | 19.9873 | 18.6363 | 16.904 | 15.5999 | 0 | 0 | 0 | 0 | 0 | 0 | 0 | 0 | 0 | 0 | 0 | 0.21509 | 0.21407 | 0.21373 | 0.21157 | 0.20629 | 0.20107 | 0.20387 | 0 | 0 | 0 | 0 | 0 | 0 | 48.5 | 49 | 47.75 | 46.75 | 45.5 | 44.5 | 43.5 | 43.5 | 49 | 53.5 | 55.5 | 56.75 | 58 | 58.5 | 58 | 57 | 55.75 | 53.5 | 51.25 | 49.25 | 48 | 45.25 | 44.75 | 44.75 | 0 | 0 | 0 | 0 | 0 | 0 | 0 | 0 | 0 | 0 | 0 | 0.021945 | 0.021943 | 0.021927 | 0.021819 | 0.021563 | 0.021319 | 0.021542 | 0 | 0 | 0 | 0 | 0 | 0
Program Specific1-in-2Size: 20 kW to 199.99 kWAll2021March Monthly Peak | Program Specific | 1-in-2 | Size: 20 kW to 199.99 kW | All | 2021 | March Monthly Peak | 3 | 15.2489 | 14.7066 | 14.4478 | 14.4471 | 14.9778 | 16.4723 | 19 | 20.6671 | 22.3487 | 23.4194 | 24.2364 | 24.7103 | 24.9073 | 25.2395 | 25.235 | 24.8125 | 24.0728 | 23.2993 | 22.6489 | 22.4954 | 21.417 | 19.9361 | 17.9992 | 16.4857 | 0 | 0 | 0 | 0 | 0 | 0 | 0 | 0 | 0 | 0 | 0 | 0.22746 | 0.22927 | 0.23233 | 0.23229 | 0.2284 | 0.22159 | 0.21447 | 0 | 0 | 0 | 0 | 0 | 0 | 51.25 | 51.5 | 51.5 | 50.5 | 49.75 | 49.5 | 49.5 | 48.25 | 53 | 58.25 | 59.5 | 62.25 | 63.25 | 62.5 | 63.25 | 62.25 | 61 | 57.5 | 55.75 | 54 | 52.5 | 49.25 | 48.75 | 49.25 | 0 | 0 | 0 | 0 | 0 | 0 | 0 | 0 | 0 | 0 | 0 | 0.023631 | 0.023955 | 0.024267 | 0.024399 | 0.02432 | 0.023992 | 0.023318 | 0 | 0 | 0 | 0 | 0 | 0
Program Specific1-in-2Size: 20 kW to 199.99 kWAll2021April Monthly Peak | Program Specific | 1-in-2 | Size: 20 kW to 199.99 kW | All | 2021 | April Monthly Peak | 4 | 15.7643 | 15.1385 | 14.7945 | 14.7361 | 15.2209 | 16.6678 | 18.8286 | 20.6968 | 23.2097 | 25.1975 | 26.7084 | 27.682 | 28.1869 | 28.6768 | 28.702 | 28.0834 | 26.9519 | 25.4219 | 23.65 | 23.6099 | 22.7814 | 21.0767 | 18.8661 | 17.1056 | 0 | 0 | 0 | 0 | 0 | 0 | 0 | 0 | 0 | 0 | 0 | 0.25481 | 0.25946 | 0.26397 | 0.2642 | 0.25851 | 0.24809 | 0.23401 | 0 | 0 | 0 | 0 | 0 | 0 | 58 | 57.75 | 56.25 | 54.5 | 54.5 | 54.5 | 55.25 | 59.75 | 66.75 | 70.75 | 73.75 | 75.75 | 77 | 77 | 77.75 | 76.25 | 75 | 73.75 | 72 | 68 | 63 | 62 | 60.75 | 59.25 | 0 | 0 | 0 | 0 | 0 | 0 | 0 | 0 | 0 | 0 | 0 | 0.027221 | 0.027809 | 0.028234 | 0.02835 | 0.028115 | 0.027471 | 0.026169 | 0 | 0 | 0 | 0 | 0 | 0
Program Specific1-in-2Size: 20 kW to 199.99 kWAll2021May Monthly Peak | Program Specific | 1-in-2 | Size: 20 kW to 199.99 kW | All | 2021 | May Monthly Peak | 5 | 15.8171 | 15.2109 | 14.8789 | 14.8112 | 15.306 | 16.7195 | 18.6816 | 21.0955 | 23.8077 | 25.7646 | 27.2151 | 28.1821 | 28.6434 | 29.0823 | 28.9991 | 28.2335 | 26.9831 | 25.3064 | 23.418 | 23.0742 | 22.7939 | 21.108 | 18.9063 | 17.1604 | 0 | 0 | 0 | 0 | 0 | 0 | 0 | 0 | 0 | 0 | 0 | 0.25941 | 0.26366 | 0.2677 | 0.26693 | 0.25989 | 0.24838 | 0.23294 | 0 | 0 | 0 | 0 | 0 | 0 | 59.5 | 59.25 | 59 | 58.25 | 58 | 57.25 | 61 | 65.25 | 70.25 | 75 | 79.25 | 80.25 | 79.25 | 78.75 | 78.75 | 78.25 | 77 | 75.5 | 72.75 | 69 | 66 | 64.75 | 64.5 | 63 | 0 | 0 | 0 | 0 | 0 | 0 | 0 | 0 | 0 | 0 | 0 | 0.02763 | 0.028176 | 0.028543 | 0.028575 | 0.028232 | 0.027512 | 0.02611 | 0 | 0 | 0 | 0 | 0 | 0
Program Specific1-in-2Size: 20 kW to 199.99 kWAll2021June Monthly Peak | Program Specific | 1-in-2 | Size: 20 kW to 199.99 kW | All | 2021 | June Monthly Peak | 6 | 16.3698 | 15.7331 | 15.3582 | 15.2941 | 15.8137 | 17.1544 | 19.1556 | 21.6611 | 24.3083 | 26.461 | 28.0353 | 28.9786 | 29.3261 | 29.59 | 29.4821 | 28.8345 | 27.8115 | 26.3537 | 24.5076 | 23.5626 | 23.3316 | 21.8061 | 19.6024 | 17.7672 | 0 | 0 | 0 | 0 | 0 | 0 | 0 | 0 | 0 | 0 | 0 | 0.26675 | 0.26994 | 0.27237 | 0.27138 | 0.26542 | 0.256 | 0.24258 | 0 | 0 | 0 | 0 | 0 | 0 | 60.25 | 60.25 | 59.25 | 59.75 | 58.5 | 59.75 | 60.75 | 64.5 | 67.25 | 70.75 | 74.5 | 77.5 | 78.5 | 80 | 80.25 | 78.75 | 77.5 | 76.25 | 74 | 71.25 | 67 | 64.5 | 63.5 | 62.75 | 0 | 0 | 0 | 0 | 0 | 0 | 0 | 0 | 0 | 0 | 0 | 0.028726 | 0.029148 | 0.02937 | 0.02936 | 0.029039 | 0.028455 | 0.027243 | 0 | 0 | 0 | 0 | 0 | 0
Program Specific1-in-2Size: 20 kW to 199.99 kWAll2021July Monthly Peak | Program Specific | 1-in-2 | Size: 20 kW to 199.99 kW | All | 2021 | July Monthly Peak | 7 | 17.3721 | 16.6651 | 16.2484 | 16.1695 | 16.7132 | 18.2511 | 20.4723 | 23.0201 | 25.7087 | 27.9268 | 29.5977 | 30.6684 | 31.189 | 31.6281 | 31.6671 | 31.205 | 30.1701 | 28.484 | 26.1856 | 25.0115 | 24.7468 | 23.1412 | 20.8194 | 18.8812 | 0 | 0 | 0 | 0 | 0 | 0 | 0 | 0 | 0 | 0 | 0 | 0.2823 | 0.28709 | 0.29113 | 0.29149 | 0.28724 | 0.27771 | 0.26219 | 0 | 0 | 0 | 0 | 0 | 0 | 67.75 | 67.25 | 66.5 | 66.5 | 66.5 | 66.5 | 67.75 | 69.5 | 74.5 | 77.75 | 78.75 | 77.25 | 78.75 | 82 | 80 | 81.75 | 84 | 83.5 | 78.25 | 74 | 72.25 | 71.75 | 69.75 | 69.75 | 0 | 0 | 0 | 0 | 0 | 0 | 0 | 0 | 0 | 0 | 0 | 0.030824 | 0.031415 | 0.031826 | 0.031941 | 0.031712 | 0.031058 | 0.029572 | 0 | 0 | 0 | 0 | 0 | 0
Program Specific1-in-2Size: 20 kW to 199.99 kWAll2021August Monthly Peak | Program Specific | 1-in-2 | Size: 20 kW to 199.99 kW | All | 2021 | August Monthly Peak | 8 | 17.7845 | 17.0284 | 16.5959 | 16.5117 | 17.1047 | 18.7804 | 21.4033 | 24.1796 | 27.2894 | 29.7892 | 31.7696 | 32.9714 | 33.5346 | 33.9786 | 33.9483 | 33.322 | 32.0918 | 30.216 | 27.598 | 26.5252 | 25.7671 | 23.8393 | 21.3506 | 19.3531 | 0 | 0 | 0 | 0 | 0 | 0 | 0 | 0 | 0 | 0 | 0 | 0.3035 | 0.30868 | 0.31277 | 0.31249 | 0.30673 | 0.2954 | 0.27814 | 0 | 0 | 0 | 0 | 0 | 0 | 70.4 | 70.6 | 69.6 | 70 | 69.2 | 68.8 | 68.8 | 68.6 | 71.4 | 74.8 | 80 | 83 | 84.2 | 84.4 | 84.2 | 83.6 | 83.4 | 81.8 | 78.6 | 76 | 74 | 73.2 | 71.4 | 71.8 | 0 | 0 | 0 | 0 | 0 | 0 | 0 | 0 | 0 | 0 | 0 | 0.032523 | 0.033123 | 0.033477 | 0.033527 | 0.033243 | 0.032596 | 0.031051 | 0 | 0 | 0 | 0 | 0 | 0
Program Specific1-in-2Size: 20 kW to 199.99 kWAll2021September Monthly Peak | Program Specific | 1-in-2 | Size: 20 kW to 199.99 kW | All | 2021 | September Monthly Peak | 9 | 18.0235 | 17.3065 | 16.8911 | 16.8402 | 17.4723 | 19.2581 | 22.2421 | 24.8844 | 28.3415 | 31.0624 | 33.0429 | 34.2979 | 34.8455 | 35.3381 | 35.2447 | 34.3384 | 32.736 | 30.6068 | 28.1096 | 27.5805 | 26.0472 | 23.9435 | 21.4008 | 19.4195 | 0 | 0 | 0 | 0 | 0 | 0 | 0 | 0 | 0 | 0 | 0 | 0.31571 | 0.32075 | 0.32528 | 0.32442 | 0.31608 | 0.30133 | 0.28173 | 0 | 0 | 0 | 0 | 0 | 0 | 65.75 | 65 | 65.75 | 63.75 | 64.5 | 65.25 | 67.5 | 69 | 76.5 | 82 | 87.5 | 88.75 | 88.25 | 90.25 | 92 | 89.75 | 88 | 87.5 | 86 | 81 | 76.5 | 76.25 | 74 | 72.5 | 0 | 0 | 0 | 0 | 0 | 0 | 0 | 0 | 0 | 0 | 0 | 0.033287 | 0.033886 | 0.034283 | 0.034283 | 0.033848 | 0.03293 | 0.03114 | 0 | 0 | 0 | 0 | 0 | 0
Program Specific1-in-2Size: 20 kW to 199.99 kWAll2021October Monthly Peak | Program Specific | 1-in-2 | Size: 20 kW to 199.99 kW | All | 2021 | October Monthly Peak | 10 | 16.8549 | 16.1895 | 15.8081 | 15.7412 | 16.2822 | 17.8525 | 20.7047 | 22.7251 | 25.6378 | 28.2956 | 30.4401 | 31.9905 | 32.8439 | 33.5532 | 33.5352 | 32.6455 | 31.0122 | 28.8438 | 27.4332 | 26.3826 | 24.7234 | 22.7385 | 20.2694 | 18.3292 | 0 | 0 | 0 | 0 | 0 | 0 | 0 | 0 | 0 | 0 | 0 | 0.29447 | 0.30233 | 0.30885 | 0.30869 | 0.3005 | 0.28547 | 0.26551 | 0 | 0 | 0 | 0 | 0 | 0 | 62.5 | 62.25 | 62.5 | 61.25 | 61.5 | 59.75 | 61 | 64.25 | 69.75 | 75.25 | 79.5 | 81.5 | 84.25 | 86.25 | 86 | 85 | 84 | 82.25 | 76.75 | 70.25 | 68.25 | 65.75 | 64.75 | 63 | 0 | 0 | 0 | 0 | 0 | 0 | 0 | 0 | 0 | 0 | 0 | 0.031091 | 0.032031 | 0.032654 | 0.032744 | 0.032317 | 0.031315 | 0.029451 | 0 | 0 | 0 | 0 | 0 | 0
Program Specific1-in-2Size: 20 kW to 199.99 kWAll2021November Monthly Peak | Program Specific | 1-in-2 | Size: 20 kW to 199.99 kW | All | 2021 | November Monthly Peak | 11 | 15.3708 | 14.9006 | 14.6459 | 14.6799 | 15.2377 | 16.7679 | 18.8135 | 20.7065 | 23.0395 | 24.8233 | 26.1911 | 27.0594 | 27.476 | 27.8712 | 27.6844 | 26.7557 | 25.8094 | 25.7324 | 24.0808 | 22.7616 | 21.4928 | 19.925 | 18.0027 | 16.4684 | 0 | 0 | 0 | 0 | 0 | 0 | 0 | 0 | 0 | 0 | 0 | 0.24908 | 0.25291 | 0.25655 | 0.25483 | 0.24628 | 0.23757 | 0.23687 | 0 | 0 | 0 | 0 | 0 | 0 | 60.2 | 59.8 | 59.6 | 59.6 | 60 | 60.6 | 59.8 | 59.6 | 62.8 | 65.8 | 68.2 | 70 | 71.2 | 71.6 | 70.2 | 70 | 68.8 | 66.8 | 65.4 | 63.8 | 63 | 62.6 | 61.8 | 61.6 | 0 | 0 | 0 | 0 | 0 | 0 | 0 | 0 | 0 | 0 | 0 | 0.026518 | 0.027044 | 0.027397 | 0.027315 | 0.02667 | 0.025982 | 0.025846 | 0 | 0 | 0 | 0 | 0 | 0
Program Specific1-in-2Size: 20 kW to 199.99 kWAll2021December Monthly Peak | Program Specific | 1-in-2 | Size: 20 kW to 199.99 kW | All | 2021 | December Monthly Peak | 12 | 14.5792 | 14.1879 | 14.0127 | 14.103 | 14.6934 | 16.2424 | 18.2145 | 20.0517 | 21.8957 | 22.9228 | 23.5483 | 23.8175 | 23.7991 | 23.8494 | 23.5754 | 22.8561 | 22.3629 | 22.9447 | 22.0312 | 20.9168 | 19.8553 | 18.5553 | 16.9031 | 15.5982 | 0 | 0 | 0 | 0 | 0 | 0 | 0 | 0 | 0 | 0 | 0 | 0.21924 | 0.21907 | 0.21953 | 0.21701 | 0.21039 | 0.20585 | 0.2112 | 0 | 0 | 0 | 0 | 0 | 0 | 48.25 | 48 | 46.75 | 48 | 46.75 | 47 | 46.5 | 45.75 | 53 | 57.75 | 61.75 | 63 | 62.25 | 66 | 65 | 63.5 | 61.75 | 59.5 | 57.75 | 54.5 | 53.25 | 51.75 | 52 | 52 | 0 | 0 | 0 | 0 | 0 | 0 | 0 | 0 | 0 | 0 | 0 | 0.022716 | 0.02282 | 0.022891 | 0.022757 | 0.022287 | 0.02199 | 0.022449 | 0 | 0 | 0 | 0 | 0 | 0
Program Specific1-in-2Size: 20 kW to 199.99 kWAll2021Typical Event Day | Program Specific | 1-in-2 | Size: 20 kW to 199.99 kW | All | 2021 | Typical Event Day | 8 | 17.6516 | 16.912 | 16.4883 | 16.4076 | 16.9948 | 18.6512 | 21.2499 | 23.922 | 26.8574 | 29.1861 | 31.0046 | 32.0964 | 32.6362 | 33.0944 | 33.0967 | 32.5012 | 31.3294 | 29.5332 | 27.0675 | 26.0648 | 25.3757 | 23.5186 | 21.0938 | 19.141 | 0 | 0 | 0 | 0 | 0 | 0 | 0 | 0 | 0 | 0 | 0 | 0.29544 | 0.30041 | 0.30463 | 0.30465 | 0.29917 | 0.28838 | 0.27185 | 0 | 0 | 0 | 0 | 0 | 0 | 66.0375 | 65.775 | 65.275 | 65 | 64.675 | 65.075 | 66.2 | 67.9 | 72.4125 | 76.325 | 80.1875 | 81.625 | 82.425 | 84.1625 | 84.1125 | 83.4625 | 83.225 | 82.2625 | 79.2125 | 75.5625 | 72.4375 | 71.425 | 69.6625 | 69.2 | 0 | 0 | 0 | 0 | 0 | 0 | 0 | 0 | 0 | 0 | 0 | 0.031745 | 0.032331 | 0.032707 | 0.03279 | 0.03252 | 0.031899 | 0.030412 | 0 | 0 | 0 | 0 | 0 | 0
Program Specific1-in-2Size: 20 kW to 199.99 kWAll2022January Monthly Peak | Program Specific | 1-in-2 | Size: 20 kW to 199.99 kW | All | 2022 | January Monthly Peak | 1 | 14.204 | 13.8411 | 13.7285 | 13.8585 | 14.5164 | 16.1332 | 18.8023 | 20.5994 | 22.062 | 22.4523 | 22.4914 | 22.3892 | 22.0734 | 21.8796 | 21.5338 | 21.0305 | 20.841 | 21.8444 | 21.3375 | 20.3362 | 19.3462 | 18.1261 | 16.503 | 15.2809 | 0 | 0 | 0 | 0 | 0 | 0 | 0 | 0 | 0 | 0 | 0 | 0.20609 | 0.20318 | 0.2014 | 0.19822 | 0.19358 | 0.19184 | 0.20108 | 0 | 0 | 0 | 0 | 0 | 0 | 46.5 | 46 | 46.75 | 46.5 | 45.25 | 44.5 | 45.75 | 45 | 47.5 | 51.75 | 54.5 | 57 | 58.5 | 58.5 | 58.75 | 57.75 | 56 | 54 | 51.25 | 49.75 | 46.25 | 44.75 | 41.5 | 41 | 0 | 0 | 0 | 0 | 0 | 0 | 0 | 0 | 0 | 0 | 0 | 0.020621 | 0.020425 | 0.020256 | 0.020053 | 0.019834 | 0.019906 | 0.020814 | 0 | 0 | 0 | 0 | 0 | 0
Program Specific1-in-2Size: 20 kW to 199.99 kWAll2022February Monthly Peak | Program Specific | 1-in-2 | Size: 20 kW to 199.99 kW | All | 2022 | February Monthly Peak | 2 | 14.4627 | 14.0578 | 13.926 | 14.0283 | 14.6496 | 16.2711 | 18.6749 | 20.4539 | 22.0938 | 22.8308 | 23.2255 | 23.3671 | 23.2559 | 23.2189 | 22.9849 | 22.4111 | 21.844 | 22.1475 | 22.1672 | 21.0524 | 19.9873 | 18.6363 | 16.904 | 15.5999 | 0 | 0 | 0 | 0 | 0 | 0 | 0 | 0 | 0 | 0 | 0 | 0.21509 | 0.21407 | 0.21373 | 0.21157 | 0.20629 | 0.20107 | 0.20387 | 0 | 0 | 0 | 0 | 0 | 0 | 48.5 | 49 | 47.75 | 46.75 | 45.5 | 44.5 | 43.5 | 43.5 | 49 | 53.5 | 55.5 | 56.75 | 58 | 58.5 | 58 | 57 | 55.75 | 53.5 | 51.25 | 49.25 | 48 | 45.25 | 44.75 | 44.75 | 0 | 0 | 0 | 0 | 0 | 0 | 0 | 0 | 0 | 0 | 0 | 0.021945 | 0.021943 | 0.021927 | 0.021819 | 0.021563 | 0.021319 | 0.021542 | 0 | 0 | 0 | 0 | 0 | 0
Program Specific1-in-2Size: 20 kW to 199.99 kWAll2022March Monthly Peak | Program Specific | 1-in-2 | Size: 20 kW to 199.99 kW | All | 2022 | March Monthly Peak | 3 | 15.2489 | 14.7066 | 14.4478 | 14.4471 | 14.9778 | 16.4723 | 19 | 20.6671 | 22.3487 | 23.4194 | 24.2364 | 24.7103 | 24.9073 | 25.2395 | 25.235 | 24.8125 | 24.0728 | 23.2993 | 22.6489 | 22.4954 | 21.417 | 19.9361 | 17.9992 | 16.4857 | 0 | 0 | 0 | 0 | 0 | 0 | 0 | 0 | 0 | 0 | 0 | 0.22746 | 0.22927 | 0.23233 | 0.23229 | 0.2284 | 0.22159 | 0.21447 | 0 | 0 | 0 | 0 | 0 | 0 | 51.25 | 51.5 | 51.5 | 50.5 | 49.75 | 49.5 | 49.5 | 48.25 | 53 | 58.25 | 59.5 | 62.25 | 63.25 | 62.5 | 63.25 | 62.25 | 61 | 57.5 | 55.75 | 54 | 52.5 | 49.25 | 48.75 | 49.25 | 0 | 0 | 0 | 0 | 0 | 0 | 0 | 0 | 0 | 0 | 0 | 0.023631 | 0.023955 | 0.024267 | 0.024399 | 0.02432 | 0.023992 | 0.023318 | 0 | 0 | 0 | 0 | 0 | 0
Program Specific1-in-2Size: 20 kW to 199.99 kWAll2022April Monthly Peak | Program Specific | 1-in-2 | Size: 20 kW to 199.99 kW | All | 2022 | April Monthly Peak | 4 | 15.7643 | 15.1385 | 14.7945 | 14.7361 | 15.2209 | 16.6678 | 18.8286 | 20.6968 | 23.2097 | 25.1975 | 26.7084 | 27.682 | 28.1869 | 28.6768 | 28.702 | 28.0834 | 26.9519 | 25.4219 | 23.65 | 23.6099 | 22.7814 | 21.0767 | 18.8661 | 17.1056 | 0 | 0 | 0 | 0 | 0 | 0 | 0 | 0 | 0 | 0 | 0 | 0.25481 | 0.25946 | 0.26397 | 0.2642 | 0.25851 | 0.24809 | 0.23401 | 0 | 0 | 0 | 0 | 0 | 0 | 58 | 57.75 | 56.25 | 54.5 | 54.5 | 54.5 | 55.25 | 59.75 | 66.75 | 70.75 | 73.75 | 75.75 | 77 | 77 | 77.75 | 76.25 | 75 | 73.75 | 72 | 68 | 63 | 62 | 60.75 | 59.25 | 0 | 0 | 0 | 0 | 0 | 0 | 0 | 0 | 0 | 0 | 0 | 0.027221 | 0.027809 | 0.028234 | 0.02835 | 0.028115 | 0.027471 | 0.026169 | 0 | 0 | 0 | 0 | 0 | 0
Program Specific1-in-2Size: 20 kW to 199.99 kWAll2022May Monthly Peak | Program Specific | 1-in-2 | Size: 20 kW to 199.99 kW | All | 2022 | May Monthly Peak | 5 | 15.8171 | 15.2109 | 14.8789 | 14.8112 | 15.306 | 16.7195 | 18.6816 | 21.0955 | 23.8077 | 25.7646 | 27.2151 | 28.1821 | 28.6434 | 29.0823 | 28.9991 | 28.2335 | 26.9831 | 25.3064 | 23.418 | 23.0742 | 22.7939 | 21.108 | 18.9063 | 17.1604 | 0 | 0 | 0 | 0 | 0 | 0 | 0 | 0 | 0 | 0 | 0 | 0.25941 | 0.26366 | 0.2677 | 0.26693 | 0.25989 | 0.24838 | 0.23294 | 0 | 0 | 0 | 0 | 0 | 0 | 59.5 | 59.25 | 59 | 58.25 | 58 | 57.25 | 61 | 65.25 | 70.25 | 75 | 79.25 | 80.25 | 79.25 | 78.75 | 78.75 | 78.25 | 77 | 75.5 | 72.75 | 69 | 66 | 64.75 | 64.5 | 63 | 0 | 0 | 0 | 0 | 0 | 0 | 0 | 0 | 0 | 0 | 0 | 0.02763 | 0.028176 | 0.028543 | 0.028575 | 0.028232 | 0.027512 | 0.02611 | 0 | 0 | 0 | 0 | 0 | 0
Program Specific1-in-2Size: 20 kW to 199.99 kWAll2022June Monthly Peak | Program Specific | 1-in-2 | Size: 20 kW to 199.99 kW | All | 2022 | June Monthly Peak | 6 | 16.3698 | 15.7331 | 15.3582 | 15.2941 | 15.8137 | 17.1544 | 19.1556 | 21.6611 | 24.3083 | 26.461 | 28.0353 | 28.9786 | 29.3261 | 29.59 | 29.4821 | 28.8345 | 27.8115 | 26.3537 | 24.5076 | 23.5626 | 23.3316 | 21.8061 | 19.6024 | 17.7672 | 0 | 0 | 0 | 0 | 0 | 0 | 0 | 0 | 0 | 0 | 0 | 0.26675 | 0.26994 | 0.27237 | 0.27138 | 0.26542 | 0.256 | 0.24258 | 0 | 0 | 0 | 0 | 0 | 0 | 60.25 | 60.25 | 59.25 | 59.75 | 58.5 | 59.75 | 60.75 | 64.5 | 67.25 | 70.75 | 74.5 | 77.5 | 78.5 | 80 | 80.25 | 78.75 | 77.5 | 76.25 | 74 | 71.25 | 67 | 64.5 | 63.5 | 62.75 | 0 | 0 | 0 | 0 | 0 | 0 | 0 | 0 | 0 | 0 | 0 | 0.028726 | 0.029148 | 0.02937 | 0.02936 | 0.029039 | 0.028455 | 0.027243 | 0 | 0 | 0 | 0 | 0 | 0
Program Specific1-in-2Size: 20 kW to 199.99 kWAll2022July Monthly Peak | Program Specific | 1-in-2 | Size: 20 kW to 199.99 kW | All | 2022 | July Monthly Peak | 7 | 17.3721 | 16.6651 | 16.2484 | 16.1695 | 16.7132 | 18.2511 | 20.4723 | 23.0201 | 25.7087 | 27.9268 | 29.5977 | 30.6684 | 31.189 | 31.6281 | 31.6671 | 31.205 | 30.1701 | 28.484 | 26.1856 | 25.0115 | 24.7468 | 23.1412 | 20.8194 | 18.8812 | 0 | 0 | 0 | 0 | 0 | 0 | 0 | 0 | 0 | 0 | 0 | 0.2823 | 0.28709 | 0.29113 | 0.29149 | 0.28724 | 0.27771 | 0.26219 | 0 | 0 | 0 | 0 | 0 | 0 | 67.75 | 67.25 | 66.5 | 66.5 | 66.5 | 66.5 | 67.75 | 69.5 | 74.5 | 77.75 | 78.75 | 77.25 | 78.75 | 82 | 80 | 81.75 | 84 | 83.5 | 78.25 | 74 | 72.25 | 71.75 | 69.75 | 69.75 | 0 | 0 | 0 | 0 | 0 | 0 | 0 | 0 | 0 | 0 | 0 | 0.030824 | 0.031415 | 0.031826 | 0.031941 | 0.031712 | 0.031058 | 0.029572 | 0 | 0 | 0 | 0 | 0 | 0
Program Specific1-in-2Size: 20 kW to 199.99 kWAll2022August Monthly Peak | Program Specific | 1-in-2 | Size: 20 kW to 199.99 kW | All | 2022 | August Monthly Peak | 8 | 17.7845 | 17.0284 | 16.5959 | 16.5117 | 17.1047 | 18.7804 | 21.4033 | 24.1796 | 27.2894 | 29.7892 | 31.7696 | 32.9714 | 33.5346 | 33.9786 | 33.9483 | 33.322 | 32.0918 | 30.216 | 27.598 | 26.5252 | 25.7671 | 23.8393 | 21.3506 | 19.3531 | 0 | 0 | 0 | 0 | 0 | 0 | 0 | 0 | 0 | 0 | 0 | 0.3035 | 0.30868 | 0.31277 | 0.31249 | 0.30673 | 0.2954 | 0.27814 | 0 | 0 | 0 | 0 | 0 | 0 | 70.4 | 70.6 | 69.6 | 70 | 69.2 | 68.8 | 68.8 | 68.6 | 71.4 | 74.8 | 80 | 83 | 84.2 | 84.4 | 84.2 | 83.6 | 83.4 | 81.8 | 78.6 | 76 | 74 | 73.2 | 71.4 | 71.8 | 0 | 0 | 0 | 0 | 0 | 0 | 0 | 0 | 0 | 0 | 0 | 0.032523 | 0.033123 | 0.033477 | 0.033527 | 0.033243 | 0.032596 | 0.031051 | 0 | 0 | 0 | 0 | 0 | 0
Program Specific1-in-2Size: 20 kW to 199.99 kWAll2022September Monthly Peak | Program Specific | 1-in-2 | Size: 20 kW to 199.99 kW | All | 2022 | September Monthly Peak | 9 | 18.0235 | 17.3065 | 16.8911 | 16.8402 | 17.4723 | 19.2581 | 22.2421 | 24.8844 | 28.3415 | 31.0624 | 33.0429 | 34.2979 | 34.8455 | 35.3381 | 35.2447 | 34.3384 | 32.736 | 30.6068 | 28.1096 | 27.5805 | 26.0472 | 23.9435 | 21.4008 | 19.4195 | 0 | 0 | 0 | 0 | 0 | 0 | 0 | 0 | 0 | 0 | 0 | 0.31571 | 0.32075 | 0.32528 | 0.32442 | 0.31608 | 0.30133 | 0.28173 | 0 | 0 | 0 | 0 | 0 | 0 | 65.75 | 65 | 65.75 | 63.75 | 64.5 | 65.25 | 67.5 | 69 | 76.5 | 82 | 87.5 | 88.75 | 88.25 | 90.25 | 92 | 89.75 | 88 | 87.5 | 86 | 81 | 76.5 | 76.25 | 74 | 72.5 | 0 | 0 | 0 | 0 | 0 | 0 | 0 | 0 | 0 | 0 | 0 | 0.033287 | 0.033886 | 0.034283 | 0.034283 | 0.033848 | 0.03293 | 0.03114 | 0 | 0 | 0 | 0 | 0 | 0
Program Specific1-in-2Size: 20 kW to 199.99 kWAll2022October Monthly Peak | Program Specific | 1-in-2 | Size: 20 kW to 199.99 kW | All | 2022 | October Monthly Peak | 10 | 16.8549 | 16.1895 | 15.8081 | 15.7412 | 16.2822 | 17.8525 | 20.7047 | 22.7251 | 25.6378 | 28.2956 | 30.4401 | 31.9905 | 32.8439 | 33.5532 | 33.5352 | 32.6455 | 31.0122 | 28.8438 | 27.4332 | 26.3826 | 24.7234 | 22.7385 | 20.2694 | 18.3292 | 0 | 0 | 0 | 0 | 0 | 0 | 0 | 0 | 0 | 0 | 0 | 0.29447 | 0.30233 | 0.30885 | 0.30869 | 0.3005 | 0.28547 | 0.26551 | 0 | 0 | 0 | 0 | 0 | 0 | 62.5 | 62.25 | 62.5 | 61.25 | 61.5 | 59.75 | 61 | 64.25 | 69.75 | 75.25 | 79.5 | 81.5 | 84.25 | 86.25 | 86 | 85 | 84 | 82.25 | 76.75 | 70.25 | 68.25 | 65.75 | 64.75 | 63 | 0 | 0 | 0 | 0 | 0 | 0 | 0 | 0 | 0 | 0 | 0 | 0.031091 | 0.032031 | 0.032654 | 0.032744 | 0.032317 | 0.031315 | 0.029451 | 0 | 0 | 0 | 0 | 0 | 0
Program Specific1-in-2Size: 20 kW to 199.99 kWAll2022November Monthly Peak | Program Specific | 1-in-2 | Size: 20 kW to 199.99 kW | All | 2022 | November Monthly Peak | 11 | 15.3708 | 14.9006 | 14.6459 | 14.6799 | 15.2377 | 16.7679 | 18.8135 | 20.7065 | 23.0395 | 24.8233 | 26.1911 | 27.0594 | 27.476 | 27.8712 | 27.6844 | 26.7557 | 25.8094 | 25.7324 | 24.0808 | 22.7616 | 21.4928 | 19.925 | 18.0027 | 16.4684 | 0 | 0 | 0 | 0 | 0 | 0 | 0 | 0 | 0 | 0 | 0 | 0.24908 | 0.25291 | 0.25655 | 0.25483 | 0.24628 | 0.23757 | 0.23687 | 0 | 0 | 0 | 0 | 0 | 0 | 60.2 | 59.8 | 59.6 | 59.6 | 60 | 60.6 | 59.8 | 59.6 | 62.8 | 65.8 | 68.2 | 70 | 71.2 | 71.6 | 70.2 | 70 | 68.8 | 66.8 | 65.4 | 63.8 | 63 | 62.6 | 61.8 | 61.6 | 0 | 0 | 0 | 0 | 0 | 0 | 0 | 0 | 0 | 0 | 0 | 0.026518 | 0.027044 | 0.027397 | 0.027315 | 0.02667 | 0.025982 | 0.025846 | 0 | 0 | 0 | 0 | 0 | 0
Program Specific1-in-2Size: 20 kW to 199.99 kWAll2022December Monthly Peak | Program Specific | 1-in-2 | Size: 20 kW to 199.99 kW | All | 2022 | December Monthly Peak | 12 | 14.5792 | 14.1879 | 14.0127 | 14.103 | 14.6934 | 16.2424 | 18.2145 | 20.0517 | 21.8957 | 22.9228 | 23.5483 | 23.8175 | 23.7991 | 23.8494 | 23.5754 | 22.8561 | 22.3629 | 22.9447 | 22.0312 | 20.9168 | 19.8553 | 18.5553 | 16.9031 | 15.5982 | 0 | 0 | 0 | 0 | 0 | 0 | 0 | 0 | 0 | 0 | 0 | 0.21924 | 0.21907 | 0.21953 | 0.21701 | 0.21039 | 0.20585 | 0.2112 | 0 | 0 | 0 | 0 | 0 | 0 | 48.25 | 48 | 46.75 | 48 | 46.75 | 47 | 46.5 | 45.75 | 53 | 57.75 | 61.75 | 63 | 62.25 | 66 | 65 | 63.5 | 61.75 | 59.5 | 57.75 | 54.5 | 53.25 | 51.75 | 52 | 52 | 0 | 0 | 0 | 0 | 0 | 0 | 0 | 0 | 0 | 0 | 0 | 0.022716 | 0.02282 | 0.022891 | 0.022757 | 0.022287 | 0.02199 | 0.022449 | 0 | 0 | 0 | 0 | 0 | 0
Program Specific1-in-2Size: 20 kW to 199.99 kWAll2022Typical Event Day | Program Specific | 1-in-2 | Size: 20 kW to 199.99 kW | All | 2022 | Typical Event Day | 8 | 17.6516 | 16.912 | 16.4883 | 16.4076 | 16.9948 | 18.6512 | 21.2499 | 23.922 | 26.8574 | 29.1861 | 31.0046 | 32.0964 | 32.6362 | 33.0944 | 33.0967 | 32.5012 | 31.3294 | 29.5332 | 27.0675 | 26.0648 | 25.3757 | 23.5186 | 21.0938 | 19.141 | 0 | 0 | 0 | 0 | 0 | 0 | 0 | 0 | 0 | 0 | 0 | 0.29544 | 0.30041 | 0.30463 | 0.30465 | 0.29917 | 0.28838 | 0.27185 | 0 | 0 | 0 | 0 | 0 | 0 | 66.0375 | 65.775 | 65.275 | 65 | 64.675 | 65.075 | 66.2 | 67.9 | 72.4125 | 76.325 | 80.1875 | 81.625 | 82.425 | 84.1625 | 84.1125 | 83.4625 | 83.225 | 82.2625 | 79.2125 | 75.5625 | 72.4375 | 71.425 | 69.6625 | 69.2 | 0 | 0 | 0 | 0 | 0 | 0 | 0 | 0 | 0 | 0 | 0 | 0.031745 | 0.032331 | 0.032707 | 0.03279 | 0.03252 | 0.031899 | 0.030412 | 0 | 0 | 0 | 0 | 0 | 0
Program Specific1-in-2Size: 20 kW to 199.99 kWAll2023January Monthly Peak | Program Specific | 1-in-2 | Size: 20 kW to 199.99 kW | All | 2023 | January Monthly Peak | 1 | 14.204 | 13.8411 | 13.7285 | 13.8585 | 14.5164 | 16.1332 | 18.8023 | 20.5994 | 22.062 | 22.4523 | 22.4914 | 22.3892 | 22.0734 | 21.8796 | 21.5338 | 21.0305 | 20.841 | 21.8444 | 21.3375 | 20.3362 | 19.3462 | 18.1261 | 16.503 | 15.2809 | 0 | 0 | 0 | 0 | 0 | 0 | 0 | 0 | 0 | 0 | 0 | 0.20609 | 0.20318 | 0.2014 | 0.19822 | 0.19358 | 0.19184 | 0.20108 | 0 | 0 | 0 | 0 | 0 | 0 | 46.5 | 46 | 46.75 | 46.5 | 45.25 | 44.5 | 45.75 | 45 | 47.5 | 51.75 | 54.5 | 57 | 58.5 | 58.5 | 58.75 | 57.75 | 56 | 54 | 51.25 | 49.75 | 46.25 | 44.75 | 41.5 | 41 | 0 | 0 | 0 | 0 | 0 | 0 | 0 | 0 | 0 | 0 | 0 | 0.020621 | 0.020425 | 0.020256 | 0.020053 | 0.019834 | 0.019906 | 0.020814 | 0 | 0 | 0 | 0 | 0 | 0
Program Specific1-in-2Size: 20 kW to 199.99 kWAll2023February Monthly Peak | Program Specific | 1-in-2 | Size: 20 kW to 199.99 kW | All | 2023 | February Monthly Peak | 2 | 14.4627 | 14.0578 | 13.926 | 14.0283 | 14.6496 | 16.2711 | 18.6749 | 20.4539 | 22.0938 | 22.8308 | 23.2255 | 23.3671 | 23.2559 | 23.2189 | 22.9849 | 22.4111 | 21.844 | 22.1475 | 22.1672 | 21.0524 | 19.9873 | 18.6363 | 16.904 | 15.5999 | 0 | 0 | 0 | 0 | 0 | 0 | 0 | 0 | 0 | 0 | 0 | 0.21509 | 0.21407 | 0.21373 | 0.21157 | 0.20629 | 0.20107 | 0.20387 | 0 | 0 | 0 | 0 | 0 | 0 | 48.5 | 49 | 47.75 | 46.75 | 45.5 | 44.5 | 43.5 | 43.5 | 49 | 53.5 | 55.5 | 56.75 | 58 | 58.5 | 58 | 57 | 55.75 | 53.5 | 51.25 | 49.25 | 48 | 45.25 | 44.75 | 44.75 | 0 | 0 | 0 | 0 | 0 | 0 | 0 | 0 | 0 | 0 | 0 | 0.021945 | 0.021943 | 0.021927 | 0.021819 | 0.021563 | 0.021319 | 0.021542 | 0 | 0 | 0 | 0 | 0 | 0
Program Specific1-in-2Size: 20 kW to 199.99 kWAll2023March Monthly Peak | Program Specific | 1-in-2 | Size: 20 kW to 199.99 kW | All | 2023 | March Monthly Peak | 3 | 15.2489 | 14.7066 | 14.4478 | 14.4471 | 14.9778 | 16.4723 | 19 | 20.6671 | 22.3487 | 23.4194 | 24.2364 | 24.7103 | 24.9073 | 25.2395 | 25.235 | 24.8125 | 24.0728 | 23.2993 | 22.6489 | 22.4954 | 21.417 | 19.9361 | 17.9992 | 16.4857 | 0 | 0 | 0 | 0 | 0 | 0 | 0 | 0 | 0 | 0 | 0 | 0.22746 | 0.22927 | 0.23233 | 0.23229 | 0.2284 | 0.22159 | 0.21447 | 0 | 0 | 0 | 0 | 0 | 0 | 51.25 | 51.5 | 51.5 | 50.5 | 49.75 | 49.5 | 49.5 | 48.25 | 53 | 58.25 | 59.5 | 62.25 | 63.25 | 62.5 | 63.25 | 62.25 | 61 | 57.5 | 55.75 | 54 | 52.5 | 49.25 | 48.75 | 49.25 | 0 | 0 | 0 | 0 | 0 | 0 | 0 | 0 | 0 | 0 | 0 | 0.023631 | 0.023955 | 0.024267 | 0.024399 | 0.02432 | 0.023992 | 0.023318 | 0 | 0 | 0 | 0 | 0 | 0
Program Specific1-in-2Size: 20 kW to 199.99 kWAll2023April Monthly Peak | Program Specific | 1-in-2 | Size: 20 kW to 199.99 kW | All | 2023 | April Monthly Peak | 4 | 15.7643 | 15.1385 | 14.7945 | 14.7361 | 15.2209 | 16.6678 | 18.8286 | 20.6968 | 23.2097 | 25.1975 | 26.7084 | 27.682 | 28.1869 | 28.6768 | 28.702 | 28.0834 | 26.9519 | 25.4219 | 23.65 | 23.6099 | 22.7814 | 21.0767 | 18.8661 | 17.1056 | 0 | 0 | 0 | 0 | 0 | 0 | 0 | 0 | 0 | 0 | 0 | 0.25481 | 0.25946 | 0.26397 | 0.2642 | 0.25851 | 0.24809 | 0.23401 | 0 | 0 | 0 | 0 | 0 | 0 | 58 | 57.75 | 56.25 | 54.5 | 54.5 | 54.5 | 55.25 | 59.75 | 66.75 | 70.75 | 73.75 | 75.75 | 77 | 77 | 77.75 | 76.25 | 75 | 73.75 | 72 | 68 | 63 | 62 | 60.75 | 59.25 | 0 | 0 | 0 | 0 | 0 | 0 | 0 | 0 | 0 | 0 | 0 | 0.027221 | 0.027809 | 0.028234 | 0.02835 | 0.028115 | 0.027471 | 0.026169 | 0 | 0 | 0 | 0 | 0 | 0
Program Specific1-in-2Size: 20 kW to 199.99 kWAll2023May Monthly Peak | Program Specific | 1-in-2 | Size: 20 kW to 199.99 kW | All | 2023 | May Monthly Peak | 5 | 15.8171 | 15.2109 | 14.8789 | 14.8112 | 15.306 | 16.7195 | 18.6816 | 21.0955 | 23.8077 | 25.7646 | 27.2151 | 28.1821 | 28.6434 | 29.0823 | 28.9991 | 28.2335 | 26.9831 | 25.3064 | 23.418 | 23.0742 | 22.7939 | 21.108 | 18.9063 | 17.1604 | 0 | 0 | 0 | 0 | 0 | 0 | 0 | 0 | 0 | 0 | 0 | 0.25941 | 0.26366 | 0.2677 | 0.26693 | 0.25989 | 0.24838 | 0.23294 | 0 | 0 | 0 | 0 | 0 | 0 | 59.5 | 59.25 | 59 | 58.25 | 58 | 57.25 | 61 | 65.25 | 70.25 | 75 | 79.25 | 80.25 | 79.25 | 78.75 | 78.75 | 78.25 | 77 | 75.5 | 72.75 | 69 | 66 | 64.75 | 64.5 | 63 | 0 | 0 | 0 | 0 | 0 | 0 | 0 | 0 | 0 | 0 | 0 | 0.02763 | 0.028176 | 0.028543 | 0.028575 | 0.028232 | 0.027512 | 0.02611 | 0 | 0 | 0 | 0 | 0 | 0
Program Specific1-in-2Size: 20 kW to 199.99 kWAll2023June Monthly Peak | Program Specific | 1-in-2 | Size: 20 kW to 199.99 kW | All | 2023 | June Monthly Peak | 6 | 16.3698 | 15.7331 | 15.3582 | 15.2941 | 15.8137 | 17.1544 | 19.1556 | 21.6611 | 24.3083 | 26.461 | 28.0353 | 28.9786 | 29.3261 | 29.59 | 29.4821 | 28.8345 | 27.8115 | 26.3537 | 24.5076 | 23.5626 | 23.3316 | 21.8061 | 19.6024 | 17.7672 | 0 | 0 | 0 | 0 | 0 | 0 | 0 | 0 | 0 | 0 | 0 | 0.26675 | 0.26994 | 0.27237 | 0.27138 | 0.26542 | 0.256 | 0.24258 | 0 | 0 | 0 | 0 | 0 | 0 | 60.25 | 60.25 | 59.25 | 59.75 | 58.5 | 59.75 | 60.75 | 64.5 | 67.25 | 70.75 | 74.5 | 77.5 | 78.5 | 80 | 80.25 | 78.75 | 77.5 | 76.25 | 74 | 71.25 | 67 | 64.5 | 63.5 | 62.75 | 0 | 0 | 0 | 0 | 0 | 0 | 0 | 0 | 0 | 0 | 0 | 0.028726 | 0.029148 | 0.02937 | 0.02936 | 0.029039 | 0.028455 | 0.027243 | 0 | 0 | 0 | 0 | 0 | 0
Program Specific1-in-2Size: 20 kW to 199.99 kWAll2023July Monthly Peak | Program Specific | 1-in-2 | Size: 20 kW to 199.99 kW | All | 2023 | July Monthly Peak | 7 | 17.3721 | 16.6651 | 16.2484 | 16.1695 | 16.7132 | 18.2511 | 20.4723 | 23.0201 | 25.7087 | 27.9268 | 29.5977 | 30.6684 | 31.189 | 31.6281 | 31.6671 | 31.205 | 30.1701 | 28.484 | 26.1856 | 25.0115 | 24.7468 | 23.1412 | 20.8194 | 18.8812 | 0 | 0 | 0 | 0 | 0 | 0 | 0 | 0 | 0 | 0 | 0 | 0.2823 | 0.28709 | 0.29113 | 0.29149 | 0.28724 | 0.27771 | 0.26219 | 0 | 0 | 0 | 0 | 0 | 0 | 67.75 | 67.25 | 66.5 | 66.5 | 66.5 | 66.5 | 67.75 | 69.5 | 74.5 | 77.75 | 78.75 | 77.25 | 78.75 | 82 | 80 | 81.75 | 84 | 83.5 | 78.25 | 74 | 72.25 | 71.75 | 69.75 | 69.75 | 0 | 0 | 0 | 0 | 0 | 0 | 0 | 0 | 0 | 0 | 0 | 0.030824 | 0.031415 | 0.031826 | 0.031941 | 0.031712 | 0.031058 | 0.029572 | 0 | 0 | 0 | 0 | 0 | 0
Program Specific1-in-2Size: 20 kW to 199.99 kWAll2023August Monthly Peak | Program Specific | 1-in-2 | Size: 20 kW to 199.99 kW | All | 2023 | August Monthly Peak | 8 | 17.7845 | 17.0284 | 16.5959 | 16.5117 | 17.1047 | 18.7804 | 21.4033 | 24.1796 | 27.2894 | 29.7892 | 31.7696 | 32.9714 | 33.5346 | 33.9786 | 33.9483 | 33.322 | 32.0918 | 30.216 | 27.598 | 26.5252 | 25.7671 | 23.8393 | 21.3506 | 19.3531 | 0 | 0 | 0 | 0 | 0 | 0 | 0 | 0 | 0 | 0 | 0 | 0.3035 | 0.30868 | 0.31277 | 0.31249 | 0.30673 | 0.2954 | 0.27814 | 0 | 0 | 0 | 0 | 0 | 0 | 70.4 | 70.6 | 69.6 | 70 | 69.2 | 68.8 | 68.8 | 68.6 | 71.4 | 74.8 | 80 | 83 | 84.2 | 84.4 | 84.2 | 83.6 | 83.4 | 81.8 | 78.6 | 76 | 74 | 73.2 | 71.4 | 71.8 | 0 | 0 | 0 | 0 | 0 | 0 | 0 | 0 | 0 | 0 | 0 | 0.032523 | 0.033123 | 0.033477 | 0.033527 | 0.033243 | 0.032596 | 0.031051 | 0 | 0 | 0 | 0 | 0 | 0
Program Specific1-in-2Size: 20 kW to 199.99 kWAll2023September Monthly Peak | Program Specific | 1-in-2 | Size: 20 kW to 199.99 kW | All | 2023 | September Monthly Peak | 9 | 18.0235 | 17.3065 | 16.8911 | 16.8402 | 17.4723 | 19.2581 | 22.2421 | 24.8844 | 28.3415 | 31.0624 | 33.0429 | 34.2979 | 34.8455 | 35.3381 | 35.2447 | 34.3384 | 32.736 | 30.6068 | 28.1096 | 27.5805 | 26.0472 | 23.9435 | 21.4008 | 19.4195 | 0 | 0 | 0 | 0 | 0 | 0 | 0 | 0 | 0 | 0 | 0 | 0.31571 | 0.32075 | 0.32528 | 0.32442 | 0.31608 | 0.30133 | 0.28173 | 0 | 0 | 0 | 0 | 0 | 0 | 65.75 | 65 | 65.75 | 63.75 | 64.5 | 65.25 | 67.5 | 69 | 76.5 | 82 | 87.5 | 88.75 | 88.25 | 90.25 | 92 | 89.75 | 88 | 87.5 | 86 | 81 | 76.5 | 76.25 | 74 | 72.5 | 0 | 0 | 0 | 0 | 0 | 0 | 0 | 0 | 0 | 0 | 0 | 0.033287 | 0.033886 | 0.034283 | 0.034283 | 0.033848 | 0.03293 | 0.03114 | 0 | 0 | 0 | 0 | 0 | 0
Program Specific1-in-2Size: 20 kW to 199.99 kWAll2023October Monthly Peak | Program Specific | 1-in-2 | Size: 20 kW to 199.99 kW | All | 2023 | October Monthly Peak | 10 | 16.8549 | 16.1895 | 15.8081 | 15.7412 | 16.2822 | 17.8525 | 20.7047 | 22.7251 | 25.6378 | 28.2956 | 30.4401 | 31.9905 | 32.8439 | 33.5532 | 33.5352 | 32.6455 | 31.0122 | 28.8438 | 27.4332 | 26.3826 | 24.7234 | 22.7385 | 20.2694 | 18.3292 | 0 | 0 | 0 | 0 | 0 | 0 | 0 | 0 | 0 | 0 | 0 | 0.29447 | 0.30233 | 0.30885 | 0.30869 | 0.3005 | 0.28547 | 0.26551 | 0 | 0 | 0 | 0 | 0 | 0 | 62.5 | 62.25 | 62.5 | 61.25 | 61.5 | 59.75 | 61 | 64.25 | 69.75 | 75.25 | 79.5 | 81.5 | 84.25 | 86.25 | 86 | 85 | 84 | 82.25 | 76.75 | 70.25 | 68.25 | 65.75 | 64.75 | 63 | 0 | 0 | 0 | 0 | 0 | 0 | 0 | 0 | 0 | 0 | 0 | 0.031091 | 0.032031 | 0.032654 | 0.032744 | 0.032317 | 0.031315 | 0.029451 | 0 | 0 | 0 | 0 | 0 | 0
Program Specific1-in-2Size: 20 kW to 199.99 kWAll2023November Monthly Peak | Program Specific | 1-in-2 | Size: 20 kW to 199.99 kW | All | 2023 | November Monthly Peak | 11 | 15.3708 | 14.9006 | 14.6459 | 14.6799 | 15.2377 | 16.7679 | 18.8135 | 20.7065 | 23.0395 | 24.8233 | 26.1911 | 27.0594 | 27.476 | 27.8712 | 27.6844 | 26.7557 | 25.8094 | 25.7324 | 24.0808 | 22.7616 | 21.4928 | 19.925 | 18.0027 | 16.4684 | 0 | 0 | 0 | 0 | 0 | 0 | 0 | 0 | 0 | 0 | 0 | 0.24908 | 0.25291 | 0.25655 | 0.25483 | 0.24628 | 0.23757 | 0.23687 | 0 | 0 | 0 | 0 | 0 | 0 | 60.2 | 59.8 | 59.6 | 59.6 | 60 | 60.6 | 59.8 | 59.6 | 62.8 | 65.8 | 68.2 | 70 | 71.2 | 71.6 | 70.2 | 70 | 68.8 | 66.8 | 65.4 | 63.8 | 63 | 62.6 | 61.8 | 61.6 | 0 | 0 | 0 | 0 | 0 | 0 | 0 | 0 | 0 | 0 | 0 | 0.026518 | 0.027044 | 0.027397 | 0.027315 | 0.02667 | 0.025982 | 0.025846 | 0 | 0 | 0 | 0 | 0 | 0
Program Specific1-in-2Size: 20 kW to 199.99 kWAll2023December Monthly Peak | Program Specific | 1-in-2 | Size: 20 kW to 199.99 kW | All | 2023 | December Monthly Peak | 12 | 14.5792 | 14.1879 | 14.0127 | 14.103 | 14.6934 | 16.2424 | 18.2145 | 20.0517 | 21.8957 | 22.9228 | 23.5483 | 23.8175 | 23.7991 | 23.8494 | 23.5754 | 22.8561 | 22.3629 | 22.9447 | 22.0312 | 20.9168 | 19.8553 | 18.5553 | 16.9031 | 15.5982 | 0 | 0 | 0 | 0 | 0 | 0 | 0 | 0 | 0 | 0 | 0 | 0.21924 | 0.21907 | 0.21953 | 0.21701 | 0.21039 | 0.20585 | 0.2112 | 0 | 0 | 0 | 0 | 0 | 0 | 48.25 | 48 | 46.75 | 48 | 46.75 | 47 | 46.5 | 45.75 | 53 | 57.75 | 61.75 | 63 | 62.25 | 66 | 65 | 63.5 | 61.75 | 59.5 | 57.75 | 54.5 | 53.25 | 51.75 | 52 | 52 | 0 | 0 | 0 | 0 | 0 | 0 | 0 | 0 | 0 | 0 | 0 | 0.022716 | 0.02282 | 0.022891 | 0.022757 | 0.022287 | 0.02199 | 0.022449 | 0 | 0 | 0 | 0 | 0 | 0
Program Specific1-in-2Size: 20 kW to 199.99 kWAll2023Typical Event Day | Program Specific | 1-in-2 | Size: 20 kW to 199.99 kW | All | 2023 | Typical Event Day | 8 | 17.6516 | 16.912 | 16.4883 | 16.4076 | 16.9948 | 18.6512 | 21.2499 | 23.922 | 26.8574 | 29.1861 | 31.0046 | 32.0964 | 32.6362 | 33.0944 | 33.0967 | 32.5012 | 31.3294 | 29.5332 | 27.0675 | 26.0648 | 25.3757 | 23.5186 | 21.0938 | 19.141 | 0 | 0 | 0 | 0 | 0 | 0 | 0 | 0 | 0 | 0 | 0 | 0.29544 | 0.30041 | 0.30463 | 0.30465 | 0.29917 | 0.28838 | 0.27185 | 0 | 0 | 0 | 0 | 0 | 0 | 66.0375 | 65.775 | 65.275 | 65 | 64.675 | 65.075 | 66.2 | 67.9 | 72.4125 | 76.325 | 80.1875 | 81.625 | 82.425 | 84.1625 | 84.1125 | 83.4625 | 83.225 | 82.2625 | 79.2125 | 75.5625 | 72.4375 | 71.425 | 69.6625 | 69.2 | 0 | 0 | 0 | 0 | 0 | 0 | 0 | 0 | 0 | 0 | 0 | 0.031745 | 0.032331 | 0.032707 | 0.03279 | 0.03252 | 0.031899 | 0.030412 | 0 | 0 | 0 | 0 | 0 | 0
Program Specific1-in-2Size: 20 kW to 199.99 kWAll2024January Monthly Peak | Program Specific | 1-in-2 | Size: 20 kW to 199.99 kW | All | 2024 | January Monthly Peak | 1 | 14.204 | 13.8411 | 13.7285 | 13.8585 | 14.5164 | 16.1332 | 18.8023 | 20.5994 | 22.062 | 22.4523 | 22.4914 | 22.3892 | 22.0734 | 21.8796 | 21.5338 | 21.0305 | 20.841 | 21.8444 | 21.3375 | 20.3362 | 19.3462 | 18.1261 | 16.503 | 15.2809 | 0 | 0 | 0 | 0 | 0 | 0 | 0 | 0 | 0 | 0 | 0 | 0.20609 | 0.20318 | 0.2014 | 0.19822 | 0.19358 | 0.19184 | 0.20108 | 0 | 0 | 0 | 0 | 0 | 0 | 46.5 | 46 | 46.75 | 46.5 | 45.25 | 44.5 | 45.75 | 45 | 47.5 | 51.75 | 54.5 | 57 | 58.5 | 58.5 | 58.75 | 57.75 | 56 | 54 | 51.25 | 49.75 | 46.25 | 44.75 | 41.5 | 41 | 0 | 0 | 0 | 0 | 0 | 0 | 0 | 0 | 0 | 0 | 0 | 0.020621 | 0.020425 | 0.020256 | 0.020053 | 0.019834 | 0.019906 | 0.020814 | 0 | 0 | 0 | 0 | 0 | 0
Program Specific1-in-2Size: 20 kW to 199.99 kWAll2024February Monthly Peak | Program Specific | 1-in-2 | Size: 20 kW to 199.99 kW | All | 2024 | February Monthly Peak | 2 | 14.4627 | 14.0578 | 13.926 | 14.0283 | 14.6496 | 16.2711 | 18.6749 | 20.4539 | 22.0938 | 22.8308 | 23.2255 | 23.3671 | 23.2559 | 23.2189 | 22.9849 | 22.4111 | 21.844 | 22.1475 | 22.1672 | 21.0524 | 19.9873 | 18.6363 | 16.904 | 15.5999 | 0 | 0 | 0 | 0 | 0 | 0 | 0 | 0 | 0 | 0 | 0 | 0.21509 | 0.21407 | 0.21373 | 0.21157 | 0.20629 | 0.20107 | 0.20387 | 0 | 0 | 0 | 0 | 0 | 0 | 48.5 | 49 | 47.75 | 46.75 | 45.5 | 44.5 | 43.5 | 43.5 | 49 | 53.5 | 55.5 | 56.75 | 58 | 58.5 | 58 | 57 | 55.75 | 53.5 | 51.25 | 49.25 | 48 | 45.25 | 44.75 | 44.75 | 0 | 0 | 0 | 0 | 0 | 0 | 0 | 0 | 0 | 0 | 0 | 0.021945 | 0.021943 | 0.021927 | 0.021819 | 0.021563 | 0.021319 | 0.021542 | 0 | 0 | 0 | 0 | 0 | 0
Program Specific1-in-2Size: 20 kW to 199.99 kWAll2024March Monthly Peak | Program Specific | 1-in-2 | Size: 20 kW to 199.99 kW | All | 2024 | March Monthly Peak | 3 | 15.2489 | 14.7066 | 14.4478 | 14.4471 | 14.9778 | 16.4723 | 19 | 20.6671 | 22.3487 | 23.4194 | 24.2364 | 24.7103 | 24.9073 | 25.2395 | 25.235 | 24.8125 | 24.0728 | 23.2993 | 22.6489 | 22.4954 | 21.417 | 19.9361 | 17.9992 | 16.4857 | 0 | 0 | 0 | 0 | 0 | 0 | 0 | 0 | 0 | 0 | 0 | 0.22746 | 0.22927 | 0.23233 | 0.23229 | 0.2284 | 0.22159 | 0.21447 | 0 | 0 | 0 | 0 | 0 | 0 | 51.25 | 51.5 | 51.5 | 50.5 | 49.75 | 49.5 | 49.5 | 48.25 | 53 | 58.25 | 59.5 | 62.25 | 63.25 | 62.5 | 63.25 | 62.25 | 61 | 57.5 | 55.75 | 54 | 52.5 | 49.25 | 48.75 | 49.25 | 0 | 0 | 0 | 0 | 0 | 0 | 0 | 0 | 0 | 0 | 0 | 0.023631 | 0.023955 | 0.024267 | 0.024399 | 0.02432 | 0.023992 | 0.023318 | 0 | 0 | 0 | 0 | 0 | 0
Program Specific1-in-2Size: 20 kW to 199.99 kWAll2024April Monthly Peak | Program Specific | 1-in-2 | Size: 20 kW to 199.99 kW | All | 2024 | April Monthly Peak | 4 | 15.7643 | 15.1385 | 14.7945 | 14.7361 | 15.2209 | 16.6678 | 18.8286 | 20.6968 | 23.2097 | 25.1975 | 26.7084 | 27.682 | 28.1869 | 28.6768 | 28.702 | 28.0834 | 26.9519 | 25.4219 | 23.65 | 23.6099 | 22.7814 | 21.0767 | 18.8661 | 17.1056 | 0 | 0 | 0 | 0 | 0 | 0 | 0 | 0 | 0 | 0 | 0 | 0.25481 | 0.25946 | 0.26397 | 0.2642 | 0.25851 | 0.24809 | 0.23401 | 0 | 0 | 0 | 0 | 0 | 0 | 58 | 57.75 | 56.25 | 54.5 | 54.5 | 54.5 | 55.25 | 59.75 | 66.75 | 70.75 | 73.75 | 75.75 | 77 | 77 | 77.75 | 76.25 | 75 | 73.75 | 72 | 68 | 63 | 62 | 60.75 | 59.25 | 0 | 0 | 0 | 0 | 0 | 0 | 0 | 0 | 0 | 0 | 0 | 0.027221 | 0.027809 | 0.028234 | 0.02835 | 0.028115 | 0.027471 | 0.026169 | 0 | 0 | 0 | 0 | 0 | 0
Program Specific1-in-2Size: 20 kW to 199.99 kWAll2024May Monthly Peak | Program Specific | 1-in-2 | Size: 20 kW to 199.99 kW | All | 2024 | May Monthly Peak | 5 | 15.8171 | 15.2109 | 14.8789 | 14.8112 | 15.306 | 16.7195 | 18.6816 | 21.0955 | 23.8077 | 25.7646 | 27.2151 | 28.1821 | 28.6434 | 29.0823 | 28.9991 | 28.2335 | 26.9831 | 25.3064 | 23.418 | 23.0742 | 22.7939 | 21.108 | 18.9063 | 17.1604 | 0 | 0 | 0 | 0 | 0 | 0 | 0 | 0 | 0 | 0 | 0 | 0.25941 | 0.26366 | 0.2677 | 0.26693 | 0.25989 | 0.24838 | 0.23294 | 0 | 0 | 0 | 0 | 0 | 0 | 59.5 | 59.25 | 59 | 58.25 | 58 | 57.25 | 61 | 65.25 | 70.25 | 75 | 79.25 | 80.25 | 79.25 | 78.75 | 78.75 | 78.25 | 77 | 75.5 | 72.75 | 69 | 66 | 64.75 | 64.5 | 63 | 0 | 0 | 0 | 0 | 0 | 0 | 0 | 0 | 0 | 0 | 0 | 0.02763 | 0.028176 | 0.028543 | 0.028575 | 0.028232 | 0.027512 | 0.02611 | 0 | 0 | 0 | 0 | 0 | 0
Program Specific1-in-2Size: 20 kW to 199.99 kWAll2024June Monthly Peak | Program Specific | 1-in-2 | Size: 20 kW to 199.99 kW | All | 2024 | June Monthly Peak | 6 | 16.3698 | 15.7331 | 15.3582 | 15.2941 | 15.8137 | 17.1544 | 19.1556 | 21.6611 | 24.3083 | 26.461 | 28.0353 | 28.9786 | 29.3261 | 29.59 | 29.4821 | 28.8345 | 27.8115 | 26.3537 | 24.5076 | 23.5626 | 23.3316 | 21.8061 | 19.6024 | 17.7672 | 0 | 0 | 0 | 0 | 0 | 0 | 0 | 0 | 0 | 0 | 0 | 0.26675 | 0.26994 | 0.27237 | 0.27138 | 0.26542 | 0.256 | 0.24258 | 0 | 0 | 0 | 0 | 0 | 0 | 60.25 | 60.25 | 59.25 | 59.75 | 58.5 | 59.75 | 60.75 | 64.5 | 67.25 | 70.75 | 74.5 | 77.5 | 78.5 | 80 | 80.25 | 78.75 | 77.5 | 76.25 | 74 | 71.25 | 67 | 64.5 | 63.5 | 62.75 | 0 | 0 | 0 | 0 | 0 | 0 | 0 | 0 | 0 | 0 | 0 | 0.028726 | 0.029148 | 0.02937 | 0.02936 | 0.029039 | 0.028455 | 0.027243 | 0 | 0 | 0 | 0 | 0 | 0
Program Specific1-in-2Size: 20 kW to 199.99 kWAll2024July Monthly Peak | Program Specific | 1-in-2 | Size: 20 kW to 199.99 kW | All | 2024 | July Monthly Peak | 7 | 17.3721 | 16.6651 | 16.2484 | 16.1695 | 16.7132 | 18.2511 | 20.4723 | 23.0201 | 25.7087 | 27.9268 | 29.5977 | 30.6684 | 31.189 | 31.6281 | 31.6671 | 31.205 | 30.1701 | 28.484 | 26.1856 | 25.0115 | 24.7468 | 23.1412 | 20.8194 | 18.8812 | 0 | 0 | 0 | 0 | 0 | 0 | 0 | 0 | 0 | 0 | 0 | 0.2823 | 0.28709 | 0.29113 | 0.29149 | 0.28724 | 0.27771 | 0.26219 | 0 | 0 | 0 | 0 | 0 | 0 | 67.75 | 67.25 | 66.5 | 66.5 | 66.5 | 66.5 | 67.75 | 69.5 | 74.5 | 77.75 | 78.75 | 77.25 | 78.75 | 82 | 80 | 81.75 | 84 | 83.5 | 78.25 | 74 | 72.25 | 71.75 | 69.75 | 69.75 | 0 | 0 | 0 | 0 | 0 | 0 | 0 | 0 | 0 | 0 | 0 | 0.030824 | 0.031415 | 0.031826 | 0.031941 | 0.031712 | 0.031058 | 0.029572 | 0 | 0 | 0 | 0 | 0 | 0
Program Specific1-in-2Size: 20 kW to 199.99 kWAll2024August Monthly Peak | Program Specific | 1-in-2 | Size: 20 kW to 199.99 kW | All | 2024 | August Monthly Peak | 8 | 17.7845 | 17.0284 | 16.5959 | 16.5117 | 17.1047 | 18.7804 | 21.4033 | 24.1796 | 27.2894 | 29.7892 | 31.7696 | 32.9714 | 33.5346 | 33.9786 | 33.9483 | 33.322 | 32.0918 | 30.216 | 27.598 | 26.5252 | 25.7671 | 23.8393 | 21.3506 | 19.3531 | 0 | 0 | 0 | 0 | 0 | 0 | 0 | 0 | 0 | 0 | 0 | 0.3035 | 0.30868 | 0.31277 | 0.31249 | 0.30673 | 0.2954 | 0.27814 | 0 | 0 | 0 | 0 | 0 | 0 | 70.4 | 70.6 | 69.6 | 70 | 69.2 | 68.8 | 68.8 | 68.6 | 71.4 | 74.8 | 80 | 83 | 84.2 | 84.4 | 84.2 | 83.6 | 83.4 | 81.8 | 78.6 | 76 | 74 | 73.2 | 71.4 | 71.8 | 0 | 0 | 0 | 0 | 0 | 0 | 0 | 0 | 0 | 0 | 0 | 0.032523 | 0.033123 | 0.033477 | 0.033527 | 0.033243 | 0.032596 | 0.031051 | 0 | 0 | 0 | 0 | 0 | 0
Program Specific1-in-2Size: 20 kW to 199.99 kWAll2024September Monthly Peak | Program Specific | 1-in-2 | Size: 20 kW to 199.99 kW | All | 2024 | September Monthly Peak | 9 | 18.0235 | 17.3065 | 16.8911 | 16.8402 | 17.4723 | 19.2581 | 22.2421 | 24.8844 | 28.3415 | 31.0624 | 33.0429 | 34.2979 | 34.8455 | 35.3381 | 35.2447 | 34.3384 | 32.736 | 30.6068 | 28.1096 | 27.5805 | 26.0472 | 23.9435 | 21.4008 | 19.4195 | 0 | 0 | 0 | 0 | 0 | 0 | 0 | 0 | 0 | 0 | 0 | 0.31571 | 0.32075 | 0.32528 | 0.32442 | 0.31608 | 0.30133 | 0.28173 | 0 | 0 | 0 | 0 | 0 | 0 | 65.75 | 65 | 65.75 | 63.75 | 64.5 | 65.25 | 67.5 | 69 | 76.5 | 82 | 87.5 | 88.75 | 88.25 | 90.25 | 92 | 89.75 | 88 | 87.5 | 86 | 81 | 76.5 | 76.25 | 74 | 72.5 | 0 | 0 | 0 | 0 | 0 | 0 | 0 | 0 | 0 | 0 | 0 | 0.033287 | 0.033886 | 0.034283 | 0.034283 | 0.033848 | 0.03293 | 0.03114 | 0 | 0 | 0 | 0 | 0 | 0
Program Specific1-in-2Size: 20 kW to 199.99 kWAll2024October Monthly Peak | Program Specific | 1-in-2 | Size: 20 kW to 199.99 kW | All | 2024 | October Monthly Peak | 10 | 16.8549 | 16.1895 | 15.8081 | 15.7412 | 16.2822 | 17.8525 | 20.7047 | 22.7251 | 25.6378 | 28.2956 | 30.4401 | 31.9905 | 32.8439 | 33.5532 | 33.5352 | 32.6455 | 31.0122 | 28.8438 | 27.4332 | 26.3826 | 24.7234 | 22.7385 | 20.2694 | 18.3292 | 0 | 0 | 0 | 0 | 0 | 0 | 0 | 0 | 0 | 0 | 0 | 0.29447 | 0.30233 | 0.30885 | 0.30869 | 0.3005 | 0.28547 | 0.26551 | 0 | 0 | 0 | 0 | 0 | 0 | 62.5 | 62.25 | 62.5 | 61.25 | 61.5 | 59.75 | 61 | 64.25 | 69.75 | 75.25 | 79.5 | 81.5 | 84.25 | 86.25 | 86 | 85 | 84 | 82.25 | 76.75 | 70.25 | 68.25 | 65.75 | 64.75 | 63 | 0 | 0 | 0 | 0 | 0 | 0 | 0 | 0 | 0 | 0 | 0 | 0.031091 | 0.032031 | 0.032654 | 0.032744 | 0.032317 | 0.031315 | 0.029451 | 0 | 0 | 0 | 0 | 0 | 0
Program Specific1-in-2Size: 20 kW to 199.99 kWAll2024November Monthly Peak | Program Specific | 1-in-2 | Size: 20 kW to 199.99 kW | All | 2024 | November Monthly Peak | 11 | 15.3708 | 14.9006 | 14.6459 | 14.6799 | 15.2377 | 16.7679 | 18.8135 | 20.7065 | 23.0395 | 24.8233 | 26.1911 | 27.0594 | 27.476 | 27.8712 | 27.6844 | 26.7557 | 25.8094 | 25.7324 | 24.0808 | 22.7616 | 21.4928 | 19.925 | 18.0027 | 16.4684 | 0 | 0 | 0 | 0 | 0 | 0 | 0 | 0 | 0 | 0 | 0 | 0.24908 | 0.25291 | 0.25655 | 0.25483 | 0.24628 | 0.23757 | 0.23687 | 0 | 0 | 0 | 0 | 0 | 0 | 60.2 | 59.8 | 59.6 | 59.6 | 60 | 60.6 | 59.8 | 59.6 | 62.8 | 65.8 | 68.2 | 70 | 71.2 | 71.6 | 70.2 | 70 | 68.8 | 66.8 | 65.4 | 63.8 | 63 | 62.6 | 61.8 | 61.6 | 0 | 0 | 0 | 0 | 0 | 0 | 0 | 0 | 0 | 0 | 0 | 0.026518 | 0.027044 | 0.027397 | 0.027315 | 0.02667 | 0.025982 | 0.025846 | 0 | 0 | 0 | 0 | 0 | 0
Program Specific1-in-2Size: 20 kW to 199.99 kWAll2024December Monthly Peak | Program Specific | 1-in-2 | Size: 20 kW to 199.99 kW | All | 2024 | December Monthly Peak | 12 | 14.5792 | 14.1879 | 14.0127 | 14.103 | 14.6934 | 16.2424 | 18.2145 | 20.0517 | 21.8957 | 22.9228 | 23.5483 | 23.8175 | 23.7991 | 23.8494 | 23.5754 | 22.8561 | 22.3629 | 22.9447 | 22.0312 | 20.9168 | 19.8553 | 18.5553 | 16.9031 | 15.5982 | 0 | 0 | 0 | 0 | 0 | 0 | 0 | 0 | 0 | 0 | 0 | 0.21924 | 0.21907 | 0.21953 | 0.21701 | 0.21039 | 0.20585 | 0.2112 | 0 | 0 | 0 | 0 | 0 | 0 | 48.25 | 48 | 46.75 | 48 | 46.75 | 47 | 46.5 | 45.75 | 53 | 57.75 | 61.75 | 63 | 62.25 | 66 | 65 | 63.5 | 61.75 | 59.5 | 57.75 | 54.5 | 53.25 | 51.75 | 52 | 52 | 0 | 0 | 0 | 0 | 0 | 0 | 0 | 0 | 0 | 0 | 0 | 0.022716 | 0.02282 | 0.022891 | 0.022757 | 0.022287 | 0.02199 | 0.022449 | 0 | 0 | 0 | 0 | 0 | 0
Program Specific1-in-2Size: 20 kW to 199.99 kWAll2024Typical Event Day | Program Specific | 1-in-2 | Size: 20 kW to 199.99 kW | All | 2024 | Typical Event Day | 8 | 17.6516 | 16.912 | 16.4883 | 16.4076 | 16.9948 | 18.6512 | 21.2499 | 23.922 | 26.8574 | 29.1861 | 31.0046 | 32.0964 | 32.6362 | 33.0944 | 33.0967 | 32.5012 | 31.3294 | 29.5332 | 27.0675 | 26.0648 | 25.3757 | 23.5186 | 21.0938 | 19.141 | 0 | 0 | 0 | 0 | 0 | 0 | 0 | 0 | 0 | 0 | 0 | 0.29544 | 0.30041 | 0.30463 | 0.30465 | 0.29917 | 0.28838 | 0.27185 | 0 | 0 | 0 | 0 | 0 | 0 | 66.0375 | 65.775 | 65.275 | 65 | 64.675 | 65.075 | 66.2 | 67.9 | 72.4125 | 76.325 | 80.1875 | 81.625 | 82.425 | 84.1625 | 84.1125 | 83.4625 | 83.225 | 82.2625 | 79.2125 | 75.5625 | 72.4375 | 71.425 | 69.6625 | 69.2 | 0 | 0 | 0 | 0 | 0 | 0 | 0 | 0 | 0 | 0 | 0 | 0.031745 | 0.032331 | 0.032707 | 0.03279 | 0.03252 | 0.031899 | 0.030412 | 0 | 0 | 0 | 0 | 0 | 0
Program Specific1-in-2Size: 20 kW to 199.99 kWAll2025January Monthly Peak | Program Specific | 1-in-2 | Size: 20 kW to 199.99 kW | All | 2025 | January Monthly Peak | 1 | 14.204 | 13.8411 | 13.7285 | 13.8585 | 14.5164 | 16.1332 | 18.8023 | 20.5994 | 22.062 | 22.4523 | 22.4914 | 22.3892 | 22.0734 | 21.8796 | 21.5338 | 21.0305 | 20.841 | 21.8444 | 21.3375 | 20.3362 | 19.3462 | 18.1261 | 16.503 | 15.2809 | 0 | 0 | 0 | 0 | 0 | 0 | 0 | 0 | 0 | 0 | 0 | 0.20609 | 0.20318 | 0.2014 | 0.19822 | 0.19358 | 0.19184 | 0.20108 | 0 | 0 | 0 | 0 | 0 | 0 | 46.5 | 46 | 46.75 | 46.5 | 45.25 | 44.5 | 45.75 | 45 | 47.5 | 51.75 | 54.5 | 57 | 58.5 | 58.5 | 58.75 | 57.75 | 56 | 54 | 51.25 | 49.75 | 46.25 | 44.75 | 41.5 | 41 | 0 | 0 | 0 | 0 | 0 | 0 | 0 | 0 | 0 | 0 | 0 | 0.020621 | 0.020425 | 0.020256 | 0.020053 | 0.019834 | 0.019906 | 0.020814 | 0 | 0 | 0 | 0 | 0 | 0
Program Specific1-in-2Size: 20 kW to 199.99 kWAll2025February Monthly Peak | Program Specific | 1-in-2 | Size: 20 kW to 199.99 kW | All | 2025 | February Monthly Peak | 2 | 14.4627 | 14.0578 | 13.926 | 14.0283 | 14.6496 | 16.2711 | 18.6749 | 20.4539 | 22.0938 | 22.8308 | 23.2255 | 23.3671 | 23.2559 | 23.2189 | 22.9849 | 22.4111 | 21.844 | 22.1475 | 22.1672 | 21.0524 | 19.9873 | 18.6363 | 16.904 | 15.5999 | 0 | 0 | 0 | 0 | 0 | 0 | 0 | 0 | 0 | 0 | 0 | 0.21509 | 0.21407 | 0.21373 | 0.21157 | 0.20629 | 0.20107 | 0.20387 | 0 | 0 | 0 | 0 | 0 | 0 | 48.5 | 49 | 47.75 | 46.75 | 45.5 | 44.5 | 43.5 | 43.5 | 49 | 53.5 | 55.5 | 56.75 | 58 | 58.5 | 58 | 57 | 55.75 | 53.5 | 51.25 | 49.25 | 48 | 45.25 | 44.75 | 44.75 | 0 | 0 | 0 | 0 | 0 | 0 | 0 | 0 | 0 | 0 | 0 | 0.021945 | 0.021943 | 0.021927 | 0.021819 | 0.021563 | 0.021319 | 0.021542 | 0 | 0 | 0 | 0 | 0 | 0
Program Specific1-in-2Size: 20 kW to 199.99 kWAll2025March Monthly Peak | Program Specific | 1-in-2 | Size: 20 kW to 199.99 kW | All | 2025 | March Monthly Peak | 3 | 15.2489 | 14.7066 | 14.4478 | 14.4471 | 14.9778 | 16.4723 | 19 | 20.6671 | 22.3487 | 23.4194 | 24.2364 | 24.7103 | 24.9073 | 25.2395 | 25.235 | 24.8125 | 24.0728 | 23.2993 | 22.6489 | 22.4954 | 21.417 | 19.9361 | 17.9992 | 16.4857 | 0 | 0 | 0 | 0 | 0 | 0 | 0 | 0 | 0 | 0 | 0 | 0.22746 | 0.22927 | 0.23233 | 0.23229 | 0.2284 | 0.22159 | 0.21447 | 0 | 0 | 0 | 0 | 0 | 0 | 51.25 | 51.5 | 51.5 | 50.5 | 49.75 | 49.5 | 49.5 | 48.25 | 53 | 58.25 | 59.5 | 62.25 | 63.25 | 62.5 | 63.25 | 62.25 | 61 | 57.5 | 55.75 | 54 | 52.5 | 49.25 | 48.75 | 49.25 | 0 | 0 | 0 | 0 | 0 | 0 | 0 | 0 | 0 | 0 | 0 | 0.023631 | 0.023955 | 0.024267 | 0.024399 | 0.02432 | 0.023992 | 0.023318 | 0 | 0 | 0 | 0 | 0 | 0
Program Specific1-in-2Size: 20 kW to 199.99 kWAll2025April Monthly Peak | Program Specific | 1-in-2 | Size: 20 kW to 199.99 kW | All | 2025 | April Monthly Peak | 4 | 15.7643 | 15.1385 | 14.7945 | 14.7361 | 15.2209 | 16.6678 | 18.8286 | 20.6968 | 23.2097 | 25.1975 | 26.7084 | 27.682 | 28.1869 | 28.6768 | 28.702 | 28.0834 | 26.9519 | 25.4219 | 23.65 | 23.6099 | 22.7814 | 21.0767 | 18.8661 | 17.1056 | 0 | 0 | 0 | 0 | 0 | 0 | 0 | 0 | 0 | 0 | 0 | 0.25481 | 0.25946 | 0.26397 | 0.2642 | 0.25851 | 0.24809 | 0.23401 | 0 | 0 | 0 | 0 | 0 | 0 | 58 | 57.75 | 56.25 | 54.5 | 54.5 | 54.5 | 55.25 | 59.75 | 66.75 | 70.75 | 73.75 | 75.75 | 77 | 77 | 77.75 | 76.25 | 75 | 73.75 | 72 | 68 | 63 | 62 | 60.75 | 59.25 | 0 | 0 | 0 | 0 | 0 | 0 | 0 | 0 | 0 | 0 | 0 | 0.027221 | 0.027809 | 0.028234 | 0.02835 | 0.028115 | 0.027471 | 0.026169 | 0 | 0 | 0 | 0 | 0 | 0
Program Specific1-in-2Size: 20 kW to 199.99 kWAll2025May Monthly Peak | Program Specific | 1-in-2 | Size: 20 kW to 199.99 kW | All | 2025 | May Monthly Peak | 5 | 15.8171 | 15.2109 | 14.8789 | 14.8112 | 15.306 | 16.7195 | 18.6816 | 21.0955 | 23.8077 | 25.7646 | 27.2151 | 28.1821 | 28.6434 | 29.0823 | 28.9991 | 28.2335 | 26.9831 | 25.3064 | 23.418 | 23.0742 | 22.7939 | 21.108 | 18.9063 | 17.1604 | 0 | 0 | 0 | 0 | 0 | 0 | 0 | 0 | 0 | 0 | 0 | 0.25941 | 0.26366 | 0.2677 | 0.26693 | 0.25989 | 0.24838 | 0.23294 | 0 | 0 | 0 | 0 | 0 | 0 | 59.5 | 59.25 | 59 | 58.25 | 58 | 57.25 | 61 | 65.25 | 70.25 | 75 | 79.25 | 80.25 | 79.25 | 78.75 | 78.75 | 78.25 | 77 | 75.5 | 72.75 | 69 | 66 | 64.75 | 64.5 | 63 | 0 | 0 | 0 | 0 | 0 | 0 | 0 | 0 | 0 | 0 | 0 | 0.02763 | 0.028176 | 0.028543 | 0.028575 | 0.028232 | 0.027512 | 0.02611 | 0 | 0 | 0 | 0 | 0 | 0
Program Specific1-in-2Size: 20 kW to 199.99 kWAll2025June Monthly Peak | Program Specific | 1-in-2 | Size: 20 kW to 199.99 kW | All | 2025 | June Monthly Peak | 6 | 16.3698 | 15.7331 | 15.3582 | 15.2941 | 15.8137 | 17.1544 | 19.1556 | 21.6611 | 24.3083 | 26.461 | 28.0353 | 28.9786 | 29.3261 | 29.59 | 29.4821 | 28.8345 | 27.8115 | 26.3537 | 24.5076 | 23.5626 | 23.3316 | 21.8061 | 19.6024 | 17.7672 | 0 | 0 | 0 | 0 | 0 | 0 | 0 | 0 | 0 | 0 | 0 | 0.26675 | 0.26994 | 0.27237 | 0.27138 | 0.26542 | 0.256 | 0.24258 | 0 | 0 | 0 | 0 | 0 | 0 | 60.25 | 60.25 | 59.25 | 59.75 | 58.5 | 59.75 | 60.75 | 64.5 | 67.25 | 70.75 | 74.5 | 77.5 | 78.5 | 80 | 80.25 | 78.75 | 77.5 | 76.25 | 74 | 71.25 | 67 | 64.5 | 63.5 | 62.75 | 0 | 0 | 0 | 0 | 0 | 0 | 0 | 0 | 0 | 0 | 0 | 0.028726 | 0.029148 | 0.02937 | 0.02936 | 0.029039 | 0.028455 | 0.027243 | 0 | 0 | 0 | 0 | 0 | 0
Program Specific1-in-2Size: 20 kW to 199.99 kWAll2025July Monthly Peak | Program Specific | 1-in-2 | Size: 20 kW to 199.99 kW | All | 2025 | July Monthly Peak | 7 | 17.3721 | 16.6651 | 16.2484 | 16.1695 | 16.7132 | 18.2511 | 20.4723 | 23.0201 | 25.7087 | 27.9268 | 29.5977 | 30.6684 | 31.189 | 31.6281 | 31.6671 | 31.205 | 30.1701 | 28.484 | 26.1856 | 25.0115 | 24.7468 | 23.1412 | 20.8194 | 18.8812 | 0 | 0 | 0 | 0 | 0 | 0 | 0 | 0 | 0 | 0 | 0 | 0.2823 | 0.28709 | 0.29113 | 0.29149 | 0.28724 | 0.27771 | 0.26219 | 0 | 0 | 0 | 0 | 0 | 0 | 67.75 | 67.25 | 66.5 | 66.5 | 66.5 | 66.5 | 67.75 | 69.5 | 74.5 | 77.75 | 78.75 | 77.25 | 78.75 | 82 | 80 | 81.75 | 84 | 83.5 | 78.25 | 74 | 72.25 | 71.75 | 69.75 | 69.75 | 0 | 0 | 0 | 0 | 0 | 0 | 0 | 0 | 0 | 0 | 0 | 0.030824 | 0.031415 | 0.031826 | 0.031941 | 0.031712 | 0.031058 | 0.029572 | 0 | 0 | 0 | 0 | 0 | 0
Program Specific1-in-2Size: 20 kW to 199.99 kWAll2025August Monthly Peak | Program Specific | 1-in-2 | Size: 20 kW to 199.99 kW | All | 2025 | August Monthly Peak | 8 | 17.7845 | 17.0284 | 16.5959 | 16.5117 | 17.1047 | 18.7804 | 21.4033 | 24.1796 | 27.2894 | 29.7892 | 31.7696 | 32.9714 | 33.5346 | 33.9786 | 33.9483 | 33.322 | 32.0918 | 30.216 | 27.598 | 26.5252 | 25.7671 | 23.8393 | 21.3506 | 19.3531 | 0 | 0 | 0 | 0 | 0 | 0 | 0 | 0 | 0 | 0 | 0 | 0.3035 | 0.30868 | 0.31277 | 0.31249 | 0.30673 | 0.2954 | 0.27814 | 0 | 0 | 0 | 0 | 0 | 0 | 70.4 | 70.6 | 69.6 | 70 | 69.2 | 68.8 | 68.8 | 68.6 | 71.4 | 74.8 | 80 | 83 | 84.2 | 84.4 | 84.2 | 83.6 | 83.4 | 81.8 | 78.6 | 76 | 74 | 73.2 | 71.4 | 71.8 | 0 | 0 | 0 | 0 | 0 | 0 | 0 | 0 | 0 | 0 | 0 | 0.032523 | 0.033123 | 0.033477 | 0.033527 | 0.033243 | 0.032596 | 0.031051 | 0 | 0 | 0 | 0 | 0 | 0
Program Specific1-in-2Size: 20 kW to 199.99 kWAll2025September Monthly Peak | Program Specific | 1-in-2 | Size: 20 kW to 199.99 kW | All | 2025 | September Monthly Peak | 9 | 18.0235 | 17.3065 | 16.8911 | 16.8402 | 17.4723 | 19.2581 | 22.2421 | 24.8844 | 28.3415 | 31.0624 | 33.0429 | 34.2979 | 34.8455 | 35.3381 | 35.2447 | 34.3384 | 32.736 | 30.6068 | 28.1096 | 27.5805 | 26.0472 | 23.9435 | 21.4008 | 19.4195 | 0 | 0 | 0 | 0 | 0 | 0 | 0 | 0 | 0 | 0 | 0 | 0.31571 | 0.32075 | 0.32528 | 0.32442 | 0.31608 | 0.30133 | 0.28173 | 0 | 0 | 0 | 0 | 0 | 0 | 65.75 | 65 | 65.75 | 63.75 | 64.5 | 65.25 | 67.5 | 69 | 76.5 | 82 | 87.5 | 88.75 | 88.25 | 90.25 | 92 | 89.75 | 88 | 87.5 | 86 | 81 | 76.5 | 76.25 | 74 | 72.5 | 0 | 0 | 0 | 0 | 0 | 0 | 0 | 0 | 0 | 0 | 0 | 0.033287 | 0.033886 | 0.034283 | 0.034283 | 0.033848 | 0.03293 | 0.03114 | 0 | 0 | 0 | 0 | 0 | 0
Program Specific1-in-2Size: 20 kW to 199.99 kWAll2025October Monthly Peak | Program Specific | 1-in-2 | Size: 20 kW to 199.99 kW | All | 2025 | October Monthly Peak | 10 | 16.8549 | 16.1895 | 15.8081 | 15.7412 | 16.2822 | 17.8525 | 20.7047 | 22.7251 | 25.6378 | 28.2956 | 30.4401 | 31.9905 | 32.8439 | 33.5532 | 33.5352 | 32.6455 | 31.0122 | 28.8438 | 27.4332 | 26.3826 | 24.7234 | 22.7385 | 20.2694 | 18.3292 | 0 | 0 | 0 | 0 | 0 | 0 | 0 | 0 | 0 | 0 | 0 | 0.29447 | 0.30233 | 0.30885 | 0.30869 | 0.3005 | 0.28547 | 0.26551 | 0 | 0 | 0 | 0 | 0 | 0 | 62.5 | 62.25 | 62.5 | 61.25 | 61.5 | 59.75 | 61 | 64.25 | 69.75 | 75.25 | 79.5 | 81.5 | 84.25 | 86.25 | 86 | 85 | 84 | 82.25 | 76.75 | 70.25 | 68.25 | 65.75 | 64.75 | 63 | 0 | 0 | 0 | 0 | 0 | 0 | 0 | 0 | 0 | 0 | 0 | 0.031091 | 0.032031 | 0.032654 | 0.032744 | 0.032317 | 0.031315 | 0.029451 | 0 | 0 | 0 | 0 | 0 | 0
Program Specific1-in-2Size: 20 kW to 199.99 kWAll2025November Monthly Peak | Program Specific | 1-in-2 | Size: 20 kW to 199.99 kW | All | 2025 | November Monthly Peak | 11 | 15.3708 | 14.9006 | 14.6459 | 14.6799 | 15.2377 | 16.7679 | 18.8135 | 20.7065 | 23.0395 | 24.8233 | 26.1911 | 27.0594 | 27.476 | 27.8712 | 27.6844 | 26.7557 | 25.8094 | 25.7324 | 24.0808 | 22.7616 | 21.4928 | 19.925 | 18.0027 | 16.4684 | 0 | 0 | 0 | 0 | 0 | 0 | 0 | 0 | 0 | 0 | 0 | 0.24908 | 0.25291 | 0.25655 | 0.25483 | 0.24628 | 0.23757 | 0.23687 | 0 | 0 | 0 | 0 | 0 | 0 | 60.2 | 59.8 | 59.6 | 59.6 | 60 | 60.6 | 59.8 | 59.6 | 62.8 | 65.8 | 68.2 | 70 | 71.2 | 71.6 | 70.2 | 70 | 68.8 | 66.8 | 65.4 | 63.8 | 63 | 62.6 | 61.8 | 61.6 | 0 | 0 | 0 | 0 | 0 | 0 | 0 | 0 | 0 | 0 | 0 | 0.026518 | 0.027044 | 0.027397 | 0.027315 | 0.02667 | 0.025982 | 0.025846 | 0 | 0 | 0 | 0 | 0 | 0
Program Specific1-in-2Size: 20 kW to 199.99 kWAll2025December Monthly Peak | Program Specific | 1-in-2 | Size: 20 kW to 199.99 kW | All | 2025 | December Monthly Peak | 12 | 14.5792 | 14.1879 | 14.0127 | 14.103 | 14.6934 | 16.2424 | 18.2145 | 20.0517 | 21.8957 | 22.9228 | 23.5483 | 23.8175 | 23.7991 | 23.8494 | 23.5754 | 22.8561 | 22.3629 | 22.9447 | 22.0312 | 20.9168 | 19.8553 | 18.5553 | 16.9031 | 15.5982 | 0 | 0 | 0 | 0 | 0 | 0 | 0 | 0 | 0 | 0 | 0 | 0.21924 | 0.21907 | 0.21953 | 0.21701 | 0.21039 | 0.20585 | 0.2112 | 0 | 0 | 0 | 0 | 0 | 0 | 48.25 | 48 | 46.75 | 48 | 46.75 | 47 | 46.5 | 45.75 | 53 | 57.75 | 61.75 | 63 | 62.25 | 66 | 65 | 63.5 | 61.75 | 59.5 | 57.75 | 54.5 | 53.25 | 51.75 | 52 | 52 | 0 | 0 | 0 | 0 | 0 | 0 | 0 | 0 | 0 | 0 | 0 | 0.022716 | 0.02282 | 0.022891 | 0.022757 | 0.022287 | 0.02199 | 0.022449 | 0 | 0 | 0 | 0 | 0 | 0
Program Specific1-in-2Size: 20 kW to 199.99 kWAll2025Typical Event Day | Program Specific | 1-in-2 | Size: 20 kW to 199.99 kW | All | 2025 | Typical Event Day | 8 | 17.6516 | 16.912 | 16.4883 | 16.4076 | 16.9948 | 18.6512 | 21.2499 | 23.922 | 26.8574 | 29.1861 | 31.0046 | 32.0964 | 32.6362 | 33.0944 | 33.0967 | 32.5012 | 31.3294 | 29.5332 | 27.0675 | 26.0648 | 25.3757 | 23.5186 | 21.0938 | 19.141 | 0 | 0 | 0 | 0 | 0 | 0 | 0 | 0 | 0 | 0 | 0 | 0.29544 | 0.30041 | 0.30463 | 0.30465 | 0.29917 | 0.28838 | 0.27185 | 0 | 0 | 0 | 0 | 0 | 0 | 66.0375 | 65.775 | 65.275 | 65 | 64.675 | 65.075 | 66.2 | 67.9 | 72.4125 | 76.325 | 80.1875 | 81.625 | 82.425 | 84.1625 | 84.1125 | 83.4625 | 83.225 | 82.2625 | 79.2125 | 75.5625 | 72.4375 | 71.425 | 69.6625 | 69.2 | 0 | 0 | 0 | 0 | 0 | 0 | 0 | 0 | 0 | 0 | 0 | 0.031745 | 0.032331 | 0.032707 | 0.03279 | 0.03252 | 0.031899 | 0.030412 | 0 | 0 | 0 | 0 | 0 | 0
Program Specific1-in-2Size: 20 kW to 199.99 kWAll2026January Monthly Peak | Program Specific | 1-in-2 | Size: 20 kW to 199.99 kW | All | 2026 | January Monthly Peak | 1 | 14.204 | 13.8411 | 13.7285 | 13.8585 | 14.5164 | 16.1332 | 18.8023 | 20.5994 | 22.062 | 22.4523 | 22.4914 | 22.3892 | 22.0734 | 21.8796 | 21.5338 | 21.0305 | 20.841 | 21.8444 | 21.3375 | 20.3362 | 19.3462 | 18.1261 | 16.503 | 15.2809 | 0 | 0 | 0 | 0 | 0 | 0 | 0 | 0 | 0 | 0 | 0 | 0.20609 | 0.20318 | 0.2014 | 0.19822 | 0.19358 | 0.19184 | 0.20108 | 0 | 0 | 0 | 0 | 0 | 0 | 46.5 | 46 | 46.75 | 46.5 | 45.25 | 44.5 | 45.75 | 45 | 47.5 | 51.75 | 54.5 | 57 | 58.5 | 58.5 | 58.75 | 57.75 | 56 | 54 | 51.25 | 49.75 | 46.25 | 44.75 | 41.5 | 41 | 0 | 0 | 0 | 0 | 0 | 0 | 0 | 0 | 0 | 0 | 0 | 0.020621 | 0.020425 | 0.020256 | 0.020053 | 0.019834 | 0.019906 | 0.020814 | 0 | 0 | 0 | 0 | 0 | 0
Program Specific1-in-2Size: 20 kW to 199.99 kWAll2026February Monthly Peak | Program Specific | 1-in-2 | Size: 20 kW to 199.99 kW | All | 2026 | February Monthly Peak | 2 | 14.4627 | 14.0578 | 13.926 | 14.0283 | 14.6496 | 16.2711 | 18.6749 | 20.4539 | 22.0938 | 22.8308 | 23.2255 | 23.3671 | 23.2559 | 23.2189 | 22.9849 | 22.4111 | 21.844 | 22.1475 | 22.1672 | 21.0524 | 19.9873 | 18.6363 | 16.904 | 15.5999 | 0 | 0 | 0 | 0 | 0 | 0 | 0 | 0 | 0 | 0 | 0 | 0.21509 | 0.21407 | 0.21373 | 0.21157 | 0.20629 | 0.20107 | 0.20387 | 0 | 0 | 0 | 0 | 0 | 0 | 48.5 | 49 | 47.75 | 46.75 | 45.5 | 44.5 | 43.5 | 43.5 | 49 | 53.5 | 55.5 | 56.75 | 58 | 58.5 | 58 | 57 | 55.75 | 53.5 | 51.25 | 49.25 | 48 | 45.25 | 44.75 | 44.75 | 0 | 0 | 0 | 0 | 0 | 0 | 0 | 0 | 0 | 0 | 0 | 0.021945 | 0.021943 | 0.021927 | 0.021819 | 0.021563 | 0.021319 | 0.021542 | 0 | 0 | 0 | 0 | 0 | 0
Program Specific1-in-2Size: 20 kW to 199.99 kWAll2026March Monthly Peak | Program Specific | 1-in-2 | Size: 20 kW to 199.99 kW | All | 2026 | March Monthly Peak | 3 | 15.2489 | 14.7066 | 14.4478 | 14.4471 | 14.9778 | 16.4723 | 19 | 20.6671 | 22.3487 | 23.4194 | 24.2364 | 24.7103 | 24.9073 | 25.2395 | 25.235 | 24.8125 | 24.0728 | 23.2993 | 22.6489 | 22.4954 | 21.417 | 19.9361 | 17.9992 | 16.4857 | 0 | 0 | 0 | 0 | 0 | 0 | 0 | 0 | 0 | 0 | 0 | 0.22746 | 0.22927 | 0.23233 | 0.23229 | 0.2284 | 0.22159 | 0.21447 | 0 | 0 | 0 | 0 | 0 | 0 | 51.25 | 51.5 | 51.5 | 50.5 | 49.75 | 49.5 | 49.5 | 48.25 | 53 | 58.25 | 59.5 | 62.25 | 63.25 | 62.5 | 63.25 | 62.25 | 61 | 57.5 | 55.75 | 54 | 52.5 | 49.25 | 48.75 | 49.25 | 0 | 0 | 0 | 0 | 0 | 0 | 0 | 0 | 0 | 0 | 0 | 0.023631 | 0.023955 | 0.024267 | 0.024399 | 0.02432 | 0.023992 | 0.023318 | 0 | 0 | 0 | 0 | 0 | 0
Program Specific1-in-2Size: 20 kW to 199.99 kWAll2026April Monthly Peak | Program Specific | 1-in-2 | Size: 20 kW to 199.99 kW | All | 2026 | April Monthly Peak | 4 | 15.7643 | 15.1385 | 14.7945 | 14.7361 | 15.2209 | 16.6678 | 18.8286 | 20.6968 | 23.2097 | 25.1975 | 26.7084 | 27.682 | 28.1869 | 28.6768 | 28.702 | 28.0834 | 26.9519 | 25.4219 | 23.65 | 23.6099 | 22.7814 | 21.0767 | 18.8661 | 17.1056 | 0 | 0 | 0 | 0 | 0 | 0 | 0 | 0 | 0 | 0 | 0 | 0.25481 | 0.25946 | 0.26397 | 0.2642 | 0.25851 | 0.24809 | 0.23401 | 0 | 0 | 0 | 0 | 0 | 0 | 58 | 57.75 | 56.25 | 54.5 | 54.5 | 54.5 | 55.25 | 59.75 | 66.75 | 70.75 | 73.75 | 75.75 | 77 | 77 | 77.75 | 76.25 | 75 | 73.75 | 72 | 68 | 63 | 62 | 60.75 | 59.25 | 0 | 0 | 0 | 0 | 0 | 0 | 0 | 0 | 0 | 0 | 0 | 0.027221 | 0.027809 | 0.028234 | 0.02835 | 0.028115 | 0.027471 | 0.026169 | 0 | 0 | 0 | 0 | 0 | 0
Program Specific1-in-2Size: 20 kW to 199.99 kWAll2026May Monthly Peak | Program Specific | 1-in-2 | Size: 20 kW to 199.99 kW | All | 2026 | May Monthly Peak | 5 | 15.8171 | 15.2109 | 14.8789 | 14.8112 | 15.306 | 16.7195 | 18.6816 | 21.0955 | 23.8077 | 25.7646 | 27.2151 | 28.1821 | 28.6434 | 29.0823 | 28.9991 | 28.2335 | 26.9831 | 25.3064 | 23.418 | 23.0742 | 22.7939 | 21.108 | 18.9063 | 17.1604 | 0 | 0 | 0 | 0 | 0 | 0 | 0 | 0 | 0 | 0 | 0 | 0.25941 | 0.26366 | 0.2677 | 0.26693 | 0.25989 | 0.24838 | 0.23294 | 0 | 0 | 0 | 0 | 0 | 0 | 59.5 | 59.25 | 59 | 58.25 | 58 | 57.25 | 61 | 65.25 | 70.25 | 75 | 79.25 | 80.25 | 79.25 | 78.75 | 78.75 | 78.25 | 77 | 75.5 | 72.75 | 69 | 66 | 64.75 | 64.5 | 63 | 0 | 0 | 0 | 0 | 0 | 0 | 0 | 0 | 0 | 0 | 0 | 0.02763 | 0.028176 | 0.028543 | 0.028575 | 0.028232 | 0.027512 | 0.02611 | 0 | 0 | 0 | 0 | 0 | 0
Program Specific1-in-2Size: 20 kW to 199.99 kWAll2026June Monthly Peak | Program Specific | 1-in-2 | Size: 20 kW to 199.99 kW | All | 2026 | June Monthly Peak | 6 | 16.3698 | 15.7331 | 15.3582 | 15.2941 | 15.8137 | 17.1544 | 19.1556 | 21.6611 | 24.3083 | 26.461 | 28.0353 | 28.9786 | 29.3261 | 29.59 | 29.4821 | 28.8345 | 27.8115 | 26.3537 | 24.5076 | 23.5626 | 23.3316 | 21.8061 | 19.6024 | 17.7672 | 0 | 0 | 0 | 0 | 0 | 0 | 0 | 0 | 0 | 0 | 0 | 0.26675 | 0.26994 | 0.27237 | 0.27138 | 0.26542 | 0.256 | 0.24258 | 0 | 0 | 0 | 0 | 0 | 0 | 60.25 | 60.25 | 59.25 | 59.75 | 58.5 | 59.75 | 60.75 | 64.5 | 67.25 | 70.75 | 74.5 | 77.5 | 78.5 | 80 | 80.25 | 78.75 | 77.5 | 76.25 | 74 | 71.25 | 67 | 64.5 | 63.5 | 62.75 | 0 | 0 | 0 | 0 | 0 | 0 | 0 | 0 | 0 | 0 | 0 | 0.028726 | 0.029148 | 0.02937 | 0.02936 | 0.029039 | 0.028455 | 0.027243 | 0 | 0 | 0 | 0 | 0 | 0
Program Specific1-in-2Size: 20 kW to 199.99 kWAll2026July Monthly Peak | Program Specific | 1-in-2 | Size: 20 kW to 199.99 kW | All | 2026 | July Monthly Peak | 7 | 17.3721 | 16.6651 | 16.2484 | 16.1695 | 16.7132 | 18.2511 | 20.4723 | 23.0201 | 25.7087 | 27.9268 | 29.5977 | 30.6684 | 31.189 | 31.6281 | 31.6671 | 31.205 | 30.1701 | 28.484 | 26.1856 | 25.0115 | 24.7468 | 23.1412 | 20.8194 | 18.8812 | 0 | 0 | 0 | 0 | 0 | 0 | 0 | 0 | 0 | 0 | 0 | 0.2823 | 0.28709 | 0.29113 | 0.29149 | 0.28724 | 0.27771 | 0.26219 | 0 | 0 | 0 | 0 | 0 | 0 | 67.75 | 67.25 | 66.5 | 66.5 | 66.5 | 66.5 | 67.75 | 69.5 | 74.5 | 77.75 | 78.75 | 77.25 | 78.75 | 82 | 80 | 81.75 | 84 | 83.5 | 78.25 | 74 | 72.25 | 71.75 | 69.75 | 69.75 | 0 | 0 | 0 | 0 | 0 | 0 | 0 | 0 | 0 | 0 | 0 | 0.030824 | 0.031415 | 0.031826 | 0.031941 | 0.031712 | 0.031058 | 0.029572 | 0 | 0 | 0 | 0 | 0 | 0
Program Specific1-in-2Size: 20 kW to 199.99 kWAll2026August Monthly Peak | Program Specific | 1-in-2 | Size: 20 kW to 199.99 kW | All | 2026 | August Monthly Peak | 8 | 17.7845 | 17.0284 | 16.5959 | 16.5117 | 17.1047 | 18.7804 | 21.4033 | 24.1796 | 27.2894 | 29.7892 | 31.7696 | 32.9714 | 33.5346 | 33.9786 | 33.9483 | 33.322 | 32.0918 | 30.216 | 27.598 | 26.5252 | 25.7671 | 23.8393 | 21.3506 | 19.3531 | 0 | 0 | 0 | 0 | 0 | 0 | 0 | 0 | 0 | 0 | 0 | 0.3035 | 0.30868 | 0.31277 | 0.31249 | 0.30673 | 0.2954 | 0.27814 | 0 | 0 | 0 | 0 | 0 | 0 | 70.4 | 70.6 | 69.6 | 70 | 69.2 | 68.8 | 68.8 | 68.6 | 71.4 | 74.8 | 80 | 83 | 84.2 | 84.4 | 84.2 | 83.6 | 83.4 | 81.8 | 78.6 | 76 | 74 | 73.2 | 71.4 | 71.8 | 0 | 0 | 0 | 0 | 0 | 0 | 0 | 0 | 0 | 0 | 0 | 0.032523 | 0.033123 | 0.033477 | 0.033527 | 0.033243 | 0.032596 | 0.031051 | 0 | 0 | 0 | 0 | 0 | 0
Program Specific1-in-2Size: 20 kW to 199.99 kWAll2026September Monthly Peak | Program Specific | 1-in-2 | Size: 20 kW to 199.99 kW | All | 2026 | September Monthly Peak | 9 | 18.0235 | 17.3065 | 16.8911 | 16.8402 | 17.4723 | 19.2581 | 22.2421 | 24.8844 | 28.3415 | 31.0624 | 33.0429 | 34.2979 | 34.8455 | 35.3381 | 35.2447 | 34.3384 | 32.736 | 30.6068 | 28.1096 | 27.5805 | 26.0472 | 23.9435 | 21.4008 | 19.4195 | 0 | 0 | 0 | 0 | 0 | 0 | 0 | 0 | 0 | 0 | 0 | 0.31571 | 0.32075 | 0.32528 | 0.32442 | 0.31608 | 0.30133 | 0.28173 | 0 | 0 | 0 | 0 | 0 | 0 | 65.75 | 65 | 65.75 | 63.75 | 64.5 | 65.25 | 67.5 | 69 | 76.5 | 82 | 87.5 | 88.75 | 88.25 | 90.25 | 92 | 89.75 | 88 | 87.5 | 86 | 81 | 76.5 | 76.25 | 74 | 72.5 | 0 | 0 | 0 | 0 | 0 | 0 | 0 | 0 | 0 | 0 | 0 | 0.033287 | 0.033886 | 0.034283 | 0.034283 | 0.033848 | 0.03293 | 0.03114 | 0 | 0 | 0 | 0 | 0 | 0
Program Specific1-in-2Size: 20 kW to 199.99 kWAll2026October Monthly Peak | Program Specific | 1-in-2 | Size: 20 kW to 199.99 kW | All | 2026 | October Monthly Peak | 10 | 16.8549 | 16.1895 | 15.8081 | 15.7412 | 16.2822 | 17.8525 | 20.7047 | 22.7251 | 25.6378 | 28.2956 | 30.4401 | 31.9905 | 32.8439 | 33.5532 | 33.5352 | 32.6455 | 31.0122 | 28.8438 | 27.4332 | 26.3826 | 24.7234 | 22.7385 | 20.2694 | 18.3292 | 0 | 0 | 0 | 0 | 0 | 0 | 0 | 0 | 0 | 0 | 0 | 0.29447 | 0.30233 | 0.30885 | 0.30869 | 0.3005 | 0.28547 | 0.26551 | 0 | 0 | 0 | 0 | 0 | 0 | 62.5 | 62.25 | 62.5 | 61.25 | 61.5 | 59.75 | 61 | 64.25 | 69.75 | 75.25 | 79.5 | 81.5 | 84.25 | 86.25 | 86 | 85 | 84 | 82.25 | 76.75 | 70.25 | 68.25 | 65.75 | 64.75 | 63 | 0 | 0 | 0 | 0 | 0 | 0 | 0 | 0 | 0 | 0 | 0 | 0.031091 | 0.032031 | 0.032654 | 0.032744 | 0.032317 | 0.031315 | 0.029451 | 0 | 0 | 0 | 0 | 0 | 0
Program Specific1-in-2Size: 20 kW to 199.99 kWAll2026November Monthly Peak | Program Specific | 1-in-2 | Size: 20 kW to 199.99 kW | All | 2026 | November Monthly Peak | 11 | 15.3708 | 14.9006 | 14.6459 | 14.6799 | 15.2377 | 16.7679 | 18.8135 | 20.7065 | 23.0395 | 24.8233 | 26.1911 | 27.0594 | 27.476 | 27.8712 | 27.6844 | 26.7557 | 25.8094 | 25.7324 | 24.0808 | 22.7616 | 21.4928 | 19.925 | 18.0027 | 16.4684 | 0 | 0 | 0 | 0 | 0 | 0 | 0 | 0 | 0 | 0 | 0 | 0.24908 | 0.25291 | 0.25655 | 0.25483 | 0.24628 | 0.23757 | 0.23687 | 0 | 0 | 0 | 0 | 0 | 0 | 60.2 | 59.8 | 59.6 | 59.6 | 60 | 60.6 | 59.8 | 59.6 | 62.8 | 65.8 | 68.2 | 70 | 71.2 | 71.6 | 70.2 | 70 | 68.8 | 66.8 | 65.4 | 63.8 | 63 | 62.6 | 61.8 | 61.6 | 0 | 0 | 0 | 0 | 0 | 0 | 0 | 0 | 0 | 0 | 0 | 0.026518 | 0.027044 | 0.027397 | 0.027315 | 0.02667 | 0.025982 | 0.025846 | 0 | 0 | 0 | 0 | 0 | 0
Program Specific1-in-2Size: 20 kW to 199.99 kWAll2026December Monthly Peak | Program Specific | 1-in-2 | Size: 20 kW to 199.99 kW | All | 2026 | December Monthly Peak | 12 | 14.5792 | 14.1879 | 14.0127 | 14.103 | 14.6934 | 16.2424 | 18.2145 | 20.0517 | 21.8957 | 22.9228 | 23.5483 | 23.8175 | 23.7991 | 23.8494 | 23.5754 | 22.8561 | 22.3629 | 22.9447 | 22.0312 | 20.9168 | 19.8553 | 18.5553 | 16.9031 | 15.5982 | 0 | 0 | 0 | 0 | 0 | 0 | 0 | 0 | 0 | 0 | 0 | 0.21924 | 0.21907 | 0.21953 | 0.21701 | 0.21039 | 0.20585 | 0.2112 | 0 | 0 | 0 | 0 | 0 | 0 | 48.25 | 48 | 46.75 | 48 | 46.75 | 47 | 46.5 | 45.75 | 53 | 57.75 | 61.75 | 63 | 62.25 | 66 | 65 | 63.5 | 61.75 | 59.5 | 57.75 | 54.5 | 53.25 | 51.75 | 52 | 52 | 0 | 0 | 0 | 0 | 0 | 0 | 0 | 0 | 0 | 0 | 0 | 0.022716 | 0.02282 | 0.022891 | 0.022757 | 0.022287 | 0.02199 | 0.022449 | 0 | 0 | 0 | 0 | 0 | 0
Program Specific1-in-2Size: 20 kW to 199.99 kWAll2026Typical Event Day | Program Specific | 1-in-2 | Size: 20 kW to 199.99 kW | All | 2026 | Typical Event Day | 8 | 17.6516 | 16.912 | 16.4883 | 16.4076 | 16.9948 | 18.6512 | 21.2499 | 23.922 | 26.8574 | 29.1861 | 31.0046 | 32.0964 | 32.6362 | 33.0944 | 33.0967 | 32.5012 | 31.3294 | 29.5332 | 27.0675 | 26.0648 | 25.3757 | 23.5186 | 21.0938 | 19.141 | 0 | 0 | 0 | 0 | 0 | 0 | 0 | 0 | 0 | 0 | 0 | 0.29544 | 0.30041 | 0.30463 | 0.30465 | 0.29917 | 0.28838 | 0.27185 | 0 | 0 | 0 | 0 | 0 | 0 | 66.0375 | 65.775 | 65.275 | 65 | 64.675 | 65.075 | 66.2 | 67.9 | 72.4125 | 76.325 | 80.1875 | 81.625 | 82.425 | 84.1625 | 84.1125 | 83.4625 | 83.225 | 82.2625 | 79.2125 | 75.5625 | 72.4375 | 71.425 | 69.6625 | 69.2 | 0 | 0 | 0 | 0 | 0 | 0 | 0 | 0 | 0 | 0 | 0 | 0.031745 | 0.032331 | 0.032707 | 0.03279 | 0.03252 | 0.031899 | 0.030412 | 0 | 0 | 0 | 0 | 0 | 0
Program Specific1-in-10AllAll2016January Monthly Peak | Program Specific | 1-in-10 | All | All | 2016 | January Monthly Peak | 1 | 20.6358 | 20.1427 | 20.0378 | 20.2194 | 21.303 | 23.5768 | 27.1376 | 29.684 | 31.227 | 31.3842 | 31.2601 | 30.7031 | 30.0857 | 29.5356 | 28.8975 | 28.3219 | 28.2511 | 29.4844 | 29.0509 | 27.7893 | 26.6559 | 25.2182 | 23.4619 | 22.1088 | -0.040581 | 0.037155 | -0.021013 | -0.024946 | -0.11706 | -0.24299 | -0.30748 | -0.40347 | -0.27081 | -0.050328 | 0.14231 | 0.82222 | 0.755 | 0.69124 | 0.63273 | 0.46684 | 0.48011 | 0.32258 | -0.23656 | -0.1168 | -0.03458 | -0.074171 | -0.079426 | -0.033465 | 42.238 | 41.238 | 40.2563 | 39.7014 | 39.1831 | 38.4331 | 38.4148 | 38.4422 | 45.7408 | 51.2042 | 55.1585 | 56.9085 | 57.9451 | 58.1768 | 57.9542 | 56.2683 | 54.8232 | 52.3873 | 50.6648 | 47.7014 | 46.238 | 45.4971 | 46.8965 | 46.4056 | 0.24598 | 0.19745 | 0.16858 | 0.22162 | 0.27541 | 0.33671 | 0.30619 | 0.29584 | 0.15551 | 0.27308 | 0.24936 | 0.23356 | 0.21042 | 0.1963 | 0.2063 | 0.27703 | 0.23319 | 0.25084 | 0.29975 | 0.33133 | 0.35219 | 0.37369 | 0.33702 | 0.29776
Program Specific1-in-10AllAll2016February Monthly Peak | Program Specific | 1-in-10 | All | All | 2016 | February Monthly Peak | 2 | 21.551 | 20.9598 | 20.7313 | 20.8543 | 21.8095 | 24.026 | 27.3524 | 29.6671 | 31.5567 | 32.4124 | 33.0621 | 33.1722 | 33.1569 | 33.1516 | 32.8169 | 31.9418 | 31.0636 | 31.2177 | 31.0208 | 29.5905 | 28.325 | 26.5918 | 24.544 | 22.9802 | -0.03379 | 0.037885 | -0.013587 | -0.013315 | -0.095394 | -0.1966 | -0.2695 | -0.32698 | -0.20858 | -0.023225 | 0.17277 | 0.92422 | 0.87685 | 0.81679 | 0.76228 | 0.61338 | 0.61493 | 0.45746 | -0.13821 | -0.061239 | -0.0023385 | -0.043891 | -0.047543 | -0.0076747 | 52.3782 | 51.8966 | 51.8599 | 50.8966 | 51.6283 | 50.9057 | 51.6374 | 52.1008 | 52.3324 | 53.7683 | 54.5275 | 55.0275 | 55.8141 | 54.0824 | 53.3233 | 52.0824 | 49.8324 | 48.1099 | 47.3416 | 48.0916 | 47.8416 | 46.8874 | 47.8416 | 46.8691 | 0.23158 | 0.18543 | 0.15705 | 0.20649 | 0.25421 | 0.30958 | 0.28103 | 0.26866 | 0.14244 | 0.25207 | 0.23342 | 0.22275 | 0.20338 | 0.19228 | 0.20405 | 0.27083 | 0.22357 | 0.23863 | 0.28611 | 0.31593 | 0.33557 | 0.3536 | 0.31622 | 0.27849
Program Specific1-in-10AllAll2016March Monthly Peak | Program Specific | 1-in-10 | All | All | 2016 | March Monthly Peak | 3 | 23.3713 | 22.5834 | 22.1101 | 22.0011 | 22.75 | 24.9111 | 28.5064 | 30.9411 | 33.4468 | 35.4402 | 37.2888 | 38.373 | 39.0482 | 39.8058 | 39.8011 | 38.8108 | 37.2403 | 35.4678 | 33.7933 | 33.2934 | 31.8341 | 29.6997 | 27.1484 | 25.1054 | -0.01736 | 0.038356 | 0.00332 | 0.013421 | -0.045931 | -0.092977 | -0.18618 | -0.16959 | -0.073916 | 0.039715 | 0.25031 | 1.1728 | 1.1614 | 1.1054 | 1.057 | 0.97465 | 0.96165 | 0.79142 | 0.10797 | 0.078437 | 0.077442 | 0.029427 | 0.02964 | 0.053782 | 56.1834 | 54.4609 | 52.9517 | 53.415 | 53.8784 | 54.0733 | 54.055 | 56.2592 | 63.1767 | 68.8716 | 73.1492 | 75.9358 | 79.1583 | 78.9633 | 76.1033 | 72.75 | 72.4908 | 71.0275 | 67.4059 | 62.9517 | 61.7017 | 59.7292 | 59.6925 | 57.7292 | 0.20059 | 0.16066 | 0.13495 | 0.17526 | 0.21267 | 0.26035 | 0.23769 | 0.22961 | 0.12358 | 0.22364 | 0.21135 | 0.20638 | 0.19033 | 0.18307 | 0.19568 | 0.2581 | 0.21023 | 0.21557 | 0.25064 | 0.28242 | 0.30012 | 0.31542 | 0.27987 | 0.24399
Program Specific1-in-10AllAll2016April Monthly Peak | Program Specific | 1-in-10 | All | All | 2016 | April Monthly Peak | 4 | 24.4519 | 23.5077 | 22.9585 | 22.8012 | 23.5981 | 25.8604 | 28.9845 | 32.0931 | 36.0729 | 39.5363 | 42.4644 | 44.2205 | 45.0493 | 45.6369 | 45.3513 | 44.1081 | 42.0607 | 39.4814 | 36.2943 | 35.7353 | 34.3966 | 31.9011 | 28.9993 | 26.6859 | -0.00067515 | 0.038729 | 0.020669 | 0.040488 | 0.0013789 | 0.0071715 | -0.10477 | -0.013078 | 0.064148 | 0.1084 | 0.33914 | 1.4535 | 1.4706 | 1.3952 | 1.3365 | 1.3354 | 1.3074 | 1.1428 | 0.36204 | 0.22374 | 0.16022 | 0.10653 | 0.11051 | 0.11824 | 62.674 | 61.8873 | 60.165 | 61.37 | 60.37 | 60.5833 | 59.8418 | 67.1124 | 77.8744 | 84.1146 | 88.4201 | 91.6972 | 92.9467 | 92.0118 | 91.0568 | 90.0942 | 88.185 | 86.6682 | 83.9449 | 78.491 | 73.3515 | 69.9342 | 64.5888 | 63.0621 | 0.18734 | 0.14923 | 0.12536 | 0.16263 | 0.19814 | 0.2429 | 0.21661 | 0.21093 | 0.1163 | 0.2166 | 0.20768 | 0.20505 | 0.18933 | 0.18107 | 0.19174 | 0.25205 | 0.20402 | 0.20705 | 0.23471 | 0.26435 | 0.28206 | 0.29649 | 0.26373 | 0.23064
Program Specific1-in-10AllAll2016May Monthly Peak | Program Specific | 1-in-10 | All | All | 2016 | May Monthly Peak | 5 | 24.3742 | 23.5118 | 22.9819 | 22.8723 | 23.7416 | 26.0031 | 28.8822 | 32.7036 | 36.9956 | 40.3476 | 43.0676 | 44.7141 | 45.3738 | 45.7472 | 45.3048 | 43.9305 | 41.8265 | 39.2119 | 36.0146 | 35.1377 | 34.3559 | 31.7991 | 28.9607 | 26.6649 | 0.0021007 | 0.038784 | 0.023496 | 0.045003 | 0.009037 | 0.023297 | -0.092628 | 0.011492 | 0.088822 | 0.12278 | 0.36031 | 1.5119 | 1.5275 | 1.4392 | 1.3762 | 1.387 | 1.3571 | 1.1957 | 0.40566 | 0.24807 | 0.17466 | 0.11832 | 0.12295 | 0.12772 | 65.9245 | 65.4153 | 65.851 | 65.5826 | 64.5918 | 63.851 | 63.1102 | 68.9357 | 79.7061 | 85.1786 | 88.9929 | 92.4378 | 92.4102 | 90.7061 | 90.697 | 88.7521 | 85.5663 | 83.8255 | 81.9265 | 80.1582 | 74.2408 | 69.8235 | 68.8051 | 67.101 | 0.18524 | 0.14846 | 0.12467 | 0.16263 | 0.19932 | 0.24464 | 0.21682 | 0.21459 | 0.11985 | 0.22316 | 0.21286 | 0.2097 | 0.19277 | 0.18299 | 0.19332 | 0.25393 | 0.20542 | 0.20869 | 0.23688 | 0.26558 | 0.28384 | 0.29524 | 0.26314 | 0.22951
Program Specific1-in-10AllAll2016June Monthly Peak | Program Specific | 1-in-10 | All | All | 2016 | June Monthly Peak | 6 | 24.9894 | 24.0942 | 23.5385 | 23.4017 | 24.2642 | 26.3867 | 29.233 | 32.9952 | 36.8072 | 40.0464 | 42.6759 | 44.1321 | 44.627 | 44.8604 | 44.489 | 43.3569 | 41.7153 | 39.425 | 36.5242 | 35.0094 | 34.4018 | 32.1602 | 29.4263 | 27.11 | -0.0029732 | 0.040277 | 0.019116 | 0.038438 | -0.0052759 | -0.0068492 | -0.11861 | -0.035761 | 0.046922 | 0.10243 | 0.33845 | 1.4523 | 1.4547 | 1.368 | 1.3081 | 1.3005 | 1.2888 | 1.1229 | 0.33913 | 0.20775 | 0.15269 | 0.09795 | 0.102 | 0.11226 | 65.3412 | 62.638 | 61.6748 | 61.6649 | 61.4333 | 60.72 | 62.1566 | 70.6484 | 76.0103 | 79.7333 | 84.642 | 87.355 | 89.096 | 89.605 | 87.1686 | 87.2153 | 86.9646 | 84.4831 | 82.28 | 79.6028 | 75.9548 | 72.2684 | 70.5276 | 68.0912 | 0.19448 | 0.15556 | 0.13078 | 0.16998 | 0.20765 | 0.25331 | 0.22343 | 0.2208 | 0.12132 | 0.22422 | 0.21376 | 0.21011 | 0.19258 | 0.18267 | 0.19357 | 0.25587 | 0.2098 | 0.21383 | 0.24449 | 0.27033 | 0.29004 | 0.30399 | 0.27194 | 0.23762
Program Specific1-in-10AllAll2016July Monthly Peak | Program Specific | 1-in-10 | All | All | 2016 | July Monthly Peak | 7 | 26.2523 | 25.3163 | 24.708 | 24.6017 | 25.5682 | 28.0456 | 31.1286 | 34.9329 | 38.7921 | 42.1304 | 44.8519 | 46.3552 | 47.0004 | 47.3103 | 47.0455 | 46.241 | 44.6739 | 42.1763 | 38.7552 | 36.9309 | 36.2173 | 33.861 | 30.9795 | 28.5675 | 0.0059941 | 0.040711 | 0.028667 | 0.053679 | 0.020971 | 0.049574 | -0.078809 | 0.049541 | 0.12353 | 0.1395 | 0.37939 | 1.563 | 1.585 | 1.4932 | 1.4369 | 1.4913 | 1.4846 | 1.327 | 0.48324 | 0.28818 | 0.19832 | 0.1404 | 0.14689 | 0.14821 | 71.0644 | 71.5184 | 71.0276 | 70.7868 | 70.0828 | 70.0736 | 69.592 | 72.75 | 76.6396 | 81.1028 | 86.2425 | 91.3545 | 91.6413 | 91.9557 | 92.2057 | 91.3913 | 87.4741 | 84.7885 | 83.6028 | 81.408 | 78.1396 | 74.9632 | 73.7224 | 72.7684 | 0.19565 | 0.15704 | 0.13181 | 0.17211 | 0.2115 | 0.26067 | 0.22917 | 0.22364 | 0.1219 | 0.22521 | 0.21414 | 0.20973 | 0.19293 | 0.18301 | 0.19421 | 0.25933 | 0.21382 | 0.21767 | 0.24761 | 0.27281 | 0.29169 | 0.30578 | 0.27323 | 0.23911
Program Specific1-in-10AllAll2016August Monthly Peak | Program Specific | 1-in-10 | All | All | 2016 | August Monthly Peak | 8 | 26.8409 | 25.8401 | 25.2256 | 25.1127 | 26.1277 | 28.807 | 32.3193 | 36.2492 | 40.5116 | 44.0451 | 47.02 | 48.6212 | 49.3028 | 49.6226 | 49.3255 | 48.2814 | 46.4915 | 43.9336 | 40.3256 | 38.6892 | 37.4176 | 34.7371 | 31.6889 | 29.2145 | 0.0075441 | 0.041548 | 0.030775 | 0.057204 | 0.025711 | 0.060191 | -0.074207 | 0.064625 | 0.13963 | 0.14962 | 0.39792 | 1.6373 | 1.6637 | 1.5684 | 1.5121 | 1.5678 | 1.5547 | 1.4014 | 0.52423 | 0.31394 | 0.21258 | 0.15169 | 0.15832 | 0.15788 | 73.0513 | 72.2446 | 71.6446 | 70.4962 | 70.4367 | 70.2367 | 69.4809 | 72.3764 | 79.2082 | 83.7638 | 89.2758 | 90.8764 | 92.6836 | 91.0984 | 91.4901 | 91.3275 | 89.9785 | 89.5711 | 85.4742 | 82.3113 | 78.1857 | 76.37 | 75.2068 | 75.1782 | 0.20108 | 0.16102 | 0.13524 | 0.17655 | 0.2168 | 0.26855 | 0.23681 | 0.22968 | 0.12588 | 0.23259 | 0.22167 | 0.21755 | 0.20029 | 0.1901 | 0.20207 | 0.26822 | 0.2202 | 0.22556 | 0.25776 | 0.28587 | 0.30264 | 0.31624 | 0.28183 | 0.24622
Program Specific1-in-10AllAll2016September Monthly Peak | Program Specific | 1-in-10 | All | All | 2016 | September Monthly Peak | 9 | 27.0687 | 26.0961 | 25.5072 | 25.4507 | 26.5945 | 29.4297 | 33.5419 | 37.5457 | 42.6021 | 46.7382 | 49.9186 | 51.7036 | 52.335 | 52.577 | 52.0893 | 50.6006 | 48.216 | 45.3166 | 41.7118 | 40.6039 | 38.2945 | 35.2582 | 31.9966 | 29.4768 | 0.010749 | 0.040919 | 0.033684 | 0.061677 | 0.035018 | 0.080055 | -0.059346 | 0.096672 | 0.17204 | 0.16968 | 0.42956 | 1.752 | 1.783 | 1.6768 | 1.6132 | 1.6741 | 1.6395 | 1.483 | 0.58205 | 0.35039 | 0.23015 | 0.16639 | 0.17213 | 0.16805 | 70.5921 | 70.1105 | 70.0829 | 69.8237 | 70.0553 | 68.8513 | 71.5276 | 72.9724 | 80.5381 | 87.2328 | 96.188 | 99.4104 | 100.8183 | 100.3828 | 99.188 | 98.2433 | 96.8631 | 95.1223 | 92.4276 | 83.9079 | 79.5276 | 77.3145 | 76.2776 | 74.3145 | 0.19868 | 0.1592 | 0.13388 | 0.17519 | 0.2169 | 0.26908 | 0.24187 | 0.23476 | 0.13073 | 0.24467 | 0.23323 | 0.22914 | 0.21069 | 0.19936 | 0.21113 | 0.27775 | 0.22504 | 0.22969 | 0.26363 | 0.2951 | 0.30716 | 0.31818 | 0.28119 | 0.24521
Program Specific1-in-10AllAll2016October Monthly Peak | Program Specific | 1-in-10 | All | All | 2016 | October Monthly Peak | 10 | 25.7992 | 24.8789 | 24.2982 | 24.1707 | 25.1144 | 27.5019 | 31.3625 | 34.5636 | 38.7398 | 42.5482 | 45.819 | 47.9211 | 48.9413 | 49.6753 | 49.3853 | 47.9553 | 45.5875 | 42.6089 | 40.2259 | 38.5331 | 36.2203 | 33.3871 | 30.3773 | 28.0064 | 0.0021877 | 0.041091 | 0.024975 | 0.047959 | 0.010196 | 0.026441 | -0.098102 | 0.014611 | 0.094596 | 0.1285 | 0.37648 | 1.5938 | 1.6173 | 1.5366 | 1.4776 | 1.4942 | 1.4647 | 1.2918 | 0.44671 | 0.2688 | 0.18392 | 0.12491 | 0.13047 | 0.13598 | 68.5835 | 66.6197 | 66.8153 | 66.5645 | 65.0739 | 64.8057 | 64.0824 | 67.4543 | 75.964 | 83.3897 | 89.1401 | 91.372 | 91.7323 | 92.4915 | 91.2791 | 90.0003 | 89.9913 | 87.5842 | 82.9439 | 79.4998 | 75.5468 | 72.3232 | 69.8977 | 69.3612 | 0.19835 | 0.15877 | 0.13319 | 0.17335 | 0.2127 | 0.25946 | 0.23233 | 0.2256 | 0.12446 | 0.23152 | 0.22204 | 0.21946 | 0.2024 | 0.19372 | 0.20575 | 0.27106 | 0.21999 | 0.22375 | 0.25856 | 0.28501 | 0.29702 | 0.30792 | 0.27493 | 0.2414
Program Specific1-in-10AllAll2016November Monthly Peak | Program Specific | 1-in-10 | All | All | 2016 | November Monthly Peak | 11 | 23.9825 | 23.2495 | 22.8005 | 22.7918 | 23.7518 | 25.9845 | 28.9238 | 32.0463 | 35.7245 | 38.8581 | 41.5369 | 43.1154 | 43.8756 | 44.4449 | 44.0434 | 42.4831 | 40.6687 | 39.5694 | 36.5155 | 34.4622 | 32.652 | 30.2831 | 27.7643 | 25.7637 | -0.0041745 | 0.039223 | 0.017427 | 0.035798 | -0.0086525 | -0.013762 | -0.12298 | -0.046222 | 0.036535 | 0.097003 | 0.33107 | 1.4301 | 1.4413 | 1.3672 | 1.3085 | 1.2841 | 1.2623 | 1.1082 | 0.31964 | 0.1941 | 0.14172 | 0.089174 | 0.092741 | 0.10457 | 63.1255 | 62.3403 | 60.911 | 61.6362 | 61.2443 | 60.6365 | 59.8526 | 63.3343 | 71.4153 | 78.9495 | 82.8519 | 86.6667 | 87.8735 | 88.0457 | 87.845 | 87.023 | 83.9412 | 77.8075 | 72.3402 | 67.9927 | 66.1924 | 63.0364 | 62.207 | 61.0079 | 0.19035 | 0.15256 | 0.12837 | 0.16778 | 0.2067 | 0.25067 | 0.22208 | 0.218 | 0.12017 | 0.22341 | 0.21402 | 0.21076 | 0.19456 | 0.18638 | 0.19793 | 0.25977 | 0.21073 | 0.2157 | 0.24355 | 0.26595 | 0.28069 | 0.29319 | 0.2622 | 0.23081
Program Specific1-in-10AllAll2016December Monthly Peak | Program Specific | 1-in-10 | All | All | 2016 | December Monthly Peak | 12 | 21.0353 | 20.5595 | 20.3844 | 20.5098 | 21.4664 | 23.5813 | 26.3011 | 28.8126 | 30.7315 | 31.4476 | 31.7052 | 31.4349 | 30.9996 | 30.6212 | 30.1039 | 29.3838 | 29.1867 | 30.2146 | 29.4515 | 28.1399 | 26.9734 | 25.5261 | 23.7385 | 22.3451 | -0.03804 | 0.038426 | -0.018182 | -0.020286 | -0.10829 | -0.222 | -0.28496 | -0.36335 | -0.24118 | -0.03858 | 0.15276 | 0.84806 | 0.78671 | 0.72308 | 0.66748 | 0.51255 | 0.52737 | 0.37463 | -0.19716 | -0.094929 | -0.022113 | -0.060563 | -0.0674 | -0.023702 | 47.3885 | 46.8885 | 45.4255 | 45.157 | 45.3885 | 45.3516 | 44.3885 | 45.3701 | 47.8331 | 50.8054 | 53.0092 | 53.2777 | 54.0369 | 55.0369 | 55.9815 | 55.0462 | 54.3054 | 50.8978 | 49.3978 | 48.6755 | 46.7309 | 47.907 | 46.1847 | 45.4532 | 0.24273 | 0.19577 | 0.16658 | 0.21807 | 0.2682 | 0.3236 | 0.28901 | 0.27755 | 0.14732 | 0.26053 | 0.23723 | 0.22349 | 0.20123 | 0.18806 | 0.19919 | 0.2678 | 0.2273 | 0.24606 | 0.29138 | 0.32291 | 0.3432 | 0.36467 | 0.32791 | 0.28978
Program Specific1-in-10AllAll2016Typical Event Day | Program Specific | 1-in-10 | All | All | 2016 | Typical Event Day | 8 | 26.7192 | 25.7294 | 25.1183 | 25.0067 | 26.0067 | 28.6575 | 32.1543 | 36.0139 | 40.1528 | 43.5564 | 46.4122 | 47.9532 | 48.6291 | 48.9816 | 48.7212 | 47.6992 | 45.9505 | 43.4317 | 39.9189 | 38.3355 | 37.1178 | 34.4888 | 31.4753 | 29.0237 | 0.0051788 | 0.041487 | 0.028283 | 0.053327 | 0.018837 | 0.045483 | -0.08529 | 0.042507 | 0.11947 | 0.13919 | 0.38376 | 1.5949 | 1.6169 | 1.5254 | 1.4707 | 1.514 | 1.5025 | 1.3471 | 0.48521 | 0.29206 | 0.20032 | 0.14054 | 0.14666 | 0.14863 | 70.0123 | 69.1279 | 68.6075 | 68.1929 | 68.0021 | 67.4705 | 68.1893 | 72.1868 | 78.099 | 82.9581 | 89.087 | 92.249 | 93.5597 | 93.2604 | 92.513 | 92.0443 | 90.32 | 88.4912 | 85.9461 | 81.8074 | 77.9519 | 75.229 | 73.9336 | 72.5881 | 0.20028 | 0.16043 | 0.13473 | 0.1759 | 0.21583 | 0.26712 | 0.23564 | 0.22844 | 0.12489 | 0.22997 | 0.21858 | 0.21437 | 0.19733 | 0.18747 | 0.19946 | 0.26482 | 0.21763 | 0.22301 | 0.2552 | 0.28334 | 0.30039 | 0.31424 | 0.28011 | 0.24472
Program Specific1-in-10AllAll2017January Monthly Peak | Program Specific | 1-in-10 | All | All | 2017 | January Monthly Peak | 1 | 21.4424 | 20.9307 | 20.8226 | 21.0071 | 22.1388 | 24.4873 | 28.1566 | 30.7814 | 32.3413 | 32.4965 | 32.3788 | 31.7914 | 31.1639 | 30.5963 | 29.9339 | 29.34 | 29.2613 | 30.4894 | 30.0371 | 28.7408 | 27.5865 | 26.1153 | 24.3342 | 22.9565 | -0.045518 | 0.041526 | -0.02369 | -0.028108 | -0.13127 | -0.27235 | -0.34458 | -0.4521 | -0.30339 | -0.05641 | 0.15906 | 0.8965 | 0.82181 | 0.75088 | 0.68615 | 0.50114 | 0.51598 | 0.33805 | -0.26487 | -0.13079 | -0.038727 | -0.083174 | -0.088938 | -0.037474 | 42.2666 | 41.2666 | 40.2871 | 39.7256 | 39.2051 | 38.4551 | 38.4346 | 38.4653 | 45.7397 | 51.1987 | 55.1475 | 56.8975 | 57.9385 | 58.168 | 57.9487 | 56.2705 | 54.832 | 52.4038 | 50.6846 | 47.7256 | 46.2666 | 45.5268 | 46.914 | 46.4243 | 0.27554 | 0.22116 | 0.18881 | 0.24823 | 0.3085 | 0.37717 | 0.34298 | 0.33138 | 0.17418 | 0.30591 | 0.27933 | 0.26143 | 0.2355 | 0.21968 | 0.23088 | 0.31016 | 0.261 | 0.28076 | 0.33575 | 0.37117 | 0.39453 | 0.41861 | 0.3775 | 0.33352
Program Specific1-in-10AllAll2017February Monthly Peak | Program Specific | 1-in-10 | All | All | 2017 | February Monthly Peak | 2 | 22.3881 | 21.7757 | 21.537 | 21.6637 | 22.66 | 24.9491 | 28.3854 | 30.7675 | 32.683 | 33.5426 | 34.2121 | 34.309 | 34.296 | 34.2857 | 33.9354 | 33.0278 | 32.1204 | 32.2686 | 32.0564 | 30.5901 | 29.3026 | 27.5271 | 25.4452 | 23.8539 | -0.037901 | 0.042343 | -0.015351 | -0.015058 | -0.10696 | -0.22031 | -0.30196 | -0.36632 | -0.23363 | -0.026041 | 0.19318 | 1.0083 | 0.95535 | 0.88809 | 0.82756 | 0.66178 | 0.66418 | 0.48755 | -0.15475 | -0.068552 | -0.0026 | -0.049225 | -0.053202 | -0.0085736 | 52.3936 | 51.9141 | 51.8731 | 50.9141 | 51.6436 | 50.9244 | 51.6539 | 52.1129 | 52.3423 | 53.7705 | 54.5308 | 55.0308 | 55.8218 | 54.0923 | 53.3321 | 52.0923 | 49.8423 | 48.1231 | 47.3526 | 48.1026 | 47.8526 | 46.9039 | 47.8526 | 46.8834 | 0.25935 | 0.20766 | 0.17587 | 0.23124 | 0.2847 | 0.34672 | 0.31474 | 0.30089 | 0.15952 | 0.28232 | 0.26142 | 0.24922 | 0.2275 | 0.21505 | 0.22824 | 0.30309 | 0.25011 | 0.26698 | 0.32041 | 0.35384 | 0.37584 | 0.39603 | 0.35414 | 0.31188
Program Specific1-in-10AllAll2017March Monthly Peak | Program Specific | 1-in-10 | All | All | 2017 | March Monthly Peak | 3 | 24.2594 | 23.4505 | 22.96 | 22.844 | 23.6223 | 25.8648 | 29.5799 | 32.099 | 34.6499 | 36.6727 | 38.5651 | 39.6585 | 40.3454 | 41.1183 | 41.105 | 40.0688 | 38.4467 | 36.624 | 34.9058 | 34.3868 | 32.9044 | 30.7212 | 28.1256 | 26.0438 | -0.019488 | 0.042884 | 0.0036244 | 0.014927 | -0.051508 | -0.10418 | -0.20855 | -0.18998 | -0.082799 | 0.04445 | 0.28003 | 1.2823 | 1.2689 | 1.2055 | 1.1514 | 1.0601 | 1.0467 | 0.85758 | 0.12077 | 0.087838 | 0.08676 | 0.032941 | 0.033253 | 0.060266 | 56.2053 | 54.4861 | 52.9758 | 53.4348 | 53.8937 | 54.0821 | 54.0616 | 56.2603 | 63.1679 | 68.8563 | 73.1371 | 75.9281 | 79.1473 | 78.9589 | 76.0858 | 72.75 | 72.4897 | 71.0308 | 67.4245 | 62.9758 | 61.7258 | 59.7566 | 59.7156 | 57.7566 | 0.22461 | 0.17989 | 0.15109 | 0.19624 | 0.23814 | 0.29153 | 0.26616 | 0.2571 | 0.13837 | 0.25043 | 0.23666 | 0.23071 | 0.21267 | 0.20452 | 0.21865 | 0.28866 | 0.23498 | 0.24099 | 0.28064 | 0.31625 | 0.33607 | 0.3532 | 0.31337 | 0.2732
Program Specific1-in-10AllAll2017April Monthly Peak | Program Specific | 1-in-10 | All | All | 2017 | April Monthly Peak | 4 | 25.4001 | 24.4285 | 23.8615 | 23.6959 | 24.5283 | 26.879 | 30.1039 | 33.3073 | 37.361 | 40.893 | 43.8874 | 45.6643 | 46.5069 | 47.1026 | 46.7934 | 45.4971 | 43.383 | 40.7377 | 37.4793 | 36.8993 | 35.5401 | 32.9938 | 30.0495 | 27.6992 | -0.00079428 | 0.043314 | 0.023083 | 0.045265 | 0.0015082 | 0.0080196 | -0.11734 | -0.014681 | 0.071789 | 0.12135 | 0.3795 | 1.5915 | 1.6099 | 1.5249 | 1.4593 | 1.459 | 1.4292 | 1.2472 | 0.40503 | 0.25046 | 0.17944 | 0.11931 | 0.1238 | 0.13244 | 62.6948 | 61.9037 | 60.1847 | 61.3844 | 60.3844 | 60.5933 | 59.8527 | 67.0959 | 77.8295 | 84.0686 | 88.3806 | 91.661 | 92.9104 | 91.9833 | 91.0337 | 90.0756 | 88.1773 | 86.6584 | 83.9384 | 78.4899 | 73.3636 | 69.9563 | 64.6292 | 63.0994 | 0.20973 | 0.16706 | 0.14033 | 0.18207 | 0.22183 | 0.27194 | 0.24251 | 0.23614 | 0.1302 | 0.24251 | 0.23251 | 0.22904 | 0.21137 | 0.20208 | 0.21404 | 0.28172 | 0.22785 | 0.2313 | 0.26275 | 0.29596 | 0.31579 | 0.33195 | 0.29526 | 0.25821
Program Specific1-in-10AllAll2017May Monthly Peak | Program Specific | 1-in-10 | All | All | 2017 | May Monthly Peak | 5 | 25.3203 | 24.4364 | 23.8881 | 23.7758 | 24.6872 | 27.0402 | 30.0157 | 33.9516 | 38.339 | 41.7635 | 44.5458 | 46.212 | 46.8795 | 47.249 | 46.7794 | 45.3501 | 43.178 | 40.4978 | 37.2285 | 36.3254 | 35.5208 | 32.899 | 30.0197 | 27.6831 | 0.0023141 | 0.04337 | 0.026248 | 0.050315 | 0.010086 | 0.026077 | -0.10372 | 0.012831 | 0.099396 | 0.13743 | 0.40314 | 1.6566 | 1.6734 | 1.5741 | 1.5039 | 1.517 | 1.4852 | 1.3068 | 0.45376 | 0.27766 | 0.19557 | 0.13249 | 0.13771 | 0.14303 | 65.9453 | 65.435 | 65.8631 | 65.5925 | 64.6028 | 63.8631 | 63.1233 | 68.9281 | 79.6711 | 85.1403 | 88.9622 | 92.4005 | 92.3697 | 90.6711 | 90.6608 | 88.7225 | 85.5444 | 83.8047 | 81.9178 | 80.1472 | 74.2397 | 69.8322 | 68.8117 | 67.1131 | 0.20734 | 0.16617 | 0.13954 | 0.18203 | 0.2231 | 0.27383 | 0.2427 | 0.2402 | 0.13415 | 0.24979 | 0.23827 | 0.23422 | 0.2152 | 0.20421 | 0.21581 | 0.2838 | 0.2294 | 0.23312 | 0.26514 | 0.29728 | 0.31772 | 0.33049 | 0.29454 | 0.25689
Program Specific1-in-10AllAll2017June Monthly Peak | Program Specific | 1-in-10 | All | All | 2017 | June Monthly Peak | 6 | 25.9599 | 25.0405 | 24.4674 | 24.324 | 25.2258 | 27.4352 | 30.3729 | 34.2489 | 38.1338 | 41.4338 | 44.1236 | 45.5954 | 46.0937 | 46.3233 | 45.9302 | 44.7537 | 43.0645 | 40.7113 | 37.7467 | 36.1904 | 35.5642 | 33.2655 | 30.494 | 28.1389 | -0.0033679 | 0.045028 | 0.021331 | 0.042947 | -0.0059461 | -0.0076823 | -0.13279 | -0.040066 | 0.052484 | 0.11463 | 0.37857 | 1.59 | 1.5922 | 1.4948 | 1.4281 | 1.4205 | 1.4087 | 1.225 | 0.37927 | 0.23249 | 0.17095 | 0.10966 | 0.11423 | 0.12569 | 65.352 | 62.6545 | 61.6956 | 61.6845 | 61.4551 | 60.7462 | 62.1752 | 70.6362 | 75.9818 | 79.7015 | 84.5993 | 87.308 | 89.0479 | 89.558 | 87.1291 | 87.1814 | 86.9306 | 84.4513 | 82.2538 | 79.5852 | 75.9494 | 72.2706 | 70.5309 | 68.102 | 0.21764 | 0.17408 | 0.14635 | 0.19022 | 0.23238 | 0.28349 | 0.25005 | 0.2471 | 0.13577 | 0.25094 | 0.23923 | 0.23463 | 0.21495 | 0.20383 | 0.21604 | 0.28592 | 0.23427 | 0.23882 | 0.2736 | 0.30255 | 0.3246 | 0.34022 | 0.30433 | 0.26592
Program Specific1-in-10AllAll2017July Monthly Peak | Program Specific | 1-in-10 | All | All | 2017 | July Monthly Peak | 7 | 27.2552 | 26.2987 | 25.6708 | 25.5622 | 26.576 | 29.156 | 32.3309 | 36.2369 | 40.1597 | 43.5601 | 46.3393 | 47.8496 | 48.5035 | 48.8083 | 48.5234 | 47.6902 | 46.0819 | 43.5175 | 40.0255 | 38.154 | 37.4167 | 35.0015 | 32.0805 | 29.6304 | 0.0066739 | 0.045517 | 0.032035 | 0.060016 | 0.023445 | 0.055482 | -0.088208 | 0.055409 | 0.13819 | 0.15609 | 0.42436 | 1.7115 | 1.7355 | 1.6324 | 1.5696 | 1.631 | 1.6249 | 1.4506 | 0.54037 | 0.32242 | 0.22198 | 0.15717 | 0.16445 | 0.16591 | 71.072 | 71.5206 | 71.0309 | 70.7912 | 70.0926 | 70.0823 | 69.6029 | 72.75 | 76.6265 | 81.0853 | 86.2119 | 91.3075 | 91.5986 | 91.9207 | 92.1707 | 91.3486 | 87.4413 | 84.7633 | 83.5854 | 81.3971 | 78.1265 | 74.9588 | 73.7191 | 72.7706 | 0.21891 | 0.17571 | 0.14747 | 0.19257 | 0.23666 | 0.29167 | 0.25643 | 0.25023 | 0.13639 | 0.252 | 0.23962 | 0.2341 | 0.21522 | 0.20408 | 0.21664 | 0.28968 | 0.23865 | 0.24302 | 0.27704 | 0.30526 | 0.32639 | 0.34216 | 0.30572 | 0.26754
Program Specific1-in-10AllAll2017August Monthly Peak | Program Specific | 1-in-10 | All | All | 2017 | August Monthly Peak | 8 | 27.873 | 26.8487 | 26.215 | 26.0993 | 27.1616 | 29.9519 | 33.5609 | 37.5859 | 41.9209 | 45.5181 | 48.5554 | 50.1677 | 50.86 | 51.1758 | 50.8615 | 49.7774 | 47.9383 | 45.3224 | 41.6485 | 39.9708 | 38.6635 | 35.9192 | 32.8269 | 30.3109 | 0.0084082 | 0.046449 | 0.03439 | 0.063953 | 0.028748 | 0.067354 | -0.083041 | 0.072277 | 0.15618 | 0.16738 | 0.44502 | 1.7925 | 1.8214 | 1.7143 | 1.6516 | 1.7146 | 1.7013 | 1.5322 | 0.5861 | 0.35119 | 0.2379 | 0.16977 | 0.1772 | 0.17669 | 73.0573 | 72.2499 | 71.6499 | 70.5076 | 70.441 | 70.241 | 69.4905 | 72.3736 | 79.1855 | 83.7357 | 89.2374 | 90.838 | 92.6461 | 91.0626 | 91.4534 | 91.2952 | 89.9522 | 89.544 | 85.4593 | 82.3008 | 78.184 | 76.3664 | 75.2076 | 75.1756 | 0.22495 | 0.18013 | 0.15128 | 0.1975 | 0.24254 | 0.30044 | 0.26493 | 0.25695 | 0.14082 | 0.26021 | 0.24799 | 0.24278 | 0.2234 | 0.21195 | 0.22538 | 0.29955 | 0.24573 | 0.2518 | 0.28835 | 0.31982 | 0.33859 | 0.35379 | 0.31529 | 0.27544
Program Specific1-in-10AllAll2017September Monthly Peak | Program Specific | 1-in-10 | All | All | 2017 | September Monthly Peak | 9 | 28.0836 | 27.0884 | 26.4818 | 26.425 | 27.6249 | 30.5718 | 34.805 | 38.9074 | 44.0609 | 48.283 | 51.5291 | 53.3282 | 53.9689 | 54.2011 | 53.6897 | 52.1443 | 49.6885 | 46.7259 | 43.0603 | 41.9206 | 39.5554 | 36.4441 | 33.1284 | 30.5652 | 0.011994 | 0.04574 | 0.037645 | 0.068951 | 0.039159 | 0.089569 | -0.066396 | 0.10812 | 0.19241 | 0.18978 | 0.48035 | 1.9179 | 1.9519 | 1.8329 | 1.7619 | 1.8311 | 1.7943 | 1.6219 | 0.65066 | 0.39188 | 0.2575 | 0.18619 | 0.19262 | 0.18803 | 70.603 | 70.1236 | 70.0927 | 69.8324 | 70.0618 | 68.8633 | 71.5309 | 72.9691 | 80.513 | 87.2012 | 96.1215 | 99.3406 | 100.7375 | 100.3096 | 99.1215 | 98.1833 | 96.8172 | 95.0775 | 92.3894 | 83.897 | 79.5309 | 77.3221 | 76.2809 | 74.3221 | 0.22222 | 0.17807 | 0.14974 | 0.19595 | 0.24261 | 0.30098 | 0.27053 | 0.26259 | 0.14622 | 0.27367 | 0.26088 | 0.25568 | 0.23496 | 0.22224 | 0.23546 | 0.31014 | 0.25108 | 0.25636 | 0.29486 | 0.33009 | 0.34357 | 0.35591 | 0.31452 | 0.27427
Program Specific1-in-10AllAll2017October Monthly Peak | Program Specific | 1-in-10 | All | All | 2017 | October Monthly Peak | 10 | 26.8063 | 25.8621 | 25.2612 | 25.1278 | 26.1168 | 28.5933 | 32.5637 | 35.8634 | 40.121 | 43.9994 | 47.3408 | 49.4659 | 50.4974 | 51.2406 | 50.9315 | 49.4493 | 47.0168 | 43.9723 | 41.5329 | 39.7913 | 37.428 | 34.5225 | 31.4736 | 29.069 | 0.0024141 | 0.045916 | 0.027885 | 0.053582 | 0.011377 | 0.02957 | -0.10974 | 0.016311 | 0.10576 | 0.1437 | 0.42087 | 1.7441 | 1.7694 | 1.6784 | 1.6126 | 1.6321 | 1.6012 | 1.4105 | 0.49925 | 0.30058 | 0.20575 | 0.13974 | 0.14598 | 0.15212 | 68.5934 | 66.6338 | 66.823 | 66.5722 | 65.0827 | 64.8123 | 64.0922 | 67.4489 | 75.9302 | 83.3471 | 89.0975 | 91.3273 | 91.7006 | 92.4609 | 91.253 | 89.9708 | 89.9607 | 87.5646 | 82.9373 | 79.4998 | 75.5524 | 72.3319 | 69.9152 | 69.3743 | 0.22182 | 0.17755 | 0.14894 | 0.19386 | 0.23787 | 0.29016 | 0.25981 | 0.25229 | 0.13917 | 0.25892 | 0.24832 | 0.24487 | 0.22571 | 0.21595 | 0.22944 | 0.30264 | 0.24544 | 0.24972 | 0.28914 | 0.31874 | 0.33218 | 0.34436 | 0.30745 | 0.26995
Program Specific1-in-10AllAll2017November Monthly Peak | Program Specific | 1-in-10 | All | All | 2017 | November Monthly Peak | 11 | 24.9201 | 24.1651 | 23.6995 | 23.6892 | 24.6959 | 27.0055 | 30.0387 | 33.267 | 37.022 | 40.2236 | 42.9695 | 44.5684 | 45.3433 | 45.9242 | 45.5055 | 43.89 | 42.0121 | 40.8469 | 37.7114 | 35.6046 | 33.7635 | 31.3364 | 28.7809 | 26.7506 | -0.0047024 | 0.043814 | 0.019429 | 0.039964 | -0.009713 | -0.015405 | -0.13755 | -0.05172 | 0.040826 | 0.10845 | 0.37 | 1.5651 | 1.577 | 1.4936 | 1.4283 | 1.4023 | 1.3793 | 1.2075 | 0.35716 | 0.21702 | 0.15851 | 0.099737 | 0.10376 | 0.11697 | 63.1403 | 62.3568 | 60.9241 | 61.6404 | 61.2495 | 60.6408 | 59.8588 | 63.3265 | 71.3935 | 78.9199 | 82.8344 | 86.6509 | 87.8585 | 88.0275 | 87.8267 | 87.0021 | 83.9343 | 77.8084 | 72.3568 | 68.0154 | 66.2151 | 63.0643 | 62.2314 | 61.0324 | 0.21283 | 0.17057 | 0.14352 | 0.18759 | 0.23111 | 0.28028 | 0.24831 | 0.24375 | 0.13436 | 0.2498 | 0.2393 | 0.23519 | 0.21702 | 0.20783 | 0.22077 | 0.29006 | 0.23515 | 0.24073 | 0.2723 | 0.29737 | 0.31386 | 0.32782 | 0.29316 | 0.25806
Program Specific1-in-10AllAll2017December Monthly Peak | Program Specific | 1-in-10 | All | All | 2017 | December Monthly Peak | 12 | 21.8477 | 21.3573 | 21.1763 | 21.3013 | 22.297 | 24.4736 | 27.2842 | 29.8632 | 31.8074 | 32.5287 | 32.7849 | 32.4885 | 32.0406 | 31.646 | 31.1136 | 30.379 | 30.1844 | 31.2167 | 30.428 | 29.0859 | 27.8991 | 26.4213 | 24.6035 | 23.1859 | -0.042575 | 0.04288 | -0.020445 | -0.022808 | -0.12117 | -0.24831 | -0.31867 | -0.4063 | -0.26964 | -0.043159 | 0.17049 | 0.92315 | 0.85493 | 0.7841 | 0.72263 | 0.55035 | 0.56714 | 0.39528 | -0.22033 | -0.10609 | -0.02471 | -0.067784 | -0.075311 | -0.026481 | 47.4048 | 46.9049 | 45.4461 | 45.1755 | 45.4048 | 45.3636 | 44.4048 | 45.3842 | 47.8429 | 50.8119 | 53.0103 | 53.281 | 54.0413 | 55.0413 | 55.9794 | 55.0516 | 54.3119 | 50.9152 | 49.4152 | 48.6961 | 46.7581 | 47.9255 | 46.2065 | 45.4771 | 0.27134 | 0.21884 | 0.1862 | 0.24376 | 0.29981 | 0.36175 | 0.32309 | 0.31027 | 0.16468 | 0.29125 | 0.26521 | 0.24962 | 0.22471 | 0.20998 | 0.22243 | 0.29919 | 0.25387 | 0.27484 | 0.32571 | 0.36099 | 0.38368 | 0.40767 | 0.36655 | 0.32392
Program Specific1-in-10AllAll2017Typical Event Day | Program Specific | 1-in-10 | All | All | 2017 | Typical Event Day | 8 | 27.7433 | 26.7305 | 26.1002 | 25.986 | 27.0321 | 29.792 | 33.385 | 37.3386 | 41.5458 | 45.007 | 47.9199 | 49.4703 | 50.1564 | 50.5064 | 50.2307 | 49.1699 | 47.3744 | 44.7991 | 41.2235 | 39.6009 | 38.3497 | 35.659 | 32.6021 | 30.1093 | 0.0057609 | 0.046378 | 0.031599 | 0.059611 | 0.021053 | 0.050892 | -0.095444 | 0.047528 | 0.13363 | 0.1557 | 0.42917 | 1.7454 | 1.7695 | 1.6667 | 1.6056 | 1.6548 | 1.6434 | 1.4718 | 0.54247 | 0.32671 | 0.22418 | 0.15729 | 0.16416 | 0.16634 | 70.0211 | 69.1372 | 68.6173 | 68.204 | 68.0127 | 67.4833 | 68.1999 | 72.1822 | 78.0766 | 82.9309 | 89.0424 | 92.1984 | 93.5075 | 93.2126 | 92.4686 | 92.0021 | 90.2852 | 88.459 | 85.9219 | 81.795 | 77.9477 | 75.2295 | 73.9346 | 72.5926 | 0.22406 | 0.17947 | 0.15072 | 0.19678 | 0.24145 | 0.29884 | 0.26361 | 0.25556 | 0.13971 | 0.25728 | 0.24453 | 0.23922 | 0.22009 | 0.20902 | 0.22246 | 0.29575 | 0.24286 | 0.24894 | 0.28549 | 0.31699 | 0.33606 | 0.35155 | 0.31336 | 0.27377
Program Specific1-in-10AllAll2018January Monthly Peak | Program Specific | 1-in-10 | All | All | 2018 | January Monthly Peak | 1 | 21.9396 | 21.4165 | 21.3064 | 21.4927 | 22.6541 | 25.0487 | 28.7848 | 31.4579 | 33.0283 | 33.1822 | 33.0685 | 32.4623 | 31.8285 | 31.2502 | 30.5727 | 29.9675 | 29.884 | 31.1088 | 30.6449 | 29.3273 | 28.16 | 26.6682 | 24.872 | 23.4791 | -0.048582 | 0.044192 | -0.025389 | -0.030111 | -0.14008 | -0.29051 | -0.36751 | -0.48213 | -0.3235 | -0.060171 | 0.16928 | 0.94212 | 0.86283 | 0.78749 | 0.71902 | 0.52234 | 0.53813 | 0.34762 | -0.28229 | -0.13941 | -0.041282 | -0.088754 | -0.094793 | -0.039942 | 42.2842 | 41.2842 | 40.3061 | 39.7405 | 39.2186 | 38.4686 | 38.4468 | 38.4795 | 45.7391 | 51.1953 | 55.1407 | 56.8907 | 57.9344 | 58.1626 | 57.9453 | 56.2719 | 54.8374 | 52.414 | 50.6968 | 47.7405 | 46.2842 | 45.5451 | 46.9249 | 46.4358 | 0.29376 | 0.23578 | 0.20128 | 0.26464 | 0.32891 | 0.40213 | 0.36567 | 0.3533 | 0.1857 | 0.32615 | 0.29781 | 0.27863 | 0.25097 | 0.23411 | 0.24604 | 0.33058 | 0.27814 | 0.29921 | 0.35795 | 0.39573 | 0.42064 | 0.44631 | 0.40246 | 0.35557
Program Specific1-in-10AllAll2018February Monthly Peak | Program Specific | 1-in-10 | All | All | 2018 | February Monthly Peak | 2 | 22.9071 | 22.2816 | 22.0367 | 22.1656 | 23.1874 | 25.5215 | 29.026 | 31.4498 | 33.3814 | 34.2433 | 34.9251 | 35.0137 | 35.0021 | 34.9887 | 34.6288 | 33.701 | 32.7754 | 32.92 | 32.6983 | 31.2097 | 29.9085 | 28.107 | 26.004 | 24.3957 | -0.040473 | 0.045077 | -0.016494 | -0.016192 | -0.11418 | -0.23507 | -0.32213 | -0.39077 | -0.24919 | -0.027799 | 0.20572 | 1.0603 | 1.0038 | 0.93212 | 0.86797 | 0.69182 | 0.69475 | 0.50621 | -0.16498 | -0.073075 | -0.0027554 | -0.052559 | -0.056697 | -0.0091233 | 52.4032 | 51.925 | 51.8813 | 50.925 | 51.6532 | 50.936 | 51.6641 | 52.1203 | 52.3485 | 53.7719 | 54.5328 | 55.0328 | 55.8266 | 54.0985 | 53.3375 | 52.0985 | 49.8485 | 48.1313 | 47.3594 | 48.1094 | 47.8594 | 46.9141 | 47.8594 | 46.8922 | 0.27657 | 0.22144 | 0.18753 | 0.24659 | 0.30361 | 0.36976 | 0.33564 | 0.32087 | 0.17011 | 0.30108 | 0.2788 | 0.26564 | 0.24246 | 0.22918 | 0.24324 | 0.3231 | 0.26656 | 0.28456 | 0.34167 | 0.37736 | 0.40083 | 0.42235 | 0.37765 | 0.33259
Program Specific1-in-10AllAll2018March Monthly Peak | Program Specific | 1-in-10 | All | All | 2018 | March Monthly Peak | 3 | 24.8133 | 23.9914 | 23.49 | 23.3696 | 24.1663 | 26.4596 | 30.2494 | 32.8211 | 35.4002 | 37.4412 | 39.3608 | 40.4599 | 41.1541 | 41.9366 | 41.9179 | 40.853 | 39.1987 | 37.3448 | 35.5993 | 35.0683 | 33.5716 | 31.3582 | 28.735 | 26.629 | -0.020834 | 0.045682 | 0.0037763 | 0.015825 | -0.055017 | -0.11119 | -0.22255 | -0.20273 | -0.088353 | 0.047396 | 0.29847 | 1.3505 | 1.3358 | 1.2678 | 1.2102 | 1.1133 | 1.0998 | 0.89878 | 0.12871 | 0.093706 | 0.092591 | 0.035129 | 0.035532 | 0.064327 | 56.219 | 54.5019 | 52.9909 | 53.4471 | 53.9033 | 54.0876 | 54.0657 | 56.2609 | 63.1624 | 68.8467 | 73.1295 | 75.9233 | 79.1405 | 78.9562 | 76.0748 | 72.75 | 72.489 | 71.0329 | 67.4361 | 62.9909 | 61.7409 | 59.7738 | 59.7299 | 57.7737 | 0.23958 | 0.19188 | 0.16116 | 0.20932 | 0.25402 | 0.31098 | 0.28391 | 0.27425 | 0.1476 | 0.26714 | 0.25246 | 0.2459 | 0.22663 | 0.21791 | 0.23299 | 0.30772 | 0.25041 | 0.25685 | 0.29934 | 0.33736 | 0.3585 | 0.37678 | 0.33427 | 0.29141
Program Specific1-in-10AllAll2018April Monthly Peak | Program Specific | 1-in-10 | All | All | 2018 | April Monthly Peak | 4 | 25.9949 | 25.006 | 24.4279 | 24.257 | 25.1117 | 27.5179 | 30.806 | 34.0689 | 38.1689 | 41.7439 | 44.7798 | 46.5696 | 47.4209 | 48.0217 | 47.6976 | 46.368 | 44.212 | 41.5253 | 38.2222 | 37.629 | 36.257 | 33.6791 | 30.7082 | 28.3348 | -0.0008865 | 0.046171 | 0.024572 | 0.048233 | 0.0015731 | 0.0085475 | -0.12524 | -0.015704 | 0.07657 | 0.12947 | 0.40475 | 1.6779 | 1.6971 | 1.6061 | 1.5362 | 1.5363 | 1.5055 | 1.3126 | 0.43186 | 0.26722 | 0.19153 | 0.12735 | 0.13218 | 0.14137 | 62.7078 | 61.914 | 60.1971 | 61.3934 | 60.3934 | 60.5995 | 59.8596 | 67.0856 | 77.8013 | 84.0397 | 88.3559 | 91.6383 | 92.8877 | 91.9655 | 91.0192 | 90.0639 | 88.1724 | 86.6522 | 83.9342 | 78.4893 | 73.3712 | 69.9701 | 64.6546 | 63.1228 | 0.22378 | 0.17825 | 0.14971 | 0.19426 | 0.23669 | 0.29017 | 0.25875 | 0.25196 | 0.13891 | 0.25876 | 0.24809 | 0.24411 | 0.22522 | 0.21529 | 0.22806 | 0.30035 | 0.24281 | 0.24652 | 0.28033 | 0.3158 | 0.33696 | 0.3542 | 0.31503 | 0.2755
Program Specific1-in-10AllAll2018May Monthly Peak | Program Specific | 1-in-10 | All | All | 2018 | May Monthly Peak | 5 | 25.9171 | 25.0196 | 24.4597 | 24.3457 | 25.2837 | 27.6944 | 30.7307 | 34.7389 | 39.1863 | 42.6566 | 45.4781 | 47.1566 | 47.8289 | 48.196 | 47.7093 | 46.2453 | 44.0302 | 41.3087 | 37.9939 | 37.0742 | 36.2552 | 33.5926 | 30.6877 | 28.3254 | 0.00243 | 0.046243 | 0.027958 | 0.053637 | 0.010732 | 0.027831 | -0.11073 | 0.01366 | 0.10605 | 0.14666 | 0.43009 | 1.7477 | 1.7653 | 1.6591 | 1.5843 | 1.5988 | 1.5659 | 1.3767 | 0.48395 | 0.29631 | 0.2088 | 0.14147 | 0.14706 | 0.15272 | 65.9584 | 65.4474 | 65.8707 | 65.5987 | 64.6097 | 63.8707 | 63.1316 | 68.9232 | 79.649 | 85.1161 | 88.9429 | 92.377 | 92.3441 | 90.649 | 90.638 | 88.7038 | 85.5306 | 83.7916 | 81.9122 | 80.1403 | 74.239 | 69.8378 | 68.8158 | 67.1207 | 0.22129 | 0.17733 | 0.14891 | 0.19426 | 0.23811 | 0.29226 | 0.25902 | 0.25636 | 0.14316 | 0.2666 | 0.2543 | 0.24971 | 0.22938 | 0.21763 | 0.23001 | 0.30265 | 0.24453 | 0.24853 | 0.28296 | 0.31729 | 0.33911 | 0.35273 | 0.31435 | 0.27416
Program Specific1-in-10AllAll2018June Monthly Peak | Program Specific | 1-in-10 | All | All | 2018 | June Monthly Peak | 6 | 26.5755 | 25.6408 | 25.0567 | 24.909 | 25.8358 | 28.1004 | 31.096 | 35.0442 | 38.9752 | 42.3138 | 45.0418 | 46.5234 | 47.0238 | 47.251 | 46.8441 | 45.6394 | 43.92 | 41.5269 | 38.5218 | 36.9392 | 36.3012 | 33.9665 | 31.1713 | 28.7916 | -0.0036409 | 0.048015 | 0.022702 | 0.04577 | -0.0063947 | -0.0082205 | -0.14181 | -0.042822 | 0.055997 | 0.12236 | 0.40393 | 1.6771 | 1.6792 | 1.5751 | 1.504 | 1.4964 | 1.4846 | 1.2896 | 0.40459 | 0.24817 | 0.18257 | 0.11711 | 0.12204 | 0.13425 | 65.3589 | 62.6649 | 61.7088 | 61.697 | 61.4689 | 60.7628 | 62.1871 | 70.6286 | 75.9637 | 79.6814 | 84.5723 | 87.2781 | 89.0174 | 89.5281 | 87.1041 | 87.1599 | 86.909 | 84.4312 | 82.2372 | 79.5741 | 75.946 | 72.272 | 70.5329 | 68.1089 | 0.23234 | 0.18583 | 0.15622 | 0.20306 | 0.24808 | 0.30264 | 0.26695 | 0.26379 | 0.14493 | 0.2679 | 0.2554 | 0.25021 | 0.22916 | 0.21727 | 0.23032 | 0.30499 | 0.24979 | 0.25469 | 0.29207 | 0.323 | 0.34654 | 0.36321 | 0.32488 | 0.28387
Program Specific1-in-10AllAll2018July Monthly Peak | Program Specific | 1-in-10 | All | All | 2018 | July Monthly Peak | 7 | 27.895 | 26.9255 | 26.2851 | 26.1751 | 27.2191 | 29.8645 | 33.098 | 37.0689 | 41.0321 | 44.4721 | 47.288 | 48.8028 | 49.4621 | 49.7636 | 49.4659 | 48.6144 | 46.9799 | 44.3728 | 40.8354 | 38.9339 | 38.1816 | 35.7291 | 32.7829 | 30.3086 | 0.0070875 | 0.048564 | 0.034159 | 0.064032 | 0.025013 | 0.05926 | -0.094224 | 0.059139 | 0.14753 | 0.16667 | 0.45297 | 1.8061 | 1.8314 | 1.7211 | 1.6541 | 1.7199 | 1.7141 | 1.5293 | 0.57662 | 0.34426 | 0.23712 | 0.16791 | 0.1757 | 0.17724 | 71.0769 | 71.522 | 71.033 | 70.794 | 70.0989 | 70.0879 | 69.6099 | 72.75 | 76.6181 | 81.0742 | 86.1923 | 91.2775 | 91.5714 | 91.8984 | 92.1484 | 91.3214 | 87.4203 | 84.7473 | 83.5742 | 81.3901 | 78.1181 | 74.956 | 73.717 | 72.772 | 0.23376 | 0.18762 | 0.15746 | 0.20563 | 0.25271 | 0.31146 | 0.27382 | 0.2672 | 0.14563 | 0.2691 | 0.25588 | 0.24967 | 0.22947 | 0.21755 | 0.23098 | 0.30905 | 0.25451 | 0.2592 | 0.29582 | 0.32598 | 0.34855 | 0.36538 | 0.32646 | 0.28568
Program Specific1-in-10AllAll2018August Monthly Peak | Program Specific | 1-in-10 | All | All | 2018 | August Monthly Peak | 8 | 28.5352 | 27.4959 | 26.8499 | 26.7325 | 27.8252 | 30.6867 | 34.3576 | 38.4436 | 42.825 | 46.463 | 49.5403 | 51.1597 | 51.8588 | 52.172 | 51.8467 | 50.7368 | 48.8662 | 46.2131 | 42.4968 | 40.7926 | 39.4624 | 36.6774 | 33.5572 | 31.0145 | 0.0089417 | 0.049573 | 0.036686 | 0.068257 | 0.030687 | 0.071962 | -0.088727 | 0.077175 | 0.16679 | 0.17878 | 0.47516 | 1.8918 | 1.9223 | 1.8078 | 1.7408 | 1.8085 | 1.7952 | 1.6158 | 0.62558 | 0.37507 | 0.2542 | 0.18142 | 0.18938 | 0.18881 | 73.0612 | 72.2533 | 71.6533 | 70.5149 | 70.4438 | 70.2438 | 69.4966 | 72.3718 | 79.1709 | 83.7177 | 89.2127 | 90.8134 | 92.622 | 91.0396 | 91.4298 | 91.2744 | 89.9353 | 89.5265 | 85.4497 | 82.2941 | 78.1829 | 76.3641 | 75.2081 | 75.174 | 0.24027 | 0.19239 | 0.16157 | 0.21095 | 0.25906 | 0.32091 | 0.28298 | 0.27445 | 0.1504 | 0.27794 | 0.26489 | 0.259 | 0.23825 | 0.22601 | 0.24036 | 0.31967 | 0.26212 | 0.26863 | 0.30797 | 0.34162 | 0.36167 | 0.37791 | 0.33676 | 0.2942
Program Specific1-in-10AllAll2018September Monthly Peak | Program Specific | 1-in-10 | All | All | 2018 | September Monthly Peak | 9 | 28.7386 | 27.7288 | 27.1107 | 27.0538 | 28.2899 | 31.3089 | 35.6201 | 39.786 | 45.0021 | 49.2797 | 52.5681 | 54.3761 | 55.0229 | 55.2487 | 54.722 | 53.1399 | 50.6382 | 47.6347 | 43.93 | 42.7697 | 40.3684 | 37.2092 | 33.8588 | 31.2676 | 0.012775 | 0.048831 | 0.040179 | 0.07362 | 0.041825 | 0.095729 | -0.07096 | 0.11549 | 0.20553 | 0.20276 | 0.51305 | 2.0248 | 2.0608 | 1.9334 | 1.8577 | 1.9321 | 1.894 | 1.7113 | 0.69467 | 0.41864 | 0.27521 | 0.19903 | 0.20591 | 0.20098 | 70.6101 | 70.1321 | 70.0991 | 69.8381 | 70.066 | 68.8711 | 71.533 | 72.967 | 80.4968 | 87.1808 | 96.0785 | 99.2955 | 100.6854 | 100.2625 | 99.0785 | 98.1446 | 96.7877 | 95.0487 | 92.3647 | 83.8899 | 79.533 | 77.3271 | 76.283 | 74.3271 | 0.23742 | 0.19023 | 0.15996 | 0.20934 | 0.25921 | 0.32157 | 0.28904 | 0.28055 | 0.15621 | 0.2924 | 0.27873 | 0.27284 | 0.25066 | 0.23705 | 0.25118 | 0.33107 | 0.2679 | 0.27357 | 0.31501 | 0.35268 | 0.36709 | 0.38026 | 0.33602 | 0.29302
Program Specific1-in-10AllAll2018October Monthly Peak | Program Specific | 1-in-10 | All | All | 2018 | October Monthly Peak | 10 | 27.4598 | 26.5002 | 25.8861 | 25.7489 | 26.7673 | 29.3015 | 33.3432 | 36.7068 | 41.0171 | 44.941 | 48.328 | 50.468 | 51.5069 | 52.256 | 51.9345 | 50.4184 | 47.9437 | 44.8565 | 42.3805 | 40.6071 | 38.2111 | 35.2592 | 32.1851 | 29.7586 | 0.0025354 | 0.04902 | 0.029738 | 0.057192 | 0.012124 | 0.031602 | -0.11732 | 0.017392 | 0.113 | 0.15356 | 0.44957 | 1.8414 | 1.8678 | 1.7701 | 1.6999 | 1.7214 | 1.6895 | 1.4872 | 0.53312 | 0.32119 | 0.21998 | 0.14941 | 0.15611 | 0.16265 | 68.5998 | 66.643 | 66.828 | 66.5771 | 65.0884 | 64.8166 | 64.0985 | 67.4454 | 75.9082 | 83.3194 | 89.0699 | 91.2983 | 91.68 | 92.4411 | 91.236 | 89.9516 | 89.9408 | 87.5519 | 82.933 | 79.4998 | 75.556 | 72.3375 | 69.9265 | 69.3829 | 0.23705 | 0.18973 | 0.15915 | 0.20716 | 0.2542 | 0.31009 | 0.27766 | 0.26961 | 0.14872 | 0.27671 | 0.26538 | 0.26138 | 0.24086 | 0.23041 | 0.24483 | 0.32315 | 0.26195 | 0.26656 | 0.30897 | 0.34064 | 0.355 | 0.36802 | 0.32856 | 0.28848
Program Specific1-in-10AllAll2018November Monthly Peak | Program Specific | 1-in-10 | All | All | 2018 | November Monthly Peak | 11 | 25.5319 | 24.7625 | 24.2861 | 24.2748 | 25.3121 | 27.6718 | 30.7662 | 34.0636 | 37.8687 | 41.1146 | 43.9041 | 45.5163 | 46.3007 | 46.8892 | 46.4592 | 44.8077 | 42.8883 | 41.68 | 38.4912 | 36.3495 | 34.4881 | 32.0235 | 29.4444 | 27.3946 | -0.0050768 | 0.046775 | 0.020689 | 0.04263 | -0.010439 | -0.016494 | -0.1471 | -0.055342 | 0.043607 | 0.11591 | 0.39528 | 1.653 | 1.6652 | 1.5759 | 1.5064 | 1.4793 | 1.4554 | 1.2721 | 0.38146 | 0.23196 | 0.16952 | 0.10666 | 0.11102 | 0.12511 | 63.15 | 62.3676 | 60.9327 | 61.6432 | 61.2529 | 60.6436 | 59.8628 | 63.3215 | 71.3793 | 78.9006 | 82.823 | 86.6407 | 87.8488 | 88.0156 | 87.8147 | 86.9884 | 83.9298 | 77.809 | 72.3676 | 68.0303 | 66.2299 | 63.0825 | 62.2474 | 61.0484 | 0.2275 | 0.18232 | 0.1534 | 0.20051 | 0.24704 | 0.29961 | 0.26544 | 0.26056 | 0.14361 | 0.26703 | 0.25581 | 0.25116 | 0.23169 | 0.22185 | 0.2357 | 0.30983 | 0.25108 | 0.25705 | 0.29105 | 0.31789 | 0.33551 | 0.35044 | 0.31337 | 0.27584
Program Specific1-in-10AllAll2018December Monthly Peak | Program Specific | 1-in-10 | All | All | 2018 | December Monthly Peak | 12 | 22.3808 | 21.8809 | 21.696 | 21.8206 | 22.842 | 25.0591 | 27.9294 | 30.5525 | 32.5133 | 33.2379 | 33.4932 | 33.1795 | 32.7234 | 32.3182 | 31.7758 | 31.0316 | 30.8386 | 31.8739 | 31.0683 | 29.7062 | 28.5062 | 27.0085 | 25.1709 | 23.7375 | -0.0456 | 0.045732 | -0.022042 | -0.024585 | -0.12974 | -0.2657 | -0.34091 | -0.43459 | -0.28836 | -0.046193 | 0.18186 | 0.972 | 0.89929 | 0.82378 | 0.75868 | 0.57527 | 0.59331 | 0.40887 | -0.23548 | -0.11339 | -0.026406 | -0.0726 | -0.080474 | -0.028292 | 47.4156 | 46.9156 | 45.4597 | 45.1876 | 45.4156 | 45.3714 | 44.4156 | 45.3935 | 47.8493 | 50.8162 | 53.011 | 53.2831 | 54.0442 | 55.0442 | 55.9779 | 55.0552 | 54.3162 | 50.9266 | 49.4266 | 48.7097 | 46.7759 | 47.9376 | 46.2207 | 45.4928 | 0.29011 | 0.23397 | 0.19906 | 0.26062 | 0.32056 | 0.38679 | 0.34545 | 0.33175 | 0.17607 | 0.31143 | 0.28358 | 0.26677 | 0.24012 | 0.22437 | 0.23767 | 0.31978 | 0.27128 | 0.2937 | 0.34824 | 0.386 | 0.41027 | 0.4359 | 0.3919 | 0.34631
Program Specific1-in-10AllAll2018Typical Event Day | Program Specific | 1-in-10 | All | All | 2018 | Typical Event Day | 8 | 28.4004 | 27.3729 | 26.7303 | 26.6145 | 27.6901 | 30.5199 | 34.1746 | 38.1884 | 42.4395 | 45.9375 | 48.8869 | 50.4435 | 51.136 | 51.4845 | 51.1988 | 50.1131 | 48.2876 | 45.6759 | 42.06 | 40.4123 | 39.1396 | 36.4097 | 33.3251 | 30.806 | 0.0061126 | 0.049494 | 0.0337 | 0.063613 | 0.022462 | 0.054371 | -0.10198 | 0.050734 | 0.1427 | 0.1663 | 0.45822 | 1.8418 | 1.8672 | 1.7572 | 1.692 | 1.7449 | 1.7336 | 1.5516 | 0.579 | 0.34894 | 0.23954 | 0.16809 | 0.17545 | 0.17775 | 70.0268 | 69.1431 | 68.6236 | 68.2111 | 68.0195 | 67.4915 | 68.2067 | 72.1793 | 78.0623 | 82.9134 | 89.0138 | 92.166 | 93.4739 | 93.182 | 92.4401 | 91.975 | 90.263 | 88.4383 | 85.9064 | 81.787 | 77.945 | 75.2298 | 73.9353 | 72.5955 | 0.23932 | 0.19168 | 0.16097 | 0.21018 | 0.2579 | 0.3192 | 0.28157 | 0.27296 | 0.14922 | 0.27481 | 0.26119 | 0.2552 | 0.23472 | 0.22287 | 0.23724 | 0.31561 | 0.25906 | 0.26558 | 0.30491 | 0.33859 | 0.35897 | 0.37551 | 0.3347 | 0.29241
Program Specific1-in-10AllAll2019January Monthly Peak | Program Specific | 1-in-10 | All | All | 2019 | January Monthly Peak | 1 | 22.0258 | 21.5007 | 21.3902 | 21.5768 | 22.7433 | 25.146 | 28.8935 | 31.575 | 33.1472 | 33.3009 | 33.1875 | 32.5781 | 31.9432 | 31.363 | 30.6828 | 30.0757 | 29.9913 | 31.2154 | 30.7495 | 29.4283 | 28.2589 | 26.7638 | 24.965 | 23.5697 | -0.049179 | 0.044556 | -0.025846 | -0.030635 | -0.14177 | -0.29384 | -0.37166 | -0.48751 | -0.32703 | -0.060862 | 0.17069 | 0.94943 | 0.86935 | 0.7933 | 0.72453 | 0.52618 | 0.54211 | 0.34935 | -0.2852 | -0.14087 | -0.041718 | -0.089821 | -0.095776 | -0.040359 | 42.2873 | 41.2873 | 40.3093 | 39.7431 | 39.221 | 38.471 | 38.4489 | 38.482 | 45.739 | 51.1948 | 55.1395 | 56.8895 | 57.9337 | 58.1616 | 57.9448 | 56.2721 | 54.8384 | 52.4157 | 50.6989 | 47.7431 | 46.2873 | 45.5483 | 46.9268 | 46.4378 | 0.29692 | 0.23831 | 0.20342 | 0.26748 | 0.33245 | 0.40647 | 0.36962 | 0.35711 | 0.18769 | 0.32968 | 0.30104 | 0.2816 | 0.25364 | 0.2366 | 0.24865 | 0.3341 | 0.28107 | 0.30236 | 0.36178 | 0.40002 | 0.42521 | 0.45115 | 0.40679 | 0.35939
Program Specific1-in-10AllAll2019February Monthly Peak | Program Specific | 1-in-10 | All | All | 2019 | February Monthly Peak | 2 | 22.9974 | 22.3696 | 22.1235 | 22.2529 | 23.2791 | 25.621 | 29.1373 | 31.5684 | 33.5028 | 34.3651 | 35.0487 | 35.1358 | 35.1245 | 35.1105 | 34.7488 | 33.8174 | 32.8886 | 33.0326 | 32.8091 | 31.3167 | 30.0132 | 28.2075 | 26.1011 | 24.4899 | -0.040985 | 0.04546 | -0.01684 | -0.016549 | -0.11558 | -0.2378 | -0.3258 | -0.39517 | -0.25194 | -0.02814 | 0.20756 | 1.0688 | 1.0117 | 0.93924 | 0.87478 | 0.69715 | 0.70014 | 0.50947 | -0.16672 | -0.073829 | -0.0027618 | -0.053218 | -0.05726 | -0.0091955 | 52.4048 | 51.9269 | 51.8827 | 50.9269 | 51.6548 | 50.938 | 51.6659 | 52.1216 | 52.3495 | 53.7721 | 54.5332 | 55.0332 | 55.8274 | 54.0995 | 53.3385 | 52.0995 | 49.8495 | 48.1327 | 47.3606 | 48.1106 | 47.8606 | 46.9159 | 47.8606 | 46.8938 | 0.27957 | 0.22383 | 0.18954 | 0.24926 | 0.30691 | 0.37378 | 0.3393 | 0.32436 | 0.17194 | 0.30437 | 0.28184 | 0.26849 | 0.24505 | 0.23163 | 0.24583 | 0.32656 | 0.26937 | 0.28757 | 0.34536 | 0.38148 | 0.40521 | 0.42696 | 0.38174 | 0.33619
Program Specific1-in-10AllAll2019March Monthly Peak | Program Specific | 1-in-10 | All | All | 2019 | March Monthly Peak | 3 | 24.9101 | 24.0858 | 23.5826 | 23.4614 | 24.2613 | 26.5636 | 30.3663 | 32.9472 | 35.5311 | 37.5753 | 39.4994 | 40.5995 | 41.2949 | 42.0789 | 42.0592 | 40.9893 | 39.3293 | 37.4699 | 35.7195 | 35.1864 | 33.6873 | 31.4691 | 28.8414 | 26.7312 | -0.021125 | 0.0461 | 0.0036988 | 0.015869 | -0.055717 | -0.1125 | -0.22509 | -0.20505 | -0.089361 | 0.04789 | 0.30143 | 1.3619 | 1.347 | 1.2782 | 1.2202 | 1.1225 | 1.1089 | 0.90582 | 0.12996 | 0.094744 | 0.093664 | 0.035501 | 0.036003 | 0.065087 | 56.2214 | 54.5046 | 52.9935 | 53.4493 | 53.905 | 54.0886 | 54.0664 | 56.2611 | 63.1614 | 68.845 | 73.1282 | 75.9225 | 79.1393 | 78.9557 | 76.0729 | 72.75 | 72.4889 | 71.0332 | 67.4382 | 62.9935 | 61.7435 | 59.7767 | 59.7325 | 57.7767 | 0.2422 | 0.19397 | 0.1629 | 0.2116 | 0.25681 | 0.3144 | 0.28703 | 0.27726 | 0.1492 | 0.27008 | 0.25523 | 0.24855 | 0.22906 | 0.22025 | 0.23548 | 0.31103 | 0.25306 | 0.25957 | 0.3026 | 0.34107 | 0.36245 | 0.38092 | 0.33793 | 0.29459
Program Specific1-in-10AllAll2019April Monthly Peak | Program Specific | 1-in-10 | All | All | 2019 | April Monthly Peak | 4 | 26.0992 | 25.1074 | 24.5273 | 24.3554 | 25.214 | 27.63 | 30.9291 | 34.2024 | 38.3104 | 41.8929 | 44.9358 | 46.7279 | 47.5806 | 48.1823 | 47.8554 | 46.52 | 44.3565 | 41.6625 | 38.3515 | 37.756 | 36.3818 | 33.799 | 30.8237 | 28.4464 | -0.00094673 | 0.046623 | 0.024769 | 0.048683 | 0.0015439 | 0.0086299 | -0.12668 | -0.01593 | 0.07738 | 0.13089 | 0.40899 | 1.6926 | 1.712 | 1.6199 | 1.5494 | 1.5496 | 1.5185 | 1.3237 | 0.43624 | 0.27015 | 0.19373 | 0.12882 | 0.13375 | 0.14302 | 62.7101 | 61.9158 | 60.1992 | 61.3949 | 60.3949 | 60.6006 | 59.8608 | 67.0838 | 77.7964 | 84.0346 | 88.3516 | 91.6344 | 92.8837 | 91.9623 | 91.0166 | 90.0619 | 88.1715 | 86.6512 | 83.9335 | 78.4891 | 73.3725 | 69.9725 | 64.6591 | 63.1269 | 0.22625 | 0.1802 | 0.15135 | 0.19639 | 0.2393 | 0.29338 | 0.26162 | 0.25474 | 0.14044 | 0.26163 | 0.25084 | 0.24675 | 0.22764 | 0.2176 | 0.2305 | 0.3036 | 0.24539 | 0.24914 | 0.28341 | 0.31931 | 0.3407 | 0.35813 | 0.3185 | 0.27853
Program Specific1-in-10AllAll2019May Monthly Peak | Program Specific | 1-in-10 | All | All | 2019 | May Monthly Peak | 5 | 26.0222 | 25.1223 | 24.5604 | 24.4461 | 25.3888 | 27.8097 | 30.8566 | 34.8775 | 39.3354 | 42.8137 | 45.6417 | 47.3224 | 47.9955 | 48.3622 | 47.8724 | 46.4022 | 44.1795 | 41.4506 | 38.1277 | 37.2052 | 36.3837 | 33.7145 | 30.8053 | 28.4386 | 0.0024068 | 0.046702 | 0.028199 | 0.054156 | 0.010812 | 0.02814 | -0.11202 | 0.013769 | 0.1072 | 0.14829 | 0.43466 | 1.7634 | 1.7811 | 1.6737 | 1.5982 | 1.6129 | 1.5797 | 1.3887 | 0.48892 | 0.29958 | 0.21122 | 0.14312 | 0.14882 | 0.15451 | 65.9607 | 65.4496 | 65.872 | 65.5998 | 64.6109 | 63.872 | 63.1331 | 68.9224 | 79.6451 | 85.1118 | 88.9395 | 92.3729 | 92.3396 | 90.6451 | 90.634 | 88.7005 | 85.5282 | 83.7893 | 81.9113 | 80.1391 | 74.2389 | 69.8387 | 68.8165 | 67.122 | 0.22375 | 0.17929 | 0.15055 | 0.19642 | 0.24076 | 0.29552 | 0.26191 | 0.25921 | 0.14475 | 0.26959 | 0.25714 | 0.25244 | 0.23187 | 0.21999 | 0.2325 | 0.30595 | 0.24716 | 0.2512 | 0.28609 | 0.32085 | 0.3429 | 0.35668 | 0.31784 | 0.2772
Program Specific1-in-10AllAll2019June Monthly Peak | Program Specific | 1-in-10 | All | All | 2019 | June Monthly Peak | 6 | 26.6844 | 25.747 | 25.1609 | 25.0125 | 25.9438 | 28.218 | 31.2239 | 35.1847 | 39.1238 | 42.4691 | 45.2036 | 46.6868 | 47.1876 | 47.4143 | 47.005 | 45.7953 | 44.0705 | 41.6702 | 38.6579 | 37.0707 | 36.4306 | 34.0902 | 31.291 | 28.9071 | -0.003738 | 0.048488 | 0.02287 | 0.046187 | -0.0065245 | -0.0083367 | -0.14346 | -0.043365 | 0.056586 | 0.12371 | 0.40819 | 1.6921 | 1.6941 | 1.5889 | 1.5172 | 1.5095 | 1.4977 | 1.3007 | 0.40876 | 0.25094 | 0.18471 | 0.11849 | 0.12352 | 0.13585 | 65.3601 | 62.6667 | 61.7112 | 61.6992 | 61.4714 | 60.7658 | 62.1892 | 70.6272 | 75.9605 | 79.6778 | 84.5675 | 87.2728 | 89.012 | 89.5228 | 87.0997 | 87.1561 | 86.9052 | 84.4276 | 82.2342 | 79.5722 | 75.9454 | 72.2722 | 70.5333 | 68.1101 | 0.23494 | 0.1879 | 0.15795 | 0.20533 | 0.25086 | 0.30604 | 0.26995 | 0.26675 | 0.14654 | 0.27092 | 0.25827 | 0.25296 | 0.23167 | 0.21964 | 0.23283 | 0.30835 | 0.2525 | 0.25745 | 0.29533 | 0.32664 | 0.35045 | 0.36731 | 0.32852 | 0.28704
Program Specific1-in-10AllAll2019July Monthly Peak | Program Specific | 1-in-10 | All | All | 2019 | July Monthly Peak | 7 | 28.0087 | 27.0369 | 26.3943 | 26.284 | 27.3335 | 29.9905 | 33.2343 | 37.2166 | 41.1868 | 44.6337 | 47.4559 | 48.9714 | 49.6316 | 49.9325 | 49.6325 | 48.7777 | 47.1385 | 44.5238 | 40.9783 | 39.0715 | 38.3164 | 35.858 | 32.9077 | 30.4291 | 0.0071204 | 0.049063 | 0.034486 | 0.06469 | 0.025269 | 0.059948 | -0.095329 | 0.059775 | 0.14917 | 0.16855 | 0.45789 | 1.8225 | 1.8481 | 1.7365 | 1.6687 | 1.7353 | 1.7296 | 1.5428 | 0.58265 | 0.34812 | 0.23991 | 0.16991 | 0.17782 | 0.17934 | 71.0778 | 71.5222 | 71.0333 | 70.7944 | 70.1 | 70.0889 | 69.6111 | 72.75 | 76.6166 | 81.0722 | 86.1888 | 91.2722 | 91.5666 | 91.8944 | 92.1444 | 91.3166 | 87.4166 | 84.7444 | 83.5722 | 81.3889 | 78.1166 | 74.9556 | 73.7167 | 72.7722 | 0.2364 | 0.18974 | 0.15922 | 0.20795 | 0.25557 | 0.315 | 0.27693 | 0.27023 | 0.14726 | 0.27216 | 0.25878 | 0.25243 | 0.232 | 0.21994 | 0.2335 | 0.31248 | 0.25729 | 0.26204 | 0.29915 | 0.32969 | 0.35251 | 0.36953 | 0.33015 | 0.28891
Program Specific1-in-10AllAll2019August Monthly Peak | Program Specific | 1-in-10 | All | All | 2019 | August Monthly Peak | 8 | 28.6534 | 27.6114 | 26.9632 | 26.8455 | 27.9436 | 30.8178 | 34.4996 | 38.5965 | 42.986 | 46.6312 | 49.7153 | 51.336 | 52.0362 | 52.3489 | 52.0216 | 50.9071 | 49.0308 | 46.371 | 42.6471 | 40.9382 | 39.6039 | 36.8124 | 33.6874 | 31.1401 | 0.0089973 | 0.050091 | 0.037049 | 0.068973 | 0.031014 | 0.072808 | -0.089775 | 0.078026 | 0.16865 | 0.18081 | 0.48038 | 1.9092 | 1.94 | 1.8241 | 1.7564 | 1.8248 | 1.8115 | 1.6303 | 0.63218 | 0.37931 | 0.25721 | 0.1836 | 0.19167 | 0.19107 | 73.0619 | 72.2539 | 71.6539 | 70.5162 | 70.4443 | 70.2443 | 69.4977 | 72.3715 | 79.1683 | 83.7145 | 89.2083 | 90.809 | 92.6177 | 91.0355 | 91.4255 | 91.2707 | 89.9323 | 89.5234 | 85.448 | 82.2929 | 78.1827 | 76.3637 | 75.2082 | 75.1737 | 0.24301 | 0.19458 | 0.1634 | 0.21335 | 0.26202 | 0.32458 | 0.28621 | 0.27758 | 0.1521 | 0.28112 | 0.26793 | 0.26189 | 0.2409 | 0.22851 | 0.24301 | 0.32325 | 0.265 | 0.2716 | 0.31146 | 0.34554 | 0.36581 | 0.38224 | 0.3406 | 0.29755
Program Specific1-in-10AllAll2019September Monthly Peak | Program Specific | 1-in-10 | All | All | 2019 | September Monthly Peak | 9 | 28.8559 | 27.8435 | 27.2234 | 27.1664 | 28.4091 | 31.441 | 35.766 | 39.9433 | 45.1703 | 49.4578 | 52.7535 | 54.5631 | 55.2109 | 55.4356 | 54.9061 | 53.3174 | 50.8074 | 47.7966 | 44.0847 | 42.9207 | 40.5131 | 37.3459 | 33.9896 | 31.3935 | 0.012877 | 0.049348 | 0.040593 | 0.074413 | 0.042293 | 0.096869 | -0.071801 | 0.1168 | 0.20786 | 0.20509 | 0.51876 | 2.0436 | 2.0799 | 1.951 | 1.8745 | 1.9497 | 1.9113 | 1.7268 | 0.70208 | 0.42341 | 0.2785 | 0.20144 | 0.20841 | 0.2034 | 70.6113 | 70.1336 | 70.1002 | 69.8391 | 70.0668 | 68.8725 | 71.5334 | 72.9666 | 80.4939 | 87.1771 | 96.0708 | 99.2874 | 100.6761 | 100.254 | 99.0708 | 98.1376 | 96.7824 | 95.0435 | 92.3603 | 83.8887 | 79.5334 | 77.3279 | 76.2834 | 74.3279 | 0.24014 | 0.19241 | 0.16179 | 0.21174 | 0.26219 | 0.32528 | 0.29237 | 0.28377 | 0.15799 | 0.29577 | 0.28194 | 0.27591 | 0.25346 | 0.2397 | 0.25398 | 0.3348 | 0.27087 | 0.27661 | 0.31862 | 0.35675 | 0.37133 | 0.38465 | 0.33988 | 0.29639
Program Specific1-in-10AllAll2019October Monthly Peak | Program Specific | 1-in-10 | All | All | 2019 | October Monthly Peak | 10 | 27.5774 | 26.615 | 25.9985 | 25.8606 | 26.8843 | 29.4289 | 33.4833 | 36.8584 | 41.1781 | 45.1101 | 48.5049 | 50.6475 | 51.6877 | 52.4378 | 52.114 | 50.5917 | 48.1095 | 45.0145 | 42.5318 | 40.7527 | 38.3508 | 35.3913 | 32.313 | 29.8827 | 0.0025141 | 0.049532 | 0.030013 | 0.057776 | 0.012224 | 0.03197 | -0.11873 | 0.017549 | 0.11427 | 0.15533 | 0.45455 | 1.8584 | 1.8851 | 1.7862 | 1.7153 | 1.7371 | 1.705 | 1.5006 | 0.53883 | 0.32488 | 0.22263 | 0.15122 | 0.15804 | 0.16462 | 68.601 | 66.6447 | 66.8289 | 66.578 | 65.0894 | 64.8173 | 64.0996 | 67.4447 | 75.9043 | 83.3145 | 89.0649 | 91.2931 | 91.6763 | 92.4375 | 91.233 | 89.9482 | 89.9373 | 87.5496 | 82.9322 | 79.4998 | 75.5566 | 72.3385 | 69.9285 | 69.3844 | 0.23979 | 0.19192 | 0.16098 | 0.20955 | 0.25715 | 0.31369 | 0.28088 | 0.27274 | 0.15044 | 0.27993 | 0.26846 | 0.26435 | 0.24358 | 0.23301 | 0.24758 | 0.32682 | 0.26488 | 0.26955 | 0.31253 | 0.34461 | 0.35914 | 0.37231 | 0.33236 | 0.29182
Program Specific1-in-10AllAll2019November Monthly Peak | Program Specific | 1-in-10 | All | All | 2019 | November Monthly Peak | 11 | 25.6423 | 24.8703 | 24.3919 | 24.3805 | 25.4233 | 27.7921 | 30.8974 | 34.2073 | 38.0213 | 41.2752 | 44.0722 | 45.6868 | 46.4729 | 47.0627 | 46.6306 | 44.9725 | 43.0455 | 41.8294 | 38.6308 | 36.4828 | 34.6178 | 32.1472 | 29.564 | 27.5109 | -0.0051923 | 0.047254 | 0.02084 | 0.043028 | -0.010623 | -0.016716 | -0.14888 | -0.056052 | 0.044078 | 0.11725 | 0.39963 | 1.6684 | 1.6807 | 1.5903 | 1.5201 | 1.4929 | 1.4689 | 1.2835 | 0.38554 | 0.23465 | 0.17159 | 0.10796 | 0.11242 | 0.12666 | 63.1517 | 62.3696 | 60.9342 | 61.6437 | 61.2535 | 60.6441 | 59.8635 | 63.3206 | 71.3767 | 78.8971 | 82.821 | 86.6388 | 87.847 | 88.0135 | 87.8126 | 86.986 | 83.929 | 77.8091 | 72.3696 | 68.0329 | 66.2326 | 63.0858 | 62.2503 | 61.0513 | 0.23015 | 0.18444 | 0.15517 | 0.20284 | 0.24993 | 0.30311 | 0.26854 | 0.2636 | 0.14528 | 0.27016 | 0.25881 | 0.25404 | 0.23433 | 0.22438 | 0.23837 | 0.31338 | 0.25391 | 0.25996 | 0.29443 | 0.32162 | 0.33945 | 0.35455 | 0.31702 | 0.27905
Program Specific1-in-10AllAll2019December Monthly Peak | Program Specific | 1-in-10 | All | All | 2019 | December Monthly Peak | 12 | 22.4773 | 21.9756 | 21.79 | 21.9146 | 22.9407 | 25.165 | 28.046 | 30.6772 | 32.641 | 33.366 | 33.6209 | 33.3041 | 32.8464 | 32.4392 | 31.8951 | 31.1492 | 30.9564 | 31.9921 | 31.1834 | 29.8178 | 28.6154 | 27.1142 | 25.2734 | 23.8372 | -0.046221 | 0.046142 | -0.0225 | -0.025091 | -0.13146 | -0.26904 | -0.34512 | -0.43989 | -0.2918 | -0.046787 | 0.18353 | 0.9802 | 0.90668 | 0.83038 | 0.76499 | 0.57993 | 0.59818 | 0.41139 | -0.23813 | -0.11467 | -0.0267 | -0.073589 | -0.081363 | -0.028599 | 47.4175 | 46.9175 | 45.4622 | 45.1898 | 45.4175 | 45.3728 | 44.4175 | 45.3952 | 47.8505 | 50.817 | 53.0112 | 53.2835 | 54.0447 | 55.0447 | 55.9777 | 55.0558 | 54.317 | 50.9287 | 49.4287 | 48.7122 | 46.7792 | 47.9398 | 46.2233 | 45.4957 | 0.29352 | 0.2367 | 0.20137 | 0.26367 | 0.32433 | 0.39135 | 0.34952 | 0.33565 | 0.17812 | 0.3151 | 0.28692 | 0.26987 | 0.2429 | 0.22697 | 0.24041 | 0.32349 | 0.27438 | 0.29706 | 0.35231 | 0.39056 | 0.41512 | 0.44105 | 0.39647 | 0.35035
Program Specific1-in-10AllAll2019Typical Event Day | Program Specific | 1-in-10 | All | All | 2019 | Typical Event Day | 8 | 28.5177 | 27.4875 | 26.8428 | 26.7266 | 27.8076 | 30.6499 | 34.3154 | 38.3399 | 42.5985 | 46.1031 | 49.0587 | 50.6164 | 51.31 | 51.6581 | 51.3707 | 50.2804 | 48.4495 | 45.8314 | 42.2082 | 40.556 | 39.2795 | 36.5432 | 33.454 | 30.9303 | 0.0061342 | 0.050008 | 0.034023 | 0.06427 | 0.022689 | 0.055005 | -0.10319 | 0.051276 | 0.14429 | 0.16819 | 0.46322 | 1.8586 | 1.8842 | 1.7729 | 1.7071 | 1.7606 | 1.7493 | 1.5654 | 0.58511 | 0.35288 | 0.24238 | 0.1701 | 0.17757 | 0.17987 | 70.0278 | 69.1442 | 68.6247 | 68.2123 | 68.0207 | 67.493 | 68.208 | 72.1788 | 78.0597 | 82.9103 | 89.0087 | 92.1602 | 93.4679 | 93.1765 | 92.435 | 91.9701 | 90.259 | 88.4346 | 85.9036 | 81.7856 | 77.9445 | 75.2298 | 73.9354 | 72.596 | 0.24205 | 0.19386 | 0.16279 | 0.21257 | 0.26084 | 0.32285 | 0.28479 | 0.27608 | 0.15091 | 0.27795 | 0.26418 | 0.25804 | 0.23733 | 0.22534 | 0.23986 | 0.31914 | 0.26191 | 0.26851 | 0.30837 | 0.34247 | 0.36309 | 0.37981 | 0.33852 | 0.29574
Program Specific1-in-10AllAll2020January Monthly Peak | Program Specific | 1-in-10 | All | All | 2020 | January Monthly Peak | 1 | 22.1193 | 21.5921 | 21.4812 | 21.6681 | 22.8402 | 25.2516 | 29.0116 | 31.7022 | 33.2764 | 33.4299 | 33.3169 | 32.7039 | 32.0678 | 31.4854 | 30.8025 | 30.1932 | 30.1078 | 31.3313 | 30.8631 | 29.5379 | 28.3662 | 26.8676 | 25.066 | 23.668 | -0.049828 | 0.044952 | -0.026342 | -0.031204 | -0.1436 | -0.29746 | -0.37617 | -0.49335 | -0.33087 | -0.061612 | 0.17222 | 0.95736 | 0.87644 | 0.7996 | 0.73051 | 0.53036 | 0.54643 | 0.35124 | -0.28836 | -0.14245 | -0.042191 | -0.090979 | -0.096843 | -0.040811 | 42.2906 | 41.2906 | 40.3129 | 39.7459 | 39.2235 | 38.4735 | 38.4512 | 38.4847 | 45.7388 | 51.1941 | 55.1382 | 56.8882 | 57.9329 | 58.1606 | 57.9441 | 56.2724 | 54.8394 | 52.4176 | 50.7012 | 47.7459 | 46.2906 | 45.5517 | 46.9288 | 46.44 | 0.30035 | 0.24105 | 0.20575 | 0.27056 | 0.3363 | 0.41119 | 0.3739 | 0.36125 | 0.18986 | 0.33352 | 0.30454 | 0.28483 | 0.25655 | 0.2393 | 0.25148 | 0.33793 | 0.28425 | 0.30578 | 0.36595 | 0.40468 | 0.43016 | 0.4564 | 0.41148 | 0.36354
Program Specific1-in-10AllAll2020February Monthly Peak | Program Specific | 1-in-10 | All | All | 2020 | February Monthly Peak | 2 | 23.0931 | 22.4629 | 22.2156 | 22.3454 | 23.3764 | 25.7266 | 29.2554 | 31.6941 | 33.6315 | 34.4942 | 35.1797 | 35.2653 | 35.2542 | 35.2396 | 34.8761 | 33.9409 | 33.0087 | 33.152 | 32.9267 | 31.4302 | 30.1242 | 28.3141 | 26.204 | 24.5898 | -0.041529 | 0.045866 | -0.017207 | -0.016928 | -0.11706 | -0.24069 | -0.32968 | -0.39984 | -0.25486 | -0.028501 | 0.20951 | 1.0777 | 1.02 | 0.9468 | 0.882 | 0.7028 | 0.70585 | 0.51293 | -0.16856 | -0.074628 | -0.0027686 | -0.053916 | -0.057856 | -0.0092721 | 52.4066 | 51.929 | 51.8842 | 50.929 | 51.6566 | 50.9401 | 51.6678 | 52.123 | 52.3507 | 53.7724 | 54.5336 | 55.0336 | 55.8283 | 54.1007 | 53.3395 | 52.1007 | 49.8507 | 48.1342 | 47.3618 | 48.1118 | 47.8618 | 46.9178 | 47.8618 | 46.8954 | 0.28275 | 0.22637 | 0.19168 | 0.25209 | 0.31041 | 0.37805 | 0.34317 | 0.32806 | 0.17389 | 0.30785 | 0.28506 | 0.27151 | 0.2478 | 0.23423 | 0.24857 | 0.33024 | 0.27236 | 0.29077 | 0.34928 | 0.38585 | 0.40985 | 0.43185 | 0.38608 | 0.34001
Program Specific1-in-10AllAll2020March Monthly Peak | Program Specific | 1-in-10 | All | All | 2020 | March Monthly Peak | 3 | 25.0102 | 24.1836 | 23.6785 | 23.5565 | 24.3597 | 26.6712 | 30.4874 | 33.0778 | 35.6666 | 37.7141 | 39.6429 | 40.7439 | 41.4406 | 42.2263 | 42.2055 | 41.1304 | 39.4645 | 37.5993 | 35.844 | 35.3087 | 33.8071 | 31.584 | 28.9516 | 26.8371 | -0.021426 | 0.046533 | 0.0036185 | 0.015915 | -0.056442 | -0.11385 | -0.22772 | -0.20746 | -0.090406 | 0.048401 | 0.30449 | 1.3737 | 1.3586 | 1.2889 | 1.2305 | 1.132 | 1.1184 | 0.9131 | 0.13125 | 0.095819 | 0.094774 | 0.035886 | 0.036491 | 0.065874 | 56.2239 | 54.5074 | 52.9963 | 53.4515 | 53.9067 | 54.0895 | 54.0672 | 56.2612 | 63.1605 | 68.8433 | 73.1269 | 75.9216 | 79.1381 | 78.9552 | 76.0709 | 72.75 | 72.4888 | 71.0336 | 67.4403 | 62.9963 | 61.7463 | 59.7798 | 59.7351 | 57.7798 | 0.24492 | 0.19614 | 0.16471 | 0.21397 | 0.25969 | 0.31793 | 0.29026 | 0.28037 | 0.15087 | 0.27313 | 0.25811 | 0.25129 | 0.23158 | 0.22266 | 0.23805 | 0.31446 | 0.25581 | 0.26239 | 0.30597 | 0.34492 | 0.36654 | 0.38522 | 0.34171 | 0.29789
Program Specific1-in-10AllAll2020April Monthly Peak | Program Specific | 1-in-10 | All | All | 2020 | April Monthly Peak | 4 | 26.2047 | 25.2098 | 24.6277 | 24.4549 | 25.3175 | 27.7433 | 31.0535 | 34.3373 | 38.4534 | 42.0436 | 45.0935 | 46.8879 | 47.742 | 48.3445 | 48.015 | 46.6736 | 44.5026 | 41.8012 | 38.4823 | 37.8843 | 36.5079 | 33.9202 | 30.9405 | 28.5591 | -0.0010076 | 0.04708 | 0.024968 | 0.049138 | 0.0015143 | 0.0087132 | -0.12814 | -0.016157 | 0.078199 | 0.13233 | 0.41328 | 1.7075 | 1.727 | 1.6339 | 1.5627 | 1.563 | 1.5317 | 1.3349 | 0.44067 | 0.27311 | 0.19597 | 0.13031 | 0.13534 | 0.14468 | 62.7124 | 61.9176 | 60.2014 | 61.3965 | 60.3965 | 60.6017 | 59.862 | 67.082 | 77.7914 | 84.0295 | 88.3472 | 91.6303 | 92.8797 | 91.9592 | 91.0141 | 90.0598 | 88.1707 | 86.6501 | 83.9328 | 78.489 | 73.3739 | 69.9749 | 64.6636 | 63.1311 | 0.22874 | 0.18218 | 0.153 | 0.19855 | 0.24194 | 0.29663 | 0.26451 | 0.25755 | 0.14198 | 0.26453 | 0.25362 | 0.24942 | 0.23009 | 0.21994 | 0.23297 | 0.30689 | 0.248 | 0.2518 | 0.28652 | 0.32285 | 0.34448 | 0.3621 | 0.32201 | 0.2816
Program Specific1-in-10AllAll2020May Monthly Peak | Program Specific | 1-in-10 | All | All | 2020 | May Monthly Peak | 5 | 26.1259 | 25.2236 | 24.6597 | 24.5451 | 25.4924 | 27.9234 | 30.9808 | 35.0142 | 39.4825 | 42.9686 | 45.8032 | 47.486 | 48.1598 | 48.5261 | 48.0333 | 46.5569 | 44.3267 | 41.5906 | 38.2598 | 37.3344 | 36.5104 | 33.8347 | 30.9213 | 28.5502 | 0.0023839 | 0.047154 | 0.028437 | 0.054668 | 0.01089 | 0.028446 | -0.11328 | 0.013877 | 0.10833 | 0.14989 | 0.43916 | 1.7788 | 1.7967 | 1.6881 | 1.6118 | 1.6267 | 1.5933 | 1.4004 | 0.49382 | 0.30281 | 0.21361 | 0.14475 | 0.15055 | 0.15627 | 65.963 | 65.4518 | 65.8733 | 65.6009 | 64.6121 | 63.8733 | 63.1345 | 68.9215 | 79.6412 | 85.1076 | 88.9361 | 92.3688 | 92.3352 | 90.6413 | 90.63 | 88.6973 | 85.5258 | 83.787 | 81.9103 | 80.1379 | 74.2388 | 69.8397 | 68.8173 | 67.1233 | 0.22617 | 0.18123 | 0.15216 | 0.19854 | 0.24337 | 0.29874 | 0.26476 | 0.26203 | 0.14631 | 0.27253 | 0.25995 | 0.25513 | 0.23432 | 0.22231 | 0.23495 | 0.30922 | 0.24976 | 0.25384 | 0.28918 | 0.32435 | 0.34665 | 0.36057 | 0.32129 | 0.2802
Program Specific1-in-10AllAll2020June Monthly Peak | Program Specific | 1-in-10 | All | All | 2020 | June Monthly Peak | 6 | 26.7892 | 25.8491 | 25.2612 | 25.1121 | 26.0476 | 28.3313 | 31.3469 | 35.32 | 39.2668 | 42.6186 | 45.3593 | 46.8442 | 47.3453 | 47.5715 | 47.1598 | 45.9453 | 44.2153 | 41.8081 | 38.789 | 37.1972 | 36.5552 | 34.2092 | 31.4063 | 29.0182 | -0.0038315 | 0.048943 | 0.023032 | 0.046589 | -0.0066495 | -0.0084485 | -0.14506 | -0.043887 | 0.057153 | 0.12502 | 0.41229 | 1.7065 | 1.7085 | 1.6021 | 1.5298 | 1.5222 | 1.5104 | 1.3114 | 0.41278 | 0.25361 | 0.18676 | 0.11981 | 0.12495 | 0.13738 | 65.3613 | 62.6685 | 61.7134 | 61.7013 | 61.4737 | 60.7686 | 62.1912 | 70.6259 | 75.9574 | 79.6744 | 84.5629 | 87.2678 | 89.0068 | 89.5178 | 87.0954 | 87.1524 | 86.9015 | 84.4242 | 82.2314 | 79.5703 | 75.9448 | 72.2724 | 70.5337 | 68.1113 | 0.23745 | 0.18989 | 0.15962 | 0.20751 | 0.25354 | 0.30932 | 0.27283 | 0.2696 | 0.1481 | 0.27382 | 0.26104 | 0.2556 | 0.23408 | 0.22193 | 0.23524 | 0.31158 | 0.25511 | 0.26011 | 0.29847 | 0.33015 | 0.35422 | 0.37125 | 0.33202 | 0.2901
Program Specific1-in-10AllAll2020July Monthly Peak | Program Specific | 1-in-10 | All | All | 2020 | July Monthly Peak | 7 | 28.1155 | 27.1415 | 26.4967 | 26.3863 | 27.4408 | 30.1087 | 33.3622 | 37.3552 | 41.332 | 44.7855 | 47.6135 | 49.1297 | 49.7908 | 50.0911 | 49.789 | 48.9311 | 47.2874 | 44.6656 | 41.1124 | 39.2006 | 38.4431 | 35.979 | 33.0248 | 30.5423 | 0.0071513 | 0.049533 | 0.034793 | 0.065307 | 0.02551 | 0.060595 | -0.096367 | 0.060372 | 0.1507 | 0.17031 | 0.4625 | 1.838 | 1.8637 | 1.7509 | 1.6825 | 1.7497 | 1.744 | 1.5556 | 0.58832 | 0.35175 | 0.24253 | 0.17179 | 0.1798 | 0.18131 | 71.0786 | 71.5225 | 71.0337 | 70.7949 | 70.1011 | 70.0898 | 69.6123 | 72.75 | 76.6152 | 81.0703 | 86.1856 | 91.2672 | 91.5621 | 91.8907 | 92.1407 | 91.3121 | 87.4131 | 84.7417 | 83.5703 | 81.3877 | 78.1152 | 74.9551 | 73.7163 | 72.7725 | 0.23888 | 0.19172 | 0.16088 | 0.21013 | 0.25826 | 0.31832 | 0.27984 | 0.27307 | 0.1488 | 0.27503 | 0.26151 | 0.25502 | 0.23437 | 0.22218 | 0.23588 | 0.3157 | 0.2599 | 0.2647 | 0.30227 | 0.33317 | 0.35624 | 0.37343 | 0.33361 | 0.29194
Program Specific1-in-10AllAll2020August Monthly Peak | Program Specific | 1-in-10 | All | All | 2020 | August Monthly Peak | 8 | 28.7617 | 27.7172 | 27.067 | 26.9489 | 28.0521 | 30.9379 | 34.6297 | 38.7365 | 43.1333 | 46.7851 | 49.8755 | 51.4974 | 52.1987 | 52.5109 | 52.1818 | 51.063 | 49.1815 | 46.5156 | 42.7847 | 41.0716 | 39.7335 | 36.9359 | 33.8067 | 31.2552 | 0.0090482 | 0.050566 | 0.037382 | 0.069629 | 0.031314 | 0.073582 | -0.090734 | 0.078805 | 0.17036 | 0.18267 | 0.48515 | 1.9251 | 1.9561 | 1.839 | 1.7707 | 1.8397 | 1.8264 | 1.6435 | 0.63824 | 0.38319 | 0.25997 | 0.18559 | 0.19377 | 0.19313 | 73.0626 | 72.2545 | 71.6545 | 70.5174 | 70.4448 | 70.2448 | 69.4987 | 72.3712 | 79.1659 | 83.7116 | 89.2042 | 90.805 | 92.6138 | 91.0318 | 91.4217 | 91.2674 | 89.9296 | 89.5206 | 85.4464 | 82.2918 | 78.1826 | 76.3633 | 75.2083 | 75.1734 | 0.24551 | 0.19658 | 0.16507 | 0.21555 | 0.26472 | 0.32795 | 0.28917 | 0.28044 | 0.15366 | 0.28404 | 0.2707 | 0.26453 | 0.24332 | 0.2308 | 0.24544 | 0.32652 | 0.26765 | 0.27431 | 0.31466 | 0.34913 | 0.36961 | 0.3862 | 0.34411 | 0.30062
Program Specific1-in-10AllAll2020September Monthly Peak | Program Specific | 1-in-10 | All | All | 2020 | September Monthly Peak | 9 | 28.9606 | 27.9459 | 27.324 | 27.267 | 28.5155 | 31.559 | 35.8964 | 40.0837 | 45.3205 | 49.6169 | 52.919 | 54.7301 | 55.3789 | 55.6025 | 55.0705 | 53.4759 | 50.9585 | 47.9411 | 44.2229 | 43.0556 | 40.6422 | 37.468 | 34.1064 | 31.5059 | 0.012967 | 0.049811 | 0.040963 | 0.07512 | 0.04271 | 0.097888 | -0.072553 | 0.11797 | 0.20994 | 0.20717 | 0.52386 | 2.0603 | 2.097 | 1.9668 | 1.8895 | 1.9654 | 1.9268 | 1.7407 | 0.7087 | 0.42766 | 0.28143 | 0.20359 | 0.21064 | 0.20556 | 70.6125 | 70.135 | 70.1012 | 69.84 | 70.0675 | 68.8737 | 71.5337 | 72.9663 | 80.4913 | 87.1738 | 96.0639 | 99.2802 | 100.6677 | 100.2465 | 99.0639 | 98.1314 | 96.7776 | 95.0389 | 92.3564 | 83.8875 | 79.5337 | 77.3287 | 76.2837 | 74.3287 | 0.24258 | 0.19435 | 0.16341 | 0.21388 | 0.26485 | 0.32859 | 0.29534 | 0.28665 | 0.15959 | 0.29879 | 0.28481 | 0.27865 | 0.25597 | 0.24206 | 0.25648 | 0.33813 | 0.27353 | 0.27933 | 0.32184 | 0.36039 | 0.37512 | 0.38858 | 0.34333 | 0.29939
Program Specific1-in-10AllAll2020October Monthly Peak | Program Specific | 1-in-10 | All | All | 2020 | October Monthly Peak | 10 | 27.6797 | 26.7149 | 26.0963 | 25.9578 | 26.9862 | 29.5398 | 33.6052 | 36.9904 | 41.3181 | 45.2572 | 48.659 | 50.8039 | 51.845 | 52.5961 | 52.2703 | 50.7427 | 48.2537 | 45.152 | 42.6635 | 40.8794 | 38.4724 | 35.5063 | 32.4243 | 29.9907 | 0.0024955 | 0.049978 | 0.030251 | 0.058284 | 0.012312 | 0.032289 | -0.11996 | 0.017686 | 0.11538 | 0.15687 | 0.45888 | 1.8733 | 1.9002 | 1.8003 | 1.7287 | 1.7507 | 1.7185 | 1.5123 | 0.54379 | 0.32809 | 0.22495 | 0.1528 | 0.15972 | 0.16634 | 68.602 | 66.6461 | 66.8297 | 66.5788 | 65.0903 | 64.818 | 64.1006 | 67.4442 | 75.9008 | 83.3101 | 89.0606 | 91.2885 | 91.6731 | 92.4344 | 91.2303 | 89.9452 | 89.9342 | 87.5476 | 82.9316 | 79.4998 | 75.5572 | 72.3394 | 69.9303 | 69.3857 | 0.24218 | 0.19383 | 0.16257 | 0.21164 | 0.25971 | 0.31683 | 0.28369 | 0.27546 | 0.15193 | 0.28273 | 0.27115 | 0.26694 | 0.24595 | 0.23527 | 0.24998 | 0.33002 | 0.26744 | 0.27215 | 0.31563 | 0.34806 | 0.36274 | 0.37603 | 0.33567 | 0.29472
Program Specific1-in-10AllAll2020November Monthly Peak | Program Specific | 1-in-10 | All | All | 2020 | November Monthly Peak | 11 | 25.7359 | 24.9618 | 24.4817 | 24.4701 | 25.5176 | 27.8941 | 31.0088 | 34.3293 | 38.1508 | 41.4114 | 44.2149 | 45.8314 | 46.6189 | 47.2099 | 46.776 | 45.1124 | 43.1789 | 41.9561 | 38.7493 | 36.5959 | 34.7279 | 32.2521 | 29.6655 | 27.6095 | -0.0052903 | 0.04766 | 0.020968 | 0.043365 | -0.010779 | -0.016905 | -0.1504 | -0.056654 | 0.044477 | 0.11839 | 0.40332 | 1.6815 | 1.6939 | 1.6025 | 1.5318 | 1.5044 | 1.4803 | 1.2931 | 0.38901 | 0.23694 | 0.17334 | 0.10906 | 0.11362 | 0.12797 | 63.1532 | 62.3712 | 60.9355 | 61.6442 | 61.2541 | 60.6445 | 59.8642 | 63.3198 | 71.3745 | 78.8941 | 82.8192 | 86.6373 | 87.8455 | 88.0117 | 87.8108 | 86.9839 | 83.9283 | 77.8092 | 72.3712 | 68.0352 | 66.2348 | 63.0886 | 62.2527 | 61.0538 | 0.2324 | 0.18624 | 0.15667 | 0.20482 | 0.25237 | 0.30609 | 0.27117 | 0.26618 | 0.14669 | 0.27282 | 0.26135 | 0.25648 | 0.23658 | 0.22652 | 0.24065 | 0.3164 | 0.25632 | 0.26242 | 0.29729 | 0.32478 | 0.34279 | 0.35803 | 0.32011 | 0.28178
Program Specific1-in-10AllAll2020December Monthly Peak | Program Specific | 1-in-10 | All | All | 2020 | December Monthly Peak | 12 | 22.557 | 22.0539 | 21.8678 | 21.9923 | 23.0222 | 25.2526 | 28.1424 | 30.7803 | 32.7465 | 33.4719 | 33.7265 | 33.4071 | 32.9481 | 32.5393 | 31.9937 | 31.2463 | 31.0537 | 32.0898 | 31.2786 | 29.9101 | 28.7057 | 27.2016 | 25.3581 | 23.9196 | -0.046735 | 0.046481 | -0.022879 | -0.02551 | -0.13288 | -0.27181 | -0.34859 | -0.44427 | -0.29465 | -0.047279 | 0.18491 | 0.98698 | 0.91279 | 0.83584 | 0.77021 | 0.58379 | 0.6022 | 0.41347 | -0.24032 | -0.11574 | -0.026943 | -0.074407 | -0.082099 | -0.028853 | 47.4191 | 46.9191 | 45.4642 | 45.1917 | 45.4191 | 45.374 | 44.4191 | 45.3966 | 47.8515 | 50.8176 | 53.0113 | 53.2838 | 54.0451 | 55.0451 | 55.9775 | 55.0564 | 54.3176 | 50.9304 | 49.4304 | 48.7142 | 46.7818 | 47.9417 | 46.2255 | 45.498 | 0.29633 | 0.23896 | 0.20328 | 0.26619 | 0.32744 | 0.39511 | 0.35288 | 0.33887 | 0.17983 | 0.31814 | 0.28969 | 0.27243 | 0.2452 | 0.22911 | 0.24267 | 0.32655 | 0.27695 | 0.29984 | 0.35567 | 0.39434 | 0.41913 | 0.4453 | 0.40026 | 0.35369
Program Specific1-in-10AllAll2020Typical Event Day | Program Specific | 1-in-10 | All | All | 2020 | Typical Event Day | 8 | 28.6251 | 27.5925 | 26.9458 | 26.8293 | 27.9152 | 30.7689 | 34.4443 | 38.4787 | 42.7442 | 46.2547 | 49.216 | 50.7747 | 51.4693 | 51.8172 | 51.5281 | 50.4337 | 48.5978 | 45.9737 | 42.3439 | 40.6876 | 39.4077 | 36.6655 | 33.5721 | 31.0442 | 0.0061539 | 0.050479 | 0.034319 | 0.064872 | 0.022896 | 0.055587 | -0.10429 | 0.051773 | 0.14574 | 0.16992 | 0.46781 | 1.874 | 1.8998 | 1.7874 | 1.7209 | 1.7749 | 1.7636 | 1.578 | 0.5907 | 0.35649 | 0.24498 | 0.17195 | 0.17952 | 0.18182 | 70.0288 | 69.1452 | 68.6258 | 68.2135 | 68.0219 | 67.4943 | 68.2091 | 72.1783 | 78.0574 | 82.9074 | 89.0041 | 92.1549 | 93.4625 | 93.1715 | 92.4303 | 91.9657 | 90.2554 | 88.4312 | 85.9011 | 81.7842 | 77.944 | 75.2299 | 73.9355 | 72.5965 | 0.24455 | 0.19585 | 0.16446 | 0.21476 | 0.26354 | 0.3262 | 0.28774 | 0.27893 | 0.15245 | 0.28083 | 0.26692 | 0.26065 | 0.23971 | 0.2276 | 0.24226 | 0.32237 | 0.26452 | 0.27119 | 0.31154 | 0.34603 | 0.36685 | 0.38375 | 0.34201 | 0.29879
Program Specific1-in-10AllAll2021January Monthly Peak | Program Specific | 1-in-10 | All | All | 2021 | January Monthly Peak | 1 | 22.1986 | 21.6695 | 21.5582 | 21.7455 | 22.9223 | 25.341 | 29.1116 | 31.8099 | 33.3858 | 33.5391 | 33.4264 | 32.8105 | 32.1733 | 31.5892 | 30.9038 | 30.2927 | 30.2065 | 31.4295 | 30.9594 | 29.6308 | 28.4571 | 26.9555 | 25.1516 | 23.7513 | -0.050377 | 0.045287 | -0.026762 | -0.031686 | -0.14515 | -0.30053 | -0.37998 | -0.4983 | -0.33412 | -0.062247 | 0.17352 | 0.96408 | 0.88245 | 0.80495 | 0.73558 | 0.5339 | 0.5501 | 0.35283 | -0.29103 | -0.14379 | -0.042592 | -0.09196 | -0.097748 | -0.041194 | 42.2934 | 41.2934 | 40.3159 | 39.7482 | 39.2257 | 38.4757 | 38.4531 | 38.487 | 45.7387 | 51.1936 | 55.1372 | 56.8872 | 57.9323 | 58.1597 | 57.9436 | 56.2726 | 54.8403 | 52.4193 | 50.7031 | 47.7482 | 46.2934 | 45.5547 | 46.9305 | 46.4418 | 0.30326 | 0.24338 | 0.20773 | 0.27317 | 0.33956 | 0.41518 | 0.37753 | 0.36475 | 0.19169 | 0.33677 | 0.3075 | 0.28757 | 0.25901 | 0.2416 | 0.25387 | 0.34117 | 0.28695 | 0.30869 | 0.36949 | 0.40862 | 0.43435 | 0.46084 | 0.41546 | 0.36706
Program Specific1-in-10AllAll2021February Monthly Peak | Program Specific | 1-in-10 | All | All | 2021 | February Monthly Peak | 2 | 23.1762 | 22.5439 | 22.2956 | 22.4258 | 23.4608 | 25.8183 | 29.3579 | 31.8033 | 33.7433 | 34.6063 | 35.2935 | 35.3777 | 35.3668 | 35.3516 | 34.9866 | 34.0482 | 33.113 | 33.2556 | 33.0288 | 31.5287 | 30.2206 | 28.4067 | 26.2934 | 24.6766 | -0.042001 | 0.046219 | -0.017526 | -0.017256 | -0.11834 | -0.24319 | -0.33305 | -0.4039 | -0.2574 | -0.028814 | 0.2112 | 1.0855 | 1.0273 | 0.95335 | 0.88827 | 0.70771 | 0.71082 | 0.51593 | -0.17016 | -0.075322 | -0.0027745 | -0.054522 | -0.058374 | -0.0093386 | 52.4081 | 51.9307 | 51.8855 | 50.9307 | 51.6581 | 50.942 | 51.6694 | 52.1242 | 52.3516 | 53.7726 | 54.5339 | 55.0339 | 55.8291 | 54.1016 | 53.3403 | 52.1016 | 49.8516 | 48.1355 | 47.3629 | 48.1129 | 47.8629 | 46.9194 | 47.8629 | 46.8968 | 0.28551 | 0.22857 | 0.19353 | 0.25454 | 0.31344 | 0.38176 | 0.34653 | 0.33127 | 0.17559 | 0.31088 | 0.28786 | 0.27413 | 0.25019 | 0.23648 | 0.25096 | 0.33342 | 0.27495 | 0.29354 | 0.35268 | 0.38965 | 0.41389 | 0.4361 | 0.38984 | 0.34333
Program Specific1-in-10AllAll2021March Monthly Peak | Program Specific | 1-in-10 | All | All | 2021 | March Monthly Peak | 3 | 25.0994 | 24.2707 | 23.7638 | 23.6411 | 24.4473 | 26.767 | 30.5952 | 33.194 | 35.7872 | 37.8377 | 39.7706 | 40.8725 | 41.5702 | 42.3575 | 42.3358 | 41.2559 | 39.5848 | 37.7145 | 35.9548 | 35.4176 | 33.9137 | 31.6862 | 29.0496 | 26.9313 | -0.021693 | 0.046919 | 0.0035471 | 0.015956 | -0.057087 | -0.11505 | -0.23007 | -0.2096 | -0.091335 | 0.048856 | 0.30721 | 1.3842 | 1.3689 | 1.2985 | 1.2397 | 1.1405 | 1.1268 | 0.91958 | 0.13241 | 0.096775 | 0.095763 | 0.036229 | 0.036925 | 0.066574 | 56.2261 | 54.51 | 52.9987 | 53.4535 | 53.9083 | 54.0904 | 54.0678 | 56.2613 | 63.1596 | 68.8418 | 73.1257 | 75.9209 | 79.137 | 78.9548 | 76.0691 | 72.75 | 72.4887 | 71.0339 | 67.4422 | 62.9987 | 61.7487 | 59.7826 | 59.7374 | 57.7826 | 0.24733 | 0.19806 | 0.16632 | 0.21607 | 0.26225 | 0.32108 | 0.29313 | 0.28314 | 0.15235 | 0.27583 | 0.26066 | 0.25373 | 0.23382 | 0.22482 | 0.24034 | 0.31751 | 0.25826 | 0.2649 | 0.30897 | 0.34834 | 0.37018 | 0.38904 | 0.34508 | 0.30082
Program Specific1-in-10AllAll2021April Monthly Peak | Program Specific | 1-in-10 | All | All | 2021 | April Monthly Peak | 4 | 26.301 | 25.3032 | 24.7194 | 24.5457 | 25.4119 | 27.8467 | 31.1671 | 34.4604 | 38.5839 | 42.181 | 45.2374 | 47.0338 | 47.8893 | 48.4926 | 48.1606 | 46.8138 | 44.6359 | 41.9278 | 38.6015 | 38.0015 | 36.623 | 34.0308 | 31.047 | 28.662 | -0.0010632 | 0.047497 | 0.02515 | 0.049553 | 0.0014874 | 0.0087892 | -0.12947 | -0.016365 | 0.078947 | 0.13364 | 0.41719 | 1.7211 | 1.7408 | 1.6467 | 1.5748 | 1.5752 | 1.5438 | 1.3452 | 0.44471 | 0.27582 | 0.198 | 0.13167 | 0.13679 | 0.1462 | 62.7145 | 61.9193 | 60.2034 | 61.398 | 60.398 | 60.6027 | 59.8631 | 67.0803 | 77.7868 | 84.0248 | 88.3432 | 91.6267 | 92.876 | 91.9563 | 91.0117 | 90.0579 | 88.1699 | 86.6491 | 83.9321 | 78.4889 | 73.3751 | 69.9772 | 64.6677 | 63.1349 | 0.23102 | 0.18399 | 0.15451 | 0.20052 | 0.24435 | 0.29959 | 0.26715 | 0.26012 | 0.14338 | 0.26717 | 0.25616 | 0.25186 | 0.23232 | 0.22207 | 0.23522 | 0.30989 | 0.25039 | 0.25423 | 0.28935 | 0.32608 | 0.34793 | 0.36573 | 0.32522 | 0.2844
Program Specific1-in-10AllAll2021May Monthly Peak | Program Specific | 1-in-10 | All | All | 2021 | May Monthly Peak | 5 | 26.2229 | 25.3184 | 24.7526 | 24.6377 | 25.5894 | 28.0298 | 31.097 | 35.1421 | 39.6201 | 43.1136 | 45.9543 | 47.639 | 48.3136 | 48.6794 | 48.1838 | 46.7017 | 44.4645 | 41.7215 | 38.3834 | 37.4553 | 36.629 | 33.9472 | 31.0298 | 28.6547 | 0.0023624 | 0.047577 | 0.02866 | 0.055146 | 0.010963 | 0.028732 | -0.11446 | 0.013977 | 0.10939 | 0.15139 | 0.44338 | 1.7933 | 1.8113 | 1.7016 | 1.6246 | 1.6397 | 1.6061 | 1.4115 | 0.49841 | 0.30583 | 0.21585 | 0.14628 | 0.15218 | 0.15793 | 65.9651 | 65.4538 | 65.8746 | 65.6019 | 64.6132 | 63.8746 | 63.1359 | 68.9207 | 79.6376 | 85.1037 | 88.9329 | 92.365 | 92.331 | 90.6376 | 90.6263 | 88.6943 | 85.5235 | 83.7849 | 81.9094 | 80.1368 | 74.2387 | 69.8406 | 68.8179 | 67.1246 | 0.22844 | 0.18304 | 0.15368 | 0.20053 | 0.24582 | 0.30175 | 0.26743 | 0.26467 | 0.14778 | 0.27528 | 0.26257 | 0.25765 | 0.23662 | 0.22449 | 0.23724 | 0.31227 | 0.25218 | 0.25632 | 0.29207 | 0.32763 | 0.35015 | 0.36421 | 0.32451 | 0.28301
Program Specific1-in-10AllAll2021June Monthly Peak | Program Specific | 1-in-10 | All | All | 2021 | June Monthly Peak | 6 | 26.8898 | 25.9472 | 25.3574 | 25.2076 | 26.1473 | 28.44 | 31.465 | 35.4499 | 39.404 | 42.762 | 45.5087 | 46.9951 | 47.4966 | 47.7224 | 47.3084 | 46.0892 | 44.3543 | 41.9405 | 38.9147 | 37.3186 | 36.6747 | 34.3234 | 31.5169 | 29.1248 | -0.0039213 | 0.04938 | 0.023187 | 0.046974 | -0.0067694 | -0.0085558 | -0.14659 | -0.044388 | 0.057698 | 0.12627 | 0.41623 | 1.7203 | 1.7223 | 1.6149 | 1.5419 | 1.5343 | 1.5225 | 1.3217 | 0.41664 | 0.25616 | 0.18874 | 0.12107 | 0.12632 | 0.13885 | 65.3624 | 62.6702 | 61.7156 | 61.7033 | 61.476 | 60.7713 | 62.1931 | 70.6246 | 75.9544 | 79.6711 | 84.5584 | 87.2629 | 89.0018 | 89.5129 | 87.0913 | 87.1489 | 86.898 | 84.4209 | 82.2287 | 79.5684 | 75.9442 | 72.2727 | 70.534 | 68.1124 | 0.23985 | 0.19181 | 0.16122 | 0.20961 | 0.25611 | 0.31246 | 0.27561 | 0.27234 | 0.14959 | 0.27661 | 0.2637 | 0.25814 | 0.23639 | 0.22412 | 0.23756 | 0.31468 | 0.25761 | 0.26266 | 0.30148 | 0.33352 | 0.35783 | 0.37503 | 0.33538 | 0.29304
Program Specific1-in-10AllAll2021July Monthly Peak | Program Specific | 1-in-10 | All | All | 2021 | July Monthly Peak | 7 | 28.2206 | 27.2444 | 26.5976 | 26.4869 | 27.5465 | 30.2252 | 33.4881 | 37.4917 | 41.475 | 44.9349 | 47.7687 | 49.2855 | 49.9475 | 50.2472 | 49.943 | 49.0821 | 47.434 | 44.8051 | 41.2445 | 39.3277 | 38.5678 | 36.0982 | 33.1401 | 30.6538 | 0.0071817 | 0.049995 | 0.035096 | 0.065915 | 0.025746 | 0.061231 | -0.097389 | 0.06096 | 0.15221 | 0.17205 | 0.46705 | 1.8531 | 1.8791 | 1.7651 | 1.696 | 1.7639 | 1.7583 | 1.5681 | 0.5939 | 0.35531 | 0.24511 | 0.17363 | 0.18175 | 0.18325 | 71.0794 | 71.5227 | 71.034 | 70.7954 | 70.1021 | 70.0907 | 69.6134 | 72.75 | 76.6139 | 81.0685 | 86.1824 | 91.2622 | 91.5576 | 91.887 | 92.137 | 91.3076 | 87.4097 | 84.7391 | 83.5685 | 81.3866 | 78.1139 | 74.9546 | 73.716 | 72.7727 | 0.24133 | 0.19367 | 0.16251 | 0.21227 | 0.2609 | 0.32159 | 0.28271 | 0.27586 | 0.15031 | 0.27785 | 0.26419 | 0.25758 | 0.2367 | 0.22438 | 0.23822 | 0.31887 | 0.26247 | 0.26732 | 0.30535 | 0.3366 | 0.3599 | 0.37727 | 0.33702 | 0.29492
Program Specific1-in-10AllAll2021August Monthly Peak | Program Specific | 1-in-10 | All | All | 2021 | August Monthly Peak | 8 | 28.871 | 27.824 | 27.1718 | 27.0534 | 28.1617 | 31.0593 | 34.7611 | 38.8779 | 43.2822 | 46.9407 | 50.0374 | 51.6604 | 52.3628 | 52.6745 | 52.3436 | 51.2205 | 49.3338 | 46.6616 | 42.9237 | 41.2062 | 39.8644 | 37.0607 | 33.9272 | 31.3713 | 0.0090996 | 0.051045 | 0.037718 | 0.070292 | 0.031616 | 0.074364 | -0.091704 | 0.079592 | 0.17209 | 0.18455 | 0.48998 | 1.9411 | 1.9725 | 1.8541 | 1.7851 | 1.8548 | 1.8415 | 1.6569 | 0.64435 | 0.38712 | 0.26275 | 0.18761 | 0.19588 | 0.19522 | 73.0632 | 72.255 | 71.655 | 70.5186 | 70.4452 | 70.2452 | 69.4997 | 72.3709 | 79.1635 | 83.7086 | 89.2002 | 90.8009 | 92.6098 | 91.028 | 91.4178 | 91.2639 | 89.9268 | 89.5177 | 85.4449 | 82.2906 | 78.1824 | 76.3629 | 75.2084 | 75.1731 | 0.24805 | 0.1986 | 0.16677 | 0.21777 | 0.26746 | 0.33134 | 0.29216 | 0.28334 | 0.15524 | 0.28698 | 0.27351 | 0.26721 | 0.24576 | 0.23311 | 0.2479 | 0.32983 | 0.27032 | 0.27705 | 0.3179 | 0.35275 | 0.37345 | 0.39021 | 0.34766 | 0.30372
Program Specific1-in-10AllAll2021September Monthly Peak | Program Specific | 1-in-10 | All | All | 2021 | September Monthly Peak | 9 | 29.0692 | 28.052 | 27.4282 | 27.3713 | 28.6258 | 31.6812 | 36.0314 | 40.2292 | 45.4763 | 49.7818 | 53.0907 | 54.9032 | 55.5529 | 55.7754 | 55.2409 | 53.6402 | 51.115 | 48.0908 | 44.3661 | 43.1955 | 40.7761 | 37.5946 | 34.2274 | 31.6224 | 0.013062 | 0.05029 | 0.041347 | 0.075854 | 0.043143 | 0.098943 | -0.073333 | 0.11918 | 0.21209 | 0.20933 | 0.52915 | 2.0777 | 2.1148 | 1.9832 | 1.9051 | 1.9817 | 1.9429 | 1.755 | 0.71556 | 0.43208 | 0.28447 | 0.20582 | 0.21296 | 0.20779 | 70.6136 | 70.1364 | 70.1023 | 69.8409 | 70.0682 | 68.875 | 71.5341 | 72.9659 | 80.4886 | 87.1705 | 96.0568 | 99.2727 | 100.6591 | 100.2386 | 99.0568 | 98.125 | 96.7727 | 95.0341 | 92.3523 | 83.8864 | 79.5341 | 77.3296 | 76.2841 | 74.3295 | 0.2451 | 0.19637 | 0.1651 | 0.2161 | 0.26761 | 0.33202 | 0.29842 | 0.28964 | 0.16124 | 0.30191 | 0.28779 | 0.28149 | 0.25857 | 0.24451 | 0.25907 | 0.34159 | 0.27628 | 0.28215 | 0.32517 | 0.36417 | 0.37904 | 0.39264 | 0.3469 | 0.3025
Program Specific1-in-10AllAll2021October Monthly Peak | Program Specific | 1-in-10 | All | All | 2021 | October Monthly Peak | 10 | 27.7886 | 26.8212 | 26.2004 | 26.0613 | 27.0946 | 29.6578 | 33.735 | 37.1308 | 41.4672 | 45.4138 | 48.8229 | 50.9702 | 52.0125 | 52.7645 | 52.4365 | 50.9032 | 48.4072 | 45.2983 | 42.8037 | 41.0142 | 38.6018 | 35.6287 | 32.5428 | 30.1057 | 0.0024758 | 0.050453 | 0.030505 | 0.058825 | 0.012406 | 0.03263 | -0.12127 | 0.017832 | 0.11656 | 0.15851 | 0.4635 | 1.8891 | 1.9162 | 1.8152 | 1.7429 | 1.7652 | 1.7328 | 1.5247 | 0.54908 | 0.33151 | 0.22741 | 0.15448 | 0.16151 | 0.16817 | 68.603 | 66.6476 | 66.8305 | 66.5796 | 65.0912 | 64.8187 | 64.1017 | 67.4436 | 75.8972 | 83.3055 | 89.056 | 91.2837 | 91.6697 | 92.4311 | 91.2275 | 89.942 | 89.9309 | 87.5455 | 82.9308 | 79.4998 | 75.5578 | 72.3403 | 69.9322 | 69.3872 | 0.24473 | 0.19586 | 0.16426 | 0.21385 | 0.26244 | 0.32016 | 0.28667 | 0.27836 | 0.15352 | 0.28571 | 0.27401 | 0.26969 | 0.24847 | 0.23767 | 0.25253 | 0.33342 | 0.27015 | 0.27492 | 0.31893 | 0.35173 | 0.36656 | 0.38 | 0.3392 | 0.29782
Program Specific1-in-10AllAll2021November Monthly Peak | Program Specific | 1-in-10 | All | All | 2021 | November Monthly Peak | 11 | 25.8383 | 25.0617 | 24.5798 | 24.568 | 25.6207 | 28.0056 | 31.1304 | 34.4625 | 38.2922 | 41.5603 | 44.3708 | 45.9895 | 46.7785 | 47.3707 | 46.9349 | 45.2651 | 43.3247 | 42.0945 | 38.8788 | 36.7195 | 34.8481 | 32.3667 | 29.7764 | 27.7172 | -0.0053973 | 0.048104 | 0.021109 | 0.043734 | -0.01095 | -0.017111 | -0.15206 | -0.057311 | 0.044914 | 0.11963 | 0.40736 | 1.6958 | 1.7082 | 1.6159 | 1.5446 | 1.517 | 1.4927 | 1.3036 | 0.39279 | 0.23943 | 0.17526 | 0.11026 | 0.11492 | 0.1294 | 63.1548 | 62.373 | 60.937 | 61.6446 | 61.2546 | 60.645 | 59.8648 | 63.319 | 71.3721 | 78.8909 | 82.8173 | 86.6355 | 87.8439 | 88.0097 | 87.8088 | 86.9816 | 83.9275 | 77.8093 | 72.373 | 68.0377 | 66.2373 | 63.0916 | 62.2554 | 61.0564 | 0.23486 | 0.1882 | 0.15832 | 0.20698 | 0.25504 | 0.30933 | 0.27405 | 0.269 | 0.14824 | 0.27572 | 0.26413 | 0.25915 | 0.23903 | 0.22886 | 0.24313 | 0.3197 | 0.25895 | 0.26511 | 0.30042 | 0.32824 | 0.34644 | 0.36184 | 0.3235 | 0.28475
Program Specific1-in-10AllAll2021December Monthly Peak | Program Specific | 1-in-10 | All | All | 2021 | December Monthly Peak | 12 | 22.6465 | 22.1418 | 21.955 | 22.0794 | 23.1137 | 25.3508 | 28.2506 | 30.896 | 32.8649 | 33.5907 | 33.8449 | 33.5227 | 33.0623 | 32.6517 | 32.1043 | 31.3553 | 31.163 | 32.1995 | 31.3854 | 30.0136 | 28.8071 | 27.2996 | 25.4531 | 24.0121 | -0.047311 | 0.046862 | -0.023304 | -0.02598 | -0.13448 | -0.27491 | -0.3525 | -0.44918 | -0.29785 | -0.04783 | 0.18646 | 0.99458 | 0.91965 | 0.84197 | 0.77606 | 0.58812 | 0.60671 | 0.4158 | -0.24278 | -0.11693 | -0.027216 | -0.075324 | -0.082924 | -0.029138 | 47.4209 | 46.9209 | 45.4665 | 45.1937 | 45.4209 | 45.3753 | 44.4209 | 45.3981 | 47.8525 | 50.8184 | 53.0114 | 53.2842 | 54.0456 | 55.0456 | 55.9772 | 55.057 | 54.3184 | 50.9323 | 49.4323 | 48.7165 | 46.7848 | 47.9437 | 46.2279 | 45.5007 | 0.29949 | 0.24149 | 0.20543 | 0.26902 | 0.33093 | 0.39933 | 0.35664 | 0.34249 | 0.18173 | 0.32155 | 0.29279 | 0.2753 | 0.24778 | 0.23152 | 0.24521 | 0.32999 | 0.27983 | 0.30296 | 0.35945 | 0.39857 | 0.42363 | 0.45007 | 0.40451 | 0.35744
Program Specific1-in-10AllAll2021Typical Event Day | Program Specific | 1-in-10 | All | All | 2021 | Typical Event Day | 8 | 28.7336 | 27.6985 | 27.0497 | 26.9331 | 28.0239 | 30.8891 | 34.5746 | 38.6188 | 42.8913 | 46.4079 | 49.375 | 50.9346 | 51.6303 | 51.9778 | 51.6871 | 50.5885 | 48.7476 | 46.1174 | 42.481 | 40.8206 | 39.5371 | 36.7891 | 33.6914 | 31.1592 | 0.0061738 | 0.050954 | 0.034617 | 0.065479 | 0.023106 | 0.056174 | -0.10541 | 0.052274 | 0.14721 | 0.17167 | 0.47244 | 1.8896 | 1.9156 | 1.802 | 1.7348 | 1.7894 | 1.7781 | 1.5908 | 0.59635 | 0.36014 | 0.24761 | 0.17381 | 0.18149 | 0.18378 | 70.0297 | 69.1461 | 68.6268 | 68.2146 | 68.023 | 67.4957 | 68.2102 | 72.1778 | 78.055 | 82.9046 | 88.9993 | 92.1495 | 93.4569 | 93.1665 | 92.4256 | 91.9612 | 90.2517 | 88.4278 | 85.8985 | 81.7829 | 77.9436 | 75.2299 | 73.9356 | 72.597 | 0.24707 | 0.19787 | 0.16614 | 0.21697 | 0.26626 | 0.32957 | 0.29071 | 0.28181 | 0.15402 | 0.28374 | 0.26968 | 0.26328 | 0.24212 | 0.22988 | 0.24468 | 0.32564 | 0.26716 | 0.2739 | 0.31474 | 0.34962 | 0.37066 | 0.38773 | 0.34554 | 0.30187
Program Specific1-in-10AllAll2022January Monthly Peak | Program Specific | 1-in-10 | All | All | 2022 | January Monthly Peak | 1 | 22.2867 | 21.7555 | 21.6439 | 21.8315 | 23.0136 | 25.4405 | 29.2228 | 31.9297 | 33.5075 | 33.6606 | 33.5482 | 32.9289 | 32.2906 | 31.7045 | 31.0164 | 30.4033 | 30.3163 | 31.5386 | 31.0663 | 29.7341 | 28.5582 | 27.0533 | 25.2468 | 23.8439 | -0.050988 | 0.045659 | -0.02723 | -0.032222 | -0.14687 | -0.30394 | -0.38423 | -0.5038 | -0.33774 | -0.062954 | 0.17496 | 0.97156 | 0.88912 | 0.81089 | 0.74121 | 0.53783 | 0.55417 | 0.35461 | -0.294 | -0.14527 | -0.043037 | -0.09305 | -0.098753 | -0.04162 | 42.2965 | 41.2965 | 40.3193 | 39.7509 | 39.2281 | 38.4781 | 38.4553 | 38.4895 | 45.7386 | 51.193 | 55.136 | 56.886 | 57.9316 | 58.1588 | 57.943 | 56.2728 | 54.8412 | 52.4211 | 50.7053 | 47.7509 | 46.2965 | 45.5579 | 46.9325 | 46.4439 | 0.3065 | 0.24596 | 0.20992 | 0.27608 | 0.34318 | 0.41963 | 0.38156 | 0.36865 | 0.19373 | 0.34038 | 0.3108 | 0.29061 | 0.26174 | 0.24414 | 0.25654 | 0.34478 | 0.28995 | 0.31191 | 0.37341 | 0.41301 | 0.43902 | 0.46579 | 0.41989 | 0.37097
Program Specific1-in-10AllAll2022February Monthly Peak | Program Specific | 1-in-10 | All | All | 2022 | February Monthly Peak | 2 | 23.2678 | 22.6332 | 22.3837 | 22.5143 | 23.5538 | 25.9193 | 29.4708 | 31.9236 | 33.8664 | 34.7299 | 35.4189 | 35.5015 | 35.4909 | 35.4751 | 35.1083 | 34.1663 | 33.2278 | 33.3698 | 33.1412 | 31.6373 | 30.3268 | 28.5087 | 26.3918 | 24.7722 | -0.042522 | 0.046608 | -0.017877 | -0.017619 | -0.11976 | -0.24596 | -0.33677 | -0.40837 | -0.26019 | -0.02916 | 0.21307 | 1.0941 | 1.0352 | 0.96058 | 0.89517 | 0.71312 | 0.71628 | 0.51924 | -0.17192 | -0.076086 | -0.002781 | -0.05519 | -0.058945 | -0.0094119 | 52.4098 | 51.9326 | 51.887 | 50.9326 | 51.6598 | 50.944 | 51.6712 | 52.1256 | 52.3527 | 53.7728 | 54.5342 | 55.0342 | 55.8299 | 54.1027 | 53.3413 | 52.1027 | 49.8527 | 48.137 | 47.3641 | 48.1141 | 47.8641 | 46.9212 | 47.8641 | 46.8984 | 0.28856 | 0.231 | 0.19558 | 0.25725 | 0.31679 | 0.38585 | 0.35024 | 0.33481 | 0.17745 | 0.31421 | 0.29095 | 0.27702 | 0.25282 | 0.23897 | 0.25358 | 0.33694 | 0.27781 | 0.2966 | 0.35642 | 0.39383 | 0.41833 | 0.44078 | 0.39399 | 0.34698
Program Specific1-in-10AllAll2022March Monthly Peak | Program Specific | 1-in-10 | All | All | 2022 | March Monthly Peak | 3 | 25.1967 | 24.3657 | 23.8569 | 23.7335 | 24.5429 | 26.8716 | 30.7128 | 33.3209 | 35.9189 | 37.9726 | 39.91 | 41.0129 | 41.7118 | 42.5007 | 42.478 | 41.393 | 39.7161 | 37.8403 | 36.0758 | 35.5364 | 34.03 | 31.7978 | 29.1566 | 27.0342 | -0.021986 | 0.047339 | 0.0034691 | 0.016 | -0.057792 | -0.11636 | -0.23262 | -0.21194 | -0.09235 | 0.049352 | 0.31019 | 1.3957 | 1.3801 | 1.309 | 1.2498 | 1.1497 | 1.136 | 0.92666 | 0.13366 | 0.09782 | 0.096842 | 0.036603 | 0.037398 | 0.067339 | 56.2285 | 54.5127 | 53.0013 | 53.4556 | 53.9099 | 54.0914 | 54.0685 | 56.2614 | 63.1586 | 68.8401 | 73.1243 | 75.92 | 79.1358 | 78.9543 | 76.0672 | 72.75 | 72.4886 | 71.0343 | 67.4442 | 63.0013 | 61.7513 | 59.7856 | 59.7399 | 57.7856 | 0.24997 | 0.20017 | 0.16808 | 0.21837 | 0.26505 | 0.32452 | 0.29626 | 0.28617 | 0.15397 | 0.27879 | 0.26346 | 0.2564 | 0.23626 | 0.22717 | 0.24285 | 0.32085 | 0.26093 | 0.26765 | 0.31225 | 0.35208 | 0.37415 | 0.39321 | 0.34876 | 0.30403
Program Specific1-in-10AllAll2022April Monthly Peak | Program Specific | 1-in-10 | All | All | 2022 | April Monthly Peak | 4 | 26.4051 | 25.4043 | 24.8185 | 24.644 | 25.5141 | 27.9586 | 31.29 | 34.5937 | 38.7251 | 42.3297 | 45.3932 | 47.1917 | 48.0487 | 48.6528 | 48.3182 | 46.9654 | 44.7802 | 42.0647 | 38.7306 | 38.1282 | 36.7476 | 34.1505 | 31.1623 | 28.7733 | -0.0011233 | 0.047949 | 0.025347 | 0.050002 | 0.0014582 | 0.0088715 | -0.1309 | -0.01659 | 0.079755 | 0.13505 | 0.42142 | 1.7359 | 1.7557 | 1.6605 | 1.588 | 1.5884 | 1.5568 | 1.3563 | 0.44908 | 0.27874 | 0.2002 | 0.13314 | 0.13836 | 0.14784 | 62.7168 | 61.9211 | 60.2056 | 61.3996 | 60.3996 | 60.6038 | 59.8643 | 67.0785 | 77.7819 | 84.0198 | 88.3388 | 91.6227 | 92.872 | 91.9532 | 91.0092 | 90.0559 | 88.169 | 86.648 | 83.9314 | 78.4888 | 73.3765 | 69.9796 | 64.6721 | 63.139 | 0.23349 | 0.18594 | 0.15615 | 0.20266 | 0.24696 | 0.30279 | 0.27001 | 0.2629 | 0.1449 | 0.27004 | 0.2589 | 0.25449 | 0.23475 | 0.22438 | 0.23766 | 0.31313 | 0.25297 | 0.25685 | 0.29242 | 0.32958 | 0.35167 | 0.36965 | 0.32869 | 0.28743
Program Specific1-in-10AllAll2022May Monthly Peak | Program Specific | 1-in-10 | All | All | 2022 | May Monthly Peak | 5 | 26.327 | 25.42 | 24.8522 | 24.737 | 25.6934 | 28.1439 | 31.2216 | 35.2794 | 39.7676 | 43.2691 | 46.1163 | 47.8031 | 48.4785 | 48.8438 | 48.3453 | 46.857 | 44.6122 | 41.862 | 38.5159 | 37.5849 | 36.7561 | 34.0678 | 31.1462 | 28.7667 | 0.0023395 | 0.048032 | 0.028899 | 0.05566 | 0.011042 | 0.029039 | -0.11573 | 0.014085 | 0.11053 | 0.153 | 0.4479 | 1.8088 | 1.827 | 1.716 | 1.6383 | 1.6536 | 1.6198 | 1.4233 | 0.50332 | 0.30907 | 0.21824 | 0.14791 | 0.15391 | 0.1597 | 65.9674 | 65.456 | 65.8759 | 65.603 | 64.6144 | 63.8759 | 63.1373 | 68.9199 | 79.6338 | 85.0995 | 88.9296 | 92.3609 | 92.3266 | 90.6338 | 90.6224 | 88.691 | 85.5211 | 83.7826 | 81.9084 | 80.1356 | 74.2386 | 69.8416 | 68.8187 | 67.1259 | 0.23088 | 0.18498 | 0.1553 | 0.20266 | 0.24844 | 0.30498 | 0.27028 | 0.26749 | 0.14935 | 0.27823 | 0.26538 | 0.26035 | 0.23909 | 0.22683 | 0.23971 | 0.31554 | 0.25479 | 0.25897 | 0.29517 | 0.33114 | 0.35391 | 0.36812 | 0.32797 | 0.28603
Program Specific1-in-10AllAll2022June Monthly Peak | Program Specific | 1-in-10 | All | All | 2022 | June Monthly Peak | 6 | 26.9967 | 26.0514 | 25.4597 | 25.3092 | 26.2532 | 28.5555 | 31.5906 | 35.5879 | 39.5498 | 42.9145 | 45.6675 | 47.1557 | 47.6574 | 47.8828 | 47.4664 | 46.2423 | 44.5021 | 42.0813 | 39.0484 | 37.4477 | 36.8018 | 34.4448 | 31.6344 | 29.2382 | -0.0040167 | 0.049844 | 0.023352 | 0.047384 | -0.0068969 | -0.0086699 | -0.14822 | -0.044921 | 0.058276 | 0.12761 | 0.42042 | 1.735 | 1.737 | 1.6284 | 1.5548 | 1.5472 | 1.5354 | 1.3325 | 0.42074 | 0.25888 | 0.19084 | 0.12242 | 0.12778 | 0.14041 | 65.3636 | 62.672 | 61.7179 | 61.7055 | 61.4784 | 60.7742 | 62.1952 | 70.6233 | 75.9513 | 79.6676 | 84.5537 | 87.2577 | 88.9965 | 89.5077 | 87.087 | 87.1451 | 86.8942 | 84.4174 | 82.2258 | 79.5665 | 75.9436 | 72.2729 | 70.5344 | 68.1136 | 0.24241 | 0.19384 | 0.16292 | 0.21184 | 0.25885 | 0.31581 | 0.27855 | 0.27524 | 0.15118 | 0.27957 | 0.26652 | 0.26085 | 0.23886 | 0.22645 | 0.24003 | 0.31798 | 0.26027 | 0.26538 | 0.30468 | 0.3371 | 0.36167 | 0.37905 | 0.33895 | 0.29616
Program Specific1-in-10AllAll2022July Monthly Peak | Program Specific | 1-in-10 | All | All | 2022 | July Monthly Peak | 7 | 28.3314 | 27.3529 | 26.7039 | 26.593 | 27.6578 | 30.3479 | 33.6208 | 37.6356 | 41.6256 | 45.0924 | 47.9322 | 49.4497 | 50.1127 | 50.4118 | 50.1053 | 49.2412 | 47.5885 | 44.9522 | 41.3837 | 39.4617 | 38.6992 | 36.2238 | 33.2617 | 30.7712 | 0.0072138 | 0.050482 | 0.035414 | 0.066556 | 0.025995 | 0.061902 | -0.098466 | 0.061579 | 0.1538 | 0.17388 | 0.47184 | 1.8691 | 1.8953 | 1.7801 | 1.7103 | 1.7789 | 1.7733 | 1.5813 | 0.59977 | 0.35907 | 0.24783 | 0.17558 | 0.18381 | 0.1853 | 71.0803 | 71.5229 | 71.0344 | 70.7959 | 70.1032 | 70.0917 | 69.6146 | 72.75 | 76.6124 | 81.0666 | 86.179 | 91.257 | 91.5529 | 91.8831 | 92.1331 | 91.3029 | 87.4061 | 84.7363 | 83.5666 | 81.3854 | 78.1124 | 74.9541 | 73.7156 | 72.7729 | 0.2439 | 0.19573 | 0.16424 | 0.21453 | 0.26369 | 0.32503 | 0.28573 | 0.27881 | 0.15191 | 0.28083 | 0.26702 | 0.26027 | 0.23916 | 0.22671 | 0.24068 | 0.32221 | 0.26518 | 0.27009 | 0.3086 | 0.34021 | 0.36377 | 0.38132 | 0.34062 | 0.29806
Program Specific1-in-10AllAll2022August Monthly Peak | Program Specific | 1-in-10 | All | All | 2022 | August Monthly Peak | 8 | 28.9852 | 27.9356 | 27.2813 | 27.1627 | 28.2762 | 31.186 | 34.8984 | 39.0256 | 43.4378 | 47.1032 | 50.2065 | 51.8307 | 52.5343 | 52.8455 | 52.5127 | 51.3851 | 49.4928 | 46.8142 | 43.069 | 41.3469 | 40.0012 | 37.1911 | 34.0531 | 31.4927 | 0.0091533 | 0.051546 | 0.038069 | 0.070984 | 0.031933 | 0.075182 | -0.092717 | 0.080414 | 0.17389 | 0.18652 | 0.49502 | 1.9579 | 1.9895 | 1.8699 | 1.8001 | 1.8705 | 1.8573 | 1.6709 | 0.65073 | 0.39121 | 0.26567 | 0.18971 | 0.1981 | 0.19739 | 73.0639 | 72.2556 | 71.6556 | 70.5199 | 70.4457 | 70.2457 | 69.5008 | 72.3706 | 79.161 | 83.7055 | 89.1959 | 90.7967 | 92.6056 | 91.024 | 91.4137 | 91.2604 | 89.9239 | 89.5147 | 85.4432 | 82.2895 | 78.1822 | 76.3625 | 75.2084 | 75.1728 | 0.2507 | 0.20071 | 0.16853 | 0.22009 | 0.27032 | 0.33489 | 0.29529 | 0.28637 | 0.15688 | 0.29005 | 0.27644 | 0.27 | 0.24832 | 0.23553 | 0.25047 | 0.33328 | 0.27311 | 0.27992 | 0.32127 | 0.35653 | 0.37745 | 0.39439 | 0.35138 | 0.30696
Program Specific1-in-10AllAll2022September Monthly Peak | Program Specific | 1-in-10 | All | All | 2022 | September Monthly Peak | 9 | 29.1817 | 28.162 | 27.5363 | 27.4793 | 28.7401 | 31.8079 | 36.1714 | 40.38 | 45.6376 | 49.9526 | 53.2685 | 55.0825 | 55.7332 | 55.9546 | 55.4174 | 53.8103 | 51.2773 | 48.246 | 44.5145 | 43.3403 | 40.9148 | 37.7257 | 34.3529 | 31.7431 | 0.013159 | 0.050787 | 0.041744 | 0.076614 | 0.043591 | 0.10004 | -0.07414 | 0.12044 | 0.21433 | 0.21156 | 0.53463 | 2.0957 | 2.1332 | 2.0001 | 1.9212 | 1.9986 | 1.9595 | 1.7699 | 0.72267 | 0.43665 | 0.28762 | 0.20813 | 0.21536 | 0.21011 | 70.6148 | 70.1378 | 70.1034 | 69.8419 | 70.0689 | 68.8763 | 71.5345 | 72.9655 | 80.4859 | 87.1669 | 96.0494 | 99.265 | 100.6501 | 100.2305 | 99.0495 | 98.1184 | 96.7676 | 95.0291 | 92.348 | 83.8852 | 79.5345 | 77.3304 | 76.2845 | 74.3304 | 0.24772 | 0.19846 | 0.16685 | 0.2184 | 0.27047 | 0.33557 | 0.30161 | 0.29273 | 0.16295 | 0.30515 | 0.29087 | 0.28444 | 0.26126 | 0.24705 | 0.26176 | 0.34517 | 0.27914 | 0.28507 | 0.32863 | 0.36807 | 0.38311 | 0.39685 | 0.35061 | 0.30573
Program Specific1-in-10AllAll2022October Monthly Peak | Program Specific | 1-in-10 | All | All | 2022 | October Monthly Peak | 10 | 27.9004 | 26.9303 | 26.3073 | 26.1676 | 27.2059 | 29.779 | 33.8683 | 37.275 | 41.6203 | 45.5746 | 48.9912 | 51.141 | 52.1845 | 52.9375 | 52.6074 | 51.0682 | 48.5649 | 45.4486 | 42.9477 | 41.1527 | 38.7347 | 35.7544 | 32.6645 | 30.2237 | 0.0024555 | 0.05094 | 0.030766 | 0.059381 | 0.012502 | 0.032979 | -0.12261 | 0.017982 | 0.11777 | 0.16019 | 0.46823 | 1.9054 | 1.9326 | 1.8305 | 1.7575 | 1.7801 | 1.7475 | 1.5374 | 0.5545 | 0.33502 | 0.22993 | 0.1562 | 0.16334 | 0.17006 | 68.6041 | 66.6492 | 66.8314 | 66.5805 | 65.0922 | 64.8194 | 64.1028 | 67.443 | 75.8934 | 83.3008 | 89.0513 | 91.2787 | 91.6662 | 92.4277 | 91.2246 | 89.9387 | 89.9275 | 87.5433 | 82.9301 | 79.4998 | 75.5584 | 72.3413 | 69.9341 | 69.3886 | 0.24734 | 0.19794 | 0.166 | 0.21613 | 0.26525 | 0.32359 | 0.28974 | 0.28133 | 0.15515 | 0.28877 | 0.27694 | 0.27251 | 0.25106 | 0.24015 | 0.25515 | 0.33692 | 0.27295 | 0.27777 | 0.32232 | 0.35551 | 0.3705 | 0.38408 | 0.34282 | 0.30099
Program Specific1-in-10AllAll2022November Monthly Peak | Program Specific | 1-in-10 | All | All | 2022 | November Monthly Peak | 11 | 25.9425 | 25.1635 | 24.6797 | 24.6678 | 25.7257 | 28.1191 | 31.2543 | 34.5982 | 38.4363 | 41.7119 | 44.5296 | 46.1505 | 46.941 | 47.5345 | 47.0967 | 45.4208 | 43.4731 | 42.2355 | 39.0107 | 36.8454 | 34.9706 | 32.4834 | 29.8893 | 27.8269 | -0.0055064 | 0.048557 | 0.021252 | 0.044109 | -0.011124 | -0.017321 | -0.15374 | -0.057981 | 0.045359 | 0.12089 | 0.41147 | 1.7103 | 1.7229 | 1.6295 | 1.5575 | 1.5298 | 1.5054 | 1.3143 | 0.39665 | 0.24197 | 0.17722 | 0.11148 | 0.11625 | 0.13085 | 63.1565 | 62.3749 | 60.9384 | 61.6451 | 61.2552 | 60.6455 | 59.8655 | 63.3181 | 71.3697 | 78.8876 | 82.8154 | 86.6338 | 87.8422 | 88.0076 | 87.8067 | 86.9793 | 83.9267 | 77.8094 | 72.3749 | 68.0402 | 66.2399 | 63.0947 | 62.2581 | 61.0592 | 0.23737 | 0.1902 | 0.15999 | 0.20918 | 0.25777 | 0.31264 | 0.27698 | 0.27188 | 0.14981 | 0.27867 | 0.26696 | 0.26187 | 0.24152 | 0.23125 | 0.24566 | 0.32306 | 0.26163 | 0.26786 | 0.30361 | 0.33176 | 0.35016 | 0.36572 | 0.32694 | 0.28778
Program Specific1-in-10AllAll2022December Monthly Peak | Program Specific | 1-in-10 | All | All | 2022 | December Monthly Peak | 12 | 22.7369 | 22.2306 | 22.0431 | 22.1675 | 23.2061 | 25.4501 | 28.36 | 31.0129 | 32.9845 | 33.7107 | 33.9646 | 33.6394 | 33.1776 | 32.7651 | 32.216 | 31.4654 | 31.2733 | 32.3103 | 31.4933 | 30.1182 | 28.9094 | 27.3987 | 25.5491 | 24.1055 | -0.047893 | 0.047246 | -0.023733 | -0.026454 | -0.13609 | -0.27805 | -0.35644 | -0.45415 | -0.30107 | -0.048387 | 0.18803 | 1.0023 | 0.92658 | 0.84816 | 0.78198 | 0.5925 | 0.61127 | 0.41816 | -0.24526 | -0.11813 | -0.027491 | -0.076251 | -0.083757 | -0.029426 | 47.4227 | 46.9227 | 45.4688 | 45.1958 | 45.4227 | 45.3767 | 44.4227 | 45.3997 | 47.8536 | 50.8191 | 53.0115 | 53.2845 | 54.0461 | 55.0461 | 55.977 | 55.0576 | 54.3191 | 50.9342 | 49.4342 | 48.7188 | 46.7879 | 47.9458 | 46.2303 | 45.5033 | 0.30268 | 0.24405 | 0.20759 | 0.27187 | 0.33445 | 0.4036 | 0.36045 | 0.34614 | 0.18366 | 0.32499 | 0.29592 | 0.27821 | 0.25038 | 0.23395 | 0.24777 | 0.33346 | 0.28274 | 0.30612 | 0.36327 | 0.40285 | 0.42818 | 0.45489 | 0.4088 | 0.36123
Program Specific1-in-10AllAll2022Typical Event Day | Program Specific | 1-in-10 | All | All | 2022 | Typical Event Day | 8 | 28.8469 | 27.8093 | 27.1584 | 27.0414 | 28.1374 | 31.0147 | 34.7107 | 38.7652 | 43.0451 | 46.5679 | 49.541 | 51.1017 | 51.7984 | 52.1457 | 51.8532 | 50.7503 | 48.9042 | 46.2677 | 42.6242 | 40.9595 | 39.6723 | 36.9182 | 33.816 | 31.2794 | 0.0061946 | 0.051451 | 0.03493 | 0.066114 | 0.023325 | 0.056787 | -0.10657 | 0.052798 | 0.14875 | 0.1735 | 0.47728 | 1.9058 | 1.9321 | 1.8172 | 1.7493 | 1.8045 | 1.7932 | 1.6042 | 0.60226 | 0.36396 | 0.25035 | 0.17576 | 0.18355 | 0.18583 | 70.0307 | 69.1472 | 68.6279 | 68.2159 | 68.0242 | 67.4971 | 68.2114 | 72.1773 | 78.0525 | 82.9016 | 88.9944 | 92.1439 | 93.4512 | 93.1612 | 92.4207 | 91.9566 | 90.2478 | 88.4243 | 85.8958 | 81.7815 | 77.9431 | 75.23 | 73.9357 | 72.5975 | 0.24971 | 0.19997 | 0.1679 | 0.21928 | 0.26911 | 0.3331 | 0.29382 | 0.28482 | 0.15565 | 0.28678 | 0.27257 | 0.26603 | 0.24464 | 0.23227 | 0.24722 | 0.32905 | 0.26992 | 0.27673 | 0.31808 | 0.35337 | 0.37464 | 0.39189 | 0.34923 | 0.30509
Program Specific1-in-10AllAll2023January Monthly Peak | Program Specific | 1-in-10 | All | All | 2023 | January Monthly Peak | 1 | 22.3757 | 21.8425 | 21.7305 | 21.9184 | 23.1058 | 25.541 | 29.3351 | 32.0507 | 33.6304 | 33.7833 | 33.6713 | 33.0486 | 32.4091 | 31.8211 | 31.1302 | 30.5151 | 30.4271 | 31.6488 | 31.1744 | 29.8385 | 28.6603 | 27.152 | 25.3429 | 23.9375 | -0.051606 | 0.046036 | -0.027702 | -0.032764 | -0.14861 | -0.30738 | -0.38852 | -0.50936 | -0.34139 | -0.063667 | 0.17642 | 0.97911 | 0.89587 | 0.81689 | 0.7469 | 0.5418 | 0.55828 | 0.3564 | -0.29701 | -0.14678 | -0.043487 | -0.094152 | -0.099769 | -0.04205 | 42.2997 | 41.2997 | 40.3227 | 39.7536 | 39.2305 | 38.4805 | 38.4575 | 38.492 | 45.7385 | 51.1924 | 55.1348 | 56.8848 | 57.9309 | 58.1578 | 57.9424 | 56.273 | 54.8422 | 52.4229 | 50.7075 | 47.7536 | 46.2997 | 45.5612 | 46.9344 | 46.4459 | 0.30977 | 0.24858 | 0.21214 | 0.27901 | 0.34684 | 0.42412 | 0.38564 | 0.37258 | 0.19579 | 0.34403 | 0.31413 | 0.29369 | 0.2645 | 0.24672 | 0.25924 | 0.34842 | 0.29298 | 0.31518 | 0.37738 | 0.41744 | 0.44373 | 0.47078 | 0.42436 | 0.37492
Program Specific1-in-10AllAll2023February Monthly Peak | Program Specific | 1-in-10 | All | All | 2023 | February Monthly Peak | 2 | 23.3603 | 22.7233 | 22.4727 | 22.6037 | 23.6478 | 26.0213 | 29.585 | 32.0452 | 33.9908 | 34.8546 | 35.5456 | 35.6267 | 35.6162 | 35.5999 | 35.2313 | 34.2856 | 33.3439 | 33.4852 | 33.2548 | 31.7469 | 30.4341 | 28.6118 | 26.4913 | 24.8687 | -0.043047 | 0.047001 | -0.018232 | -0.017984 | -0.12119 | -0.24875 | -0.34052 | -0.41288 | -0.26301 | -0.029509 | 0.21495 | 1.1027 | 1.0433 | 0.96788 | 0.90215 | 0.71858 | 0.72181 | 0.52258 | -0.1737 | -0.076859 | -0.0027875 | -0.055865 | -0.059522 | -0.0094859 | 52.4115 | 51.9346 | 51.8884 | 50.9346 | 51.6615 | 50.9461 | 51.673 | 52.1269 | 52.3538 | 53.7731 | 54.5346 | 55.0346 | 55.8307 | 54.1038 | 53.3423 | 52.1038 | 49.8538 | 48.1384 | 47.3654 | 48.1154 | 47.8654 | 46.923 | 47.8654 | 46.9 | 0.29163 | 0.23345 | 0.19764 | 0.25998 | 0.32017 | 0.38997 | 0.35398 | 0.33838 | 0.17934 | 0.31758 | 0.29406 | 0.27995 | 0.25548 | 0.24148 | 0.25624 | 0.34049 | 0.2807 | 0.29969 | 0.36021 | 0.39805 | 0.42282 | 0.4455 | 0.39819 | 0.35067
Program Specific1-in-10AllAll2023March Monthly Peak | Program Specific | 1-in-10 | All | All | 2023 | March Monthly Peak | 3 | 25.2951 | 24.4617 | 23.951 | 23.8268 | 24.6395 | 26.9772 | 30.8317 | 33.449 | 36.052 | 38.1088 | 40.0508 | 41.1547 | 41.8548 | 42.6453 | 42.6216 | 41.5315 | 39.8488 | 37.9674 | 36.198 | 35.6565 | 34.1476 | 31.9105 | 29.2648 | 27.1381 | -0.022281 | 0.047764 | 0.0033902 | 0.016045 | -0.058503 | -0.11769 | -0.23521 | -0.2143 | -0.093375 | 0.049854 | 0.31319 | 1.4073 | 1.3915 | 1.3196 | 1.26 | 1.1591 | 1.1453 | 0.93381 | 0.13493 | 0.098875 | 0.097932 | 0.036981 | 0.037877 | 0.068111 | 56.2309 | 54.5155 | 53.004 | 53.4578 | 53.9116 | 54.0924 | 54.0693 | 56.2615 | 63.1576 | 68.8384 | 73.123 | 75.9192 | 79.1345 | 78.9538 | 76.0653 | 72.75 | 72.4884 | 71.0346 | 67.4463 | 63.004 | 61.754 | 59.7886 | 59.7425 | 57.7886 | 0.25263 | 0.20229 | 0.16986 | 0.22069 | 0.26788 | 0.32799 | 0.29943 | 0.28922 | 0.1556 | 0.28178 | 0.26628 | 0.2591 | 0.23874 | 0.22954 | 0.24538 | 0.32422 | 0.26363 | 0.27042 | 0.31557 | 0.35585 | 0.37817 | 0.39743 | 0.35247 | 0.30726
Program Specific1-in-10AllAll2023April Monthly Peak | Program Specific | 1-in-10 | All | All | 2023 | April Monthly Peak | 4 | 26.5103 | 25.5064 | 24.9187 | 24.7432 | 25.6173 | 28.0716 | 31.4141 | 34.7283 | 38.8677 | 42.48 | 45.5505 | 47.3513 | 48.2097 | 48.8146 | 48.4773 | 47.1187 | 44.9259 | 42.203 | 38.861 | 38.2563 | 36.8734 | 34.2714 | 31.2788 | 28.8858 | -0.001184 | 0.048405 | 0.025546 | 0.050455 | 0.0014287 | 0.0089545 | -0.13235 | -0.016817 | 0.080572 | 0.13648 | 0.4257 | 1.7507 | 1.7707 | 1.6745 | 1.6012 | 1.6017 | 1.5699 | 1.3675 | 0.4535 | 0.28169 | 0.20243 | 0.13462 | 0.13994 | 0.1495 | 62.7191 | 61.9229 | 60.2078 | 61.4011 | 60.4011 | 60.6049 | 59.8656 | 67.0767 | 77.7769 | 84.0147 | 88.3345 | 91.6187 | 92.868 | 91.95 | 91.0066 | 90.0538 | 88.1682 | 86.6469 | 83.9307 | 78.4887 | 73.3778 | 69.982 | 64.6766 | 63.1431 | 0.23598 | 0.18792 | 0.1578 | 0.20481 | 0.2496 | 0.30603 | 0.27289 | 0.2657 | 0.14644 | 0.27293 | 0.26168 | 0.25716 | 0.23719 | 0.22671 | 0.24012 | 0.31641 | 0.25558 | 0.2595 | 0.29553 | 0.33312 | 0.35544 | 0.37361 | 0.33219 | 0.29049
Program Specific1-in-10AllAll2023May Monthly Peak | Program Specific | 1-in-10 | All | All | 2023 | May Monthly Peak | 5 | 26.4321 | 25.5228 | 24.9529 | 24.8374 | 25.7985 | 28.2592 | 31.3475 | 35.418 | 39.9167 | 43.4262 | 46.28 | 47.969 | 48.6451 | 49.01 | 48.5084 | 47.014 | 44.7615 | 42.0039 | 38.6498 | 37.7159 | 36.8846 | 34.1897 | 31.2639 | 28.8799 | 0.0023162 | 0.04849 | 0.029141 | 0.056179 | 0.011121 | 0.029348 | -0.11702 | 0.014194 | 0.11167 | 0.15462 | 0.45247 | 1.8245 | 1.8428 | 1.7306 | 1.6521 | 1.6676 | 1.6337 | 1.4352 | 0.50829 | 0.31235 | 0.22066 | 0.14957 | 0.15567 | 0.16149 | 65.9697 | 65.4582 | 65.8772 | 65.6041 | 64.6157 | 63.8772 | 63.1388 | 68.919 | 79.6299 | 85.0952 | 88.9262 | 92.3568 | 92.3221 | 90.6299 | 90.6183 | 88.6877 | 85.5187 | 83.7803 | 81.9075 | 80.1343 | 74.2384 | 69.8425 | 68.8194 | 67.1272 | 0.23334 | 0.18695 | 0.15694 | 0.20481 | 0.25109 | 0.30824 | 0.27317 | 0.27035 | 0.15093 | 0.28121 | 0.26823 | 0.26308 | 0.24158 | 0.22919 | 0.2422 | 0.31885 | 0.25742 | 0.26165 | 0.29831 | 0.33469 | 0.35771 | 0.37206 | 0.33147 | 0.28907
Program Specific1-in-10AllAll2023June Monthly Peak | Program Specific | 1-in-10 | All | All | 2023 | June Monthly Peak | 6 | 27.1047 | 26.1567 | 25.5631 | 25.4118 | 26.3603 | 28.6723 | 31.7174 | 35.7274 | 39.6972 | 43.0685 | 45.828 | 47.3178 | 47.8199 | 48.0448 | 47.626 | 46.3969 | 44.6513 | 42.2235 | 39.1835 | 37.5781 | 36.9302 | 34.5674 | 31.7532 | 29.3528 | -0.0041131 | 0.050313 | 0.023519 | 0.047798 | -0.0070257 | -0.0087851 | -0.14986 | -0.045459 | 0.058861 | 0.12895 | 0.42465 | 1.7498 | 1.7518 | 1.6421 | 1.5678 | 1.5602 | 1.5484 | 1.3436 | 0.42488 | 0.26163 | 0.19296 | 0.12378 | 0.12925 | 0.14199 | 65.3648 | 62.6739 | 61.7202 | 61.7077 | 61.4808 | 60.7771 | 62.1973 | 70.622 | 75.9481 | 79.6641 | 84.549 | 87.2525 | 88.9911 | 89.5025 | 87.0826 | 87.1414 | 86.8904 | 84.4138 | 82.2229 | 79.5646 | 75.943 | 72.2732 | 70.5347 | 68.1148 | 0.24499 | 0.1959 | 0.16465 | 0.21409 | 0.26161 | 0.31919 | 0.28153 | 0.27818 | 0.15278 | 0.28257 | 0.26937 | 0.26358 | 0.24134 | 0.22881 | 0.24252 | 0.32132 | 0.26296 | 0.26813 | 0.30791 | 0.34071 | 0.36555 | 0.38311 | 0.34257 | 0.29931
Program Specific1-in-10AllAll2023July Monthly Peak | Program Specific | 1-in-10 | All | All | 2023 | July Monthly Peak | 7 | 28.4433 | 27.4625 | 26.8114 | 26.7002 | 27.7704 | 30.4718 | 33.7549 | 37.7809 | 41.7779 | 45.2515 | 48.0974 | 49.6157 | 50.2795 | 50.578 | 50.2692 | 49.4019 | 47.7446 | 45.1008 | 41.5243 | 39.597 | 38.8319 | 36.3506 | 33.3845 | 30.8899 | 0.0072462 | 0.050974 | 0.035736 | 0.067204 | 0.026247 | 0.06258 | -0.099554 | 0.062205 | 0.15541 | 0.17573 | 0.47668 | 1.8853 | 1.9117 | 1.7953 | 1.7247 | 1.794 | 1.7885 | 1.5946 | 0.60571 | 0.36287 | 0.25058 | 0.17755 | 0.18589 | 0.18737 | 71.0811 | 71.5232 | 71.0348 | 70.7963 | 70.1043 | 70.0927 | 69.6159 | 72.75 | 76.611 | 81.0646 | 86.1756 | 91.2518 | 91.5481 | 91.8792 | 92.1292 | 91.2981 | 87.4024 | 84.7335 | 83.5646 | 81.3841 | 78.111 | 74.9537 | 73.7152 | 72.7732 | 0.2465 | 0.19781 | 0.16597 | 0.21681 | 0.26651 | 0.32851 | 0.28879 | 0.28178 | 0.15352 | 0.28384 | 0.26988 | 0.26299 | 0.24165 | 0.22907 | 0.24317 | 0.32558 | 0.26792 | 0.27288 | 0.31187 | 0.34386 | 0.36767 | 0.3854 | 0.34425 | 0.30124
Program Specific1-in-10AllAll2023August Monthly Peak | Program Specific | 1-in-10 | All | All | 2023 | August Monthly Peak | 8 | 29.1007 | 28.0484 | 27.3919 | 27.273 | 28.3919 | 31.3141 | 35.0371 | 39.1749 | 43.5949 | 47.2674 | 50.3774 | 52.0028 | 52.7076 | 53.0183 | 52.6835 | 51.5514 | 49.6535 | 46.9684 | 43.2157 | 41.4891 | 40.1393 | 37.3229 | 34.1802 | 31.6154 | 0.0092076 | 0.052052 | 0.038423 | 0.071683 | 0.032252 | 0.076007 | -0.09374 | 0.081245 | 0.17571 | 0.18851 | 0.50012 | 1.9748 | 2.0068 | 1.8858 | 1.8153 | 1.8864 | 1.8732 | 1.685 | 0.65719 | 0.39535 | 0.26861 | 0.19184 | 0.20033 | 0.1996 | 73.0646 | 72.2562 | 71.6562 | 70.5212 | 70.4462 | 70.2462 | 69.5019 | 72.3703 | 79.1584 | 83.7024 | 89.1916 | 90.7924 | 92.6014 | 91.02 | 91.4096 | 91.2567 | 89.9209 | 89.5117 | 85.4415 | 82.2883 | 78.182 | 76.3622 | 75.2085 | 75.1725 | 0.25337 | 0.20285 | 0.17032 | 0.22243 | 0.27321 | 0.33848 | 0.29844 | 0.28942 | 0.15855 | 0.29316 | 0.2794 | 0.27282 | 0.25091 | 0.23798 | 0.25306 | 0.33678 | 0.27593 | 0.28282 | 0.32469 | 0.36036 | 0.3815 | 0.39862 | 0.35512 | 0.31023
Program Specific1-in-10AllAll2023September Monthly Peak | Program Specific | 1-in-10 | All | All | 2023 | September Monthly Peak | 9 | 29.2954 | 28.2731 | 27.6454 | 27.5884 | 28.8555 | 31.9359 | 36.3128 | 40.5324 | 45.8006 | 50.1252 | 53.4481 | 55.2637 | 55.9154 | 56.1357 | 55.5958 | 53.9823 | 51.4412 | 48.4028 | 44.6644 | 43.4867 | 41.055 | 37.8581 | 34.4796 | 31.865 | 0.013258 | 0.051288 | 0.042146 | 0.077381 | 0.044044 | 0.10114 | -0.074956 | 0.12171 | 0.21658 | 0.21382 | 0.54017 | 2.1139 | 2.1517 | 2.0172 | 1.9375 | 2.0156 | 1.9763 | 1.7849 | 0.72986 | 0.44127 | 0.2908 | 0.21047 | 0.21778 | 0.21245 | 70.6161 | 70.1393 | 70.1045 | 69.8428 | 70.0696 | 68.8777 | 71.5348 | 72.9652 | 80.4831 | 87.1634 | 96.042 | 99.2572 | 100.6411 | 100.2224 | 99.042 | 98.1116 | 96.7625 | 95.0241 | 92.3438 | 83.8839 | 79.5348 | 77.3313 | 76.2848 | 74.3312 | 0.25036 | 0.20057 | 0.16862 | 0.22073 | 0.27336 | 0.33917 | 0.30484 | 0.29586 | 0.16468 | 0.30841 | 0.29399 | 0.28742 | 0.26398 | 0.24962 | 0.26448 | 0.34879 | 0.28203 | 0.28803 | 0.33212 | 0.37202 | 0.38722 | 0.40111 | 0.35435 | 0.30899
Program Specific1-in-10AllAll2023October Monthly Peak | Program Specific | 1-in-10 | All | All | 2023 | October Monthly Peak | 10 | 28.0134 | 27.0407 | 26.4154 | 26.2749 | 27.3184 | 29.9014 | 34.003 | 37.4207 | 41.775 | 45.7371 | 49.1613 | 51.3136 | 52.3583 | 53.1122 | 52.7799 | 51.2349 | 48.7242 | 45.6005 | 43.0932 | 41.2926 | 38.869 | 35.8814 | 32.7874 | 30.343 | 0.002435 | 0.051432 | 0.03103 | 0.059942 | 0.012599 | 0.033333 | -0.12396 | 0.018133 | 0.11899 | 0.16189 | 0.47302 | 1.9218 | 1.9493 | 1.846 | 1.7723 | 1.7952 | 1.7624 | 1.5503 | 0.55999 | 0.33856 | 0.23249 | 0.15795 | 0.1652 | 0.17195 | 68.6052 | 66.6508 | 66.8323 | 66.5813 | 65.0932 | 64.8202 | 64.1039 | 67.4424 | 75.8896 | 83.296 | 89.0465 | 91.2737 | 91.6626 | 92.4243 | 91.2217 | 89.9354 | 89.924 | 87.5411 | 82.9294 | 79.4998 | 75.559 | 72.3422 | 69.9361 | 69.3901 | 0.24998 | 0.20004 | 0.16776 | 0.21843 | 0.26808 | 0.32705 | 0.29284 | 0.28434 | 0.15679 | 0.29186 | 0.27991 | 0.27537 | 0.25368 | 0.24265 | 0.2578 | 0.34046 | 0.27577 | 0.28065 | 0.32574 | 0.35932 | 0.37447 | 0.3882 | 0.34647 | 0.3042
Program Specific1-in-10AllAll2023November Monthly Peak | Program Specific | 1-in-10 | All | All | 2023 | November Monthly Peak | 11 | 26.0478 | 25.2663 | 24.7807 | 24.7686 | 25.8317 | 28.2338 | 31.3795 | 34.7353 | 38.5819 | 41.8651 | 44.69 | 46.3131 | 47.1052 | 47.7 | 47.2602 | 45.578 | 43.6231 | 42.378 | 39.1439 | 36.9725 | 35.0944 | 32.6013 | 30.0034 | 27.9378 | -0.0056165 | 0.049013 | 0.021396 | 0.044489 | -0.0113 | -0.017533 | -0.15545 | -0.058658 | 0.045808 | 0.12217 | 0.41562 | 1.7251 | 1.7377 | 1.6433 | 1.5707 | 1.5428 | 1.5182 | 1.3251 | 0.40054 | 0.24454 | 0.17919 | 0.11272 | 0.1176 | 0.13233 | 63.1581 | 62.3767 | 60.9399 | 61.6456 | 61.2558 | 60.646 | 59.8662 | 63.3172 | 71.3673 | 78.8843 | 82.8134 | 86.632 | 87.8406 | 88.0056 | 87.8047 | 86.9769 | 83.926 | 77.8095 | 72.3767 | 68.0428 | 66.2424 | 63.0978 | 62.2608 | 61.0619 | 0.2399 | 0.19222 | 0.16168 | 0.21141 | 0.26052 | 0.31599 | 0.27994 | 0.27478 | 0.15141 | 0.28166 | 0.26982 | 0.26462 | 0.24405 | 0.23367 | 0.24822 | 0.32645 | 0.26434 | 0.27063 | 0.30683 | 0.33532 | 0.35391 | 0.36964 | 0.33043 | 0.29085
Program Specific1-in-10AllAll2023December Monthly Peak | Program Specific | 1-in-10 | All | All | 2023 | December Monthly Peak | 12 | 22.8282 | 22.3203 | 22.1322 | 22.2565 | 23.2994 | 25.5504 | 28.4704 | 31.1309 | 33.1053 | 33.8319 | 34.0856 | 33.7573 | 33.294 | 32.8798 | 32.3289 | 31.5767 | 31.3848 | 32.4222 | 31.6024 | 30.2238 | 29.0128 | 27.4988 | 25.6461 | 24.1999 | -0.048482 | 0.047635 | -0.024167 | -0.026933 | -0.13772 | -0.28122 | -0.36042 | -0.45916 | -0.30433 | -0.04895 | 0.18961 | 1.01 | 0.93358 | 0.85442 | 0.78795 | 0.59692 | 0.61588 | 0.42055 | -0.24777 | -0.11934 | -0.02777 | -0.077188 | -0.084599 | -0.029717 | 47.4246 | 46.9246 | 45.4711 | 45.1978 | 45.4246 | 45.378 | 44.4246 | 45.4013 | 47.8547 | 50.8198 | 53.0116 | 53.2849 | 54.0466 | 55.0466 | 55.9767 | 55.0582 | 54.3198 | 50.9362 | 49.4362 | 48.7211 | 46.7909 | 47.9478 | 46.2327 | 45.506 | 0.3059 | 0.24664 | 0.20978 | 0.27476 | 0.33802 | 0.40791 | 0.3643 | 0.34983 | 0.18561 | 0.32847 | 0.29909 | 0.28114 | 0.25301 | 0.23641 | 0.25036 | 0.33697 | 0.28568 | 0.30931 | 0.36712 | 0.40717 | 0.43277 | 0.45975 | 0.41313 | 0.36506
Program Specific1-in-10AllAll2023Typical Event Day | Program Specific | 1-in-10 | All | All | 2023 | Typical Event Day | 8 | 28.9614 | 27.9212 | 27.2682 | 27.151 | 28.2521 | 31.1416 | 34.8482 | 38.9131 | 43.2004 | 46.7296 | 49.7088 | 51.2705 | 51.9683 | 52.3153 | 52.021 | 50.9137 | 49.0623 | 46.4194 | 42.7689 | 41.0998 | 39.8089 | 37.0486 | 33.9419 | 31.4008 | 0.0062157 | 0.051953 | 0.035245 | 0.066756 | 0.023546 | 0.057407 | -0.10775 | 0.053327 | 0.1503 | 0.17534 | 0.48217 | 1.9222 | 1.9487 | 1.8326 | 1.7641 | 1.8198 | 1.8085 | 1.6176 | 0.60822 | 0.36781 | 0.25313 | 0.17772 | 0.18563 | 0.18791 | 70.0317 | 69.1482 | 68.629 | 68.2171 | 68.0253 | 67.4985 | 68.2126 | 72.1768 | 78.05 | 82.8985 | 88.9894 | 92.1383 | 93.4453 | 93.1559 | 92.4157 | 91.9519 | 90.244 | 88.4207 | 85.8931 | 81.7802 | 77.9426 | 75.23 | 73.9358 | 72.598 | 0.25237 | 0.2021 | 0.16968 | 0.22162 | 0.27199 | 0.33667 | 0.29696 | 0.28786 | 0.1573 | 0.28985 | 0.27549 | 0.26881 | 0.24718 | 0.23468 | 0.24978 | 0.3325 | 0.2727 | 0.2796 | 0.32146 | 0.35716 | 0.37866 | 0.39609 | 0.35295 | 0.30834
Program Specific1-in-10AllAll2024January Monthly Peak | Program Specific | 1-in-10 | All | All | 2024 | January Monthly Peak | 1 | 22.4656 | 21.9303 | 21.8179 | 22.0062 | 23.199 | 25.6425 | 29.4486 | 32.1729 | 33.7546 | 33.9072 | 33.7956 | 33.1695 | 32.5289 | 31.9388 | 31.2452 | 30.628 | 30.5391 | 31.7602 | 31.2836 | 29.9439 | 28.7635 | 27.2518 | 25.4401 | 24.032 | -0.052229 | 0.046416 | -0.028179 | -0.033311 | -0.15037 | -0.31086 | -0.39285 | -0.51497 | -0.34508 | -0.064388 | 0.17789 | 0.98674 | 0.90268 | 0.82295 | 0.75265 | 0.54582 | 0.56243 | 0.35821 | -0.30004 | -0.1483 | -0.043942 | -0.095265 | -0.1008 | -0.042484 | 42.3028 | 41.3028 | 40.3261 | 39.7562 | 39.233 | 38.483 | 38.4597 | 38.4946 | 45.7384 | 51.1918 | 55.1335 | 56.8835 | 57.9301 | 58.1568 | 57.9418 | 56.2733 | 54.8432 | 52.4247 | 50.7097 | 47.7562 | 46.3028 | 45.5645 | 46.9364 | 46.448 | 0.31307 | 0.25122 | 0.21438 | 0.28198 | 0.35054 | 0.42865 | 0.38976 | 0.37656 | 0.19787 | 0.34772 | 0.31749 | 0.29679 | 0.2673 | 0.24932 | 0.26196 | 0.3521 | 0.29604 | 0.31847 | 0.38139 | 0.42192 | 0.44849 | 0.47583 | 0.42888 | 0.37891
Program Specific1-in-10AllAll2024February Monthly Peak | Program Specific | 1-in-10 | All | All | 2024 | February Monthly Peak | 2 | 23.4537 | 22.8144 | 22.5627 | 22.6941 | 23.7428 | 26.1244 | 29.7002 | 32.1679 | 34.1164 | 34.9807 | 35.6735 | 35.753 | 35.7429 | 35.7259 | 35.3556 | 34.4062 | 33.4611 | 33.6018 | 33.3696 | 31.8577 | 30.5425 | 28.7159 | 26.5918 | 24.9663 | -0.043578 | 0.047398 | -0.018591 | -0.018354 | -0.12263 | -0.25157 | -0.34431 | -0.41744 | -0.26587 | -0.029861 | 0.21685 | 1.1115 | 1.0514 | 0.97525 | 0.9092 | 0.7241 | 0.72739 | 0.52595 | -0.1755 | -0.077639 | -0.0027942 | -0.056546 | -0.060104 | -0.0095607 | 52.4132 | 51.9365 | 51.8899 | 50.9365 | 51.6632 | 50.9482 | 51.6749 | 52.1282 | 52.3549 | 53.7733 | 54.535 | 55.035 | 55.8316 | 54.1049 | 53.3433 | 52.1049 | 49.8549 | 48.1399 | 47.3666 | 48.1166 | 47.8666 | 46.9249 | 47.8666 | 46.9016 | 0.29474 | 0.23593 | 0.19973 | 0.26275 | 0.32358 | 0.39414 | 0.35776 | 0.34199 | 0.18124 | 0.32098 | 0.29721 | 0.2829 | 0.25817 | 0.24402 | 0.25892 | 0.34407 | 0.28362 | 0.30281 | 0.36403 | 0.40232 | 0.42735 | 0.45027 | 0.40242 | 0.35441
Program Specific1-in-10AllAll2024March Monthly Peak | Program Specific | 1-in-10 | All | All | 2024 | March Monthly Peak | 3 | 25.3944 | 24.5587 | 24.0461 | 23.9211 | 24.7371 | 27.0839 | 30.9517 | 33.5785 | 36.1864 | 38.2465 | 40.1931 | 41.298 | 41.9993 | 42.7915 | 42.7668 | 41.6714 | 39.9829 | 38.0958 | 36.3214 | 35.7777 | 34.2664 | 32.0245 | 29.374 | 27.2431 | -0.022579 | 0.048193 | 0.0033106 | 0.016091 | -0.059222 | -0.11903 | -0.23782 | -0.21668 | -0.094411 | 0.050361 | 0.31623 | 1.419 | 1.403 | 1.3303 | 1.2702 | 1.1685 | 1.1546 | 0.94103 | 0.13622 | 0.099941 | 0.099033 | 0.037363 | 0.03836 | 0.068892 | 56.2334 | 54.5184 | 53.0067 | 53.46 | 53.9134 | 54.0933 | 54.07 | 56.2617 | 63.1567 | 68.8366 | 73.1217 | 75.9183 | 79.1333 | 78.9533 | 76.0633 | 72.75 | 72.4883 | 71.035 | 67.4484 | 63.0067 | 61.7567 | 59.7917 | 59.745 | 57.7917 | 0.25533 | 0.20444 | 0.17165 | 0.22304 | 0.27074 | 0.3315 | 0.30263 | 0.29231 | 0.15725 | 0.2848 | 0.26913 | 0.26182 | 0.24124 | 0.23194 | 0.24793 | 0.32762 | 0.26636 | 0.27322 | 0.31891 | 0.35967 | 0.38222 | 0.40168 | 0.35623 | 0.31053
Program Specific1-in-10AllAll2024April Monthly Peak | Program Specific | 1-in-10 | All | All | 2024 | April Monthly Peak | 4 | 26.6166 | 25.6096 | 25.0199 | 24.8435 | 25.7215 | 28.1858 | 31.5395 | 34.8642 | 39.0118 | 42.6318 | 45.7094 | 47.5125 | 48.3724 | 48.9782 | 48.6381 | 47.2734 | 45.0731 | 42.3428 | 38.9927 | 38.3857 | 37.0006 | 34.3935 | 31.3964 | 28.9994 | -0.0012453 | 0.048865 | 0.025746 | 0.050914 | 0.0013989 | 0.0090385 | -0.13382 | -0.017046 | 0.081397 | 0.13793 | 0.43002 | 1.7658 | 1.7859 | 1.6886 | 1.6147 | 1.6152 | 1.5832 | 1.3788 | 0.45796 | 0.28468 | 0.20468 | 0.13612 | 0.14154 | 0.15118 | 62.7214 | 61.9247 | 60.21 | 61.4028 | 60.4028 | 60.606 | 59.8668 | 67.0748 | 77.7719 | 84.0095 | 88.33 | 91.6146 | 92.8639 | 91.9468 | 91.0041 | 90.0517 | 88.1673 | 86.6458 | 83.9299 | 78.4885 | 73.3792 | 69.9845 | 64.6812 | 63.1473 | 0.23849 | 0.18991 | 0.15947 | 0.20699 | 0.25226 | 0.30931 | 0.27581 | 0.26854 | 0.14799 | 0.27586 | 0.26448 | 0.25985 | 0.23966 | 0.22907 | 0.24262 | 0.31973 | 0.25822 | 0.26219 | 0.29866 | 0.33669 | 0.35925 | 0.37762 | 0.33573 | 0.29358
Program Specific1-in-10AllAll2024May Monthly Peak | Program Specific | 1-in-10 | All | All | 2024 | May Monthly Peak | 5 | 26.5383 | 25.6265 | 25.0546 | 24.9388 | 25.9046 | 28.3756 | 31.4747 | 35.558 | 40.0674 | 43.5849 | 46.4453 | 48.1365 | 48.8134 | 49.1778 | 48.6731 | 47.1725 | 44.9123 | 42.1473 | 38.785 | 37.8482 | 37.0144 | 34.3128 | 31.3827 | 28.9942 | 0.0022928 | 0.048954 | 0.029385 | 0.056703 | 0.011201 | 0.029662 | -0.11831 | 0.014304 | 0.11283 | 0.15626 | 0.45708 | 1.8403 | 1.8587 | 1.7454 | 1.6661 | 1.6818 | 1.6476 | 1.4473 | 0.51332 | 0.31565 | 0.22311 | 0.15124 | 0.15745 | 0.1633 | 65.9721 | 65.4604 | 65.8786 | 65.6052 | 64.6169 | 63.8786 | 63.1403 | 68.9182 | 79.626 | 85.0909 | 88.9227 | 92.3526 | 92.3175 | 90.626 | 90.6143 | 88.6844 | 85.5162 | 83.7779 | 81.9065 | 80.1331 | 74.2383 | 69.8435 | 68.8201 | 67.1286 | 0.23583 | 0.18893 | 0.1586 | 0.20699 | 0.25377 | 0.31154 | 0.27609 | 0.27323 | 0.15253 | 0.28422 | 0.2711 | 0.26583 | 0.2441 | 0.23158 | 0.24471 | 0.3222 | 0.26008 | 0.26435 | 0.30147 | 0.33828 | 0.36155 | 0.37605 | 0.335 | 0.29215
Program Specific1-in-10AllAll2024June Monthly Peak | Program Specific | 1-in-10 | All | All | 2024 | June Monthly Peak | 6 | 27.2138 | 26.2631 | 25.6676 | 25.5155 | 26.4684 | 28.7902 | 31.8456 | 35.8683 | 39.8461 | 43.2242 | 45.9901 | 47.4817 | 47.9841 | 48.2086 | 47.7873 | 46.5531 | 44.8021 | 42.3671 | 39.3199 | 37.7099 | 37.0599 | 34.6914 | 31.8732 | 29.4685 | -0.0042104 | 0.050786 | 0.023688 | 0.048216 | -0.0071558 | -0.0089015 | -0.15152 | -0.046003 | 0.059452 | 0.13031 | 0.42892 | 1.7648 | 1.7668 | 1.6559 | 1.5809 | 1.5734 | 1.5615 | 1.3547 | 0.42906 | 0.2644 | 0.19511 | 0.12516 | 0.13074 | 0.14359 | 65.3661 | 62.6757 | 61.7225 | 61.7099 | 61.4833 | 60.7801 | 62.1994 | 70.6206 | 75.9449 | 79.6605 | 84.5442 | 87.2472 | 88.9857 | 89.4972 | 87.0781 | 87.1376 | 86.8866 | 84.4103 | 82.2199 | 79.5626 | 75.9424 | 72.2734 | 70.5351 | 68.1161 | 0.2476 | 0.19798 | 0.16639 | 0.21636 | 0.2644 | 0.3226 | 0.28454 | 0.28115 | 0.1544 | 0.28559 | 0.27226 | 0.26634 | 0.24386 | 0.23119 | 0.24503 | 0.32469 | 0.26568 | 0.2709 | 0.31118 | 0.34436 | 0.36947 | 0.38722 | 0.34622 | 0.30249
Program Specific1-in-10AllAll2024July Monthly Peak | Program Specific | 1-in-10 | All | All | 2024 | July Monthly Peak | 7 | 28.5563 | 27.5732 | 26.9199 | 26.8085 | 27.884 | 30.5971 | 33.8903 | 37.9278 | 41.9316 | 45.4122 | 48.2643 | 49.7833 | 50.4481 | 50.7459 | 50.4349 | 49.5643 | 47.9023 | 45.2509 | 41.6664 | 39.7338 | 38.966 | 36.4788 | 33.5085 | 31.0098 | 0.0072789 | 0.051471 | 0.036062 | 0.067858 | 0.026502 | 0.063264 | -0.10065 | 0.062837 | 0.15703 | 0.1776 | 0.48157 | 1.9016 | 1.9283 | 1.8105 | 1.7393 | 1.8093 | 1.8039 | 1.6081 | 0.61171 | 0.36671 | 0.25336 | 0.17953 | 0.18799 | 0.18946 | 71.082 | 71.5234 | 71.0351 | 70.7968 | 70.1054 | 70.0937 | 69.6171 | 72.75 | 76.6095 | 81.0627 | 86.1721 | 91.2465 | 91.5433 | 91.8753 | 92.1253 | 91.2933 | 87.3987 | 84.7307 | 83.5627 | 81.3829 | 78.1095 | 74.9532 | 73.7149 | 72.7734 | 0.24913 | 0.19992 | 0.16773 | 0.21912 | 0.26935 | 0.33202 | 0.29187 | 0.28479 | 0.15514 | 0.28688 | 0.27277 | 0.26574 | 0.24416 | 0.23144 | 0.24569 | 0.329 | 0.27069 | 0.27571 | 0.31519 | 0.34754 | 0.37161 | 0.38953 | 0.34793 | 0.30445
Program Specific1-in-10AllAll2024August Monthly Peak | Program Specific | 1-in-10 | All | All | 2024 | August Monthly Peak | 8 | 29.2172 | 28.1623 | 27.5037 | 27.3844 | 28.5087 | 31.4435 | 35.1773 | 39.3257 | 43.7537 | 47.4332 | 50.55 | 52.1767 | 52.8826 | 53.1928 | 52.856 | 51.7194 | 49.8159 | 47.1242 | 43.364 | 41.6327 | 40.2789 | 37.456 | 34.3087 | 31.7393 | 0.0092625 | 0.052564 | 0.038782 | 0.07239 | 0.032575 | 0.076842 | -0.094774 | 0.082085 | 0.17755 | 0.19051 | 0.50526 | 1.9919 | 2.0242 | 1.9019 | 1.8307 | 1.9025 | 1.8892 | 1.6993 | 0.6637 | 0.39953 | 0.27158 | 0.19399 | 0.20259 | 0.20182 | 73.0653 | 72.2568 | 71.6568 | 70.5224 | 70.4467 | 70.2467 | 69.5029 | 72.37 | 79.1559 | 83.6992 | 89.1873 | 90.788 | 92.5972 | 91.016 | 91.4055 | 91.2531 | 89.918 | 89.5086 | 85.4399 | 82.2871 | 78.1818 | 76.3617 | 75.2086 | 75.1722 | 0.25608 | 0.20501 | 0.17212 | 0.2248 | 0.27613 | 0.3421 | 0.30163 | 0.29251 | 0.16023 | 0.2963 | 0.28239 | 0.27568 | 0.25352 | 0.24045 | 0.25569 | 0.34031 | 0.27878 | 0.28575 | 0.32814 | 0.36422 | 0.3856 | 0.40289 | 0.35891 | 0.31354
Program Specific1-in-10AllAll2024September Monthly Peak | Program Specific | 1-in-10 | All | All | 2024 | September Monthly Peak | 9 | 29.4102 | 28.3854 | 27.7557 | 27.6986 | 28.9722 | 32.0652 | 36.4556 | 40.6863 | 45.9653 | 50.2996 | 53.6296 | 55.4467 | 56.0995 | 56.3186 | 55.776 | 54.156 | 51.6068 | 48.5612 | 44.8158 | 43.6345 | 41.1965 | 37.9919 | 34.6076 | 31.9882 | 0.013357 | 0.051795 | 0.042552 | 0.078157 | 0.044502 | 0.10226 | -0.07578 | 0.12299 | 0.21886 | 0.2161 | 0.54576 | 2.1323 | 2.1705 | 2.0345 | 1.9539 | 2.0328 | 1.9933 | 1.8001 | 0.73712 | 0.44593 | 0.29401 | 0.21282 | 0.22023 | 0.21482 | 70.6173 | 70.1408 | 70.1056 | 69.8438 | 70.0704 | 68.879 | 71.5352 | 72.9648 | 80.4802 | 87.1598 | 96.0345 | 99.2493 | 100.632 | 100.2141 | 99.0345 | 98.1048 | 96.7573 | 95.0191 | 92.3394 | 83.8827 | 79.5352 | 77.3321 | 76.2852 | 74.3321 | 0.25303 | 0.2027 | 0.1704 | 0.22308 | 0.27628 | 0.3428 | 0.30809 | 0.29902 | 0.16643 | 0.31172 | 0.29714 | 0.29043 | 0.26673 | 0.25222 | 0.26722 | 0.35245 | 0.28494 | 0.29101 | 0.33565 | 0.37601 | 0.39137 | 0.40541 | 0.35813 | 0.31228
Program Specific1-in-10AllAll2024October Monthly Peak | Program Specific | 1-in-10 | All | All | 2024 | October Monthly Peak | 10 | 28.1276 | 27.1521 | 26.5245 | 26.3834 | 27.4321 | 30.0251 | 34.1391 | 37.568 | 41.9313 | 45.9013 | 49.3332 | 51.488 | 52.5339 | 53.2888 | 52.9543 | 51.4032 | 48.8852 | 45.7539 | 43.2401 | 41.4339 | 39.0046 | 36.0097 | 32.9116 | 30.4635 | 0.0024143 | 0.05193 | 0.031296 | 0.060509 | 0.012697 | 0.03369 | -0.12533 | 0.018285 | 0.12023 | 0.16361 | 0.47786 | 1.9384 | 1.9661 | 1.8616 | 1.7872 | 1.8104 | 1.7775 | 1.5633 | 0.56553 | 0.34214 | 0.23507 | 0.15971 | 0.16707 | 0.17387 | 68.6064 | 66.6524 | 66.8331 | 66.5822 | 65.0942 | 64.8209 | 64.105 | 67.4418 | 75.8858 | 83.2912 | 89.0417 | 91.2686 | 91.6591 | 92.4208 | 91.2187 | 89.9321 | 89.9206 | 87.5389 | 82.9286 | 79.4998 | 75.5596 | 72.3432 | 69.9381 | 69.3916 | 0.25264 | 0.20217 | 0.16953 | 0.22076 | 0.27094 | 0.33055 | 0.29597 | 0.28737 | 0.15846 | 0.29499 | 0.28291 | 0.27825 | 0.25632 | 0.24517 | 0.26047 | 0.34403 | 0.27862 | 0.28355 | 0.3292 | 0.36317 | 0.37849 | 0.39236 | 0.35017 | 0.30744
Program Specific1-in-10AllAll2024November Monthly Peak | Program Specific | 1-in-10 | All | All | 2024 | November Monthly Peak | 11 | 26.1542 | 25.3702 | 24.8827 | 24.8704 | 25.9389 | 28.3497 | 31.5059 | 34.8738 | 38.7289 | 42.0198 | 44.852 | 46.4774 | 47.2711 | 47.8671 | 47.4254 | 45.7368 | 43.7746 | 42.5219 | 39.2785 | 37.101 | 35.2194 | 32.7205 | 30.1187 | 28.0498 | -0.0057278 | 0.049475 | 0.021542 | 0.044872 | -0.011478 | -0.017747 | -0.15717 | -0.059341 | 0.046262 | 0.12346 | 0.41981 | 1.7399 | 1.7526 | 1.6572 | 1.5839 | 1.5559 | 1.5312 | 1.3361 | 0.40448 | 0.24713 | 0.18118 | 0.11397 | 0.11895 | 0.13381 | 63.1598 | 62.3786 | 60.9414 | 61.6461 | 61.2564 | 60.6464 | 59.8669 | 63.3163 | 71.3648 | 78.8809 | 82.8114 | 86.6302 | 87.8389 | 88.0035 | 87.8026 | 86.9746 | 83.9252 | 77.8096 | 72.3786 | 68.0454 | 66.245 | 63.101 | 62.2636 | 61.0647 | 0.24245 | 0.19426 | 0.16339 | 0.21365 | 0.2633 | 0.31937 | 0.28293 | 0.27772 | 0.15301 | 0.28468 | 0.27271 | 0.2674 | 0.2466 | 0.2361 | 0.2508 | 0.32988 | 0.26708 | 0.27343 | 0.31009 | 0.33891 | 0.3577 | 0.3736 | 0.33395 | 0.29394
Program Specific1-in-10AllAll2024December Monthly Peak | Program Specific | 1-in-10 | All | All | 2024 | December Monthly Peak | 12 | 22.9205 | 22.4109 | 22.2221 | 22.3464 | 23.3938 | 25.6517 | 28.582 | 31.2502 | 33.2274 | 33.9544 | 34.2077 | 33.8765 | 33.4117 | 32.9956 | 32.443 | 31.6891 | 31.4974 | 32.5353 | 31.7125 | 30.3306 | 29.1173 | 27.5999 | 25.7441 | 24.2952 | -0.049076 | 0.048027 | -0.024605 | -0.027418 | -0.13936 | -0.28442 | -0.36444 | -0.46423 | -0.30763 | -0.049518 | 0.19121 | 1.0179 | 0.94065 | 0.86074 | 0.79399 | 0.60138 | 0.62053 | 0.42296 | -0.25031 | -0.12057 | -0.028051 | -0.078134 | -0.08545 | -0.030011 | 47.4264 | 46.9264 | 45.4735 | 45.1999 | 45.4264 | 45.3794 | 44.4264 | 45.4029 | 47.8559 | 50.8206 | 53.0118 | 53.2853 | 54.047 | 55.047 | 55.9765 | 55.0588 | 54.3206 | 50.9382 | 49.4382 | 48.7235 | 46.794 | 47.9499 | 46.2352 | 45.5087 | 0.30915 | 0.24926 | 0.212 | 0.27768 | 0.34162 | 0.41227 | 0.36819 | 0.35356 | 0.18758 | 0.33198 | 0.30229 | 0.2841 | 0.25567 | 0.2389 | 0.25298 | 0.34052 | 0.28865 | 0.31253 | 0.37102 | 0.41153 | 0.43741 | 0.46467 | 0.41752 | 0.36892
Program Specific1-in-10AllAll2024Typical Event Day | Program Specific | 1-in-10 | All | All | 2024 | Typical Event Day | 8 | 29.0771 | 28.0343 | 27.3791 | 27.2616 | 28.368 | 31.2697 | 34.9871 | 39.0625 | 43.3573 | 46.8929 | 49.8783 | 51.441 | 52.14 | 52.4866 | 52.1906 | 51.0789 | 49.2221 | 46.5728 | 42.9151 | 41.2416 | 39.9469 | 37.1803 | 34.0691 | 31.5234 | 0.0062369 | 0.05246 | 0.035564 | 0.067404 | 0.023769 | 0.058033 | -0.10894 | 0.053862 | 0.15187 | 0.1772 | 0.48711 | 1.9388 | 1.9655 | 1.8481 | 1.7789 | 1.8352 | 1.824 | 1.6312 | 0.61425 | 0.3717 | 0.25593 | 0.17971 | 0.18773 | 0.19 | 70.0327 | 69.1492 | 68.6301 | 68.2183 | 68.0265 | 67.5 | 68.2138 | 72.1763 | 78.0475 | 82.8954 | 88.9844 | 92.1326 | 93.4394 | 93.1505 | 92.4107 | 91.9471 | 90.24 | 88.417 | 85.8904 | 81.7787 | 77.9422 | 75.2301 | 73.936 | 72.5985 | 0.25506 | 0.20425 | 0.17148 | 0.22398 | 0.27489 | 0.34027 | 0.30014 | 0.29093 | 0.15897 | 0.29296 | 0.27844 | 0.27163 | 0.24975 | 0.23712 | 0.25237 | 0.33598 | 0.27552 | 0.28249 | 0.32488 | 0.36099 | 0.38272 | 0.40034 | 0.35672 | 0.31162
Program Specific1-in-10AllAll2025January Monthly Peak | Program Specific | 1-in-10 | All | All | 2025 | January Monthly Peak | 1 | 22.5565 | 22.0191 | 21.9062 | 22.0949 | 23.2931 | 25.745 | 29.5632 | 32.2964 | 33.88 | 34.0324 | 33.9212 | 33.2916 | 32.6498 | 32.0577 | 31.3614 | 30.7421 | 30.6523 | 31.8727 | 31.3939 | 30.0504 | 28.8677 | 27.3525 | 25.5382 | 24.1275 | -0.052859 | 0.0468 | -0.028661 | -0.033863 | -0.15215 | -0.31438 | -0.39722 | -0.52064 | -0.34881 | -0.065117 | 0.17938 | 0.99444 | 0.90956 | 0.82908 | 0.75845 | 0.54987 | 0.56663 | 0.36004 | -0.30311 | -0.14983 | -0.044402 | -0.09639 | -0.10183 | -0.042924 | 42.3061 | 41.3061 | 40.3296 | 39.759 | 39.2354 | 38.4854 | 38.4619 | 38.4972 | 45.7382 | 51.1911 | 55.1323 | 56.8823 | 57.9294 | 58.1558 | 57.9411 | 56.2735 | 54.8442 | 52.4266 | 50.7119 | 47.759 | 46.3061 | 45.5678 | 46.9383 | 46.4501 | 0.3164 | 0.25388 | 0.21664 | 0.28497 | 0.35428 | 0.43323 | 0.39392 | 0.38058 | 0.19997 | 0.35144 | 0.32089 | 0.29993 | 0.27012 | 0.25195 | 0.26471 | 0.35582 | 0.29914 | 0.32181 | 0.38544 | 0.42645 | 0.4533 | 0.48093 | 0.43344 | 0.38294
Program Specific1-in-10AllAll2025February Monthly Peak | Program Specific | 1-in-10 | All | All | 2025 | February Monthly Peak | 2 | 23.5482 | 22.9064 | 22.6535 | 22.7854 | 23.8387 | 26.2285 | 29.8167 | 32.292 | 34.2434 | 35.1081 | 35.8028 | 35.8807 | 35.8708 | 35.8532 | 35.4811 | 34.528 | 33.5795 | 33.7195 | 33.4855 | 31.9696 | 30.652 | 28.8211 | 26.6933 | 25.0649 | -0.044115 | 0.047799 | -0.018953 | -0.018728 | -0.12409 | -0.25442 | -0.34814 | -0.42204 | -0.26875 | -0.030217 | 0.21878 | 1.1203 | 1.0596 | 0.9827 | 0.91632 | 0.72967 | 0.73303 | 0.52936 | -0.17731 | -0.078427 | -0.0028009 | -0.057235 | -0.060693 | -0.0096362 | 52.4149 | 51.9385 | 51.8914 | 50.9385 | 51.6649 | 50.9503 | 51.6767 | 52.1296 | 52.356 | 53.7736 | 54.5353 | 55.0353 | 55.8325 | 54.106 | 53.3443 | 52.106 | 49.856 | 48.1414 | 47.3678 | 48.1178 | 47.8678 | 46.9267 | 47.8678 | 46.9032 | 0.29788 | 0.23843 | 0.20184 | 0.26554 | 0.32703 | 0.39836 | 0.36158 | 0.34564 | 0.18317 | 0.32442 | 0.30039 | 0.28588 | 0.26089 | 0.24659 | 0.26163 | 0.3477 | 0.28657 | 0.30597 | 0.36789 | 0.40663 | 0.43194 | 0.4551 | 0.40671 | 0.35817
Program Specific1-in-10AllAll2025March Monthly Peak | Program Specific | 1-in-10 | All | All | 2025 | March Monthly Peak | 3 | 25.4948 | 24.6567 | 24.1421 | 24.0163 | 24.8357 | 27.1918 | 31.073 | 33.7093 | 36.3222 | 38.3856 | 40.3368 | 41.4427 | 42.1453 | 42.9392 | 42.9134 | 41.8128 | 40.1183 | 38.2255 | 36.4461 | 35.9003 | 34.3864 | 32.1395 | 29.4844 | 27.3492 | -0.022881 | 0.048627 | 0.0032302 | 0.016136 | -0.059949 | -0.12038 | -0.24046 | -0.21909 | -0.095457 | 0.050873 | 0.31929 | 1.4308 | 1.4146 | 1.3411 | 1.2806 | 1.178 | 1.1641 | 0.94833 | 0.13752 | 0.10102 | 0.10015 | 0.037749 | 0.038849 | 0.06968 | 56.2358 | 54.5212 | 53.0094 | 53.4623 | 53.9151 | 54.0943 | 54.0708 | 56.2618 | 63.1557 | 68.8349 | 73.1203 | 75.9174 | 79.1321 | 78.9528 | 76.0613 | 72.75 | 72.4882 | 71.0354 | 67.4505 | 63.0094 | 61.7594 | 59.7948 | 59.7476 | 57.7948 | 0.25805 | 0.20661 | 0.17346 | 0.22541 | 0.27362 | 0.33504 | 0.30586 | 0.29543 | 0.15892 | 0.28785 | 0.27201 | 0.26458 | 0.24376 | 0.23437 | 0.25052 | 0.33107 | 0.26912 | 0.27605 | 0.3223 | 0.36352 | 0.38632 | 0.40599 | 0.36002 | 0.31384
Program Specific1-in-10AllAll2025April Monthly Peak | Program Specific | 1-in-10 | All | All | 2025 | April Monthly Peak | 4 | 26.724 | 25.7139 | 25.1221 | 24.9448 | 25.8269 | 28.3012 | 31.6662 | 35.0016 | 39.1574 | 42.7851 | 45.87 | 47.6753 | 48.5367 | 49.1434 | 48.8006 | 47.4298 | 45.2218 | 42.484 | 39.1258 | 38.5164 | 37.129 | 34.5169 | 31.5153 | 29.1142 | -0.0013073 | 0.049331 | 0.025949 | 0.051377 | 0.0013689 | 0.0091233 | -0.1353 | -0.017278 | 0.082231 | 0.13939 | 0.43439 | 1.7809 | 1.8012 | 1.7028 | 1.6282 | 1.6288 | 1.5966 | 1.3902 | 0.46247 | 0.28769 | 0.20695 | 0.13763 | 0.14316 | 0.15287 | 62.7238 | 61.9266 | 60.2122 | 61.4044 | 60.4044 | 60.6072 | 59.868 | 67.073 | 77.7668 | 84.0043 | 88.3256 | 91.6105 | 92.8598 | 91.9436 | 91.0014 | 90.0496 | 88.1664 | 86.6447 | 83.9292 | 78.4884 | 73.3805 | 69.987 | 64.6858 | 63.1515 | 0.24103 | 0.19193 | 0.16115 | 0.20919 | 0.25495 | 0.31261 | 0.27875 | 0.2714 | 0.14956 | 0.27881 | 0.26731 | 0.26258 | 0.24216 | 0.23146 | 0.24513 | 0.32308 | 0.26088 | 0.2649 | 0.30183 | 0.3403 | 0.3631 | 0.38166 | 0.33931 | 0.29671
Program Specific1-in-10AllAll2025May Monthly Peak | Program Specific | 1-in-10 | All | All | 2025 | May Monthly Peak | 5 | 26.6455 | 25.7313 | 25.1573 | 25.0412 | 26.0119 | 28.4933 | 31.6032 | 35.6995 | 40.2195 | 43.7452 | 46.6124 | 48.3057 | 48.9835 | 49.3474 | 48.8396 | 47.3326 | 45.0647 | 42.2922 | 38.9217 | 37.9819 | 37.1455 | 34.4372 | 31.5027 | 29.1098 | 0.0022691 | 0.049422 | 0.029631 | 0.057233 | 0.011282 | 0.029978 | -0.11962 | 0.014415 | 0.114 | 0.15792 | 0.46175 | 1.8563 | 1.8749 | 1.7602 | 1.6803 | 1.6962 | 1.6618 | 1.4595 | 0.51839 | 0.31899 | 0.22558 | 0.15292 | 0.15924 | 0.16513 | 65.9744 | 65.4626 | 65.8799 | 65.6063 | 64.6181 | 63.8799 | 63.1418 | 68.9173 | 79.622 | 85.0865 | 88.9192 | 92.3484 | 92.3129 | 90.622 | 90.6102 | 88.681 | 85.5137 | 83.7756 | 81.9055 | 80.1319 | 74.2382 | 69.8445 | 68.8209 | 67.1299 | 0.23834 | 0.19093 | 0.16027 | 0.20919 | 0.25648 | 0.31487 | 0.27904 | 0.27615 | 0.15415 | 0.28726 | 0.274 | 0.26862 | 0.24665 | 0.23399 | 0.24726 | 0.32558 | 0.26277 | 0.26709 | 0.30467 | 0.34191 | 0.36542 | 0.38008 | 0.33856 | 0.29526
Program Specific1-in-10AllAll2025June Monthly Peak | Program Specific | 1-in-10 | All | All | 2025 | June Monthly Peak | 6 | 27.3241 | 26.3706 | 25.7731 | 25.6203 | 26.5777 | 28.9094 | 31.975 | 36.0106 | 39.9965 | 43.3814 | 46.1539 | 47.6472 | 48.1499 | 48.3739 | 47.9502 | 46.7109 | 44.9545 | 42.5122 | 39.4577 | 37.843 | 37.191 | 34.8165 | 31.9944 | 29.5854 | -0.0043088 | 0.051265 | 0.023858 | 0.048638 | -0.0072872 | -0.0090192 | -0.1532 | -0.046552 | 0.060048 | 0.13169 | 0.43324 | 1.78 | 1.7819 | 1.6698 | 1.5942 | 1.5867 | 1.5748 | 1.3659 | 0.43329 | 0.2672 | 0.19727 | 0.12655 | 0.13224 | 0.1452 | 65.3673 | 62.6776 | 61.7249 | 61.7121 | 61.4858 | 60.7831 | 62.2015 | 70.6192 | 75.9416 | 79.6569 | 84.5394 | 87.2418 | 88.9802 | 89.4918 | 87.0736 | 87.1337 | 86.8828 | 84.4066 | 82.2169 | 79.5606 | 75.9418 | 72.2737 | 70.5355 | 68.1173 | 0.25024 | 0.20008 | 0.16814 | 0.21866 | 0.26722 | 0.32605 | 0.28758 | 0.28415 | 0.15603 | 0.28865 | 0.27517 | 0.26913 | 0.2464 | 0.2336 | 0.24758 | 0.32809 | 0.26843 | 0.27371 | 0.31448 | 0.34805 | 0.37343 | 0.39137 | 0.3499 | 0.30571
Program Specific1-in-10AllAll2025July Monthly Peak | Program Specific | 1-in-10 | All | All | 2025 | July Monthly Peak | 7 | 28.6705 | 27.6851 | 27.0295 | 26.9179 | 27.9989 | 30.7236 | 34.0271 | 38.0761 | 42.087 | 45.5746 | 48.4329 | 49.9527 | 50.6183 | 50.9156 | 50.6022 | 49.7284 | 48.0617 | 45.4026 | 41.8099 | 39.8719 | 39.1015 | 36.6083 | 33.6339 | 31.1309 | 0.0073119 | 0.051973 | 0.03639 | 0.068519 | 0.026759 | 0.063956 | -0.10176 | 0.063476 | 0.15867 | 0.17949 | 0.48651 | 1.9181 | 1.945 | 1.826 | 1.754 | 1.8247 | 1.8194 | 1.6217 | 0.61778 | 0.37059 | 0.25616 | 0.18154 | 0.19012 | 0.19157 | 71.0828 | 71.5237 | 71.0355 | 70.7973 | 70.1065 | 70.0947 | 69.6183 | 72.75 | 76.608 | 81.0607 | 86.1687 | 91.2411 | 91.5385 | 91.8713 | 92.1213 | 91.2885 | 87.395 | 84.7278 | 83.5607 | 81.3817 | 78.108 | 74.9527 | 73.7145 | 72.7737 | 0.25179 | 0.20204 | 0.16951 | 0.22145 | 0.27223 | 0.33557 | 0.29499 | 0.28783 | 0.15679 | 0.28995 | 0.27569 | 0.26851 | 0.2467 | 0.23385 | 0.24824 | 0.33244 | 0.27348 | 0.27856 | 0.31853 | 0.35127 | 0.37559 | 0.39371 | 0.35163 | 0.3077
Program Specific1-in-10AllAll2025August Monthly Peak | Program Specific | 1-in-10 | All | All | 2025 | August Monthly Peak | 8 | 29.335 | 28.2775 | 27.6166 | 27.4971 | 28.6268 | 31.5742 | 35.3188 | 39.478 | 43.9141 | 47.6008 | 50.7244 | 52.3523 | 53.0594 | 53.3691 | 53.0303 | 51.8891 | 49.9799 | 47.2815 | 43.5137 | 41.7778 | 40.42 | 37.5904 | 34.4385 | 31.8644 | 0.0093179 | 0.05308 | 0.039144 | 0.073104 | 0.032901 | 0.077684 | -0.095818 | 0.082933 | 0.17941 | 0.19254 | 0.51046 | 2.0092 | 2.0418 | 1.9182 | 1.8462 | 1.9187 | 1.9055 | 1.7137 | 0.67029 | 0.40376 | 0.27458 | 0.19616 | 0.20488 | 0.20406 | 73.0659 | 72.2574 | 71.6574 | 70.5238 | 70.4472 | 70.2472 | 69.504 | 72.3697 | 79.1533 | 83.696 | 89.1829 | 90.7836 | 92.5929 | 91.0119 | 91.4013 | 91.2494 | 89.915 | 89.5055 | 85.4382 | 82.2859 | 78.1816 | 76.3613 | 75.2087 | 75.172 | 0.25881 | 0.20719 | 0.17395 | 0.22719 | 0.27908 | 0.34576 | 0.30486 | 0.29563 | 0.16193 | 0.29947 | 0.28541 | 0.27856 | 0.25616 | 0.24295 | 0.25834 | 0.34388 | 0.28167 | 0.28871 | 0.33162 | 0.36812 | 0.38973 | 0.40721 | 0.36274 | 0.31688
Program Specific1-in-10AllAll2025September Monthly Peak | Program Specific | 1-in-10 | All | All | 2025 | September Monthly Peak | 9 | 29.5262 | 28.4988 | 27.867 | 27.81 | 29.09 | 32.1958 | 36.5999 | 40.8418 | 46.1316 | 50.4758 | 53.813 | 55.6316 | 56.2854 | 56.5034 | 55.958 | 54.3315 | 51.774 | 48.7212 | 44.9688 | 43.7839 | 41.3396 | 38.1271 | 34.7369 | 32.1127 | 0.013458 | 0.052307 | 0.042961 | 0.07894 | 0.044964 | 0.10338 | -0.076613 | 0.12428 | 0.22116 | 0.2184 | 0.55141 | 2.1509 | 2.1894 | 2.052 | 1.9705 | 2.0502 | 2.0105 | 1.8155 | 0.74445 | 0.45065 | 0.29726 | 0.21521 | 0.22271 | 0.21721 | 70.6185 | 70.1423 | 70.1067 | 69.8448 | 70.0711 | 68.8804 | 71.5356 | 72.9644 | 80.4773 | 87.1562 | 96.0269 | 99.2413 | 100.6227 | 100.2057 | 99.0269 | 98.098 | 96.7521 | 95.014 | 92.3351 | 83.8815 | 79.5356 | 77.333 | 76.2856 | 74.333 | 0.25573 | 0.20485 | 0.17221 | 0.22545 | 0.27923 | 0.34646 | 0.31139 | 0.30221 | 0.16819 | 0.31505 | 0.30032 | 0.29347 | 0.26951 | 0.25484 | 0.27 | 0.35615 | 0.28789 | 0.29403 | 0.33922 | 0.38004 | 0.39557 | 0.40975 | 0.36194 | 0.31561
Program Specific1-in-10AllAll2025October Monthly Peak | Program Specific | 1-in-10 | All | All | 2025 | October Monthly Peak | 10 | 28.2429 | 27.2647 | 26.6348 | 26.493 | 27.5469 | 30.1501 | 34.2766 | 37.7167 | 42.0891 | 46.0672 | 49.5068 | 51.6642 | 52.7113 | 53.4672 | 53.1304 | 51.5733 | 49.0478 | 45.9089 | 43.3886 | 41.5767 | 39.1417 | 36.1394 | 33.0371 | 30.5852 | 0.0023934 | 0.052432 | 0.031565 | 0.061082 | 0.012795 | 0.03405 | -0.12672 | 0.01844 | 0.12148 | 0.16535 | 0.48274 | 1.9552 | 1.983 | 1.8774 | 1.8022 | 1.8258 | 1.7926 | 1.5765 | 0.57112 | 0.34576 | 0.23768 | 0.16149 | 0.16896 | 0.17581 | 68.6075 | 66.654 | 66.834 | 66.5831 | 65.0952 | 64.8217 | 64.1061 | 67.4412 | 75.8819 | 83.2863 | 89.0368 | 91.2635 | 91.6554 | 92.4173 | 91.2157 | 89.9287 | 89.9171 | 87.5367 | 82.9279 | 79.4998 | 75.5603 | 72.3442 | 69.9401 | 69.3931 | 0.25534 | 0.20432 | 0.17133 | 0.2231 | 0.27383 | 0.33409 | 0.29913 | 0.29044 | 0.16014 | 0.29815 | 0.28594 | 0.28117 | 0.25899 | 0.24772 | 0.26318 | 0.34764 | 0.2815 | 0.28649 | 0.3327 | 0.36706 | 0.38254 | 0.39656 | 0.3539 | 0.31072
Program Specific1-in-10AllAll2025November Monthly Peak | Program Specific | 1-in-10 | All | All | 2025 | November Monthly Peak | 11 | 26.2617 | 25.4751 | 24.9857 | 24.9733 | 26.0471 | 28.4668 | 31.6337 | 35.0137 | 38.8775 | 42.1761 | 45.0157 | 46.6434 | 47.4387 | 48.036 | 47.5923 | 45.8973 | 43.9277 | 42.6674 | 39.4145 | 37.2308 | 35.3457 | 32.8409 | 30.2352 | 28.1629 | -0.0058403 | 0.049941 | 0.021689 | 0.045259 | -0.011657 | -0.017963 | -0.15891 | -0.060032 | 0.046721 | 0.12476 | 0.42405 | 1.7549 | 1.7677 | 1.6712 | 1.5973 | 1.5692 | 1.5443 | 1.3471 | 0.40845 | 0.24975 | 0.1832 | 0.11523 | 0.12032 | 0.13532 | 63.1615 | 62.3805 | 60.9429 | 61.6465 | 61.257 | 60.6469 | 59.8676 | 63.3154 | 71.3623 | 78.8775 | 82.8094 | 86.6284 | 87.8372 | 88.0014 | 87.8005 | 86.9722 | 83.9244 | 77.8097 | 72.3805 | 68.048 | 66.2476 | 63.1042 | 62.2664 | 61.0675 | 0.24504 | 0.19632 | 0.16512 | 0.21592 | 0.2661 | 0.32278 | 0.28595 | 0.28068 | 0.15464 | 0.28772 | 0.27563 | 0.2702 | 0.24917 | 0.23857 | 0.25341 | 0.33335 | 0.26985 | 0.27626 | 0.31338 | 0.34254 | 0.36154 | 0.3776 | 0.3375 | 0.29707
Program Specific1-in-10AllAll2025December Monthly Peak | Program Specific | 1-in-10 | All | All | 2025 | December Monthly Peak | 12 | 23.0137 | 22.5025 | 22.313 | 22.4372 | 23.489 | 25.754 | 28.6947 | 31.3707 | 33.3507 | 34.0782 | 34.3311 | 33.9968 | 33.5306 | 33.1126 | 32.5582 | 31.8026 | 31.6112 | 32.6495 | 31.8237 | 30.4384 | 29.2229 | 27.702 | 25.843 | 24.3916 | -0.049676 | 0.048423 | -0.025048 | -0.027907 | -0.14103 | -0.28765 | -0.36851 | -0.46934 | -0.31095 | -0.050092 | 0.19282 | 1.0258 | 0.94779 | 0.86712 | 0.80009 | 0.60589 | 0.62523 | 0.42539 | -0.25287 | -0.12181 | -0.028335 | -0.07909 | -0.08631 | -0.030308 | 47.4283 | 46.9283 | 45.4758 | 45.2021 | 45.4283 | 45.3807 | 44.4283 | 45.4045 | 47.857 | 50.8213 | 53.0119 | 53.2857 | 54.0475 | 55.0475 | 55.9762 | 55.0594 | 54.3213 | 50.9402 | 49.4402 | 48.7258 | 46.7971 | 47.9521 | 46.2377 | 45.5115 | 0.31244 | 0.2519 | 0.21423 | 0.28062 | 0.34526 | 0.41667 | 0.37211 | 0.35733 | 0.18957 | 0.33553 | 0.30553 | 0.2871 | 0.25836 | 0.24141 | 0.25563 | 0.34411 | 0.29165 | 0.31578 | 0.37495 | 0.41594 | 0.4421 | 0.46964 | 0.42194 | 0.37283
Program Specific1-in-10AllAll2025Typical Event Day | Program Specific | 1-in-10 | All | All | 2025 | Typical Event Day | 8 | 29.194 | 28.1486 | 27.4912 | 27.3733 | 28.4851 | 31.3993 | 35.1274 | 39.2135 | 43.5158 | 47.0579 | 50.0495 | 51.6133 | 52.3134 | 52.6596 | 52.3619 | 51.2457 | 49.3835 | 46.7276 | 43.0628 | 41.3848 | 40.0864 | 37.3134 | 34.1976 | 31.6474 | 0.0062584 | 0.052973 | 0.035886 | 0.068059 | 0.023995 | 0.058666 | -0.11014 | 0.054402 | 0.15346 | 0.17909 | 0.49211 | 1.9556 | 1.9825 | 1.8638 | 1.7939 | 1.8508 | 1.8396 | 1.645 | 0.62033 | 0.37563 | 0.25876 | 0.18172 | 0.18985 | 0.19212 | 70.0337 | 69.1503 | 68.6312 | 68.2196 | 68.0278 | 67.5014 | 68.215 | 72.1758 | 78.045 | 82.8923 | 88.9793 | 92.1268 | 93.4335 | 93.1451 | 92.4057 | 91.9423 | 90.2361 | 88.4134 | 85.8876 | 81.7773 | 77.9417 | 75.2301 | 73.9361 | 72.599 | 0.25779 | 0.20642 | 0.1733 | 0.22636 | 0.27783 | 0.34391 | 0.30334 | 0.29404 | 0.16066 | 0.29609 | 0.28142 | 0.27447 | 0.25235 | 0.23958 | 0.25499 | 0.3395 | 0.27837 | 0.28542 | 0.32833 | 0.36486 | 0.38682 | 0.40463 | 0.36052 | 0.31494
Program Specific1-in-10AllAll2026January Monthly Peak | Program Specific | 1-in-10 | All | All | 2026 | January Monthly Peak | 1 | 22.6482 | 22.1087 | 21.9955 | 22.1845 | 23.3882 | 25.8486 | 29.6791 | 32.4211 | 34.0067 | 34.159 | 34.0481 | 33.415 | 32.772 | 32.1779 | 31.4787 | 30.8573 | 30.7666 | 31.9864 | 31.5053 | 30.1579 | 28.973 | 27.4544 | 25.6373 | 24.224 | -0.053495 | 0.047188 | -0.029148 | -0.034421 | -0.15395 | -0.31793 | -0.40164 | -0.52637 | -0.35258 | -0.065852 | 0.18088 | 1.0022 | 0.91651 | 0.83526 | 0.76432 | 0.55397 | 0.57087 | 0.36189 | -0.30621 | -0.15138 | -0.044866 | -0.097526 | -0.10288 | -0.043367 | 42.3093 | 41.3093 | 40.3331 | 39.7617 | 39.2379 | 38.4879 | 38.4641 | 38.4998 | 45.7381 | 51.1905 | 55.131 | 56.881 | 57.9286 | 58.1548 | 57.9405 | 56.2738 | 54.8452 | 52.4284 | 50.7141 | 47.7617 | 46.3093 | 45.5712 | 46.9403 | 46.4522 | 0.31977 | 0.25658 | 0.21893 | 0.288 | 0.35806 | 0.43786 | 0.39812 | 0.38464 | 0.2021 | 0.35521 | 0.32432 | 0.30311 | 0.27297 | 0.25461 | 0.26749 | 0.35957 | 0.30226 | 0.32517 | 0.38954 | 0.43102 | 0.45816 | 0.48608 | 0.43805 | 0.38702
Program Specific1-in-10AllAll2026February Monthly Peak | Program Specific | 1-in-10 | All | All | 2026 | February Monthly Peak | 2 | 23.6435 | 22.9994 | 22.7453 | 22.8776 | 23.9357 | 26.3337 | 29.9343 | 32.4173 | 34.3716 | 35.2367 | 35.9334 | 36.0097 | 36.0001 | 35.9818 | 35.6079 | 34.651 | 33.6992 | 33.8385 | 33.6027 | 32.0827 | 30.7626 | 28.9273 | 26.7959 | 25.1644 | -0.044656 | 0.048204 | -0.019319 | -0.019105 | -0.12557 | -0.25729 | -0.35201 | -0.4267 | -0.27166 | -0.030577 | 0.22072 | 1.1292 | 1.0679 | 0.99022 | 0.92351 | 0.73531 | 0.73872 | 0.53281 | -0.17915 | -0.079223 | -0.0028076 | -0.057931 | -0.061287 | -0.0097125 | 52.4167 | 51.9405 | 51.8929 | 50.9405 | 51.6667 | 50.9524 | 51.6786 | 52.131 | 52.3572 | 53.7738 | 54.5357 | 55.0357 | 55.8334 | 54.1072 | 53.3453 | 52.1072 | 49.8572 | 48.1429 | 47.3691 | 48.1191 | 47.8691 | 46.9286 | 47.8691 | 46.9048 | 0.30105 | 0.24096 | 0.20397 | 0.26836 | 0.33052 | 0.40261 | 0.36544 | 0.34933 | 0.18511 | 0.32789 | 0.30361 | 0.2889 | 0.26363 | 0.24918 | 0.26437 | 0.35136 | 0.28955 | 0.30915 | 0.3718 | 0.41099 | 0.43656 | 0.45997 | 0.41103 | 0.36198
Program Specific1-in-10AllAll2026March Monthly Peak | Program Specific | 1-in-10 | All | All | 2026 | March Monthly Peak | 3 | 25.5962 | 24.7557 | 24.2391 | 24.1126 | 24.9353 | 27.3007 | 31.1956 | 33.8415 | 36.4593 | 38.5261 | 40.482 | 41.5889 | 42.2928 | 43.0883 | 43.0615 | 41.9556 | 40.2552 | 38.3566 | 36.5721 | 36.0241 | 34.5076 | 32.2558 | 29.5959 | 27.4563 | -0.023185 | 0.049065 | 0.0031489 | 0.016183 | -0.060682 | -0.12175 | -0.24313 | -0.22153 | -0.096514 | 0.051391 | 0.32239 | 1.4428 | 1.4263 | 1.352 | 1.2911 | 1.1877 | 1.1737 | 0.9557 | 0.13883 | 0.10211 | 0.10127 | 0.038139 | 0.039342 | 0.070476 | 56.2383 | 54.5241 | 53.0122 | 53.4645 | 53.9168 | 54.0953 | 54.0715 | 56.2619 | 63.1547 | 68.8332 | 73.1189 | 75.9166 | 79.1308 | 78.9523 | 76.0593 | 72.75 | 72.4881 | 71.0358 | 67.4526 | 63.0122 | 61.7622 | 59.7979 | 59.7503 | 57.7979 | 0.26079 | 0.2088 | 0.1753 | 0.2278 | 0.27654 | 0.33862 | 0.30913 | 0.29858 | 0.16061 | 0.29093 | 0.27492 | 0.26736 | 0.24631 | 0.23682 | 0.25313 | 0.33454 | 0.27191 | 0.27892 | 0.32572 | 0.36742 | 0.39046 | 0.41033 | 0.36385 | 0.31718
Program Specific1-in-10AllAll2026April Monthly Peak | Program Specific | 1-in-10 | All | All | 2026 | April Monthly Peak | 4 | 26.8325 | 25.8192 | 25.2254 | 25.0471 | 25.9333 | 28.4177 | 31.7942 | 35.1404 | 39.3044 | 42.94 | 46.0322 | 47.8398 | 48.7027 | 49.3102 | 48.9647 | 47.5878 | 45.3721 | 42.6267 | 39.2603 | 38.6484 | 37.2587 | 34.6416 | 31.6354 | 29.2302 | -0.0013699 | 0.049801 | 0.026154 | 0.051845 | 0.0013385 | 0.0092089 | -0.1368 | -0.017512 | 0.083073 | 0.14086 | 0.4388 | 1.7963 | 1.8167 | 1.7172 | 1.6419 | 1.6426 | 1.6102 | 1.4018 | 0.46702 | 0.29074 | 0.20924 | 0.13916 | 0.14479 | 0.15458 | 62.7262 | 61.9284 | 60.2145 | 61.406 | 60.406 | 60.6083 | 59.8693 | 67.0711 | 77.7617 | 83.999 | 88.3211 | 91.6064 | 92.8557 | 91.9403 | 90.9988 | 90.0475 | 88.1655 | 86.6436 | 83.9284 | 78.4883 | 73.3819 | 69.9895 | 64.6904 | 63.1558 | 0.2436 | 0.19397 | 0.16286 | 0.21141 | 0.25767 | 0.31595 | 0.28173 | 0.2743 | 0.15115 | 0.28179 | 0.27017 | 0.26533 | 0.24469 | 0.23386 | 0.24768 | 0.32647 | 0.26358 | 0.26763 | 0.30503 | 0.34394 | 0.36699 | 0.38575 | 0.34292 | 0.29987
Program Specific1-in-10AllAll2026May Monthly Peak | Program Specific | 1-in-10 | All | All | 2026 | May Monthly Peak | 5 | 26.7539 | 25.8372 | 25.2611 | 25.1447 | 26.1202 | 28.6121 | 31.733 | 35.8424 | 40.3733 | 43.9072 | 46.7812 | 48.4767 | 49.1553 | 49.5187 | 49.0077 | 47.4944 | 45.2186 | 42.4385 | 39.0597 | 38.1169 | 37.278 | 34.5629 | 31.624 | 29.2265 | 0.0022451 | 0.049895 | 0.02988 | 0.057768 | 0.011364 | 0.030297 | -0.12094 | 0.014527 | 0.11519 | 0.1596 | 0.46646 | 1.8724 | 1.8911 | 1.7753 | 1.6945 | 1.7107 | 1.676 | 1.4718 | 0.52351 | 0.32237 | 0.22808 | 0.15463 | 0.16105 | 0.16697 | 65.9768 | 65.4649 | 65.8813 | 65.6074 | 64.6194 | 63.8813 | 63.1433 | 68.9164 | 79.618 | 85.0822 | 88.9157 | 92.3441 | 92.3083 | 90.618 | 90.606 | 88.6777 | 85.5112 | 83.7732 | 81.9045 | 80.1306 | 74.2381 | 69.8455 | 68.8216 | 67.1313 | 0.24088 | 0.19296 | 0.16197 | 0.21141 | 0.25921 | 0.31823 | 0.28202 | 0.2791 | 0.15579 | 0.29034 | 0.27693 | 0.27144 | 0.24922 | 0.23643 | 0.24983 | 0.32899 | 0.26549 | 0.26986 | 0.30791 | 0.34557 | 0.36934 | 0.38415 | 0.34217 | 0.2984
Program Specific1-in-10AllAll2026June Monthly Peak | Program Specific | 1-in-10 | All | All | 2026 | June Monthly Peak | 6 | 27.4354 | 26.4792 | 25.8797 | 25.7261 | 26.688 | 29.0297 | 32.1058 | 36.1544 | 40.1485 | 43.5402 | 46.3193 | 47.8144 | 48.3175 | 48.541 | 48.1148 | 46.8704 | 45.1084 | 42.6588 | 39.597 | 37.9775 | 37.3233 | 34.943 | 32.1169 | 29.7035 | -0.0044082 | 0.051748 | 0.02403 | 0.049065 | -0.00742 | -0.009138 | -0.1549 | -0.047107 | 0.060651 | 0.13308 | 0.4376 | 1.7953 | 1.7972 | 1.6839 | 1.6076 | 1.6001 | 1.5882 | 1.3773 | 0.43756 | 0.27003 | 0.19946 | 0.12795 | 0.13376 | 0.14683 | 65.3685 | 62.6795 | 61.7273 | 61.7144 | 61.4883 | 60.7861 | 62.2036 | 70.6178 | 75.9384 | 79.6532 | 84.5345 | 87.2364 | 88.9747 | 89.4864 | 87.0691 | 87.1298 | 86.8789 | 84.403 | 82.2139 | 79.5586 | 75.9412 | 72.2739 | 70.5358 | 68.1185 | 0.2529 | 0.2022 | 0.16992 | 0.22098 | 0.27006 | 0.32953 | 0.29065 | 0.28718 | 0.15769 | 0.29174 | 0.27811 | 0.27194 | 0.24897 | 0.23603 | 0.25015 | 0.33153 | 0.27121 | 0.27654 | 0.31782 | 0.35178 | 0.37743 | 0.39556 | 0.35363 | 0.30896
Program Specific1-in-10AllAll2026July Monthly Peak | Program Specific | 1-in-10 | All | All | 2026 | July Monthly Peak | 7 | 28.7859 | 27.7981 | 27.1403 | 27.0284 | 28.1149 | 30.8514 | 34.1654 | 38.2259 | 42.2439 | 45.7386 | 48.6032 | 50.1237 | 50.7904 | 51.087 | 50.7713 | 49.8941 | 48.2226 | 45.5558 | 41.9549 | 40.0115 | 39.2384 | 36.7391 | 33.7605 | 31.2532 | 0.0073453 | 0.05248 | 0.036722 | 0.069186 | 0.027019 | 0.064655 | -0.10289 | 0.064121 | 0.16033 | 0.1814 | 0.4915 | 1.9348 | 1.9619 | 1.8416 | 1.7689 | 1.8403 | 1.835 | 1.6354 | 0.6239 | 0.3745 | 0.25899 | 0.18357 | 0.19226 | 0.1937 | 71.0837 | 71.5239 | 71.0359 | 70.7978 | 70.1076 | 70.0957 | 69.6196 | 72.75 | 76.6065 | 81.0586 | 86.1651 | 91.2357 | 91.5336 | 91.8673 | 92.1173 | 91.2836 | 87.3912 | 84.7249 | 83.5586 | 81.3804 | 78.1065 | 74.9522 | 73.7141 | 72.7739 | 0.25447 | 0.20419 | 0.1713 | 0.22381 | 0.27513 | 0.33916 | 0.29814 | 0.2909 | 0.15845 | 0.29305 | 0.27864 | 0.27132 | 0.24927 | 0.23627 | 0.25081 | 0.33593 | 0.27631 | 0.28145 | 0.32191 | 0.35503 | 0.37962 | 0.39792 | 0.35538 | 0.31097
Program Specific1-in-10AllAll2026August Monthly Peak | Program Specific | 1-in-10 | All | All | 2026 | August Monthly Peak | 8 | 29.454 | 28.3937 | 27.7306 | 27.6108 | 28.746 | 31.7062 | 35.4619 | 39.632 | 44.0761 | 47.7701 | 50.9006 | 52.5297 | 53.238 | 53.5472 | 53.2064 | 52.0605 | 50.1456 | 47.4405 | 43.665 | 41.9244 | 40.5624 | 37.7262 | 34.5697 | 31.9909 | 0.0093738 | 0.053602 | 0.039509 | 0.073825 | 0.033231 | 0.078536 | -0.096873 | 0.083789 | 0.18129 | 0.19459 | 0.51571 | 2.0267 | 2.0595 | 1.9346 | 1.8619 | 1.9351 | 1.9219 | 1.7283 | 0.67694 | 0.40803 | 0.27762 | 0.19835 | 0.20718 | 0.20633 | 73.0667 | 72.258 | 71.658 | 70.5251 | 70.4477 | 70.2477 | 69.5051 | 72.3694 | 79.1506 | 83.6928 | 89.1785 | 90.7792 | 92.5886 | 91.0078 | 91.397 | 91.2457 | 89.9119 | 89.5024 | 85.4364 | 82.2847 | 78.1814 | 76.3609 | 75.2088 | 75.1717 | 0.26157 | 0.20939 | 0.17579 | 0.22961 | 0.28205 | 0.34945 | 0.30811 | 0.29879 | 0.16364 | 0.30267 | 0.28846 | 0.28148 | 0.25882 | 0.24548 | 0.26102 | 0.34748 | 0.28458 | 0.2917 | 0.33514 | 0.37207 | 0.3939 | 0.41157 | 0.3666 | 0.32025
Program Specific1-in-10AllAll2026September Monthly Peak | Program Specific | 1-in-10 | All | All | 2026 | September Monthly Peak | 9 | 29.6434 | 28.6133 | 27.9796 | 27.9225 | 29.2091 | 32.3278 | 36.7457 | 40.9988 | 46.2997 | 50.6537 | 53.9982 | 55.8184 | 56.4732 | 56.6901 | 56.1419 | 54.5088 | 51.943 | 48.8828 | 45.1234 | 43.9348 | 41.484 | 38.2637 | 34.8676 | 32.2384 | 0.013559 | 0.052824 | 0.043375 | 0.079732 | 0.045431 | 0.10452 | -0.077454 | 0.12559 | 0.22348 | 0.22073 | 0.55712 | 2.1697 | 2.2085 | 2.0696 | 1.9873 | 2.0678 | 2.0278 | 1.831 | 0.75185 | 0.45541 | 0.30054 | 0.21761 | 0.22521 | 0.21962 | 70.6198 | 70.1438 | 70.1078 | 69.8458 | 70.0719 | 68.8818 | 71.5359 | 72.9641 | 80.4744 | 87.1526 | 96.0192 | 99.2332 | 100.6134 | 100.1973 | 99.0192 | 98.0911 | 96.7468 | 95.0088 | 92.3307 | 83.8802 | 79.5359 | 77.3339 | 76.2859 | 74.3339 | 0.25845 | 0.20703 | 0.17403 | 0.22785 | 0.28221 | 0.35017 | 0.31471 | 0.30543 | 0.16997 | 0.31842 | 0.30353 | 0.29654 | 0.27232 | 0.2575 | 0.2728 | 0.35989 | 0.29087 | 0.29708 | 0.34282 | 0.38411 | 0.39981 | 0.41414 | 0.3658 | 0.31897
Program Specific1-in-10AllAll2026October Monthly Peak | Program Specific | 1-in-10 | All | All | 2026 | October Monthly Peak | 10 | 28.3594 | 27.3784 | 26.7461 | 26.6037 | 27.6629 | 30.2764 | 34.4154 | 37.8669 | 42.2486 | 46.2347 | 49.6822 | 51.8421 | 52.8905 | 53.6474 | 53.3083 | 51.7452 | 49.2121 | 46.0655 | 43.5386 | 41.721 | 39.2801 | 36.2703 | 33.1639 | 30.7082 | 0.0023723 | 0.05294 | 0.031837 | 0.06166 | 0.012895 | 0.034414 | -0.12812 | 0.018595 | 0.12274 | 0.1671 | 0.48768 | 1.9721 | 2.0002 | 1.8934 | 1.8175 | 1.8413 | 1.808 | 1.5897 | 0.57678 | 0.34942 | 0.24031 | 0.16328 | 0.17088 | 0.17777 | 68.6086 | 66.6556 | 66.8349 | 66.5839 | 65.0962 | 64.8224 | 64.1072 | 67.4405 | 75.878 | 83.2814 | 89.0319 | 91.2584 | 91.6518 | 92.4138 | 91.2127 | 89.9253 | 89.9135 | 87.5344 | 82.9271 | 79.4998 | 75.5609 | 72.3452 | 69.9421 | 69.3946 | 0.25806 | 0.20649 | 0.17314 | 0.22548 | 0.27675 | 0.33766 | 0.30232 | 0.29354 | 0.16184 | 0.30134 | 0.289 | 0.28412 | 0.26169 | 0.2503 | 0.26591 | 0.35128 | 0.28442 | 0.28946 | 0.33623 | 0.37099 | 0.38664 | 0.4008 | 0.35767 | 0.31403
Program Specific1-in-10AllAll2026November Monthly Peak | Program Specific | 1-in-10 | All | All | 2026 | November Monthly Peak | 11 | 26.3703 | 25.5812 | 25.0898 | 25.0772 | 26.1565 | 28.5851 | 31.7628 | 35.1551 | 39.0276 | 42.3341 | 45.1811 | 46.8111 | 47.608 | 48.2066 | 47.7608 | 46.0594 | 44.0824 | 42.8143 | 39.5519 | 37.3619 | 35.4733 | 32.9625 | 30.3528 | 28.2773 | -0.0059539 | 0.050413 | 0.021838 | 0.045651 | -0.011839 | -0.018182 | -0.16067 | -0.060729 | 0.047184 | 0.12608 | 0.42833 | 1.7701 | 1.7829 | 1.6854 | 1.6109 | 1.5825 | 1.5575 | 1.3582 | 0.41247 | 0.2524 | 0.18523 | 0.1165 | 0.12171 | 0.13683 | 63.1632 | 62.3824 | 60.9444 | 61.647 | 61.2576 | 60.6474 | 59.8684 | 63.3145 | 71.3598 | 78.8741 | 82.8074 | 86.6266 | 87.8354 | 87.9993 | 87.7984 | 86.9697 | 83.9236 | 77.8098 | 72.3824 | 68.0506 | 66.2502 | 63.1074 | 62.2692 | 61.0704 | 0.24765 | 0.1984 | 0.16686 | 0.21822 | 0.26894 | 0.32623 | 0.28901 | 0.28368 | 0.15628 | 0.2908 | 0.27857 | 0.27304 | 0.25178 | 0.24106 | 0.25605 | 0.33685 | 0.27265 | 0.27913 | 0.3167 | 0.34621 | 0.36541 | 0.38164 | 0.34109 | 0.30023
Program Specific1-in-10AllAll2026December Monthly Peak | Program Specific | 1-in-10 | All | All | 2026 | December Monthly Peak | 12 | 23.1079 | 22.5949 | 22.4048 | 22.5289 | 23.5853 | 25.8574 | 28.8085 | 31.4924 | 33.4752 | 34.2032 | 34.4558 | 34.1184 | 33.6507 | 33.2307 | 32.6746 | 31.9173 | 31.7261 | 32.7649 | 31.9361 | 30.5474 | 29.3295 | 27.8052 | 25.943 | 24.4889 | -0.050283 | 0.048824 | -0.025496 | -0.028401 | -0.1427 | -0.29092 | -0.37261 | -0.47451 | -0.31432 | -0.050672 | 0.19445 | 1.0338 | 0.95501 | 0.87357 | 0.80625 | 0.61045 | 0.62998 | 0.42785 | -0.25546 | -0.12307 | -0.028622 | -0.080055 | -0.087178 | -0.030608 | 47.4302 | 46.9302 | 45.4782 | 45.2042 | 45.4302 | 45.3821 | 44.4302 | 45.4062 | 47.8581 | 50.8221 | 53.012 | 53.286 | 54.048 | 55.048 | 55.976 | 55.0601 | 54.3221 | 50.9422 | 49.4422 | 48.7282 | 46.8003 | 47.9542 | 46.2402 | 45.5143 | 0.31577 | 0.25457 | 0.21649 | 0.2836 | 0.34893 | 0.42111 | 0.37608 | 0.36114 | 0.19157 | 0.33912 | 0.30879 | 0.29013 | 0.26108 | 0.24394 | 0.2583 | 0.34773 | 0.29469 | 0.31907 | 0.37893 | 0.4204 | 0.44683 | 0.47466 | 0.42641 | 0.37678
Program Specific1-in-10AllAll2026Typical Event Day | Program Specific | 1-in-10 | All | All | 2026 | Typical Event Day | 8 | 29.3121 | 28.264 | 27.6044 | 27.4863 | 28.6033 | 31.5301 | 35.2691 | 39.366 | 43.676 | 47.2246 | 50.2225 | 51.7873 | 52.4886 | 52.8345 | 52.5349 | 51.4142 | 49.5465 | 46.8841 | 43.2119 | 41.5295 | 40.2272 | 37.4479 | 34.3274 | 31.7725 | 0.00628 | 0.05349 | 0.036211 | 0.06872 | 0.024223 | 0.059305 | -0.11136 | 0.054947 | 0.15506 | 0.18099 | 0.49715 | 1.9725 | 1.9997 | 1.8797 | 1.8091 | 1.8665 | 1.8554 | 1.6589 | 0.62648 | 0.37961 | 0.26162 | 0.18375 | 0.19199 | 0.19426 | 70.0347 | 69.1514 | 68.6323 | 68.2209 | 68.029 | 67.5029 | 68.2162 | 72.1753 | 78.0424 | 82.8892 | 88.9742 | 92.121 | 93.4274 | 93.1396 | 92.4005 | 91.9374 | 90.2321 | 88.4097 | 85.8848 | 81.7759 | 77.9412 | 75.2302 | 73.9362 | 72.5995 | 0.26053 | 0.20862 | 0.17513 | 0.22877 | 0.28079 | 0.34759 | 0.30658 | 0.29717 | 0.16236 | 0.29926 | 0.28443 | 0.27734 | 0.25498 | 0.24207 | 0.25763 | 0.34306 | 0.28125 | 0.28837 | 0.33181 | 0.36877 | 0.39097 | 0.40896 | 0.36436 | 0.3183
Program Specific1-in-2AllAll2016January Monthly Peak | Program Specific | 1-in-2 | All | All | 2016 | January Monthly Peak | 1 | 21.0266 | 20.5053 | 20.3432 | 20.4844 | 21.5306 | 23.7777 | 27.3759 | 29.8784 | 31.5274 | 31.9316 | 32.0607 | 31.7905 | 31.4265 | 31.1743 | 30.6522 | 29.9354 | 29.6033 | 30.4521 | 29.7168 | 28.4162 | 27.2564 | 25.7415 | 23.9021 | 22.4487 | -0.035685 | 0.037245 | -0.015963 | -0.01695 | -0.10196 | -0.2112 | -0.28201 | -0.35579 | -0.231 | -0.032339 | 0.16282 | 0.88472 | 0.82749 | 0.76624 | 0.70908 | 0.55661 | 0.56666 | 0.41052 | -0.16819 | -0.07839 | -0.012796 | -0.053334 | -0.057621 | -0.015986 | 46.7014 | 46.1933 | 46.8611 | 46.6087 | 45.388 | 44.6547 | 45.878 | 45.1274 | 47.5714 | 51.7676 | 54.5178 | 56.9984 | 58.5088 | 58.5286 | 58.7694 | 57.8152 | 56.1102 | 54.1181 | 51.4241 | 49.9691 | 46.5336 | 45.0257 | 41.8592 | 41.3114 | 0.23366 | 0.1875 | 0.15955 | 0.20933 | 0.25954 | 0.3173 | 0.28908 | 0.28034 | 0.14798 | 0.26088 | 0.23927 | 0.22644 | 0.20507 | 0.19326 | 0.20393 | 0.27228 | 0.22733 | 0.24142 | 0.28582 | 0.31561 | 0.33579 | 0.35598 | 0.32084 | 0.28259
Program Specific1-in-2AllAll2016February Monthly Peak | Program Specific | 1-in-2 | All | All | 2016 | February Monthly Peak | 2 | 21.4328 | 20.8514 | 20.6374 | 20.7713 | 21.7355 | 23.9606 | 27.2785 | 29.612 | 31.4631 | 32.2298 | 32.79 | 32.8151 | 32.7218 | 32.6376 | 32.2729 | 31.434 | 30.6305 | 30.8942 | 30.793 | 29.379 | 28.1288 | 26.4239 | 24.4061 | 22.8732 | -0.034443 | 0.037878 | -0.014252 | -0.014373 | -0.097356 | -0.20071 | -0.27278 | -0.33311 | -0.21375 | -0.025599 | 0.16995 | 0.91357 | 0.86441 | 0.8037 | 0.74884 | 0.59811 | 0.60061 | 0.44355 | -0.14761 | -0.066507 | -0.0053165 | -0.046691 | -0.050474 | -0.010017 | 48.7462 | 49.2015 | 47.971 | 46.935 | 45.7292 | 44.7576 | 43.7844 | 43.7662 | 49.1191 | 53.5284 | 55.5738 | 56.8127 | 58.0366 | 58.5299 | 58.0366 | 57.0634 | 55.8592 | 53.6834 | 51.4614 | 49.5166 | 48.2547 | 45.5972 | 45.0693 | 45.0248 | 0.23312 | 0.18667 | 0.15816 | 0.208 | 0.25613 | 0.3119 | 0.28307 | 0.2705 | 0.14332 | 0.25346 | 0.23455 | 0.22354 | 0.20398 | 0.19264 | 0.20437 | 0.27144 | 0.22426 | 0.23973 | 0.2878 | 0.31785 | 0.33761 | 0.3558 | 0.31821 | 0.28034
Program Specific1-in-2AllAll2016March Monthly Peak | Program Specific | 1-in-2 | All | All | 2016 | March Monthly Peak | 3 | 22.3273 | 21.6253 | 21.2593 | 21.2224 | 21.9899 | 24.1092 | 27.589 | 29.8543 | 31.7568 | 32.8955 | 33.9136 | 34.3016 | 34.5283 | 34.8907 | 34.8113 | 34.1283 | 33.1306 | 32.1411 | 31.3058 | 31.0519 | 29.8204 | 27.9921 | 25.7081 | 23.9171 | -0.030647 | 0.038137 | -0.010361 | -0.0079572 | -0.084001 | -0.17295 | -0.25003 | -0.29232 | -0.17928 | -0.010581 | 0.18613 | 0.96578 | 0.92759 | 0.87295 | 0.82379 | 0.69074 | 0.69106 | 0.52178 | -0.087758 | -0.034032 | 0.013583 | -0.029989 | -0.032449 | 0.0046901 | 51.3877 | 51.592 | 51.5556 | 50.5376 | 49.7869 | 49.5369 | 49.5543 | 48.4515 | 53.1001 | 58.2212 | 59.5174 | 62.2229 | 63.2128 | 62.482 | 63.2135 | 62.2513 | 61.0198 | 57.6016 | 55.8602 | 54.1461 | 52.6821 | 49.5155 | 49.0157 | 49.4698 | 0.22514 | 0.18056 | 0.15235 | 0.19845 | 0.2409 | 0.29399 | 0.2682 | 0.25717 | 0.1364 | 0.24248 | 0.22562 | 0.21628 | 0.19796 | 0.18871 | 0.20153 | 0.26814 | 0.22119 | 0.23102 | 0.27415 | 0.31086 | 0.3315 | 0.3501 | 0.31099 | 0.2723
Program Specific1-in-2AllAll2016April Monthly Peak | Program Specific | 1-in-2 | All | All | 2016 | April Monthly Peak | 4 | 23.2714 | 22.4369 | 21.9634 | 21.8498 | 22.5839 | 24.678 | 27.6478 | 30.2273 | 33.1563 | 35.436 | 37.2508 | 38.2759 | 38.8455 | 39.4125 | 39.2962 | 38.3319 | 36.8031 | 34.8602 | 32.6767 | 32.5553 | 31.6474 | 29.6111 | 27.0695 | 25.0321 | -0.01599 | 0.038426 | 0.0048403 | 0.015853 | -0.041905 | -0.084104 | -0.17491 | -0.15266 | -0.061168 | 0.044802 | 0.25335 | 1.1735 | 1.1607 | 1.1002 | 1.0476 | 0.97559 | 0.96386 | 0.79756 | 0.12512 | 0.088226 | 0.083103 | 0.035647 | 0.03616 | 0.059218 | 58.2202 | 57.924 | 56.4706 | 54.711 | 54.7028 | 54.6373 | 55.3513 | 59.7309 | 66.5843 | 70.5584 | 73.565 | 75.5861 | 76.8163 | 76.8539 | 77.5309 | 76.1214 | 74.8798 | 73.6771 | 71.9547 | 68.0369 | 63.1018 | 62.0831 | 60.85 | 59.3603 | 0.1994 | 0.15908 | 0.13387 | 0.17394 | 0.21107 | 0.25718 | 0.22969 | 0.22249 | 0.12052 | 0.21922 | 0.20615 | 0.20105 | 0.18489 | 0.17704 | 0.18815 | 0.24859 | 0.20298 | 0.2078 | 0.23945 | 0.27217 | 0.29307 | 0.31051 | 0.27666 | 0.24247
Program Specific1-in-2AllAll2016May Monthly Peak | Program Specific | 1-in-2 | All | All | 2016 | May Monthly Peak | 5 | 23.3331 | 22.5679 | 22.0964 | 22.0185 | 22.8154 | 24.9036 | 27.6433 | 30.9431 | 34.2553 | 36.5375 | 38.2579 | 39.2808 | 39.7614 | 40.1945 | 39.9469 | 38.807 | 37.1352 | 35.0299 | 32.713 | 32.2455 | 31.8692 | 29.7321 | 27.213 | 25.1535 | -0.012224 | 0.03854 | 0.0086409 | 0.021697 | -0.032196 | -0.063988 | -0.1591 | -0.1238 | -0.034653 | 0.059956 | 0.27601 | 1.2419 | 1.2296 | 1.1586 | 1.1028 | 1.0443 | 1.0294 | 0.86419 | 0.17683 | 0.11779 | 0.10044 | 0.050973 | 0.0522 | 0.071666 | 59.6644 | 59.4144 | 59.1644 | 58.4162 | 58.157 | 57.4147 | 61.0454 | 65.1684 | 70.0663 | 74.7432 | 78.9016 | 79.9023 | 78.9273 | 78.5013 | 78.539 | 78.0199 | 76.7991 | 75.3252 | 72.6672 | 68.9726 | 66.0455 | 64.8141 | 64.5641 | 63.0834 | 0.19303 | 0.15498 | 0.13031 | 0.17021 | 0.20776 | 0.25348 | 0.225 | 0.22191 | 0.12201 | 0.22215 | 0.20797 | 0.20285 | 0.1858 | 0.1767 | 0.18739 | 0.24705 | 0.20137 | 0.20593 | 0.23711 | 0.26808 | 0.2892 | 0.30294 | 0.27046 | 0.23622
Program Specific1-in-2AllAll2016June Monthly Peak | Program Specific | 1-in-2 | All | All | 2016 | June Monthly Peak | 6 | 24.2724 | 23.4453 | 22.9341 | 22.8222 | 23.6438 | 25.6596 | 28.4094 | 31.826 | 34.9712 | 37.4735 | 39.4108 | 40.4175 | 40.7655 | 41.0061 | 40.7503 | 39.785 | 38.4538 | 36.5434 | 34.2648 | 33.027 | 32.6928 | 30.7394 | 28.2326 | 26.0874 | -0.012123 | 0.040165 | 0.0096604 | 0.023695 | -0.031383 | -0.061767 | -0.1604 | -0.1203 | -0.028938 | 0.064175 | 0.28756 | 1.285 | 1.27 | 1.193 | 1.1368 | 1.0865 | 1.0829 | 0.91498 | 0.19603 | 0.12736 | 0.10683 | 0.056025 | 0.057748 | 0.077207 | 60.4242 | 60.4151 | 59.4334 | 59.9068 | 58.6752 | 59.8785 | 60.8325 | 64.4904 | 67.2033 | 70.6311 | 74.3074 | 77.2612 | 78.2886 | 79.7419 | 80.0019 | 78.5846 | 77.3528 | 76.1221 | 73.8982 | 71.1945 | 67.0283 | 64.6103 | 63.6279 | 62.8781 | 0.20127 | 0.16115 | 0.13561 | 0.17639 | 0.215 | 0.26134 | 0.23065 | 0.22741 | 0.12373 | 0.22563 | 0.21276 | 0.20768 | 0.18985 | 0.18015 | 0.19132 | 0.25369 | 0.20916 | 0.21418 | 0.24719 | 0.27443 | 0.29604 | 0.31163 | 0.27909 | 0.24413
Program Specific1-in-2AllAll2016July Monthly Peak | Program Specific | 1-in-2 | All | All | 2016 | July Monthly Peak | 7 | 25.4846 | 24.6224 | 24.0476 | 23.957 | 24.8525 | 27.1769 | 30.153 | 33.508 | 36.5751 | 39.0844 | 41.0374 | 42.0961 | 42.6602 | 43.1006 | 43.0306 | 42.3848 | 41.1095 | 38.9347 | 36.1691 | 34.6773 | 34.2959 | 32.2701 | 29.6331 | 27.3918 | -0.0055646 | 0.040462 | 0.016557 | 0.034764 | -0.012593 | -0.021709 | -0.13252 | -0.058085 | 0.026973 | 0.09013 | 0.31272 | 1.351 | 1.3521 | 1.2766 | 1.2267 | 1.2232 | 1.2249 | 1.0613 | 0.29853 | 0.18486 | 0.13966 | 0.086866 | 0.090584 | 0.10344 | 67.7675 | 67.2594 | 66.537 | 66.5278 | 66.5178 | 66.5178 | 67.7219 | 69.4439 | 74.2701 | 77.5015 | 78.5385 | 77.0471 | 78.5019 | 81.7038 | 79.9356 | 81.5931 | 83.7688 | 83.2504 | 78.0993 | 73.9649 | 72.232 | 71.7314 | 69.7958 | 69.7776 | 0.1971 | 0.15844 | 0.13301 | 0.1738 | 0.21281 | 0.26111 | 0.22987 | 0.22374 | 0.12037 | 0.21843 | 0.20466 | 0.19917 | 0.18289 | 0.17408 | 0.18551 | 0.24853 | 0.20623 | 0.21058 | 0.24177 | 0.26775 | 0.28848 | 0.3042 | 0.2722 | 0.23836
Program Specific1-in-2AllAll2016August Monthly Peak | Program Specific | 1-in-2 | All | All | 2016 | August Monthly Peak | 8 | 26.2795 | 25.336 | 24.7442 | 24.6401 | 25.6003 | 28.162 | 31.5903 | 35.1458 | 38.7746 | 41.6671 | 44.048 | 45.308 | 45.9456 | 46.3911 | 46.257 | 45.3256 | 43.7434 | 41.4157 | 38.3159 | 36.9436 | 35.9366 | 33.5155 | 30.6641 | 28.3232 | 3.8559e-05 | 0.041372 | 0.022891 | 0.044922 | 0.003939 | 0.013678 | -0.10934 | -0.0053724 | 0.076155 | 0.117 | 0.35385 | 1.4934 | 1.506 | 1.4223 | 1.3708 | 1.3883 | 1.3811 | 1.2226 | 0.4017 | 0.24517 | 0.17398 | 0.11656 | 0.12152 | 0.12867 | 70.4508 | 70.6514 | 69.6729 | 70.0376 | 69.2736 | 68.8664 | 68.8738 | 68.6658 | 71.3929 | 74.749 | 79.8456 | 82.8162 | 84.0297 | 84.2604 | 84.0452 | 83.468 | 83.2387 | 81.6823 | 78.5127 | 75.9925 | 74.0068 | 73.2062 | 71.4736 | 71.8437 | 0.20003 | 0.16032 | 0.13464 | 0.17582 | 0.21537 | 0.26607 | 0.23488 | 0.22745 | 0.12368 | 0.22601 | 0.21351 | 0.20882 | 0.19211 | 0.18282 | 0.19491 | 0.25908 | 0.21341 | 0.21894 | 0.25158 | 0.27997 | 0.29771 | 0.3122 | 0.27844 | 0.2433
Program Specific1-in-2AllAll2016September Monthly Peak | Program Specific | 1-in-2 | All | All | 2016 | September Monthly Peak | 9 | 26.3072 | 25.4137 | 24.8511 | 24.8024 | 25.8625 | 28.5221 | 32.5154 | 35.9607 | 40.1079 | 43.3499 | 45.7053 | 47.0309 | 47.6358 | 48.0989 | 47.8637 | 46.5224 | 44.4052 | 41.7903 | 38.8834 | 38.1541 | 36.2241 | 33.5535 | 30.5663 | 28.2276 | 0.00050003 | 0.040691 | 0.0229 | 0.0448 | 0.0048701 | 0.015482 | -0.1091 | -0.0024951 | 0.080737 | 0.12232 | 0.366 | 1.5464 | 1.5579 | 1.4694 | 1.4133 | 1.4202 | 1.3954 | 1.2312 | 0.40865 | 0.25221 | 0.17581 | 0.11729 | 0.12115 | 0.12762 | 65.8705 | 65.1389 | 65.8329 | 63.8799 | 64.5824 | 65.2771 | 67.435 | 68.9165 | 76.2144 | 81.6868 | 87.1868 | 88.474 | 88.0284 | 89.8811 | 91.6048 | 89.5836 | 87.8996 | 87.3624 | 85.834 | 80.9173 | 76.528 | 76.2231 | 74.0269 | 72.5365 | 0.1957 | 0.15701 | 0.13202 | 0.17283 | 0.21326 | 0.26354 | 0.23744 | 0.23001 | 0.12679 | 0.23387 | 0.22026 | 0.21551 | 0.19796 | 0.18804 | 0.19993 | 0.26328 | 0.21408 | 0.21882 | 0.25309 | 0.28481 | 0.29806 | 0.31021 | 0.27434 | 0.23925
Program Specific1-in-2AllAll2016October Monthly Peak | Program Specific | 1-in-2 | All | All | 2016 | October Monthly Peak | 10 | 25.1001 | 24.2472 | 23.7017 | 23.5919 | 24.4799 | 26.7404 | 30.5038 | 33.3152 | 36.7886 | 39.8512 | 42.4272 | 44.1094 | 45.0323 | 45.8474 | 45.7135 | 44.4347 | 42.3458 | 39.6891 | 37.9109 | 36.5116 | 34.4909 | 31.9536 | 29.1685 | 26.9586 | -0.0077983 | 0.040872 | 0.014549 | 0.03176 | -0.018492 | -0.033742 | -0.14457 | -0.077769 | 0.011021 | 0.085799 | 0.31901 | 1.41 | 1.4144 | 1.3459 | 1.2919 | 1.2589 | 1.2391 | 1.0615 | 0.28442 | 0.17793 | 0.13355 | 0.079191 | 0.082463 | 0.097724 | 62.6661 | 62.3979 | 62.6103 | 61.4064 | 61.6112 | 59.9158 | 61.1022 | 64.2498 | 69.6213 | 75.0468 | 79.2319 | 81.2334 | 83.9823 | 85.9185 | 85.6777 | 84.7144 | 83.7787 | 82.1124 | 76.6762 | 70.3416 | 68.3428 | 65.8983 | 64.8883 | 63.2028 | 0.20192 | 0.1618 | 0.13579 | 0.17685 | 0.21638 | 0.2629 | 0.23578 | 0.22837 | 0.1247 | 0.22874 | 0.21694 | 0.21329 | 0.1964 | 0.18847 | 0.2008 | 0.26509 | 0.21607 | 0.22046 | 0.25708 | 0.28453 | 0.29792 | 0.31017 | 0.27724 | 0.24365
Program Specific1-in-2AllAll2016November Monthly Peak | Program Specific | 1-in-2 | All | All | 2016 | November Monthly Peak | 11 | 22.9107 | 22.2741 | 21.9006 | 21.9375 | 22.8522 | 24.9497 | 27.754 | 30.4568 | 33.2505 | 35.3529 | 37.0577 | 37.9721 | 38.46 | 38.9436 | 38.6551 | 37.3587 | 36.034 | 35.5466 | 33.3843 | 31.699 | 30.2486 | 28.2743 | 26.0671 | 24.3144 | -0.018661 | 0.038946 | 0.0023799 | 0.01218 | -0.05078 | -0.10153 | -0.19017 | -0.18074 | -0.083583 | 0.036633 | 0.25059 | 1.1721 | 1.1544 | 1.092 | 1.038 | 0.94743 | 0.94024 | 0.78238 | 0.093171 | 0.068134 | 0.070758 | 0.024304 | 0.024302 | 0.049896 | 60.2295 | 59.8589 | 59.6156 | 59.5944 | 60.0007 | 60.586 | 59.7861 | 59.5718 | 62.7265 | 65.7263 | 68.1398 | 69.9545 | 71.1489 | 71.5488 | 70.1619 | 69.9545 | 68.7782 | 66.7845 | 65.4056 | 63.8294 | 63.0517 | 62.6232 | 61.8307 | 61.6087 | 0.20501 | 0.16459 | 0.13881 | 0.18178 | 0.22339 | 0.26937 | 0.23878 | 0.23326 | 0.12655 | 0.23039 | 0.21693 | 0.211 | 0.19397 | 0.18574 | 0.19781 | 0.26089 | 0.21354 | 0.22083 | 0.25312 | 0.27792 | 0.2954 | 0.31064 | 0.27834 | 0.24573
Program Specific1-in-2AllAll2016December Monthly Peak | Program Specific | 1-in-2 | All | All | 2016 | December Monthly Peak | 12 | 21.6206 | 21.1001 | 20.8475 | 20.918 | 21.8307 | 23.9192 | 26.6944 | 29.1712 | 31.2948 | 32.418 | 33.0858 | 33.2351 | 33.1523 | 33.1603 | 32.783 | 31.8657 | 31.2968 | 31.7847 | 30.5611 | 29.1695 | 27.9372 | 26.3574 | 24.4351 | 22.8931 | -0.031472 | 0.038487 | -0.011394 | -0.0095886 | -0.088532 | -0.18101 | -0.25272 | -0.30266 | -0.18979 | -0.014983 | 0.1804 | 0.93697 | 0.8888 | 0.82802 | 0.77448 | 0.63869 | 0.6492 | 0.49793 | -0.10532 | -0.043239 | 0.0071864 | -0.033199 | -0.038308 | -0.00046562 | 48.3784 | 48.1193 | 46.8896 | 48.0643 | 46.8412 | 47.0561 | 46.5746 | 45.8414 | 52.9171 | 57.694 | 61.6855 | 62.9527 | 62.3429 | 66.0375 | 65.0452 | 63.51 | 61.7771 | 59.5844 | 57.8898 | 54.6749 | 53.4352 | 51.9349 | 52.1489 | 52.1297 | 0.227 | 0.18298 | 0.1551 | 0.20257 | 0.24859 | 0.30011 | 0.26863 | 0.25922 | 0.13844 | 0.24639 | 0.22592 | 0.21565 | 0.19546 | 0.18479 | 0.19647 | 0.26223 | 0.22022 | 0.23467 | 0.27462 | 0.30381 | 0.32303 | 0.34269 | 0.30788 | 0.27107
Program Specific1-in-2AllAll2016Typical Event Day | Program Specific | 1-in-2 | All | All | 2016 | Typical Event Day | 8 | 26.0166 | 25.0964 | 24.5169 | 24.4196 | 25.3568 | 27.8692 | 31.2645 | 34.6924 | 38.0807 | 40.7083 | 42.8435 | 43.9611 | 44.5624 | 45.0367 | 44.9581 | 44.0824 | 42.603 | 40.3882 | 37.4963 | 36.2262 | 35.3212 | 33.0034 | 30.2256 | 27.938 | -0.0046693 | 0.041264 | 0.01795 | 0.037224 | -0.0096789 | -0.015282 | -0.13133 | -0.048941 | 0.037175 | 0.097308 | 0.3275 | 1.4127 | 1.4168 | 1.339 | 1.2896 | 1.2842 | 1.2804 | 1.1189 | 0.3272 | 0.20317 | 0.15027 | 0.09488 | 0.098764 | 0.11063 | 66.1283 | 65.8662 | 65.3691 | 65.088 | 64.7623 | 65.135 | 66.2158 | 67.8792 | 72.2702 | 76.1421 | 79.9695 | 81.3996 | 82.2121 | 83.8967 | 83.8968 | 83.3073 | 83.0649 | 82.1042 | 79.086 | 75.5173 | 72.4488 | 71.4428 | 69.7311 | 69.259 | 0.20156 | 0.16163 | 0.13577 | 0.17736 | 0.21696 | 0.2676 | 0.23635 | 0.22859 | 0.12369 | 0.22444 | 0.21081 | 0.20565 | 0.18905 | 0.18012 | 0.19233 | 0.25595 | 0.21137 | 0.2172 | 0.25054 | 0.27942 | 0.29793 | 0.31311 | 0.27939 | 0.24419
Program Specific1-in-2AllAll2017January Monthly Peak | Program Specific | 1-in-2 | All | All | 2017 | January Monthly Peak | 1 | 21.8461 | 21.3057 | 21.1378 | 21.2803 | 22.3731 | 24.696 | 28.4056 | 30.9929 | 32.6642 | 33.0701 | 33.2098 | 32.9194 | 32.5496 | 32.2903 | 31.7469 | 31.0045 | 30.6553 | 31.4854 | 30.7225 | 29.3861 | 28.206 | 26.656 | 24.7908 | 23.3097 | -0.040032 | 0.041632 | -0.018021 | -0.019139 | -0.11434 | -0.23673 | -0.31603 | -0.39868 | -0.25879 | -0.036257 | 0.18205 | 0.9657 | 0.90195 | 0.83359 | 0.77025 | 0.60034 | 0.61177 | 0.43571 | -0.18833 | -0.087774 | -0.014319 | -0.059819 | -0.064505 | -0.017889 | 46.7256 | 46.2165 | 46.8745 | 46.6218 | 45.4046 | 44.6733 | 45.8933 | 45.1427 | 47.58 | 51.7697 | 54.5199 | 56.9982 | 58.5098 | 58.532 | 58.7717 | 57.823 | 56.1234 | 54.1323 | 51.445 | 49.9955 | 46.5676 | 45.0588 | 41.9023 | 41.3488 | 0.26173 | 0.21002 | 0.1787 | 0.23447 | 0.29073 | 0.35543 | 0.32382 | 0.31402 | 0.16575 | 0.29224 | 0.26803 | 0.25343 | 0.22948 | 0.21624 | 0.2282 | 0.30481 | 0.25441 | 0.27018 | 0.32014 | 0.35355 | 0.37615 | 0.39877 | 0.35938 | 0.31653
Program Specific1-in-2AllAll2017February Monthly Peak | Program Specific | 1-in-2 | All | All | 2017 | February Monthly Peak | 2 | 22.2686 | 21.666 | 21.4422 | 21.5798 | 22.5852 | 24.8826 | 28.3101 | 30.71 | 32.5864 | 33.3567 | 33.9365 | 33.9476 | 33.8564 | 33.7664 | 33.386 | 32.5153 | 31.6835 | 31.9424 | 31.8266 | 30.3767 | 29.1045 | 27.3574 | 25.3056 | 23.7453 | -0.038634 | 0.042334 | -0.016097 | -0.016245 | -0.10916 | -0.22492 | -0.30564 | -0.37319 | -0.23943 | -0.0287 | 0.19002 | 0.99678 | 0.94186 | 0.87395 | 0.81307 | 0.64519 | 0.64859 | 0.47231 | -0.16526 | -0.07445 | -0.0059363 | -0.052364 | -0.056487 | -0.011198 | 48.7758 | 49.2257 | 47.9975 | 46.9572 | 45.7567 | 44.7885 | 43.8184 | 43.7981 | 49.1334 | 53.5318 | 55.5827 | 56.8202 | 58.041 | 58.5334 | 58.041 | 57.071 | 55.8723 | 53.7054 | 51.4868 | 49.5485 | 48.2852 | 45.6388 | 45.1076 | 45.0578 | 0.26108 | 0.20905 | 0.17711 | 0.23294 | 0.28685 | 0.34931 | 0.31703 | 0.30294 | 0.1605 | 0.28388 | 0.2627 | 0.25011 | 0.22817 | 0.21546 | 0.2286 | 0.30378 | 0.25089 | 0.26823 | 0.3223 | 0.35599 | 0.37812 | 0.39849 | 0.35636 | 0.31395
Program Specific1-in-2AllAll2017March Monthly Peak | Program Specific | 1-in-2 | All | All | 2017 | March Monthly Peak | 3 | 23.1747 | 22.4535 | 22.0747 | 22.0335 | 22.8292 | 25.0234 | 28.6171 | 30.954 | 32.8829 | 34.0297 | 35.0717 | 35.4493 | 35.6795 | 36.0455 | 35.957 | 35.2428 | 34.2142 | 33.1988 | 32.3414 | 32.0754 | 30.8256 | 28.9561 | 26.6309 | 24.8067 | -0.034372 | 0.042624 | -0.011724 | -0.0090422 | -0.094169 | -0.19378 | -0.28009 | -0.32743 | -0.20079 | -0.011877 | 0.20812 | 1.0537 | 1.0107 | 0.94916 | 0.89438 | 0.74615 | 0.74729 | 0.55855 | -0.098255 | -0.038079 | 0.015234 | -0.033638 | -0.036288 | 0.0052776 | 51.4042 | 51.6031 | 51.5622 | 50.5421 | 49.7913 | 49.5413 | 49.5608 | 48.4756 | 53.1121 | 58.2178 | 59.5195 | 62.2196 | 63.2083 | 62.4799 | 63.2091 | 62.2514 | 61.0222 | 57.6137 | 55.8734 | 54.1636 | 52.7039 | 49.5473 | 49.0475 | 49.4962 | 0.2521 | 0.20217 | 0.17057 | 0.2222 | 0.26974 | 0.32919 | 0.30032 | 0.28797 | 0.15273 | 0.27153 | 0.25265 | 0.24189 | 0.22134 | 0.21096 | 0.22531 | 0.29998 | 0.24735 | 0.25838 | 0.30696 | 0.3481 | 0.37121 | 0.39203 | 0.34822 | 0.3049
Program Specific1-in-2AllAll2017April Monthly Peak | Program Specific | 1-in-2 | All | All | 2017 | April Monthly Peak | 4 | 24.1685 | 23.309 | 22.8201 | 22.6999 | 23.4638 | 25.6353 | 28.7016 | 31.3661 | 34.3447 | 36.6593 | 38.5102 | 39.5414 | 40.1187 | 40.6948 | 40.5616 | 39.5559 | 37.9795 | 35.9873 | 33.7546 | 33.6234 | 32.7061 | 30.6307 | 28.0498 | 25.9794 | -0.017949 | 0.042957 | 0.00533 | 0.017651 | -0.046987 | -0.094221 | -0.19589 | -0.17099 | -0.068511 | 0.050139 | 0.2834 | 1.2829 | 1.268 | 1.1997 | 1.141 | 1.0612 | 1.0493 | 0.86475 | 0.13994 | 0.098779 | 0.093084 | 0.039903 | 0.040548 | 0.066342 | 58.2465 | 57.9448 | 56.4969 | 54.7363 | 54.727 | 54.6537 | 55.3634 | 59.7286 | 66.5645 | 70.5355 | 73.5429 | 75.5665 | 76.7944 | 76.8365 | 77.5047 | 76.106 | 74.8654 | 73.6684 | 71.9493 | 68.0413 | 63.114 | 62.0931 | 60.862 | 59.3735 | 0.22323 | 0.17809 | 0.14986 | 0.19472 | 0.2363 | 0.28793 | 0.25715 | 0.24908 | 0.13492 | 0.24543 | 0.2308 | 0.22468 | 0.20654 | 0.19772 | 0.21016 | 0.27794 | 0.2268 | 0.23224 | 0.26806 | 0.30472 | 0.32812 | 0.34765 | 0.30972 | 0.27144
Program Specific1-in-2AllAll2017May Monthly Peak | Program Specific | 1-in-2 | All | All | 2017 | May Monthly Peak | 5 | 24.2297 | 23.4456 | 22.9574 | 22.8783 | 23.7112 | 25.8799 | 28.7124 | 32.1178 | 35.5015 | 37.8224 | 39.5748 | 40.6044 | 41.0872 | 41.5196 | 41.2523 | 40.0677 | 38.3456 | 36.189 | 33.821 | 33.3388 | 32.9511 | 30.7606 | 28.2038 | 26.107 | -0.013729 | 0.04308 | 0.0095895 | 0.024195 | -0.036103 | -0.071675 | -0.17816 | -0.13863 | -0.038818 | 0.067094 | 0.30872 | 1.3586 | 1.3444 | 1.2645 | 1.2023 | 1.1377 | 1.1224 | 0.93931 | 0.19776 | 0.13185 | 0.11248 | 0.057063 | 0.0585 | 0.080267 | 59.684 | 59.434 | 59.184 | 58.436 | 58.1758 | 57.4344 | 61.0508 | 65.1587 | 70.0444 | 74.7126 | 78.86 | 79.8609 | 78.8888 | 78.4717 | 78.5138 | 77.9924 | 76.7751 | 75.3043 | 72.6573 | 68.9694 | 66.051 | 64.8217 | 64.5717 | 63.0933 | 0.21606 | 0.17347 | 0.14584 | 0.19051 | 0.23255 | 0.28373 | 0.25186 | 0.24839 | 0.13656 | 0.24867 | 0.23279 | 0.22664 | 0.20751 | 0.19729 | 0.20927 | 0.27616 | 0.22495 | 0.23011 | 0.26539 | 0.30008 | 0.32372 | 0.3391 | 0.30273 | 0.2644
Program Specific1-in-2AllAll2017June Monthly Peak | Program Specific | 1-in-2 | All | All | 2017 | June Monthly Peak | 6 | 25.2135 | 24.3637 | 23.8363 | 23.7187 | 24.5762 | 26.6725 | 29.5115 | 33.0364 | 36.2409 | 38.7846 | 40.7649 | 41.7792 | 42.1272 | 42.3651 | 42.0916 | 41.0885 | 39.7205 | 37.7561 | 35.426 | 34.1533 | 33.8069 | 31.8029 | 29.2602 | 27.0782 | -0.013613 | 0.044891 | 0.01073 | 0.026428 | -0.035185 | -0.069174 | -0.17957 | -0.1347 | -0.032416 | 0.071802 | 0.32158 | 1.4059 | 1.3887 | 1.3022 | 1.2396 | 1.1841 | 1.1813 | 0.99486 | 0.21921 | 0.14253 | 0.1196 | 0.062709 | 0.064698 | 0.086455 | 60.445 | 60.4347 | 59.4553 | 59.9255 | 58.696 | 59.8938 | 60.8424 | 64.4893 | 67.1978 | 70.6169 | 74.2844 | 77.2328 | 78.2635 | 79.7112 | 79.9723 | 78.5649 | 77.3352 | 76.1068 | 73.886 | 71.1879 | 67.0317 | 64.6234 | 63.6432 | 62.8934 | 0.22524 | 0.18034 | 0.15175 | 0.1974 | 0.24061 | 0.29248 | 0.25813 | 0.2545 | 0.13846 | 0.25252 | 0.23811 | 0.23199 | 0.21198 | 0.20109 | 0.21361 | 0.28354 | 0.23363 | 0.23928 | 0.27662 | 0.30714 | 0.33133 | 0.34877 | 0.31233 | 0.2732
Program Specific1-in-2AllAll2017July Monthly Peak | Program Specific | 1-in-2 | All | All | 2017 | July Monthly Peak | 7 | 26.4491 | 25.5684 | 24.9748 | 24.8829 | 25.8202 | 28.2382 | 31.3039 | 34.7548 | 37.8667 | 40.4106 | 42.3968 | 43.4542 | 44.0234 | 44.4639 | 44.3809 | 43.7132 | 42.4094 | 40.1764 | 37.3553 | 35.8256 | 35.4304 | 33.3551 | 30.6809 | 28.4036 | -0.0062657 | 0.045226 | 0.018462 | 0.038828 | -0.014134 | -0.024314 | -0.14833 | -0.065041 | 0.030153 | 0.10084 | 0.34971 | 1.4777 | 1.4784 | 1.3934 | 1.3376 | 1.3342 | 1.3373 | 1.156 | 0.3338 | 0.20684 | 0.15633 | 0.097229 | 0.10143 | 0.1158 | 67.7696 | 67.2605 | 66.5414 | 66.5311 | 66.52 | 66.52 | 67.7185 | 69.4372 | 74.2427 | 77.4719 | 78.5133 | 77.023 | 78.4723 | 81.6686 | 79.928 | 81.5744 | 83.7413 | 83.2207 | 78.0814 | 73.9607 | 72.2298 | 71.7292 | 69.8012 | 69.7809 | 0.22053 | 0.17727 | 0.14881 | 0.19446 | 0.23812 | 0.29217 | 0.25721 | 0.25035 | 0.13468 | 0.24441 | 0.229 | 0.22233 | 0.20405 | 0.19415 | 0.20697 | 0.27763 | 0.23022 | 0.23514 | 0.27051 | 0.2996 | 0.3228 | 0.34039 | 0.30456 | 0.26669
Program Specific1-in-2AllAll2017August Monthly Peak | Program Specific | 1-in-2 | All | All | 2017 | August Monthly Peak | 8 | 27.2878 | 26.322 | 25.7113 | 25.6049 | 26.6087 | 29.2755 | 32.7993 | 36.4472 | 40.1375 | 43.0765 | 45.5047 | 46.7716 | 47.418 | 47.8637 | 47.7172 | 46.7496 | 45.1256 | 42.7442 | 39.5871 | 38.1793 | 37.1427 | 34.6636 | 31.7695 | 29.3879 | 7.7302e-06 | 0.046244 | 0.025558 | 0.050198 | 0.0043761 | 0.015296 | -0.12236 | -0.0060462 | 0.085169 | 0.13088 | 0.39568 | 1.6343 | 1.6478 | 1.5537 | 1.4962 | 1.5164 | 1.5097 | 1.3344 | 0.4491 | 0.27426 | 0.1947 | 0.13044 | 0.13603 | 0.14401 | 70.4568 | 70.6575 | 69.6815 | 70.042 | 69.2824 | 68.8743 | 68.8825 | 68.6736 | 71.3921 | 74.743 | 79.8273 | 82.7944 | 84.0095 | 84.2438 | 84.0268 | 83.4524 | 83.2196 | 81.6684 | 78.5023 | 75.9916 | 74.0076 | 73.2069 | 71.4824 | 71.8489 | 0.22377 | 0.17934 | 0.15061 | 0.19669 | 0.24094 | 0.29766 | 0.26276 | 0.25445 | 0.13836 | 0.25285 | 0.23886 | 0.23307 | 0.2143 | 0.20387 | 0.21742 | 0.28937 | 0.23818 | 0.24443 | 0.28143 | 0.31321 | 0.33307 | 0.34927 | 0.31149 | 0.27217
Program Specific1-in-2AllAll2017September Monthly Peak | Program Specific | 1-in-2 | All | All | 2017 | September Monthly Peak | 9 | 27.2887 | 26.3743 | 25.7942 | 25.7458 | 26.8566 | 29.6198 | 33.7325 | 37.2729 | 41.5017 | 44.8055 | 47.205 | 48.539 | 49.1506 | 49.6102 | 49.3582 | 47.9653 | 45.787 | 43.1146 | 40.1591 | 39.4061 | 37.4291 | 34.6918 | 31.6522 | 29.2713 | 0.00052411 | 0.045474 | 0.025565 | 0.050054 | 0.0054178 | 0.017312 | -0.12206 | -0.0028253 | 0.090279 | 0.13681 | 0.40921 | 1.6919 | 1.7042 | 1.6047 | 1.542 | 1.5507 | 1.5248 | 1.3434 | 0.45679 | 0.28208 | 0.19671 | 0.13123 | 0.13559 | 0.1428 | 65.8848 | 65.1554 | 65.8427 | 63.8953 | 64.5921 | 65.2803 | 67.4273 | 68.9066 | 76.1806 | 81.6497 | 87.1497 | 88.4413 | 88.0021 | 89.8374 | 91.558 | 89.5639 | 87.8877 | 87.3461 | 85.8143 | 80.9075 | 76.5313 | 76.2199 | 74.0301 | 72.5408 | 0.21889 | 0.17561 | 0.14765 | 0.19331 | 0.23853 | 0.29478 | 0.26559 | 0.25726 | 0.14181 | 0.26159 | 0.24637 | 0.24049 | 0.22079 | 0.20966 | 0.22299 | 0.294 | 0.23888 | 0.24425 | 0.28307 | 0.31857 | 0.3334 | 0.34699 | 0.30685 | 0.2676
Program Specific1-in-2AllAll2017October Monthly Peak | Program Specific | 1-in-2 | All | All | 2017 | October Monthly Peak | 10 | 26.0754 | 25.2002 | 24.6353 | 24.5204 | 25.4495 | 27.7916 | 31.6628 | 34.5677 | 38.1073 | 41.2177 | 43.8446 | 45.5423 | 46.4734 | 47.3009 | 47.1533 | 45.8284 | 43.6856 | 40.9711 | 39.1494 | 37.7088 | 35.6453 | 33.0433 | 30.221 | 27.9793 | -0.0087582 | 0.045662 | 0.016207 | 0.035449 | -0.020725 | -0.037762 | -0.16172 | -0.087017 | 0.012299 | 0.095937 | 0.35656 | 1.5416 | 1.5456 | 1.4682 | 1.4079 | 1.3721 | 1.3517 | 1.1555 | 0.31786 | 0.19897 | 0.14941 | 0.088584 | 0.092286 | 0.10933 | 62.6858 | 62.4154 | 62.6233 | 61.4249 | 61.6243 | 59.9354 | 61.1142 | 64.2498 | 69.6061 | 75.0228 | 79.2002 | 81.2018 | 83.9506 | 85.8792 | 85.6395 | 84.6806 | 83.7525 | 82.0962 | 76.6675 | 70.3525 | 68.3537 | 65.9158 | 64.9047 | 63.2268 | 0.22581 | 0.18094 | 0.15184 | 0.19776 | 0.24198 | 0.29401 | 0.26368 | 0.25538 | 0.13945 | 0.25581 | 0.24261 | 0.23803 | 0.21908 | 0.21017 | 0.22397 | 0.29602 | 0.24111 | 0.24609 | 0.28748 | 0.3182 | 0.33318 | 0.34687 | 0.31003 | 0.27246
Program Specific1-in-2AllAll2017November Monthly Peak | Program Specific | 1-in-2 | All | All | 2017 | November Monthly Peak | 11 | 23.8009 | 23.1446 | 22.7571 | 22.7943 | 23.7512 | 25.9156 | 28.8095 | 31.608 | 34.456 | 36.5959 | 38.3403 | 39.2602 | 39.7564 | 40.2504 | 39.9498 | 38.61 | 37.2406 | 36.7046 | 34.4821 | 32.7535 | 31.2816 | 29.2598 | 27.0191 | 25.2408 | -0.020907 | 0.043489 | 0.0025783 | 0.013529 | -0.056847 | -0.11359 | -0.2127 | -0.20215 | -0.093481 | 0.040941 | 0.27997 | 1.2807 | 1.2604 | 1.1903 | 1.1302 | 1.0301 | 1.0231 | 0.84667 | 0.10408 | 0.076189 | 0.079152 | 0.027162 | 0.027226 | 0.055825 | 60.233 | 59.8659 | 59.6175 | 59.5937 | 60.0008 | 60.5843 | 59.7845 | 59.5685 | 62.7178 | 65.7176 | 68.1326 | 69.9492 | 71.1429 | 71.5427 | 70.1574 | 69.9492 | 68.7756 | 66.7827 | 65.4063 | 63.8329 | 63.0578 | 62.6259 | 61.8343 | 61.6097 | 0.22922 | 0.18402 | 0.15519 | 0.20324 | 0.24977 | 0.30118 | 0.26698 | 0.2608 | 0.14149 | 0.25761 | 0.24255 | 0.23556 | 0.21646 | 0.20724 | 0.22076 | 0.29139 | 0.23839 | 0.24655 | 0.28299 | 0.31075 | 0.3303 | 0.34733 | 0.3112 | 0.27474
Program Specific1-in-2AllAll2017December Monthly Peak | Program Specific | 1-in-2 | All | All | 2017 | December Monthly Peak | 12 | 22.4504 | 21.9147 | 21.653 | 21.7212 | 22.6718 | 24.8239 | 27.6937 | 30.2459 | 32.4024 | 33.5368 | 34.2095 | 34.3447 | 34.2542 | 34.2572 | 33.8677 | 32.9271 | 32.3491 | 32.826 | 31.5658 | 30.1416 | 28.8892 | 27.2764 | 25.3226 | 23.7527 | -0.035231 | 0.042954 | -0.012844 | -0.010836 | -0.099071 | -0.20245 | -0.28261 | -0.33844 | -0.2122 | -0.016776 | 0.2014 | 1.0211 | 0.9673 | 0.89935 | 0.84002 | 0.68922 | 0.70149 | 0.53172 | -0.11772 | -0.048313 | 0.0080516 | -0.037174 | -0.042782 | -0.00049721 | 48.3935 | 48.1334 | 46.9061 | 48.0718 | 46.852 | 47.0628 | 46.5834 | 45.8522 | 52.9073 | 57.6874 | 61.6779 | 62.9471 | 62.3538 | 66.0419 | 65.0506 | 63.5112 | 61.7803 | 59.5944 | 57.9063 | 54.6955 | 53.4571 | 51.9567 | 52.1664 | 52.1449 | 0.25376 | 0.20454 | 0.17337 | 0.22645 | 0.27789 | 0.33549 | 0.3003 | 0.28978 | 0.15476 | 0.27544 | 0.25256 | 0.24081 | 0.2182 | 0.20626 | 0.21933 | 0.29292 | 0.24591 | 0.26206 | 0.30698 | 0.33964 | 0.36113 | 0.38309 | 0.34416 | 0.30301
Program Specific1-in-2AllAll2017Typical Event Day | Program Specific | 1-in-2 | All | All | 2017 | Typical Event Day | 8 | 27.0094 | 26.0678 | 25.4698 | 25.3706 | 26.3493 | 28.9633 | 32.453 | 35.9706 | 39.4124 | 42.0754 | 44.2481 | 45.3686 | 45.9773 | 46.4534 | 46.3652 | 45.4562 | 43.9402 | 41.6757 | 38.7332 | 37.4313 | 36.5008 | 34.1288 | 31.3093 | 28.9821 | -0.0052614 | 0.046119 | 0.020022 | 0.041578 | -0.010868 | -0.017116 | -0.14697 | -0.054797 | 0.04156 | 0.10885 | 0.36619 | 1.5449 | 1.5489 | 1.4614 | 1.4062 | 1.4008 | 1.3979 | 1.2192 | 0.3658 | 0.22727 | 0.16817 | 0.10618 | 0.11056 | 0.12382 | 66.1391 | 65.8771 | 65.3803 | 65.0985 | 64.7727 | 65.1421 | 66.2177 | 67.8767 | 72.2533 | 76.1203 | 79.9436 | 81.3728 | 82.1868 | 83.8652 | 83.8712 | 83.2888 | 83.0459 | 82.0854 | 79.071 | 75.5119 | 72.4501 | 71.4449 | 69.7393 | 69.266 | 0.22549 | 0.18081 | 0.15188 | 0.19841 | 0.24272 | 0.29937 | 0.26441 | 0.25573 | 0.13836 | 0.25109 | 0.23584 | 0.22954 | 0.21089 | 0.20086 | 0.21455 | 0.28587 | 0.23591 | 0.2425 | 0.28027 | 0.3126 | 0.33331 | 0.35029 | 0.31255 | 0.27318
Program Specific1-in-2AllAll2018January Monthly Peak | Program Specific | 1-in-2 | All | All | 2018 | January Monthly Peak | 1 | 22.3513 | 21.7992 | 21.6276 | 21.771 | 22.8925 | 25.2621 | 29.0405 | 31.68 | 33.3651 | 33.772 | 33.9181 | 33.6153 | 33.2419 | 32.9781 | 32.4217 | 31.6634 | 31.3036 | 32.1223 | 31.3424 | 29.9838 | 28.7913 | 27.2198 | 25.3386 | 23.8406 | -0.042732 | 0.04431 | -0.019334 | -0.020538 | -0.12202 | -0.25251 | -0.33706 | -0.42516 | -0.27594 | -0.038683 | 0.19381 | 1.0155 | 0.94769 | 0.87497 | 0.80791 | 0.62733 | 0.63961 | 0.45125 | -0.20073 | -0.09355 | -0.015254 | -0.063842 | -0.068737 | -0.019056 | 46.7405 | 46.2309 | 46.8827 | 46.6299 | 45.4148 | 44.6847 | 45.9028 | 45.1522 | 47.5853 | 51.771 | 54.5212 | 56.998 | 58.5105 | 58.5341 | 58.7732 | 57.8278 | 56.1316 | 54.141 | 51.4579 | 50.0117 | 46.5886 | 45.0792 | 41.9289 | 41.3719 | 0.27904 | 0.2239 | 0.1905 | 0.24997 | 0.30995 | 0.37895 | 0.34524 | 0.3348 | 0.17671 | 0.31158 | 0.28576 | 0.27008 | 0.24454 | 0.23041 | 0.24317 | 0.32487 | 0.27111 | 0.28791 | 0.3413 | 0.37695 | 0.40105 | 0.42516 | 0.38314 | 0.33746
Program Specific1-in-2AllAll2018February Monthly Peak | Program Specific | 1-in-2 | All | All | 2018 | February Monthly Peak | 2 | 22.7868 | 22.1711 | 21.9411 | 22.0812 | 23.1121 | 25.4544 | 28.9497 | 31.3909 | 33.283 | 34.0555 | 34.6473 | 34.6496 | 34.5597 | 34.4663 | 34.0761 | 33.1856 | 32.3361 | 32.5921 | 32.4672 | 30.9951 | 29.7092 | 27.9362 | 25.8633 | 24.2861 | -0.041254 | 0.045067 | -0.017291 | -0.017459 | -0.11653 | -0.23999 | -0.32606 | -0.3981 | -0.25537 | -0.030635 | 0.20234 | 1.0482 | 0.98969 | 0.91733 | 0.85282 | 0.67443 | 0.67837 | 0.49015 | -0.17619 | -0.079365 | -0.0063142 | -0.055908 | -0.0602 | -0.011922 | 48.7941 | 49.2407 | 48.0139 | 46.971 | 45.7737 | 44.8076 | 43.8396 | 43.8179 | 49.1422 | 53.5339 | 55.5882 | 56.8248 | 58.0438 | 58.5357 | 58.0438 | 57.0757 | 55.8804 | 53.719 | 51.5025 | 49.5684 | 48.3041 | 45.6646 | 45.1314 | 45.0782 | 0.27842 | 0.22293 | 0.18886 | 0.2484 | 0.3059 | 0.37252 | 0.33809 | 0.32306 | 0.17116 | 0.30274 | 0.28015 | 0.26659 | 0.24319 | 0.22963 | 0.24364 | 0.32384 | 0.2674 | 0.28589 | 0.34369 | 0.37965 | 0.40326 | 0.42498 | 0.38002 | 0.3348
Program Specific1-in-2AllAll2018March Monthly Peak | Program Specific | 1-in-2 | All | All | 2018 | March Monthly Peak | 3 | 23.7031 | 22.97 | 22.5831 | 22.5393 | 23.3527 | 25.5935 | 29.2583 | 31.6398 | 33.5851 | 34.737 | 35.7937 | 36.1649 | 36.3973 | 36.7654 | 36.6713 | 35.9377 | 34.8897 | 33.8582 | 32.9869 | 32.7134 | 31.4523 | 29.5573 | 27.2063 | 25.3615 | -0.036719 | 0.04539 | -0.012625 | -0.0097729 | -0.10056 | -0.20682 | -0.29888 | -0.34938 | -0.21421 | -0.012696 | 0.22172 | 1.1083 | 1.0623 | 0.9965 | 0.93833 | 0.78072 | 0.78237 | 0.58147 | -0.1048 | -0.040592 | 0.016273 | -0.035936 | -0.038665 | 0.0056545 | 51.4145 | 51.6099 | 51.5664 | 50.5449 | 49.794 | 49.544 | 49.5648 | 48.4907 | 53.1196 | 58.2156 | 59.5208 | 62.2176 | 63.2055 | 62.4785 | 63.2064 | 62.2515 | 61.0237 | 57.6213 | 55.8816 | 54.1745 | 52.7175 | 49.5671 | 49.0673 | 49.5126 | 0.26891 | 0.21564 | 0.18193 | 0.23702 | 0.28773 | 0.35116 | 0.32036 | 0.30718 | 0.1629 | 0.28965 | 0.26951 | 0.25788 | 0.23593 | 0.22485 | 0.24016 | 0.31985 | 0.26366 | 0.27543 | 0.32742 | 0.37134 | 0.39599 | 0.4182 | 0.37144 | 0.32523
Program Specific1-in-2AllAll2018April Monthly Peak | Program Specific | 1-in-2 | All | All | 2018 | April Monthly Peak | 4 | 24.7312 | 23.8561 | 23.3574 | 23.2331 | 24.0157 | 26.2357 | 29.3626 | 32.0804 | 35.09 | 37.4265 | 39.2999 | 40.3349 | 40.917 | 41.4988 | 41.3549 | 40.3233 | 38.7171 | 36.6938 | 34.4303 | 34.293 | 33.3697 | 31.27 | 28.6646 | 26.5735 | -0.019199 | 0.045771 | 0.0055967 | 0.018734 | -0.050208 | -0.1006 | -0.20909 | -0.18252 | -0.073133 | 0.053477 | 0.30213 | 1.3513 | 1.3351 | 1.2619 | 1.1994 | 1.1148 | 1.1028 | 0.90682 | 0.14917 | 0.1054 | 0.099366 | 0.042572 | 0.043331 | 0.070832 | 58.263 | 57.9578 | 56.5135 | 54.7521 | 54.7422 | 54.664 | 55.371 | 59.7272 | 66.5521 | 70.5212 | 73.5291 | 75.5543 | 76.7806 | 76.8255 | 77.4883 | 76.0963 | 74.8564 | 73.663 | 71.9459 | 68.0441 | 63.1217 | 62.0993 | 60.8695 | 59.3817 | 0.23818 | 0.19001 | 0.15988 | 0.20775 | 0.25212 | 0.30722 | 0.27438 | 0.26576 | 0.14395 | 0.26188 | 0.24626 | 0.23952 | 0.22013 | 0.2107 | 0.22398 | 0.29635 | 0.24174 | 0.24756 | 0.28599 | 0.32514 | 0.35011 | 0.37095 | 0.33046 | 0.28961
Program Specific1-in-2AllAll2018May Monthly Peak | Program Specific | 1-in-2 | All | All | 2018 | May Monthly Peak | 5 | 24.7953 | 23.9991 | 23.5004 | 23.4206 | 24.2763 | 26.4957 | 29.3867 | 32.8588 | 36.2875 | 38.6328 | 40.4052 | 41.439 | 41.9232 | 42.3551 | 42.0755 | 40.8626 | 39.1087 | 36.9199 | 34.5196 | 34.0281 | 33.6332 | 31.4092 | 28.8288 | 26.7085 | -0.014701 | 0.045914 | 0.010146 | 0.025726 | -0.038601 | -0.07655 | -0.19022 | -0.14803 | -0.041461 | 0.071588 | 0.32924 | 1.4321 | 1.4166 | 1.3311 | 1.2649 | 1.1965 | 1.181 | 0.9866 | 0.21089 | 0.14072 | 0.1201 | 0.060909 | 0.062511 | 0.085719 | 59.6964 | 59.4464 | 59.1964 | 58.4485 | 58.1876 | 57.4468 | 61.0542 | 65.1526 | 70.0306 | 74.6933 | 78.8338 | 79.8347 | 78.8645 | 78.4529 | 78.4979 | 77.9751 | 76.76 | 75.2911 | 72.6511 | 68.9673 | 66.0544 | 64.8266 | 64.5766 | 63.0996 | 0.23058 | 0.18512 | 0.15563 | 0.20332 | 0.24819 | 0.30282 | 0.2688 | 0.2651 | 0.14574 | 0.26541 | 0.24846 | 0.24167 | 0.22122 | 0.21029 | 0.22308 | 0.29453 | 0.23983 | 0.24536 | 0.28323 | 0.32028 | 0.34551 | 0.36192 | 0.32308 | 0.28218
Program Specific1-in-2AllAll2018June Monthly Peak | Program Specific | 1-in-2 | All | All | 2018 | June Monthly Peak | 6 | 25.8105 | 24.9463 | 24.4086 | 24.2874 | 25.1678 | 27.3151 | 30.2105 | 33.8043 | 37.0462 | 39.6163 | 41.6237 | 42.6428 | 42.9908 | 43.2268 | 42.9422 | 41.915 | 40.5237 | 38.525 | 36.1623 | 34.8674 | 34.5132 | 32.4775 | 29.9122 | 27.7068 | -0.014584 | 0.047858 | 0.011363 | 0.028112 | -0.037633 | -0.073901 | -0.19178 | -0.14387 | -0.034641 | 0.076631 | 0.34304 | 1.4823 | 1.4637 | 1.3713 | 1.3047 | 1.2459 | 1.2435 | 1.0454 | 0.23382 | 0.15216 | 0.12774 | 0.066957 | 0.069149 | 0.092352 | 60.4582 | 60.4472 | 59.4691 | 59.9373 | 58.7093 | 59.9035 | 60.8486 | 64.4886 | 67.1942 | 70.6079 | 74.2699 | 77.2148 | 78.2475 | 79.6917 | 79.9536 | 78.5524 | 77.3241 | 76.0972 | 73.8783 | 71.1837 | 67.0338 | 64.6317 | 63.6528 | 62.903 | 0.24045 | 0.19251 | 0.16198 | 0.21072 | 0.25686 | 0.31224 | 0.27557 | 0.27169 | 0.1478 | 0.26958 | 0.2542 | 0.24743 | 0.22604 | 0.2144 | 0.22777 | 0.30248 | 0.24915 | 0.2552 | 0.29529 | 0.3279 | 0.35372 | 0.37234 | 0.33342 | 0.29165
Program Specific1-in-2AllAll2018July Monthly Peak | Program Specific | 1-in-2 | All | All | 2018 | July Monthly Peak | 7 | 27.0645 | 26.172 | 25.5665 | 25.4736 | 26.4377 | 28.9153 | 32.0382 | 35.5502 | 38.6907 | 41.2565 | 43.2639 | 44.3203 | 44.8927 | 45.3333 | 45.242 | 44.5604 | 43.2382 | 40.9682 | 38.1115 | 36.5577 | 36.1538 | 34.0471 | 31.3494 | 29.0492 | -0.0067372 | 0.048238 | 0.01964 | 0.041379 | -0.015145 | -0.025991 | -0.15845 | -0.069511 | 0.032164 | 0.10766 | 0.37319 | 1.5583 | 1.5587 | 1.4677 | 1.4082 | 1.4049 | 1.4088 | 1.2164 | 0.35616 | 0.22085 | 0.16701 | 0.10386 | 0.1084 | 0.12372 | 67.7709 | 67.2612 | 66.5442 | 66.5332 | 66.5213 | 66.5213 | 67.7164 | 69.433 | 74.2253 | 77.4531 | 78.4973 | 77.0076 | 78.4535 | 81.6462 | 79.9231 | 81.5625 | 83.7237 | 83.2018 | 78.07 | 73.958 | 72.2285 | 71.7278 | 69.8047 | 69.783 | 0.23549 | 0.18928 | 0.15889 | 0.20764 | 0.25427 | 0.312 | 0.27466 | 0.26733 | 0.1438 | 0.261 | 0.24454 | 0.23714 | 0.21758 | 0.20699 | 0.22068 | 0.29621 | 0.24553 | 0.25081 | 0.28884 | 0.31993 | 0.34471 | 0.36349 | 0.32521 | 0.28478
Program Specific1-in-2AllAll2018August Monthly Peak | Program Specific | 1-in-2 | All | All | 2018 | August Monthly Peak | 8 | 27.9348 | 26.9547 | 26.3318 | 26.224 | 27.2558 | 29.99 | 33.5751 | 37.2822 | 41.0118 | 43.9806 | 46.439 | 47.7104 | 48.3624 | 48.8081 | 48.6537 | 47.6628 | 46.0119 | 43.5961 | 40.4023 | 38.9717 | 37.9162 | 35.4001 | 32.4787 | 30.0711 | -3.5731e-05 | 0.049344 | 0.027235 | 0.053547 | 0.0046363 | 0.01633 | -0.13074 | -0.0065027 | 0.090937 | 0.13978 | 0.42242 | 1.7245 | 1.7385 | 1.6378 | 1.5764 | 1.5984 | 1.592 | 1.4059 | 0.47933 | 0.29292 | 0.20804 | 0.13939 | 0.14539 | 0.15389 | 70.4607 | 70.6614 | 69.6871 | 70.0449 | 69.288 | 68.8794 | 68.8882 | 68.6787 | 71.3916 | 74.7391 | 79.8156 | 82.7804 | 83.9966 | 84.2332 | 84.015 | 83.4423 | 83.2073 | 81.6594 | 78.4956 | 75.991 | 74.0081 | 73.2074 | 71.488 | 71.8523 | 0.23901 | 0.19155 | 0.16086 | 0.21008 | 0.25736 | 0.31794 | 0.28066 | 0.27178 | 0.14777 | 0.27008 | 0.25514 | 0.24865 | 0.22856 | 0.2174 | 0.23188 | 0.30881 | 0.25408 | 0.26078 | 0.30058 | 0.33456 | 0.35577 | 0.37308 | 0.3327 | 0.29071
Program Specific1-in-2AllAll2018September Monthly Peak | Program Specific | 1-in-2 | All | All | 2018 | September Monthly Peak | 9 | 27.922 | 26.9941 | 26.4028 | 26.3545 | 27.4981 | 30.3281 | 34.5179 | 38.1196 | 42.401 | 45.7445 | 48.1724 | 49.5118 | 50.1278 | 50.5851 | 50.3221 | 48.896 | 46.6782 | 43.9686 | 40.9818 | 40.2134 | 38.2061 | 35.4262 | 32.3529 | 29.9447 | 0.00051403 | 0.048533 | 0.027248 | 0.053406 | 0.0057498 | 0.01849 | -0.13046 | -0.0030637 | 0.096419 | 0.14616 | 0.43698 | 1.7856 | 1.7983 | 1.6917 | 1.6249 | 1.6347 | 1.608 | 1.4156 | 0.48766 | 0.30135 | 0.21025 | 0.14028 | 0.14496 | 0.15264 | 65.894 | 65.166 | 65.8491 | 63.9052 | 64.5984 | 65.2824 | 67.4223 | 68.9003 | 76.1588 | 81.6257 | 87.1257 | 88.4202 | 87.9851 | 89.8092 | 91.5277 | 89.5512 | 87.88 | 87.3355 | 85.8016 | 80.9011 | 76.5335 | 76.2179 | 74.0321 | 72.5436 | 0.23386 | 0.18762 | 0.15774 | 0.20652 | 0.25485 | 0.31495 | 0.28375 | 0.27486 | 0.1515 | 0.27949 | 0.26323 | 0.25664 | 0.23556 | 0.22364 | 0.23789 | 0.31384 | 0.25489 | 0.26066 | 0.30241 | 0.34037 | 0.35622 | 0.37073 | 0.32783 | 0.28589
Program Specific1-in-2AllAll2018October Monthly Peak | Program Specific | 1-in-2 | All | All | 2018 | October Monthly Peak | 10 | 26.7082 | 25.8187 | 25.2412 | 25.123 | 26.0787 | 28.4738 | 32.4149 | 35.3805 | 38.9629 | 42.1044 | 44.764 | 46.4718 | 47.4081 | 48.2438 | 48.0872 | 46.7324 | 44.5545 | 41.8025 | 39.9525 | 38.485 | 36.3938 | 33.7502 | 30.904 | 28.6416 | -0.0094108 | 0.048735 | 0.017235 | 0.037789 | -0.02221 | -0.040395 | -0.1729 | -0.093059 | 0.013108 | 0.10251 | 0.38079 | 1.6267 | 1.6305 | 1.5473 | 1.4831 | 1.4454 | 1.4246 | 1.2162 | 0.3394 | 0.21262 | 0.15975 | 0.0947 | 0.098716 | 0.11691 | 62.6985 | 62.4267 | 62.6318 | 61.4369 | 61.6329 | 59.9481 | 61.1221 | 64.2498 | 69.5962 | 75.0072 | 79.1796 | 81.1814 | 83.93 | 85.8538 | 85.6148 | 84.6587 | 83.7356 | 82.0856 | 76.6619 | 70.3595 | 68.3608 | 65.9272 | 64.9153 | 63.2424 | 0.24131 | 0.19335 | 0.16225 | 0.21133 | 0.2586 | 0.31421 | 0.28179 | 0.27292 | 0.14902 | 0.27339 | 0.25928 | 0.25412 | 0.23381 | 0.22427 | 0.23903 | 0.3161 | 0.25737 | 0.26271 | 0.3072 | 0.34007 | 0.35607 | 0.37071 | 0.33132 | 0.29117
Program Specific1-in-2AllAll2018November Monthly Peak | Program Specific | 1-in-2 | All | All | 2018 | November Monthly Peak | 11 | 24.3818 | 23.7127 | 23.316 | 23.3535 | 24.3379 | 26.546 | 29.4982 | 32.3592 | 35.2425 | 37.4069 | 39.177 | 40.1004 | 40.602 | 41.1028 | 40.7944 | 39.4262 | 38.0275 | 37.4598 | 35.1978 | 33.441 | 31.9551 | 29.9027 | 27.6403 | 25.8453 | -0.022409 | 0.046407 | 0.0026372 | 0.014332 | -0.060867 | -0.12151 | -0.22747 | -0.21619 | -0.099966 | 0.043738 | 0.29897 | 1.3513 | 1.3293 | 1.2542 | 1.1903 | 1.0841 | 1.0771 | 0.88853 | 0.11111 | 0.081455 | 0.084663 | 0.029019 | 0.029181 | 0.059726 | 60.2353 | 59.8704 | 59.6187 | 59.5933 | 60.0009 | 60.5832 | 59.7834 | 59.5663 | 62.7121 | 65.712 | 68.128 | 69.9457 | 71.1389 | 71.5388 | 70.1545 | 69.9457 | 68.7739 | 66.7815 | 65.4067 | 63.8351 | 63.0618 | 62.6277 | 61.8367 | 61.6104 | 0.24502 | 0.1967 | 0.16587 | 0.21724 | 0.26699 | 0.32195 | 0.28539 | 0.27879 | 0.15123 | 0.27538 | 0.25929 | 0.25161 | 0.23116 | 0.22129 | 0.23574 | 0.3113 | 0.25459 | 0.26332 | 0.30248 | 0.33219 | 0.35309 | 0.3713 | 0.33265 | 0.29367
Program Specific1-in-2AllAll2018December Monthly Peak | Program Specific | 1-in-2 | All | All | 2018 | December Monthly Peak | 12 | 22.9949 | 22.4493 | 22.1816 | 22.2482 | 23.2238 | 25.4175 | 28.3495 | 30.9511 | 33.1292 | 34.2708 | 34.9466 | 35.0725 | 34.9769 | 34.9766 | 34.5791 | 33.6231 | 33.0392 | 33.5088 | 32.2246 | 30.779 | 29.5134 | 27.8792 | 25.9048 | 24.3167 | -0.037744 | 0.045821 | -0.013895 | -0.011763 | -0.10608 | -0.21664 | -0.30233 | -0.36202 | -0.22694 | -0.017979 | 0.21495 | 1.0759 | 1.0184 | 0.94579 | 0.88287 | 0.72244 | 0.73583 | 0.55388 | -0.12584 | -0.051622 | 0.0086362 | -0.039839 | -0.045679 | -0.00049638 | 48.4034 | 48.1426 | 46.9169 | 48.0768 | 46.8591 | 47.0671 | 46.5892 | 45.8593 | 52.9009 | 57.6831 | 61.673 | 62.9435 | 62.361 | 66.0448 | 65.0541 | 63.5119 | 61.7824 | 59.6009 | 57.9171 | 54.709 | 53.4714 | 51.971 | 52.1779 | 52.155 | 0.27131 | 0.21868 | 0.18534 | 0.24211 | 0.29712 | 0.35872 | 0.32109 | 0.30984 | 0.16546 | 0.29452 | 0.27005 | 0.25733 | 0.23314 | 0.22036 | 0.23433 | 0.31305 | 0.26274 | 0.28001 | 0.32821 | 0.36318 | 0.38615 | 0.40963 | 0.36796 | 0.32396
Program Specific1-in-2AllAll2018Typical Event Day | Program Specific | 1-in-2 | All | All | 2018 | Typical Event Day | 8 | 27.6465 | 26.6912 | 26.0813 | 25.9808 | 26.9862 | 29.6654 | 33.2156 | 36.7907 | 40.2668 | 42.9524 | 45.149 | 46.2715 | 46.8848 | 47.3621 | 47.2677 | 46.3373 | 44.7978 | 42.5013 | 39.5264 | 38.2041 | 37.2571 | 34.8507 | 32.0047 | 29.6521 | -0.0056668 | 0.049205 | 0.021312 | 0.044329 | -0.011658 | -0.018307 | -0.15704 | -0.058586 | 0.044356 | 0.11625 | 0.39089 | 1.6295 | 1.6335 | 1.5397 | 1.4809 | 1.4755 | 1.4731 | 1.2834 | 0.39041 | 0.24274 | 0.1797 | 0.11346 | 0.11819 | 0.13232 | 66.146 | 65.884 | 65.3875 | 65.1052 | 64.7793 | 65.1467 | 66.2189 | 67.8751 | 72.2424 | 76.1064 | 79.927 | 81.3556 | 82.1706 | 83.8449 | 83.8548 | 83.277 | 83.0337 | 82.0734 | 79.0614 | 75.5085 | 72.451 | 71.4463 | 69.7445 | 69.2705 | 0.24085 | 0.19312 | 0.16221 | 0.21191 | 0.25925 | 0.31977 | 0.28242 | 0.27315 | 0.14778 | 0.2682 | 0.25191 | 0.24489 | 0.22493 | 0.2142 | 0.22883 | 0.30509 | 0.25167 | 0.25873 | 0.29934 | 0.33391 | 0.35603 | 0.37416 | 0.33383 | 0.29178
Program Specific1-in-2AllAll2019January Monthly Peak | Program Specific | 1-in-2 | All | All | 2019 | January Monthly Peak | 1 | 22.4388 | 21.8847 | 21.7124 | 21.8559 | 22.9825 | 25.3601 | 29.1503 | 31.7989 | 33.4865 | 33.8935 | 34.0404 | 33.7354 | 33.3614 | 33.0968 | 32.5381 | 31.777 | 31.4153 | 32.2319 | 31.4491 | 30.0867 | 28.8921 | 27.3172 | 25.4334 | 23.9325 | -0.043264 | 0.044681 | -0.019712 | -0.020944 | -0.12349 | -0.25541 | -0.34086 | -0.42991 | -0.27896 | -0.039139 | 0.19551 | 1.0235 | 0.95505 | 0.88161 | 0.81423 | 0.63214 | 0.64453 | 0.45398 | -0.20281 | -0.094516 | -0.0154 | -0.064623 | -0.069431 | -0.019239 | 46.7431 | 46.2333 | 46.8841 | 46.6312 | 45.4166 | 44.6867 | 45.9045 | 45.1538 | 47.5862 | 51.7712 | 54.5214 | 56.998 | 58.5106 | 58.5345 | 58.7734 | 57.8287 | 56.133 | 54.1425 | 51.4601 | 50.0145 | 46.5923 | 45.0828 | 41.9335 | 41.3759 | 0.28204 | 0.2263 | 0.19253 | 0.25265 | 0.31329 | 0.38304 | 0.34896 | 0.3384 | 0.17861 | 0.31495 | 0.28885 | 0.27296 | 0.24714 | 0.23286 | 0.24574 | 0.32833 | 0.27396 | 0.29094 | 0.34496 | 0.38104 | 0.4054 | 0.42977 | 0.38726 | 0.34108
Program Specific1-in-2AllAll2019February Monthly Peak | Program Specific | 1-in-2 | All | All | 2019 | February Monthly Peak | 2 | 22.8769 | 22.259 | 22.0279 | 22.1684 | 23.2037 | 25.5538 | 29.0609 | 31.5092 | 33.4041 | 34.1769 | 34.7705 | 34.7713 | 34.6816 | 34.5874 | 34.1955 | 33.3016 | 32.449 | 32.7044 | 32.5779 | 31.102 | 29.8137 | 28.0366 | 25.9601 | 24.3802 | -0.041776 | 0.045449 | -0.017648 | -0.017832 | -0.11795 | -0.24277 | -0.32977 | -0.40258 | -0.25819 | -0.031007 | 0.20414 | 1.0565 | 0.99743 | 0.92434 | 0.85952 | 0.67962 | 0.68363 | 0.49328 | -0.17804 | -0.080186 | -0.0063606 | -0.056606 | -0.060802 | -0.012026 | 48.7973 | 49.2433 | 48.0167 | 46.9734 | 45.7767 | 44.811 | 43.8433 | 43.8214 | 49.1438 | 53.5343 | 55.5891 | 56.8256 | 58.0442 | 58.5361 | 58.0442 | 57.0765 | 55.8818 | 53.7214 | 51.5052 | 49.5718 | 48.3074 | 45.6691 | 45.1355 | 45.0818 | 0.28144 | 0.22534 | 0.19089 | 0.25108 | 0.30922 | 0.37658 | 0.34177 | 0.32657 | 0.17301 | 0.30605 | 0.28321 | 0.26945 | 0.24579 | 0.23208 | 0.24623 | 0.32731 | 0.27023 | 0.28892 | 0.34741 | 0.3838 | 0.40766 | 0.42962 | 0.38414 | 0.33842
Program Specific1-in-2AllAll2019March Monthly Peak | Program Specific | 1-in-2 | All | All | 2019 | March Monthly Peak | 3 | 23.7954 | 23.0602 | 22.672 | 22.6276 | 23.4442 | 25.6931 | 29.3702 | 31.7595 | 33.7077 | 34.8604 | 35.9194 | 36.2895 | 36.5221 | 36.8906 | 36.7955 | 36.0583 | 35.0069 | 33.9725 | 33.0988 | 32.8241 | 31.561 | 29.662 | 27.3067 | 25.4584 | -0.037192 | 0.045785 | -0.012919 | -0.010049 | -0.1018 | -0.20923 | -0.30231 | -0.35336 | -0.21661 | -0.012871 | 0.22377 | 1.1172 | 1.0707 | 1.0042 | 0.94577 | 0.78683 | 0.78853 | 0.58545 | -0.10593 | -0.041001 | 0.016483 | -0.036403 | -0.03903 | 0.0057494 | 51.4163 | 51.6111 | 51.5671 | 50.5454 | 49.7945 | 49.5445 | 49.5655 | 48.4933 | 53.1209 | 58.2152 | 59.521 | 62.2172 | 63.2051 | 62.4783 | 63.2059 | 62.2516 | 61.0239 | 57.6227 | 55.8831 | 54.1764 | 52.7198 | 49.5706 | 49.0708 | 49.5154 | 0.27185 | 0.21799 | 0.18391 | 0.2396 | 0.29088 | 0.35501 | 0.32387 | 0.31054 | 0.16468 | 0.29284 | 0.27247 | 0.26066 | 0.23847 | 0.22727 | 0.24273 | 0.3233 | 0.26646 | 0.27836 | 0.33098 | 0.37543 | 0.40035 | 0.4228 | 0.3755 | 0.32878
Program Specific1-in-2AllAll2019April Monthly Peak | Program Specific | 1-in-2 | All | All | 2019 | April Monthly Peak | 4 | 24.8298 | 23.952 | 23.4517 | 23.3266 | 24.1125 | 26.341 | 29.4785 | 32.2055 | 35.2205 | 37.5608 | 39.4379 | 40.4735 | 41.0564 | 41.6392 | 41.4934 | 40.4572 | 38.8456 | 36.8169 | 34.5479 | 34.4095 | 33.4853 | 31.3818 | 28.7723 | 26.6777 | -0.019473 | 0.046195 | 0.0055417 | 0.018813 | -0.050859 | -0.10179 | -0.2115 | -0.18464 | -0.073982 | 0.054043 | 0.30515 | 1.3628 | 1.3463 | 1.2724 | 1.2094 | 1.1241 | 1.112 | 0.91402 | 0.15064 | 0.10657 | 0.10052 | 0.043036 | 0.043896 | 0.071673 | 58.2659 | 57.9601 | 56.5164 | 54.7548 | 54.7449 | 54.6658 | 55.3723 | 59.727 | 66.5499 | 70.5186 | 73.5266 | 75.5521 | 76.7782 | 76.8236 | 77.4854 | 76.0947 | 74.8549 | 73.662 | 71.9453 | 68.0445 | 63.123 | 62.1004 | 60.8708 | 59.3832 | 0.2408 | 0.19209 | 0.16162 | 0.21004 | 0.2549 | 0.31062 | 0.27741 | 0.2687 | 0.14553 | 0.26478 | 0.24899 | 0.24211 | 0.2225 | 0.21297 | 0.22639 | 0.29957 | 0.24431 | 0.2502 | 0.28913 | 0.32875 | 0.354 | 0.37506 | 0.3341 | 0.2928
Program Specific1-in-2AllAll2019May Monthly Peak | Program Specific | 1-in-2 | All | All | 2019 | May Monthly Peak | 5 | 24.8948 | 24.0966 | 23.5961 | 23.5161 | 24.3758 | 26.6042 | 29.5054 | 32.9893 | 36.4258 | 38.7753 | 40.5509 | 41.5854 | 42.0699 | 42.5016 | 42.2198 | 41.0019 | 39.2423 | 37.0477 | 34.6417 | 34.1485 | 33.7525 | 31.5231 | 28.9387 | 26.8144 | -0.014927 | 0.046346 | 0.010148 | 0.02589 | -0.039119 | -0.077472 | -0.19243 | -0.14977 | -0.041963 | 0.072362 | 0.3326 | 1.4445 | 1.4289 | 1.3424 | 1.2756 | 1.2067 | 1.1912 | 0.99472 | 0.21301 | 0.14229 | 0.1215 | 0.061598 | 0.063302 | 0.08674 | 59.6985 | 59.4485 | 59.1985 | 58.4507 | 58.1897 | 57.449 | 61.0548 | 65.1515 | 70.0282 | 74.6899 | 78.8292 | 79.8301 | 78.8603 | 78.4497 | 78.4951 | 77.9721 | 76.7573 | 75.2888 | 72.65 | 68.9669 | 66.055 | 64.8274 | 64.5774 | 63.1007 | 0.23314 | 0.18717 | 0.15735 | 0.20557 | 0.25095 | 0.3062 | 0.2718 | 0.26805 | 0.14735 | 0.26837 | 0.25123 | 0.24431 | 0.22362 | 0.21258 | 0.2255 | 0.29775 | 0.24241 | 0.248 | 0.28636 | 0.32386 | 0.34938 | 0.36597 | 0.32667 | 0.28531
Program Specific1-in-2AllAll2019June Monthly Peak | Program Specific | 1-in-2 | All | All | 2019 | June Monthly Peak | 6 | 25.9161 | 25.0493 | 24.5098 | 24.3879 | 25.2724 | 27.4288 | 30.3341 | 33.94 | 37.1883 | 39.763 | 41.775 | 42.7948 | 43.1428 | 43.3785 | 43.0919 | 42.0604 | 40.6649 | 38.6601 | 36.2916 | 34.9927 | 34.6372 | 32.5964 | 30.0274 | 27.818 | -0.014811 | 0.048314 | 0.011377 | 0.028303 | -0.038144 | -0.074798 | -0.19402 | -0.14558 | -0.035072 | 0.077466 | 0.34656 | 1.4953 | 1.4765 | 1.3831 | 1.3159 | 1.2567 | 1.2544 | 1.0541 | 0.2362 | 0.15387 | 0.12925 | 0.067722 | 0.070025 | 0.093459 | 60.4605 | 60.4494 | 59.4716 | 59.9394 | 58.7116 | 59.9052 | 60.8497 | 64.4885 | 67.1936 | 70.6063 | 74.2673 | 77.2116 | 78.2447 | 79.6883 | 79.9502 | 78.5502 | 77.3222 | 76.0955 | 73.877 | 71.1829 | 67.0342 | 64.6332 | 63.6545 | 62.9048 | 0.24314 | 0.19465 | 0.16377 | 0.21307 | 0.25974 | 0.31575 | 0.27867 | 0.27474 | 0.14945 | 0.27262 | 0.25706 | 0.25015 | 0.22851 | 0.21674 | 0.23025 | 0.30581 | 0.25185 | 0.25798 | 0.29858 | 0.3316 | 0.35771 | 0.37654 | 0.33715 | 0.29491
Program Specific1-in-2AllAll2019July Monthly Peak | Program Specific | 1-in-2 | All | All | 2019 | July Monthly Peak | 7 | 27.1738 | 26.2793 | 25.6715 | 25.5786 | 26.5474 | 29.0357 | 32.1686 | 35.6914 | 38.8367 | 41.4064 | 43.4172 | 44.4734 | 45.0464 | 45.487 | 45.3942 | 44.71 | 43.3846 | 41.1079 | 38.2449 | 36.6867 | 36.2813 | 34.1697 | 31.4681 | 29.1639 | -0.0068697 | 0.048717 | 0.019771 | 0.041748 | -0.015378 | -0.026319 | -0.16031 | -0.070368 | 0.032488 | 0.10886 | 0.37714 | 1.5722 | 1.5725 | 1.4805 | 1.4204 | 1.4172 | 1.4212 | 1.2268 | 0.35985 | 0.22334 | 0.16898 | 0.10508 | 0.10973 | 0.12519 | 67.7711 | 67.2613 | 66.5447 | 66.5336 | 66.5216 | 66.5216 | 67.716 | 69.4322 | 74.2222 | 77.4497 | 78.4944 | 77.0049 | 78.4502 | 81.6422 | 79.9222 | 81.5604 | 83.7206 | 83.1984 | 78.068 | 73.9576 | 72.2282 | 71.7276 | 69.8053 | 69.7833 | 0.23815 | 0.19142 | 0.16067 | 0.20999 | 0.25715 | 0.31554 | 0.27777 | 0.27035 | 0.14542 | 0.26396 | 0.24732 | 0.23976 | 0.21997 | 0.20926 | 0.22309 | 0.29949 | 0.24821 | 0.25355 | 0.29209 | 0.32357 | 0.34864 | 0.36762 | 0.32889 | 0.28799
Program Specific1-in-2AllAll2019August Monthly Peak | Program Specific | 1-in-2 | All | All | 2019 | August Monthly Peak | 8 | 28.0502 | 27.0676 | 26.4426 | 26.3344 | 27.3713 | 30.1176 | 33.7134 | 37.431 | 41.1674 | 44.1414 | 46.605 | 47.8771 | 48.5301 | 48.9758 | 48.82 | 47.8248 | 46.1691 | 43.747 | 40.5467 | 39.112 | 38.0531 | 35.5311 | 32.6052 | 30.193 | -8.8298e-05 | 0.049849 | 0.027471 | 0.054075 | 0.0046443 | 0.016508 | -0.13229 | -0.00663 | 0.091934 | 0.14136 | 0.42699 | 1.7401 | 1.7543 | 1.6524 | 1.5904 | 1.6127 | 1.6063 | 1.4183 | 0.48437 | 0.29624 | 0.21052 | 0.14106 | 0.14717 | 0.15574 | 70.4614 | 70.6621 | 69.6881 | 70.0454 | 69.289 | 68.8803 | 68.8892 | 68.6796 | 71.3915 | 74.7384 | 79.8135 | 82.7779 | 83.9943 | 84.2313 | 84.0129 | 83.4405 | 83.2051 | 81.6578 | 78.4945 | 75.9909 | 74.0082 | 73.2075 | 71.489 | 71.8529 | 0.24174 | 0.19372 | 0.16268 | 0.21247 | 0.26029 | 0.32158 | 0.28387 | 0.27488 | 0.14944 | 0.27317 | 0.25806 | 0.25142 | 0.2311 | 0.21981 | 0.23444 | 0.31226 | 0.25687 | 0.26366 | 0.30399 | 0.3384 | 0.35985 | 0.37735 | 0.33649 | 0.29401
Program Specific1-in-2AllAll2019September Monthly Peak | Program Specific | 1-in-2 | All | All | 2019 | September Monthly Peak | 9 | 28.0354 | 27.1051 | 26.5118 | 26.4636 | 27.6131 | 30.455 | 34.6585 | 38.2711 | 42.5617 | 45.9123 | 48.345 | 49.6853 | 50.302 | 50.7589 | 50.494 | 49.0617 | 46.8368 | 44.1205 | 41.1281 | 40.357 | 38.3443 | 35.5573 | 32.4783 | 30.0654 | 0.00046655 | 0.049031 | 0.027487 | 0.053937 | 0.0057711 | 0.018696 | -0.13202 | -0.0031513 | 0.097487 | 0.14783 | 0.44175 | 1.8019 | 1.8148 | 1.7069 | 1.6394 | 1.6494 | 1.6226 | 1.4281 | 0.49284 | 0.30479 | 0.21276 | 0.14196 | 0.14675 | 0.15449 | 65.8956 | 65.1679 | 65.8502 | 63.907 | 64.5995 | 65.2827 | 67.4214 | 68.8991 | 76.1548 | 81.6214 | 87.1214 | 88.4164 | 87.9821 | 89.8042 | 91.5223 | 89.5489 | 87.8786 | 87.3336 | 85.7994 | 80.9 | 76.5339 | 76.2175 | 74.0325 | 72.5441 | 0.23654 | 0.18976 | 0.15953 | 0.20889 | 0.25778 | 0.31858 | 0.28702 | 0.27802 | 0.15323 | 0.28271 | 0.26626 | 0.25953 | 0.23819 | 0.22614 | 0.24054 | 0.31738 | 0.25771 | 0.26355 | 0.30587 | 0.34431 | 0.36034 | 0.37501 | 0.33159 | 0.28917
Program Specific1-in-2AllAll2019October Monthly Peak | Program Specific | 1-in-2 | All | All | 2019 | October Monthly Peak | 10 | 26.822 | 25.9299 | 25.3501 | 25.2314 | 26.1919 | 28.5965 | 32.55 | 35.5266 | 39.1165 | 42.2635 | 44.9288 | 46.6383 | 47.5755 | 48.4125 | 48.2543 | 46.894 | 44.7098 | 41.9509 | 40.0958 | 38.6234 | 36.5272 | 33.8769 | 31.0267 | 28.7608 | -0.0095783 | 0.049229 | 0.017337 | 0.038119 | -0.022538 | -0.040908 | -0.17498 | -0.094212 | 0.01322 | 0.10368 | 0.38491 | 1.6415 | 1.6453 | 1.5611 | 1.4962 | 1.4583 | 1.4374 | 1.2269 | 0.343 | 0.21507 | 0.16169 | 0.095834 | 0.099966 | 0.11834 | 62.7008 | 62.4288 | 62.6333 | 61.439 | 61.6344 | 59.9504 | 61.1235 | 64.2498 | 69.5944 | 75.0044 | 79.1759 | 81.1777 | 83.9263 | 85.8492 | 85.6104 | 84.6547 | 83.7325 | 82.0837 | 76.6608 | 70.3608 | 68.3621 | 65.9292 | 64.9172 | 63.2452 | 0.2441 | 0.19558 | 0.16411 | 0.21377 | 0.2616 | 0.31786 | 0.28506 | 0.27609 | 0.15073 | 0.27656 | 0.2623 | 0.257 | 0.23646 | 0.2268 | 0.24171 | 0.31969 | 0.26025 | 0.26566 | 0.31073 | 0.34403 | 0.36022 | 0.37502 | 0.33515 | 0.29453
Program Specific1-in-2AllAll2019November Monthly Peak | Program Specific | 1-in-2 | All | All | 2019 | November Monthly Peak | 11 | 24.4866 | 23.8152 | 23.4168 | 23.4544 | 24.4437 | 26.6598 | 29.6224 | 32.4947 | 35.3843 | 37.5531 | 39.3275 | 40.2514 | 40.754 | 41.256 | 40.9461 | 39.5727 | 38.1686 | 37.5951 | 35.3259 | 33.564 | 32.0757 | 30.0183 | 27.7523 | 25.9543 | -0.022738 | 0.046858 | 0.0025348 | 0.014353 | -0.06169 | -0.12303 | -0.23025 | -0.21882 | -0.10118 | 0.04422 | 0.30211 | 1.3635 | 1.3412 | 1.2652 | 1.2008 | 1.0937 | 1.0868 | 0.89592 | 0.11225 | 0.08242 | 0.085711 | 0.029339 | 0.029609 | 0.060481 | 60.2357 | 59.8712 | 59.6189 | 59.5932 | 60.0009 | 60.583 | 59.7832 | 59.5659 | 62.7111 | 65.7109 | 68.1272 | 69.945 | 71.1382 | 71.5381 | 70.1539 | 69.945 | 68.7736 | 66.7813 | 65.4068 | 63.8355 | 63.0625 | 62.628 | 61.8371 | 61.6105 | 0.24788 | 0.19898 | 0.16778 | 0.21977 | 0.2701 | 0.32572 | 0.28872 | 0.28204 | 0.15299 | 0.27861 | 0.26232 | 0.2545 | 0.23381 | 0.22382 | 0.23842 | 0.31487 | 0.25747 | 0.2663 | 0.30599 | 0.33609 | 0.35723 | 0.37565 | 0.33652 | 0.29709
Program Specific1-in-2AllAll2019December Monthly Peak | Program Specific | 1-in-2 | All | All | 2019 | December Monthly Peak | 12 | 23.0935 | 22.546 | 22.2772 | 22.3436 | 23.3236 | 25.5249 | 28.4681 | 31.0787 | 33.2605 | 34.4033 | 35.0795 | 35.2037 | 35.1072 | 35.1063 | 34.7073 | 33.7484 | 33.1634 | 33.6316 | 32.3431 | 30.8936 | 29.6256 | 27.9876 | 26.01 | 24.4186 | -0.038269 | 0.046243 | -0.014237 | -0.012096 | -0.1075 | -0.21937 | -0.30606 | -0.36643 | -0.22965 | -0.018237 | 0.21704 | 1.0853 | 1.0271 | 0.95364 | 0.89039 | 0.72854 | 0.74211 | 0.55789 | -0.12729 | -0.052189 | 0.0087678 | -0.040408 | -0.046146 | -0.00046344 | 48.4052 | 48.1443 | 46.9188 | 48.0777 | 46.8603 | 47.0679 | 46.5902 | 45.8605 | 52.8997 | 57.6823 | 61.6721 | 62.9428 | 62.3623 | 66.0453 | 65.0547 | 63.5121 | 61.7828 | 59.6021 | 57.9191 | 54.7115 | 53.474 | 51.9736 | 52.18 | 52.1568 | 0.27449 | 0.22123 | 0.1875 | 0.24494 | 0.30061 | 0.36294 | 0.32487 | 0.31348 | 0.16739 | 0.29799 | 0.27324 | 0.26031 | 0.23583 | 0.2229 | 0.23703 | 0.31668 | 0.26574 | 0.28321 | 0.33205 | 0.36747 | 0.39072 | 0.41446 | 0.37226 | 0.32774
Program Specific1-in-2AllAll2019Typical Event Day | Program Specific | 1-in-2 | All | All | 2019 | Typical Event Day | 8 | 27.7601 | 26.8024 | 26.1904 | 26.0897 | 27.0999 | 29.7907 | 33.3516 | 36.9369 | 40.4188 | 43.1084 | 45.3089 | 46.4318 | 47.0459 | 47.5234 | 47.4278 | 46.4936 | 44.9498 | 42.6476 | 39.6668 | 38.3409 | 37.391 | 34.9791 | 32.1287 | 29.7716 | -0.0057871 | 0.049702 | 0.021468 | 0.044739 | -0.01185 | -0.018545 | -0.15891 | -0.059322 | 0.044821 | 0.11755 | 0.39507 | 1.6442 | 1.6481 | 1.5533 | 1.4939 | 1.4886 | 1.4862 | 1.2945 | 0.3945 | 0.24549 | 0.18184 | 0.1148 | 0.11965 | 0.13391 | 66.1472 | 65.8852 | 65.3887 | 65.1064 | 64.7805 | 65.1475 | 66.2191 | 67.8748 | 72.2405 | 76.1039 | 79.9241 | 81.3526 | 82.1677 | 83.8413 | 83.8519 | 83.2749 | 83.0315 | 82.0712 | 79.0596 | 75.5078 | 72.4511 | 71.4465 | 69.7454 | 69.2713 | 0.24359 | 0.19531 | 0.16404 | 0.21432 | 0.26221 | 0.32343 | 0.28564 | 0.27626 | 0.14945 | 0.27127 | 0.25479 | 0.24762 | 0.22743 | 0.21657 | 0.23135 | 0.3085 | 0.25443 | 0.26158 | 0.30274 | 0.33774 | 0.36011 | 0.37845 | 0.33763 | 0.2951
Program Specific1-in-2AllAll2020January Monthly Peak | Program Specific | 1-in-2 | All | All | 2020 | January Monthly Peak | 1 | 22.5339 | 21.9775 | 21.8045 | 21.9482 | 23.0802 | 25.4666 | 29.2697 | 31.9281 | 33.6182 | 34.0255 | 34.1733 | 33.8659 | 33.4911 | 33.2257 | 32.6645 | 31.9003 | 31.5366 | 32.351 | 31.5649 | 30.1984 | 29.0015 | 27.4229 | 25.5364 | 24.0324 | -0.043842 | 0.045085 | -0.020123 | -0.021385 | -0.12509 | -0.25856 | -0.34499 | -0.43506 | -0.28224 | -0.039634 | 0.19735 | 1.0322 | 0.96305 | 0.88883 | 0.82109 | 0.63735 | 0.64987 | 0.45694 | -0.20507 | -0.095566 | -0.015559 | -0.065471 | -0.070184 | -0.019438 | 46.7459 | 46.236 | 46.8857 | 46.6328 | 45.4185 | 44.6889 | 45.9062 | 45.1556 | 47.5872 | 51.7715 | 54.5217 | 56.998 | 58.5107 | 58.5349 | 58.7737 | 57.8296 | 56.1346 | 54.1442 | 51.4626 | 50.0175 | 46.5962 | 45.0866 | 41.9385 | 41.3802 | 0.2853 | 0.22891 | 0.19474 | 0.25556 | 0.31692 | 0.38749 | 0.35301 | 0.34232 | 0.18066 | 0.31861 | 0.29221 | 0.27609 | 0.24997 | 0.23552 | 0.24853 | 0.33209 | 0.27705 | 0.29423 | 0.34894 | 0.38548 | 0.41012 | 0.43477 | 0.39173 | 0.34502
Program Specific1-in-2AllAll2020February Monthly Peak | Program Specific | 1-in-2 | All | All | 2020 | February Monthly Peak | 2 | 22.9725 | 22.3521 | 22.1199 | 22.2608 | 23.3009 | 25.6593 | 29.1788 | 31.6347 | 33.5324 | 34.3057 | 34.9011 | 34.9002 | 34.8108 | 34.7159 | 34.3222 | 33.4246 | 32.5686 | 32.8235 | 32.6952 | 31.2152 | 29.9245 | 28.143 | 26.0629 | 24.4799 | -0.042329 | 0.045855 | -0.018027 | -0.018227 | -0.11946 | -0.24572 | -0.3337 | -0.40734 | -0.26118 | -0.031401 | 0.20605 | 1.0654 | 1.0056 | 0.93177 | 0.86662 | 0.68513 | 0.68921 | 0.49659 | -0.18 | -0.081057 | -0.0064098 | -0.057345 | -0.061441 | -0.012136 | 48.8006 | 49.2461 | 48.0198 | 46.9759 | 45.7798 | 44.8145 | 43.8472 | 43.825 | 49.1454 | 53.5347 | 55.5901 | 56.8265 | 58.0447 | 58.5365 | 58.0447 | 57.0774 | 55.8833 | 53.7239 | 51.5081 | 49.5755 | 48.3109 | 45.6739 | 45.1399 | 45.0855 | 0.28464 | 0.22789 | 0.19304 | 0.25393 | 0.31274 | 0.38088 | 0.34567 | 0.33029 | 0.17497 | 0.30955 | 0.28645 | 0.27249 | 0.24855 | 0.23469 | 0.24898 | 0.33099 | 0.27322 | 0.29213 | 0.35134 | 0.3882 | 0.41234 | 0.43454 | 0.3885 | 0.34227
Program Specific1-in-2AllAll2020March Monthly Peak | Program Specific | 1-in-2 | All | All | 2020 | March Monthly Peak | 3 | 23.891 | 23.1536 | 22.7639 | 22.7191 | 23.5389 | 25.7963 | 29.4861 | 31.8835 | 33.8345 | 34.9882 | 36.0495 | 36.4184 | 36.6514 | 37.0202 | 36.924 | 36.1833 | 35.1283 | 34.091 | 33.2147 | 32.9386 | 31.6735 | 29.7704 | 27.4107 | 25.5588 | -0.037682 | 0.046194 | -0.013225 | -0.010335 | -0.10308 | -0.21173 | -0.30585 | -0.35747 | -0.21908 | -0.013052 | 0.22589 | 1.1265 | 1.0795 | 1.0123 | 0.95347 | 0.79315 | 0.79492 | 0.58958 | -0.10711 | -0.041425 | 0.016699 | -0.036886 | -0.039408 | 0.0058477 | 51.4181 | 51.6124 | 51.5678 | 50.5459 | 49.795 | 49.545 | 49.5663 | 48.496 | 53.1222 | 58.2149 | 59.5213 | 62.2169 | 63.2046 | 62.4781 | 63.2055 | 62.2516 | 61.0242 | 57.624 | 55.8845 | 54.1784 | 52.7223 | 49.5742 | 49.0744 | 49.5184 | 0.2749 | 0.22042 | 0.18595 | 0.24228 | 0.29415 | 0.35901 | 0.32751 | 0.31403 | 0.16652 | 0.29614 | 0.27554 | 0.26355 | 0.2411 | 0.22977 | 0.24539 | 0.32687 | 0.26936 | 0.2814 | 0.33467 | 0.37966 | 0.40487 | 0.42757 | 0.37971 | 0.33245
Program Specific1-in-2AllAll2020April Monthly Peak | Program Specific | 1-in-2 | All | All | 2020 | April Monthly Peak | 4 | 24.9296 | 24.049 | 23.5469 | 23.4212 | 24.2103 | 26.4475 | 29.5956 | 32.3321 | 35.3523 | 37.6966 | 39.5774 | 40.6137 | 41.1973 | 41.7811 | 41.6333 | 40.5924 | 38.9755 | 36.9412 | 34.6667 | 34.5273 | 33.602 | 31.4949 | 28.8812 | 26.783 | -0.019751 | 0.046624 | 0.0054862 | 0.018893 | -0.051516 | -0.103 | -0.21394 | -0.18678 | -0.07484 | 0.054614 | 0.30821 | 1.3744 | 1.3577 | 1.2829 | 1.2195 | 1.1335 | 1.1214 | 0.92129 | 0.15212 | 0.10776 | 0.1017 | 0.043505 | 0.044467 | 0.072524 | 58.2689 | 57.9624 | 56.5193 | 54.7577 | 54.7476 | 54.6676 | 55.3737 | 59.7267 | 66.5477 | 70.5161 | 73.5242 | 75.5499 | 76.7757 | 76.8217 | 77.4825 | 76.0929 | 74.8532 | 73.6611 | 71.9447 | 68.045 | 63.1243 | 62.1015 | 60.8721 | 59.3847 | 0.24346 | 0.1942 | 0.16339 | 0.21235 | 0.25772 | 0.31406 | 0.28048 | 0.27166 | 0.14712 | 0.26772 | 0.25175 | 0.24474 | 0.22491 | 0.21527 | 0.22882 | 0.30281 | 0.24692 | 0.25287 | 0.2923 | 0.3324 | 0.35793 | 0.37922 | 0.33778 | 0.29602
Program Specific1-in-2AllAll2020May Monthly Peak | Program Specific | 1-in-2 | All | All | 2020 | May Monthly Peak | 5 | 24.993 | 24.1927 | 23.6904 | 23.6103 | 24.4739 | 26.7112 | 29.6225 | 33.118 | 36.5622 | 38.9159 | 40.6947 | 41.7298 | 42.2145 | 42.6461 | 42.3621 | 41.1392 | 39.374 | 37.1738 | 34.7622 | 34.2674 | 33.8701 | 31.6354 | 29.0472 | 26.9189 | -0.015149 | 0.046772 | 0.010149 | 0.026051 | -0.03963 | -0.078381 | -0.19461 | -0.15148 | -0.042458 | 0.073126 | 0.33591 | 1.4568 | 1.4409 | 1.3535 | 1.2862 | 1.2168 | 1.2012 | 1.0027 | 0.21511 | 0.14383 | 0.12289 | 0.062277 | 0.064083 | 0.087747 | 59.7007 | 59.4507 | 59.2007 | 58.4529 | 58.1917 | 57.4511 | 61.0554 | 65.1504 | 70.0258 | 74.6865 | 78.8246 | 79.8255 | 78.856 | 78.4464 | 78.4924 | 77.969 | 76.7547 | 75.2865 | 72.6489 | 68.9666 | 66.0556 | 64.8283 | 64.5783 | 63.1018 | 0.23567 | 0.18919 | 0.15903 | 0.20779 | 0.25367 | 0.30953 | 0.27475 | 0.27096 | 0.14894 | 0.2713 | 0.25397 | 0.24691 | 0.226 | 0.21483 | 0.22788 | 0.30092 | 0.24496 | 0.2506 | 0.28945 | 0.3274 | 0.3532 | 0.36996 | 0.33021 | 0.28839
Program Specific1-in-2AllAll2020June Monthly Peak | Program Specific | 1-in-2 | All | All | 2020 | June Monthly Peak | 6 | 26.0177 | 25.1485 | 24.6072 | 24.4847 | 25.3731 | 27.5382 | 30.4531 | 34.0706 | 37.3252 | 39.9042 | 41.9205 | 42.9412 | 43.2892 | 43.5245 | 43.236 | 42.2003 | 40.8008 | 38.7901 | 36.416 | 35.1134 | 34.7566 | 32.7109 | 30.1382 | 27.925 | -0.01503 | 0.048753 | 0.011391 | 0.028486 | -0.038636 | -0.075662 | -0.19618 | -0.14722 | -0.035488 | 0.07827 | 0.34995 | 1.5078 | 1.4888 | 1.3944 | 1.3267 | 1.267 | 1.2648 | 1.0625 | 0.2385 | 0.15551 | 0.1307 | 0.06846 | 0.070868 | 0.094524 | 60.4627 | 60.4515 | 59.4739 | 59.9414 | 58.7139 | 59.9069 | 60.8508 | 64.4883 | 67.193 | 70.6048 | 74.2648 | 77.2085 | 78.2419 | 79.6849 | 79.9471 | 78.548 | 77.3203 | 76.0938 | 73.8757 | 71.1822 | 67.0346 | 64.6346 | 63.6562 | 62.9064 | 0.24574 | 0.19672 | 0.1655 | 0.21534 | 0.26251 | 0.31913 | 0.28165 | 0.27767 | 0.15103 | 0.27554 | 0.25982 | 0.25277 | 0.2309 | 0.219 | 0.23264 | 0.30902 | 0.25445 | 0.26064 | 0.30176 | 0.33516 | 0.36155 | 0.38058 | 0.34075 | 0.29805
Program Specific1-in-2AllAll2020July Monthly Peak | Program Specific | 1-in-2 | All | All | 2020 | July Monthly Peak | 7 | 27.2764 | 26.3799 | 25.7702 | 25.6771 | 26.6505 | 29.1487 | 32.291 | 35.8239 | 38.9738 | 41.5471 | 43.5612 | 44.6172 | 45.1907 | 45.6312 | 45.537 | 44.8505 | 43.522 | 41.2391 | 38.3701 | 36.8079 | 36.401 | 34.2848 | 31.5795 | 29.2717 | -0.0069941 | 0.049166 | 0.019895 | 0.042093 | -0.015597 | -0.026627 | -0.16207 | -0.071172 | 0.032791 | 0.10999 | 0.38084 | 1.5852 | 1.5855 | 1.4925 | 1.4319 | 1.4287 | 1.4329 | 1.2365 | 0.36332 | 0.22567 | 0.17084 | 0.10623 | 0.11099 | 0.12658 | 67.7713 | 67.2615 | 66.5451 | 66.5339 | 66.5218 | 66.5218 | 67.7156 | 69.4315 | 74.2193 | 77.4466 | 78.4917 | 77.0023 | 78.447 | 81.6384 | 79.9214 | 81.5584 | 83.7177 | 83.1952 | 78.0661 | 73.9571 | 72.228 | 71.7273 | 69.8059 | 69.7837 | 0.24065 | 0.19342 | 0.16234 | 0.21218 | 0.25985 | 0.31886 | 0.28069 | 0.27319 | 0.14693 | 0.26674 | 0.24993 | 0.24222 | 0.22222 | 0.21139 | 0.22536 | 0.30257 | 0.25073 | 0.25612 | 0.29514 | 0.32699 | 0.35232 | 0.3715 | 0.33234 | 0.29101
Program Specific1-in-2AllAll2020August Monthly Peak | Program Specific | 1-in-2 | All | All | 2020 | August Monthly Peak | 8 | 28.1559 | 27.171 | 26.544 | 26.4356 | 27.4771 | 30.2344 | 33.8401 | 37.5673 | 41.3099 | 44.2887 | 46.757 | 48.0298 | 48.6837 | 49.1294 | 48.9722 | 47.9732 | 46.313 | 43.8853 | 40.6789 | 39.2405 | 38.1785 | 35.6511 | 32.721 | 30.3047 | -0.00013644 | 0.050311 | 0.027687 | 0.054558 | 0.0046515 | 0.016671 | -0.13371 | -0.0067465 | 0.092848 | 0.14281 | 0.43117 | 1.7545 | 1.7687 | 1.6657 | 1.6032 | 1.6257 | 1.6195 | 1.4297 | 0.48899 | 0.29927 | 0.21278 | 0.14258 | 0.1488 | 0.15743 | 70.462 | 70.6628 | 69.689 | 70.0459 | 69.2899 | 68.8811 | 68.8901 | 68.6804 | 71.3914 | 74.7378 | 79.8116 | 82.7756 | 83.9921 | 84.2295 | 84.011 | 83.4389 | 83.2031 | 81.6563 | 78.4934 | 75.9908 | 74.0083 | 73.2076 | 71.4899 | 71.8534 | 0.24423 | 0.19572 | 0.16434 | 0.21466 | 0.26299 | 0.32491 | 0.28681 | 0.27772 | 0.15098 | 0.276 | 0.26073 | 0.25396 | 0.23342 | 0.22202 | 0.23679 | 0.31543 | 0.25943 | 0.26629 | 0.30711 | 0.34191 | 0.36359 | 0.38127 | 0.33997 | 0.29705
Program Specific1-in-2AllAll2020September Monthly Peak | Program Specific | 1-in-2 | All | All | 2020 | September Monthly Peak | 9 | 28.1367 | 27.2042 | 26.6091 | 26.5609 | 27.7157 | 30.5684 | 34.7841 | 38.4065 | 42.7052 | 46.0621 | 48.4991 | 49.8403 | 50.4577 | 50.9142 | 50.6475 | 49.2098 | 46.9785 | 44.2562 | 41.2587 | 40.4852 | 38.4677 | 35.6744 | 32.5903 | 30.1731 | 0.00042415 | 0.049477 | 0.027699 | 0.054411 | 0.0057902 | 0.01888 | -0.13341 | -0.0032295 | 0.098441 | 0.14932 | 0.44601 | 1.8165 | 1.8295 | 1.7205 | 1.6524 | 1.6625 | 1.6355 | 1.4393 | 0.49746 | 0.30786 | 0.21501 | 0.14347 | 0.14834 | 0.15613 | 65.8971 | 65.1696 | 65.8512 | 63.9086 | 64.6005 | 65.2831 | 67.4206 | 68.8981 | 76.1514 | 81.6176 | 87.1176 | 88.413 | 87.9794 | 89.7997 | 91.5175 | 89.5469 | 87.8774 | 87.332 | 85.7973 | 80.899 | 76.5342 | 76.2172 | 74.0328 | 72.5445 | 0.23894 | 0.19168 | 0.16114 | 0.211 | 0.2604 | 0.32182 | 0.28994 | 0.28084 | 0.15477 | 0.28559 | 0.26898 | 0.26211 | 0.24055 | 0.22837 | 0.24291 | 0.32054 | 0.26024 | 0.26614 | 0.30896 | 0.34782 | 0.36401 | 0.37884 | 0.33495 | 0.2921
Program Specific1-in-2AllAll2020October Monthly Peak | Program Specific | 1-in-2 | All | All | 2020 | October Monthly Peak | 10 | 26.9211 | 26.0267 | 25.4449 | 25.3257 | 26.2904 | 28.7033 | 32.6677 | 35.6537 | 39.2503 | 42.402 | 45.0722 | 46.7832 | 47.7212 | 48.5594 | 48.3998 | 47.0347 | 44.8449 | 42.0802 | 40.2206 | 38.7439 | 36.6434 | 33.9873 | 31.1336 | 28.8645 | -0.009724 | 0.049658 | 0.017426 | 0.038407 | -0.022823 | -0.041354 | -0.1768 | -0.095216 | 0.013317 | 0.1047 | 0.3885 | 1.6544 | 1.6581 | 1.5731 | 1.5077 | 1.4696 | 1.4486 | 1.2361 | 0.34613 | 0.21721 | 0.16337 | 0.096822 | 0.10105 | 0.11959 | 62.7028 | 62.4305 | 62.6346 | 61.4409 | 61.6357 | 59.9524 | 61.1247 | 64.2498 | 69.5929 | 75.0019 | 79.1727 | 81.1745 | 83.9231 | 85.8452 | 85.6065 | 84.6513 | 83.7299 | 82.0821 | 76.66 | 70.3619 | 68.3632 | 65.931 | 64.9188 | 63.2476 | 0.24653 | 0.19753 | 0.16574 | 0.2159 | 0.2642 | 0.32103 | 0.2879 | 0.27884 | 0.15223 | 0.27933 | 0.26492 | 0.25952 | 0.23876 | 0.229 | 0.24405 | 0.32282 | 0.26275 | 0.26822 | 0.31381 | 0.34748 | 0.36383 | 0.37878 | 0.33849 | 0.29746
Program Specific1-in-2AllAll2020November Monthly Peak | Program Specific | 1-in-2 | All | All | 2020 | November Monthly Peak | 11 | 24.5755 | 23.9021 | 23.5024 | 23.5399 | 24.5335 | 26.7563 | 29.7278 | 32.6097 | 35.5045 | 37.6771 | 39.4552 | 40.3796 | 40.8829 | 41.386 | 41.0748 | 39.697 | 38.2883 | 37.7099 | 35.4347 | 33.6684 | 32.1779 | 30.1164 | 27.8472 | 26.0468 | -0.023017 | 0.047241 | 0.0024478 | 0.014372 | -0.062389 | -0.12432 | -0.2326 | -0.22106 | -0.1022 | 0.044629 | 0.30477 | 1.3738 | 1.3513 | 1.2745 | 1.2098 | 1.1019 | 1.0949 | 0.90219 | 0.11321 | 0.083238 | 0.0866 | 0.029611 | 0.029972 | 0.061122 | 60.236 | 59.8719 | 59.6191 | 59.5932 | 60.0009 | 60.5829 | 59.7831 | 59.5656 | 62.7102 | 65.7101 | 68.1265 | 69.9445 | 71.1376 | 71.5375 | 70.1535 | 69.9445 | 68.7733 | 66.7811 | 65.4069 | 63.8359 | 63.0631 | 62.6283 | 61.8375 | 61.6106 | 0.2503 | 0.20092 | 0.16941 | 0.22191 | 0.27275 | 0.32891 | 0.29155 | 0.2848 | 0.15448 | 0.28135 | 0.2649 | 0.25695 | 0.23605 | 0.22596 | 0.2407 | 0.31791 | 0.25992 | 0.26882 | 0.30896 | 0.33939 | 0.36075 | 0.37934 | 0.3398 | 0.29999
Program Specific1-in-2AllAll2020December Monthly Peak | Program Specific | 1-in-2 | All | All | 2020 | December Monthly Peak | 12 | 23.1749 | 22.626 | 22.3563 | 22.4225 | 23.4062 | 25.6137 | 28.5661 | 31.1842 | 33.3691 | 34.5129 | 35.1894 | 35.3121 | 35.2149 | 35.2134 | 34.8132 | 33.852 | 33.2661 | 33.7331 | 32.441 | 30.9883 | 29.7184 | 28.0773 | 26.0968 | 24.5029 | -0.038703 | 0.046591 | -0.014519 | -0.012371 | -0.10867 | -0.22162 | -0.30914 | -0.37009 | -0.2319 | -0.018449 | 0.21878 | 1.093 | 1.0342 | 0.96013 | 0.89661 | 0.73358 | 0.74729 | 0.5612 | -0.12848 | -0.052658 | 0.0088765 | -0.040879 | -0.046531 | -0.0004362 | 48.4067 | 48.1457 | 46.9205 | 48.0785 | 46.8614 | 47.0685 | 46.5911 | 45.8616 | 52.8988 | 57.6817 | 61.6713 | 62.9423 | 62.3634 | 66.0458 | 65.0552 | 63.5122 | 61.7831 | 59.603 | 57.9207 | 54.7135 | 53.4762 | 51.9757 | 52.1817 | 52.1583 | 0.27712 | 0.22334 | 0.18928 | 0.24728 | 0.30349 | 0.36643 | 0.32799 | 0.31649 | 0.16898 | 0.30086 | 0.27587 | 0.26277 | 0.23806 | 0.22501 | 0.23925 | 0.31967 | 0.26822 | 0.28586 | 0.33522 | 0.37102 | 0.39449 | 0.41845 | 0.37581 | 0.33086
Program Specific1-in-2AllAll2020Typical Event Day | Program Specific | 1-in-2 | All | All | 2020 | Typical Event Day | 8 | 27.8642 | 26.9042 | 26.2903 | 26.1894 | 27.204 | 29.9055 | 33.4762 | 37.0707 | 40.5581 | 43.2513 | 45.4555 | 46.5786 | 47.1934 | 47.6711 | 47.5745 | 46.6367 | 45.089 | 42.7816 | 39.7954 | 38.4662 | 37.5137 | 35.0966 | 32.2422 | 29.8811 | -0.0058974 | 0.050156 | 0.02161 | 0.045114 | -0.012025 | -0.018763 | -0.16061 | -0.059997 | 0.045246 | 0.11875 | 0.3989 | 1.6576 | 1.6615 | 1.5657 | 1.5058 | 1.5005 | 1.4982 | 1.3047 | 0.39824 | 0.24801 | 0.1838 | 0.11604 | 0.12099 | 0.13537 | 66.1484 | 65.8864 | 65.3899 | 65.1075 | 64.7816 | 65.1483 | 66.2193 | 67.8746 | 72.2387 | 76.1017 | 79.9214 | 81.3498 | 82.165 | 83.838 | 83.8492 | 83.273 | 83.0295 | 82.0693 | 79.0581 | 75.5073 | 72.4513 | 71.4467 | 69.7463 | 69.2721 | 0.2461 | 0.19732 | 0.16572 | 0.21653 | 0.26492 | 0.32678 | 0.2886 | 0.27912 | 0.15098 | 0.27408 | 0.25743 | 0.25012 | 0.22972 | 0.21875 | 0.23367 | 0.31162 | 0.25697 | 0.26419 | 0.30584 | 0.34124 | 0.36385 | 0.38237 | 0.34112 | 0.29814
Program Specific1-in-2AllAll2021January Monthly Peak | Program Specific | 1-in-2 | All | All | 2021 | January Monthly Peak | 1 | 22.6144 | 22.0562 | 21.8825 | 22.0264 | 23.1629 | 25.5569 | 29.3708 | 32.0375 | 33.7298 | 34.1373 | 34.2858 | 33.9764 | 33.601 | 33.3348 | 32.7715 | 32.0048 | 31.6394 | 32.4519 | 31.663 | 30.293 | 29.0942 | 27.5125 | 25.6236 | 24.117 | -0.044331 | 0.045427 | -0.02047 | -0.021758 | -0.12645 | -0.26122 | -0.34849 | -0.43943 | -0.28502 | -0.040054 | 0.19891 | 1.0396 | 0.96982 | 0.89494 | 0.8269 | 0.64177 | 0.6544 | 0.45945 | -0.20699 | -0.096455 | -0.015694 | -0.066189 | -0.070822 | -0.019607 | 46.7482 | 46.2383 | 46.887 | 46.634 | 45.4202 | 44.6907 | 45.9077 | 45.1571 | 47.588 | 51.7717 | 54.5219 | 56.998 | 58.5108 | 58.5352 | 58.7739 | 57.8303 | 56.1359 | 54.1456 | 51.4646 | 50.0201 | 46.5996 | 45.0899 | 41.9428 | 41.3839 | 0.28807 | 0.23111 | 0.1966 | 0.25803 | 0.31999 | 0.39125 | 0.35644 | 0.34564 | 0.18241 | 0.32172 | 0.29506 | 0.27874 | 0.25236 | 0.23778 | 0.2509 | 0.33527 | 0.27968 | 0.29702 | 0.3523 | 0.38923 | 0.41412 | 0.439 | 0.39552 | 0.34836
Program Specific1-in-2AllAll2021February Monthly Peak | Program Specific | 1-in-2 | All | All | 2021 | February Monthly Peak | 2 | 23.0555 | 22.433 | 22.1998 | 22.3411 | 23.3853 | 25.7508 | 29.2812 | 31.7437 | 33.6439 | 34.4175 | 35.0146 | 35.0122 | 34.923 | 34.8275 | 34.4322 | 33.5313 | 32.6725 | 32.9269 | 32.7971 | 31.3136 | 30.0207 | 28.2354 | 26.1521 | 24.5666 | -0.042809 | 0.046206 | -0.018355 | -0.018571 | -0.12077 | -0.24828 | -0.33711 | -0.41147 | -0.26378 | -0.031744 | 0.20771 | 1.073 | 1.0128 | 0.93822 | 0.87278 | 0.68992 | 0.69406 | 0.49946 | -0.18171 | -0.081812 | -0.0064525 | -0.057988 | -0.061995 | -0.012232 | 48.8036 | 49.2485 | 48.0224 | 46.9781 | 45.7826 | 44.8176 | 43.8506 | 43.8282 | 49.1468 | 53.535 | 55.591 | 56.8272 | 58.0452 | 58.5368 | 58.0452 | 57.0782 | 55.8846 | 53.7261 | 51.5107 | 49.5786 | 48.314 | 45.678 | 45.1437 | 45.0888 | 0.28742 | 0.23011 | 0.1949 | 0.25641 | 0.3158 | 0.38461 | 0.34906 | 0.33353 | 0.17667 | 0.3126 | 0.28926 | 0.27512 | 0.25095 | 0.23695 | 0.25137 | 0.33419 | 0.27582 | 0.29492 | 0.35476 | 0.39202 | 0.4164 | 0.43881 | 0.39229 | 0.34561
Program Specific1-in-2AllAll2021March Monthly Peak | Program Specific | 1-in-2 | All | All | 2021 | March Monthly Peak | 3 | 23.976 | 23.2367 | 22.8457 | 22.8005 | 23.6231 | 25.8881 | 29.5893 | 31.9938 | 33.9475 | 35.1019 | 36.1653 | 36.5331 | 36.7664 | 37.1356 | 37.0384 | 36.2945 | 35.2364 | 34.1964 | 33.3178 | 33.0406 | 31.7737 | 29.8669 | 27.5033 | 25.6481 | -0.038118 | 0.046558 | -0.013496 | -0.010589 | -0.10423 | -0.21396 | -0.30901 | -0.36113 | -0.22129 | -0.013214 | 0.22777 | 1.1348 | 1.0873 | 1.0194 | 0.96033 | 0.79878 | 0.8006 | 0.59325 | -0.10815 | -0.041801 | 0.016892 | -0.037316 | -0.039745 | 0.0059351 | 51.4198 | 51.6135 | 51.5685 | 50.5463 | 49.7954 | 49.5454 | 49.5669 | 48.4985 | 53.1234 | 58.2145 | 59.5215 | 62.2165 | 63.2041 | 62.4778 | 63.205 | 62.2516 | 61.0244 | 57.6252 | 55.8859 | 54.1802 | 52.7245 | 49.5774 | 49.0776 | 49.5211 | 0.27761 | 0.22259 | 0.18776 | 0.24466 | 0.29705 | 0.36256 | 0.33075 | 0.31713 | 0.16815 | 0.29908 | 0.27827 | 0.26612 | 0.24345 | 0.232 | 0.24776 | 0.33005 | 0.27194 | 0.2841 | 0.33796 | 0.38343 | 0.40889 | 0.43181 | 0.38345 | 0.33573
Program Specific1-in-2AllAll2021April Monthly Peak | Program Specific | 1-in-2 | All | All | 2021 | April Monthly Peak | 4 | 25.0206 | 24.1374 | 23.6338 | 23.5074 | 24.2996 | 26.5446 | 29.7025 | 32.4475 | 35.4727 | 37.8204 | 39.7046 | 40.7415 | 41.3259 | 41.9105 | 41.761 | 40.7158 | 39.094 | 37.0547 | 34.7751 | 34.6347 | 33.7085 | 31.598 | 28.9806 | 26.8792 | -0.020003 | 0.047015 | 0.0054355 | 0.018966 | -0.052115 | -0.1041 | -0.21617 | -0.18873 | -0.075623 | 0.055135 | 0.31099 | 1.385 | 1.3681 | 1.2926 | 1.2287 | 1.142 | 1.1299 | 0.92793 | 0.15348 | 0.10884 | 0.10276 | 0.043933 | 0.044988 | 0.0733 | 58.2715 | 57.9645 | 56.522 | 54.7602 | 54.75 | 54.6693 | 55.3749 | 59.7265 | 66.5457 | 70.5138 | 73.5219 | 75.5479 | 76.7735 | 76.8199 | 77.4798 | 76.0914 | 74.8518 | 73.6602 | 71.9441 | 68.0455 | 63.1256 | 62.1025 | 60.8733 | 59.386 | 0.24588 | 0.19612 | 0.165 | 0.21445 | 0.26028 | 0.3172 | 0.28328 | 0.27437 | 0.14858 | 0.27039 | 0.25427 | 0.24713 | 0.2271 | 0.21736 | 0.23103 | 0.30577 | 0.2493 | 0.25531 | 0.29519 | 0.33573 | 0.36151 | 0.38302 | 0.34114 | 0.29897
Program Specific1-in-2AllAll2021May Monthly Peak | Program Specific | 1-in-2 | All | All | 2021 | May Monthly Peak | 5 | 25.0849 | 24.2827 | 23.7786 | 23.6984 | 24.5658 | 26.8113 | 29.7321 | 33.2383 | 36.6898 | 39.0474 | 40.8292 | 41.865 | 42.3498 | 42.7813 | 42.4953 | 41.2677 | 39.4973 | 37.2918 | 34.8749 | 34.3786 | 33.9802 | 31.7405 | 29.1487 | 27.0167 | -0.015358 | 0.04717 | 0.010151 | 0.026203 | -0.040108 | -0.079231 | -0.19665 | -0.15308 | -0.042921 | 0.07384 | 0.339 | 1.4683 | 1.4522 | 1.3639 | 1.2962 | 1.2262 | 1.2105 | 1.0102 | 0.21707 | 0.14528 | 0.12419 | 0.062913 | 0.064814 | 0.088689 | 59.7027 | 59.4527 | 59.2027 | 58.455 | 58.1936 | 57.4531 | 61.0559 | 65.1494 | 70.0235 | 74.6834 | 78.8204 | 79.8213 | 78.8521 | 78.4434 | 78.4898 | 77.9662 | 76.7522 | 75.2844 | 72.6479 | 68.9663 | 66.0562 | 64.829 | 64.579 | 63.1028 | 0.23803 | 0.19108 | 0.16061 | 0.20987 | 0.25622 | 0.31265 | 0.27752 | 0.27369 | 0.15043 | 0.27404 | 0.25653 | 0.24935 | 0.22822 | 0.21694 | 0.23011 | 0.3039 | 0.24734 | 0.25304 | 0.29234 | 0.33071 | 0.35677 | 0.3737 | 0.33352 | 0.29128
Program Specific1-in-2AllAll2021June Monthly Peak | Program Specific | 1-in-2 | All | All | 2021 | June Monthly Peak | 6 | 26.1152 | 25.2436 | 24.7007 | 24.5776 | 25.4697 | 27.6431 | 30.5672 | 34.196 | 37.4565 | 40.0397 | 42.0602 | 43.0816 | 43.4296 | 43.6646 | 43.3742 | 42.3346 | 40.9312 | 38.9149 | 36.5354 | 35.2291 | 34.8711 | 32.8207 | 30.2446 | 28.0277 | -0.01524 | 0.049174 | 0.011405 | 0.028663 | -0.039108 | -0.076491 | -0.19826 | -0.14879 | -0.035887 | 0.079042 | 0.3532 | 1.5198 | 1.5006 | 1.4052 | 1.3371 | 1.277 | 1.2748 | 1.0706 | 0.2407 | 0.15709 | 0.13209 | 0.069167 | 0.071677 | 0.095547 | 60.4649 | 60.4536 | 59.4762 | 59.9433 | 58.716 | 59.9084 | 60.8518 | 64.4882 | 67.1924 | 70.6033 | 74.2624 | 77.2056 | 78.2393 | 79.6818 | 79.944 | 78.546 | 77.3184 | 76.0922 | 73.8744 | 71.1815 | 67.0349 | 64.636 | 63.6578 | 62.908 | 0.24822 | 0.1987 | 0.16717 | 0.21751 | 0.26517 | 0.32237 | 0.28451 | 0.28049 | 0.15255 | 0.27835 | 0.26246 | 0.25529 | 0.23318 | 0.22117 | 0.23494 | 0.3121 | 0.25695 | 0.2632 | 0.3048 | 0.33858 | 0.36524 | 0.38446 | 0.34419 | 0.30106
Program Specific1-in-2AllAll2021July Monthly Peak | Program Specific | 1-in-2 | All | All | 2021 | July Monthly Peak | 7 | 27.3775 | 26.4791 | 25.8674 | 25.7741 | 26.7519 | 29.2599 | 32.4115 | 35.9544 | 39.1088 | 41.6856 | 43.7029 | 44.7587 | 45.3327 | 45.7732 | 45.6776 | 44.9888 | 43.6572 | 41.3682 | 38.4934 | 36.9272 | 36.5189 | 34.398 | 31.6892 | 29.3777 | -0.0071166 | 0.049609 | 0.020017 | 0.042434 | -0.015813 | -0.026931 | -0.16379 | -0.071964 | 0.03309 | 0.1111 | 0.38448 | 1.598 | 1.5982 | 1.5043 | 1.4432 | 1.4401 | 1.4444 | 1.2462 | 0.36674 | 0.22797 | 0.17266 | 0.10736 | 0.11222 | 0.12795 | 67.7716 | 67.2616 | 66.5456 | 66.5343 | 66.522 | 66.522 | 67.7153 | 69.4308 | 74.2164 | 77.4435 | 78.4891 | 76.9998 | 78.4439 | 81.6347 | 79.9206 | 81.5565 | 83.7148 | 83.1921 | 78.0642 | 73.9567 | 72.2278 | 71.7271 | 69.8065 | 69.784 | 0.24311 | 0.19539 | 0.16399 | 0.21435 | 0.26251 | 0.32213 | 0.28357 | 0.27599 | 0.14843 | 0.26948 | 0.25249 | 0.24465 | 0.22443 | 0.21349 | 0.22759 | 0.30561 | 0.2532 | 0.25866 | 0.29814 | 0.33035 | 0.35594 | 0.37532 | 0.33573 | 0.29398
Program Specific1-in-2AllAll2021August Monthly Peak | Program Specific | 1-in-2 | All | All | 2021 | August Monthly Peak | 8 | 28.2627 | 27.2754 | 26.6464 | 26.5378 | 27.5839 | 30.3524 | 33.9681 | 37.705 | 41.4538 | 44.4375 | 46.9105 | 48.184 | 48.8388 | 49.2845 | 49.126 | 48.1231 | 46.4584 | 44.0249 | 40.8124 | 39.3703 | 38.3052 | 35.7722 | 32.8379 | 30.4174 | -0.00018506 | 0.050778 | 0.027905 | 0.055046 | 0.0046589 | 0.016835 | -0.13514 | -0.0068642 | 0.093771 | 0.14427 | 0.4354 | 1.7689 | 1.7833 | 1.6792 | 1.6161 | 1.6389 | 1.6327 | 1.4411 | 0.49365 | 0.30234 | 0.21507 | 0.14412 | 0.15044 | 0.15913 | 70.4627 | 70.6634 | 69.6899 | 70.0463 | 69.2908 | 68.8819 | 68.891 | 68.6812 | 71.3913 | 74.7371 | 79.8096 | 82.7733 | 83.99 | 84.2278 | 84.0091 | 83.4372 | 83.2011 | 81.6549 | 78.4923 | 75.9907 | 74.0084 | 73.2076 | 71.4908 | 71.854 | 0.24675 | 0.19773 | 0.16603 | 0.21687 | 0.2657 | 0.32828 | 0.28977 | 0.28058 | 0.15252 | 0.27886 | 0.26343 | 0.25653 | 0.23577 | 0.22424 | 0.23916 | 0.31862 | 0.26202 | 0.26895 | 0.31026 | 0.34546 | 0.36736 | 0.38522 | 0.34347 | 0.30011
Program Specific1-in-2AllAll2021September Monthly Peak | Program Specific | 1-in-2 | All | All | 2021 | September Monthly Peak | 9 | 28.2416 | 27.307 | 26.71 | 26.6619 | 27.8221 | 30.6859 | 34.9142 | 38.5467 | 42.8539 | 46.2174 | 48.6588 | 50.0009 | 50.619 | 51.0751 | 50.8065 | 49.3633 | 47.1254 | 44.3969 | 41.3942 | 40.618 | 38.5955 | 35.7958 | 32.7064 | 30.2848 | 0.0003802 | 0.049938 | 0.027919 | 0.054902 | 0.0058099 | 0.01907 | -0.13485 | -0.0033107 | 0.099429 | 0.15086 | 0.45043 | 1.8316 | 1.8447 | 1.7345 | 1.6658 | 1.6761 | 1.649 | 1.451 | 0.50225 | 0.31104 | 0.21734 | 0.14503 | 0.15 | 0.15784 | 65.8986 | 65.1714 | 65.8523 | 63.9102 | 64.6016 | 65.2834 | 67.4198 | 68.897 | 76.1477 | 81.6136 | 87.1136 | 88.4096 | 87.9766 | 89.795 | 91.5125 | 89.5448 | 87.8761 | 87.3302 | 85.7952 | 80.898 | 76.5345 | 76.2168 | 74.0332 | 72.545 | 0.24142 | 0.19366 | 0.1628 | 0.21319 | 0.26311 | 0.32518 | 0.29296 | 0.28377 | 0.15637 | 0.28858 | 0.27179 | 0.26479 | 0.24299 | 0.23069 | 0.24536 | 0.32381 | 0.26286 | 0.26883 | 0.31216 | 0.35146 | 0.36782 | 0.3828 | 0.33844 | 0.29514
Program Specific1-in-2AllAll2021October Monthly Peak | Program Specific | 1-in-2 | All | All | 2021 | October Monthly Peak | 10 | 27.0265 | 26.1297 | 25.5458 | 25.426 | 26.3952 | 28.8169 | 32.7929 | 35.789 | 39.3926 | 42.5494 | 45.2248 | 46.9374 | 47.8762 | 48.7158 | 48.5545 | 47.1845 | 44.9888 | 42.2177 | 40.3534 | 38.8721 | 36.767 | 34.1047 | 31.2473 | 28.9748 | -0.009879 | 0.050116 | 0.017521 | 0.038713 | -0.023127 | -0.041829 | -0.17873 | -0.096284 | 0.01342 | 0.10578 | 0.39232 | 1.6682 | 1.6718 | 1.5858 | 1.5199 | 1.4815 | 1.4605 | 1.246 | 0.34947 | 0.21948 | 0.16517 | 0.097873 | 0.10221 | 0.12091 | 62.705 | 62.4324 | 62.636 | 61.4429 | 61.6372 | 59.9545 | 61.126 | 64.2498 | 69.5912 | 74.9993 | 79.1693 | 81.1711 | 83.9197 | 85.841 | 85.6024 | 84.6476 | 83.727 | 82.0803 | 76.659 | 70.3631 | 68.3644 | 65.9329 | 64.9206 | 63.2502 | 0.24912 | 0.19959 | 0.16746 | 0.21816 | 0.26698 | 0.32441 | 0.29093 | 0.28177 | 0.15382 | 0.28228 | 0.26771 | 0.26219 | 0.24121 | 0.23135 | 0.24655 | 0.32615 | 0.26542 | 0.27095 | 0.31709 | 0.35114 | 0.36767 | 0.38277 | 0.34204 | 0.30058
Program Specific1-in-2AllAll2021November Monthly Peak | Program Specific | 1-in-2 | All | All | 2021 | November Monthly Peak | 11 | 24.6726 | 23.9971 | 23.5958 | 23.6334 | 24.6316 | 26.8617 | 29.8429 | 32.7353 | 35.6359 | 37.8125 | 39.5946 | 40.5196 | 41.0238 | 41.5279 | 41.2154 | 39.8328 | 38.4192 | 37.8353 | 35.5534 | 33.7824 | 32.2897 | 30.2236 | 27.951 | 26.1479 | -0.023322 | 0.047659 | 0.0023529 | 0.014392 | -0.063152 | -0.12573 | -0.23517 | -0.2235 | -0.10333 | 0.045075 | 0.30769 | 1.3851 | 1.3624 | 1.2847 | 1.2196 | 1.1108 | 1.1039 | 0.90904 | 0.11427 | 0.084132 | 0.087572 | 0.029908 | 0.030368 | 0.061822 | 60.2364 | 59.8727 | 59.6193 | 59.5931 | 60.0009 | 60.5827 | 59.7829 | 59.5652 | 62.7093 | 65.7091 | 68.1257 | 69.9439 | 71.137 | 71.5368 | 70.153 | 69.9439 | 68.773 | 66.7809 | 65.4069 | 63.8362 | 63.0637 | 62.6286 | 61.8379 | 61.6107 | 0.25294 | 0.20303 | 0.17118 | 0.22425 | 0.27563 | 0.3324 | 0.29464 | 0.28782 | 0.15611 | 0.28434 | 0.26772 | 0.25963 | 0.2385 | 0.22831 | 0.24319 | 0.32122 | 0.26259 | 0.27158 | 0.31221 | 0.34301 | 0.36458 | 0.38338 | 0.34339 | 0.30315
Program Specific1-in-2AllAll2021December Monthly Peak | Program Specific | 1-in-2 | All | All | 2021 | December Monthly Peak | 12 | 23.2663 | 22.7157 | 22.445 | 22.5109 | 23.4988 | 25.7134 | 28.6761 | 31.3026 | 33.491 | 34.6358 | 35.3127 | 35.4338 | 35.3357 | 35.3337 | 34.9321 | 33.9683 | 33.3813 | 33.847 | 32.5508 | 31.0946 | 29.8225 | 28.178 | 26.1943 | 24.5974 | -0.03919 | 0.046982 | -0.014835 | -0.01268 | -0.10998 | -0.22416 | -0.31259 | -0.37419 | -0.23443 | -0.018688 | 0.22072 | 1.1016 | 1.0422 | 0.96742 | 0.90358 | 0.73924 | 0.75311 | 0.56491 | -0.12983 | -0.053184 | 0.0089985 | -0.041407 | -0.046964 | -0.00040564 | 48.4084 | 48.1472 | 46.9223 | 48.0793 | 46.8626 | 47.0693 | 46.5921 | 45.8628 | 52.8977 | 57.681 | 61.6705 | 62.9417 | 62.3646 | 66.0463 | 65.0558 | 63.5123 | 61.7835 | 59.6041 | 57.9225 | 54.7158 | 53.4786 | 51.9781 | 52.1837 | 52.16 | 0.28008 | 0.22571 | 0.19127 | 0.2499 | 0.30673 | 0.37035 | 0.3315 | 0.31987 | 0.17078 | 0.30408 | 0.27883 | 0.26554 | 0.24055 | 0.22737 | 0.24175 | 0.32304 | 0.271 | 0.28882 | 0.33877 | 0.375 | 0.39873 | 0.42293 | 0.3798 | 0.33437
Program Specific1-in-2AllAll2021Typical Event Day | Program Specific | 1-in-2 | All | All | 2021 | Typical Event Day | 8 | 27.9693 | 27.0071 | 26.3912 | 26.2901 | 27.3092 | 30.0214 | 33.6019 | 37.2059 | 40.6987 | 43.3956 | 45.6034 | 46.7269 | 47.3425 | 47.8203 | 47.7227 | 46.7812 | 45.2296 | 42.9169 | 39.9253 | 38.5928 | 37.6375 | 35.2154 | 32.3568 | 29.9917 | -0.0060087 | 0.050615 | 0.021754 | 0.045493 | -0.012203 | -0.018984 | -0.16234 | -0.060677 | 0.045676 | 0.11996 | 0.40277 | 1.6711 | 1.6751 | 1.5782 | 1.5178 | 1.5126 | 1.5103 | 1.315 | 0.40203 | 0.25056 | 0.18577 | 0.11728 | 0.12234 | 0.13684 | 66.1495 | 65.8875 | 65.3911 | 65.1086 | 64.7827 | 65.149 | 66.2195 | 67.8743 | 72.2369 | 76.0994 | 79.9186 | 81.3469 | 82.1623 | 83.8347 | 83.8465 | 83.271 | 83.0275 | 82.0673 | 79.0565 | 75.5067 | 72.4514 | 71.4469 | 69.7471 | 69.2728 | 0.24864 | 0.19935 | 0.16742 | 0.21876 | 0.26766 | 0.33016 | 0.29158 | 0.282 | 0.15253 | 0.27692 | 0.2601 | 0.25265 | 0.23203 | 0.22094 | 0.23601 | 0.31477 | 0.25953 | 0.26683 | 0.30898 | 0.34478 | 0.36762 | 0.38634 | 0.34463 | 0.30121
Program Specific1-in-2AllAll2022January Monthly Peak | Program Specific | 1-in-2 | All | All | 2022 | January Monthly Peak | 1 | 22.7039 | 22.1436 | 21.9693 | 22.1132 | 23.2549 | 25.6572 | 29.4832 | 32.1592 | 33.8539 | 34.2616 | 34.4109 | 34.0992 | 33.7232 | 33.4562 | 32.8905 | 32.121 | 31.7536 | 32.564 | 31.772 | 30.3982 | 29.1973 | 27.6121 | 25.7205 | 24.2111 | -0.044876 | 0.045807 | -0.020857 | -0.022173 | -0.12796 | -0.26419 | -0.35238 | -0.44428 | -0.28811 | -0.04052 | 0.20064 | 1.0479 | 0.97735 | 0.90174 | 0.83337 | 0.64668 | 0.65943 | 0.46224 | -0.20912 | -0.097443 | -0.015844 | -0.066988 | -0.071531 | -0.019794 | 46.7509 | 46.2408 | 46.8884 | 46.6355 | 45.422 | 44.6927 | 45.9094 | 45.1587 | 47.589 | 51.7719 | 54.5221 | 56.9979 | 58.5109 | 58.5356 | 58.7742 | 57.8312 | 56.1373 | 54.1471 | 51.4669 | 50.023 | 46.6033 | 45.0935 | 41.9475 | 41.388 | 0.29114 | 0.23357 | 0.19868 | 0.26077 | 0.32341 | 0.39544 | 0.36025 | 0.34934 | 0.18435 | 0.32517 | 0.29822 | 0.28169 | 0.25502 | 0.24028 | 0.25353 | 0.33881 | 0.28259 | 0.30012 | 0.35605 | 0.39341 | 0.41856 | 0.44371 | 0.39973 | 0.35207
Program Specific1-in-2AllAll2022February Monthly Peak | Program Specific | 1-in-2 | All | All | 2022 | February Monthly Peak | 2 | 23.1469 | 22.5221 | 22.2878 | 22.4295 | 23.4782 | 25.8517 | 29.394 | 31.8638 | 33.7667 | 34.5406 | 35.1396 | 35.1356 | 35.0466 | 34.9504 | 34.5533 | 33.649 | 32.787 | 33.0408 | 32.9093 | 31.422 | 30.1267 | 28.3372 | 26.2503 | 24.662 | -0.043339 | 0.046594 | -0.018717 | -0.018949 | -0.12221 | -0.2511 | -0.34087 | -0.41602 | -0.26664 | -0.032121 | 0.20953 | 1.0815 | 1.0206 | 0.94532 | 0.87958 | 0.69519 | 0.69939 | 0.50263 | -0.18358 | -0.082645 | -0.0064995 | -0.058695 | -0.062605 | -0.012337 | 48.8068 | 49.2511 | 48.0253 | 46.9806 | 45.7856 | 44.821 | 43.8543 | 43.8317 | 49.1484 | 53.5354 | 55.592 | 56.8281 | 58.0457 | 58.5372 | 58.0457 | 57.079 | 55.8861 | 53.7285 | 51.5134 | 49.5821 | 48.3173 | 45.6826 | 45.1479 | 45.0924 | 0.29048 | 0.23255 | 0.19696 | 0.25913 | 0.31917 | 0.38873 | 0.35279 | 0.33709 | 0.17855 | 0.31595 | 0.29236 | 0.27803 | 0.25359 | 0.23944 | 0.254 | 0.33771 | 0.27869 | 0.29799 | 0.35853 | 0.39622 | 0.42087 | 0.44351 | 0.39647 | 0.34928
Program Specific1-in-2AllAll2022March Monthly Peak | Program Specific | 1-in-2 | All | All | 2022 | March Monthly Peak | 3 | 24.0689 | 23.3275 | 22.9351 | 22.8894 | 23.7151 | 25.9883 | 29.7019 | 32.1142 | 34.0707 | 35.2261 | 36.2918 | 36.6584 | 36.892 | 37.2615 | 37.1633 | 36.4159 | 35.3543 | 34.3115 | 33.4304 | 33.1519 | 31.883 | 29.9723 | 27.6043 | 25.7456 | -0.038594 | 0.046956 | -0.013793 | -0.010866 | -0.10548 | -0.21639 | -0.31245 | -0.36513 | -0.22369 | -0.01339 | 0.22983 | 1.1438 | 1.0958 | 1.0272 | 0.96781 | 0.80492 | 0.8068 | 0.59725 | -0.10929 | -0.042213 | 0.017103 | -0.037786 | -0.040113 | 0.0060306 | 51.4216 | 51.6147 | 51.5692 | 50.5468 | 49.7959 | 49.5459 | 49.5676 | 48.5011 | 53.1247 | 58.2141 | 59.5217 | 62.2162 | 63.2036 | 62.4776 | 63.2045 | 62.2516 | 61.0247 | 57.6266 | 55.8873 | 54.1821 | 52.7269 | 49.5808 | 49.0811 | 49.5239 | 0.28057 | 0.22495 | 0.18975 | 0.24726 | 0.30022 | 0.36644 | 0.33429 | 0.32052 | 0.16994 | 0.30228 | 0.28125 | 0.26893 | 0.246 | 0.23443 | 0.25035 | 0.33352 | 0.27476 | 0.28705 | 0.34155 | 0.38755 | 0.41328 | 0.43644 | 0.38753 | 0.3393
Program Specific1-in-2AllAll2022April Monthly Peak | Program Specific | 1-in-2 | All | All | 2022 | April Monthly Peak | 4 | 25.1191 | 24.2332 | 23.7279 | 23.6007 | 24.3962 | 26.6497 | 29.8181 | 32.5724 | 35.6029 | 37.9545 | 39.8424 | 40.8798 | 41.465 | 42.0506 | 41.8991 | 40.8493 | 39.2223 | 37.1774 | 34.8925 | 34.751 | 33.8238 | 31.7096 | 29.0881 | 26.9832 | -0.020277 | 0.047438 | 0.0053807 | 0.019045 | -0.052764 | -0.10529 | -0.21857 | -0.19084 | -0.076471 | 0.055699 | 0.31401 | 1.3965 | 1.3794 | 1.303 | 1.2386 | 1.1513 | 1.1391 | 0.93512 | 0.15494 | 0.11001 | 0.10392 | 0.044396 | 0.045552 | 0.07414 | 58.2744 | 57.9668 | 56.5249 | 54.763 | 54.7527 | 54.6711 | 55.3762 | 59.7262 | 66.5435 | 70.5113 | 73.5195 | 75.5458 | 76.7711 | 76.818 | 77.477 | 76.0897 | 74.8502 | 73.6592 | 71.9435 | 68.046 | 63.1269 | 62.1036 | 60.8746 | 59.3874 | 0.2485 | 0.19821 | 0.16675 | 0.21673 | 0.26306 | 0.32059 | 0.28631 | 0.2773 | 0.15015 | 0.27329 | 0.25699 | 0.24973 | 0.22947 | 0.21963 | 0.23343 | 0.30898 | 0.25187 | 0.25795 | 0.29832 | 0.33933 | 0.36539 | 0.38713 | 0.34477 | 0.30215
Program Specific1-in-2AllAll2022May Monthly Peak | Program Specific | 1-in-2 | All | All | 2022 | May Monthly Peak | 5 | 25.1835 | 24.3791 | 23.8733 | 23.7929 | 24.6643 | 26.9187 | 29.8496 | 33.3675 | 36.8266 | 39.1884 | 40.9734 | 42.0099 | 42.4949 | 42.9264 | 42.6381 | 41.4055 | 39.6295 | 37.4183 | 34.9958 | 34.4978 | 34.0982 | 31.8533 | 29.2576 | 27.1215 | -0.015581 | 0.047597 | 0.010152 | 0.026365 | -0.04062 | -0.080143 | -0.19884 | -0.1548 | -0.043418 | 0.074606 | 0.34233 | 1.4806 | 1.4643 | 1.3751 | 1.3068 | 1.2363 | 1.2206 | 1.0182 | 0.21917 | 0.14683 | 0.12558 | 0.063594 | 0.065597 | 0.0897 | 59.7048 | 59.4548 | 59.2048 | 58.4571 | 58.1957 | 57.4553 | 61.0565 | 65.1484 | 70.0211 | 74.68 | 78.8158 | 79.8167 | 78.8479 | 78.4401 | 78.487 | 77.9632 | 76.7496 | 75.2821 | 72.6468 | 68.9659 | 66.0568 | 64.8299 | 64.5799 | 63.1039 | 0.24057 | 0.1931 | 0.16231 | 0.2121 | 0.25895 | 0.31599 | 0.28048 | 0.27661 | 0.15203 | 0.27697 | 0.25928 | 0.25197 | 0.2306 | 0.2192 | 0.2325 | 0.30708 | 0.24989 | 0.25566 | 0.29545 | 0.33425 | 0.3606 | 0.3777 | 0.33707 | 0.29438
Program Specific1-in-2AllAll2022June Monthly Peak | Program Specific | 1-in-2 | All | All | 2022 | June Monthly Peak | 6 | 26.2188 | 25.3447 | 24.8 | 24.6764 | 25.5725 | 27.7547 | 30.6886 | 34.3292 | 37.5961 | 40.1837 | 42.2087 | 43.2309 | 43.5789 | 43.8136 | 43.5212 | 42.4773 | 41.0699 | 39.0476 | 36.6624 | 35.3522 | 34.9929 | 32.9375 | 30.3578 | 28.1368 | -0.015463 | 0.049621 | 0.011419 | 0.02885 | -0.039609 | -0.077372 | -0.20046 | -0.15047 | -0.036311 | 0.079862 | 0.35666 | 1.5325 | 1.5131 | 1.4168 | 1.3481 | 1.2875 | 1.2854 | 1.0791 | 0.24304 | 0.15877 | 0.13357 | 0.069919 | 0.072537 | 0.096634 | 60.4672 | 60.4557 | 59.4786 | 59.9454 | 58.7183 | 59.9101 | 60.8529 | 64.4881 | 67.1918 | 70.6018 | 74.2599 | 77.2024 | 78.2365 | 79.6784 | 79.9407 | 78.5438 | 77.3165 | 76.0906 | 73.8731 | 71.1808 | 67.0353 | 64.6375 | 63.6594 | 62.9097 | 0.25087 | 0.20081 | 0.16893 | 0.21983 | 0.268 | 0.32582 | 0.28755 | 0.28348 | 0.15417 | 0.28133 | 0.26527 | 0.25796 | 0.23562 | 0.22348 | 0.23738 | 0.31537 | 0.25961 | 0.26593 | 0.30803 | 0.34221 | 0.36916 | 0.38858 | 0.34786 | 0.30426
Program Specific1-in-2AllAll2022July Monthly Peak | Program Specific | 1-in-2 | All | All | 2022 | July Monthly Peak | 7 | 27.484 | 26.5835 | 25.9697 | 25.8763 | 26.8588 | 29.3771 | 32.5385 | 36.0919 | 39.2511 | 41.8316 | 43.8522 | 44.9079 | 45.4824 | 45.9229 | 45.8258 | 45.1345 | 43.7998 | 41.5043 | 38.6233 | 37.0529 | 36.6431 | 34.5174 | 31.8049 | 29.4895 | -0.0072456 | 0.050075 | 0.020145 | 0.042793 | -0.016041 | -0.02725 | -0.16561 | -0.072798 | 0.033405 | 0.11227 | 0.38832 | 1.6115 | 1.6117 | 1.5167 | 1.4551 | 1.452 | 1.4565 | 1.2563 | 0.37034 | 0.23039 | 0.17459 | 0.10855 | 0.11352 | 0.12939 | 67.7718 | 67.2617 | 66.5461 | 66.5346 | 66.5222 | 66.5222 | 67.7149 | 69.4301 | 74.2134 | 77.4402 | 78.4863 | 76.9971 | 78.4407 | 81.6309 | 79.9197 | 81.5544 | 83.7118 | 83.1889 | 78.0622 | 73.9562 | 72.2275 | 71.7268 | 69.8071 | 69.7844 | 0.2457 | 0.19746 | 0.16572 | 0.21663 | 0.26532 | 0.32558 | 0.2866 | 0.27893 | 0.15 | 0.27237 | 0.25519 | 0.2472 | 0.22677 | 0.21571 | 0.22995 | 0.30881 | 0.25582 | 0.26133 | 0.3013 | 0.3339 | 0.35976 | 0.37935 | 0.33931 | 0.29712
Program Specific1-in-2AllAll2022August Monthly Peak | Program Specific | 1-in-2 | All | All | 2022 | August Monthly Peak | 8 | 28.3743 | 27.3845 | 26.7534 | 26.6446 | 27.6956 | 30.4756 | 34.1017 | 37.8488 | 41.6042 | 44.5929 | 47.0709 | 48.3452 | 49.0009 | 49.4465 | 49.2866 | 48.2797 | 46.6103 | 44.1708 | 40.952 | 39.5059 | 38.4376 | 35.8988 | 32.9602 | 30.5353 | -0.00023587 | 0.051266 | 0.028133 | 0.055557 | 0.0046666 | 0.017007 | -0.13664 | -0.0069872 | 0.094735 | 0.1458 | 0.43981 | 1.7841 | 1.7986 | 1.6934 | 1.6296 | 1.6527 | 1.6465 | 1.4531 | 0.49852 | 0.30554 | 0.21746 | 0.14573 | 0.15216 | 0.16091 | 70.4633 | 70.6641 | 69.6909 | 70.0468 | 69.2918 | 68.8828 | 68.892 | 68.6821 | 71.3912 | 74.7365 | 79.8076 | 82.7709 | 83.9878 | 84.226 | 84.007 | 83.4355 | 83.199 | 81.6533 | 78.4911 | 75.9906 | 74.0084 | 73.2077 | 71.4918 | 71.8545 | 0.24939 | 0.19983 | 0.16779 | 0.21918 | 0.26854 | 0.33179 | 0.29287 | 0.28358 | 0.15414 | 0.28185 | 0.26625 | 0.25921 | 0.23822 | 0.22657 | 0.24164 | 0.32196 | 0.26473 | 0.27173 | 0.31356 | 0.34916 | 0.37131 | 0.38935 | 0.34714 | 0.30331
Program Specific1-in-2AllAll2022September Monthly Peak | Program Specific | 1-in-2 | All | All | 2022 | September Monthly Peak | 9 | 28.3504 | 27.4134 | 26.8145 | 26.7664 | 27.9323 | 30.8076 | 35.0491 | 38.692 | 43.008 | 46.3783 | 48.8243 | 50.1673 | 50.7861 | 51.2418 | 50.9714 | 49.5223 | 47.2776 | 44.5426 | 41.5345 | 40.7557 | 38.728 | 35.9216 | 32.8266 | 30.4005 | 0.00033467 | 0.050416 | 0.028148 | 0.055411 | 0.0058304 | 0.019267 | -0.13634 | -0.0033947 | 0.10045 | 0.15246 | 0.45501 | 1.8473 | 1.8605 | 1.7491 | 1.6797 | 1.6902 | 1.663 | 1.463 | 0.50721 | 0.31434 | 0.21975 | 0.14665 | 0.15171 | 0.15961 | 65.9002 | 65.1732 | 65.8534 | 63.9119 | 64.6027 | 65.2838 | 67.4189 | 68.896 | 76.144 | 81.6095 | 87.1095 | 88.4059 | 87.9737 | 89.7902 | 91.5073 | 89.5426 | 87.8748 | 87.3284 | 85.7931 | 80.8969 | 76.5349 | 76.2165 | 74.0335 | 72.5455 | 0.244 | 0.19572 | 0.16453 | 0.21546 | 0.26592 | 0.32866 | 0.2961 | 0.2868 | 0.15803 | 0.29167 | 0.2747 | 0.26756 | 0.24552 | 0.23308 | 0.24791 | 0.32721 | 0.26557 | 0.27161 | 0.31547 | 0.35523 | 0.37177 | 0.3869 | 0.34205 | 0.29828
Program Specific1-in-2AllAll2022October Monthly Peak | Program Specific | 1-in-2 | All | All | 2022 | October Monthly Peak | 10 | 27.1348 | 26.2355 | 25.6495 | 25.5291 | 26.5029 | 28.9336 | 32.9215 | 35.928 | 39.5387 | 42.7008 | 45.3815 | 47.0958 | 48.0355 | 48.8763 | 48.7135 | 47.3383 | 45.1365 | 42.359 | 40.4897 | 39.0038 | 36.894 | 34.2253 | 31.364 | 29.0882 | -0.010038 | 0.050585 | 0.017618 | 0.039027 | -0.023439 | -0.042317 | -0.18071 | -0.097381 | 0.013527 | 0.10689 | 0.39624 | 1.6823 | 1.6859 | 1.5989 | 1.5325 | 1.4938 | 1.4727 | 1.2561 | 0.35289 | 0.22181 | 0.16701 | 0.098952 | 0.1034 | 0.12227 | 62.7071 | 62.4344 | 62.6375 | 61.445 | 61.6386 | 59.9567 | 61.1274 | 64.2498 | 69.5895 | 74.9967 | 79.1657 | 81.1676 | 83.9162 | 85.8367 | 85.5982 | 84.6439 | 83.7241 | 82.0785 | 76.658 | 70.3643 | 68.3656 | 65.9348 | 64.9224 | 63.2529 | 0.25178 | 0.20171 | 0.16923 | 0.22048 | 0.26983 | 0.32788 | 0.29404 | 0.28478 | 0.15545 | 0.2853 | 0.27058 | 0.26494 | 0.24372 | 0.23376 | 0.24911 | 0.32957 | 0.26817 | 0.27376 | 0.32046 | 0.35491 | 0.37161 | 0.38688 | 0.34569 | 0.30379
Program Specific1-in-2AllAll2022November Monthly Peak | Program Specific | 1-in-2 | All | All | 2022 | November Monthly Peak | 11 | 24.7716 | 24.0939 | 23.691 | 23.7287 | 24.7316 | 26.9691 | 29.9602 | 32.8632 | 35.7697 | 37.9505 | 39.7367 | 40.6622 | 41.1673 | 41.6725 | 41.3586 | 39.9711 | 38.5524 | 37.9631 | 35.6744 | 33.8985 | 32.4035 | 30.3328 | 28.0567 | 26.2509 | -0.023633 | 0.048085 | 0.0022562 | 0.014412 | -0.063929 | -0.12716 | -0.23779 | -0.22598 | -0.10447 | 0.04553 | 0.31065 | 1.3967 | 1.3736 | 1.2952 | 1.2295 | 1.1199 | 1.113 | 0.91601 | 0.11534 | 0.085043 | 0.088562 | 0.03021 | 0.030772 | 0.062536 | 60.2368 | 59.8734 | 59.6195 | 59.593 | 60.0009 | 60.5825 | 59.7827 | 59.5648 | 62.7083 | 65.7081 | 68.1249 | 69.9433 | 71.1363 | 71.5361 | 70.1525 | 69.9433 | 68.7728 | 66.7807 | 65.407 | 63.8366 | 63.0644 | 62.6289 | 61.8383 | 61.6109 | 0.25564 | 0.20519 | 0.17299 | 0.22663 | 0.27857 | 0.33596 | 0.29779 | 0.2909 | 0.15776 | 0.28739 | 0.27058 | 0.26236 | 0.241 | 0.2307 | 0.24573 | 0.3246 | 0.26531 | 0.2744 | 0.31552 | 0.34668 | 0.3685 | 0.38749 | 0.34705 | 0.30638
Program Specific1-in-2AllAll2022December Monthly Peak | Program Specific | 1-in-2 | All | All | 2022 | December Monthly Peak | 12 | 23.3587 | 22.8063 | 22.5347 | 22.6003 | 23.5924 | 25.814 | 28.7873 | 31.4221 | 33.6141 | 34.76 | 35.4372 | 35.5568 | 35.4578 | 35.4551 | 35.0522 | 34.0857 | 33.4977 | 33.9621 | 32.6618 | 31.202 | 29.9277 | 28.2796 | 26.2928 | 24.6929 | -0.039682 | 0.047377 | -0.015155 | -0.012992 | -0.11131 | -0.22672 | -0.31608 | -0.37833 | -0.23697 | -0.018929 | 0.22268 | 1.1103 | 1.0503 | 0.97478 | 0.91063 | 0.74495 | 0.75899 | 0.56867 | -0.13118 | -0.053716 | 0.0091217 | -0.041941 | -0.047401 | -0.00037477 | 48.4101 | 48.1488 | 46.9241 | 48.0801 | 46.8638 | 47.07 | 46.593 | 45.864 | 52.8966 | 57.6802 | 61.6696 | 62.941 | 62.3658 | 66.0468 | 65.0564 | 63.5124 | 61.7839 | 59.6052 | 57.9243 | 54.7181 | 53.481 | 51.9805 | 52.1856 | 52.1617 | 0.28306 | 0.2281 | 0.19329 | 0.25256 | 0.31 | 0.37431 | 0.33504 | 0.32329 | 0.17259 | 0.30734 | 0.28182 | 0.26834 | 0.24308 | 0.22975 | 0.24427 | 0.32644 | 0.27382 | 0.29182 | 0.34237 | 0.37902 | 0.40301 | 0.42746 | 0.38383 | 0.33791
Program Specific1-in-2AllAll2022Typical Event Day | Program Specific | 1-in-2 | All | All | 2022 | Typical Event Day | 8 | 28.0792 | 27.1146 | 26.4966 | 26.3953 | 27.419 | 30.1425 | 33.7334 | 37.3472 | 40.8456 | 43.5463 | 45.7581 | 46.8818 | 47.4982 | 47.9762 | 47.8774 | 46.9323 | 45.3765 | 43.0583 | 40.0611 | 38.725 | 37.767 | 35.3395 | 32.4767 | 30.1073 | -0.006125 | 0.051094 | 0.021905 | 0.045888 | -0.012388 | -0.019214 | -0.16414 | -0.061389 | 0.046124 | 0.12123 | 0.4068 | 1.6853 | 1.6892 | 1.5913 | 1.5303 | 1.5251 | 1.523 | 1.3257 | 0.40598 | 0.25322 | 0.18784 | 0.11859 | 0.12375 | 0.13838 | 66.1507 | 65.8887 | 65.3923 | 65.1097 | 64.7838 | 65.1498 | 66.2197 | 67.8741 | 72.2351 | 76.097 | 79.9158 | 81.344 | 82.1596 | 83.8312 | 83.8437 | 83.269 | 83.0254 | 82.0652 | 79.0548 | 75.5061 | 72.4515 | 71.4472 | 69.748 | 69.2736 | 0.2513 | 0.20147 | 0.16919 | 0.22109 | 0.27052 | 0.3337 | 0.2947 | 0.28501 | 0.15415 | 0.27988 | 0.26288 | 0.25529 | 0.23444 | 0.22324 | 0.23846 | 0.31807 | 0.26221 | 0.26959 | 0.31227 | 0.34848 | 0.37157 | 0.39048 | 0.34831 | 0.30442
Program Specific1-in-2AllAll2023January Monthly Peak | Program Specific | 1-in-2 | All | All | 2023 | January Monthly Peak | 1 | 22.7943 | 22.2319 | 22.0569 | 22.201 | 23.3479 | 25.7585 | 29.5967 | 32.2821 | 33.9793 | 34.3871 | 34.5373 | 34.2233 | 33.8467 | 33.5788 | 33.0107 | 32.2383 | 31.869 | 32.6773 | 31.8822 | 30.5044 | 29.3014 | 27.7127 | 25.8184 | 24.3061 | -0.045426 | 0.046191 | -0.021247 | -0.022593 | -0.12948 | -0.26718 | -0.3563 | -0.44919 | -0.29124 | -0.040992 | 0.20239 | 1.0562 | 0.98496 | 0.9086 | 0.8399 | 0.65164 | 0.66451 | 0.46506 | -0.21127 | -0.098442 | -0.015995 | -0.067794 | -0.072248 | -0.019984 | 46.7535 | 46.2434 | 46.8899 | 46.6369 | 45.4238 | 44.6948 | 45.9111 | 45.1604 | 47.5899 | 51.7721 | 54.5224 | 56.9979 | 58.5111 | 58.536 | 58.7744 | 57.8321 | 56.1388 | 54.1487 | 51.4692 | 50.0259 | 46.607 | 45.0971 | 41.9522 | 41.3921 | 0.29424 | 0.23605 | 0.20078 | 0.26354 | 0.32686 | 0.39967 | 0.3641 | 0.35307 | 0.18631 | 0.32865 | 0.30141 | 0.28467 | 0.25771 | 0.24282 | 0.25619 | 0.34239 | 0.28554 | 0.30325 | 0.35983 | 0.39763 | 0.42306 | 0.44847 | 0.40399 | 0.35582
Program Specific1-in-2AllAll2023February Monthly Peak | Program Specific | 1-in-2 | All | All | 2023 | February Monthly Peak | 2 | 23.2393 | 22.6121 | 22.3767 | 22.5189 | 23.5721 | 25.9536 | 29.5079 | 31.985 | 33.8907 | 34.6651 | 35.2658 | 35.2602 | 35.1714 | 35.0746 | 34.6757 | 33.7678 | 32.9026 | 33.1558 | 33.0227 | 31.5314 | 30.2338 | 28.4401 | 26.3496 | 24.7584 | -0.043873 | 0.046986 | -0.019083 | -0.019331 | -0.12367 | -0.25395 | -0.34467 | -0.42062 | -0.26953 | -0.032502 | 0.21138 | 1.0901 | 1.0285 | 0.9525 | 0.88644 | 0.70052 | 0.70479 | 0.50583 | -0.18548 | -0.083486 | -0.006547 | -0.05941 | -0.063222 | -0.012443 | 48.8101 | 49.2538 | 48.0282 | 46.983 | 45.7886 | 44.8244 | 43.8581 | 43.8352 | 49.15 | 53.5358 | 55.593 | 56.8289 | 58.0461 | 58.5376 | 58.0461 | 57.0798 | 55.8875 | 53.7309 | 51.5162 | 49.5857 | 48.3207 | 45.6872 | 45.1521 | 45.0961 | 0.29358 | 0.23502 | 0.19904 | 0.26189 | 0.32258 | 0.39289 | 0.35656 | 0.34069 | 0.18045 | 0.31933 | 0.29549 | 0.28096 | 0.25626 | 0.24196 | 0.25666 | 0.34127 | 0.28159 | 0.30109 | 0.36234 | 0.40047 | 0.42538 | 0.44827 | 0.40069 | 0.353
Program Specific1-in-2AllAll2023March Monthly Peak | Program Specific | 1-in-2 | All | All | 2023 | March Monthly Peak | 3 | 24.1627 | 23.4192 | 23.0253 | 22.9792 | 23.8081 | 26.0895 | 29.8157 | 32.2359 | 34.1953 | 35.3515 | 36.4195 | 36.785 | 37.0189 | 37.3888 | 37.2895 | 36.5386 | 35.4735 | 34.4277 | 33.5442 | 33.2643 | 31.9935 | 30.0787 | 27.7064 | 25.8441 | -0.039075 | 0.047358 | -0.014093 | -0.011147 | -0.10674 | -0.21884 | -0.31593 | -0.36917 | -0.22613 | -0.013568 | 0.23191 | 1.1529 | 1.1044 | 1.035 | 0.97538 | 0.81113 | 0.81306 | 0.6013 | -0.11044 | -0.042629 | 0.017316 | -0.03826 | -0.040484 | 0.0061271 | 51.4234 | 51.6159 | 51.57 | 50.5473 | 49.7964 | 49.5464 | 49.5683 | 48.5038 | 53.1261 | 58.2137 | 59.5219 | 62.2158 | 63.2031 | 62.4774 | 63.2041 | 62.2516 | 61.0249 | 57.6279 | 55.8888 | 54.184 | 52.7293 | 49.5844 | 49.0846 | 49.5269 | 0.28356 | 0.22734 | 0.19175 | 0.24989 | 0.30342 | 0.37036 | 0.33786 | 0.32394 | 0.17174 | 0.30552 | 0.28426 | 0.27176 | 0.24859 | 0.2369 | 0.25296 | 0.33703 | 0.27762 | 0.29003 | 0.34517 | 0.3917 | 0.41771 | 0.44112 | 0.39166 | 0.34291
Program Specific1-in-2AllAll2023April Monthly Peak | Program Specific | 1-in-2 | All | All | 2023 | April Monthly Peak | 4 | 25.2186 | 24.3299 | 23.8229 | 23.695 | 24.4938 | 26.7559 | 29.935 | 32.6986 | 35.7345 | 38.0899 | 39.9815 | 41.0196 | 41.6056 | 42.1921 | 42.0387 | 40.9843 | 39.3518 | 37.3015 | 35.011 | 34.8684 | 33.9403 | 31.8223 | 29.1967 | 27.0882 | -0.020554 | 0.047866 | 0.0053253 | 0.019125 | -0.053419 | -0.1065 | -0.221 | -0.19297 | -0.077327 | 0.056269 | 0.31705 | 1.4081 | 1.3907 | 1.3135 | 1.2487 | 1.1607 | 1.1484 | 0.94237 | 0.15642 | 0.11119 | 0.10509 | 0.044864 | 0.046122 | 0.074988 | 58.2773 | 57.9691 | 56.5278 | 54.7658 | 54.7554 | 54.6729 | 55.3776 | 59.726 | 66.5413 | 70.5087 | 73.517 | 75.5436 | 76.7687 | 76.816 | 77.4741 | 76.088 | 74.8486 | 73.6582 | 71.9429 | 68.0465 | 63.1283 | 62.1047 | 60.876 | 59.3889 | 0.25115 | 0.20031 | 0.16851 | 0.21904 | 0.26587 | 0.32402 | 0.28937 | 0.28026 | 0.15175 | 0.27622 | 0.25974 | 0.25235 | 0.23187 | 0.22192 | 0.23586 | 0.31222 | 0.25447 | 0.26061 | 0.30148 | 0.34297 | 0.36931 | 0.39128 | 0.34845 | 0.30536
Program Specific1-in-2AllAll2023May Monthly Peak | Program Specific | 1-in-2 | All | All | 2023 | May Monthly Peak | 5 | 25.2831 | 24.4766 | 23.9689 | 23.8884 | 24.7638 | 27.0272 | 29.9683 | 33.4979 | 36.9649 | 39.3309 | 41.1191 | 42.1563 | 42.6415 | 43.0729 | 42.7824 | 41.5448 | 39.7631 | 37.5461 | 35.118 | 34.6183 | 34.2175 | 31.9672 | 29.3675 | 27.2274 | -0.015806 | 0.048029 | 0.010154 | 0.026529 | -0.041138 | -0.081064 | -0.20105 | -0.15654 | -0.04392 | 0.07538 | 0.34568 | 1.4931 | 1.4766 | 1.3864 | 1.3175 | 1.2465 | 1.2307 | 1.0264 | 0.22129 | 0.1484 | 0.12698 | 0.064283 | 0.066389 | 0.090721 | 59.707 | 59.457 | 59.207 | 58.4593 | 58.1978 | 57.4575 | 61.0571 | 65.1473 | 70.0187 | 74.6766 | 78.8112 | 79.8121 | 78.8436 | 78.4368 | 78.4842 | 77.9602 | 76.7469 | 75.2798 | 72.6457 | 68.9655 | 66.0574 | 64.8307 | 64.5807 | 63.105 | 0.24313 | 0.19515 | 0.16402 | 0.21435 | 0.26171 | 0.31937 | 0.28348 | 0.27956 | 0.15364 | 0.27994 | 0.26206 | 0.25461 | 0.23301 | 0.22149 | 0.23492 | 0.3103 | 0.25247 | 0.2583 | 0.29858 | 0.33784 | 0.36447 | 0.38175 | 0.34066 | 0.29751
Program Specific1-in-2AllAll2023June Monthly Peak | Program Specific | 1-in-2 | All | All | 2023 | June Monthly Peak | 6 | 26.3236 | 25.4469 | 24.9004 | 24.7761 | 25.6762 | 27.8675 | 30.8112 | 34.4639 | 37.7371 | 40.3293 | 42.3587 | 43.3818 | 43.7297 | 43.9641 | 43.6697 | 42.6216 | 41.21 | 39.1816 | 36.7906 | 35.4765 | 35.1159 | 33.0555 | 30.472 | 28.2471 | -0.015689 | 0.050073 | 0.011433 | 0.029039 | -0.040116 | -0.078262 | -0.20269 | -0.15216 | -0.036739 | 0.080691 | 0.36015 | 1.5454 | 1.5258 | 1.4284 | 1.3592 | 1.2982 | 1.2961 | 1.0878 | 0.2454 | 0.16046 | 0.13506 | 0.070679 | 0.073406 | 0.097732 | 60.4695 | 60.4579 | 59.4811 | 59.9475 | 58.7206 | 59.9118 | 60.854 | 64.488 | 67.1912 | 70.6002 | 74.2574 | 77.1993 | 78.2337 | 79.6749 | 79.9374 | 78.5416 | 77.3146 | 76.0889 | 73.8717 | 71.1801 | 67.0357 | 64.6389 | 63.6611 | 62.9114 | 0.25354 | 0.20294 | 0.17072 | 0.22216 | 0.27086 | 0.32931 | 0.29062 | 0.28651 | 0.15581 | 0.28434 | 0.26811 | 0.26067 | 0.23808 | 0.22581 | 0.23985 | 0.31868 | 0.26229 | 0.26868 | 0.3113 | 0.34588 | 0.37312 | 0.39274 | 0.35157 | 0.3075
Program Specific1-in-2AllAll2023July Monthly Peak | Program Specific | 1-in-2 | All | All | 2023 | July Monthly Peak | 7 | 27.5916 | 26.689 | 26.0732 | 25.9796 | 26.9668 | 29.4956 | 32.6669 | 36.2309 | 39.3948 | 41.9791 | 44.0031 | 45.0586 | 45.6337 | 46.0741 | 45.9756 | 45.2818 | 43.9438 | 41.6418 | 38.7545 | 37.1799 | 36.7686 | 34.6381 | 31.9217 | 29.6024 | -0.0073761 | 0.050546 | 0.020274 | 0.043156 | -0.016271 | -0.027573 | -0.16745 | -0.073641 | 0.033723 | 0.11345 | 0.3922 | 1.6251 | 1.6253 | 1.5293 | 1.4671 | 1.4641 | 1.4687 | 1.2665 | 0.37397 | 0.23284 | 0.17653 | 0.10975 | 0.11483 | 0.13084 | 67.772 | 67.2618 | 66.5466 | 66.535 | 66.5225 | 66.5225 | 67.7146 | 69.4293 | 74.2103 | 77.4369 | 78.4835 | 76.9944 | 78.4374 | 81.6269 | 79.9189 | 81.5523 | 83.7087 | 83.1855 | 78.0602 | 73.9557 | 72.2273 | 71.7266 | 69.8077 | 69.7848 | 0.24832 | 0.19956 | 0.16748 | 0.21893 | 0.26815 | 0.32906 | 0.28967 | 0.28191 | 0.15159 | 0.27528 | 0.25793 | 0.24979 | 0.22912 | 0.21795 | 0.23233 | 0.31204 | 0.25846 | 0.26403 | 0.3045 | 0.33748 | 0.36362 | 0.38341 | 0.34293 | 0.30028
Program Specific1-in-2AllAll2023August Monthly Peak | Program Specific | 1-in-2 | All | All | 2023 | August Monthly Peak | 8 | 28.487 | 27.4948 | 26.8615 | 26.7524 | 27.8084 | 30.6002 | 34.2368 | 37.9941 | 41.7562 | 44.75 | 47.233 | 48.508 | 49.1647 | 49.6103 | 49.4489 | 48.4379 | 46.7638 | 44.3182 | 41.0929 | 39.6429 | 38.5713 | 36.0267 | 33.0837 | 30.6543 | -0.0002872 | 0.051759 | 0.028363 | 0.056072 | 0.0046743 | 0.017181 | -0.13815 | -0.0071115 | 0.095709 | 0.14735 | 0.44427 | 1.7994 | 1.814 | 1.7076 | 1.6433 | 1.6666 | 1.6605 | 1.4652 | 0.50344 | 0.30878 | 0.21987 | 0.14735 | 0.1539 | 0.16272 | 70.464 | 70.6647 | 69.6918 | 70.0473 | 69.2928 | 68.8837 | 68.893 | 68.6829 | 71.3911 | 74.7358 | 79.8055 | 82.7684 | 83.9855 | 84.2241 | 84.005 | 83.4338 | 83.1968 | 81.6517 | 78.49 | 75.9905 | 74.0085 | 73.2078 | 71.4928 | 71.8551 | 0.25205 | 0.20196 | 0.16956 | 0.22152 | 0.27141 | 0.33534 | 0.296 | 0.28661 | 0.15578 | 0.28486 | 0.2691 | 0.26192 | 0.2407 | 0.22893 | 0.24414 | 0.32533 | 0.26746 | 0.27454 | 0.31689 | 0.35291 | 0.37529 | 0.39352 | 0.35084 | 0.30654
Program Specific1-in-2AllAll2023September Monthly Peak | Program Specific | 1-in-2 | All | All | 2023 | September Monthly Peak | 9 | 28.4603 | 27.5209 | 26.9201 | 26.8721 | 28.0437 | 30.9306 | 35.1853 | 38.8388 | 43.1637 | 46.5408 | 48.9915 | 50.3355 | 50.9549 | 51.4102 | 51.1379 | 49.6829 | 47.4313 | 44.6899 | 41.6762 | 40.8948 | 38.8619 | 36.0486 | 32.9482 | 30.5174 | 0.00028867 | 0.050899 | 0.028378 | 0.055925 | 0.0058511 | 0.019466 | -0.13785 | -0.0034796 | 0.10149 | 0.15408 | 0.45963 | 1.8632 | 1.8764 | 1.7638 | 1.6938 | 1.7044 | 1.677 | 1.4752 | 0.51223 | 0.31767 | 0.22219 | 0.14829 | 0.15344 | 0.1614 | 65.9018 | 65.175 | 65.8545 | 63.9137 | 64.6038 | 65.2841 | 67.4181 | 68.8948 | 76.1402 | 81.6054 | 87.1054 | 88.4023 | 87.9707 | 89.7853 | 91.5021 | 89.5404 | 87.8735 | 87.3266 | 85.7908 | 80.8958 | 76.5353 | 76.2161 | 74.0339 | 72.546 | 0.2466 | 0.1978 | 0.16627 | 0.21775 | 0.26876 | 0.33218 | 0.29926 | 0.28986 | 0.15971 | 0.29479 | 0.27764 | 0.27036 | 0.24808 | 0.23551 | 0.25048 | 0.33064 | 0.26832 | 0.27442 | 0.31883 | 0.35904 | 0.37576 | 0.39105 | 0.34569 | 0.30146
Program Specific1-in-2AllAll2023October Monthly Peak | Program Specific | 1-in-2 | All | All | 2023 | October Monthly Peak | 10 | 27.2442 | 26.3424 | 25.7542 | 25.6333 | 26.6117 | 29.0515 | 33.0515 | 36.0684 | 39.6864 | 42.8538 | 45.5399 | 47.2559 | 48.1964 | 49.0386 | 48.8742 | 47.4937 | 45.2858 | 42.5017 | 40.6275 | 39.1369 | 37.0223 | 34.3471 | 31.482 | 29.2027 | -0.010199 | 0.05106 | 0.017716 | 0.039344 | -0.023754 | -0.04281 | -0.18271 | -0.09849 | 0.013634 | 0.10801 | 0.4002 | 1.6965 | 1.7001 | 1.6122 | 1.5451 | 1.5062 | 1.485 | 1.2663 | 0.35635 | 0.22417 | 0.16888 | 0.10004 | 0.1046 | 0.12365 | 62.7093 | 62.4363 | 62.6389 | 61.447 | 61.6401 | 59.9589 | 61.1287 | 64.2498 | 69.5878 | 74.994 | 79.1622 | 81.164 | 83.9126 | 85.8323 | 85.5939 | 84.6401 | 83.7212 | 82.0767 | 76.6571 | 70.3655 | 68.3669 | 65.9368 | 64.9243 | 63.2556 | 0.25447 | 0.20386 | 0.17103 | 0.22283 | 0.27271 | 0.33139 | 0.29719 | 0.28782 | 0.1571 | 0.28836 | 0.27348 | 0.26772 | 0.24627 | 0.23619 | 0.25169 | 0.33303 | 0.27094 | 0.27659 | 0.32386 | 0.35872 | 0.3756 | 0.39103 | 0.34937 | 0.30702
Program Specific1-in-2AllAll2023November Monthly Peak | Program Specific | 1-in-2 | All | All | 2023 | November Monthly Peak | 11 | 24.8715 | 24.1916 | 23.7872 | 23.8249 | 24.8325 | 27.0776 | 30.0787 | 32.9925 | 35.905 | 38.0899 | 39.8803 | 40.8063 | 41.3123 | 41.8186 | 41.5034 | 40.1109 | 38.6871 | 38.0922 | 35.7967 | 34.0159 | 32.5185 | 30.4431 | 28.1635 | 26.3549 | -0.023947 | 0.048515 | 0.0021585 | 0.014433 | -0.064714 | -0.12861 | -0.24043 | -0.2285 | -0.10562 | 0.04599 | 0.31365 | 1.4083 | 1.3849 | 1.3057 | 1.2396 | 1.1291 | 1.1221 | 0.92306 | 0.11643 | 0.085963 | 0.089562 | 0.030516 | 0.03118 | 0.063256 | 60.2372 | 59.8742 | 59.6197 | 59.5929 | 60.0009 | 60.5823 | 59.7825 | 59.5645 | 62.7074 | 65.7072 | 68.1241 | 69.9427 | 71.1356 | 71.5354 | 70.152 | 69.9427 | 68.7725 | 66.7805 | 65.4071 | 63.837 | 63.0651 | 62.6292 | 61.8387 | 61.611 | 0.25836 | 0.20737 | 0.17482 | 0.22904 | 0.28155 | 0.33955 | 0.30097 | 0.294 | 0.15944 | 0.29047 | 0.27348 | 0.26512 | 0.24352 | 0.23312 | 0.24829 | 0.32801 | 0.26806 | 0.27724 | 0.31887 | 0.3504 | 0.37245 | 0.39164 | 0.35074 | 0.30964
Program Specific1-in-2AllAll2023December Monthly Peak | Program Specific | 1-in-2 | All | All | 2023 | December Monthly Peak | 12 | 23.452 | 22.8979 | 22.6252 | 22.6906 | 23.687 | 25.9157 | 28.8996 | 31.5429 | 33.7384 | 34.8854 | 35.5631 | 35.681 | 35.5811 | 35.5779 | 35.1735 | 34.2044 | 33.6152 | 34.0783 | 32.7739 | 31.3105 | 30.034 | 28.3823 | 26.3924 | 24.7894 | -0.040179 | 0.047776 | -0.015478 | -0.013307 | -0.11265 | -0.2293 | -0.31961 | -0.38251 | -0.23955 | -0.019172 | 0.22466 | 1.1191 | 1.0585 | 0.98222 | 0.91775 | 0.75072 | 0.76493 | 0.57246 | -0.13255 | -0.054253 | 0.0092462 | -0.04248 | -0.047842 | -0.00034358 | 48.4118 | 48.1504 | 46.926 | 48.081 | 46.865 | 47.0708 | 46.594 | 45.8652 | 52.8955 | 57.6795 | 61.6688 | 62.9404 | 62.3671 | 66.0472 | 65.057 | 63.5126 | 61.7842 | 59.6064 | 57.9262 | 54.7204 | 53.4834 | 51.983 | 52.1876 | 52.1634 | 0.28607 | 0.23052 | 0.19533 | 0.25524 | 0.3133 | 0.3783 | 0.33862 | 0.32674 | 0.17442 | 0.31063 | 0.28483 | 0.27117 | 0.24563 | 0.23216 | 0.24683 | 0.32987 | 0.27666 | 0.29485 | 0.346 | 0.38309 | 0.40733 | 0.43203 | 0.3879 | 0.34149
Program Specific1-in-2AllAll2023Typical Event Day | Program Specific | 1-in-2 | All | All | 2023 | Typical Event Day | 8 | 28.1902 | 27.2232 | 26.6031 | 26.5017 | 27.5301 | 30.2648 | 33.8661 | 37.4899 | 40.9941 | 43.6986 | 45.9143 | 47.0384 | 47.6555 | 48.1337 | 48.0338 | 47.0849 | 45.525 | 43.2011 | 40.1982 | 38.8586 | 37.8977 | 35.4648 | 32.5977 | 30.224 | -0.0062425 | 0.051579 | 0.022057 | 0.046288 | -0.012576 | -0.019447 | -0.16596 | -0.062108 | 0.046578 | 0.1225 | 0.41088 | 1.6995 | 1.7035 | 1.6045 | 1.543 | 1.5379 | 1.5358 | 1.3366 | 0.40997 | 0.25591 | 0.18993 | 0.1199 | 0.12518 | 0.13993 | 66.1519 | 65.8899 | 65.3936 | 65.1109 | 64.785 | 65.1506 | 66.2199 | 67.8738 | 72.2332 | 76.0945 | 79.9129 | 81.341 | 82.1567 | 83.8277 | 83.8408 | 83.2669 | 83.0233 | 82.0631 | 79.0531 | 75.5055 | 72.4517 | 71.4474 | 69.7489 | 69.2744 | 0.25398 | 0.20361 | 0.17098 | 0.22344 | 0.27341 | 0.33727 | 0.29785 | 0.28805 | 0.15578 | 0.28288 | 0.2657 | 0.25796 | 0.23688 | 0.22556 | 0.24093 | 0.32141 | 0.26492 | 0.27238 | 0.31558 | 0.35222 | 0.37555 | 0.39467 | 0.35202 | 0.30767
Program Specific1-in-2AllAll2024January Monthly Peak | Program Specific | 1-in-2 | All | All | 2024 | January Monthly Peak | 1 | 22.8857 | 22.3211 | 22.1454 | 22.2897 | 23.4418 | 25.8609 | 29.7114 | 32.4063 | 34.106 | 34.5139 | 34.665 | 34.3487 | 33.9714 | 33.7026 | 33.1322 | 32.3569 | 31.9856 | 32.7918 | 31.9935 | 30.6118 | 29.4066 | 27.8144 | 25.9174 | 24.4021 | -0.045981 | 0.046579 | -0.021642 | -0.023016 | -0.13102 | -0.27021 | -0.36027 | -0.45414 | -0.29439 | -0.041468 | 0.20416 | 1.0646 | 0.99265 | 0.91554 | 0.84649 | 0.65666 | 0.66964 | 0.46791 | -0.21344 | -0.099451 | -0.016148 | -0.068609 | -0.072972 | -0.020175 | 46.7562 | 46.246 | 46.8914 | 46.6384 | 45.4256 | 44.6968 | 45.9128 | 45.1621 | 47.5909 | 51.7724 | 54.5226 | 56.9979 | 58.5112 | 58.5363 | 58.7747 | 57.8329 | 56.1402 | 54.1503 | 51.4715 | 50.0288 | 46.6108 | 45.1008 | 41.9571 | 41.3963 | 0.29738 | 0.23855 | 0.2029 | 0.26634 | 0.33034 | 0.40394 | 0.36799 | 0.35684 | 0.18829 | 0.33218 | 0.30464 | 0.28768 | 0.26043 | 0.24538 | 0.25888 | 0.346 | 0.28852 | 0.30642 | 0.36365 | 0.4019 | 0.4276 | 0.45328 | 0.40829 | 0.3596
Program Specific1-in-2AllAll2024February Monthly Peak | Program Specific | 1-in-2 | All | All | 2024 | February Monthly Peak | 2 | 23.3326 | 22.7031 | 22.4665 | 22.6091 | 23.667 | 26.0566 | 29.6231 | 32.1075 | 34.0161 | 34.7908 | 35.3934 | 35.3861 | 35.2976 | 35.2 | 34.7994 | 33.8879 | 33.0194 | 33.2721 | 33.1373 | 31.642 | 30.342 | 28.544 | 26.4499 | 24.8558 | -0.044413 | 0.047382 | -0.019453 | -0.019717 | -0.12515 | -0.25683 | -0.34851 | -0.42526 | -0.27245 | -0.032886 | 0.21324 | 1.0987 | 1.0365 | 0.95976 | 0.89337 | 0.7059 | 0.71023 | 0.50907 | -0.18739 | -0.084336 | -0.006595 | -0.060132 | -0.063846 | -0.012551 | 48.8134 | 49.2565 | 48.0312 | 46.9855 | 45.7917 | 44.8278 | 43.8619 | 43.8388 | 49.1516 | 53.5361 | 55.594 | 56.8297 | 58.0466 | 58.538 | 58.0466 | 57.0807 | 55.889 | 53.7334 | 51.5191 | 49.5892 | 48.3241 | 45.6918 | 45.1564 | 45.0997 | 0.29671 | 0.23751 | 0.20114 | 0.26467 | 0.32602 | 0.39709 | 0.36037 | 0.34432 | 0.18237 | 0.32276 | 0.29866 | 0.28392 | 0.25896 | 0.24451 | 0.25935 | 0.34486 | 0.28452 | 0.30423 | 0.36619 | 0.40477 | 0.42995 | 0.45307 | 0.40495 | 0.35676
Program Specific1-in-2AllAll2024March Monthly Peak | Program Specific | 1-in-2 | All | All | 2024 | March Monthly Peak | 3 | 24.2575 | 23.5118 | 23.1165 | 23.0699 | 23.902 | 26.1918 | 29.9306 | 32.3589 | 34.3211 | 35.4782 | 36.5486 | 36.9129 | 37.1471 | 37.5173 | 37.417 | 36.6625 | 35.5939 | 34.5452 | 33.6591 | 33.3779 | 32.1051 | 30.1862 | 27.8095 | 25.9436 | -0.039561 | 0.047764 | -0.014395 | -0.01143 | -0.10802 | -0.22132 | -0.31944 | -0.37325 | -0.22858 | -0.013748 | 0.23402 | 1.1622 | 1.113 | 1.043 | 0.98302 | 0.8174 | 0.81939 | 0.60539 | -0.11161 | -0.043049 | 0.01753 | -0.038739 | -0.040859 | 0.0062245 | 51.4253 | 51.6171 | 51.5707 | 50.5478 | 49.7969 | 49.5469 | 49.5691 | 48.5065 | 53.1274 | 58.2134 | 59.5222 | 62.2155 | 63.2026 | 62.4771 | 63.2036 | 62.2516 | 61.0252 | 57.6293 | 55.8903 | 54.186 | 52.7317 | 49.5879 | 49.0881 | 49.5298 | 0.28658 | 0.22975 | 0.19378 | 0.25255 | 0.30666 | 0.37432 | 0.34147 | 0.32739 | 0.17357 | 0.3088 | 0.28731 | 0.27463 | 0.2512 | 0.23938 | 0.25561 | 0.34057 | 0.2805 | 0.29305 | 0.34883 | 0.3959 | 0.42219 | 0.44585 | 0.39583 | 0.34656
Program Specific1-in-2AllAll2024April Monthly Peak | Program Specific | 1-in-2 | All | All | 2024 | April Monthly Peak | 4 | 25.3191 | 24.4276 | 23.9189 | 23.7903 | 24.5924 | 26.8631 | 30.053 | 32.8261 | 35.8674 | 38.2267 | 40.122 | 41.1608 | 41.7476 | 42.3351 | 42.1797 | 41.1205 | 39.4827 | 37.4268 | 35.1308 | 34.9871 | 34.0579 | 31.9362 | 29.3065 | 27.1944 | -0.020833 | 0.048298 | 0.0052693 | 0.019205 | -0.054081 | -0.10771 | -0.22346 | -0.19513 | -0.078192 | 0.056845 | 0.32013 | 1.4198 | 1.4022 | 1.3241 | 1.2589 | 1.1701 | 1.1579 | 0.94971 | 0.15792 | 0.11239 | 0.10627 | 0.045337 | 0.046697 | 0.075845 | 58.2803 | 57.9714 | 56.5308 | 54.7686 | 54.7581 | 54.6747 | 55.3789 | 59.7257 | 66.5391 | 70.5062 | 73.5146 | 75.5414 | 76.7662 | 76.8141 | 77.4711 | 76.0863 | 74.847 | 73.6573 | 71.9423 | 68.047 | 63.1296 | 62.1058 | 60.8773 | 59.3904 | 0.25382 | 0.20244 | 0.17029 | 0.22136 | 0.26871 | 0.32748 | 0.29246 | 0.28325 | 0.15335 | 0.27918 | 0.26252 | 0.255 | 0.23429 | 0.22424 | 0.23831 | 0.31549 | 0.2571 | 0.26331 | 0.30468 | 0.34665 | 0.37327 | 0.39547 | 0.35216 | 0.30861
Program Specific1-in-2AllAll2024May Monthly Peak | Program Specific | 1-in-2 | All | All | 2024 | May Monthly Peak | 5 | 25.3837 | 24.575 | 24.0655 | 23.9849 | 24.8643 | 27.1368 | 30.0882 | 33.6297 | 37.1046 | 39.4749 | 41.2664 | 42.3042 | 42.7897 | 43.2209 | 42.9281 | 41.6854 | 39.8981 | 37.6753 | 35.2414 | 34.74 | 34.338 | 32.0822 | 29.4786 | 27.3345 | -0.016034 | 0.048465 | 0.010156 | 0.026694 | -0.041661 | -0.081995 | -0.20329 | -0.1583 | -0.044427 | 0.076162 | 0.34908 | 1.5056 | 1.4889 | 1.3977 | 1.3284 | 1.2568 | 1.2409 | 1.0345 | 0.22344 | 0.14999 | 0.1284 | 0.064979 | 0.067188 | 0.091752 | 59.7092 | 59.4592 | 59.2092 | 58.4616 | 58.1999 | 57.4597 | 61.0577 | 65.1462 | 70.0162 | 74.6732 | 78.8065 | 79.8075 | 78.8392 | 78.4335 | 78.4814 | 77.9571 | 76.7442 | 75.2774 | 72.6446 | 68.9652 | 66.058 | 64.8316 | 64.5816 | 63.1061 | 0.24572 | 0.19722 | 0.16575 | 0.21663 | 0.2645 | 0.32278 | 0.28651 | 0.28255 | 0.15527 | 0.28294 | 0.26486 | 0.25728 | 0.23545 | 0.2238 | 0.23736 | 0.31356 | 0.25508 | 0.26098 | 0.30175 | 0.34146 | 0.36837 | 0.38584 | 0.34428 | 0.30068
Program Specific1-in-2AllAll2024June Monthly Peak | Program Specific | 1-in-2 | All | All | 2024 | June Monthly Peak | 6 | 26.4294 | 25.5502 | 25.0019 | 24.8769 | 25.7811 | 27.9814 | 30.9351 | 34.5999 | 37.8796 | 40.4763 | 42.5103 | 43.5342 | 43.8821 | 44.1161 | 43.8197 | 42.7673 | 41.3515 | 39.317 | 36.9202 | 35.6021 | 35.2402 | 33.1747 | 30.5875 | 28.3585 | -0.015917 | 0.05053 | 0.011448 | 0.02923 | -0.040628 | -0.079161 | -0.20494 | -0.15387 | -0.037172 | 0.081528 | 0.36368 | 1.5585 | 1.5386 | 1.4402 | 1.3704 | 1.309 | 1.307 | 1.0965 | 0.24779 | 0.16217 | 0.13657 | 0.071446 | 0.074283 | 0.098841 | 60.4718 | 60.4601 | 59.4835 | 59.9496 | 58.723 | 59.9136 | 60.8551 | 64.4878 | 67.1906 | 70.5986 | 74.2548 | 77.1961 | 78.2309 | 79.6715 | 79.9341 | 78.5394 | 77.3126 | 76.0872 | 73.8704 | 71.1793 | 67.036 | 64.6404 | 63.6629 | 62.9131 | 0.25624 | 0.20509 | 0.17252 | 0.22452 | 0.27375 | 0.33283 | 0.29373 | 0.28956 | 0.15746 | 0.28738 | 0.27098 | 0.2634 | 0.24056 | 0.22816 | 0.24234 | 0.32202 | 0.26501 | 0.27146 | 0.31461 | 0.34959 | 0.37712 | 0.39695 | 0.35531 | 0.31077
Program Specific1-in-2AllAll2024July Monthly Peak | Program Specific | 1-in-2 | All | All | 2024 | July Monthly Peak | 7 | 27.7003 | 26.7957 | 26.1777 | 26.084 | 27.0759 | 29.6153 | 32.7965 | 36.3713 | 39.54 | 42.1282 | 44.1556 | 45.2108 | 45.7865 | 46.2269 | 46.1268 | 45.4305 | 44.0893 | 41.7807 | 38.8871 | 37.3082 | 36.8953 | 34.7599 | 32.0397 | 29.7165 | -0.0075078 | 0.051022 | 0.020405 | 0.043522 | -0.016503 | -0.027899 | -0.1693 | -0.074493 | 0.034045 | 0.11464 | 0.39612 | 1.6389 | 1.639 | 1.542 | 1.4793 | 1.4763 | 1.4811 | 1.2769 | 0.37764 | 0.23531 | 0.1785 | 0.11097 | 0.11616 | 0.13231 | 67.7723 | 67.2619 | 66.5471 | 66.5354 | 66.5227 | 66.5227 | 67.7142 | 69.4286 | 74.2073 | 77.4336 | 78.4807 | 76.9917 | 78.4341 | 81.623 | 79.918 | 81.5502 | 83.7056 | 83.1822 | 78.0582 | 73.9553 | 72.2271 | 71.7263 | 69.8083 | 69.7851 | 0.25097 | 0.20168 | 0.16925 | 0.22126 | 0.27101 | 0.33258 | 0.29276 | 0.28492 | 0.1532 | 0.27823 | 0.26069 | 0.2524 | 0.23151 | 0.22021 | 0.23473 | 0.31531 | 0.26113 | 0.26676 | 0.30773 | 0.34109 | 0.36752 | 0.38752 | 0.34658 | 0.30348
Program Specific1-in-2AllAll2024August Monthly Peak | Program Specific | 1-in-2 | All | All | 2024 | August Monthly Peak | 8 | 28.6009 | 27.6061 | 26.9707 | 26.8614 | 27.9223 | 30.726 | 34.3733 | 38.141 | 41.9097 | 44.9086 | 47.3967 | 48.6724 | 49.3301 | 49.7757 | 49.6129 | 48.5977 | 46.9188 | 44.4672 | 41.2353 | 39.7813 | 38.7064 | 36.156 | 33.2084 | 30.7746 | -0.00033905 | 0.052257 | 0.028595 | 0.056593 | 0.0046822 | 0.017356 | -0.13968 | -0.007237 | 0.096693 | 0.14891 | 0.44878 | 1.8148 | 1.8295 | 1.722 | 1.657 | 1.6807 | 1.6746 | 1.4774 | 0.50842 | 0.31205 | 0.22231 | 0.149 | 0.15565 | 0.16454 | 70.4647 | 70.6654 | 69.6928 | 70.0478 | 69.2938 | 68.8846 | 68.8939 | 68.6838 | 71.391 | 74.7351 | 79.8035 | 82.766 | 83.9832 | 84.2222 | 84.0029 | 83.432 | 83.1947 | 81.6502 | 78.4888 | 75.9904 | 74.0086 | 73.2079 | 71.4938 | 71.8557 | 0.25474 | 0.20411 | 0.17136 | 0.22387 | 0.27431 | 0.33893 | 0.29917 | 0.28967 | 0.15743 | 0.28791 | 0.27198 | 0.26466 | 0.24321 | 0.23131 | 0.24667 | 0.32874 | 0.27022 | 0.27739 | 0.32025 | 0.35669 | 0.37931 | 0.39774 | 0.35458 | 0.3098
Program Specific1-in-2AllAll2024September Monthly Peak | Program Specific | 1-in-2 | All | All | 2024 | September Monthly Peak | 9 | 28.5713 | 27.6296 | 27.0268 | 26.9788 | 28.1562 | 31.0548 | 35.323 | 38.9871 | 43.321 | 46.705 | 49.1605 | 50.5053 | 51.1255 | 51.5804 | 51.3061 | 49.8452 | 47.5866 | 44.8386 | 41.8194 | 41.0353 | 38.9971 | 36.177 | 33.0709 | 30.6354 | 0.00024219 | 0.051387 | 0.028611 | 0.056444 | 0.005872 | 0.019667 | -0.13938 | -0.0035654 | 0.10253 | 0.15571 | 0.4643 | 1.8792 | 1.8925 | 1.7787 | 1.708 | 1.7188 | 1.6913 | 1.4874 | 0.51729 | 0.32103 | 0.22466 | 0.14994 | 0.15519 | 0.1632 | 65.9034 | 65.1769 | 65.8556 | 63.9154 | 64.6049 | 65.2845 | 67.4172 | 68.8937 | 76.1364 | 81.6012 | 87.1012 | 88.3986 | 87.9678 | 89.7803 | 91.4968 | 89.5382 | 87.8721 | 87.3248 | 85.7886 | 80.8947 | 76.5357 | 76.2158 | 74.0342 | 72.5464 | 0.24923 | 0.1999 | 0.16803 | 0.22007 | 0.27163 | 0.33573 | 0.30246 | 0.29295 | 0.1614 | 0.29795 | 0.28061 | 0.27319 | 0.25067 | 0.23796 | 0.25308 | 0.33411 | 0.27109 | 0.27726 | 0.32221 | 0.36289 | 0.37979 | 0.39524 | 0.34938 | 0.30467
Program Specific1-in-2AllAll2024October Monthly Peak | Program Specific | 1-in-2 | All | All | 2024 | October Monthly Peak | 10 | 27.3547 | 26.4504 | 25.86 | 25.7385 | 26.7216 | 29.1706 | 33.1827 | 36.2103 | 39.8356 | 43.0083 | 45.6999 | 47.4175 | 48.3589 | 49.2025 | 49.0364 | 47.6507 | 45.4366 | 42.6459 | 40.7667 | 39.2713 | 37.1519 | 34.4702 | 31.6012 | 29.3184 | -0.010362 | 0.051539 | 0.017815 | 0.039665 | -0.024073 | -0.043309 | -0.18474 | -0.09961 | 0.013742 | 0.10915 | 0.40421 | 1.7109 | 1.7145 | 1.6256 | 1.5579 | 1.5188 | 1.4975 | 1.2766 | 0.35985 | 0.22655 | 0.17076 | 0.10114 | 0.10581 | 0.12504 | 62.7116 | 62.4383 | 62.6404 | 61.4491 | 61.6416 | 59.9611 | 61.1301 | 64.2498 | 69.5861 | 74.9912 | 79.1586 | 81.1605 | 83.9091 | 85.8278 | 85.5896 | 84.6363 | 83.7182 | 82.0748 | 76.6561 | 70.3667 | 68.3681 | 65.9388 | 64.9261 | 63.2583 | 0.25718 | 0.20603 | 0.17284 | 0.2252 | 0.27563 | 0.33494 | 0.30036 | 0.2909 | 0.15877 | 0.29145 | 0.27641 | 0.27053 | 0.24884 | 0.23865 | 0.25431 | 0.33652 | 0.27374 | 0.27946 | 0.3273 | 0.36256 | 0.37962 | 0.39522 | 0.3531 | 0.31029
Program Specific1-in-2AllAll2024November Monthly Peak | Program Specific | 1-in-2 | All | All | 2024 | November Monthly Peak | 11 | 24.9725 | 24.2904 | 23.8843 | 23.9221 | 24.9345 | 27.1872 | 30.1984 | 33.1231 | 36.0416 | 38.2307 | 40.0253 | 40.9519 | 41.4587 | 41.9663 | 41.6496 | 40.252 | 38.8231 | 38.2226 | 35.9202 | 34.1344 | 32.6347 | 30.5545 | 28.2714 | 26.46 | -0.024265 | 0.04895 | 0.0020598 | 0.014454 | -0.065507 | -0.13008 | -0.2431 | -0.23103 | -0.10679 | 0.046454 | 0.31668 | 1.42 | 1.3964 | 1.3163 | 1.2498 | 1.1384 | 1.1314 | 0.93019 | 0.11752 | 0.086893 | 0.090572 | 0.030825 | 0.031593 | 0.063984 | 60.2376 | 59.875 | 59.6199 | 59.5929 | 60.0009 | 60.5821 | 59.7823 | 59.5641 | 62.7064 | 65.7062 | 68.1233 | 69.9421 | 71.1349 | 71.5348 | 70.1515 | 69.9421 | 68.7722 | 66.7803 | 65.4072 | 63.8374 | 63.0658 | 62.6295 | 61.8391 | 61.6111 | 0.26112 | 0.20957 | 0.17666 | 0.23147 | 0.28455 | 0.34318 | 0.30419 | 0.29714 | 0.16113 | 0.29358 | 0.27641 | 0.26791 | 0.24608 | 0.23556 | 0.25088 | 0.33146 | 0.27084 | 0.28012 | 0.32225 | 0.35416 | 0.37644 | 0.39583 | 0.35448 | 0.31293
Program Specific1-in-2AllAll2024December Monthly Peak | Program Specific | 1-in-2 | All | All | 2024 | December Monthly Peak | 12 | 23.5462 | 22.9904 | 22.7167 | 22.7819 | 23.7825 | 26.0184 | 29.013 | 31.665 | 33.8641 | 35.0122 | 35.6902 | 35.8065 | 35.7056 | 35.7019 | 35.2961 | 34.3242 | 33.734 | 34.1958 | 32.8872 | 31.4201 | 30.1413 | 28.4861 | 26.4929 | 24.8869 | -0.040682 | 0.048179 | -0.015805 | -0.013625 | -0.11401 | -0.23191 | -0.32317 | -0.38674 | -0.24215 | -0.019418 | 0.22667 | 1.128 | 1.0668 | 0.98973 | 0.92495 | 0.75656 | 0.77092 | 0.57629 | -0.13394 | -0.054796 | 0.009372 | -0.043025 | -0.048288 | -0.00031207 | 48.4135 | 48.152 | 46.9278 | 48.0819 | 46.8662 | 47.0715 | 46.595 | 45.8664 | 52.8944 | 57.6787 | 61.6679 | 62.9398 | 62.3683 | 66.0478 | 65.0576 | 63.5127 | 61.7846 | 59.6075 | 57.9281 | 54.7228 | 53.4859 | 51.9855 | 52.1896 | 52.1651 | 0.28911 | 0.23297 | 0.19739 | 0.25795 | 0.31664 | 0.38234 | 0.34223 | 0.33022 | 0.17627 | 0.31395 | 0.28788 | 0.27402 | 0.24821 | 0.2346 | 0.2494 | 0.33334 | 0.27953 | 0.29792 | 0.34967 | 0.38719 | 0.4117 | 0.43666 | 0.39201 | 0.34511
Program Specific1-in-2AllAll2024Typical Event Day | Program Specific | 1-in-2 | All | All | 2024 | Typical Event Day | 8 | 28.3023 | 27.3329 | 26.7107 | 26.6091 | 27.6422 | 30.3884 | 34.0003 | 37.6341 | 41.1441 | 43.8525 | 46.0721 | 47.1965 | 47.8145 | 48.2928 | 48.1918 | 47.239 | 45.6749 | 43.3454 | 40.3368 | 38.9936 | 38.0298 | 35.5914 | 32.72 | 30.3419 | -0.0063613 | 0.052068 | 0.02221 | 0.046692 | -0.012765 | -0.019682 | -0.16779 | -0.062834 | 0.047036 | 0.1238 | 0.41501 | 1.714 | 1.7179 | 1.6179 | 1.5558 | 1.5507 | 1.5487 | 1.3475 | 0.41401 | 0.25862 | 0.19204 | 0.12123 | 0.12662 | 0.1415 | 66.1531 | 65.8912 | 65.3948 | 65.1121 | 64.7862 | 65.1514 | 66.2201 | 67.8735 | 72.2313 | 76.0921 | 79.91 | 81.338 | 82.1539 | 83.8241 | 83.8379 | 83.2649 | 83.0211 | 82.061 | 79.0515 | 75.5049 | 72.4519 | 71.4477 | 69.7499 | 69.2752 | 0.25669 | 0.20578 | 0.1728 | 0.22582 | 0.27633 | 0.34088 | 0.30104 | 0.29113 | 0.15743 | 0.28591 | 0.26854 | 0.26066 | 0.23935 | 0.2279 | 0.24343 | 0.32477 | 0.26765 | 0.2752 | 0.31893 | 0.356 | 0.37958 | 0.3989 | 0.35577 | 0.31094
Program Specific1-in-2AllAll2025January Monthly Peak | Program Specific | 1-in-2 | All | All | 2025 | January Monthly Peak | 1 | 22.978 | 22.4113 | 22.2348 | 22.3793 | 23.5367 | 25.9643 | 29.8273 | 32.5317 | 34.2339 | 34.6421 | 34.794 | 34.4754 | 34.0974 | 33.8278 | 33.2549 | 32.4766 | 32.1034 | 32.9074 | 32.106 | 30.7203 | 29.5129 | 27.9171 | 26.0173 | 24.4991 | -0.046542 | 0.046971 | -0.02204 | -0.023444 | -0.13258 | -0.27327 | -0.36428 | -0.45915 | -0.29758 | -0.041949 | 0.20595 | 1.0731 | 1.0004 | 0.92255 | 0.85316 | 0.66172 | 0.67483 | 0.47078 | -0.21564 | -0.10047 | -0.016303 | -0.069433 | -0.073703 | -0.020368 | 46.759 | 46.2486 | 46.8929 | 46.6398 | 45.4275 | 44.6989 | 45.9146 | 45.1639 | 47.5918 | 51.7726 | 54.5228 | 56.9979 | 58.5113 | 58.5367 | 58.775 | 57.8338 | 56.1417 | 54.1519 | 51.4739 | 50.0318 | 46.6147 | 45.1046 | 41.9619 | 41.4005 | 0.30055 | 0.24109 | 0.20504 | 0.26917 | 0.33387 | 0.40826 | 0.37192 | 0.36064 | 0.19029 | 0.33573 | 0.3079 | 0.29072 | 0.26318 | 0.24796 | 0.2616 | 0.34965 | 0.29154 | 0.30961 | 0.36751 | 0.40621 | 0.43218 | 0.45813 | 0.41264 | 0.36343
Program Specific1-in-2AllAll2025February Monthly Peak | Program Specific | 1-in-2 | All | All | 2025 | February Monthly Peak | 2 | 23.4269 | 22.7949 | 22.5572 | 22.7003 | 23.7628 | 26.1606 | 29.7394 | 32.2313 | 34.1427 | 34.9178 | 35.5223 | 35.5133 | 35.425 | 35.3267 | 34.9243 | 34.0091 | 33.1374 | 33.3896 | 33.253 | 31.7537 | 30.4513 | 28.649 | 26.5512 | 24.9541 | -0.044959 | 0.047781 | -0.019826 | -0.020107 | -0.12663 | -0.25973 | -0.35239 | -0.42995 | -0.27541 | -0.033275 | 0.21512 | 1.1074 | 1.0446 | 0.96708 | 0.90037 | 0.71133 | 0.71574 | 0.51233 | -0.18933 | -0.085195 | -0.0066435 | -0.060862 | -0.064475 | -0.012659 | 48.8167 | 49.2592 | 48.0342 | 46.988 | 45.7948 | 44.8313 | 43.8657 | 43.8424 | 49.1532 | 53.5365 | 55.595 | 56.8306 | 58.0471 | 58.5384 | 58.0471 | 57.0815 | 55.8904 | 53.7359 | 51.5219 | 49.5929 | 48.3275 | 45.6965 | 45.1607 | 45.1035 | 0.29987 | 0.24003 | 0.20327 | 0.26748 | 0.32949 | 0.40133 | 0.36421 | 0.348 | 0.1843 | 0.32621 | 0.30186 | 0.28692 | 0.26168 | 0.24708 | 0.26206 | 0.3485 | 0.28748 | 0.3074 | 0.37007 | 0.40911 | 0.43456 | 0.45792 | 0.40926 | 0.36055
Program Specific1-in-2AllAll2025March Monthly Peak | Program Specific | 1-in-2 | All | All | 2025 | March Monthly Peak | 3 | 24.3532 | 23.6054 | 23.2086 | 23.1615 | 23.9968 | 26.2951 | 30.0468 | 32.483 | 34.4482 | 35.6062 | 36.679 | 37.042 | 37.2766 | 37.6472 | 37.5457 | 36.7877 | 35.7156 | 34.6638 | 33.7752 | 33.4927 | 32.2179 | 30.2948 | 27.9137 | 26.0442 | -0.040052 | 0.048174 | -0.014701 | -0.011716 | -0.10931 | -0.22383 | -0.323 | -0.37737 | -0.23106 | -0.01393 | 0.23614 | 1.1715 | 1.1218 | 1.051 | 0.99074 | 0.82373 | 0.82579 | 0.60952 | -0.11279 | -0.043473 | 0.017748 | -0.039223 | -0.041238 | 0.006323 | 51.4271 | 51.6184 | 51.5715 | 50.5483 | 49.7974 | 49.5474 | 49.5698 | 48.5092 | 53.1288 | 58.213 | 59.5224 | 62.2151 | 63.2021 | 62.4769 | 63.2031 | 62.2517 | 61.0255 | 57.6307 | 55.8917 | 54.188 | 52.7342 | 49.5915 | 49.0917 | 49.5328 | 0.28963 | 0.23219 | 0.19582 | 0.25523 | 0.30993 | 0.37832 | 0.34512 | 0.33089 | 0.17541 | 0.3121 | 0.29038 | 0.27752 | 0.25384 | 0.24189 | 0.25828 | 0.34416 | 0.28341 | 0.2961 | 0.35254 | 0.40015 | 0.42672 | 0.45062 | 0.40005 | 0.35025
Program Specific1-in-2AllAll2025April Monthly Peak | Program Specific | 1-in-2 | All | All | 2025 | April Monthly Peak | 4 | 25.4207 | 24.5263 | 24.0158 | 23.8865 | 24.692 | 26.9715 | 30.1723 | 32.9549 | 36.0017 | 38.3649 | 40.264 | 41.3034 | 41.8911 | 42.4796 | 42.3222 | 41.2582 | 39.6149 | 37.5533 | 35.2517 | 35.107 | 34.1768 | 32.0513 | 29.4174 | 27.3016 | -0.021115 | 0.048734 | 0.0052128 | 0.019287 | -0.05475 | -0.10894 | -0.22594 | -0.19731 | -0.079066 | 0.057427 | 0.32324 | 1.4316 | 1.4138 | 1.3349 | 1.2691 | 1.1797 | 1.1674 | 0.95711 | 0.15943 | 0.11359 | 0.10746 | 0.045814 | 0.047279 | 0.076711 | 58.2833 | 57.9738 | 56.5337 | 54.7715 | 54.7608 | 54.6766 | 55.3803 | 59.7254 | 66.5368 | 70.5036 | 73.5121 | 75.5392 | 76.7637 | 76.8121 | 77.4682 | 76.0845 | 74.8454 | 73.6563 | 71.9417 | 68.0474 | 63.131 | 62.1069 | 60.8786 | 59.3919 | 0.25653 | 0.20459 | 0.17209 | 0.22372 | 0.27157 | 0.33098 | 0.29558 | 0.28627 | 0.15498 | 0.28217 | 0.26533 | 0.25767 | 0.23674 | 0.22658 | 0.24079 | 0.3188 | 0.25975 | 0.26603 | 0.30791 | 0.35036 | 0.37727 | 0.3997 | 0.3559 | 0.31189
Program Specific1-in-2AllAll2025May Monthly Peak | Program Specific | 1-in-2 | All | All | 2025 | May Monthly Peak | 5 | 25.4853 | 24.6745 | 24.1631 | 24.0823 | 24.9659 | 27.2475 | 30.2094 | 33.7629 | 37.2458 | 39.6203 | 41.4151 | 42.4537 | 42.9393 | 43.3704 | 43.0754 | 41.8276 | 40.0344 | 37.8057 | 35.366 | 34.863 | 34.4597 | 32.1985 | 29.5909 | 27.4426 | -0.016265 | 0.048905 | 0.010157 | 0.026862 | -0.042189 | -0.082935 | -0.20554 | -0.16007 | -0.044939 | 0.076952 | 0.3525 | 1.5183 | 1.5014 | 1.4093 | 1.3393 | 1.2672 | 1.2513 | 1.0428 | 0.22561 | 0.15159 | 0.12984 | 0.065682 | 0.067996 | 0.092795 | 59.7115 | 59.4615 | 59.2115 | 58.4638 | 58.202 | 57.4619 | 61.0584 | 65.1451 | 70.0137 | 74.6697 | 78.8018 | 79.8028 | 78.8349 | 78.4301 | 78.4785 | 77.954 | 76.7415 | 75.2751 | 72.6434 | 68.9648 | 66.0586 | 64.8325 | 64.5825 | 63.1073 | 0.24834 | 0.19931 | 0.1675 | 0.21893 | 0.26732 | 0.32623 | 0.28957 | 0.28556 | 0.15692 | 0.28597 | 0.2677 | 0.25999 | 0.23791 | 0.22614 | 0.23983 | 0.31685 | 0.25772 | 0.26368 | 0.30495 | 0.34512 | 0.37232 | 0.38997 | 0.34795 | 0.30387
Program Specific1-in-2AllAll2025June Monthly Peak | Program Specific | 1-in-2 | All | All | 2025 | June Monthly Peak | 6 | 26.5363 | 25.6545 | 25.1043 | 24.9787 | 25.887 | 28.0965 | 31.0602 | 34.7373 | 38.0235 | 40.6248 | 42.6634 | 43.6882 | 44.036 | 44.2697 | 43.9713 | 42.9145 | 41.4944 | 39.4537 | 37.0511 | 35.729 | 35.3657 | 33.2951 | 30.7041 | 28.4711 | -0.016147 | 0.050992 | 0.011462 | 0.029423 | -0.041146 | -0.08007 | -0.20722 | -0.1556 | -0.037609 | 0.082373 | 0.36725 | 1.5716 | 1.5515 | 1.4521 | 1.3818 | 1.3199 | 1.3179 | 1.1053 | 0.2502 | 0.1639 | 0.13809 | 0.072222 | 0.07517 | 0.099962 | 60.4742 | 60.4623 | 59.486 | 59.9517 | 58.7254 | 59.9153 | 60.8562 | 64.4877 | 67.1899 | 70.597 | 74.2522 | 77.1928 | 78.2281 | 79.668 | 79.9308 | 78.5372 | 77.3106 | 76.0854 | 73.869 | 71.1786 | 67.0364 | 64.6419 | 63.6646 | 62.9148 | 0.25897 | 0.20727 | 0.17434 | 0.22691 | 0.27667 | 0.33638 | 0.29686 | 0.29265 | 0.15913 | 0.29046 | 0.27388 | 0.26616 | 0.24307 | 0.23054 | 0.24486 | 0.3254 | 0.26775 | 0.27428 | 0.31794 | 0.35333 | 0.38116 | 0.4012 | 0.35909 | 0.31407
Program Specific1-in-2AllAll2025July Monthly Peak | Program Specific | 1-in-2 | All | All | 2025 | July Monthly Peak | 7 | 27.8101 | 26.9034 | 26.2832 | 26.1894 | 27.1862 | 29.7362 | 32.9275 | 36.5131 | 39.6867 | 42.2787 | 44.3096 | 45.3646 | 45.9408 | 46.3812 | 46.2797 | 45.5808 | 44.2363 | 41.921 | 39.0211 | 37.4378 | 37.0234 | 34.883 | 32.1589 | 29.8317 | -0.0076409 | 0.051503 | 0.020537 | 0.043892 | -0.016738 | -0.028229 | -0.17118 | -0.075354 | 0.034369 | 0.11585 | 0.40008 | 1.6528 | 1.6529 | 1.5548 | 1.4915 | 1.4887 | 1.4936 | 1.2873 | 0.38136 | 0.2378 | 0.18048 | 0.1122 | 0.1175 | 0.1338 | 67.7725 | 67.2621 | 66.5476 | 66.5357 | 66.523 | 66.523 | 67.7138 | 69.4278 | 74.2041 | 77.4303 | 78.4778 | 76.989 | 78.4307 | 81.6189 | 79.9172 | 81.5481 | 83.7025 | 83.1788 | 78.0562 | 73.9548 | 72.2268 | 71.7261 | 69.8089 | 69.7855 | 0.25365 | 0.20382 | 0.17104 | 0.22362 | 0.2739 | 0.33614 | 0.29589 | 0.28796 | 0.15482 | 0.28121 | 0.26348 | 0.25504 | 0.23392 | 0.2225 | 0.23717 | 0.31861 | 0.26382 | 0.26952 | 0.311 | 0.34475 | 0.37146 | 0.39167 | 0.35028 | 0.30671
Program Specific1-in-2AllAll2025August Monthly Peak | Program Specific | 1-in-2 | All | All | 2025 | August Monthly Peak | 8 | 28.716 | 27.7187 | 27.0811 | 26.9715 | 28.0374 | 30.8531 | 34.5111 | 38.2893 | 42.0648 | 45.0689 | 47.5621 | 48.8386 | 49.4973 | 49.9428 | 49.7786 | 48.7592 | 47.0754 | 44.6176 | 41.3792 | 39.9212 | 38.8429 | 36.2865 | 33.3344 | 30.8961 | -0.00039144 | 0.05276 | 0.02883 | 0.057119 | 0.0046901 | 0.017533 | -0.14123 | -0.0073638 | 0.097687 | 0.15048 | 0.45333 | 1.8304 | 1.8452 | 1.7365 | 1.671 | 1.6949 | 1.6889 | 1.4897 | 0.51344 | 0.31536 | 0.22477 | 0.15066 | 0.15742 | 0.16637 | 70.4654 | 70.6661 | 69.6938 | 70.0483 | 69.2948 | 68.8855 | 68.8949 | 68.6847 | 71.3909 | 74.7344 | 79.8014 | 82.7635 | 83.9809 | 84.2203 | 84.0008 | 83.4302 | 83.1925 | 81.6486 | 78.4876 | 75.9903 | 74.0087 | 73.208 | 71.4948 | 71.8563 | 0.25745 | 0.20628 | 0.17318 | 0.22626 | 0.27724 | 0.34255 | 0.30236 | 0.29276 | 0.1591 | 0.29099 | 0.27489 | 0.26743 | 0.24574 | 0.23371 | 0.24923 | 0.33219 | 0.27302 | 0.28026 | 0.32365 | 0.36052 | 0.38338 | 0.402 | 0.35836 | 0.3131
Program Specific1-in-2AllAll2025September Monthly Peak | Program Specific | 1-in-2 | All | All | 2025 | September Monthly Peak | 9 | 28.6834 | 27.7393 | 27.1346 | 27.0866 | 28.2699 | 31.1803 | 35.462 | 39.137 | 43.48 | 46.8709 | 49.3311 | 50.6769 | 51.2978 | 51.7523 | 51.476 | 50.0091 | 47.7435 | 44.9889 | 41.9641 | 41.1772 | 39.1337 | 36.3067 | 33.1949 | 30.7547 | 0.00019524 | 0.05188 | 0.028847 | 0.056969 | 0.0058931 | 0.019871 | -0.14091 | -0.003652 | 0.10359 | 0.15736 | 0.46902 | 1.8953 | 1.9088 | 1.7937 | 1.7223 | 1.7333 | 1.7057 | 1.4999 | 0.52241 | 0.32443 | 0.22715 | 0.15161 | 0.15696 | 0.16503 | 65.9051 | 65.1788 | 65.8567 | 63.9171 | 64.606 | 65.2849 | 67.4163 | 68.8926 | 76.1325 | 81.5969 | 87.0969 | 88.3948 | 87.9648 | 89.7753 | 91.4914 | 89.5359 | 87.8708 | 87.3229 | 85.7864 | 80.8935 | 76.536 | 76.2154 | 74.0346 | 72.5469 | 0.25189 | 0.20203 | 0.16981 | 0.22241 | 0.27453 | 0.33932 | 0.30569 | 0.29608 | 0.16311 | 0.30114 | 0.28361 | 0.27605 | 0.25328 | 0.24044 | 0.25571 | 0.33761 | 0.27389 | 0.28014 | 0.32563 | 0.36678 | 0.38386 | 0.39948 | 0.3531 | 0.30791
Program Specific1-in-2AllAll2025October Monthly Peak | Program Specific | 1-in-2 | All | All | 2025 | October Monthly Peak | 10 | 27.4664 | 26.5595 | 25.9669 | 25.8448 | 26.8327 | 29.291 | 33.3154 | 36.3536 | 39.9863 | 43.1645 | 45.8615 | 47.5809 | 48.5231 | 49.3681 | 49.2004 | 47.8093 | 45.589 | 42.7916 | 40.9074 | 39.4071 | 37.2828 | 34.5946 | 31.7216 | 29.4353 | -0.010526 | 0.052024 | 0.017915 | 0.039989 | -0.024395 | -0.043812 | -0.18678 | -0.10074 | 0.013852 | 0.1103 | 0.40825 | 1.7255 | 1.729 | 1.6391 | 1.5708 | 1.5314 | 1.5101 | 1.2871 | 0.36338 | 0.22895 | 0.17266 | 0.10226 | 0.10704 | 0.12644 | 62.7138 | 62.4403 | 62.6419 | 61.4512 | 61.6431 | 59.9633 | 61.1315 | 64.2498 | 69.5844 | 74.9885 | 79.155 | 81.1569 | 83.9054 | 85.8233 | 85.5852 | 84.6324 | 83.7152 | 82.073 | 76.6551 | 70.3679 | 68.3694 | 65.9408 | 64.928 | 63.261 | 0.25992 | 0.20821 | 0.17467 | 0.22759 | 0.27857 | 0.33852 | 0.30357 | 0.294 | 0.16045 | 0.29457 | 0.27937 | 0.27337 | 0.25143 | 0.24114 | 0.25695 | 0.34005 | 0.27658 | 0.28235 | 0.33077 | 0.36644 | 0.38369 | 0.39945 | 0.35686 | 0.3136
Program Specific1-in-2AllAll2025November Monthly Peak | Program Specific | 1-in-2 | All | All | 2025 | November Monthly Peak | 11 | 25.0745 | 24.3901 | 23.9825 | 24.0203 | 25.0376 | 27.2979 | 30.3193 | 33.255 | 36.1796 | 38.373 | 40.1718 | 41.099 | 41.6067 | 42.1154 | 41.7973 | 40.3947 | 38.9605 | 38.3543 | 36.045 | 34.2542 | 32.752 | 30.6671 | 28.3804 | 26.5661 | -0.024585 | 0.049389 | 0.00196 | 0.014475 | -0.066309 | -0.13156 | -0.2458 | -0.2336 | -0.10797 | 0.046923 | 0.31974 | 1.4319 | 1.408 | 1.327 | 1.2601 | 1.1478 | 1.1408 | 0.93738 | 0.11863 | 0.087832 | 0.091592 | 0.031136 | 0.032009 | 0.06472 | 60.238 | 59.8758 | 59.6201 | 59.5928 | 60.0009 | 60.5819 | 59.7821 | 59.5637 | 62.7054 | 65.7052 | 68.1225 | 69.9415 | 71.1343 | 71.5341 | 70.151 | 69.9415 | 68.7719 | 66.7801 | 65.4072 | 63.8378 | 63.0665 | 62.6298 | 61.8395 | 61.6112 | 0.2639 | 0.21179 | 0.17853 | 0.23393 | 0.28758 | 0.34685 | 0.30744 | 0.30031 | 0.16284 | 0.29672 | 0.27937 | 0.27073 | 0.24866 | 0.23802 | 0.2535 | 0.33495 | 0.27365 | 0.28302 | 0.32567 | 0.35795 | 0.38047 | 0.40007 | 0.35825 | 0.31625
Program Specific1-in-2AllAll2025December Monthly Peak | Program Specific | 1-in-2 | All | All | 2025 | December Monthly Peak | 12 | 23.6414 | 23.0839 | 22.8092 | 22.874 | 23.879 | 26.1222 | 29.1276 | 31.7882 | 33.991 | 35.1402 | 35.8187 | 35.9333 | 35.8315 | 35.8271 | 35.4199 | 34.4453 | 33.854 | 34.3144 | 33.0016 | 31.5308 | 30.2498 | 28.5909 | 26.5944 | 24.9854 | -0.041189 | 0.048587 | -0.016135 | -0.013947 | -0.11538 | -0.23455 | -0.32677 | -0.391 | -0.24478 | -0.019667 | 0.22869 | 1.137 | 1.0752 | 0.99732 | 0.93221 | 0.76245 | 0.77698 | 0.58016 | -0.13533 | -0.055344 | 0.0094991 | -0.043575 | -0.048739 | -0.00028024 | 48.4152 | 48.1536 | 46.9297 | 48.0827 | 46.8674 | 47.0723 | 46.596 | 45.8677 | 52.8933 | 57.678 | 61.667 | 62.9391 | 62.3696 | 66.0483 | 65.0582 | 63.5128 | 61.7849 | 59.6086 | 57.93 | 54.7251 | 53.4884 | 51.988 | 52.1916 | 52.1669 | 0.29219 | 0.23543 | 0.19947 | 0.26069 | 0.32001 | 0.38642 | 0.34588 | 0.33374 | 0.17813 | 0.31731 | 0.29096 | 0.27691 | 0.25081 | 0.23706 | 0.25201 | 0.33685 | 0.28244 | 0.30101 | 0.35338 | 0.39134 | 0.41611 | 0.44132 | 0.39617 | 0.34876
Program Specific1-in-2AllAll2025Typical Event Day | Program Specific | 1-in-2 | All | All | 2025 | Typical Event Day | 8 | 28.4156 | 27.4438 | 26.8195 | 26.7176 | 27.7555 | 30.5133 | 34.1358 | 37.7797 | 41.2956 | 44.008 | 46.2315 | 47.3563 | 47.9751 | 48.4535 | 48.3514 | 47.3948 | 45.8264 | 43.4912 | 40.4767 | 39.1299 | 38.1632 | 35.7194 | 32.8436 | 30.4611 | -0.0064812 | 0.052563 | 0.022366 | 0.047101 | -0.012956 | -0.019919 | -0.16965 | -0.063567 | 0.047499 | 0.1251 | 0.41917 | 1.7286 | 1.7325 | 1.6314 | 1.5688 | 1.5637 | 1.5618 | 1.3586 | 0.41808 | 0.26137 | 0.19418 | 0.12257 | 0.12807 | 0.14309 | 66.1543 | 65.8924 | 65.3961 | 65.1133 | 64.7873 | 65.1522 | 66.2204 | 67.8732 | 72.2294 | 76.0896 | 79.907 | 81.3349 | 82.151 | 83.8205 | 83.835 | 83.2628 | 83.019 | 82.0588 | 79.0497 | 75.5043 | 72.452 | 71.4479 | 69.7508 | 69.276 | 0.25942 | 0.20797 | 0.17462 | 0.22822 | 0.27928 | 0.34452 | 0.30425 | 0.29424 | 0.1591 | 0.28897 | 0.27141 | 0.26338 | 0.24184 | 0.23027 | 0.24595 | 0.32818 | 0.27042 | 0.27804 | 0.32232 | 0.35981 | 0.38365 | 0.40317 | 0.35956 | 0.31425
Program Specific1-in-2AllAll2026January Monthly Peak | Program Specific | 1-in-2 | All | All | 2026 | January Monthly Peak | 1 | 23.0712 | 22.5023 | 22.3252 | 22.4698 | 23.6326 | 26.0688 | 29.9444 | 32.6584 | 34.3632 | 34.7715 | 34.9243 | 34.6034 | 34.2247 | 33.9542 | 33.3788 | 32.5976 | 32.2224 | 33.0243 | 32.2196 | 30.8298 | 29.6203 | 28.0208 | 26.1183 | 24.597 | -0.047109 | 0.047367 | -0.022443 | -0.023877 | -0.13415 | -0.27636 | -0.36833 | -0.46421 | -0.30079 | -0.042434 | 0.20775 | 1.0816 | 1.0083 | 0.92963 | 0.85989 | 0.66684 | 0.68007 | 0.47369 | -0.21786 | -0.1015 | -0.016459 | -0.070265 | -0.074442 | -0.020563 | 46.7617 | 46.2513 | 46.8944 | 46.6413 | 45.4294 | 44.701 | 45.9163 | 45.1656 | 47.5928 | 51.7728 | 54.5231 | 56.9979 | 58.5114 | 58.5371 | 58.7752 | 57.8347 | 56.1432 | 54.1535 | 51.4763 | 50.0348 | 46.6186 | 45.1083 | 41.9668 | 41.4047 | 0.30375 | 0.24365 | 0.20721 | 0.27203 | 0.33743 | 0.41262 | 0.37589 | 0.36449 | 0.19231 | 0.33933 | 0.3112 | 0.29379 | 0.26595 | 0.25058 | 0.26435 | 0.35334 | 0.29458 | 0.31285 | 0.37141 | 0.41056 | 0.43681 | 0.46304 | 0.41703 | 0.36729
Program Specific1-in-2AllAll2026February Monthly Peak | Program Specific | 1-in-2 | All | All | 2026 | February Monthly Peak | 2 | 23.5221 | 22.8878 | 22.6489 | 22.7924 | 23.8597 | 26.2657 | 29.8569 | 32.3564 | 34.2706 | 35.0461 | 35.6525 | 35.6418 | 35.5537 | 35.4548 | 35.0505 | 34.1317 | 33.2566 | 33.5082 | 33.3699 | 31.8666 | 30.5617 | 28.755 | 26.6536 | 25.0535 | -0.04551 | 0.048185 | -0.020203 | -0.020501 | -0.12814 | -0.26267 | -0.35631 | -0.43469 | -0.27839 | -0.033668 | 0.21702 | 1.1162 | 1.0528 | 0.97449 | 0.90745 | 0.71683 | 0.72129 | 0.51563 | -0.19128 | -0.086062 | -0.0066925 | -0.061599 | -0.065111 | -0.012769 | 48.8201 | 49.262 | 48.0372 | 46.9905 | 45.7979 | 44.8348 | 43.8696 | 43.846 | 49.1548 | 53.5369 | 55.596 | 56.8314 | 58.0476 | 58.5388 | 58.0476 | 57.0824 | 55.8919 | 53.7384 | 51.5248 | 49.5965 | 48.331 | 45.7013 | 45.1651 | 45.1072 | 0.30306 | 0.24258 | 0.20541 | 0.27032 | 0.33301 | 0.40562 | 0.3681 | 0.35171 | 0.18626 | 0.3297 | 0.30508 | 0.28995 | 0.26444 | 0.24968 | 0.26481 | 0.35217 | 0.29047 | 0.31061 | 0.374 | 0.41349 | 0.43921 | 0.46283 | 0.41361 | 0.36439
Program Specific1-in-2AllAll2026March Monthly Peak | Program Specific | 1-in-2 | All | All | 2026 | March Monthly Peak | 3 | 24.45 | 23.6999 | 23.3017 | 23.2541 | 24.0927 | 26.3995 | 30.1641 | 32.6085 | 34.5766 | 35.7356 | 36.8107 | 37.1726 | 37.4075 | 37.7783 | 37.6758 | 36.9141 | 35.8384 | 34.7837 | 33.8925 | 33.6087 | 32.3318 | 30.4046 | 28.019 | 26.1457 | -0.040548 | 0.048588 | -0.01501 | -0.012005 | -0.11061 | -0.22636 | -0.32658 | -0.38153 | -0.23357 | -0.014113 | 0.23829 | 1.1809 | 1.1307 | 1.0591 | 0.99854 | 0.83013 | 0.83225 | 0.6137 | -0.11397 | -0.043902 | 0.017967 | -0.039712 | -0.041621 | 0.0064224 | 51.429 | 51.6197 | 51.5722 | 50.5489 | 49.7979 | 49.5479 | 49.5706 | 48.5119 | 53.1301 | 58.2126 | 59.5226 | 62.2147 | 63.2016 | 62.4766 | 63.2026 | 62.2517 | 61.0257 | 57.632 | 55.8932 | 54.19 | 52.7367 | 49.5951 | 49.0954 | 49.5358 | 0.29272 | 0.23465 | 0.19789 | 0.25794 | 0.31323 | 0.38236 | 0.3488 | 0.33442 | 0.17727 | 0.31544 | 0.29349 | 0.28045 | 0.2565 | 0.24443 | 0.26098 | 0.34778 | 0.28636 | 0.29917 | 0.35627 | 0.40443 | 0.43129 | 0.45545 | 0.4043 | 0.35397
Program Specific1-in-2AllAll2026April Monthly Peak | Program Specific | 1-in-2 | All | All | 2026 | April Monthly Peak | 4 | 25.5233 | 24.6261 | 24.1138 | 23.9837 | 24.7926 | 27.081 | 30.2927 | 33.085 | 36.1373 | 38.5046 | 40.4075 | 41.4475 | 42.036 | 42.6255 | 42.4661 | 41.3973 | 39.7485 | 37.6812 | 35.374 | 35.2281 | 34.2969 | 32.1675 | 29.5294 | 27.41 | -0.0214 | 0.049175 | 0.0051557 | 0.019369 | -0.055426 | -0.11018 | -0.22845 | -0.19951 | -0.079948 | 0.058014 | 0.32638 | 1.4435 | 1.4255 | 1.3457 | 1.2795 | 1.1893 | 1.177 | 0.9646 | 0.16096 | 0.11481 | 0.10867 | 0.046297 | 0.047866 | 0.077586 | 58.2863 | 57.9762 | 56.5368 | 54.7743 | 54.7636 | 54.6784 | 55.3817 | 59.7252 | 66.5346 | 70.5009 | 73.5095 | 75.537 | 76.7612 | 76.8101 | 77.4652 | 76.0828 | 74.8437 | 73.6553 | 71.9411 | 68.048 | 63.1324 | 62.1081 | 60.88 | 59.3934 | 0.25926 | 0.20676 | 0.1739 | 0.22609 | 0.27447 | 0.33452 | 0.29874 | 0.28932 | 0.15662 | 0.28519 | 0.26817 | 0.26038 | 0.23922 | 0.22895 | 0.2433 | 0.32215 | 0.26244 | 0.26878 | 0.31117 | 0.35411 | 0.38131 | 0.40398 | 0.35969 | 0.31521
Program Specific1-in-2AllAll2026May Monthly Peak | Program Specific | 1-in-2 | All | All | 2026 | May Monthly Peak | 5 | 25.5879 | 24.775 | 24.2616 | 24.1808 | 25.0685 | 27.3593 | 30.3318 | 33.8974 | 37.3883 | 39.7672 | 41.5653 | 42.6047 | 43.0905 | 43.5215 | 43.2242 | 41.9711 | 40.1721 | 37.9375 | 35.492 | 34.9872 | 34.5827 | 32.3159 | 29.7043 | 27.5518 | -0.016497 | 0.04935 | 0.010159 | 0.027031 | -0.042723 | -0.083885 | -0.20783 | -0.16186 | -0.045456 | 0.07775 | 0.35596 | 1.5312 | 1.514 | 1.4209 | 1.3504 | 1.2777 | 1.2617 | 1.0512 | 0.2278 | 0.1532 | 0.13128 | 0.066392 | 0.068812 | 0.093847 | 59.7137 | 59.4637 | 59.2137 | 58.4661 | 58.2041 | 57.4642 | 61.059 | 65.144 | 70.0112 | 74.6662 | 78.7971 | 79.798 | 78.8305 | 78.4267 | 78.4756 | 77.9508 | 76.7388 | 75.2727 | 72.6423 | 68.9644 | 66.0592 | 64.8333 | 64.5833 | 63.1084 | 0.25098 | 0.20143 | 0.16927 | 0.22125 | 0.27017 | 0.32972 | 0.29266 | 0.28861 | 0.15859 | 0.28903 | 0.27056 | 0.26271 | 0.24039 | 0.2285 | 0.24233 | 0.32017 | 0.26039 | 0.26641 | 0.30818 | 0.34882 | 0.37631 | 0.39415 | 0.35165 | 0.3071
Program Specific1-in-2AllAll2026June Monthly Peak | Program Specific | 1-in-2 | All | All | 2026 | June Monthly Peak | 6 | 26.6442 | 25.7598 | 25.2078 | 25.0816 | 25.994 | 28.2127 | 31.1867 | 34.8761 | 38.1689 | 40.7749 | 42.8181 | 43.8437 | 44.1915 | 44.4249 | 44.1244 | 43.0632 | 41.6389 | 39.5919 | 37.1833 | 35.8572 | 35.4926 | 33.4168 | 30.822 | 28.5848 | -0.016379 | 0.051458 | 0.011477 | 0.029619 | -0.041668 | -0.080988 | -0.20952 | -0.15734 | -0.03805 | 0.083228 | 0.37085 | 1.5849 | 1.5646 | 1.4641 | 1.3932 | 1.3309 | 1.329 | 1.1143 | 0.25263 | 0.16565 | 0.13963 | 0.073005 | 0.076066 | 0.10109 | 60.4766 | 60.4646 | 59.4885 | 59.9538 | 58.7277 | 59.917 | 60.8573 | 64.4876 | 67.1893 | 70.5954 | 74.2495 | 77.1896 | 78.2252 | 79.6645 | 79.9274 | 78.5349 | 77.3086 | 76.0837 | 73.8676 | 71.1778 | 67.0368 | 64.6434 | 63.6663 | 62.9166 | 0.26173 | 0.20947 | 0.17618 | 0.22932 | 0.27962 | 0.33998 | 0.30003 | 0.29577 | 0.16081 | 0.29356 | 0.2768 | 0.26895 | 0.24561 | 0.23295 | 0.2474 | 0.32881 | 0.27052 | 0.27712 | 0.32132 | 0.35712 | 0.38525 | 0.4055 | 0.36291 | 0.31741
Program Specific1-in-2AllAll2026July Monthly Peak | Program Specific | 1-in-2 | All | All | 2026 | July Monthly Peak | 7 | 27.921 | 27.0122 | 26.3899 | 26.2959 | 27.2975 | 29.8583 | 33.0598 | 36.6563 | 39.8348 | 42.4308 | 44.4652 | 45.52 | 46.0968 | 46.5371 | 46.434 | 45.7327 | 44.3848 | 42.0627 | 39.1564 | 37.5687 | 37.1528 | 35.0074 | 32.2793 | 29.9481 | -0.0077754 | 0.051988 | 0.020671 | 0.044266 | -0.016975 | -0.028561 | -0.17307 | -0.076223 | 0.034697 | 0.11707 | 0.40408 | 1.6669 | 1.6669 | 1.5677 | 1.5039 | 1.5011 | 1.5062 | 1.2979 | 0.3851 | 0.24033 | 0.18249 | 0.11344 | 0.11885 | 0.1353 | 67.7727 | 67.2622 | 66.5481 | 66.5361 | 66.5232 | 66.5232 | 67.7134 | 69.427 | 74.201 | 77.4269 | 78.4749 | 76.9862 | 78.4273 | 81.6149 | 79.9163 | 81.546 | 83.6993 | 83.1754 | 78.0541 | 73.9543 | 72.2266 | 71.7258 | 69.8096 | 69.7859 | 0.25635 | 0.20599 | 0.17285 | 0.22599 | 0.27683 | 0.33973 | 0.29905 | 0.29103 | 0.15646 | 0.28422 | 0.26629 | 0.2577 | 0.23635 | 0.22481 | 0.23962 | 0.32195 | 0.26655 | 0.27231 | 0.3143 | 0.34844 | 0.37544 | 0.39586 | 0.35401 | 0.30998
Program Specific1-in-2AllAll2026August Monthly Peak | Program Specific | 1-in-2 | All | All | 2026 | August Monthly Peak | 8 | 28.8322 | 27.8323 | 27.1926 | 27.0827 | 28.1537 | 30.9815 | 34.6504 | 38.4391 | 42.2214 | 45.2308 | 47.7292 | 49.0065 | 49.6661 | 50.1116 | 49.9459 | 48.9223 | 47.2336 | 44.7696 | 41.5246 | 40.0624 | 38.9807 | 36.4184 | 33.4618 | 31.0189 | -0.00044436 | 0.053268 | 0.029067 | 0.05765 | 0.0046981 | 0.017712 | -0.14279 | -0.0074919 | 0.098692 | 0.15207 | 0.45793 | 1.8462 | 1.8611 | 1.7512 | 1.685 | 1.7093 | 1.7033 | 1.5022 | 0.51852 | 0.3187 | 0.22726 | 0.15233 | 0.15921 | 0.16823 | 70.4661 | 70.6668 | 69.6948 | 70.0488 | 69.2958 | 68.8864 | 68.896 | 68.6856 | 71.3908 | 74.7337 | 79.7993 | 82.761 | 83.9786 | 84.2184 | 83.9987 | 83.4284 | 83.1903 | 81.647 | 78.4864 | 75.9902 | 74.0088 | 73.208 | 71.4958 | 71.8569 | 0.2602 | 0.20847 | 0.17501 | 0.22866 | 0.2802 | 0.34622 | 0.30559 | 0.29588 | 0.16078 | 0.29411 | 0.27783 | 0.27023 | 0.2483 | 0.23614 | 0.25182 | 0.33567 | 0.27584 | 0.28316 | 0.32709 | 0.36438 | 0.38749 | 0.4063 | 0.36217 | 0.31644
Program Specific1-in-2AllAll2026September Monthly Peak | Program Specific | 1-in-2 | All | All | 2026 | September Monthly Peak | 9 | 28.7967 | 27.8502 | 27.2434 | 27.1955 | 28.3847 | 31.3071 | 35.6025 | 39.2883 | 43.6405 | 47.0385 | 49.5035 | 50.8502 | 51.4719 | 51.9259 | 51.6477 | 50.1748 | 47.902 | 45.1407 | 42.1102 | 41.3206 | 39.2717 | 36.4377 | 33.3202 | 30.8752 | 0.00014781 | 0.052378 | 0.029085 | 0.057499 | 0.0059144 | 0.020076 | -0.14247 | -0.0037396 | 0.10466 | 0.15902 | 0.47379 | 1.9116 | 1.9252 | 1.8089 | 1.7368 | 1.7479 | 1.7202 | 1.5124 | 0.52758 | 0.32786 | 0.22966 | 0.1533 | 0.15874 | 0.16687 | 65.9067 | 65.1807 | 65.8578 | 63.9189 | 64.6071 | 65.2852 | 67.4154 | 68.8915 | 76.1286 | 81.5927 | 87.0927 | 88.3911 | 87.9617 | 89.7703 | 91.486 | 89.5336 | 87.8694 | 87.321 | 85.7841 | 80.8924 | 76.5364 | 76.215 | 74.035 | 72.5474 | 0.25457 | 0.20417 | 0.1716 | 0.22478 | 0.27746 | 0.34295 | 0.30896 | 0.29924 | 0.16484 | 0.30436 | 0.28665 | 0.27894 | 0.25592 | 0.24294 | 0.25837 | 0.34115 | 0.27673 | 0.28304 | 0.32909 | 0.3707 | 0.38797 | 0.40375 | 0.35686 | 0.31119
Program Specific1-in-2AllAll2026October Monthly Peak | Program Specific | 1-in-2 | All | All | 2026 | October Monthly Peak | 10 | 27.5792 | 26.6698 | 26.0749 | 25.9522 | 26.9448 | 29.4126 | 33.4493 | 36.4984 | 40.1385 | 43.3222 | 46.0248 | 47.7459 | 48.689 | 49.5353 | 49.366 | 47.9695 | 45.7429 | 42.9387 | 41.0494 | 39.5443 | 37.4151 | 34.7202 | 31.8433 | 29.5534 | -0.010692 | 0.052513 | 0.018017 | 0.040316 | -0.02472 | -0.04432 | -0.18885 | -0.10188 | 0.013962 | 0.11145 | 0.41234 | 1.7402 | 1.7437 | 1.6527 | 1.5839 | 1.5442 | 1.5228 | 1.2976 | 0.36695 | 0.23138 | 0.17459 | 0.10338 | 0.10828 | 0.12786 | 62.7161 | 62.4423 | 62.6434 | 61.4534 | 61.6446 | 59.9656 | 61.1329 | 64.2498 | 69.5826 | 74.9857 | 79.1513 | 81.1532 | 83.9018 | 85.8188 | 85.5808 | 84.6285 | 83.7122 | 82.0711 | 76.6541 | 70.3692 | 68.3706 | 65.9428 | 64.9299 | 63.2638 | 0.26269 | 0.21043 | 0.17651 | 0.23001 | 0.28154 | 0.34213 | 0.30681 | 0.29714 | 0.16216 | 0.29772 | 0.28236 | 0.27623 | 0.25406 | 0.24365 | 0.25962 | 0.34362 | 0.27944 | 0.28528 | 0.33428 | 0.37037 | 0.3878 | 0.40372 | 0.36066 | 0.31694
Program Specific1-in-2AllAll2026November Monthly Peak | Program Specific | 1-in-2 | All | All | 2026 | November Monthly Peak | 11 | 25.1776 | 24.4909 | 24.0816 | 24.1195 | 25.1417 | 27.4098 | 30.4415 | 33.3883 | 36.319 | 38.5167 | 40.3198 | 41.2476 | 41.7562 | 42.266 | 41.9465 | 40.5388 | 39.0993 | 38.4874 | 36.171 | 34.3752 | 32.8706 | 30.7808 | 28.4905 | 26.6734 | -0.024909 | 0.049833 | 0.0018593 | 0.014496 | -0.067118 | -0.13305 | -0.24853 | -0.23619 | -0.10916 | 0.047397 | 0.32283 | 1.4439 | 1.4197 | 1.3379 | 1.2704 | 1.1573 | 1.1503 | 0.94465 | 0.11975 | 0.088781 | 0.092623 | 0.031451 | 0.03243 | 0.065462 | 60.2384 | 59.8766 | 59.6204 | 59.5927 | 60.001 | 60.5818 | 59.7819 | 59.5633 | 62.7044 | 65.7042 | 68.1217 | 69.9409 | 71.1336 | 71.5334 | 70.1505 | 69.9409 | 68.7716 | 66.7798 | 65.4073 | 63.8382 | 63.0672 | 62.6301 | 61.8399 | 61.6113 | 0.26671 | 0.21404 | 0.18041 | 0.23642 | 0.29065 | 0.35055 | 0.31072 | 0.30352 | 0.16457 | 0.29989 | 0.28236 | 0.27358 | 0.25126 | 0.24052 | 0.25615 | 0.33847 | 0.27649 | 0.28596 | 0.32912 | 0.36178 | 0.38455 | 0.40435 | 0.36206 | 0.31962
Program Specific1-in-2AllAll2026December Monthly Peak | Program Specific | 1-in-2 | All | All | 2026 | December Monthly Peak | 12 | 23.7376 | 23.1783 | 22.9025 | 22.9671 | 23.9765 | 26.227 | 29.2434 | 31.9128 | 34.1192 | 35.2695 | 35.9484 | 36.0614 | 35.9586 | 35.9536 | 35.545 | 34.5676 | 33.9752 | 34.4342 | 33.1172 | 31.6427 | 30.3593 | 28.6968 | 26.697 | 25.0849 | -0.041701 | 0.048998 | -0.016468 | -0.014272 | -0.11676 | -0.23722 | -0.33041 | -0.39532 | -0.24743 | -0.019918 | 0.23073 | 1.1461 | 1.0836 | 1.005 | 0.93956 | 0.7684 | 0.78311 | 0.58407 | -0.13675 | -0.055898 | 0.0096274 | -0.044131 | -0.049194 | -0.00024809 | 48.417 | 48.1552 | 46.9316 | 48.0836 | 46.8687 | 47.073 | 46.5971 | 45.8689 | 52.8921 | 57.6772 | 61.6662 | 62.9385 | 62.3708 | 66.0488 | 65.0589 | 63.513 | 61.7853 | 59.6098 | 57.9319 | 54.7275 | 53.491 | 51.9905 | 52.1936 | 52.1687 | 0.2953 | 0.23793 | 0.20158 | 0.26345 | 0.32342 | 0.39055 | 0.34957 | 0.3373 | 0.18002 | 0.3207 | 0.29407 | 0.27982 | 0.25345 | 0.23955 | 0.25464 | 0.34039 | 0.28537 | 0.30414 | 0.35713 | 0.39553 | 0.42056 | 0.44604 | 0.40037 | 0.35246
Program Specific1-in-2AllAll2026Typical Event Day | Program Specific | 1-in-2 | All | All | 2026 | Typical Event Day | 8 | 28.53 | 27.5557 | 26.9293 | 26.8272 | 27.87 | 30.6395 | 34.2727 | 37.9269 | 41.4487 | 44.165 | 46.3926 | 47.5177 | 48.1373 | 48.6159 | 48.5127 | 47.5521 | 45.9795 | 43.6384 | 40.6181 | 39.2677 | 38.2981 | 35.8486 | 32.9684 | 30.5814 | -0.0066024 | 0.053063 | 0.022522 | 0.047513 | -0.013149 | -0.020159 | -0.17153 | -0.064308 | 0.047967 | 0.12642 | 0.42338 | 1.7433 | 1.7473 | 1.645 | 1.5818 | 1.5768 | 1.575 | 1.3698 | 0.4222 | 0.26414 | 0.19633 | 0.12393 | 0.12954 | 0.14469 | 66.1556 | 65.8936 | 65.3974 | 65.1145 | 64.7885 | 65.153 | 66.2206 | 67.8729 | 72.2274 | 76.0871 | 79.904 | 81.3318 | 82.1481 | 83.8169 | 83.8321 | 83.2606 | 83.0168 | 82.0567 | 79.048 | 75.5037 | 72.4522 | 71.4481 | 69.7517 | 69.2768 | 0.26219 | 0.21018 | 0.17647 | 0.23065 | 0.28226 | 0.3482 | 0.3075 | 0.29737 | 0.16078 | 0.29206 | 0.27431 | 0.26614 | 0.24436 | 0.23267 | 0.2485 | 0.33162 | 0.27321 | 0.28092 | 0.32573 | 0.36367 | 0.38776 | 0.40748 | 0.36339 | 0.3176
Program Specific1-in-2AllAll2015January Monthly Peak | Program Specific | 1-in-2 | All | All | 2015 | January Monthly Peak | 1 | 125.3203 | 122.3855 | 121.503 | 121.8039 | 128.7545 | 140.6202 | 158.5306 | 171.8007 | 176.3121 | 176.925 | 178.8198 | 176.0291 | 174.9605 | 173.8934 | 170.7259 | 166.7899 | 164.3372 | 162.8864 | 158.7576 | 152.8188 | 148.9474 | 142.4906 | 137.1508 | 131.9986 | -0.49723 | 0.72624 | -0.064831 | -0.063567 | -1.4726 | -3.2259 | -4.3849 | -5.5885 | -3.6965 | -0.48018 | 3.0956 | 12.0023 | 11.0984 | 10.0768 | 8.7814 | 5.9414 | 6.1709 | 3.5659 | -2.8241 | -1.3207 | -0.22823 | -0.75968 | -0.98985 | -0.28493 | 49.7792 | 49.148 | 48.5595 | 48.2708 | 47.4977 | 47.019 | 47.8338 | 47.0748 | 48.6626 | 52.0362 | 54.7892 | 56.9732 | 58.6431 | 58.965 | 59.066 | 58.8113 | 57.7946 | 55.9228 | 54.085 | 53.3183 | 50.8677 | 49.2395 | 47.3488 | 46.0708 | 3.8156 | 3.0793 | 2.6412 | 3.434 | 4.2324 | 5.1549 | 4.7034 | 4.5665 | 2.426 | 4.2239 | 3.8777 | 3.7016 | 3.3573 | 3.1624 | 3.3637 | 4.4801 | 3.79 | 4.0242 | 4.6916 | 5.1042 | 5.4276 | 5.7631 | 5.2488 | 4.624
Program Specific1-in-2AllAll2015February Monthly Peak | Program Specific | 1-in-2 | All | All | 2015 | February Monthly Peak | 2 | 127.9109 | 124.6421 | 123.1967 | 123.7917 | 129.974 | 141.4074 | 158.779 | 169.6032 | 174.7074 | 175.9397 | 179.4228 | 177.7622 | 177.9568 | 177.2223 | 174.9094 | 170.068 | 165.7413 | 165.4136 | 163.5593 | 157.532 | 153.3766 | 145.759 | 139.1616 | 133.9638 | -0.47524 | 0.73689 | -0.038785 | -0.024622 | -1.4005 | -3.0594 | -4.2382 | -5.2221 | -3.4146 | -0.37108 | 3.2119 | 12.3562 | 11.5514 | 10.5134 | 9.2377 | 6.4373 | 6.5981 | 4.0782 | -2.4685 | -1.1262 | -0.11158 | -0.65504 | -0.87829 | -0.19186 | 52.5065 | 52.2792 | 51.3452 | 49.7609 | 49.2293 | 48.6914 | 48.1266 | 47.8315 | 50.9377 | 53.9621 | 56.7014 | 57.7695 | 58.5962 | 58.9859 | 58.5962 | 58.0314 | 57.5267 | 56.484 | 54.6901 | 53.5874 | 52.1437 | 50.8991 | 49.946 | 49.2216 | 3.8054 | 3.0651 | 2.6173 | 3.4094 | 4.1742 | 5.064 | 4.6019 | 4.4045 | 2.35 | 4.1018 | 3.7995 | 3.6557 | 3.3395 | 3.1512 | 3.3712 | 4.4674 | 3.7465 | 3.9989 | 4.723 | 5.1369 | 5.4539 | 5.7568 | 5.2044 | 4.5862
Program Specific1-in-2AllAll2015March Monthly Peak | Program Specific | 1-in-2 | All | All | 2015 | March Monthly Peak | 3 | 130.3562 | 127.2241 | 125.234 | 124.6289 | 128.9917 | 140.632 | 158.7279 | 170.1537 | 175.5059 | 177.6952 | 182.1588 | 181.2795 | 182.0366 | 182.9268 | 181.772 | 177.189 | 172.3158 | 168.0879 | 164.496 | 162.681 | 159.0483 | 151.3085 | 143.4573 | 137.3146 | -0.41663 | 0.73358 | 0.0089493 | 0.061819 | -1.2028 | -2.6343 | -3.8847 | -4.5741 | -2.8549 | -0.1308 | 3.4479 | 12.9594 | 12.3131 | 11.33 | 10.1529 | 7.6611 | 7.8083 | 5.2389 | -1.4386 | -0.59204 | 0.18513 | -0.40373 | -0.59192 | 0.038782 | 53.4888 | 52.9965 | 52.4033 | 51.1111 | 50.3492 | 50.0992 | 50.3824 | 51.5262 | 54.6277 | 57.782 | 59.7832 | 61.8088 | 62.6448 | 62.2079 | 62.6568 | 62.2709 | 61.322 | 59.1515 | 57.5416 | 56.3759 | 55.4602 | 53.5666 | 53.0696 | 52.8243 | 3.6713 | 2.9613 | 2.5165 | 3.2485 | 3.9217 | 4.7682 | 4.3554 | 4.1834 | 2.2361 | 3.9215 | 3.652 | 3.5281 | 3.2348 | 3.0796 | 3.3179 | 4.4089 | 3.6891 | 3.855 | 4.4988 | 5.0205 | 5.3515 | 5.6592 | 5.0759 | 4.4499
Program Specific1-in-2AllAll2015April Monthly Peak | Program Specific | 1-in-2 | All | All | 2015 | April Monthly Peak | 4 | 137.7468 | 133.7393 | 131.2898 | 130.329 | 134.8489 | 146.8086 | 162.1843 | 175.6905 | 185.1245 | 191.867 | 198.6621 | 200.5399 | 202.1546 | 203.9618 | 201.766 | 195.6222 | 188.1207 | 179.9503 | 171.533 | 170.1726 | 167.9937 | 160.1637 | 152.2666 | 145.884 | -0.18925 | 0.71377 | 0.20941 | 0.40018 | -0.57159 | -1.2688 | -2.7183 | -2.3601 | -0.94422 | 0.75417 | 4.4584 | 15.8258 | 15.5391 | 14.4572 | 13.3552 | 12.0692 | 12.0614 | 9.6232 | 2.2277 | 1.4196 | 1.2774 | 0.58415 | 0.48864 | 0.8928 | 61.5773 | 60.576 | 59.8332 | 57.9282 | 57.7941 | 56.7298 | 56.8955 | 59.44 | 64.0581 | 67.6378 | 70.7451 | 73.0879 | 74.016 | 74.6271 | 74.1906 | 74.1603 | 73.0474 | 72.5665 | 71.2637 | 68.5992 | 64.6545 | 63.3504 | 62.3747 | 61.0416 | 3.2491 | 2.6073 | 2.2088 | 2.8452 | 3.4336 | 4.1687 | 3.727 | 3.6182 | 1.9787 | 3.5442 | 3.3348 | 3.2704 | 3.0095 | 2.8763 | 3.0856 | 4.0786 | 3.379 | 3.465 | 3.9314 | 4.3933 | 4.7285 | 5.0159 | 4.5122 | 3.9596
Program Specific1-in-2AllAll2015May Monthly Peak | Program Specific | 1-in-2 | All | All | 2015 | May Monthly Peak | 5 | 137.8997 | 134.7222 | 132.1143 | 131.8715 | 137.2488 | 149.5953 | 164.2585 | 181.0499 | 193.6501 | 200.9963 | 207.2044 | 209.1324 | 209.969 | 210.3529 | 207.6455 | 200.8944 | 192.8844 | 184.3223 | 175.4902 | 173.1594 | 171.2657 | 161.5737 | 153.914 | 146.9425 | -0.1289 | 0.71244 | 0.26397 | 0.48767 | -0.42318 | -0.95879 | -2.4706 | -1.9043 | -0.51603 | 0.99614 | 4.8111 | 16.8398 | 16.5665 | 15.3179 | 14.2074 | 13.2106 | 13.1642 | 10.7595 | 3.1107 | 1.9045 | 1.5497 | 0.81335 | 0.73843 | 1.0857 | 62.1681 | 61.918 | 61.668 | 60.9479 | 60.5488 | 59.924 | 61.7363 | 63.9264 | 67.2689 | 70.8325 | 73.5949 | 74.6069 | 74.0123 | 74.7136 | 75.3248 | 74.5147 | 73.7387 | 72.662 | 71.4055 | 68.5558 | 66.7393 | 65.7904 | 65.5404 | 64.3534 | 3.1459 | 2.5418 | 2.152 | 2.7849 | 3.3789 | 4.106 | 3.6488 | 3.6033 | 1.9983 | 3.5889 | 3.3618 | 3.2967 | 3.0218 | 2.867 | 3.0672 | 4.0464 | 3.3444 | 3.4265 | 3.8859 | 4.3232 | 4.6618 | 4.8901 | 4.4103 | 3.8567
Program Specific1-in-2AllAll2015June Monthly Peak | Program Specific | 1-in-2 | All | All | 2015 | June Monthly Peak | 6 | 144.6028 | 140.8884 | 138.2887 | 137.4486 | 142.8438 | 155.1187 | 169.3334 | 186.6704 | 197.6309 | 205.589 | 213.4045 | 215.3992 | 215.7926 | 215.705 | 213.2331 | 207.5003 | 201.5363 | 192.8143 | 183.9823 | 178.3332 | 176.3672 | 167.1982 | 159.7294 | 152.7448 | -0.12561 | 0.73941 | 0.2813 | 0.52118 | -0.40953 | -0.92381 | -2.49 | -1.8442 | -0.42047 | 1.0653 | 5.0127 | 17.4464 | 17.1357 | 15.8098 | 14.6958 | 13.8187 | 13.9222 | 11.4447 | 3.4382 | 2.0593 | 1.6477 | 0.89013 | 0.82355 | 1.1705 | 63.076 | 62.927 | 62.2251 | 62.2928 | 61.3409 | 61.8338 | 62.0885 | 64.345 | 66.4928 | 68.8213 | 71.3759 | 73.6276 | 75.0718 | 75.8146 | 76.2256 | 76.067 | 75.1122 | 74.1752 | 72.3485 | 70.3497 | 67.4591 | 66.2886 | 65.5748 | 64.8278 | 3.2761 | 2.6392 | 2.2355 | 2.8825 | 3.4929 | 4.2294 | 3.7365 | 3.6909 | 2.029 | 3.6444 | 3.4379 | 3.3751 | 3.0866 | 2.9215 | 3.1301 | 4.1514 | 3.4675 | 3.5567 | 4.0462 | 4.4223 | 4.7684 | 5.0266 | 4.5456 | 3.982
Program Specific1-in-2AllAll2015July Monthly Peak | Program Specific | 1-in-2 | All | All | 2015 | July Monthly Peak | 7 | 148.8131 | 145.5956 | 142.6216 | 142.3356 | 148.5204 | 162.7952 | 177.3998 | 193.1171 | 202.2056 | 209.2296 | 215.8481 | 216.7706 | 218.0368 | 218.5482 | 216.8542 | 213.4617 | 208.583 | 199.0353 | 189.2148 | 182.935 | 180.733 | 171.5494 | 163.7117 | 156.7212 | -0.028085 | 0.72753 | 0.367 | 0.67119 | -0.13509 | -0.31344 | -2.0598 | -0.86128 | 0.48037 | 1.4756 | 5.36 | 18.1917 | 18.1193 | 16.8124 | 15.8557 | 15.8079 | 15.9887 | 13.5988 | 5.1915 | 3.0016 | 2.1619 | 1.3521 | 1.3451 | 1.5852 | 68.0332 | 67.402 | 67.0992 | 66.9501 | 66.7892 | 66.7892 | 67.2939 | 68.5908 | 70.7737 | 73.7226 | 75.3218 | 73.9619 | 74.7286 | 77.2005 | 78.9566 | 79.2072 | 80.2528 | 79.4547 | 75.8085 | 73.4306 | 71.9579 | 71.4489 | 70.4923 | 70.1972 | 3.2006 | 2.5863 | 2.1851 | 2.8317 | 3.4478 | 4.2175 | 3.7191 | 3.6277 | 1.9726 | 3.5245 | 3.3041 | 3.2274 | 2.9633 | 2.8131 | 3.0255 | 4.0572 | 3.4076 | 3.4846 | 3.9533 | 4.3108 | 4.6428 | 4.9018 | 4.4229 | 3.8764
Program Specific1-in-2AllAll2015August Monthly Peak | Program Specific | 1-in-2 | All | All | 2015 | August Monthly Peak | 8 | 155.2511 | 151.461 | 148.4613 | 148.0363 | 154.5186 | 170.541 | 186.3703 | 201.8548 | 213.6522 | 222.624 | 231.4178 | 233.5865 | 235.3918 | 235.9112 | 234.2421 | 228.7505 | 221.9077 | 212.7797 | 202.4152 | 196.4784 | 191.6705 | 180.9559 | 172.1768 | 164.4865 | 0.057516 | 0.73112 | 0.45124 | 0.81552 | 0.11259 | 0.23003 | -1.7013 | -0.028816 | 1.2723 | 1.9025 | 5.9848 | 20.1093 | 20.216 | 18.7871 | 17.8764 | 18.2734 | 18.3345 | 16.0455 | 6.9485 | 3.9843 | 2.6996 | 1.7999 | 1.8309 | 1.9795 | 71.2228 | 71.4323 | 70.7805 | 70.6081 | 70.3924 | 69.8756 | 69.9948 | 69.666 | 71.2855 | 73.9748 | 77.5007 | 80.0237 | 81.4431 | 82.1392 | 81.6935 | 81.4632 | 80.7886 | 79.8945 | 77.1858 | 75.8784 | 74.1097 | 73.3002 | 72.5924 | 72.5083 | 3.2426 | 2.6111 | 2.2062 | 2.8589 | 3.4842 | 4.2926 | 3.7959 | 3.6836 | 2.0242 | 3.6437 | 3.443 | 3.3756 | 3.1044 | 2.9469 | 3.1694 | 4.2199 | 3.5178 | 3.6146 | 4.1076 | 4.5028 | 4.7868 | 5.0254 | 4.5178 | 3.9513
Program Specific1-in-2AllAll2015September Monthly Peak | Program Specific | 1-in-2 | All | All | 2015 | September Monthly Peak | 9 | 152.0244 | 148.4498 | 145.644 | 145.6028 | 153.1007 | 169.0146 | 188.4536 | 204.1791 | 219.0802 | 230.3035 | 238.6929 | 241.1099 | 242.6277 | 242.6698 | 240.3316 | 232.4984 | 222.6564 | 212.7272 | 203.6525 | 199.9123 | 191.9128 | 179.845 | 169.7284 | 161.8424 | 0.065898 | 0.72057 | 0.45073 | 0.81264 | 0.12702 | 0.25723 | -1.6969 | 0.016543 | 1.3455 | 1.9861 | 6.1744 | 20.7606 | 20.8528 | 19.3343 | 18.3636 | 18.6368 | 18.4627 | 16.1157 | 7.0562 | 4.0955 | 2.7268 | 1.8093 | 1.8234 | 1.9603 | 67.6996 | 67.2477 | 67.0915 | 65.8516 | 65.8325 | 65.6882 | 66.4477 | 67.6496 | 71.8794 | 76.9322 | 82.4322 | 84.2844 | 84.6638 | 84.2819 | 85.6056 | 87.0581 | 86.3753 | 85.2731 | 83.3141 | 79.6615 | 76.9531 | 75.8148 | 74.4352 | 73.0902 | 3.173 | 2.5587 | 2.1641 | 2.8098 | 3.4485 | 4.249 | 3.8337 | 3.7213 | 2.0723 | 3.7661 | 3.548 | 3.4781 | 3.1938 | 3.0253 | 3.244 | 4.2819 | 3.5231 | 3.6067 | 4.1268 | 4.5767 | 4.7882 | 4.9891 | 4.4487 | 3.8842
Program Specific1-in-2AllAll2015October Monthly Peak | Program Specific | 1-in-2 | All | All | 2015 | October Monthly Peak | 10 | 150.0883 | 146.3978 | 143.3779 | 142.6098 | 148.7209 | 161.4776 | 179.1331 | 193.9536 | 206.1368 | 215.4044 | 224.8967 | 228.6453 | 230.7054 | 233.191 | 231.3741 | 224.2737 | 215.3642 | 205.3807 | 198.0999 | 191.5318 | 183.9947 | 172.119 | 164.1695 | 157.7345 | -0.062849 | 0.73493 | 0.33933 | 0.6275 | -0.22198 | -0.4954 | -2.2421 | -1.1723 | 0.2209 | 1.4028 | 5.4518 | 18.9188 | 18.8672 | 17.6424 | 16.6123 | 16.1195 | 16.0395 | 13.5053 | 4.9399 | 2.8793 | 2.0572 | 1.2358 | 1.2151 | 1.4925 | 65.1859 | 64.6408 | 64.2827 | 63.7779 | 63.2976 | 62.43 | 62.6515 | 64.247 | 67.6692 | 71.9649 | 75.1655 | 77.1894 | 79.9215 | 80.8901 | 80.7891 | 80.3823 | 80.4227 | 80.0261 | 75.5576 | 71.7316 | 69.7495 | 68.1468 | 66.9858 | 66.2792 | 3.2692 | 2.6329 | 2.2236 | 2.8734 | 3.4975 | 4.2377 | 3.8042 | 3.6897 | 2.0327 | 3.6789 | 3.4908 | 3.4426 | 3.1707 | 3.0359 | 3.2634 | 4.3137 | 3.5606 | 3.6405 | 4.1923 | 4.5704 | 4.7839 | 4.9844 | 4.4921 | 3.9513
Program Specific1-in-2AllAll2015November Monthly Peak | Program Specific | 1-in-2 | All | All | 2015 | November Monthly Peak | 11 | 137.1981 | 134.0446 | 131.8866 | 131.9509 | 138.2617 | 148.9466 | 163.334 | 178.2557 | 188.2108 | 195.1782 | 202.3466 | 204.0298 | 205.6745 | 207.5364 | 205.7545 | 198.9792 | 192.031 | 185.4476 | 175.6186 | 168.4306 | 164.1735 | 155.2651 | 148.4488 | 143.249 | -0.22823 | 0.72389 | 0.18066 | 0.3517 | -0.6973 | -1.5263 | -2.937 | -2.7931 | -1.2991 | 0.62066 | 4.4061 | 15.8242 | 15.4783 | 14.3755 | 13.2537 | 11.6861 | 11.731 | 9.2522 | 1.6702 | 1.0824 | 1.0753 | 0.411 | 0.2981 | 0.74128 | 60.677 | 60.7516 | 59.8528 | 59.5094 | 60.0119 | 60.3734 | 59.5758 | 59.1445 | 61.6123 | 64.61 | 67.227 | 69.2655 | 70.3748 | 70.7725 | 69.5847 | 69.2655 | 68.447 | 66.5496 | 65.4906 | 64.2746 | 63.8347 | 62.9744 | 62.2961 | 61.7407 | 3.3219 | 2.6821 | 2.2786 | 2.957 | 3.6138 | 4.3414 | 3.8529 | 3.7666 | 2.0617 | 3.7024 | 3.488 | 3.4128 | 3.1407 | 3.0014 | 3.2232 | 4.2518 | 3.5305 | 3.6589 | 4.1307 | 4.4613 | 4.7399 | 4.9901 | 4.5174 | 3.9924
Program Specific1-in-2AllAll2015December Monthly Peak | Program Specific | 1-in-2 | All | All | 2015 | December Monthly Peak | 12 | 128.348 | 125.8604 | 124.4263 | 124.1937 | 130.0137 | 140.3005 | 155.2806 | 167.4111 | 173.9279 | 176.7047 | 178.2033 | 176.5751 | 175.5758 | 174.9756 | 173.0741 | 169.2123 | 167.5717 | 166.724 | 160.8191 | 155.1793 | 151.3248 | 145.3324 | 138.8987 | 133.6231 | -0.42029 | 0.74381 | 0.0054993 | 0.052175 | -1.2453 | -2.7183 | -3.8865 | -4.6991 | -3.0003 | -0.19251 | 3.3631 | 12.5787 | 11.794 | 10.7394 | 9.5151 | 7.0217 | 7.2979 | 4.8518 | -1.7296 | -0.73791 | 0.083845 | -0.42705 | -0.69165 | -0.048655 | 50.3218 | 49.9258 | 49.0037 | 49.0374 | 48.2226 | 47.9062 | 47.7043 | 47.2256 | 51.6615 | 56.8467 | 60.7096 | 62.2368 | 63.7495 | 66.6052 | 65.7304 | 63.661 | 62.1882 | 60.8623 | 60.0067 | 57.3231 | 56.24 | 54.734 | 54.4027 | 54.0927 | 3.6816 | 2.9856 | 2.5487 | 3.2978 | 4.0252 | 4.8404 | 4.3359 | 4.1884 | 2.2586 | 3.9618 | 3.6325 | 3.5008 | 3.179 | 3.0002 | 3.2183 | 4.2867 | 3.655 | 3.8964 | 4.4755 | 4.8712 | 5.1775 | 5.5121 | 5.0188 | 4.4273
Program Specific1-in-2AllAll2015Typical Event Day | Program Specific | 1-in-2 | All | All | 2015 | Typical Event Day | 8 | 153.0303 | 149.3611 | 146.4256 | 146.0558 | 152.2566 | 167.779 | 183.4304 | 198.433 | 208.9885 | 216.2803 | 223.5515 | 225.0795 | 226.646 | 227.4125 | 226.1515 | 221.098 | 215.0288 | 206.5197 | 197.1996 | 191.8604 | 187.6556 | 177.5607 | 169.0051 | 161.494 | -0.014584 | 0.73695 | 0.385 | 0.70552 | -0.091975 | -0.21453 | -2.0411 | -0.71589 | 0.64524 | 1.5899 | 5.5911 | 18.9667 | 18.9379 | 17.5945 | 16.6654 | 16.6242 | 16.7377 | 14.4002 | 5.6775 | 3.2967 | 2.3267 | 1.4734 | 1.4714 | 1.6961 | 67.5079 | 67.2523 | 66.7991 | 66.4257 | 66.0888 | 66.0467 | 66.4562 | 67.5629 | 70.1078 | 73.3627 | 76.6576 | 77.9744 | 78.9768 | 79.859 | 80.6203 | 80.9489 | 80.6322 | 79.6994 | 77.1642 | 74.8301 | 72.6199 | 71.7131 | 70.7737 | 70.1559 | 3.2683 | 2.633 | 2.2252 | 2.8842 | 3.5103 | 4.3177 | 3.8198 | 3.7024 | 2.0248 | 3.6188 | 3.3999 | 3.3266 | 3.057 | 2.9052 | 3.1301 | 4.172 | 3.4883 | 3.5901 | 4.0921 | 4.4943 | 4.7904 | 5.0407 | 4.5349 | 3.9673
Program Specific1-in-2AllAll2016January Monthly Peak | Program Specific | 1-in-2 | All | All | 2016 | January Monthly Peak | 1 | 125.328 | 122.3844 | 121.4675 | 121.7792 | 128.7601 | 140.6435 | 158.4448 | 171.7313 | 176.2305 | 176.8465 | 178.3519 | 175.5151 | 174.4144 | 173.2671 | 170.0502 | 166.0695 | 163.5585 | 162.0434 | 157.8152 | 151.9388 | 148.1844 | 142.1639 | 137.0178 | 132.0285 | -0.58123 | 0.60663 | -0.25999 | -0.27608 | -1.6606 | -3.44 | -4.5933 | -5.795 | -3.7624 | -0.52672 | 2.6519 | 11.2594 | 10.3716 | 9.4012 | 8.5189 | 6.1065 | 6.2967 | 3.6124 | -2.7394 | -1.2768 | -0.20842 | -0.86869 | -0.93851 | -0.26038 | 49.7799 | 49.1487 | 48.5599 | 48.2711 | 47.4982 | 47.0195 | 47.8342 | 47.0753 | 48.6629 | 52.0362 | 54.7892 | 56.9732 | 58.6431 | 58.9651 | 59.0661 | 58.8115 | 57.795 | 55.9232 | 54.0856 | 53.3191 | 50.8687 | 49.2404 | 47.3501 | 46.0719 | 3.8058 | 3.054 | 2.5987 | 3.4095 | 4.2274 | 5.1681 | 4.7084 | 4.5661 | 2.4102 | 4.2491 | 3.8971 | 3.6746 | 3.3255 | 3.1324 | 3.3074 | 4.4244 | 3.6902 | 3.9192 | 4.6553 | 5.1406 | 5.4691 | 5.7981 | 5.2258 | 4.6027
Program Specific1-in-2AllAll2016February Monthly Peak | Program Specific | 1-in-2 | All | All | 2016 | February Monthly Peak | 2 | 127.8969 | 124.6209 | 123.1508 | 123.7666 | 129.9696 | 141.4132 | 158.6943 | 169.497 | 174.5748 | 175.795 | 178.8833 | 177.1286 | 177.3086 | 176.503 | 174.142 | 169.2533 | 164.84 | 164.4952 | 162.5469 | 156.5632 | 152.4872 | 145.3749 | 138.9977 | 133.9684 | -0.56055 | 0.61644 | -0.23194 | -0.23392 | -1.5844 | -3.2664 | -4.4394 | -5.4212 | -3.4787 | -0.4166 | 2.7659 | 11.5825 | 10.798 | 9.8152 | 8.9554 | 6.5829 | 6.7033 | 4.1046 | -2.4023 | -1.0824 | -0.086524 | -0.75987 | -0.82145 | -0.16302 | 52.5074 | 52.2799 | 51.3459 | 49.7615 | 49.2301 | 48.6923 | 48.1276 | 47.8324 | 50.9381 | 53.9622 | 56.7016 | 57.7697 | 58.5963 | 58.986 | 58.5963 | 58.0317 | 57.5271 | 56.4847 | 54.6909 | 53.5884 | 52.1446 | 50.9003 | 49.9471 | 49.2226 | 3.794 | 3.038 | 2.574 | 3.3851 | 4.1684 | 5.076 | 4.6069 | 4.4022 | 2.3325 | 4.125 | 3.8172 | 3.6225 | 3.3026 | 3.1172 | 3.3092 | 4.4052 | 3.6352 | 3.8876 | 4.6838 | 5.1728 | 5.4944 | 5.7905 | 5.1787 | 4.5624
Program Specific1-in-2AllAll2016March Monthly Peak | Program Specific | 1-in-2 | All | All | 2016 | March Monthly Peak | 3 | 18.2563 | 17.7861 | 17.4983 | 17.4204 | 18.0129 | 19.6374 | 22.1932 | 23.841 | 24.8361 | 25.3631 | 26.036 | 26.0172 | 26.1159 | 26.273 | 26.1496 | 25.5463 | 24.8276 | 24.1091 | 23.5338 | 23.3095 | 22.6664 | 21.5224 | 20.2801 | 19.3017 | -0.058181 | 0.0724 | -0.019669 | -0.015106 | -0.15947 | -0.32833 | -0.47466 | -0.55494 | -0.34035 | -0.020088 | 0.35336 | 1.5144 | 1.439 | 1.3309 | 1.2379 | 0.99126 | 1.0015 | 0.68901 | -0.1666 | -0.064607 | 0.025786 | -0.056932 | -0.061601 | 0.0089038 | 51.5114 | 51.6747 | 51.6055 | 50.5714 | 49.82 | 49.57 | 49.603 | 48.6326 | 53.1901 | 58.1953 | 59.5331 | 62.1985 | 63.1793 | 62.4659 | 63.1807 | 62.2524 | 61.0376 | 57.6928 | 55.9592 | 54.2774 | 52.8457 | 49.754 | 49.2544 | 49.6674 | 0.4329 | 0.34901 | 0.29627 | 0.38212 | 0.46222 | 0.56322 | 0.51765 | 0.49974 | 0.28803 | 0.48172 | 0.45513 | 0.43875 | 0.40627 | 0.39005 | 0.41212 | 0.53017 | 0.44286 | 0.45808 | 0.53455 | 0.59992 | 0.63694 | 0.67068 | 0.596 | 0.52233
Program Specific1-in-2AllAll2016April Monthly Peak | Program Specific | 1-in-2 | All | All | 2016 | April Monthly Peak | 4 | 19.2429 | 18.6537 | 18.2956 | 18.1609 | 18.7601 | 20.4032 | 22.5455 | 24.4753 | 26.1057 | 27.3589 | 28.4695 | 28.8974 | 29.1777 | 29.4903 | 29.251 | 28.4162 | 27.2848 | 25.9286 | 24.5347 | 24.3774 | 23.9787 | 22.7893 | 21.4991 | 20.4482 | -0.030307 | 0.07283 | 0.0091742 | 0.030047 | -0.079425 | -0.15941 | -0.33151 | -0.28935 | -0.11594 | 0.084916 | 0.48019 | 1.8688 | 1.838 | 1.7172 | 1.6176 | 1.4893 | 1.4813 | 1.1842 | 0.23714 | 0.16722 | 0.15751 | 0.067563 | 0.068535 | 0.11224 | 58.4174 | 58.0797 | 56.6681 | 54.9 | 54.8843 | 54.7602 | 55.442 | 59.7138 | 66.4359 | 70.3869 | 73.3994 | 75.4394 | 76.6518 | 76.7231 | 77.3347 | 76.0062 | 74.7722 | 73.6119 | 71.9141 | 68.0699 | 63.193 | 62.1576 | 60.9396 | 59.459 | 0.38397 | 0.30842 | 0.26154 | 0.33566 | 0.40549 | 0.49316 | 0.445 | 0.43465 | 0.26018 | 0.4385 | 0.41924 | 0.40977 | 0.38126 | 0.36757 | 0.38648 | 0.49269 | 0.40831 | 0.41437 | 0.46955 | 0.52674 | 0.56387 | 0.5952 | 0.53051 | 0.46547
Program Specific1-in-2AllAll2016May Monthly Peak | Program Specific | 1-in-2 | All | All | 2016 | May Monthly Peak | 5 | 19.2124 | 18.7246 | 18.3489 | 18.2994 | 19.0003 | 20.6742 | 22.6772 | 25.1114 | 27.1615 | 28.4826 | 29.514 | 29.9452 | 30.1261 | 30.2614 | 29.9449 | 29.0148 | 27.8059 | 26.3765 | 24.9036 | 24.5474 | 24.2999 | 22.8916 | 21.6319 | 20.5186 | -0.023132 | 0.072929 | 0.016351 | 0.041057 | -0.060925 | -0.12108 | -0.30107 | -0.23426 | -0.065574 | 0.11346 | 0.52229 | 1.9883 | 1.9592 | 1.8194 | 1.7152 | 1.6146 | 1.6023 | 1.3096 | 0.33461 | 0.22289 | 0.19007 | 0.096456 | 0.098779 | 0.13561 | 59.811 | 59.561 | 59.311 | 58.5645 | 58.2971 | 57.5617 | 61.0858 | 65.0957 | 69.9025 | 74.5142 | 78.5907 | 79.5921 | 78.6394 | 78.2794 | 78.3507 | 77.8145 | 76.6198 | 75.1692 | 72.5933 | 68.9482 | 66.0862 | 64.8713 | 64.6213 | 63.1578 | 0.37158 | 0.30044 | 0.2547 | 0.32829 | 0.39874 | 0.48551 | 0.43575 | 0.43308 | 0.26266 | 0.44337 | 0.42216 | 0.41261 | 0.38261 | 0.3668 | 0.38493 | 0.48942 | 0.40514 | 0.41069 | 0.46474 | 0.51846 | 0.55587 | 0.58016 | 0.51816 | 0.45314
Program Specific1-in-2AllAll2016June Monthly Peak | Program Specific | 1-in-2 | All | All | 2016 | June Monthly Peak | 6 | 20.1303 | 19.5718 | 19.1909 | 19.0689 | 19.772 | 21.4114 | 23.3683 | 25.8916 | 27.7455 | 29.1804 | 30.4407 | 30.8907 | 31.0109 | 31.0628 | 30.7711 | 29.9808 | 29.0497 | 27.6346 | 26.1641 | 25.2751 | 25.031 | 23.719 | 22.4818 | 21.3453 | -0.022903 | 0.075883 | 0.018251 | 0.044766 | -0.05929 | -0.11669 | -0.30303 | -0.22728 | -0.054672 | 0.12124 | 0.54328 | 2.0582 | 2.0255 | 1.8769 | 1.7725 | 1.6859 | 1.692 | 1.3916 | 0.37036 | 0.24062 | 0.20182 | 0.10585 | 0.1091 | 0.14586 | 60.5792 | 60.5618 | 59.5966 | 60.0462 | 58.8309 | 59.9927 | 60.9059 | 64.4819 | 67.1618 | 70.5253 | 74.1361 | 77.0489 | 78.1007 | 79.5125 | 79.7812 | 78.4375 | 77.2219 | 76.0083 | 73.8076 | 71.1451 | 67.0535 | 64.7084 | 63.7417 | 62.992 | 0.38626 | 0.31129 | 0.26394 | 0.33918 | 0.41156 | 0.49938 | 0.44541 | 0.44237 | 0.26489 | 0.44874 | 0.42974 | 0.42002 | 0.38858 | 0.37171 | 0.39075 | 0.50033 | 0.41799 | 0.42446 | 0.4823 | 0.52931 | 0.56766 | 0.59542 | 0.5334 | 0.46712
Program Specific1-in-2AllAll2016July Monthly Peak | Program Specific | 1-in-2 | All | All | 2016 | July Monthly Peak | 7 | 20.7999 | 20.2851 | 19.8505 | 19.7913 | 20.5928 | 22.5049 | 24.5353 | 26.8873 | 28.5507 | 29.9204 | 31.0731 | 31.4319 | 31.6956 | 31.859 | 31.6951 | 31.2126 | 30.3931 | 28.8131 | 27.1159 | 26.0933 | 25.8005 | 24.4753 | 23.1712 | 22.0142 | -0.010497 | 0.076327 | 0.031233 | 0.065578 | -0.023756 | -0.040951 | -0.24998 | -0.10957 | 0.050882 | 0.17002 | 0.5899 | 2.1593 | 2.1549 | 2.0072 | 1.9131 | 1.9125 | 1.9284 | 1.6391 | 0.56315 | 0.34872 | 0.26346 | 0.16386 | 0.17088 | 0.19513 | 67.783 | 67.2677 | 66.5697 | 66.5524 | 66.5337 | 66.5337 | 67.6969 | 69.3942 | 74.0662 | 77.2812 | 78.3509 | 76.8672 | 78.2819 | 81.4413 | 79.8785 | 81.454 | 83.5638 | 83.0291 | 77.9658 | 73.9337 | 72.216 | 71.715 | 69.8364 | 69.802 | 0.37793 | 0.30582 | 0.25878 | 0.33386 | 0.40686 | 0.4982 | 0.44329 | 0.43498 | 0.25891 | 0.43517 | 0.41483 | 0.40393 | 0.37533 | 0.36003 | 0.37939 | 0.48972 | 0.41155 | 0.41684 | 0.47167 | 0.51616 | 0.55275 | 0.58066 | 0.51973 | 0.45566
Program Specific1-in-2AllAll2016August Monthly Peak | Program Specific | 1-in-2 | All | All | 2016 | August Monthly Peak | 8 | 22.9736 | 22.3499 | 21.8825 | 21.8019 | 22.6986 | 24.9707 | 27.3419 | 29.82 | 31.9683 | 33.6911 | 35.2408 | 35.8048 | 36.1617 | 36.3264 | 36.1392 | 35.3402 | 34.2003 | 32.5568 | 30.6426 | 29.6393 | 28.898 | 27.2477 | 25.7408 | 24.4276 | 7.7911e-05 | 0.083595 | 0.046254 | 0.090768 | 0.0079591 | 0.027637 | -0.22093 | -0.010855 | 0.15388 | 0.2364 | 0.71498 | 2.5605 | 2.5785 | 2.4036 | 2.3005 | 2.345 | 2.3471 | 2.0508 | 0.81167 | 0.49539 | 0.35154 | 0.23551 | 0.24554 | 0.26 | 70.5027 | 70.7039 | 69.7473 | 70.0759 | 69.3488 | 68.9342 | 68.9491 | 68.733 | 71.3857 | 74.697 | 79.6881 | 82.6286 | 83.856 | 84.1179 | 83.8872 | 83.3334 | 83.0741 | 81.5622 | 78.4235 | 75.9848 | 74.0137 | 73.2125 | 71.5488 | 71.8884 | 0.40978 | 0.33031 | 0.27929 | 0.36078 | 0.44015 | 0.54275 | 0.48338 | 0.47139 | 0.27898 | 0.47751 | 0.45717 | 0.44615 | 0.41413 | 0.39653 | 0.41901 | 0.5414 | 0.45059 | 0.45916 | 0.52227 | 0.57554 | 0.60926 | 0.63699 | 0.5683 | 0.49708
Program Specific1-in-2AllAll2016September Monthly Peak | Program Specific | 1-in-2 | All | All | 2016 | September Monthly Peak | 9 | 22.5973 | 22.0059 | 21.5674 | 21.5398 | 22.5688 | 24.8464 | 27.7591 | 30.2193 | 32.8177 | 34.8816 | 36.3814 | 36.9799 | 37.2952 | 37.4184 | 37.1385 | 35.9926 | 34.4105 | 32.6058 | 30.8808 | 30.2874 | 28.9635 | 27.1068 | 25.4195 | 24.088 | 0.0010088 | 0.082094 | 0.046202 | 0.090384 | 0.0098255 | 0.031235 | -0.2201 | -0.0050339 | 0.16289 | 0.24679 | 0.73841 | 2.6451 | 2.6611 | 2.476 | 2.3647 | 2.3917 | 2.3636 | 2.0596 | 0.82444 | 0.50883 | 0.35469 | 0.23662 | 0.24442 | 0.25746 | 65.9931 | 65.2803 | 65.9173 | 64.0121 | 64.6662 | 65.3046 | 67.3688 | 68.8316 | 75.9238 | 81.3681 | 86.8681 | 88.1932 | 87.8028 | 89.5058 | 91.2027 | 89.4143 | 87.7974 | 87.2223 | 85.6651 | 80.8331 | 76.5565 | 76.1957 | 74.0543 | 72.5736 | 0.40058 | 0.32331 | 0.27376 | 0.35431 | 0.43528 | 0.53689 | 0.48777 | 0.47577 | 0.28433 | 0.49206 | 0.46948 | 0.45819 | 0.42452 | 0.40567 | 0.42785 | 0.54875 | 0.45123 | 0.45831 | 0.52452 | 0.58432 | 0.60906 | 0.63208 | 0.55928 | 0.48828
Program Specific1-in-2AllAll2016October Monthly Peak | Program Specific | 1-in-2 | All | All | 2016 | October Monthly Peak | 10 | 22.1096 | 21.515 | 21.0519 | 20.9306 | 21.773 | 23.6223 | 26.3154 | 28.5351 | 30.6581 | 32.4241 | 34.0666 | 34.8734 | 35.3128 | 35.7812 | 35.5776 | 34.538 | 33.067 | 31.2548 | 30.0086 | 28.952 | 27.6555 | 25.8746 | 24.4771 | 23.3418 | -0.015709 | 0.082333 | 0.029307 | 0.063979 | -0.037251 | -0.067971 | -0.29122 | -0.15666 | 0.022201 | 0.17284 | 0.64262 | 2.3971 | 2.3947 | 2.2472 | 2.1393 | 2.0858 | 2.0681 | 1.7384 | 0.57295 | 0.35842 | 0.26904 | 0.15953 | 0.16612 | 0.19686 | 62.8347 | 62.5479 | 62.7221 | 61.565 | 61.724 | 60.0839 | 61.2058 | 64.2496 | 69.4907 | 74.8407 | 78.9599 | 80.9629 | 83.7106 | 85.5821 | 85.3507 | 84.4246 | 83.5543 | 81.9729 | 76.6014 | 70.4346 | 68.4368 | 66.0486 | 65.0286 | 63.4086 | 0.41226 | 0.33221 | 0.28065 | 0.36168 | 0.44079 | 0.53475 | 0.48364 | 0.4717 | 0.27981 | 0.4812 | 0.46217 | 0.45352 | 0.42113 | 0.40602 | 0.42896 | 0.55154 | 0.45454 | 0.46097 | 0.5314 | 0.58278 | 0.60777 | 0.63096 | 0.56414 | 0.49623
Program Specific1-in-2AllAll2016November Monthly Peak | Program Specific | 1-in-2 | All | All | 2016 | November Monthly Peak | 11 | 20.1578 | 19.6714 | 19.3484 | 19.3552 | 20.2329 | 21.8275 | 23.9422 | 26.1838 | 27.9131 | 29.1883 | 30.3469 | 30.726 | 30.9961 | 31.3075 | 31.0645 | 30.0403 | 28.9579 | 28.1037 | 26.4987 | 25.3098 | 24.5188 | 23.1854 | 22.0227 | 21.12 | -0.037527 | 0.07832 | 0.0047858 | 0.024495 | -0.10212 | -0.20418 | -0.38243 | -0.36347 | -0.16808 | 0.073668 | 0.50394 | 1.982 | 1.9404 | 1.8096 | 1.7039 | 1.5349 | 1.5333 | 1.2169 | 0.18736 | 0.13702 | 0.14229 | 0.048874 | 0.04887 | 0.10034 | 60.2594 | 59.9185 | 59.6315 | 59.5887 | 60.0015 | 60.5718 | 59.7721 | 59.5433 | 62.6521 | 65.6518 | 68.0789 | 69.9086 | 71.0973 | 71.497 | 70.1234 | 69.9086 | 68.7561 | 66.7688 | 65.4113 | 63.8591 | 63.1039 | 62.6466 | 61.8618 | 61.6175 | 0.4178 | 0.33726 | 0.28622 | 0.37094 | 0.45406 | 0.5468 | 0.48889 | 0.48069 | 0.28318 | 0.48393 | 0.46181 | 0.44995 | 0.41762 | 0.40216 | 0.42447 | 0.5439 | 0.45054 | 0.46204 | 0.52299 | 0.56889 | 0.60186 | 0.63093 | 0.56547 | 0.49963
Program Specific1-in-2AllAll2016December Monthly Peak | Program Specific | 1-in-2 | All | All | 2016 | December Monthly Peak | 12 | 18.8728 | 18.4875 | 18.2735 | 18.2534 | 19.0701 | 20.6109 | 22.7861 | 24.6694 | 25.8735 | 26.4521 | 26.7668 | 26.6047 | 26.4478 | 26.3707 | 26.0927 | 25.4853 | 25.184 | 25.1961 | 24.2463 | 23.3029 | 22.6044 | 21.6192 | 20.574 | 19.7063 | -0.063194 | 0.07728 | -0.022879 | -0.019253 | -0.17777 | -0.36345 | -0.50744 | -0.60772 | -0.38109 | -0.030084 | 0.36222 | 1.5512 | 1.4544 | 1.3315 | 1.2281 | 0.96582 | 0.99393 | 0.68236 | -0.21148 | -0.086822 | 0.01443 | -0.066662 | -0.07692 | -0.00093493 | 48.5077 | 48.2396 | 47.0304 | 48.1291 | 46.9332 | 47.1127 | 46.6498 | 45.9336 | 52.8335 | 57.6376 | 61.6206 | 62.9051 | 62.4365 | 66.0753 | 65.0909 | 63.52 | 61.8045 | 59.6695 | 58.0307 | 54.8512 | 53.622 | 52.1212 | 52.2989 | 52.2603 | 0.46102 | 0.37331 | 0.31807 | 0.41181 | 0.50369 | 0.6074 | 0.54751 | 0.53146 | 0.3056 | 0.51494 | 0.47935 | 0.46009 | 0.42208 | 0.40226 | 0.42366 | 0.54738 | 0.46446 | 0.48961 | 0.56491 | 0.61961 | 0.65612 | 0.69401 | 0.62363 | 0.54949
Program Specific1-in-2AllAll2016Typical Event Day | Program Specific | 1-in-2 | All | All | 2016 | Typical Event Day | 8 | 22.6642 | 22.0605 | 21.6042 | 21.5319 | 22.3933 | 24.601 | 26.9498 | 29.3465 | 31.3032 | 32.7756 | 34.0968 | 34.5524 | 34.8703 | 35.0652 | 34.9317 | 34.1914 | 33.1601 | 31.6178 | 29.8733 | 28.9617 | 28.3119 | 26.7517 | 25.285 | 24.0041 | -0.0094347 | 0.083378 | 0.03627 | 0.075215 | -0.019557 | -0.030879 | -0.26537 | -0.098889 | 0.075116 | 0.19662 | 0.66174 | 2.4094 | 2.4104 | 2.2471 | 2.1477 | 2.1455 | 2.1537 | 1.8505 | 0.66114 | 0.41052 | 0.30362 | 0.19171 | 0.19956 | 0.22353 | 66.221 | 65.9593 | 65.4652 | 65.1779 | 64.8514 | 65.1962 | 66.232 | 67.8579 | 72.1249 | 75.9554 | 79.747 | 81.1695 | 81.9947 | 83.6255 | 83.6767 | 83.1488 | 82.9015 | 81.9427 | 78.9569 | 75.4711 | 72.4603 | 71.461 | 69.8012 | 69.3193 | 0.41285 | 0.33292 | 0.28152 | 0.36384 | 0.44333 | 0.54582 | 0.4863 | 0.47366 | 0.27902 | 0.47449 | 0.45205 | 0.44033 | 0.4086 | 0.39171 | 0.41436 | 0.53546 | 0.44685 | 0.45595 | 0.52026 | 0.57447 | 0.60969 | 0.63882 | 0.5702 | 0.49888
Program Specific1-in-2AllAll2017January Monthly Peak | Program Specific | 1-in-2 | All | All | 2017 | January Monthly Peak | 1 | 18.1364 | 17.7093 | 17.5713 | 17.626 | 18.5842 | 20.3152 | 22.9657 | 24.9372 | 25.8359 | 26.0464 | 26.2542 | 25.8686 | 25.6369 | 25.4428 | 24.9984 | 24.4503 | 24.1454 | 24.1715 | 23.5281 | 22.5715 | 21.8979 | 20.9117 | 19.986 | 19.1563 | -0.071165 | 0.074009 | -0.032035 | -0.034024 | -0.20326 | -0.42082 | -0.56181 | -0.70872 | -0.46005 | -0.064453 | 0.32364 | 1.4527 | 1.3425 | 1.223 | 1.1148 | 0.81935 | 0.8426 | 0.51803 | -0.3348 | -0.15603 | -0.025455 | -0.10634 | -0.11467 | -0.0318 | 46.901 | 46.3849 | 46.9713 | 46.7165 | 45.5249 | 44.808 | 46.0048 | 45.2537 | 47.6422 | 51.785 | 54.5354 | 56.9967 | 58.5175 | 58.5569 | 58.7886 | 57.8798 | 56.2194 | 54.2351 | 51.5967 | 50.1863 | 46.8147 | 45.299 | 42.2152 | 41.6201 | 0.4705 | 0.37928 | 0.32433 | 0.42186 | 0.52131 | 0.63653 | 0.58343 | 0.56871 | 0.32145 | 0.53923 | 0.50157 | 0.47795 | 0.43801 | 0.41624 | 0.43561 | 0.56323 | 0.47525 | 0.49941 | 0.58248 | 0.63801 | 0.67611 | 0.71478 | 0.64424 | 0.56782
Program Specific1-in-2AllAll2017February Monthly Peak | Program Specific | 1-in-2 | All | All | 2017 | February Monthly Peak | 2 | 18.5108 | 18.034 | 17.8235 | 17.9091 | 18.7653 | 20.4423 | 22.9591 | 24.6256 | 25.6294 | 25.9853 | 26.4665 | 26.2717 | 26.2468 | 26.1276 | 25.8074 | 25.1247 | 24.496 | 24.497 | 24.2746 | 23.2855 | 22.5545 | 21.4115 | 20.3161 | 19.4679 | -0.068591 | 0.075161 | -0.028579 | -0.028841 | -0.1938 | -0.39933 | -0.54263 | -0.66257 | -0.42509 | -0.050955 | 0.33736 | 1.4952 | 1.3985 | 1.2782 | 1.1731 | 0.88226 | 0.89537 | 0.57853 | -0.29341 | -0.13218 | -0.010539 | -0.092967 | -0.10029 | -0.01988 | 48.9896 | 49.4007 | 48.1893 | 47.1179 | 45.9557 | 45.0122 | 44.0654 | 44.0293 | 49.2368 | 53.5565 | 55.6468 | 56.8746 | 58.0729 | 58.5594 | 58.0729 | 57.126 | 55.9671 | 53.8646 | 51.6704 | 49.78 | 48.5064 | 45.9403 | 45.3849 | 45.2964 | 0.46881 | 0.37718 | 0.32123 | 0.41868 | 0.51386 | 0.62498 | 0.57088 | 0.54878 | 0.31277 | 0.52446 | 0.4922 | 0.4719 | 0.4354 | 0.41453 | 0.4358 | 0.56081 | 0.46878 | 0.49556 | 0.58563 | 0.64156 | 0.67878 | 0.71343 | 0.63816 | 0.56262
Program Specific1-in-2AllAll2017March Monthly Peak | Program Specific | 1-in-2 | All | All | 2017 | March Monthly Peak | 3 | 20.173 | 19.6571 | 19.3399 | 19.2534 | 19.9106 | 21.7067 | 24.5266 | 26.341 | 27.4092 | 27.9644 | 28.6951 | 28.6608 | 28.7693 | 28.9378 | 28.7955 | 28.1228 | 27.3319 | 26.5522 | 25.9243 | 25.6733 | 24.9802 | 23.7347 | 22.3844 | 21.3198 | -0.065816 | 0.081615 | -0.022449 | -0.017314 | -0.18031 | -0.37104 | -0.53631 | -0.62696 | -0.38446 | -0.022741 | 0.39851 | 1.6967 | 1.6115 | 1.4893 | 1.3848 | 1.1069 | 1.1188 | 0.7663 | -0.18814 | -0.072913 | 0.029169 | -0.064409 | -0.069485 | 0.010105 | 51.5452 | 51.6973 | 51.6191 | 50.5806 | 49.829 | 49.579 | 49.6164 | 48.682 | 53.2146 | 58.1883 | 59.5373 | 62.1918 | 63.1702 | 62.4615 | 63.1718 | 62.2528 | 61.0425 | 57.7178 | 55.9863 | 54.3133 | 52.8904 | 49.8192 | 49.3196 | 49.7214 | 0.48741 | 0.39246 | 0.33266 | 0.43008 | 0.52069 | 0.63472 | 0.58233 | 0.56128 | 0.31763 | 0.53831 | 0.50686 | 0.48741 | 0.45008 | 0.43138 | 0.45688 | 0.59253 | 0.49333 | 0.51148 | 0.59986 | 0.67492 | 0.71732 | 0.75584 | 0.67157 | 0.58843
Program Specific1-in-2AllAll2017April Monthly Peak | Program Specific | 1-in-2 | All | All | 2017 | April Monthly Peak | 4 | 21.2698 | 20.6219 | 20.2282 | 20.0795 | 20.746 | 22.5656 | 24.933 | 27.0593 | 28.8202 | 30.1671 | 31.3685 | 31.8201 | 32.1221 | 32.459 | 32.1848 | 31.2575 | 30.0156 | 28.5416 | 27.0267 | 26.8489 | 26.4209 | 25.1314 | 23.7338 | 22.594 | -0.034324 | 0.082148 | 0.010193 | 0.033754 | -0.089855 | -0.18018 | -0.37461 | -0.32699 | -0.13102 | 0.095882 | 0.54195 | 2.0957 | 2.0606 | 1.9239 | 1.8117 | 1.6674 | 1.6589 | 1.3243 | 0.26761 | 0.1889 | 0.17801 | 0.076309 | 0.077541 | 0.12687 | 58.4714 | 58.1224 | 56.7222 | 54.9518 | 54.9341 | 54.7939 | 55.4669 | 59.7091 | 66.3952 | 70.3398 | 73.354 | 75.3992 | 76.6067 | 76.6873 | 77.2809 | 75.9746 | 74.7427 | 73.594 | 71.903 | 68.079 | 63.218 | 62.178 | 60.9641 | 59.4861 | 0.43206 | 0.34648 | 0.29328 | 0.3775 | 0.45654 | 0.55551 | 0.50003 | 0.48745 | 0.28558 | 0.48914 | 0.46595 | 0.45437 | 0.42154 | 0.40573 | 0.42763 | 0.54996 | 0.45398 | 0.46172 | 0.5261 | 0.59205 | 0.63467 | 0.67052 | 0.59756 | 0.52415
Program Specific1-in-2AllAll2017May Monthly Peak | Program Specific | 1-in-2 | All | All | 2017 | May Monthly Peak | 5 | 21.2404 | 20.7065 | 20.2928 | 20.2402 | 21.0215 | 22.8782 | 25.0963 | 27.776 | 30.0038 | 31.4259 | 32.539 | 32.9948 | 33.1857 | 33.3245 | 32.9663 | 31.935 | 30.6083 | 29.0556 | 27.4567 | 27.0664 | 26.7917 | 25.2542 | 23.8908 | 22.6798 | -0.026218 | 0.082269 | 0.018313 | 0.046206 | -0.068947 | -0.13688 | -0.34023 | -0.26475 | -0.074131 | 0.12813 | 0.58956 | 2.2307 | 2.1975 | 2.0394 | 1.922 | 1.8089 | 1.7956 | 1.4661 | 0.37766 | 0.25179 | 0.2148 | 0.10897 | 0.11172 | 0.15329 | 59.8514 | 59.6013 | 59.3513 | 58.6053 | 58.3356 | 57.6021 | 61.097 | 65.0757 | 69.8574 | 74.4512 | 78.5053 | 79.5069 | 78.5603 | 78.2185 | 78.2989 | 77.7581 | 76.5705 | 75.1263 | 72.573 | 68.9415 | 66.0974 | 64.887 | 64.637 | 63.1782 | 0.41802 | 0.33742 | 0.28548 | 0.36913 | 0.44889 | 0.54686 | 0.48952 | 0.48564 | 0.28838 | 0.49467 | 0.46924 | 0.45758 | 0.42302 | 0.40475 | 0.42578 | 0.54618 | 0.45029 | 0.45746 | 0.52061 | 0.58265 | 0.6256 | 0.65349 | 0.58357 | 0.51019
Program Specific1-in-2AllAll2017June Monthly Peak | Program Specific | 1-in-2 | All | All | 2017 | June Monthly Peak | 6 | 22.2585 | 21.6459 | 21.2273 | 21.093 | 21.8767 | 23.6984 | 25.8637 | 28.6394 | 30.6447 | 32.1887 | 33.5547 | 34.0307 | 34.1549 | 34.2039 | 33.8743 | 32.9982 | 31.9799 | 30.4384 | 28.8415 | 27.8702 | 27.5978 | 26.1642 | 24.8269 | 23.5925 | -0.025963 | 0.08562 | 0.020464 | 0.050405 | -0.067107 | -0.13193 | -0.34249 | -0.2569 | -0.061827 | 0.13694 | 0.61334 | 2.3092 | 2.2722 | 2.1041 | 1.9864 | 1.8891 | 1.8965 | 1.5581 | 0.41809 | 0.27185 | 0.22812 | 0.1196 | 0.1234 | 0.16489 | 60.6219 | 60.6023 | 59.6415 | 60.0846 | 58.8739 | 60.0242 | 60.9261 | 64.4796 | 67.1504 | 70.4962 | 74.0889 | 76.9904 | 78.0488 | 79.4492 | 79.7204 | 78.3969 | 77.1858 | 75.977 | 73.7827 | 71.1315 | 67.0604 | 64.7354 | 63.773 | 63.0234 | 0.43474 | 0.34981 | 0.29607 | 0.38157 | 0.4635 | 0.56266 | 0.5006 | 0.49632 | 0.29109 | 0.50094 | 0.47808 | 0.46624 | 0.43005 | 0.41057 | 0.43264 | 0.5588 | 0.46518 | 0.47336 | 0.54072 | 0.59508 | 0.63908 | 0.6709 | 0.60094 | 0.52611
Program Specific1-in-2AllAll2017July Monthly Peak | Program Specific | 1-in-2 | All | All | 2017 | July Monthly Peak | 7 | 22.9897 | 22.4286 | 21.9504 | 21.8878 | 22.7824 | 24.9061 | 27.1488 | 29.7278 | 31.5133 | 32.978 | 34.2174 | 34.5849 | 34.865 | 35.0334 | 34.8427 | 34.3096 | 33.4198 | 31.7024 | 29.8655 | 28.7521 | 28.4275 | 26.9819 | 25.5736 | 24.3194 | -0.011935 | 0.086149 | 0.035168 | 0.073961 | -0.026924 | -0.046314 | -0.28254 | -0.12389 | 0.057436 | 0.19207 | 0.66613 | 2.4227 | 2.4174 | 2.2503 | 2.144 | 2.1437 | 2.1622 | 1.8366 | 0.63583 | 0.39399 | 0.29779 | 0.1852 | 0.19321 | 0.22057 | 67.7872 | 67.27 | 66.5788 | 66.5592 | 66.538 | 66.538 | 67.69 | 69.3804 | 74.0099 | 77.2203 | 78.2991 | 76.8176 | 78.2211 | 81.3688 | 79.8628 | 81.4156 | 83.5072 | 82.968 | 77.9289 | 73.9251 | 72.2116 | 71.7104 | 69.8476 | 69.8088 | 0.42533 | 0.34362 | 0.29022 | 0.37556 | 0.45821 | 0.56136 | 0.49823 | 0.48795 | 0.28419 | 0.48546 | 0.46102 | 0.44778 | 0.41481 | 0.39712 | 0.41958 | 0.54672 | 0.45783 | 0.46468 | 0.52866 | 0.58018 | 0.62221 | 0.65422 | 0.5855 | 0.51317
Program Specific1-in-2AllAll2017August Monthly Peak | Program Specific | 1-in-2 | All | All | 2017 | August Monthly Peak | 8 | 24.8797 | 24.2104 | 23.7064 | 23.6211 | 24.5991 | 27.0693 | 29.6316 | 32.2956 | 34.5784 | 36.4038 | 38.0527 | 38.6394 | 39.0166 | 39.1856 | 38.9763 | 38.1086 | 36.8853 | 35.133 | 33.0962 | 32.0221 | 31.2226 | 29.4543 | 27.8491 | 26.4462 | 1.5373e-05 | 0.091962 | 0.050825 | 0.099826 | 0.0087026 | 0.030418 | -0.24333 | -0.012024 | 0.16937 | 0.26027 | 0.78688 | 2.8048 | 2.8244 | 2.6316 | 2.5181 | 2.5673 | 2.5702 | 2.2449 | 0.8931 | 0.54541 | 0.38719 | 0.25941 | 0.27051 | 0.28638 | 70.513 | 70.7143 | 69.7622 | 70.0835 | 69.3638 | 68.9478 | 68.9642 | 68.7465 | 71.3843 | 74.6866 | 79.6566 | 82.5911 | 83.8212 | 84.0894 | 83.8556 | 83.3064 | 83.0412 | 81.5382 | 78.4057 | 75.9833 | 74.0151 | 73.2138 | 71.5638 | 71.8973 | 0.44996 | 0.36228 | 0.30592 | 0.39602 | 0.48354 | 0.59648 | 0.53031 | 0.51645 | 0.30106 | 0.52129 | 0.49786 | 0.48508 | 0.44935 | 0.42967 | 0.45485 | 0.59138 | 0.49093 | 0.50102 | 0.57199 | 0.63158 | 0.66916 | 0.70003 | 0.62447 | 0.5461
Program Specific1-in-2AllAll2017September Monthly Peak | Program Specific | 1-in-2 | All | All | 2017 | September Monthly Peak | 9 | 24.4601 | 23.8258 | 23.3534 | 23.326 | 24.4489 | 26.9229 | 30.0715 | 32.7212 | 35.4922 | 37.6868 | 39.2804 | 39.9047 | 40.2366 | 40.3582 | 40.048 | 38.8042 | 37.1018 | 35.1792 | 33.3478 | 32.7086 | 31.2894 | 29.2982 | 27.4955 | 26.0716 | 0.0010409 | 0.090311 | 0.050772 | 0.099408 | 0.01076 | 0.034382 | -0.24241 | -0.0056111 | 0.17929 | 0.27171 | 0.81269 | 2.8975 | 2.9148 | 2.7108 | 2.5884 | 2.6183 | 2.5881 | 2.2545 | 0.90719 | 0.56021 | 0.39066 | 0.26063 | 0.26927 | 0.2836 | 66.0177 | 65.3086 | 65.9342 | 64.0385 | 64.6829 | 65.3102 | 67.3555 | 68.8146 | 75.8656 | 81.3042 | 86.8042 | 88.1369 | 87.7577 | 89.4306 | 91.1221 | 89.3804 | 87.7769 | 87.1943 | 85.6313 | 80.8162 | 76.5622 | 76.1902 | 74.0598 | 72.581 | 0.4398 | 0.35454 | 0.29979 | 0.38888 | 0.47817 | 0.59002 | 0.53517 | 0.5213 | 0.30706 | 0.53744 | 0.51155 | 0.49849 | 0.46094 | 0.43989 | 0.46471 | 0.59953 | 0.49165 | 0.50008 | 0.57448 | 0.64127 | 0.66895 | 0.69462 | 0.61452 | 0.53639
Program Specific1-in-2AllAll2017October Monthly Peak | Program Specific | 1-in-2 | All | All | 2017 | October Monthly Peak | 10 | 23.953 | 23.3137 | 22.8136 | 22.6831 | 23.602 | 25.6079 | 28.5152 | 30.9162 | 33.1808 | 35.0537 | 36.8034 | 37.6515 | 38.113 | 38.6093 | 38.3814 | 37.2533 | 35.6738 | 33.7427 | 32.4085 | 31.2707 | 29.885 | 27.9736 | 26.4876 | 25.2781 | -0.017373 | 0.090573 | 0.032149 | 0.070316 | -0.041109 | -0.074905 | -0.32078 | -0.17261 | 0.024396 | 0.1903 | 0.70726 | 2.6258 | 2.6227 | 2.46 | 2.3413 | 2.2828 | 2.2639 | 1.902 | 0.6305 | 0.39467 | 0.29637 | 0.17571 | 0.18306 | 0.21687 | 62.8685 | 62.578 | 62.7446 | 61.5969 | 61.7466 | 60.1177 | 61.2266 | 64.2496 | 69.4645 | 74.7993 | 78.9053 | 80.9085 | 83.6561 | 85.5146 | 85.285 | 84.3664 | 83.5092 | 81.9449 | 76.5864 | 70.4533 | 68.4557 | 66.0789 | 65.0568 | 63.4499 | 0.45277 | 0.36444 | 0.30748 | 0.39708 | 0.48432 | 0.58774 | 0.53069 | 0.51689 | 0.30211 | 0.5255 | 0.50355 | 0.49342 | 0.4573 | 0.44041 | 0.46609 | 0.60276 | 0.49545 | 0.50315 | 0.5822 | 0.63967 | 0.66762 | 0.69348 | 0.61998 | 0.54524
Program Specific1-in-2AllAll2017November Monthly Peak | Program Specific | 1-in-2 | All | All | 2017 | November Monthly Peak | 11 | 21.8443 | 21.3194 | 20.9696 | 20.9776 | 21.9338 | 23.6595 | 25.9497 | 28.375 | 30.22 | 31.5766 | 32.8163 | 33.2131 | 33.5018 | 33.835 | 33.5691 | 32.4605 | 31.2919 | 30.3532 | 28.6285 | 27.3524 | 26.5123 | 25.0818 | 23.8422 | 22.8797 | -0.041415 | 0.08615 | 0.0051076 | 0.0268 | -0.11261 | -0.22501 | -0.42135 | -0.40046 | -0.18518 | 0.081102 | 0.55461 | 2.1712 | 2.1252 | 1.981 | 1.8649 | 1.6795 | 1.6781 | 1.3295 | 0.20617 | 0.15093 | 0.1568 | 0.053807 | 0.053933 | 0.11059 | 60.2654 | 59.9305 | 59.6347 | 59.5876 | 60.0016 | 60.5689 | 59.7693 | 59.5375 | 62.6372 | 65.6368 | 68.0666 | 69.8993 | 71.0869 | 71.4865 | 70.1156 | 69.8993 | 68.7516 | 66.7657 | 65.4124 | 63.8651 | 63.1144 | 62.6513 | 61.868 | 61.6193 | 0.45895 | 0.37007 | 0.31368 | 0.40736 | 0.49905 | 0.60114 | 0.53657 | 0.52691 | 0.30585 | 0.52857 | 0.50316 | 0.48944 | 0.45336 | 0.43607 | 0.46107 | 0.59433 | 0.49101 | 0.50436 | 0.57295 | 0.62442 | 0.66121 | 0.69356 | 0.62154 | 0.54908
Program Specific1-in-2AllAll2017December Monthly Peak | Program Specific | 1-in-2 | All | All | 2017 | December Monthly Peak | 12 | 20.4478 | 20.0324 | 19.801 | 19.7778 | 20.6661 | 22.3324 | 24.6914 | 26.7227 | 28.0009 | 28.6081 | 28.9369 | 28.7531 | 28.5831 | 28.4979 | 28.196 | 27.5409 | 27.2191 | 27.2175 | 26.1961 | 25.1859 | 24.4425 | 23.3879 | 22.2717 | 21.3427 | -0.069699 | 0.084977 | -0.02541 | -0.021437 | -0.19599 | -0.40052 | -0.5591 | -0.66954 | -0.4198 | -0.033189 | 0.39844 | 1.6981 | 1.5914 | 1.4562 | 1.3428 | 1.0546 | 1.0857 | 0.74222 | -0.23289 | -0.095578 | 0.015929 | -0.073541 | -0.084636 | -0.00098364 | 48.5339 | 48.2639 | 47.0588 | 48.1421 | 46.9518 | 47.1242 | 46.665 | 45.9522 | 52.8166 | 57.6262 | 61.6075 | 62.8954 | 62.4554 | 66.0829 | 65.1001 | 63.5221 | 61.81 | 59.6867 | 58.0592 | 54.8868 | 53.6597 | 52.1589 | 52.3292 | 52.2867 | 0.50661 | 0.40985 | 0.34885 | 0.45245 | 0.55377 | 0.66794 | 0.60126 | 0.58297 | 0.33074 | 0.5628 | 0.52245 | 0.50048 | 0.45805 | 0.43587 | 0.45987 | 0.59798 | 0.50627 | 0.53478 | 0.61924 | 0.68038 | 0.72104 | 0.76311 | 0.68565 | 0.60404
Program Specific1-in-2AllAll2017Typical Event Day | Program Specific | 1-in-2 | All | All | 2017 | Typical Event Day | 8 | 24.5426 | 23.8948 | 23.4026 | 23.3264 | 24.2654 | 26.6648 | 29.2028 | 31.7795 | 33.8555 | 35.4098 | 36.8116 | 37.2824 | 37.6178 | 37.8201 | 37.6697 | 36.8661 | 35.7608 | 34.1173 | 32.263 | 31.2877 | 30.587 | 28.9161 | 27.3538 | 25.9853 | -0.010463 | 0.091714 | 0.039816 | 0.082684 | -0.021612 | -0.034038 | -0.29227 | -0.10897 | 0.082649 | 0.21646 | 0.72822 | 2.6388 | 2.6397 | 2.4597 | 2.3503 | 2.3481 | 2.3576 | 2.0248 | 0.72745 | 0.45197 | 0.33442 | 0.21115 | 0.21987 | 0.24623 | 66.2395 | 65.978 | 65.4844 | 65.1959 | 64.8692 | 65.2085 | 66.2352 | 67.8537 | 72.0959 | 75.918 | 79.7025 | 81.1235 | 81.9513 | 83.5713 | 83.6327 | 83.1172 | 82.8688 | 81.9104 | 78.9311 | 75.4619 | 72.4626 | 71.4646 | 69.8152 | 69.3313 | 0.45334 | 0.36517 | 0.30839 | 0.39939 | 0.48705 | 0.59986 | 0.53354 | 0.51897 | 0.3011 | 0.51793 | 0.49215 | 0.47858 | 0.44317 | 0.42427 | 0.44966 | 0.58478 | 0.48677 | 0.49745 | 0.56976 | 0.63039 | 0.66964 | 0.70204 | 0.62656 | 0.54808
Program Specific1-in-2AllAll2018January Monthly Peak | Program Specific | 1-in-2 | All | All | 2018 | January Monthly Peak | 1 | 19.933 | 19.4637 | 19.3126 | 19.3716 | 20.4309 | 22.332 | 25.2363 | 27.3974 | 28.3565 | 28.5737 | 28.8028 | 28.3761 | 28.1297 | 27.9196 | 27.4286 | 26.8229 | 26.4809 | 26.4811 | 25.7775 | 24.7386 | 24.0135 | 22.9435 | 21.9473 | 21.0481 | -0.079827 | 0.082775 | -0.036119 | -0.038367 | -0.22794 | -0.47172 | -0.62966 | -0.79425 | -0.51549 | -0.072264 | 0.36206 | 1.627 | 1.5035 | 1.3697 | 1.2489 | 0.91838 | 0.94438 | 0.58068 | -0.37498 | -0.17476 | -0.028495 | -0.11926 | -0.12841 | -0.035598 | 46.9492 | 46.4313 | 46.9979 | 46.7426 | 45.5579 | 44.8451 | 46.0355 | 45.2842 | 47.6593 | 51.7892 | 54.5396 | 56.9963 | 58.5196 | 58.5637 | 58.7933 | 57.8954 | 56.2458 | 54.2634 | 51.6384 | 50.2388 | 46.8826 | 45.365 | 42.3013 | 41.6947 | 0.52579 | 0.4234 | 0.36164 | 0.47133 | 0.5829 | 0.71196 | 0.65167 | 0.63449 | 0.35345 | 0.59915 | 0.55562 | 0.52823 | 0.48284 | 0.45801 | 0.48017 | 0.62532 | 0.52627 | 0.55428 | 0.64916 | 0.71241 | 0.75562 | 0.79933 | 0.72039 | 0.63484
Program Specific1-in-2AllAll2018February Monthly Peak | Program Specific | 1-in-2 | All | All | 2018 | February Monthly Peak | 2 | 20.3518 | 19.8278 | 19.5961 | 19.6906 | 20.6368 | 22.4782 | 25.2433 | 27.0636 | 28.136 | 28.5064 | 29.0309 | 28.8097 | 28.7883 | 28.6573 | 28.3027 | 27.5492 | 26.8567 | 26.8518 | 26.6003 | 25.5272 | 24.74 | 23.4972 | 22.3132 | 21.3949 | -0.076988 | 0.084104 | -0.032269 | -0.032582 | -0.21746 | -0.44786 | -0.60849 | -0.74293 | -0.47657 | -0.057172 | 0.37762 | 1.6752 | 1.5669 | 1.4321 | 1.3148 | 0.98934 | 1.004 | 0.64873 | -0.32881 | -0.14811 | -0.011784 | -0.10434 | -0.11235 | -0.022249 | 49.0488 | 49.4492 | 48.2425 | 47.1624 | 46.0108 | 45.0741 | 44.1337 | 44.0933 | 49.2654 | 53.5633 | 55.6646 | 56.8897 | 58.0817 | 58.5666 | 58.0817 | 57.1413 | 55.9934 | 53.9087 | 51.7212 | 49.8441 | 48.5676 | 46.0238 | 45.4617 | 45.3625 | 0.52415 | 0.42123 | 0.35831 | 0.46799 | 0.57483 | 0.69935 | 0.63787 | 0.61235 | 0.34365 | 0.58271 | 0.54521 | 0.52155 | 0.48002 | 0.4562 | 0.48054 | 0.62283 | 0.51913 | 0.55015 | 0.65299 | 0.71674 | 0.759 | 0.79822 | 0.71392 | 0.62931
Program Specific1-in-2AllAll2018March Monthly Peak | Program Specific | 1-in-2 | All | All | 2018 | March Monthly Peak | 3 | 21.7151 | 21.1624 | 20.8217 | 20.7281 | 21.4374 | 23.3715 | 26.4039 | 28.3523 | 29.4793 | 30.0571 | 30.8343 | 30.7875 | 30.9039 | 31.0814 | 30.9239 | 30.1953 | 29.3463 | 28.5175 | 27.8471 | 27.5746 | 26.8414 | 25.5144 | 24.0773 | 22.9434 | -0.071988 | 0.088988 | -0.024751 | -0.01916 | -0.19714 | -0.40547 | -0.58597 | -0.68497 | -0.41997 | -0.024891 | 0.43468 | 1.855 | 1.762 | 1.6286 | 1.515 | 1.212 | 1.2248 | 0.83963 | -0.20546 | -0.079582 | 0.031904 | -0.070454 | -0.075804 | 0.011086 | 51.5724 | 51.7155 | 51.6301 | 50.588 | 49.8363 | 49.5863 | 49.6271 | 48.7219 | 53.2344 | 58.1826 | 59.5408 | 62.1865 | 63.1628 | 62.4579 | 63.1646 | 62.253 | 61.0464 | 57.7379 | 56.008 | 54.3422 | 52.9263 | 49.8717 | 49.3721 | 49.7648 | 0.53139 | 0.42754 | 0.36208 | 0.46879 | 0.56784 | 0.69236 | 0.63455 | 0.61104 | 0.34198 | 0.58429 | 0.54902 | 0.52715 | 0.48595 | 0.46528 | 0.4935 | 0.64316 | 0.53442 | 0.55485 | 0.6527 | 0.73549 | 0.78217 | 0.82451 | 0.7325 | 0.64173
Program Specific1-in-2AllAll2018April Monthly Peak | Program Specific | 1-in-2 | All | All | 2018 | April Monthly Peak | 4 | 22.9099 | 22.2146 | 21.7919 | 21.6318 | 22.3528 | 24.3153 | 26.8647 | 29.15 | 31.0164 | 32.4392 | 33.714 | 34.1846 | 34.5042 | 34.8608 | 34.5583 | 33.5561 | 32.2247 | 30.6553 | 29.0427 | 28.8481 | 28.3964 | 27.0264 | 25.5421 | 24.3303 | -0.037604 | 0.08965 | 0.010962 | 0.036694 | -0.098341 | -0.19703 | -0.40954 | -0.35749 | -0.14324 | 0.10474 | 0.59177 | 2.2926 | 2.2543 | 2.105 | 1.9827 | 1.8252 | 1.8158 | 1.4498 | 0.29217 | 0.20644 | 0.19462 | 0.083383 | 0.08487 | 0.13873 | 58.5152 | 58.157 | 56.766 | 54.9937 | 54.9744 | 54.8211 | 55.487 | 59.7054 | 66.3623 | 70.3018 | 73.3172 | 75.3666 | 76.5702 | 76.6583 | 77.2374 | 75.9491 | 74.7188 | 73.5796 | 71.894 | 68.0863 | 63.2383 | 62.1945 | 60.984 | 59.508 | 0.47111 | 0.37743 | 0.31913 | 0.41149 | 0.49797 | 0.60609 | 0.54478 | 0.53045 | 0.30669 | 0.5306 | 0.50432 | 0.49108 | 0.45478 | 0.43726 | 0.46156 | 0.59679 | 0.49144 | 0.50047 | 0.57219 | 0.64515 | 0.69215 | 0.73163 | 0.65194 | 0.57176
Program Specific1-in-2AllAll2018May Monthly Peak | Program Specific | 1-in-2 | All | All | 2018 | May Monthly Peak | 5 | 22.8919 | 22.3204 | 21.8757 | 21.8206 | 22.6673 | 24.6729 | 27.0661 | 29.9458 | 32.3181 | 33.8224 | 35.0018 | 35.4776 | 35.6767 | 35.8184 | 35.4262 | 34.3125 | 32.8898 | 31.2367 | 29.5351 | 29.117 | 28.8203 | 27.1779 | 25.7301 | 24.4396 | -0.028764 | 0.089834 | 0.019852 | 0.050334 | -0.075526 | -0.14977 | -0.37217 | -0.28963 | -0.08112 | 0.14007 | 0.64417 | 2.4414 | 2.4052 | 2.2324 | 2.1043 | 1.9808 | 1.9662 | 1.6055 | 0.41261 | 0.27532 | 0.23498 | 0.11917 | 0.12231 | 0.16771 | 59.8842 | 59.6342 | 59.3842 | 58.6385 | 58.367 | 57.635 | 61.106 | 65.0594 | 69.8208 | 74.3999 | 78.4357 | 79.4374 | 78.4958 | 78.1688 | 78.2568 | 77.7122 | 76.5304 | 75.0914 | 72.5564 | 68.936 | 66.1065 | 64.8998 | 64.6498 | 63.1949 | 0.45597 | 0.36768 | 0.31072 | 0.40253 | 0.48986 | 0.59694 | 0.53354 | 0.52874 | 0.30989 | 0.53693 | 0.50816 | 0.49481 | 0.45657 | 0.43632 | 0.45968 | 0.5929 | 0.48758 | 0.496 | 0.56644 | 0.63517 | 0.68259 | 0.71338 | 0.63698 | 0.55677
Program Specific1-in-2AllAll2018June Monthly Peak | Program Specific | 1-in-2 | All | All | 2018 | June Monthly Peak | 6 | 24.0013 | 23.3443 | 22.8948 | 22.7504 | 23.6002 | 25.5711 | 27.907 | 30.8894 | 33.0187 | 34.6519 | 36.1042 | 36.6015 | 36.7289 | 36.7756 | 36.4149 | 35.4686 | 34.3788 | 32.7338 | 31.0333 | 29.9946 | 29.699 | 28.1663 | 26.7471 | 25.4327 | -0.028507 | 0.093547 | 0.022211 | 0.05495 | -0.073561 | -0.14445 | -0.37486 | -0.28122 | -0.067711 | 0.14979 | 0.67052 | 2.5288 | 2.4883 | 2.3045 | 2.1761 | 2.0698 | 2.0777 | 1.7072 | 0.45705 | 0.29742 | 0.24969 | 0.13088 | 0.13516 | 0.18052 | 60.6569 | 60.6354 | 59.6784 | 60.1161 | 58.909 | 60.05 | 60.9427 | 64.4777 | 67.141 | 70.4723 | 74.0502 | 76.9425 | 78.0064 | 79.3974 | 79.6706 | 78.3637 | 77.1562 | 75.9513 | 73.7622 | 71.1204 | 67.0661 | 64.7575 | 63.7987 | 63.0492 | 0.47458 | 0.3815 | 0.32253 | 0.41641 | 0.50616 | 0.61462 | 0.54601 | 0.54078 | 0.31311 | 0.54417 | 0.51824 | 0.50471 | 0.46466 | 0.44306 | 0.46757 | 0.60716 | 0.50431 | 0.51383 | 0.58888 | 0.6492 | 0.69777 | 0.73288 | 0.65639 | 0.57456
Program Specific1-in-2AllAll2018July Monthly Peak | Program Specific | 1-in-2 | All | All | 2018 | July Monthly Peak | 7 | 24.7942 | 24.1949 | 23.6809 | 23.6153 | 24.5868 | 26.8848 | 29.3024 | 32.0683 | 33.9543 | 35.4973 | 36.8078 | 37.1826 | 37.4761 | 37.6487 | 37.4359 | 36.861 | 35.9132 | 34.0827 | 32.1304 | 30.9422 | 30.5916 | 29.0472 | 27.5532 | 26.219 | -0.013156 | 0.0942 | 0.038353 | 0.080805 | -0.029574 | -0.050756 | -0.30942 | -0.13574 | 0.06281 | 0.21024 | 0.72878 | 2.6546 | 2.649 | 2.4662 | 2.35 | 2.3497 | 2.3698 | 2.0131 | 0.69551 | 0.43128 | 0.32613 | 0.20282 | 0.21169 | 0.24159 | 67.7908 | 67.2719 | 66.5863 | 66.5648 | 66.5416 | 66.5416 | 67.6843 | 69.3691 | 73.9635 | 77.1702 | 78.2564 | 76.7766 | 78.171 | 81.309 | 79.8498 | 81.3839 | 83.4605 | 82.9176 | 77.8985 | 73.918 | 72.2079 | 71.7066 | 69.8569 | 69.8144 | 0.46453 | 0.37493 | 0.3163 | 0.41006 | 0.50066 | 0.61355 | 0.54372 | 0.53189 | 0.30559 | 0.52741 | 0.49967 | 0.48454 | 0.448 | 0.42836 | 0.45335 | 0.59419 | 0.49648 | 0.50456 | 0.57595 | 0.63321 | 0.67967 | 0.71501 | 0.63984 | 0.5607
Program Specific1-in-2AllAll2018August Monthly Peak | Program Specific | 1-in-2 | All | All | 2018 | August Monthly Peak | 8 | 25.8711 | 25.178 | 24.6549 | 24.5672 | 25.5876 | 28.1607 | 30.8224 | 33.5829 | 35.9354 | 37.814 | 39.5142 | 40.1127 | 40.5004 | 40.6716 | 40.4509 | 39.5473 | 38.2805 | 36.4716 | 34.371 | 33.2601 | 32.4303 | 30.6013 | 28.9455 | 27.496 | -6.9701e-05 | 0.096257 | 0.053129 | 0.10446 | 0.0090441 | 0.031856 | -0.25504 | -0.012685 | 0.17739 | 0.27267 | 0.82403 | 2.9479 | 2.9686 | 2.7668 | 2.6481 | 2.6994 | 2.702 | 2.3605 | 0.93504 | 0.5714 | 0.40584 | 0.27192 | 0.28362 | 0.3002 | 70.5184 | 70.7198 | 69.7699 | 70.0875 | 69.3716 | 68.9548 | 68.972 | 68.7534 | 71.3835 | 74.6812 | 79.6402 | 82.5716 | 83.8032 | 84.0746 | 83.8392 | 83.2924 | 83.0241 | 81.5257 | 78.3964 | 75.9825 | 74.0158 | 73.2144 | 71.5716 | 71.902 | 0.4709 | 0.37896 | 0.31981 | 0.4144 | 0.50616 | 0.62448 | 0.55481 | 0.53999 | 0.31273 | 0.54423 | 0.51923 | 0.50553 | 0.46787 | 0.44713 | 0.47369 | 0.61751 | 0.51204 | 0.52289 | 0.59795 | 0.66083 | 0.70041 | 0.73289 | 0.65374 | 0.57164
Program Specific1-in-2AllAll2018September Monthly Peak | Program Specific | 1-in-2 | All | All | 2018 | September Monthly Peak | 9 | 25.4423 | 24.7854 | 24.2951 | 24.2678 | 25.4404 | 28.0179 | 31.2907 | 34.0402 | 36.9021 | 39.1655 | 40.8082 | 41.4461 | 41.7868 | 41.9075 | 41.5812 | 40.2856 | 38.5197 | 36.535 | 34.6473 | 33.984 | 32.5146 | 30.4532 | 28.59 | 27.1176 | 0.0010018 | 0.094584 | 0.053103 | 0.10408 | 0.011206 | 0.036035 | -0.25425 | -0.0059706 | 0.18791 | 0.28484 | 0.85161 | 3.0472 | 3.0656 | 2.8519 | 2.7237 | 2.7548 | 2.7227 | 2.3721 | 0.95038 | 0.58728 | 0.40974 | 0.27338 | 0.28251 | 0.29748 | 66.0306 | 65.3235 | 65.9431 | 64.0525 | 64.6918 | 65.3131 | 67.3485 | 68.8056 | 75.8349 | 81.2706 | 86.7706 | 88.1073 | 87.7338 | 89.391 | 91.0797 | 89.3626 | 87.7662 | 87.1795 | 85.6134 | 80.8074 | 76.5652 | 76.1874 | 74.0626 | 72.585 | 0.46053 | 0.37106 | 0.31357 | 0.40715 | 0.50084 | 0.6181 | 0.56025 | 0.54541 | 0.31923 | 0.56155 | 0.53395 | 0.51995 | 0.48036 | 0.45815 | 0.48435 | 0.62645 | 0.51308 | 0.52221 | 0.60093 | 0.67141 | 0.70063 | 0.72768 | 0.6437 | 0.56181
Program Specific1-in-2AllAll2018October Monthly Peak | Program Specific | 1-in-2 | All | All | 2018 | October Monthly Peak | 10 | 24.9327 | 24.2696 | 23.7498 | 23.6145 | 24.574 | 26.6631 | 29.6843 | 32.1815 | 34.5211 | 36.4509 | 38.2571 | 39.1271 | 39.6002 | 40.1114 | 39.8704 | 38.6952 | 37.058 | 35.0637 | 33.6826 | 32.5015 | 31.0683 | 29.0887 | 27.556 | 26.3072 | -0.018321 | 0.094877 | 0.033553 | 0.073567 | -0.043238 | -0.07864 | -0.33659 | -0.18117 | 0.025519 | 0.19956 | 0.74132 | 2.7626 | 2.7596 | 2.5892 | 2.465 | 2.4036 | 2.3833 | 2.0028 | 0.66073 | 0.41393 | 0.31099 | 0.18436 | 0.19218 | 0.2276 | 62.8865 | 62.5941 | 62.7565 | 61.6138 | 61.7587 | 60.1357 | 61.2377 | 64.2496 | 69.4506 | 74.7773 | 78.8763 | 80.8797 | 83.6271 | 85.4787 | 85.2501 | 84.3355 | 83.4852 | 81.93 | 76.5784 | 70.4632 | 68.4658 | 66.0949 | 65.0717 | 63.4719 | 0.47435 | 0.38162 | 0.32178 | 0.41593 | 0.5075 | 0.61596 | 0.55579 | 0.54102 | 0.31415 | 0.54923 | 0.52576 | 0.51483 | 0.47673 | 0.45891 | 0.48602 | 0.63013 | 0.51731 | 0.52566 | 0.6093 | 0.67002 | 0.69953 | 0.72679 | 0.6497 | 0.57134
Program Specific1-in-2AllAll2018November Monthly Peak | Program Specific | 1-in-2 | All | All | 2018 | November Monthly Peak | 11 | 22.7509 | 22.2053 | 21.8412 | 21.8497 | 22.8481 | 24.6444 | 27.0289 | 29.5529 | 31.46 | 32.8603 | 34.1432 | 34.5495 | 34.8481 | 35.1929 | 34.9146 | 33.7606 | 32.5454 | 31.5612 | 29.7722 | 28.4492 | 27.5827 | 26.1008 | 24.8202 | 23.8257 | -0.043584 | 0.090258 | 0.0051291 | 0.027874 | -0.11838 | -0.23633 | -0.44242 | -0.42047 | -0.19443 | 0.085068 | 0.58147 | 2.2854 | 2.2373 | 2.0862 | 1.9647 | 1.7702 | 1.7684 | 1.4025 | 0.2161 | 0.15842 | 0.16466 | 0.056439 | 0.056755 | 0.11616 | 60.2686 | 59.9369 | 59.6364 | 59.587 | 60.0017 | 60.5674 | 59.7677 | 59.5345 | 62.6291 | 65.6288 | 68.06 | 69.8943 | 71.0813 | 71.4809 | 70.1115 | 69.8943 | 68.7492 | 66.764 | 65.413 | 63.8683 | 63.1201 | 62.6539 | 61.8714 | 61.6202 | 0.48112 | 0.38776 | 0.32848 | 0.42698 | 0.52328 | 0.63041 | 0.56229 | 0.55186 | 0.31823 | 0.55276 | 0.52561 | 0.51088 | 0.47279 | 0.45453 | 0.48095 | 0.62158 | 0.51289 | 0.52721 | 0.59991 | 0.65439 | 0.69322 | 0.72732 | 0.65173 | 0.57571
Program Specific1-in-2AllAll2018December Monthly Peak | Program Specific | 1-in-2 | All | All | 2018 | December Monthly Peak | 12 | 21.3037 | 20.8719 | 20.6311 | 20.6063 | 21.5335 | 23.268 | 25.7268 | 27.8386 | 29.1568 | 29.7793 | 30.1155 | 29.9199 | 29.7428 | 29.6532 | 29.3382 | 28.6571 | 28.3241 | 28.315 | 27.2547 | 26.2082 | 25.4404 | 24.3483 | 23.1939 | 22.2318 | -0.073332 | 0.089024 | -0.026997 | -0.022854 | -0.2061 | -0.42089 | -0.58739 | -0.70335 | -0.4409 | -0.034932 | 0.41762 | 1.7886 | 1.6766 | 1.5347 | 1.4163 | 1.1141 | 1.1466 | 0.78596 | -0.24449 | -0.10029 | 0.016779 | -0.077402 | -0.088748 | -0.0009644 | 48.5481 | 48.2771 | 47.0742 | 48.1493 | 46.9619 | 47.1304 | 46.6733 | 45.9623 | 52.8074 | 57.6201 | 61.6003 | 62.8902 | 62.4657 | 66.0871 | 65.1051 | 63.5232 | 61.813 | 59.696 | 58.0747 | 54.9062 | 53.6802 | 52.1793 | 52.3457 | 52.3011 | 0.53144 | 0.42975 | 0.36561 | 0.47457 | 0.58103 | 0.70091 | 0.63056 | 0.61106 | 0.34459 | 0.589 | 0.5461 | 0.52264 | 0.47782 | 0.45438 | 0.47975 | 0.62563 | 0.52911 | 0.55942 | 0.64886 | 0.71354 | 0.75644 | 0.80075 | 0.71938 | 0.63371
Program Specific1-in-2AllAll2018Typical Event Day | Program Specific | 1-in-2 | All | All | 2018 | Typical Event Day | 8 | 25.5194 | 24.8488 | 24.3379 | 24.2596 | 25.2392 | 27.7382 | 30.3744 | 33.0447 | 35.1825 | 36.7792 | 38.2227 | 38.7013 | 39.0458 | 39.252 | 39.0926 | 38.256 | 37.1123 | 35.416 | 33.5045 | 32.4962 | 31.7691 | 30.0413 | 28.4296 | 27.0158 | -0.011054 | 0.095986 | 0.041574 | 0.086473 | -0.022741 | -0.035712 | -0.30635 | -0.11429 | 0.086527 | 0.22677 | 0.76253 | 2.7736 | 2.7747 | 2.5864 | 2.472 | 2.4696 | 2.4792 | 2.1297 | 0.76158 | 0.47352 | 0.35054 | 0.22132 | 0.23056 | 0.25812 | 66.2492 | 65.9876 | 65.4944 | 65.2052 | 64.8785 | 65.2149 | 66.2369 | 67.8515 | 72.0808 | 75.8986 | 79.6794 | 81.0995 | 81.9287 | 83.5431 | 83.6098 | 83.1007 | 82.8518 | 81.8936 | 78.9177 | 75.4571 | 72.4638 | 71.4665 | 69.8224 | 69.3376 | 0.47445 | 0.38199 | 0.3224 | 0.41793 | 0.50983 | 0.62803 | 0.55819 | 0.54263 | 0.31277 | 0.5407 | 0.51322 | 0.49868 | 0.46135 | 0.44142 | 0.4682 | 0.61057 | 0.50765 | 0.51914 | 0.5956 | 0.65958 | 0.70091 | 0.735 | 0.65592 | 0.57372
Program Specific1-in-2AllAll2019January Monthly Peak | Program Specific | 1-in-2 | All | All | 2019 | January Monthly Peak | 1 | 20.7686 | 20.2796 | 20.1223 | 20.1834 | 21.2896 | 23.27 | 26.2922 | 28.5415 | 29.5286 | 29.749 | 29.9875 | 29.5415 | 29.2884 | 29.0707 | 28.558 | 27.9254 | 27.5662 | 27.5542 | 26.8225 | 25.7453 | 24.9965 | 23.888 | 22.8593 | 21.928 | -0.083957 | 0.086708 | -0.038253 | -0.040643 | -0.23964 | -0.49564 | -0.66147 | -0.83427 | -0.54135 | -0.075952 | 0.3794 | 1.7127 | 1.583 | 1.4425 | 1.3163 | 0.96993 | 0.99717 | 0.61544 | -0.39357 | -0.18342 | -0.029885 | -0.12541 | -0.13474 | -0.037335 | 46.9717 | 46.4528 | 47.0103 | 46.7547 | 45.5733 | 44.8623 | 46.0497 | 45.2984 | 47.6672 | 51.7912 | 54.5416 | 56.9961 | 58.5206 | 58.5669 | 58.7955 | 57.9026 | 56.2581 | 54.2766 | 51.6578 | 50.2633 | 46.9142 | 45.3958 | 42.3413 | 41.7294 | 0.55156 | 0.44396 | 0.37903 | 0.49438 | 0.6116 | 0.74711 | 0.6835 | 0.66519 | 0.36856 | 0.62723 | 0.58101 | 0.55186 | 0.50394 | 0.4777 | 0.50113 | 0.65436 | 0.55015 | 0.57992 | 0.68028 | 0.74714 | 0.79272 | 0.83876 | 0.75586 | 0.66605
Program Specific1-in-2AllAll2019February Monthly Peak | Program Specific | 1-in-2 | All | All | 2019 | February Monthly Peak | 2 | 21.2029 | 20.6572 | 20.4156 | 20.5143 | 21.5021 | 23.4195 | 26.2993 | 28.1907 | 29.2947 | 29.6718 | 30.2159 | 29.9824 | 29.9625 | 29.8261 | 29.4555 | 28.6692 | 27.9471 | 27.9395 | 27.6743 | 26.5624 | 25.7494 | 24.4611 | 23.2364 | 22.2859 | -0.080974 | 0.088094 | -0.034207 | -0.034563 | -0.22862 | -0.47055 | -0.63918 | -0.78032 | -0.50044 | -0.060101 | 0.39569 | 1.7635 | 1.6498 | 1.5083 | 1.3858 | 1.0447 | 1.0599 | 0.68686 | -0.34509 | -0.15542 | -0.012329 | -0.10972 | -0.11785 | -0.02331 | 49.0762 | 49.4716 | 48.267 | 47.183 | 46.0363 | 45.1028 | 44.1653 | 44.1229 | 49.2787 | 53.5664 | 55.6728 | 56.8966 | 58.0857 | 58.5699 | 58.0857 | 57.1483 | 56.0055 | 53.9291 | 51.7447 | 49.8738 | 48.5959 | 46.0624 | 45.4972 | 45.3931 | 0.54979 | 0.44164 | 0.37549 | 0.49083 | 0.60307 | 0.73381 | 0.66895 | 0.64186 | 0.35815 | 0.60985 | 0.56998 | 0.54475 | 0.5009 | 0.47573 | 0.50145 | 0.65168 | 0.54255 | 0.57551 | 0.68425 | 0.75164 | 0.79621 | 0.83753 | 0.749 | 0.66019
Program Specific1-in-2AllAll2019March Monthly Peak | Program Specific | 1-in-2 | All | All | 2019 | March Monthly Peak | 3 | 21.6836 | 21.1317 | 20.7913 | 20.698 | 21.4063 | 23.3376 | 26.3655 | 28.3111 | 29.4367 | 30.0141 | 30.7896 | 30.743 | 30.8591 | 31.0363 | 30.879 | 30.1514 | 29.3035 | 28.4756 | 27.8059 | 27.534 | 26.8017 | 25.4774 | 24.0425 | 22.9103 | -0.072004 | 0.088641 | -0.025012 | -0.019455 | -0.19708 | -0.40507 | -0.58527 | -0.6841 | -0.41935 | -0.024919 | 0.43321 | 1.8627 | 1.7699 | 1.637 | 1.5243 | 1.2222 | 1.2346 | 0.84948 | -0.20509 | -0.079379 | 0.031911 | -0.070477 | -0.075563 | 0.011131 | 51.5719 | 51.7152 | 51.6299 | 50.5879 | 49.8362 | 49.5862 | 49.6269 | 48.7211 | 53.234 | 58.1827 | 59.5407 | 62.1866 | 63.163 | 62.458 | 63.1647 | 62.253 | 61.0463 | 57.7375 | 56.0076 | 54.3416 | 52.9256 | 49.8706 | 49.3711 | 49.7639 | 0.5305 | 0.42681 | 0.36145 | 0.46799 | 0.56689 | 0.69122 | 0.63352 | 0.61004 | 0.34147 | 0.5834 | 0.5482 | 0.52632 | 0.48519 | 0.46457 | 0.4927 | 0.64208 | 0.53347 | 0.55385 | 0.6516 | 0.73432 | 0.78092 | 0.82318 | 0.73126 | 0.64064
Program Specific1-in-2AllAll2019April Monthly Peak | Program Specific | 1-in-2 | All | All | 2019 | April Monthly Peak | 4 | 22.8742 | 22.1798 | 21.7578 | 21.598 | 22.3178 | 24.2772 | 26.8225 | 29.1043 | 30.9681 | 32.3891 | 33.6618 | 34.1318 | 34.4509 | 34.807 | 34.505 | 33.5043 | 32.1747 | 30.6073 | 28.9966 | 28.8025 | 28.3513 | 26.9844 | 25.5025 | 24.2926 | -0.037657 | 0.08933 | 0.010716 | 0.03638 | -0.098347 | -0.19684 | -0.40899 | -0.35704 | -0.14306 | 0.1045 | 0.59009 | 2.301 | 2.2631 | 2.1144 | 1.9928 | 1.8356 | 1.8256 | 1.4593 | 0.2913 | 0.20609 | 0.19439 | 0.08322 | 0.084884 | 0.1386 | 58.5142 | 58.1562 | 56.7651 | 54.9928 | 54.9735 | 54.8205 | 55.4865 | 59.7054 | 66.363 | 70.3026 | 73.318 | 75.3673 | 76.571 | 76.6589 | 77.2383 | 75.9496 | 74.7193 | 73.5799 | 71.8941 | 68.0861 | 63.2378 | 62.1941 | 60.9836 | 59.5075 | 0.47027 | 0.37674 | 0.31854 | 0.41074 | 0.49708 | 0.60502 | 0.54383 | 0.52953 | 0.30622 | 0.52974 | 0.50352 | 0.49026 | 0.45403 | 0.43655 | 0.46077 | 0.59572 | 0.49052 | 0.49952 | 0.57116 | 0.64405 | 0.69097 | 0.73037 | 0.65076 | 0.57072
Program Specific1-in-2AllAll2019May Monthly Peak | Program Specific | 1-in-2 | All | All | 2019 | May Monthly Peak | 5 | 22.8579 | 22.2871 | 21.8431 | 21.7881 | 22.6335 | 24.636 | 27.0255 | 29.9011 | 32.2702 | 33.7727 | 34.95 | 35.4253 | 35.6241 | 35.7657 | 35.3742 | 34.2619 | 32.8411 | 31.1899 | 29.4904 | 29.0728 | 28.7767 | 27.1377 | 25.6921 | 24.4035 | -0.028834 | 0.089526 | 0.019603 | 0.050011 | -0.075566 | -0.14965 | -0.37171 | -0.2893 | -0.081059 | 0.13978 | 0.64247 | 2.45 | 2.4141 | 2.2419 | 2.1144 | 1.991 | 1.9757 | 1.6146 | 0.41147 | 0.27485 | 0.2347 | 0.11899 | 0.12228 | 0.16755 | 59.8835 | 59.6335 | 59.3835 | 58.6378 | 58.3664 | 57.6344 | 61.1058 | 65.0598 | 69.8215 | 74.401 | 78.4372 | 79.4389 | 78.4971 | 78.1698 | 78.2577 | 77.7131 | 76.5312 | 75.0921 | 72.5568 | 68.9362 | 66.1063 | 64.8995 | 64.6495 | 63.1945 | 0.45519 | 0.36704 | 0.31017 | 0.40184 | 0.48903 | 0.59595 | 0.53266 | 0.52787 | 0.30944 | 0.5361 | 0.5074 | 0.49402 | 0.45586 | 0.43565 | 0.45893 | 0.59189 | 0.48671 | 0.4951 | 0.56547 | 0.63415 | 0.68149 | 0.71221 | 0.63589 | 0.55581
Program Specific1-in-2AllAll2019June Monthly Peak | Program Specific | 1-in-2 | All | All | 2019 | June Monthly Peak | 6 | 23.9631 | 23.3071 | 22.8583 | 22.7141 | 23.5626 | 25.5302 | 27.8623 | 30.84 | 32.9662 | 34.5972 | 36.047 | 36.5438 | 36.6711 | 36.7178 | 36.3577 | 35.4128 | 34.3244 | 32.6816 | 30.9833 | 29.946 | 29.651 | 28.1217 | 26.7049 | 25.3925 | -0.028577 | 0.093218 | 0.021952 | 0.054608 | -0.073596 | -0.14432 | -0.37435 | -0.28088 | -0.06767 | 0.14947 | 0.66866 | 2.5374 | 2.4973 | 2.314 | 2.1863 | 2.0801 | 2.0874 | 1.7166 | 0.45574 | 0.29688 | 0.24937 | 0.13067 | 0.13511 | 0.18032 | 60.6561 | 60.6347 | 59.6775 | 60.1154 | 58.9083 | 60.0495 | 60.9424 | 64.4777 | 67.1412 | 70.4728 | 74.051 | 76.9435 | 78.0073 | 79.3985 | 79.6717 | 78.3644 | 77.1569 | 75.9518 | 73.7627 | 71.1206 | 67.066 | 64.757 | 63.7982 | 63.0486 | 0.47372 | 0.3808 | 0.32192 | 0.41564 | 0.50524 | 0.61352 | 0.54504 | 0.53983 | 0.31261 | 0.54326 | 0.5174 | 0.50384 | 0.46387 | 0.44233 | 0.46675 | 0.60606 | 0.50336 | 0.51284 | 0.58781 | 0.64807 | 0.69656 | 0.73159 | 0.65518 | 0.5735
Program Specific1-in-2AllAll2019July Monthly Peak | Program Specific | 1-in-2 | All | All | 2019 | July Monthly Peak | 7 | 24.7525 | 24.1541 | 23.6409 | 23.5754 | 24.5452 | 26.8393 | 29.2525 | 32.0139 | 33.8971 | 35.4382 | 36.7463 | 37.1209 | 37.414 | 37.5864 | 37.374 | 36.8001 | 35.8535 | 34.0255 | 32.0758 | 30.8893 | 30.5393 | 28.9986 | 27.5073 | 26.1752 | -0.013239 | 0.093886 | 0.038103 | 0.080454 | -0.029636 | -0.050722 | -0.30895 | -0.13561 | 0.062609 | 0.20979 | 0.72681 | 2.6639 | 2.6586 | 2.4764 | 2.3608 | 2.3604 | 2.3799 | 2.0227 | 0.6935 | 0.43041 | 0.32566 | 0.20251 | 0.21148 | 0.24127 | 67.7907 | 67.2718 | 66.5861 | 66.5647 | 66.5415 | 66.5415 | 67.6845 | 69.3694 | 73.9646 | 77.1713 | 78.2574 | 76.7776 | 78.1722 | 81.3104 | 79.8501 | 81.3846 | 83.4616 | 82.9188 | 77.8992 | 73.9182 | 72.208 | 71.7067 | 69.8567 | 69.8143 | 0.46363 | 0.3742 | 0.31567 | 0.40926 | 0.49969 | 0.61238 | 0.5427 | 0.53089 | 0.30507 | 0.52647 | 0.49881 | 0.48367 | 0.44721 | 0.42761 | 0.45251 | 0.59305 | 0.49549 | 0.50353 | 0.57484 | 0.63204 | 0.67841 | 0.71367 | 0.6386 | 0.5596
Program Specific1-in-2AllAll2019August Monthly Peak | Program Specific | 1-in-2 | All | All | 2019 | August Monthly Peak | 8 | 25.8274 | 25.1354 | 24.6131 | 24.5256 | 25.5442 | 28.1127 | 30.7697 | 33.5258 | 35.8746 | 37.7507 | 39.4481 | 40.046 | 40.4331 | 40.6042 | 40.3838 | 39.4818 | 38.2167 | 36.4102 | 34.3123 | 33.2031 | 32.3746 | 30.5498 | 28.897 | 27.4498 | -0.00016997 | 0.095955 | 0.052879 | 0.10409 | 0.0089398 | 0.031777 | -0.25465 | -0.012762 | 0.17697 | 0.27211 | 0.82192 | 2.9579 | 2.9789 | 2.7778 | 2.6595 | 2.7104 | 2.7124 | 2.3702 | 0.93237 | 0.57023 | 0.40523 | 0.27152 | 0.28329 | 0.29978 | 70.5182 | 70.7196 | 69.7696 | 70.0874 | 69.3713 | 68.9545 | 68.9716 | 68.7531 | 71.3836 | 74.6815 | 79.641 | 82.5724 | 83.804 | 84.0752 | 83.8399 | 83.293 | 83.0249 | 81.5263 | 78.3969 | 75.9825 | 74.0158 | 73.2144 | 71.5713 | 71.9017 | 0.46999 | 0.37822 | 0.31918 | 0.41359 | 0.50518 | 0.62329 | 0.55375 | 0.53897 | 0.3122 | 0.54326 | 0.51832 | 0.5046 | 0.46703 | 0.44633 | 0.47281 | 0.61631 | 0.51101 | 0.52182 | 0.59679 | 0.6596 | 0.6991 | 0.7315 | 0.65246 | 0.57052
Program Specific1-in-2AllAll2019September Monthly Peak | Program Specific | 1-in-2 | All | All | 2019 | September Monthly Peak | 9 | 25.3946 | 24.7387 | 24.2494 | 24.222 | 25.3924 | 27.9649 | 31.2314 | 33.9758 | 36.8328 | 39.0927 | 40.7323 | 41.3696 | 41.7097 | 41.8305 | 41.5048 | 40.2116 | 38.4486 | 36.4668 | 34.5817 | 33.9196 | 32.4527 | 30.3962 | 28.5367 | 27.0668 | 0.00089693 | 0.094261 | 0.052842 | 0.10369 | 0.011095 | 0.035942 | -0.2538 | -0.0060582 | 0.18741 | 0.28419 | 0.84925 | 3.0569 | 3.0756 | 2.8628 | 2.735 | 2.7656 | 2.7327 | 2.3814 | 0.94746 | 0.58594 | 0.40903 | 0.27292 | 0.28212 | 0.29699 | 66.03 | 65.3228 | 65.9426 | 64.0518 | 64.6914 | 65.3129 | 67.3489 | 68.8061 | 75.8364 | 81.2722 | 86.7722 | 88.1087 | 87.735 | 89.3929 | 91.0817 | 89.3634 | 87.7667 | 87.1802 | 85.6143 | 80.8078 | 76.5651 | 76.1875 | 74.0625 | 72.5848 | 0.45953 | 0.37025 | 0.31288 | 0.40626 | 0.49976 | 0.61678 | 0.55906 | 0.54426 | 0.31862 | 0.56042 | 0.5329 | 0.51889 | 0.47939 | 0.45725 | 0.48335 | 0.6251 | 0.51195 | 0.52103 | 0.59963 | 0.67001 | 0.69916 | 0.72613 | 0.64229 | 0.56058
Program Specific1-in-2AllAll2019October Monthly Peak | Program Specific | 1-in-2 | All | All | 2019 | October Monthly Peak | 10 | 24.8852 | 24.2233 | 23.7045 | 23.5693 | 24.527 | 26.612 | 29.6275 | 32.12 | 34.4557 | 36.3825 | 38.1853 | 39.0541 | 39.5265 | 40.0369 | 39.7963 | 38.6233 | 36.9887 | 34.9973 | 33.6184 | 32.4392 | 31.0084 | 29.0339 | 27.5041 | 26.2575 | -0.018392 | 0.09453 | 0.033291 | 0.073197 | -0.043278 | -0.078552 | -0.336 | -0.18091 | 0.025385 | 0.19908 | 0.73912 | 2.7714 | 2.7689 | 2.5994 | 2.4758 | 2.4144 | 2.3932 | 2.0121 | 0.65863 | 0.41299 | 0.31047 | 0.18402 | 0.19196 | 0.22724 | 62.8856 | 62.5933 | 62.756 | 61.613 | 61.7581 | 60.1348 | 61.2371 | 64.2496 | 69.4512 | 74.7783 | 78.8777 | 80.8811 | 83.6285 | 85.4804 | 85.2518 | 84.337 | 83.4864 | 81.9307 | 76.5788 | 70.4627 | 68.4653 | 66.0941 | 65.071 | 63.4708 | 0.47331 | 0.38078 | 0.32107 | 0.41502 | 0.5064 | 0.61464 | 0.5546 | 0.53987 | 0.31355 | 0.54812 | 0.52472 | 0.51378 | 0.47576 | 0.45799 | 0.485 | 0.62875 | 0.51615 | 0.52446 | 0.60796 | 0.66861 | 0.69805 | 0.72524 | 0.64828 | 0.57008
Program Specific1-in-2AllAll2019November Monthly Peak | Program Specific | 1-in-2 | All | All | 2019 | November Monthly Peak | 11 | 22.705 | 22.1604 | 21.797 | 21.8056 | 22.8019 | 24.5946 | 26.9742 | 29.4933 | 31.3969 | 32.7949 | 34.075 | 34.4807 | 34.7786 | 35.1228 | 34.845 | 33.6931 | 32.4801 | 31.498 | 29.7121 | 28.3913 | 27.5263 | 26.0485 | 24.7704 | 23.7778 | -0.043611 | 0.089873 | 0.0048616 | 0.027529 | -0.11832 | -0.23597 | -0.44161 | -0.4197 | -0.19406 | 0.084813 | 0.57944 | 2.2923 | 2.2445 | 2.094 | 1.9733 | 1.7793 | 1.7769 | 1.4117 | 0.21529 | 0.15808 | 0.16439 | 0.056272 | 0.056789 | 0.116 | 60.2685 | 59.9366 | 59.6363 | 59.587 | 60.0017 | 60.5675 | 59.7678 | 59.5346 | 62.6295 | 65.6292 | 68.0603 | 69.8946 | 71.0815 | 71.4812 | 70.1117 | 69.8946 | 68.7493 | 66.7641 | 65.413 | 63.8681 | 63.1198 | 62.6537 | 61.8712 | 61.6202 | 0.48001 | 0.38685 | 0.3277 | 0.42598 | 0.52207 | 0.62897 | 0.56102 | 0.55063 | 0.31759 | 0.55158 | 0.52452 | 0.50978 | 0.47178 | 0.45358 | 0.47989 | 0.62016 | 0.51168 | 0.52593 | 0.59852 | 0.65293 | 0.69167 | 0.72568 | 0.65021 | 0.57436
Program Specific1-in-2AllAll2019December Monthly Peak | Program Specific | 1-in-2 | All | All | 2019 | December Monthly Peak | 12 | 21.2605 | 20.8296 | 20.5892 | 20.5645 | 21.4897 | 23.2207 | 25.6744 | 27.7822 | 29.0981 | 29.7195 | 30.055 | 29.8599 | 29.683 | 29.5936 | 29.2791 | 28.5993 | 28.2667 | 28.2578 | 27.1994 | 26.1548 | 25.3883 | 24.2984 | 23.1468 | 22.1866 | -0.073315 | 0.08859 | -0.027274 | -0.023172 | -0.20594 | -0.42025 | -0.58633 | -0.702 | -0.43996 | -0.034937 | 0.41581 | 1.7947 | 1.683 | 1.5415 | 1.424 | 1.123 | 1.1551 | 0.79554 | -0.24385 | -0.099981 | 0.016797 | -0.077413 | -0.088404 | -0.00088783 | 48.5474 | 48.2764 | 47.0735 | 48.1489 | 46.9614 | 47.1301 | 46.6729 | 45.9618 | 52.8079 | 57.6204 | 61.6007 | 62.8905 | 62.4652 | 66.0869 | 65.1048 | 63.5231 | 61.8129 | 59.6955 | 58.0739 | 54.9052 | 53.6791 | 52.1783 | 52.3448 | 52.3004 | 0.5302 | 0.42873 | 0.36472 | 0.47344 | 0.57967 | 0.69929 | 0.62912 | 0.60967 | 0.34388 | 0.58773 | 0.54495 | 0.5215 | 0.47679 | 0.45342 | 0.47869 | 0.62418 | 0.52784 | 0.55806 | 0.64735 | 0.71194 | 0.75474 | 0.79892 | 0.71766 | 0.63218
Program Specific1-in-2AllAll2019Typical Event Day | Program Specific | 1-in-2 | All | All | 2019 | Typical Event Day | 8 | 25.4764 | 24.8068 | 24.2967 | 24.2185 | 25.1964 | 27.691 | 30.3226 | 32.9886 | 35.1231 | 36.7177 | 38.1587 | 38.637 | 38.981 | 39.1869 | 39.0279 | 38.1926 | 37.0504 | 35.3563 | 33.4473 | 32.4404 | 31.7145 | 29.9907 | 28.382 | 26.9704 | -0.01114 | 0.095671 | 0.041323 | 0.086118 | -0.02281 | -0.035698 | -0.30588 | -0.11419 | 0.086276 | 0.22628 | 0.76048 | 2.7834 | 2.7849 | 2.5972 | 2.4834 | 2.4808 | 2.4896 | 2.1396 | 0.75938 | 0.47255 | 0.35002 | 0.22099 | 0.23032 | 0.25777 | 66.2487 | 65.9872 | 65.4939 | 65.2048 | 64.8781 | 65.2146 | 66.2368 | 67.8516 | 72.0814 | 75.8995 | 79.6804 | 81.1006 | 81.9297 | 83.5443 | 83.6109 | 83.1014 | 82.8525 | 81.8943 | 78.9183 | 75.4573 | 72.4637 | 71.4664 | 69.8221 | 69.3373 | 0.47353 | 0.38124 | 0.32176 | 0.41711 | 0.50885 | 0.62683 | 0.55713 | 0.54161 | 0.31224 | 0.53973 | 0.51232 | 0.49777 | 0.46052 | 0.44064 | 0.46734 | 0.60939 | 0.50663 | 0.51808 | 0.59444 | 0.65835 | 0.69959 | 0.73361 | 0.65464 | 0.57259
Program Specific1-in-2AllAll2020January Monthly Peak | Program Specific | 1-in-2 | All | All | 2020 | January Monthly Peak | 1 | 20.7239 | 20.236 | 20.079 | 20.14 | 21.2438 | 23.2199 | 26.2356 | 28.4802 | 29.4658 | 29.6861 | 29.9233 | 29.4783 | 29.2255 | 29.008 | 28.4964 | 27.8652 | 27.5067 | 27.4953 | 26.7649 | 25.6899 | 24.9425 | 23.8369 | 22.8103 | 21.881 | -0.083894 | 0.086273 | -0.038506 | -0.040921 | -0.23937 | -0.49477 | -0.66016 | -0.83252 | -0.54009 | -0.075843 | 0.37764 | 1.7073 | 1.5779 | 1.4379 | 1.3128 | 0.96803 | 0.99513 | 0.61424 | -0.39242 | -0.18287 | -0.029774 | -0.12528 | -0.1343 | -0.037196 | 46.9705 | 46.4517 | 47.0096 | 46.7541 | 45.5725 | 44.8614 | 46.049 | 45.2977 | 47.6668 | 51.7911 | 54.5415 | 56.9962 | 58.5205 | 58.5667 | 58.7953 | 57.9023 | 56.2575 | 54.2759 | 51.6567 | 50.262 | 46.9125 | 45.3941 | 42.3392 | 41.7275 | 0.55019 | 0.44285 | 0.37806 | 0.49314 | 0.61009 | 0.74528 | 0.68183 | 0.66358 | 0.36774 | 0.62579 | 0.5797 | 0.55059 | 0.50279 | 0.47663 | 0.49996 | 0.65277 | 0.54878 | 0.57844 | 0.6786 | 0.74536 | 0.79082 | 0.83673 | 0.75397 | 0.66439
Program Specific1-in-2AllAll2020February Monthly Peak | Program Specific | 1-in-2 | All | All | 2020 | February Monthly Peak | 2 | 21.1547 | 20.6102 | 20.3691 | 20.4676 | 21.4531 | 23.3663 | 26.2394 | 28.1267 | 29.2289 | 29.6056 | 30.1479 | 29.9149 | 29.8949 | 29.7586 | 29.3889 | 28.6044 | 27.8838 | 27.8762 | 27.6117 | 26.5021 | 25.6906 | 24.4058 | 23.1839 | 22.2355 | -0.080906 | 0.087645 | -0.034455 | -0.034839 | -0.22833 | -0.46965 | -0.63782 | -0.77858 | -0.49921 | -0.060019 | 0.39384 | 1.7577 | 1.6443 | 1.5033 | 1.3819 | 1.0425 | 1.0575 | 0.68537 | -0.34405 | -0.15493 | -0.012251 | -0.10961 | -0.11744 | -0.023197 | 49.0746 | 49.4703 | 48.2656 | 47.1818 | 46.0349 | 45.1011 | 44.1636 | 44.1212 | 49.2779 | 53.5663 | 55.6723 | 56.8962 | 58.0855 | 58.5697 | 58.0855 | 57.1479 | 56.0048 | 53.928 | 51.7434 | 49.8721 | 48.5943 | 46.0602 | 45.4952 | 45.3913 | 0.54834 | 0.44047 | 0.37448 | 0.48952 | 0.6015 | 0.73191 | 0.66722 | 0.64022 | 0.35732 | 0.60837 | 0.56862 | 0.54341 | 0.49969 | 0.4746 | 0.50021 | 0.64999 | 0.54111 | 0.57396 | 0.68246 | 0.74974 | 0.79419 | 0.83538 | 0.74701 | 0.65844
Program Specific1-in-2AllAll2020March Monthly Peak | Program Specific | 1-in-2 | All | All | 2020 | March Monthly Peak | 3 | 21.6319 | 21.0812 | 20.7416 | 20.6486 | 21.3551 | 23.2818 | 26.3024 | 28.2435 | 29.367 | 29.9436 | 30.717 | 30.6707 | 30.7864 | 30.9632 | 30.8062 | 30.0804 | 29.2343 | 28.408 | 27.7396 | 27.4684 | 26.7375 | 25.4171 | 23.9856 | 22.8559 | -0.071941 | 0.088193 | -0.025248 | -0.01973 | -0.19681 | -0.40423 | -0.58392 | -0.68247 | -0.41827 | -0.024919 | 0.43126 | 1.8565 | 1.764 | 1.6315 | 1.5198 | 1.2193 | 1.2316 | 0.84735 | -0.20448 | -0.079087 | 0.031882 | -0.070422 | -0.075238 | 0.011164 | 51.571 | 51.7146 | 51.6295 | 50.5876 | 49.8359 | 49.5859 | 49.6265 | 48.7197 | 53.2334 | 58.1829 | 59.5406 | 62.1867 | 63.1632 | 62.4581 | 63.1649 | 62.253 | 61.0462 | 57.7368 | 56.0069 | 54.3406 | 52.9244 | 49.8689 | 49.3693 | 49.7625 | 0.52904 | 0.42562 | 0.36043 | 0.46669 | 0.56533 | 0.68933 | 0.6318 | 0.6084 | 0.34064 | 0.5819 | 0.54682 | 0.52497 | 0.48396 | 0.4634 | 0.49141 | 0.64033 | 0.53199 | 0.55228 | 0.64981 | 0.73235 | 0.77882 | 0.82095 | 0.72923 | 0.63886
Program Specific1-in-2AllAll2020April Monthly Peak | Program Specific | 1-in-2 | All | All | 2020 | April Monthly Peak | 4 | 22.8168 | 22.1241 | 21.703 | 21.5436 | 22.2616 | 24.2159 | 26.7548 | 29.0308 | 30.8907 | 32.309 | 33.5785 | 34.0478 | 34.3662 | 34.7214 | 34.4203 | 33.4221 | 32.0954 | 30.5312 | 28.9239 | 28.7304 | 28.2802 | 26.9173 | 25.439 | 24.2318 | -0.037664 | 0.088912 | 0.010462 | 0.036029 | -0.09824 | -0.19642 | -0.40799 | -0.35618 | -0.14272 | 0.10415 | 0.58775 | 2.2935 | 2.2557 | 2.1075 | 1.9867 | 1.8303 | 1.8202 | 1.4549 | 0.2901 | 0.2055 | 0.19393 | 0.082964 | 0.084799 | 0.1383 | 58.5127 | 58.155 | 56.7636 | 54.9913 | 54.9721 | 54.8196 | 55.4858 | 59.7056 | 66.3642 | 70.3039 | 73.3193 | 75.3685 | 76.5723 | 76.6599 | 77.2399 | 75.9505 | 74.7201 | 73.5804 | 71.8945 | 68.0859 | 63.2371 | 62.1935 | 60.9829 | 59.5068 | 0.46891 | 0.37565 | 0.3176 | 0.40954 | 0.49565 | 0.60329 | 0.54229 | 0.52804 | 0.30546 | 0.52832 | 0.5022 | 0.48895 | 0.45284 | 0.43542 | 0.45953 | 0.59403 | 0.4891 | 0.49805 | 0.56952 | 0.64225 | 0.68902 | 0.72829 | 0.64887 | 0.56905
Program Specific1-in-2AllAll2020May Monthly Peak | Program Specific | 1-in-2 | All | All | 2020 | May Monthly Peak | 5 | 22.7954 | 22.226 | 21.7832 | 21.7283 | 22.5712 | 24.5682 | 26.9509 | 29.819 | 32.1824 | 33.6815 | 34.8557 | 35.3302 | 35.5286 | 35.67 | 35.2797 | 34.1704 | 32.753 | 31.1055 | 29.4099 | 28.9933 | 28.6981 | 27.0642 | 25.6224 | 24.3369 | -0.028857 | 0.089092 | 0.019333 | 0.049623 | -0.075488 | -0.1493 | -0.3707 | -0.28854 | -0.080874 | 0.13929 | 0.63984 | 2.4415 | 2.4057 | 2.2341 | 2.1074 | 1.9847 | 1.9694 | 1.6093 | 0.40974 | 0.27397 | 0.23408 | 0.11863 | 0.12207 | 0.16714 | 59.8823 | 59.6323 | 59.3823 | 58.6365 | 58.3652 | 57.6331 | 61.1055 | 65.0604 | 69.8229 | 74.4029 | 78.4398 | 79.4415 | 78.4996 | 78.1717 | 78.2593 | 77.7148 | 76.5328 | 75.0934 | 72.5574 | 68.9364 | 66.1059 | 64.8991 | 64.6491 | 63.1939 | 0.45376 | 0.36588 | 0.30918 | 0.40056 | 0.48749 | 0.59409 | 0.53102 | 0.52626 | 0.30861 | 0.53454 | 0.50595 | 0.4926 | 0.45456 | 0.43443 | 0.4576 | 0.59008 | 0.4852 | 0.49354 | 0.56372 | 0.63222 | 0.67939 | 0.71001 | 0.63387 | 0.55405
Program Specific1-in-2AllAll2020June Monthly Peak | Program Specific | 1-in-2 | All | All | 2020 | June Monthly Peak | 6 | 23.8947 | 23.2403 | 22.7928 | 22.649 | 23.4949 | 25.4568 | 27.782 | 30.7515 | 32.8724 | 34.4998 | 35.9456 | 36.4415 | 36.5686 | 36.6153 | 36.2563 | 35.3141 | 34.2285 | 32.5895 | 30.8953 | 29.8605 | 29.5666 | 28.0424 | 26.6294 | 25.3203 | -0.028597 | 0.092759 | 0.021674 | 0.0542 | -0.07351 | -0.14396 | -0.37327 | -0.2801 | -0.067521 | 0.14892 | 0.66583 | 2.5283 | 2.4883 | 2.3058 | 2.1788 | 2.0732 | 2.0805 | 1.7108 | 0.45377 | 0.29589 | 0.24867 | 0.13025 | 0.13484 | 0.17985 | 60.6548 | 60.6334 | 59.6761 | 60.1142 | 58.9069 | 60.0484 | 60.9417 | 64.4778 | 67.1415 | 70.4738 | 74.0526 | 76.9454 | 78.009 | 79.4006 | 79.6736 | 78.3657 | 77.158 | 75.9528 | 73.7635 | 71.1211 | 67.0658 | 64.7562 | 63.7972 | 63.0476 | 0.47216 | 0.37954 | 0.32086 | 0.41427 | 0.50358 | 0.61151 | 0.54328 | 0.5381 | 0.31173 | 0.5416 | 0.51585 | 0.50231 | 0.46248 | 0.44103 | 0.46533 | 0.60411 | 0.50172 | 0.51115 | 0.5859 | 0.646 | 0.69432 | 0.72921 | 0.65301 | 0.57159
Program Specific1-in-2AllAll2020July Monthly Peak | Program Specific | 1-in-2 | All | All | 2020 | July Monthly Peak | 7 | 24.677 | 24.0801 | 23.5684 | 23.5031 | 24.4698 | 26.7565 | 29.1622 | 31.9156 | 33.7942 | 35.3318 | 36.6364 | 37.0106 | 37.3031 | 37.4752 | 37.2637 | 36.6914 | 35.7471 | 33.9238 | 31.9789 | 30.7954 | 30.4466 | 28.9113 | 27.4243 | 26.0958 | -0.013291 | 0.09343 | 0.037806 | 0.079989 | -0.029639 | -0.050599 | -0.30797 | -0.13525 | 0.062312 | 0.20901 | 0.7237 | 2.6538 | 2.6486 | 2.4671 | 2.3522 | 2.3519 | 2.3712 | 2.0152 | 0.69041 | 0.42884 | 0.32464 | 0.20187 | 0.21091 | 0.24054 | 67.7905 | 67.2718 | 66.5858 | 66.5644 | 66.5414 | 66.5414 | 67.6847 | 69.3698 | 73.9665 | 77.1734 | 78.2592 | 76.7793 | 78.1743 | 81.3129 | 79.8506 | 81.386 | 83.4636 | 82.9209 | 77.9005 | 73.9185 | 72.2082 | 71.7069 | 69.8563 | 69.814 | 0.462 | 0.37288 | 0.31456 | 0.40782 | 0.49793 | 0.61024 | 0.54082 | 0.52907 | 0.30416 | 0.52474 | 0.49721 | 0.4821 | 0.44578 | 0.42628 | 0.45104 | 0.59101 | 0.49378 | 0.50176 | 0.57284 | 0.62987 | 0.67606 | 0.71118 | 0.63633 | 0.55762
Program Specific1-in-2AllAll2020August Monthly Peak | Program Specific | 1-in-2 | All | All | 2020 | August Monthly Peak | 8 | 25.7455 | 25.0555 | 24.5347 | 24.4474 | 25.4626 | 28.0226 | 30.6711 | 33.419 | 35.7617 | 37.6331 | 39.3257 | 39.9225 | 40.3088 | 40.4796 | 40.2601 | 39.3609 | 38.0993 | 36.2973 | 34.2046 | 33.0985 | 32.2726 | 30.4541 | 28.8062 | 27.3631 | -0.00025898 | 0.095497 | 0.052553 | 0.10356 | 0.0088291 | 0.031643 | -0.2538 | -0.012806 | 0.17624 | 0.27107 | 0.81841 | 2.9465 | 2.9675 | 2.7672 | 2.6495 | 2.7001 | 2.702 | 2.3611 | 0.92815 | 0.56805 | 0.40388 | 0.27063 | 0.28244 | 0.29881 | 70.5178 | 70.7191 | 69.7689 | 70.087 | 69.3706 | 68.9539 | 68.971 | 68.7526 | 71.3836 | 74.6819 | 79.6423 | 82.5741 | 83.8055 | 84.0765 | 83.8413 | 83.2942 | 83.0263 | 81.5273 | 78.3976 | 75.9826 | 74.0157 | 73.2143 | 71.5706 | 71.9014 | 0.46827 | 0.37683 | 0.31801 | 0.41207 | 0.50333 | 0.62101 | 0.55175 | 0.53704 | 0.31122 | 0.54139 | 0.51658 | 0.50289 | 0.46547 | 0.44487 | 0.4712 | 0.61411 | 0.50917 | 0.51992 | 0.59462 | 0.65723 | 0.69658 | 0.72884 | 0.65005 | 0.56841
Program Specific1-in-2AllAll2020September Monthly Peak | Program Specific | 1-in-2 | All | All | 2020 | September Monthly Peak | 9 | 25.3136 | 24.6596 | 24.1718 | 24.1445 | 25.3108 | 27.8748 | 31.1308 | 33.8669 | 36.7159 | 38.97 | 40.6051 | 41.2412 | 41.5805 | 41.7013 | 41.3768 | 40.0877 | 38.3298 | 36.3531 | 34.4725 | 33.8124 | 32.3497 | 30.3002 | 28.4464 | 26.9807 | 0.00080417 | 0.093805 | 0.052516 | 0.10316 | 0.010978 | 0.035795 | -0.25293 | -0.0061231 | 0.18664 | 0.2831 | 0.84562 | 3.0451 | 3.0638 | 2.8518 | 2.7246 | 2.755 | 2.7222 | 2.3722 | 0.94316 | 0.58368 | 0.40765 | 0.27201 | 0.28125 | 0.29602 | 66.0289 | 65.3216 | 65.9419 | 64.0507 | 64.6906 | 65.3127 | 67.3495 | 68.8068 | 75.839 | 81.275 | 86.775 | 88.1111 | 87.737 | 89.3962 | 91.0852 | 89.3649 | 87.7676 | 87.1814 | 85.6158 | 80.8085 | 76.5648 | 76.1877 | 74.0623 | 72.5844 | 0.45783 | 0.36888 | 0.31172 | 0.40476 | 0.49791 | 0.6145 | 0.55702 | 0.54229 | 0.3176 | 0.55847 | 0.53108 | 0.5171 | 0.47777 | 0.45572 | 0.48169 | 0.62285 | 0.51009 | 0.51912 | 0.59743 | 0.66758 | 0.69661 | 0.72347 | 0.6399 | 0.55849
Program Specific1-in-2AllAll2020October Monthly Peak | Program Specific | 1-in-2 | All | All | 2020 | October Monthly Peak | 10 | 24.8022 | 24.1423 | 23.625 | 23.4904 | 24.4446 | 26.5225 | 29.5283 | 32.0126 | 34.3415 | 36.2634 | 38.0609 | 38.9276 | 39.3989 | 39.9079 | 39.6684 | 38.4992 | 36.8693 | 34.8832 | 33.5082 | 32.3324 | 30.9057 | 28.9385 | 27.4133 | 26.1703 | -0.018415 | 0.094043 | 0.033001 | 0.072735 | -0.043223 | -0.078317 | -0.33482 | -0.18032 | 0.02522 | 0.19827 | 0.73575 | 2.7602 | 2.7578 | 2.5889 | 2.4661 | 2.405 | 2.3839 | 2.0042 | 0.65551 | 0.41135 | 0.3094 | 0.18336 | 0.19137 | 0.22647 | 62.8841 | 62.5919 | 62.7549 | 61.6115 | 61.7571 | 60.1333 | 61.2362 | 64.2496 | 69.4524 | 74.7802 | 78.8801 | 80.8835 | 83.631 | 85.4835 | 85.2548 | 84.3396 | 83.4884 | 81.932 | 76.5795 | 70.4619 | 68.4644 | 66.0928 | 65.0697 | 63.469 | 0.47149 | 0.37932 | 0.31983 | 0.41341 | 0.50445 | 0.61228 | 0.5525 | 0.53784 | 0.31252 | 0.54615 | 0.52287 | 0.51195 | 0.47409 | 0.4564 | 0.48327 | 0.62639 | 0.5142 | 0.52246 | 0.60565 | 0.66609 | 0.6954 | 0.72247 | 0.64577 | 0.56788
Program Specific1-in-2AllAll2020November Monthly Peak | Program Specific | 1-in-2 | All | All | 2020 | November Monthly Peak | 11 | 22.6262 | 22.0834 | 21.7213 | 21.7297 | 22.7224 | 24.509 | 26.8803 | 29.3909 | 31.2888 | 32.683 | 33.9587 | 34.3634 | 34.6604 | 35.0035 | 34.7267 | 33.5787 | 32.3695 | 31.3911 | 29.6107 | 28.294 | 27.4313 | 25.9592 | 24.6852 | 23.6956 | -0.043541 | 0.089364 | 0.0046305 | 0.027186 | -0.11802 | -0.23517 | -0.44 | -0.41817 | -0.19333 | 0.084422 | 0.57653 | 2.2825 | 2.2348 | 2.0851 | 1.9653 | 1.7724 | 1.77 | 1.4062 | 0.21416 | 0.15746 | 0.16382 | 0.056014 | 0.056696 | 0.11562 | 60.2682 | 59.936 | 59.6361 | 59.587 | 60.0017 | 60.5676 | 59.7679 | 59.5349 | 62.6302 | 65.6299 | 68.0609 | 69.895 | 71.082 | 71.4817 | 70.112 | 69.895 | 68.7495 | 66.7642 | 65.413 | 63.8678 | 63.1193 | 62.6535 | 61.8709 | 61.6201 | 0.47809 | 0.38531 | 0.32639 | 0.42427 | 0.51998 | 0.62646 | 0.55881 | 0.54848 | 0.3165 | 0.54952 | 0.5226 | 0.50791 | 0.47007 | 0.45196 | 0.47812 | 0.61775 | 0.50969 | 0.52385 | 0.59616 | 0.65038 | 0.68894 | 0.7228 | 0.64758 | 0.57204
Program Specific1-in-2AllAll2020December Monthly Peak | Program Specific | 1-in-2 | All | All | 2020 | December Monthly Peak | 12 | 21.1822 | 20.7528 | 20.5133 | 20.4887 | 21.4104 | 23.1351 | 25.5796 | 27.6801 | 28.9921 | 29.6117 | 29.9463 | 29.7522 | 29.5759 | 29.4868 | 29.1735 | 28.4959 | 28.1642 | 28.1559 | 27.101 | 26.0598 | 25.2956 | 24.2094 | 23.062 | 22.105 | -0.073123 | 0.088025 | -0.027431 | -0.023372 | -0.20531 | -0.41872 | -0.58406 | -0.69921 | -0.43814 | -0.034857 | 0.41334 | 1.7863 | 1.675 | 1.5343 | 1.4179 | 1.1188 | 1.1507 | 0.79257 | -0.24275 | -0.099487 | 0.01677 | -0.077234 | -0.087912 | -0.00082412 | 48.5461 | 48.2752 | 47.072 | 48.1482 | 46.9604 | 47.1295 | 46.6721 | 45.9609 | 52.8087 | 57.6209 | 61.6013 | 62.8909 | 62.4643 | 66.0865 | 65.1044 | 63.523 | 61.8126 | 59.6947 | 58.0725 | 54.9034 | 53.6773 | 52.1764 | 52.3433 | 52.299 | 0.52793 | 0.4269 | 0.36316 | 0.47141 | 0.57719 | 0.69631 | 0.62647 | 0.60712 | 0.3426 | 0.58537 | 0.54282 | 0.51945 | 0.47496 | 0.4517 | 0.47682 | 0.62161 | 0.52566 | 0.5557 | 0.64462 | 0.70897 | 0.75157 | 0.79553 | 0.71455 | 0.62944
Program Specific1-in-2AllAll2020Typical Event Day | Program Specific | 1-in-2 | All | All | 2020 | Typical Event Day | 8 | 25.3956 | 24.7279 | 24.2193 | 24.1414 | 25.116 | 27.6024 | 30.2255 | 32.8836 | 35.0126 | 36.6035 | 38.0405 | 38.5181 | 38.8613 | 39.0668 | 38.9084 | 38.0757 | 36.9366 | 35.2468 | 33.3424 | 32.3383 | 31.6146 | 29.8967 | 28.2928 | 26.8852 | -0.011194 | 0.095202 | 0.041019 | 0.085631 | -0.022825 | -0.035615 | -0.30486 | -0.11388 | 0.085882 | 0.22541 | 0.75716 | 2.7726 | 2.7741 | 2.5872 | 2.474 | 2.4715 | 2.4802 | 2.1315 | 0.75591 | 0.47076 | 0.34886 | 0.22025 | 0.22965 | 0.25694 | 66.2479 | 65.9864 | 65.4931 | 65.204 | 64.8773 | 65.2141 | 66.2367 | 67.8518 | 72.0827 | 75.9011 | 79.6823 | 81.1026 | 81.9315 | 83.5466 | 83.6127 | 83.1028 | 82.854 | 81.8957 | 78.9194 | 75.4577 | 72.4636 | 71.4662 | 69.8215 | 69.3368 | 0.4718 | 0.37984 | 0.32059 | 0.41558 | 0.50699 | 0.62454 | 0.55512 | 0.53967 | 0.31125 | 0.53788 | 0.51061 | 0.49609 | 0.45899 | 0.4392 | 0.46575 | 0.60721 | 0.50481 | 0.51618 | 0.59229 | 0.65599 | 0.69707 | 0.73094 | 0.65222 | 0.57048
Program Specific1-in-2AllAll2021January Monthly Peak | Program Specific | 1-in-2 | All | All | 2021 | January Monthly Peak | 1 | 20.6493 | 20.1631 | 20.0066 | 20.0674 | 21.167 | 23.1361 | 26.1411 | 28.3779 | 29.361 | 29.5809 | 29.8167 | 29.3733 | 29.121 | 28.9041 | 28.3944 | 27.7655 | 27.4085 | 27.3981 | 26.67 | 25.5985 | 24.8534 | 23.752 | 22.7286 | 21.8025 | -0.083661 | 0.085728 | -0.038631 | -0.041061 | -0.23863 | -0.49297 | -0.65765 | -0.82928 | -0.53789 | -0.075588 | 0.37537 | 1.6994 | 1.5706 | 1.4312 | 1.3073 | 0.9646 | 0.99152 | 0.61217 | -0.39062 | -0.18203 | -0.029617 | -0.12491 | -0.13365 | -0.037001 | 46.9685 | 46.4497 | 47.0085 | 46.753 | 45.5711 | 44.8599 | 46.0477 | 45.2964 | 47.6661 | 51.7909 | 54.5413 | 56.9962 | 58.5204 | 58.5664 | 58.7951 | 57.9016 | 56.2564 | 54.2747 | 51.655 | 50.2598 | 46.9097 | 45.3914 | 42.3356 | 41.7244 | 0.5479 | 0.44101 | 0.37648 | 0.49107 | 0.60754 | 0.74218 | 0.67902 | 0.66086 | 0.36639 | 0.62332 | 0.57746 | 0.54846 | 0.50088 | 0.47485 | 0.49804 | 0.65014 | 0.54655 | 0.57606 | 0.6758 | 0.74232 | 0.78758 | 0.83328 | 0.7508 | 0.6616
Program Specific1-in-2AllAll2021February Monthly Peak | Program Specific | 1-in-2 | All | All | 2021 | February Monthly Peak | 2 | 21.0803 | 20.5377 | 20.2974 | 20.3956 | 21.3775 | 23.284 | 26.147 | 28.028 | 29.1274 | 29.5035 | 30.0434 | 29.8113 | 29.7912 | 29.6553 | 29.2869 | 28.5051 | 27.787 | 27.7797 | 27.5162 | 26.41 | 25.601 | 24.3209 | 23.1029 | 22.1576 | -0.080697 | 0.0871 | -0.0346 | -0.035006 | -0.22765 | -0.46801 | -0.63546 | -0.77563 | -0.49723 | -0.059837 | 0.39154 | 1.7497 | 1.6369 | 1.4965 | 1.3762 | 1.0388 | 1.0538 | 0.68302 | -0.34252 | -0.15422 | -0.012163 | -0.10931 | -0.11686 | -0.023057 | 49.0722 | 49.4683 | 48.2635 | 47.18 | 46.0326 | 45.0986 | 44.1608 | 44.1186 | 49.2768 | 53.566 | 55.6716 | 56.8956 | 58.0852 | 58.5694 | 58.0852 | 57.1473 | 56.0038 | 53.9262 | 51.7413 | 49.8695 | 48.5918 | 46.0568 | 45.4921 | 45.3887 | 0.54611 | 0.43868 | 0.37295 | 0.48752 | 0.59904 | 0.72893 | 0.66454 | 0.63766 | 0.35604 | 0.60604 | 0.56649 | 0.54137 | 0.49784 | 0.47287 | 0.49833 | 0.64743 | 0.53897 | 0.57165 | 0.67971 | 0.74675 | 0.79101 | 0.83201 | 0.74395 | 0.65574
Program Specific1-in-2AllAll2021March Monthly Peak | Program Specific | 1-in-2 | All | All | 2021 | March Monthly Peak | 3 | 21.5579 | 21.009 | 20.6705 | 20.5778 | 21.2819 | 23.202 | 26.2123 | 28.1469 | 29.2675 | 29.8429 | 30.6135 | 30.5677 | 30.6829 | 30.8592 | 30.7029 | 29.9796 | 29.1362 | 28.3121 | 27.6457 | 27.3756 | 26.6467 | 25.3312 | 23.9043 | 22.7781 | -0.071772 | 0.087664 | -0.025412 | -0.019937 | -0.19625 | -0.40286 | -0.58182 | -0.67997 | -0.41666 | -0.02488 | 0.42887 | 1.8484 | 1.7562 | 1.6244 | 1.5137 | 1.215 | 1.2271 | 0.84434 | -0.20364 | -0.078707 | 0.031806 | -0.070262 | -0.074835 | 0.011175 | 51.5697 | 51.7137 | 51.629 | 50.5873 | 49.8356 | 49.5856 | 49.626 | 48.7178 | 53.2324 | 58.1832 | 59.5404 | 62.187 | 63.1636 | 62.4583 | 63.1653 | 62.253 | 61.046 | 57.7358 | 56.0058 | 54.3393 | 52.9227 | 49.8664 | 49.3668 | 49.7604 | 0.52694 | 0.42393 | 0.35899 | 0.46482 | 0.56309 | 0.6866 | 0.62932 | 0.60603 | 0.33946 | 0.57973 | 0.54482 | 0.52305 | 0.48221 | 0.46175 | 0.4896 | 0.63785 | 0.52992 | 0.5501 | 0.64725 | 0.72951 | 0.77577 | 0.81772 | 0.72631 | 0.6363
Program Specific1-in-2AllAll2021April Monthly Peak | Program Specific | 1-in-2 | All | All | 2021 | April Monthly Peak | 4 | 22.7384 | 22.048 | 21.6283 | 21.4695 | 22.1848 | 24.1324 | 26.6625 | 28.9307 | 30.7853 | 32.2001 | 33.4655 | 33.9337 | 34.2512 | 34.6054 | 34.3055 | 33.3107 | 31.9882 | 30.4284 | 28.8258 | 28.633 | 28.184 | 26.8261 | 25.3524 | 24.1489 | -0.037618 | 0.088414 | 0.010222 | 0.035667 | -0.098005 | -0.19576 | -0.40651 | -0.35491 | -0.14221 | 0.10368 | 0.58484 | 2.2838 | 2.2461 | 2.0986 | 1.9786 | 1.8232 | 1.8131 | 1.4492 | 0.28862 | 0.20468 | 0.19325 | 0.082618 | 0.084603 | 0.13784 | 58.5106 | 58.1534 | 56.7615 | 54.9893 | 54.9702 | 54.8183 | 55.4849 | 59.7057 | 66.3658 | 70.3058 | 73.3211 | 75.37 | 76.5741 | 76.6613 | 77.2419 | 75.9517 | 74.7213 | 73.5811 | 71.8949 | 68.0855 | 63.2362 | 62.1928 | 60.9819 | 59.5057 | 0.46705 | 0.37416 | 0.31635 | 0.40792 | 0.49368 | 0.6009 | 0.54018 | 0.526 | 0.30444 | 0.52637 | 0.50039 | 0.48718 | 0.45122 | 0.43388 | 0.45786 | 0.59174 | 0.48721 | 0.4961 | 0.56729 | 0.63976 | 0.68633 | 0.72542 | 0.64627 | 0.56678
Program Specific1-in-2AllAll2021May Monthly Peak | Program Specific | 1-in-2 | All | All | 2021 | May Monthly Peak | 5 | 22.7188 | 22.1512 | 21.7098 | 21.655 | 22.495 | 24.4851 | 26.8596 | 29.7184 | 32.0748 | 33.57 | 34.7405 | 35.214 | 35.4119 | 35.5531 | 35.1643 | 34.0587 | 32.6457 | 31.0027 | 29.3118 | 28.8964 | 28.6024 | 26.9744 | 25.5369 | 24.2554 | -0.028848 | 0.088605 | 0.019068 | 0.04922 | -0.075339 | -0.14883 | -0.3694 | -0.28756 | -0.080624 | 0.1387 | 0.63679 | 2.4314 | 2.3958 | 2.225 | 2.0991 | 1.9771 | 1.9618 | 1.603 | 0.40774 | 0.2729 | 0.23327 | 0.11818 | 0.12175 | 0.1666 | 59.8807 | 59.6307 | 59.3807 | 58.635 | 58.3637 | 57.6316 | 61.1051 | 65.0611 | 69.8246 | 74.4053 | 78.443 | 79.4447 | 78.5026 | 78.174 | 78.2612 | 77.717 | 76.5346 | 75.095 | 72.5581 | 68.9366 | 66.1055 | 64.8985 | 64.6485 | 63.1931 | 0.45201 | 0.36446 | 0.30799 | 0.39901 | 0.48561 | 0.5918 | 0.529 | 0.52428 | 0.3076 | 0.53261 | 0.50418 | 0.49085 | 0.45298 | 0.43294 | 0.45598 | 0.58787 | 0.48338 | 0.49166 | 0.56158 | 0.62984 | 0.67681 | 0.70729 | 0.6314 | 0.55189
Program Specific1-in-2AllAll2021June Monthly Peak | Program Specific | 1-in-2 | All | All | 2021 | June Monthly Peak | 6 | 23.8164 | 23.164 | 22.7179 | 22.5746 | 23.4175 | 25.3727 | 27.6902 | 30.6503 | 32.7653 | 34.3885 | 35.8298 | 36.3248 | 36.4516 | 36.4984 | 36.1408 | 35.2016 | 34.1191 | 32.4847 | 30.795 | 29.7632 | 29.4704 | 27.9518 | 26.543 | 25.2377 | -0.028595 | 0.092264 | 0.021399 | 0.05378 | -0.073378 | -0.14352 | -0.37199 | -0.27918 | -0.067334 | 0.14831 | 0.66271 | 2.518 | 2.4782 | 2.2965 | 2.1703 | 2.0654 | 2.0726 | 1.7042 | 0.45162 | 0.29475 | 0.24784 | 0.12978 | 0.13449 | 0.17927 | 60.6532 | 60.6319 | 59.6744 | 60.1128 | 58.9053 | 60.0473 | 60.941 | 64.4779 | 67.142 | 70.4748 | 74.0543 | 76.9475 | 78.0109 | 79.4029 | 79.6758 | 78.3672 | 77.1593 | 75.954 | 73.7644 | 71.1216 | 67.0655 | 64.7552 | 63.796 | 63.0464 | 0.47038 | 0.3781 | 0.31964 | 0.4127 | 0.50168 | 0.60921 | 0.54127 | 0.53612 | 0.31072 | 0.53969 | 0.51407 | 0.50055 | 0.4609 | 0.43954 | 0.46371 | 0.6019 | 0.49988 | 0.50924 | 0.58372 | 0.64363 | 0.69174 | 0.72649 | 0.65053 | 0.56942
Program Specific1-in-2AllAll2021July Monthly Peak | Program Specific | 1-in-2 | All | All | 2021 | July Monthly Peak | 7 | 24.5987 | 24.0035 | 23.4933 | 23.4282 | 24.3916 | 26.6708 | 29.0686 | 31.8138 | 33.6876 | 35.2216 | 36.5225 | 36.8963 | 37.1882 | 37.3601 | 37.1494 | 36.5789 | 35.6371 | 33.8185 | 31.8786 | 30.6983 | 30.3507 | 28.8209 | 27.3382 | 26.0134 | -0.013336 | 0.092966 | 0.037511 | 0.079521 | -0.029634 | -0.050467 | -0.30694 | -0.13486 | 0.06201 | 0.20819 | 0.72051 | 2.6435 | 2.6383 | 2.4576 | 2.3433 | 2.3431 | 2.3623 | 2.0076 | 0.68726 | 0.42721 | 0.32357 | 0.20119 | 0.2103 | 0.23977 | 67.7904 | 67.2717 | 66.5855 | 66.5642 | 66.5412 | 66.5412 | 67.685 | 69.3703 | 73.9686 | 77.1756 | 78.2611 | 76.7811 | 78.1765 | 81.3155 | 79.8512 | 81.3873 | 83.4656 | 82.9231 | 77.9018 | 73.9188 | 72.2083 | 71.7071 | 69.8559 | 69.8138 | 0.46031 | 0.37151 | 0.3134 | 0.40632 | 0.49611 | 0.60801 | 0.53886 | 0.52717 | 0.30321 | 0.52295 | 0.49555 | 0.48048 | 0.44431 | 0.42489 | 0.44953 | 0.58891 | 0.49201 | 0.49994 | 0.57077 | 0.62762 | 0.67362 | 0.70859 | 0.63398 | 0.55556
Program Specific1-in-2AllAll2021August Monthly Peak | Program Specific | 1-in-2 | All | All | 2021 | August Monthly Peak | 8 | 25.666 | 24.9779 | 24.4586 | 24.3716 | 25.3834 | 27.9352 | 30.5754 | 33.3155 | 35.652 | 37.519 | 39.2069 | 39.8028 | 40.1881 | 40.3587 | 40.14 | 39.2436 | 37.9853 | 36.1878 | 34.1001 | 32.997 | 32.1735 | 30.3613 | 28.7181 | 27.279 | -0.00034641 | 0.09505 | 0.052234 | 0.10304 | 0.0087208 | 0.031513 | -0.25297 | -0.012849 | 0.17553 | 0.27006 | 0.81501 | 2.9355 | 2.9564 | 2.7569 | 2.6398 | 2.6902 | 2.692 | 2.3523 | 0.92405 | 0.56594 | 0.40258 | 0.26978 | 0.28161 | 0.29787 | 70.5173 | 70.7187 | 69.7683 | 70.0867 | 69.37 | 68.9534 | 68.9704 | 68.752 | 71.3837 | 74.6824 | 79.6436 | 82.5756 | 83.8069 | 84.0776 | 83.8426 | 83.2953 | 83.0277 | 81.5283 | 78.3984 | 75.9827 | 74.0156 | 73.2143 | 71.57 | 71.901 | 0.4666 | 0.37549 | 0.31688 | 0.4106 | 0.50154 | 0.6188 | 0.54982 | 0.53517 | 0.31027 | 0.53958 | 0.5149 | 0.50123 | 0.46396 | 0.44345 | 0.46965 | 0.61198 | 0.50739 | 0.51808 | 0.59252 | 0.65494 | 0.69413 | 0.72626 | 0.64772 | 0.56637
Program Specific1-in-2AllAll2021September Monthly Peak | Program Specific | 1-in-2 | All | All | 2021 | September Monthly Peak | 9 | 25.2379 | 24.5857 | 24.0992 | 24.0719 | 25.2345 | 27.7905 | 31.0368 | 33.765 | 36.6065 | 38.8552 | 40.4859 | 41.1209 | 41.4595 | 41.5803 | 41.2571 | 39.9717 | 38.2186 | 36.2465 | 34.3703 | 33.7119 | 32.2532 | 30.2104 | 28.3619 | 26.9002 | 0.00071089 | 0.093372 | 0.052203 | 0.10265 | 0.010863 | 0.035656 | -0.25214 | -0.0061902 | 0.18591 | 0.28207 | 0.8422 | 3.0341 | 3.0527 | 2.8415 | 2.7149 | 2.7451 | 2.7124 | 2.3636 | 0.93909 | 0.58157 | 0.40638 | 0.27118 | 0.28046 | 0.29513 | 66.0279 | 65.3204 | 65.9412 | 64.0496 | 64.6899 | 65.3125 | 67.35 | 68.8075 | 75.8413 | 81.2776 | 86.7776 | 88.1134 | 87.7388 | 89.3993 | 91.0885 | 89.3663 | 87.7684 | 87.1826 | 85.6171 | 80.8092 | 76.5646 | 76.188 | 74.062 | 72.5841 | 0.45624 | 0.3676 | 0.31064 | 0.40335 | 0.49618 | 0.61237 | 0.55512 | 0.54045 | 0.31665 | 0.55665 | 0.52939 | 0.51544 | 0.47625 | 0.4543 | 0.48014 | 0.62074 | 0.50835 | 0.51733 | 0.59538 | 0.66532 | 0.69423 | 0.72098 | 0.63766 | 0.55654
Program Specific1-in-2AllAll2021October Monthly Peak | Program Specific | 1-in-2 | All | All | 2021 | October Monthly Peak | 10 | 24.7272 | 24.0691 | 23.5534 | 23.4191 | 24.3703 | 26.4418 | 29.4387 | 31.9156 | 34.2384 | 36.1559 | 37.9483 | 38.8134 | 39.2836 | 39.7913 | 39.5527 | 38.387 | 36.7614 | 34.78 | 33.4084 | 32.2358 | 30.8127 | 28.8524 | 27.3314 | 26.0916 | -0.018449 | 0.093589 | 0.032719 | 0.072294 | -0.043189 | -0.078115 | -0.33376 | -0.17981 | 0.025062 | 0.19754 | 0.73264 | 2.75 | 2.7476 | 2.5794 | 2.4573 | 2.3965 | 2.3754 | 1.9969 | 0.65262 | 0.40987 | 0.30845 | 0.18277 | 0.19087 | 0.2258 | 62.8827 | 62.5907 | 62.754 | 61.6102 | 61.7561 | 60.1319 | 61.2353 | 64.2496 | 69.4535 | 74.7819 | 78.8823 | 80.8857 | 83.6332 | 85.4862 | 85.2575 | 84.342 | 83.4902 | 81.9331 | 76.5801 | 70.4611 | 68.4637 | 66.0915 | 65.0686 | 63.4673 | 0.46985 | 0.378 | 0.31872 | 0.41197 | 0.50269 | 0.61015 | 0.5506 | 0.53602 | 0.31159 | 0.54437 | 0.5212 | 0.5103 | 0.47258 | 0.45497 | 0.4817 | 0.62426 | 0.51244 | 0.52064 | 0.60355 | 0.66382 | 0.69301 | 0.71998 | 0.6435 | 0.56589
Program Specific1-in-2AllAll2021November Monthly Peak | Program Specific | 1-in-2 | All | All | 2021 | November Monthly Peak | 11 | 22.5595 | 22.0182 | 21.6571 | 21.6655 | 22.6551 | 24.4366 | 26.8007 | 29.3042 | 31.1972 | 32.5881 | 33.8601 | 34.264 | 34.5601 | 34.9023 | 34.6263 | 33.4815 | 32.2755 | 31.3003 | 29.5245 | 28.2111 | 27.3505 | 25.8835 | 24.613 | 23.6259 | -0.043505 | 0.088902 | 0.004389 | 0.026846 | -0.1178 | -0.23453 | -0.43868 | -0.41691 | -0.19274 | 0.084082 | 0.57395 | 2.2739 | 2.2265 | 2.0773 | 1.9583 | 1.7665 | 1.764 | 1.4014 | 0.21315 | 0.15694 | 0.16335 | 0.055789 | 0.056648 | 0.11532 | 60.268 | 59.9356 | 59.636 | 59.5871 | 60.0017 | 60.5677 | 59.7681 | 59.5351 | 62.6308 | 65.6305 | 68.0614 | 69.8954 | 71.0824 | 71.4821 | 70.1123 | 69.8954 | 68.7497 | 66.7643 | 65.4129 | 63.8676 | 63.1189 | 62.6533 | 61.8707 | 61.62 | 0.47647 | 0.38399 | 0.32527 | 0.42282 | 0.51821 | 0.62434 | 0.55694 | 0.54667 | 0.31558 | 0.54778 | 0.52098 | 0.50632 | 0.46862 | 0.45058 | 0.47662 | 0.61571 | 0.50799 | 0.52207 | 0.59415 | 0.64823 | 0.68665 | 0.72038 | 0.64537 | 0.57008
Program Specific1-in-2AllAll2021December Monthly Peak | Program Specific | 1-in-2 | All | All | 2021 | December Monthly Peak | 12 | 21.1215 | 20.6933 | 20.4544 | 20.43 | 21.3489 | 23.0687 | 25.5061 | 27.601 | 28.9099 | 29.5281 | 29.8617 | 29.6685 | 29.4925 | 29.4038 | 29.0913 | 28.4155 | 28.0844 | 28.0764 | 27.0243 | 25.9858 | 25.2234 | 24.1401 | 22.9961 | 22.0417 | -0.073015 | 0.087531 | -0.02764 | -0.023623 | -0.20491 | -0.41762 | -0.58238 | -0.69714 | -0.43675 | -0.034817 | 0.41122 | 1.7794 | 1.6686 | 1.5284 | 1.413 | 1.1156 | 1.1473 | 0.79026 | -0.24188 | -0.099086 | 0.016765 | -0.077145 | -0.087497 | -0.00075574 | 48.5451 | 48.2743 | 47.071 | 48.1477 | 46.9597 | 47.1291 | 46.6715 | 45.9602 | 52.8094 | 57.6214 | 61.6018 | 62.8913 | 62.4635 | 66.0862 | 65.104 | 63.5229 | 61.8124 | 59.694 | 58.0714 | 54.902 | 53.6758 | 52.175 | 52.3422 | 52.298 | 0.52618 | 0.42547 | 0.36194 | 0.46983 | 0.57527 | 0.69401 | 0.62442 | 0.60516 | 0.34161 | 0.58355 | 0.54118 | 0.51787 | 0.47353 | 0.45037 | 0.47536 | 0.6196 | 0.52394 | 0.55384 | 0.64251 | 0.70669 | 0.74914 | 0.79293 | 0.71214 | 0.62731
Program Specific1-in-2AllAll2021Typical Event Day | Program Specific | 1-in-2 | All | All | 2021 | Typical Event Day | 8 | 25.3173 | 24.6514 | 24.1443 | 24.0666 | 25.038 | 27.5164 | 30.1314 | 32.7818 | 34.9053 | 36.4926 | 37.9257 | 38.4027 | 38.7451 | 38.9502 | 38.7925 | 37.9623 | 36.8261 | 35.1404 | 33.2406 | 32.2391 | 31.5176 | 29.8056 | 28.2063 | 26.8026 | -0.011247 | 0.094745 | 0.040721 | 0.085156 | -0.022842 | -0.035535 | -0.30387 | -0.11358 | 0.085499 | 0.22456 | 0.75393 | 2.7621 | 2.7637 | 2.5774 | 2.4649 | 2.4624 | 2.4711 | 2.1236 | 0.75254 | 0.46902 | 0.34775 | 0.21954 | 0.229 | 0.25614 | 66.2471 | 65.9856 | 65.4923 | 65.2033 | 64.8766 | 65.2135 | 66.2365 | 67.8519 | 72.0839 | 75.9026 | 79.6842 | 81.1045 | 81.9333 | 83.5489 | 83.6146 | 83.1041 | 82.8553 | 81.897 | 78.9205 | 75.4581 | 72.4635 | 71.4661 | 69.8209 | 69.3363 | 0.47012 | 0.37849 | 0.31944 | 0.41409 | 0.50518 | 0.62231 | 0.55317 | 0.53778 | 0.3103 | 0.53609 | 0.50895 | 0.49446 | 0.45751 | 0.43781 | 0.46422 | 0.6051 | 0.50304 | 0.51435 | 0.59019 | 0.6537 | 0.69462 | 0.72835 | 0.64988 | 0.56843
Program Specific1-in-2AllAll2022January Monthly Peak | Program Specific | 1-in-2 | All | All | 2022 | January Monthly Peak | 1 | 20.5904 | 20.1056 | 19.9494 | 20.0101 | 21.1065 | 23.0701 | 26.0665 | 28.2971 | 29.2782 | 29.498 | 29.7324 | 29.2903 | 29.0384 | 28.8219 | 28.3136 | 27.6866 | 27.3307 | 27.321 | 26.5947 | 25.526 | 24.7829 | 23.6849 | 22.6641 | 21.7405 | -0.083513 | 0.085246 | -0.038814 | -0.041264 | -0.23813 | -0.49165 | -0.65577 | -0.82681 | -0.53618 | -0.075408 | 0.37339 | 1.6929 | 1.5645 | 1.4257 | 1.3028 | 0.96197 | 0.98874 | 0.61055 | -0.38917 | -0.18134 | -0.029485 | -0.12466 | -0.13312 | -0.036837 | 46.9669 | 46.4482 | 47.0076 | 46.7521 | 45.57 | 44.8587 | 46.0467 | 45.2954 | 47.6655 | 51.7907 | 54.5412 | 56.9962 | 58.5204 | 58.5662 | 58.795 | 57.9011 | 56.2555 | 54.2738 | 51.6536 | 50.2581 | 46.9075 | 45.3892 | 42.3328 | 41.722 | 0.5461 | 0.43955 | 0.37522 | 0.48944 | 0.60554 | 0.73975 | 0.67681 | 0.65872 | 0.36532 | 0.62139 | 0.57572 | 0.54679 | 0.49938 | 0.47345 | 0.49652 | 0.64805 | 0.54478 | 0.57416 | 0.6736 | 0.73994 | 0.78504 | 0.83057 | 0.74831 | 0.65941
Program Specific1-in-2AllAll2022February Monthly Peak | Program Specific | 1-in-2 | All | All | 2022 | February Monthly Peak | 2 | 21.0186 | 20.4776 | 20.238 | 20.3359 | 21.3148 | 23.2159 | 26.0704 | 27.9462 | 29.0432 | 29.4188 | 29.9567 | 29.7253 | 29.705 | 29.5694 | 29.2021 | 28.4226 | 27.7065 | 27.6993 | 27.4367 | 26.3334 | 25.5263 | 24.2505 | 23.0357 | 22.0931 | -0.080554 | 0.086605 | -0.03479 | -0.035221 | -0.22716 | -0.46672 | -0.63359 | -0.77326 | -0.49561 | -0.059703 | 0.38946 | 1.7429 | 1.6304 | 1.4906 | 1.3714 | 1.0359 | 1.0507 | 0.68109 | -0.34123 | -0.15361 | -0.012081 | -0.1091 | -0.11637 | -0.022931 | 49.0703 | 49.4667 | 48.2617 | 47.1785 | 46.0308 | 45.0966 | 44.1585 | 44.1165 | 49.2758 | 53.5658 | 55.671 | 56.8951 | 58.0849 | 58.5692 | 58.0849 | 57.1468 | 56.0029 | 53.9247 | 51.7396 | 49.8674 | 48.5898 | 46.054 | 45.4896 | 45.3864 | 0.54427 | 0.43719 | 0.37167 | 0.48586 | 0.59702 | 0.72648 | 0.66232 | 0.63554 | 0.35498 | 0.60412 | 0.56473 | 0.53967 | 0.4963 | 0.47144 | 0.49677 | 0.6453 | 0.53717 | 0.56971 | 0.67744 | 0.74429 | 0.78839 | 0.82924 | 0.74141 | 0.65351
Program Specific1-in-2AllAll2022March Monthly Peak | Program Specific | 1-in-2 | All | All | 2022 | March Monthly Peak | 3 | 21.4954 | 20.948 | 20.6105 | 20.5181 | 21.2201 | 23.1346 | 26.1361 | 28.0653 | 29.1833 | 29.7579 | 30.5259 | 30.4806 | 30.5953 | 30.7711 | 30.6153 | 29.8942 | 29.053 | 28.2309 | 27.566 | 27.2968 | 26.5697 | 25.2585 | 23.8355 | 22.7123 | -0.071655 | 0.08718 | -0.025609 | -0.020175 | -0.19584 | -0.40175 | -0.58011 | -0.67791 | -0.41532 | -0.02486 | 0.42672 | 1.8413 | 1.7494 | 1.6182 | 1.5084 | 1.2114 | 1.2234 | 0.84179 | -0.20292 | -0.078374 | 0.031754 | -0.070154 | -0.074474 | 0.011197 | 51.5686 | 51.7129 | 51.6285 | 50.587 | 49.8353 | 49.5853 | 49.6256 | 48.7162 | 53.2316 | 58.1834 | 59.5403 | 62.1872 | 63.1639 | 62.4584 | 63.1656 | 62.253 | 61.0458 | 57.735 | 56.0049 | 54.3381 | 52.9212 | 49.8642 | 49.3647 | 49.7586 | 0.52517 | 0.4225 | 0.35777 | 0.46325 | 0.56119 | 0.68431 | 0.62723 | 0.60403 | 0.33846 | 0.57791 | 0.54315 | 0.52142 | 0.48073 | 0.46035 | 0.48807 | 0.63575 | 0.52816 | 0.54824 | 0.64509 | 0.72712 | 0.77322 | 0.815 | 0.72385 | 0.63414
Program Specific1-in-2AllAll2022April Monthly Peak | Program Specific | 1-in-2 | All | All | 2022 | April Monthly Peak | 4 | 22.6748 | 21.9861 | 21.5676 | 21.4092 | 22.1225 | 24.0645 | 26.5874 | 28.8494 | 30.6996 | 32.1114 | 33.3734 | 33.8408 | 34.1575 | 34.5108 | 34.2119 | 33.2198 | 31.9007 | 30.3445 | 28.7456 | 28.5534 | 28.1055 | 26.7519 | 25.2821 | 24.0815 | -0.037605 | 0.087977 | 0.0099788 | 0.03532 | -0.097854 | -0.19527 | -0.40536 | -0.35392 | -0.14182 | 0.1033 | 0.58235 | 2.2756 | 2.2381 | 2.0911 | 1.972 | 1.8174 | 1.8073 | 1.4444 | 0.28735 | 0.20402 | 0.19273 | 0.082336 | 0.08448 | 0.1375 | 58.5089 | 58.152 | 56.7598 | 54.9877 | 54.9686 | 54.8172 | 55.4841 | 59.7059 | 66.367 | 70.3072 | 73.3225 | 75.3713 | 76.5755 | 76.6624 | 77.2436 | 75.9527 | 74.7222 | 73.5816 | 71.8952 | 68.0852 | 63.2354 | 62.1921 | 60.9811 | 59.5049 | 0.46555 | 0.37295 | 0.31532 | 0.40659 | 0.49209 | 0.59897 | 0.53847 | 0.52435 | 0.3036 | 0.52479 | 0.49893 | 0.48574 | 0.44991 | 0.43264 | 0.45649 | 0.58988 | 0.48566 | 0.49449 | 0.56548 | 0.63775 | 0.68416 | 0.72311 | 0.64417 | 0.56493
Program Specific1-in-2AllAll2022May Monthly Peak | Program Specific | 1-in-2 | All | All | 2022 | May Monthly Peak | 5 | 22.6533 | 22.0872 | 21.6471 | 21.5924 | 22.4298 | 24.414 | 26.7815 | 29.6323 | 31.9829 | 33.4746 | 34.6419 | 35.1145 | 35.312 | 35.453 | 35.0654 | 33.963 | 32.5536 | 30.9144 | 29.2276 | 28.8133 | 28.5202 | 26.8975 | 25.4639 | 24.1857 | -0.028861 | 0.088165 | 0.018805 | 0.048836 | -0.075241 | -0.14845 | -0.36831 | -0.28675 | -0.080423 | 0.13819 | 0.63409 | 2.4226 | 2.3871 | 2.2169 | 2.0918 | 1.9705 | 1.9552 | 1.5976 | 0.40597 | 0.27198 | 0.23261 | 0.1178 | 0.12151 | 0.16615 | 59.8794 | 59.6294 | 59.3794 | 58.6337 | 58.3625 | 57.6303 | 61.1047 | 65.0618 | 69.826 | 74.4073 | 78.4458 | 79.4474 | 78.5051 | 78.176 | 78.2629 | 77.7188 | 76.5362 | 75.0964 | 72.5588 | 68.9368 | 66.1051 | 64.898 | 64.648 | 63.1925 | 0.45051 | 0.36325 | 0.30696 | 0.39768 | 0.484 | 0.58985 | 0.52728 | 0.52259 | 0.30674 | 0.53097 | 0.50266 | 0.48936 | 0.45162 | 0.43167 | 0.45459 | 0.58598 | 0.48182 | 0.49004 | 0.55974 | 0.62781 | 0.67461 | 0.70497 | 0.62929 | 0.55004
Program Specific1-in-2AllAll2022June Monthly Peak | Program Specific | 1-in-2 | All | All | 2022 | June Monthly Peak | 6 | 23.7481 | 23.0975 | 22.6526 | 22.5097 | 23.3501 | 25.2994 | 27.6101 | 30.5621 | 32.6719 | 34.2913 | 35.7287 | 36.2227 | 36.3494 | 36.3963 | 36.0398 | 35.1032 | 34.0234 | 32.3929 | 30.7073 | 29.678 | 29.3862 | 27.8726 | 26.4676 | 25.1657 | -0.028611 | 0.091811 | 0.021128 | 0.053379 | -0.073287 | -0.14316 | -0.37091 | -0.2784 | -0.067184 | 0.14776 | 0.65991 | 2.509 | 2.4693 | 2.2883 | 2.1628 | 2.0585 | 2.0656 | 1.6984 | 0.44967 | 0.29376 | 0.24713 | 0.12937 | 0.13421 | 0.1788 | 60.6518 | 60.6306 | 59.673 | 60.1115 | 58.9039 | 60.0463 | 60.9403 | 64.478 | 67.1423 | 70.4758 | 74.0558 | 76.9494 | 78.0126 | 79.4049 | 79.6778 | 78.3685 | 77.1605 | 75.955 | 73.7652 | 71.122 | 67.0653 | 64.7543 | 63.795 | 63.0454 | 0.46882 | 0.37685 | 0.31858 | 0.41133 | 0.50002 | 0.60721 | 0.53952 | 0.5344 | 0.30984 | 0.53803 | 0.51252 | 0.49903 | 0.45951 | 0.43824 | 0.46229 | 0.59996 | 0.49825 | 0.50756 | 0.58182 | 0.64156 | 0.6895 | 0.72412 | 0.64836 | 0.56752
Program Specific1-in-2AllAll2022July Monthly Peak | Program Specific | 1-in-2 | All | All | 2022 | July Monthly Peak | 7 | 24.5289 | 23.9352 | 23.4264 | 23.3614 | 24.322 | 26.5945 | 28.9853 | 31.7231 | 33.5925 | 35.1235 | 36.421 | 36.7944 | 37.0857 | 37.2573 | 37.0475 | 36.4785 | 35.5388 | 33.7246 | 31.789 | 30.6115 | 30.265 | 28.7403 | 27.2616 | 25.9401 | -0.01339 | 0.092538 | 0.037227 | 0.079081 | -0.029644 | -0.050358 | -0.30605 | -0.13453 | 0.061732 | 0.20747 | 0.71762 | 2.6342 | 2.6291 | 2.449 | 2.3353 | 2.3352 | 2.3543 | 2.0007 | 0.68438 | 0.42576 | 0.32264 | 0.2006 | 0.20979 | 0.23911 | 67.7903 | 67.2716 | 66.5852 | 66.564 | 66.5411 | 66.5411 | 67.6852 | 69.3708 | 73.9704 | 77.1776 | 78.2627 | 76.7826 | 78.1784 | 81.3178 | 79.8517 | 81.3886 | 83.4674 | 82.925 | 77.903 | 73.9191 | 72.2085 | 71.7072 | 69.8555 | 69.8136 | 0.4588 | 0.37029 | 0.31238 | 0.40498 | 0.49449 | 0.60603 | 0.53713 | 0.52549 | 0.30237 | 0.52135 | 0.49408 | 0.47903 | 0.443 | 0.42366 | 0.44817 | 0.58703 | 0.49043 | 0.49831 | 0.56892 | 0.62562 | 0.67146 | 0.7063 | 0.63189 | 0.55373
Program Specific1-in-2AllAll2022August Monthly Peak | Program Specific | 1-in-2 | All | All | 2022 | August Monthly Peak | 8 | 25.5914 | 24.9051 | 24.3873 | 24.3004 | 25.3092 | 27.8532 | 30.4857 | 33.2183 | 35.5491 | 37.4119 | 39.0954 | 39.6903 | 40.0748 | 40.2451 | 40.0273 | 39.1334 | 37.8783 | 36.0849 | 34.002 | 32.9016 | 32.0804 | 30.2741 | 28.6355 | 27.2001 | -0.00043535 | 0.094624 | 0.051926 | 0.10254 | 0.0086133 | 0.031391 | -0.25221 | -0.012897 | 0.17486 | 0.26911 | 0.81178 | 2.9251 | 2.946 | 2.7472 | 2.6306 | 2.6807 | 2.6826 | 2.344 | 0.92014 | 0.56396 | 0.40137 | 0.26898 | 0.28085 | 0.29701 | 70.5169 | 70.7183 | 69.7677 | 70.0864 | 69.3694 | 68.9528 | 68.9698 | 68.7515 | 71.3837 | 74.6828 | 79.6449 | 82.5771 | 83.8083 | 84.0788 | 83.8439 | 83.2964 | 83.0289 | 81.5293 | 78.3991 | 75.9827 | 74.0156 | 73.2142 | 71.5694 | 71.9006 | 0.46504 | 0.37423 | 0.31582 | 0.40922 | 0.49986 | 0.61674 | 0.548 | 0.53342 | 0.30938 | 0.53789 | 0.51332 | 0.49968 | 0.46255 | 0.44212 | 0.46819 | 0.60997 | 0.50571 | 0.51634 | 0.59055 | 0.65279 | 0.69184 | 0.72385 | 0.64553 | 0.56446
Program Specific1-in-2AllAll2022September Monthly Peak | Program Specific | 1-in-2 | All | All | 2022 | September Monthly Peak | 9 | 25.1653 | 24.5147 | 24.0296 | 24.0024 | 25.1614 | 27.7097 | 30.9466 | 33.6673 | 36.5016 | 38.7451 | 40.3716 | 41.0056 | 41.3434 | 41.4642 | 41.1421 | 39.8604 | 38.1118 | 36.1442 | 34.272 | 33.6154 | 32.1605 | 30.1243 | 28.2808 | 26.823 | 0.00061703 | 0.092952 | 0.051896 | 0.10216 | 0.01075 | 0.035523 | -0.25137 | -0.0062588 | 0.18521 | 0.28109 | 0.8389 | 3.0234 | 3.042 | 2.8316 | 2.7055 | 2.7355 | 2.7029 | 2.3552 | 0.93515 | 0.57954 | 0.40516 | 0.27038 | 0.27971 | 0.29427 | 66.027 | 65.3193 | 65.9406 | 64.0486 | 64.6893 | 65.3122 | 67.3505 | 68.8082 | 75.8436 | 81.2801 | 86.7801 | 88.1156 | 87.7406 | 89.4022 | 91.0916 | 89.3676 | 87.7692 | 87.1837 | 85.6184 | 80.8099 | 76.5644 | 76.1882 | 74.0618 | 72.5838 | 0.45472 | 0.36638 | 0.3096 | 0.402 | 0.49453 | 0.61034 | 0.55329 | 0.53869 | 0.31574 | 0.5549 | 0.52776 | 0.51384 | 0.4748 | 0.45294 | 0.47865 | 0.61871 | 0.50669 | 0.51561 | 0.59341 | 0.66314 | 0.69195 | 0.71859 | 0.63552 | 0.55466
Program Specific1-in-2AllAll2022October Monthly Peak | Program Specific | 1-in-2 | All | All | 2022 | October Monthly Peak | 10 | 24.6558 | 23.9995 | 23.4852 | 23.3512 | 24.2995 | 26.3649 | 29.3534 | 31.8232 | 34.1402 | 36.0535 | 37.8412 | 38.7045 | 39.1737 | 39.6803 | 39.4425 | 38.28 | 36.6585 | 34.6816 | 33.3133 | 32.1436 | 30.7241 | 28.7704 | 27.2534 | 26.0167 | -0.018485 | 0.093151 | 0.032443 | 0.071867 | -0.043162 | -0.077926 | -0.33277 | -0.17932 | 0.024909 | 0.19683 | 0.72967 | 2.7402 | 2.7378 | 2.5702 | 2.4488 | 2.3883 | 2.3673 | 1.99 | 0.64984 | 0.40846 | 0.30755 | 0.18222 | 0.19041 | 0.22516 | 62.8814 | 62.5895 | 62.7532 | 61.609 | 61.7553 | 60.1306 | 61.2345 | 64.2496 | 69.4545 | 74.7835 | 78.8845 | 80.8879 | 83.6353 | 85.4888 | 85.26 | 84.3443 | 83.492 | 81.9342 | 76.5807 | 70.4604 | 68.4629 | 66.0904 | 65.0675 | 63.4657 | 0.46829 | 0.37674 | 0.31766 | 0.4106 | 0.50102 | 0.60813 | 0.5488 | 0.53428 | 0.3107 | 0.54268 | 0.51961 | 0.50872 | 0.47115 | 0.4536 | 0.4802 | 0.62223 | 0.51076 | 0.51891 | 0.60156 | 0.66167 | 0.69075 | 0.71761 | 0.64135 | 0.56399
Program Specific1-in-2AllAll2022November Monthly Peak | Program Specific | 1-in-2 | All | All | 2022 | November Monthly Peak | 11 | 22.4945 | 21.9547 | 21.5945 | 21.603 | 22.5896 | 24.366 | 26.7232 | 29.2197 | 31.108 | 32.4957 | 33.764 | 34.1671 | 34.4624 | 34.8037 | 34.5285 | 33.3867 | 32.1839 | 31.2117 | 29.4404 | 28.1304 | 27.2717 | 25.8097 | 24.5426 | 23.5581 | -0.043472 | 0.088449 | 0.0041501 | 0.02651 | -0.11759 | -0.23391 | -0.43739 | -0.41568 | -0.19216 | 0.083749 | 0.57143 | 2.2656 | 2.2183 | 2.0697 | 1.9516 | 1.7607 | 1.7582 | 1.3968 | 0.21216 | 0.15643 | 0.1629 | 0.05557 | 0.056603 | 0.11503 | 60.2677 | 59.9351 | 59.6359 | 59.5871 | 60.0017 | 60.5678 | 59.7682 | 59.5353 | 62.6314 | 65.631 | 68.0619 | 69.8957 | 71.0828 | 71.4825 | 70.1126 | 69.8957 | 68.7499 | 66.7645 | 65.4129 | 63.8674 | 63.1185 | 62.6532 | 61.8704 | 61.62 | 0.47489 | 0.38272 | 0.32419 | 0.42141 | 0.51649 | 0.62228 | 0.55513 | 0.5449 | 0.31469 | 0.54608 | 0.51941 | 0.50477 | 0.46721 | 0.44924 | 0.47516 | 0.61372 | 0.50633 | 0.52033 | 0.5922 | 0.64614 | 0.68442 | 0.71802 | 0.64321 | 0.56817
Program Specific1-in-2AllAll2022December Monthly Peak | Program Specific | 1-in-2 | All | All | 2022 | December Monthly Peak | 12 | 21.0609 | 20.6339 | 20.3957 | 20.3714 | 21.2875 | 23.0025 | 25.4327 | 27.522 | 28.8278 | 29.4446 | 29.7774 | 29.5849 | 29.4094 | 29.3209 | 29.0092 | 28.3352 | 28.0048 | 27.9972 | 26.9478 | 25.9119 | 25.1513 | 24.071 | 22.9303 | 21.9786 | -0.072905 | 0.087042 | -0.027843 | -0.023868 | -0.2045 | -0.41652 | -0.58071 | -0.69506 | -0.43537 | -0.034776 | 0.40911 | 1.7726 | 1.6621 | 1.5225 | 1.4081 | 1.1123 | 1.1439 | 0.78796 | -0.24101 | -0.098687 | 0.016758 | -0.077054 | -0.087085 | -0.00068853 | 48.5441 | 48.2733 | 47.0699 | 48.1472 | 46.959 | 47.1286 | 46.6709 | 45.9594 | 52.81 | 57.6218 | 61.6023 | 62.8917 | 62.4628 | 66.0859 | 65.1037 | 63.5228 | 61.8122 | 59.6934 | 58.0703 | 54.9007 | 53.6744 | 52.1735 | 52.341 | 52.297 | 0.52443 | 0.42405 | 0.36072 | 0.46826 | 0.57336 | 0.69172 | 0.62238 | 0.6032 | 0.34062 | 0.58174 | 0.53954 | 0.51628 | 0.47211 | 0.44904 | 0.47391 | 0.61761 | 0.52222 | 0.55199 | 0.6404 | 0.70442 | 0.74671 | 0.79032 | 0.70974 | 0.62519
Program Specific1-in-2AllAll2022Typical Event Day | Program Specific | 1-in-2 | All | All | 2022 | Typical Event Day | 8 | 25.2438 | 24.5797 | 24.074 | 23.9964 | 24.9649 | 27.4357 | 30.0431 | 32.6863 | 34.8047 | 36.3885 | 37.818 | 38.2943 | 38.636 | 38.8408 | 38.6836 | 37.8558 | 36.7224 | 35.0405 | 33.1449 | 32.146 | 31.4264 | 29.7201 | 28.1252 | 26.7251 | -0.011305 | 0.094307 | 0.040431 | 0.084698 | -0.022866 | -0.035464 | -0.30295 | -0.11331 | 0.085134 | 0.22376 | 0.75086 | 2.7522 | 2.7538 | 2.5683 | 2.4563 | 2.4539 | 2.4625 | 2.1161 | 0.74933 | 0.46738 | 0.34671 | 0.21888 | 0.22841 | 0.25541 | 66.2464 | 65.9849 | 65.4916 | 65.2026 | 64.8759 | 65.2131 | 66.2364 | 67.8521 | 72.085 | 75.9041 | 79.6859 | 81.1063 | 81.9351 | 83.551 | 83.6163 | 83.1053 | 82.8566 | 81.8983 | 78.9215 | 75.4584 | 72.4634 | 71.4659 | 69.8204 | 69.3358 | 0.46854 | 0.37722 | 0.31837 | 0.4127 | 0.50348 | 0.62023 | 0.55134 | 0.53602 | 0.30941 | 0.5344 | 0.50739 | 0.49293 | 0.45612 | 0.4365 | 0.46278 | 0.60312 | 0.50138 | 0.51263 | 0.58823 | 0.65156 | 0.69233 | 0.72593 | 0.64768 | 0.5665
Program Specific1-in-2AllAll2023January Monthly Peak | Program Specific | 1-in-2 | All | All | 2023 | January Monthly Peak | 1 | 20.5317 | 20.0482 | 19.8924 | 19.953 | 21.0461 | 23.0041 | 25.9921 | 28.2165 | 29.1956 | 29.4152 | 29.6483 | 29.2075 | 28.956 | 28.7399 | 28.2331 | 27.6078 | 27.253 | 27.2441 | 26.5197 | 25.4538 | 24.7124 | 23.6179 | 22.5997 | 21.6787 | -0.083364 | 0.084769 | -0.038992 | -0.041461 | -0.23762 | -0.49033 | -0.65388 | -0.82434 | -0.53447 | -0.075227 | 0.37143 | 1.6863 | 1.5584 | 1.4202 | 1.2983 | 0.95934 | 0.98596 | 0.60894 | -0.38772 | -0.18066 | -0.029354 | -0.12442 | -0.13259 | -0.036673 | 46.9653 | 46.4467 | 47.0068 | 46.7513 | 45.569 | 44.8574 | 46.0457 | 45.2944 | 47.665 | 51.7906 | 54.541 | 56.9962 | 58.5203 | 58.566 | 58.7948 | 57.9006 | 56.2547 | 54.2728 | 51.6523 | 50.2563 | 46.9052 | 45.3871 | 42.3299 | 41.7195 | 0.5443 | 0.43809 | 0.37397 | 0.48781 | 0.60354 | 0.73732 | 0.6746 | 0.65659 | 0.36425 | 0.61947 | 0.57397 | 0.54512 | 0.49788 | 0.47205 | 0.49501 | 0.64598 | 0.54302 | 0.57227 | 0.6714 | 0.73757 | 0.78251 | 0.82787 | 0.74582 | 0.65722
Program Specific1-in-2AllAll2023February Monthly Peak | Program Specific | 1-in-2 | All | All | 2023 | February Monthly Peak | 2 | 20.959 | 20.4195 | 20.1805 | 20.2782 | 21.2542 | 23.1499 | 25.9963 | 27.8671 | 28.9618 | 29.3369 | 29.8728 | 29.6421 | 29.6217 | 29.4863 | 29.12 | 28.3428 | 27.6286 | 27.6216 | 27.3597 | 26.2592 | 25.4541 | 24.1823 | 22.9708 | 22.0307 | -0.080418 | 0.086124 | -0.034978 | -0.035433 | -0.22669 | -0.46548 | -0.63177 | -0.77098 | -0.49404 | -0.059574 | 0.38745 | 1.7362 | 1.6241 | 1.4849 | 1.3667 | 1.033 | 1.0477 | 0.67922 | -0.33997 | -0.15303 | -0.012 | -0.1089 | -0.11588 | -0.022808 | 49.0683 | 49.4652 | 48.26 | 47.1771 | 46.029 | 45.0946 | 44.1563 | 44.1144 | 49.2749 | 53.5655 | 55.6704 | 56.8946 | 58.0846 | 58.5689 | 58.0846 | 57.1463 | 56.002 | 53.9233 | 51.738 | 49.8653 | 48.5878 | 46.0513 | 45.4871 | 45.3843 | 0.54248 | 0.43575 | 0.37044 | 0.48426 | 0.59506 | 0.72411 | 0.66017 | 0.6335 | 0.35396 | 0.60226 | 0.56304 | 0.53803 | 0.49482 | 0.47005 | 0.49526 | 0.64324 | 0.53543 | 0.56784 | 0.67523 | 0.74192 | 0.78586 | 0.82656 | 0.73896 | 0.65135
Program Specific1-in-2AllAll2023March Monthly Peak | Program Specific | 1-in-2 | All | All | 2023 | March Monthly Peak | 3 | 21.4331 | 20.8872 | 20.5506 | 20.4585 | 21.1584 | 23.0674 | 26.0602 | 27.9839 | 29.0995 | 29.6731 | 30.4386 | 30.3938 | 30.508 | 30.6834 | 30.5281 | 29.809 | 28.9702 | 28.1499 | 27.4867 | 27.2184 | 26.493 | 25.186 | 23.767 | 22.6468 | -0.071537 | 0.086701 | -0.0258 | -0.020407 | -0.19542 | -0.40065 | -0.57839 | -0.67585 | -0.41398 | -0.02484 | 0.42458 | 1.8342 | 1.7427 | 1.6119 | 1.5032 | 1.2078 | 1.2197 | 0.83925 | -0.2022 | -0.078043 | 0.031701 | -0.070045 | -0.074116 | 0.011217 | 51.5675 | 51.7122 | 51.6281 | 50.5867 | 49.835 | 49.585 | 49.6251 | 48.7146 | 53.2308 | 58.1836 | 59.5402 | 62.1874 | 63.1642 | 62.4586 | 63.1659 | 62.253 | 61.0457 | 57.7342 | 56.0041 | 54.3369 | 52.9198 | 49.8621 | 49.3625 | 49.7569 | 0.5234 | 0.42107 | 0.35656 | 0.46168 | 0.55931 | 0.68202 | 0.62515 | 0.60204 | 0.33747 | 0.57609 | 0.54148 | 0.5198 | 0.47926 | 0.45896 | 0.48654 | 0.63366 | 0.5264 | 0.54639 | 0.64294 | 0.72473 | 0.77067 | 0.81229 | 0.7214 | 0.63199
Program Specific1-in-2AllAll2023April Monthly Peak | Program Specific | 1-in-2 | All | All | 2023 | April Monthly Peak | 4 | 22.6093 | 21.9225 | 21.5052 | 21.3472 | 22.0583 | 23.9947 | 26.5102 | 28.7657 | 30.6114 | 32.0201 | 33.2786 | 33.7452 | 34.0611 | 34.4136 | 34.1156 | 33.1264 | 31.8107 | 30.2582 | 28.6631 | 28.4716 | 28.0247 | 26.6756 | 25.2097 | 24.0122 | -0.037587 | 0.087534 | 0.0097386 | 0.034975 | -0.09769 | -0.19475 | -0.40416 | -0.3529 | -0.14141 | 0.1029 | 0.57981 | 2.2673 | 2.2299 | 2.0835 | 1.9651 | 1.8114 | 1.8012 | 1.4395 | 0.28606 | 0.20334 | 0.19218 | 0.082045 | 0.084345 | 0.13713 | 58.5072 | 58.1507 | 56.758 | 54.986 | 54.967 | 54.8161 | 55.4833 | 59.706 | 66.3684 | 70.3088 | 73.324 | 75.3726 | 76.5769 | 76.6636 | 77.2454 | 75.9537 | 74.7232 | 73.5822 | 71.8956 | 68.0849 | 63.2346 | 62.1915 | 60.9803 | 59.504 | 0.46399 | 0.3717 | 0.31426 | 0.40523 | 0.49045 | 0.59699 | 0.5367 | 0.52264 | 0.30274 | 0.52317 | 0.49743 | 0.48425 | 0.44856 | 0.43136 | 0.45509 | 0.58797 | 0.48407 | 0.49285 | 0.56362 | 0.63569 | 0.68192 | 0.72073 | 0.64201 | 0.56303
Program Specific1-in-2AllAll2023May Monthly Peak | Program Specific | 1-in-2 | All | All | 2023 | May Monthly Peak | 5 | 22.588 | 22.0233 | 21.5845 | 21.5299 | 22.3648 | 24.3431 | 26.7036 | 29.5466 | 31.8911 | 33.3795 | 34.5435 | 35.0153 | 35.2123 | 35.3532 | 34.9669 | 33.8675 | 32.4618 | 30.8265 | 29.1437 | 28.7305 | 28.4383 | 26.8208 | 25.391 | 24.1162 | -0.028871 | 0.087727 | 0.018547 | 0.048456 | -0.07514 | -0.14807 | -0.36723 | -0.28593 | -0.080221 | 0.13769 | 0.63141 | 2.4138 | 2.3785 | 2.209 | 2.0846 | 1.9639 | 1.9486 | 1.5921 | 0.40421 | 0.27106 | 0.23194 | 0.11742 | 0.12126 | 0.16571 | 59.8781 | 59.6281 | 59.3781 | 58.6324 | 58.3612 | 57.629 | 61.1044 | 65.0624 | 69.8275 | 74.4093 | 78.4485 | 79.4502 | 78.5077 | 78.1779 | 78.2645 | 77.7206 | 76.5378 | 75.0978 | 72.5594 | 68.937 | 66.1048 | 64.8975 | 64.6475 | 63.1918 | 0.44901 | 0.36205 | 0.30594 | 0.39635 | 0.48239 | 0.5879 | 0.52557 | 0.52091 | 0.30588 | 0.52934 | 0.50115 | 0.48787 | 0.45027 | 0.4304 | 0.45321 | 0.5841 | 0.48026 | 0.48842 | 0.55792 | 0.62579 | 0.67242 | 0.70267 | 0.62719 | 0.5482
Program Specific1-in-2AllAll2023June Monthly Peak | Program Specific | 1-in-2 | All | All | 2023 | June Monthly Peak | 6 | 23.678 | 23.0291 | 22.5854 | 22.443 | 23.2807 | 25.2241 | 27.5278 | 30.4714 | 32.5758 | 34.1914 | 35.6248 | 36.118 | 36.2444 | 36.2913 | 35.9361 | 35.0022 | 33.9252 | 32.2988 | 30.6172 | 29.5906 | 29.2998 | 27.7913 | 26.3902 | 25.0916 | -0.028622 | 0.091352 | 0.020858 | 0.052978 | -0.073187 | -0.14278 | -0.36978 | -0.2776 | -0.067025 | 0.14721 | 0.65705 | 2.4997 | 2.4602 | 2.2798 | 2.1552 | 2.0515 | 2.0585 | 1.6925 | 0.4477 | 0.29274 | 0.2464 | 0.12894 | 0.13392 | 0.1783 | 60.6504 | 60.6293 | 59.6715 | 60.1103 | 58.9025 | 60.0452 | 60.9396 | 64.478 | 67.1427 | 70.4767 | 74.0574 | 76.9513 | 78.0143 | 79.407 | 79.6798 | 78.3699 | 77.1617 | 75.956 | 73.766 | 71.1224 | 67.065 | 64.7534 | 63.794 | 63.0444 | 0.46723 | 0.37556 | 0.31749 | 0.40992 | 0.49832 | 0.60516 | 0.53771 | 0.53262 | 0.30894 | 0.53632 | 0.51093 | 0.49746 | 0.45809 | 0.43691 | 0.46084 | 0.59797 | 0.49659 | 0.50584 | 0.57986 | 0.63944 | 0.6872 | 0.72168 | 0.64614 | 0.56557
Program Specific1-in-2AllAll2023July Monthly Peak | Program Specific | 1-in-2 | All | All | 2023 | July Monthly Peak | 7 | 24.4594 | 23.8671 | 23.3597 | 23.2949 | 24.2526 | 26.5183 | 28.9021 | 31.6326 | 33.4978 | 35.0255 | 36.3197 | 36.6928 | 36.9835 | 37.1549 | 36.9459 | 36.3784 | 35.4409 | 33.6309 | 31.6997 | 30.525 | 30.1796 | 28.6599 | 27.1852 | 25.867 | -0.013442 | 0.092113 | 0.036947 | 0.078645 | -0.029651 | -0.050248 | -0.30515 | -0.1342 | 0.061456 | 0.20674 | 0.71473 | 2.6249 | 2.6198 | 2.4404 | 2.3274 | 2.3273 | 2.3463 | 1.9938 | 0.68151 | 0.42431 | 0.32171 | 0.20001 | 0.20927 | 0.23844 | 67.7901 | 67.2715 | 66.5849 | 66.5638 | 66.541 | 66.541 | 67.6854 | 69.3712 | 73.9721 | 77.1795 | 78.2644 | 76.7842 | 78.1803 | 81.3201 | 79.8522 | 81.3898 | 83.4692 | 82.927 | 77.9042 | 73.9193 | 72.2086 | 71.7074 | 69.8551 | 69.8133 | 0.4573 | 0.36908 | 0.31135 | 0.40365 | 0.49287 | 0.60405 | 0.5354 | 0.52381 | 0.30152 | 0.51977 | 0.49262 | 0.4776 | 0.44169 | 0.42243 | 0.44683 | 0.58516 | 0.48885 | 0.49669 | 0.56708 | 0.62362 | 0.6693 | 0.70401 | 0.62981 | 0.5519
Program Specific1-in-2AllAll2023August Monthly Peak | Program Specific | 1-in-2 | All | All | 2023 | August Monthly Peak | 8 | 25.5194 | 24.8348 | 24.3183 | 24.2316 | 25.2374 | 27.7739 | 30.3989 | 33.1243 | 35.4496 | 37.3083 | 38.9875 | 39.5816 | 39.9653 | 40.1353 | 39.9182 | 39.0268 | 37.7747 | 35.9854 | 33.907 | 32.8093 | 31.9904 | 30.1898 | 28.5556 | 27.1238 | -0.00052275 | 0.09421 | 0.051625 | 0.10206 | 0.0085081 | 0.031272 | -0.25147 | -0.012944 | 0.17421 | 0.2682 | 0.80865 | 2.915 | 2.9359 | 2.7378 | 2.6217 | 2.6716 | 2.6734 | 2.3359 | 0.91636 | 0.56204 | 0.40021 | 0.26821 | 0.28012 | 0.29617 | 70.5165 | 70.7179 | 69.7672 | 70.0861 | 69.3689 | 68.9523 | 68.9692 | 68.751 | 71.3838 | 74.6832 | 79.6461 | 82.5785 | 83.8096 | 84.0798 | 83.8451 | 83.2974 | 83.0302 | 81.5302 | 78.3997 | 75.9828 | 74.0155 | 73.2142 | 71.5689 | 71.9003 | 0.46353 | 0.37302 | 0.31479 | 0.40788 | 0.49823 | 0.61474 | 0.54624 | 0.53172 | 0.30852 | 0.53625 | 0.51179 | 0.49818 | 0.46118 | 0.44083 | 0.46678 | 0.60803 | 0.5041 | 0.51466 | 0.58865 | 0.65072 | 0.68963 | 0.72151 | 0.64341 | 0.56261
Program Specific1-in-2AllAll2023September Monthly Peak | Program Specific | 1-in-2 | All | All | 2023 | September Monthly Peak | 9 | 25.0929 | 24.444 | 23.9602 | 23.933 | 25.0885 | 27.6292 | 30.8567 | 33.5699 | 36.3971 | 38.6354 | 40.2576 | 40.8906 | 41.2278 | 41.3486 | 41.0275 | 39.7495 | 38.0054 | 36.0423 | 34.1742 | 33.5193 | 32.0682 | 30.0384 | 28.2001 | 26.746 | 0.0005248 | 0.092535 | 0.051592 | 0.10167 | 0.010637 | 0.03539 | -0.25061 | -0.006326 | 0.18451 | 0.28011 | 0.83561 | 3.0127 | 3.0313 | 2.8217 | 2.6962 | 2.726 | 2.6935 | 2.3469 | 0.93123 | 0.57752 | 0.40395 | 0.26959 | 0.27896 | 0.29342 | 66.026 | 65.3182 | 65.9399 | 64.0475 | 64.6886 | 65.312 | 67.351 | 68.8088 | 75.8459 | 81.2826 | 86.7826 | 88.1178 | 87.7423 | 89.4051 | 91.0948 | 89.3689 | 87.77 | 87.1848 | 85.6198 | 80.8105 | 76.5641 | 76.1884 | 74.0616 | 72.5836 | 0.4532 | 0.36515 | 0.30857 | 0.40065 | 0.49288 | 0.60831 | 0.55147 | 0.53693 | 0.31483 | 0.55316 | 0.52615 | 0.51224 | 0.47335 | 0.45158 | 0.47717 | 0.61669 | 0.50503 | 0.51389 | 0.59146 | 0.66098 | 0.68968 | 0.71622 | 0.63338 | 0.5528
Program Specific1-in-2AllAll2023October Monthly Peak | Program Specific | 1-in-2 | All | All | 2023 | October Monthly Peak | 10 | 24.5847 | 23.9301 | 23.4171 | 23.2836 | 24.229 | 26.2883 | 29.2684 | 31.7312 | 34.0424 | 35.9514 | 37.7344 | 38.596 | 39.0642 | 39.5696 | 39.3326 | 38.1735 | 36.556 | 34.5836 | 33.2186 | 32.0518 | 30.6358 | 28.6887 | 27.1757 | 25.942 | -0.01852 | 0.092716 | 0.032169 | 0.071443 | -0.043134 | -0.077737 | -0.33178 | -0.17884 | 0.024757 | 0.19613 | 0.72671 | 2.7305 | 2.7281 | 2.5612 | 2.4404 | 2.3802 | 2.3592 | 1.9831 | 0.64708 | 0.40705 | 0.30666 | 0.18166 | 0.18994 | 0.22452 | 62.8801 | 62.5884 | 62.7523 | 61.6078 | 61.7544 | 60.1293 | 61.2337 | 64.2496 | 69.4555 | 74.7851 | 78.8866 | 80.89 | 83.6374 | 85.4914 | 85.2625 | 84.3465 | 83.4937 | 81.9353 | 76.5812 | 70.4597 | 68.4622 | 66.0892 | 65.0664 | 63.4641 | 0.46674 | 0.37549 | 0.3166 | 0.40923 | 0.49936 | 0.60612 | 0.54701 | 0.53255 | 0.30982 | 0.54099 | 0.51803 | 0.50716 | 0.46972 | 0.45224 | 0.47871 | 0.6202 | 0.50909 | 0.51719 | 0.59958 | 0.65952 | 0.68849 | 0.71525 | 0.6392 | 0.5621
Program Specific1-in-2AllAll2023November Monthly Peak | Program Specific | 1-in-2 | All | All | 2023 | November Monthly Peak | 11 | 22.4297 | 21.8913 | 21.5322 | 21.5406 | 22.5242 | 24.2956 | 26.646 | 29.1355 | 31.0191 | 32.4036 | 33.6682 | 34.0705 | 34.365 | 34.7053 | 34.431 | 33.2923 | 32.0927 | 31.1235 | 29.3567 | 28.0499 | 27.1932 | 25.7361 | 24.4724 | 23.4905 | -0.043437 | 0.088 | 0.0039152 | 0.026179 | -0.11738 | -0.23329 | -0.43611 | -0.41446 | -0.19159 | 0.083419 | 0.56892 | 2.2573 | 2.2102 | 2.0622 | 1.9449 | 1.755 | 1.7525 | 1.3921 | 0.21118 | 0.15592 | 0.16245 | 0.055351 | 0.056557 | 0.11474 | 60.2675 | 59.9346 | 59.6358 | 59.5872 | 60.0017 | 60.5679 | 59.7683 | 59.5355 | 62.632 | 65.6316 | 68.0623 | 69.8961 | 71.0832 | 71.4829 | 70.1129 | 69.8961 | 68.7501 | 66.7646 | 65.4128 | 63.8671 | 63.1181 | 62.653 | 61.8702 | 61.6199 | 0.47331 | 0.38145 | 0.3231 | 0.42001 | 0.51478 | 0.62023 | 0.55332 | 0.54314 | 0.3138 | 0.54439 | 0.51784 | 0.50323 | 0.4658 | 0.44791 | 0.4737 | 0.61174 | 0.50468 | 0.5186 | 0.59025 | 0.64405 | 0.68219 | 0.71566 | 0.64106 | 0.56627
Program Specific1-in-2AllAll2023December Monthly Peak | Program Specific | 1-in-2 | All | All | 2023 | December Monthly Peak | 12 | 21.0006 | 20.5747 | 20.3372 | 20.313 | 21.2263 | 22.9364 | 25.3596 | 27.4433 | 28.746 | 29.3614 | 29.6934 | 29.5017 | 29.3265 | 29.2383 | 28.9275 | 28.2552 | 27.9255 | 27.9183 | 26.8716 | 25.8383 | 25.0795 | 24.0021 | 22.8648 | 21.9156 | -0.072793 | 0.086556 | -0.028042 | -0.024108 | -0.20409 | -0.41543 | -0.57904 | -0.69299 | -0.43399 | -0.034735 | 0.40702 | 1.7658 | 1.6557 | 1.5167 | 1.4033 | 1.1091 | 1.1405 | 0.78566 | -0.24014 | -0.09829 | 0.016751 | -0.076961 | -0.086675 | -0.00062247 | 48.5431 | 48.2724 | 47.0688 | 48.1467 | 46.9583 | 47.1282 | 46.6704 | 45.9587 | 52.8107 | 57.6222 | 61.6028 | 62.8921 | 62.4621 | 66.0856 | 65.1033 | 63.5228 | 61.812 | 59.6927 | 58.0692 | 54.8993 | 53.6729 | 52.1721 | 52.3399 | 52.296 | 0.52269 | 0.42264 | 0.35951 | 0.4667 | 0.57145 | 0.68943 | 0.62035 | 0.60124 | 0.33963 | 0.57994 | 0.53791 | 0.51471 | 0.47069 | 0.44771 | 0.47246 | 0.61562 | 0.52052 | 0.55016 | 0.6383 | 0.70215 | 0.74429 | 0.78773 | 0.70735 | 0.62308
Program Specific1-in-2AllAll2023Typical Event Day | Program Specific | 1-in-2 | All | All | 2023 | Typical Event Day | 8 | 25.1727 | 24.5103 | 24.0059 | 23.9286 | 24.8942 | 27.3578 | 29.9577 | 32.594 | 34.7073 | 36.2879 | 37.7138 | 38.1895 | 38.5305 | 38.7349 | 38.5783 | 37.7528 | 36.622 | 34.9439 | 33.0524 | 32.0558 | 31.3383 | 29.6373 | 28.0467 | 26.6502 | -0.011363 | 0.093883 | 0.040147 | 0.084253 | -0.02289 | -0.035397 | -0.30207 | -0.11305 | 0.08478 | 0.22298 | 0.74788 | 2.7426 | 2.7443 | 2.5594 | 2.448 | 2.4456 | 2.4542 | 2.1089 | 0.74622 | 0.4658 | 0.34571 | 0.21824 | 0.22784 | 0.2547 | 66.2457 | 65.9842 | 65.4908 | 65.2019 | 64.8752 | 65.2126 | 66.2363 | 67.8523 | 72.0861 | 75.9055 | 79.6876 | 81.108 | 81.9367 | 83.5531 | 83.618 | 83.1065 | 82.8578 | 81.8995 | 78.9224 | 75.4588 | 72.4633 | 71.4658 | 69.8199 | 69.3354 | 0.46702 | 0.37599 | 0.31733 | 0.41136 | 0.50185 | 0.61822 | 0.54957 | 0.53432 | 0.30855 | 0.53278 | 0.50589 | 0.49145 | 0.45477 | 0.43523 | 0.46139 | 0.6012 | 0.49978 | 0.51096 | 0.58634 | 0.64949 | 0.69011 | 0.72359 | 0.64556 | 0.56465
Program Specific1-in-2AllAll2024January Monthly Peak | Program Specific | 1-in-2 | All | All | 2024 | January Monthly Peak | 1 | 20.4713 | 19.9893 | 19.8339 | 19.8943 | 20.9841 | 22.9364 | 25.9157 | 28.1338 | 29.1108 | 29.3301 | 29.5619 | 29.1224 | 28.8714 | 28.6557 | 28.1504 | 27.527 | 27.1734 | 27.1652 | 26.4426 | 25.3796 | 24.6402 | 23.5491 | 22.5336 | 21.6152 | -0.083205 | 0.084286 | -0.039161 | -0.041649 | -0.23709 | -0.48896 | -0.65193 | -0.82179 | -0.53271 | -0.075037 | 0.36944 | 1.6797 | 1.5523 | 1.4145 | 1.2938 | 0.95663 | 0.98309 | 0.60728 | -0.38623 | -0.17996 | -0.029221 | -0.12415 | -0.13205 | -0.036507 | 46.9637 | 46.4451 | 47.0059 | 46.7504 | 45.5678 | 44.8562 | 46.0447 | 45.2934 | 47.6644 | 51.7905 | 54.5409 | 56.9962 | 58.5202 | 58.5658 | 58.7947 | 57.9001 | 56.2538 | 54.2719 | 51.6509 | 50.2546 | 46.903 | 45.3848 | 42.3271 | 41.717 | 0.54245 | 0.4366 | 0.37268 | 0.48614 | 0.60149 | 0.73483 | 0.67234 | 0.6544 | 0.36316 | 0.61749 | 0.57218 | 0.5434 | 0.49634 | 0.47061 | 0.49345 | 0.64385 | 0.54121 | 0.57033 | 0.66914 | 0.73513 | 0.7799 | 0.82509 | 0.74327 | 0.65497
Program Specific1-in-2AllAll2024February Monthly Peak | Program Specific | 1-in-2 | All | All | 2024 | February Monthly Peak | 2 | 20.8977 | 20.3597 | 20.1215 | 20.2189 | 21.1919 | 23.0822 | 25.9201 | 27.7858 | 28.8783 | 29.2528 | 29.7866 | 29.5567 | 29.5361 | 29.4011 | 29.0358 | 28.2609 | 27.5486 | 27.5418 | 27.2808 | 26.1831 | 25.38 | 24.1123 | 22.9041 | 21.9666 | -0.080272 | 0.085637 | -0.035158 | -0.035637 | -0.22619 | -0.46419 | -0.6299 | -0.76862 | -0.49243 | -0.059439 | 0.38541 | 1.7294 | 1.6177 | 1.479 | 1.3619 | 1.03 | 1.0446 | 0.6773 | -0.33869 | -0.15243 | -0.01192 | -0.10868 | -0.11539 | -0.022684 | 49.0664 | 49.4636 | 48.2582 | 47.1756 | 46.0272 | 45.0925 | 44.154 | 44.1123 | 49.2739 | 53.5653 | 55.6698 | 56.8941 | 58.0843 | 58.5687 | 58.0843 | 57.1458 | 56.0012 | 53.9218 | 51.7363 | 49.8631 | 48.5858 | 46.0486 | 45.4845 | 45.3821 | 0.54065 | 0.43427 | 0.36917 | 0.48261 | 0.59304 | 0.72168 | 0.65797 | 0.6314 | 0.35291 | 0.60036 | 0.56129 | 0.53635 | 0.4933 | 0.46863 | 0.49371 | 0.64112 | 0.53365 | 0.56593 | 0.67297 | 0.73947 | 0.78326 | 0.8238 | 0.73644 | 0.64913
Program Specific1-in-2AllAll2024March Monthly Peak | Program Specific | 1-in-2 | All | All | 2024 | March Monthly Peak | 3 | 21.3729 | 20.8284 | 20.4927 | 20.4009 | 21.0988 | 23.0025 | 25.9868 | 27.9052 | 29.0184 | 29.5911 | 30.3542 | 30.3098 | 30.4236 | 30.5985 | 30.4437 | 29.7267 | 28.89 | 28.0716 | 27.4099 | 27.1425 | 26.4188 | 25.1159 | 23.7007 | 22.5834 | -0.071425 | 0.086234 | -0.02599 | -0.020636 | -0.19502 | -0.39959 | -0.57674 | -0.67387 | -0.41269 | -0.024821 | 0.4225 | 1.8274 | 1.7361 | 1.6059 | 1.4981 | 1.2043 | 1.2161 | 0.83679 | -0.2015 | -0.077722 | 0.03165 | -0.069941 | -0.073768 | 0.011238 | 51.5664 | 51.7115 | 51.6277 | 50.5864 | 49.8347 | 49.5847 | 49.6247 | 48.713 | 53.23 | 58.1839 | 59.54 | 62.1876 | 63.1645 | 62.4587 | 63.1662 | 62.2529 | 61.0455 | 57.7334 | 56.0032 | 54.3358 | 52.9184 | 49.8601 | 49.3605 | 49.7552 | 0.52169 | 0.41969 | 0.35538 | 0.46017 | 0.55748 | 0.67981 | 0.62315 | 0.60012 | 0.33651 | 0.57433 | 0.53986 | 0.51824 | 0.47784 | 0.45762 | 0.48507 | 0.63165 | 0.52471 | 0.5446 | 0.64086 | 0.72243 | 0.7682 | 0.80968 | 0.71903 | 0.62991
Program Specific1-in-2AllAll2024April Monthly Peak | Program Specific | 1-in-2 | All | All | 2024 | April Monthly Peak | 4 | 22.544 | 21.8591 | 21.4429 | 21.2854 | 21.9944 | 23.9251 | 26.4332 | 28.6823 | 30.5235 | 31.9293 | 33.1843 | 33.65 | 33.9651 | 34.3167 | 34.0197 | 33.0334 | 31.721 | 30.1723 | 28.581 | 28.3902 | 27.9443 | 26.5995 | 25.1376 | 23.9432 | -0.037568 | 0.087095 | 0.0095021 | 0.034633 | -0.097524 | -0.19424 | -0.40297 | -0.35188 | -0.141 | 0.10251 | 0.57729 | 2.259 | 2.2218 | 2.0759 | 1.9583 | 1.8054 | 1.7952 | 1.4347 | 0.28477 | 0.20267 | 0.19164 | 0.081756 | 0.084209 | 0.13677 | 58.5054 | 58.1493 | 56.7563 | 54.9844 | 54.9654 | 54.8151 | 55.4825 | 59.7062 | 66.3697 | 70.3103 | 73.3254 | 75.3739 | 76.5784 | 76.6647 | 77.2471 | 75.9547 | 74.7241 | 73.5828 | 71.896 | 68.0847 | 63.2338 | 62.1908 | 60.9795 | 59.5031 | 0.46245 | 0.37046 | 0.31321 | 0.40388 | 0.48882 | 0.59501 | 0.53495 | 0.52095 | 0.30189 | 0.52155 | 0.49593 | 0.48278 | 0.44721 | 0.43008 | 0.45369 | 0.58606 | 0.4825 | 0.49121 | 0.56177 | 0.63363 | 0.67969 | 0.71835 | 0.63985 | 0.56114
Program Specific1-in-2AllAll2024May Monthly Peak | Program Specific | 1-in-2 | All | All | 2024 | May Monthly Peak | 5 | 22.523 | 21.9598 | 21.5221 | 21.4677 | 22.3 | 24.2725 | 26.626 | 29.4611 | 31.7998 | 33.2847 | 34.4455 | 34.9164 | 35.113 | 35.2537 | 34.8687 | 33.7724 | 32.3704 | 30.7389 | 29.0601 | 28.648 | 28.3567 | 26.7444 | 25.3185 | 24.047 | -0.028881 | 0.087293 | 0.018292 | 0.048081 | -0.075038 | -0.14769 | -0.36615 | -0.28512 | -0.08002 | 0.13718 | 0.62874 | 2.4051 | 2.3699 | 2.201 | 2.0775 | 1.9573 | 1.942 | 1.5867 | 0.40245 | 0.27015 | 0.23127 | 0.11704 | 0.12102 | 0.16526 | 59.8769 | 59.6269 | 59.3769 | 58.6311 | 58.36 | 57.6277 | 61.104 | 65.063 | 69.8289 | 74.4113 | 78.4512 | 79.4529 | 78.5102 | 78.1799 | 78.2662 | 77.7224 | 76.5394 | 75.0991 | 72.5601 | 68.9373 | 66.1044 | 64.8969 | 64.6469 | 63.1912 | 0.44753 | 0.36084 | 0.30492 | 0.39503 | 0.48079 | 0.58597 | 0.52386 | 0.51923 | 0.30502 | 0.52771 | 0.49965 | 0.48639 | 0.44893 | 0.42914 | 0.45184 | 0.58222 | 0.47871 | 0.48682 | 0.5561 | 0.62378 | 0.67024 | 0.70036 | 0.62509 | 0.54637
Program Specific1-in-2AllAll2024June Monthly Peak | Program Specific | 1-in-2 | All | All | 2024 | June Monthly Peak | 6 | 23.6102 | 22.963 | 22.5205 | 22.3785 | 23.2137 | 25.1513 | 27.4483 | 30.3837 | 32.483 | 34.0949 | 35.5244 | 36.0167 | 36.143 | 36.1899 | 35.8358 | 34.9046 | 33.8302 | 32.2077 | 30.5301 | 29.5061 | 29.2163 | 27.7127 | 26.3153 | 25.0201 | -0.028635 | 0.090906 | 0.020595 | 0.052586 | -0.073092 | -0.14241 | -0.3687 | -0.27682 | -0.066873 | 0.14667 | 0.65428 | 2.4907 | 2.4514 | 2.2717 | 2.1478 | 2.0447 | 2.0516 | 1.6867 | 0.44578 | 0.29176 | 0.24569 | 0.12853 | 0.13364 | 0.17782 | 60.6491 | 60.628 | 59.6701 | 60.1091 | 58.9012 | 60.0442 | 60.939 | 64.4781 | 67.1431 | 70.4777 | 74.0589 | 76.9532 | 78.0159 | 79.409 | 79.6817 | 78.3712 | 77.1628 | 75.957 | 73.7668 | 71.1229 | 67.0648 | 64.7526 | 63.793 | 63.0434 | 0.46568 | 0.37432 | 0.31644 | 0.40856 | 0.49668 | 0.60317 | 0.53597 | 0.53091 | 0.30807 | 0.53467 | 0.5094 | 0.49594 | 0.45672 | 0.43563 | 0.45944 | 0.59605 | 0.49499 | 0.50418 | 0.57797 | 0.63739 | 0.68498 | 0.71933 | 0.64399 | 0.56369
Program Specific1-in-2AllAll2024July Monthly Peak | Program Specific | 1-in-2 | All | All | 2024 | July Monthly Peak | 7 | 24.388 | 23.7973 | 23.2913 | 23.2265 | 24.1813 | 26.4402 | 28.8168 | 31.5398 | 33.4005 | 34.925 | 36.2158 | 36.5886 | 36.8786 | 37.0498 | 36.8416 | 36.2757 | 35.3404 | 33.5348 | 31.6081 | 30.4363 | 30.092 | 28.5774 | 27.1067 | 25.7919 | -0.013491 | 0.091682 | 0.036666 | 0.078205 | -0.029655 | -0.050132 | -0.30422 | -0.13386 | 0.061175 | 0.206 | 0.7118 | 2.6154 | 2.6104 | 2.4317 | 2.3192 | 2.3192 | 2.3381 | 1.9868 | 0.67859 | 0.42283 | 0.32075 | 0.1994 | 0.20873 | 0.23775 | 67.79 | 67.2715 | 66.5846 | 66.5635 | 66.5408 | 66.5408 | 67.6856 | 69.3717 | 73.974 | 77.1815 | 78.2661 | 76.7858 | 78.1823 | 81.3225 | 79.8527 | 81.391 | 83.471 | 82.929 | 77.9053 | 73.9196 | 72.2088 | 71.7075 | 69.8548 | 69.8131 | 0.45576 | 0.36784 | 0.3103 | 0.40229 | 0.49121 | 0.60202 | 0.53363 | 0.52209 | 0.30066 | 0.51814 | 0.49111 | 0.47612 | 0.44035 | 0.42117 | 0.44544 | 0.58324 | 0.48724 | 0.49503 | 0.56519 | 0.62158 | 0.66708 | 0.70166 | 0.62767 | 0.55003
Program Specific1-in-2AllAll2024August Monthly Peak | Program Specific | 1-in-2 | All | All | 2024 | August Monthly Peak | 8 | 25.4454 | 24.7625 | 24.2475 | 24.161 | 25.1637 | 27.6926 | 30.3098 | 33.0279 | 35.3475 | 37.2021 | 38.8769 | 39.47 | 39.8528 | 40.0226 | 39.8063 | 38.9175 | 37.6685 | 35.8833 | 33.8096 | 32.7147 | 31.8981 | 30.1033 | 28.4735 | 27.0454 | -0.00060853 | 0.09379 | 0.051323 | 0.10157 | 0.0084035 | 0.03115 | -0.2507 | -0.012989 | 0.17354 | 0.26726 | 0.80546 | 2.9047 | 2.9255 | 2.7281 | 2.6126 | 2.6623 | 2.664 | 2.3276 | 0.9125 | 0.56007 | 0.399 | 0.26742 | 0.27936 | 0.29531 | 70.5161 | 70.7175 | 69.7666 | 70.0858 | 69.3683 | 68.9518 | 68.9686 | 68.7504 | 71.3839 | 74.6836 | 79.6473 | 82.58 | 83.8109 | 84.0809 | 83.8463 | 83.2984 | 83.0315 | 81.5311 | 78.4004 | 75.9828 | 74.0155 | 73.2141 | 71.5683 | 71.9 | 0.46198 | 0.37177 | 0.31374 | 0.40651 | 0.49657 | 0.61268 | 0.54444 | 0.52998 | 0.30763 | 0.53457 | 0.51023 | 0.49664 | 0.45977 | 0.43951 | 0.46533 | 0.60605 | 0.50244 | 0.51295 | 0.5867 | 0.64859 | 0.68735 | 0.71912 | 0.64124 | 0.56071
Program Specific1-in-2AllAll2024September Monthly Peak | Program Specific | 1-in-2 | All | All | 2024 | September Monthly Peak | 9 | 25.0208 | 24.3736 | 23.8911 | 23.864 | 25.0159 | 27.549 | 30.7672 | 33.4729 | 36.293 | 38.5261 | 40.1442 | 40.7761 | 41.1126 | 41.2334 | 40.9135 | 39.639 | 37.8995 | 35.9409 | 34.0768 | 33.4237 | 31.9763 | 29.953 | 28.1196 | 26.6693 | 0.00043417 | 0.09212 | 0.051291 | 0.10119 | 0.010527 | 0.035257 | -0.24986 | -0.0063916 | 0.18381 | 0.27913 | 0.83235 | 3.0022 | 3.0207 | 2.8118 | 2.6869 | 2.7166 | 2.6841 | 2.3387 | 0.92734 | 0.57551 | 0.40274 | 0.2688 | 0.27821 | 0.29257 | 66.025 | 65.3171 | 65.9393 | 64.0465 | 64.688 | 65.3118 | 67.3515 | 68.8095 | 75.8481 | 81.285 | 86.785 | 88.12 | 87.7441 | 89.408 | 91.0979 | 89.3702 | 87.7708 | 87.1858 | 85.6211 | 80.8112 | 76.5639 | 76.1886 | 74.0614 | 72.5833 | 0.45169 | 0.36394 | 0.30754 | 0.39931 | 0.49124 | 0.60629 | 0.54966 | 0.53518 | 0.31393 | 0.55143 | 0.52454 | 0.51066 | 0.47191 | 0.45023 | 0.47569 | 0.61469 | 0.50338 | 0.51219 | 0.58951 | 0.65883 | 0.68741 | 0.71385 | 0.63126 | 0.55094
Program Specific1-in-2AllAll2024October Monthly Peak | Program Specific | 1-in-2 | All | All | 2024 | October Monthly Peak | 10 | 24.5139 | 23.8609 | 23.3494 | 23.2162 | 24.1587 | 26.212 | 29.1837 | 31.6395 | 33.945 | 35.8497 | 37.628 | 38.4879 | 38.9552 | 39.4594 | 39.2232 | 38.0674 | 36.454 | 34.486 | 33.1242 | 31.9605 | 30.5479 | 28.6073 | 27.0983 | 25.8677 | -0.018554 | 0.092285 | 0.031899 | 0.071023 | -0.043104 | -0.077547 | -0.33079 | -0.17836 | 0.024607 | 0.19544 | 0.72377 | 2.7208 | 2.7184 | 2.5521 | 2.432 | 2.3722 | 2.3511 | 1.9763 | 0.64434 | 0.40565 | 0.30576 | 0.18111 | 0.18947 | 0.22389 | 62.8788 | 62.5872 | 62.7514 | 61.6065 | 61.7535 | 60.128 | 61.2329 | 64.2496 | 69.4565 | 74.7867 | 78.8887 | 80.892 | 83.6395 | 85.494 | 85.2651 | 84.3487 | 83.4955 | 81.9364 | 76.5818 | 70.459 | 68.4615 | 66.088 | 65.0653 | 63.4625 | 0.46519 | 0.37424 | 0.31555 | 0.40786 | 0.4977 | 0.60411 | 0.54522 | 0.53082 | 0.30894 | 0.53931 | 0.51646 | 0.5056 | 0.4683 | 0.45089 | 0.47724 | 0.61819 | 0.50742 | 0.51547 | 0.59761 | 0.65738 | 0.68624 | 0.7129 | 0.63707 | 0.56023
Program Specific1-in-2AllAll2024November Monthly Peak | Program Specific | 1-in-2 | All | All | 2024 | November Monthly Peak | 11 | 22.3632 | 21.8264 | 21.4683 | 21.4767 | 22.4572 | 24.2235 | 26.5668 | 29.0491 | 30.9279 | 32.3091 | 33.57 | 33.9715 | 34.2651 | 34.6046 | 34.3311 | 33.1955 | 31.9991 | 31.0331 | 29.2709 | 27.9675 | 27.1128 | 25.6607 | 24.4005 | 23.4211 | -0.043397 | 0.087546 | 0.0036838 | 0.02585 | -0.11716 | -0.23264 | -0.43478 | -0.4132 | -0.19099 | 0.083081 | 0.56638 | 2.2488 | 2.2019 | 2.0545 | 1.938 | 1.7492 | 1.7466 | 1.3874 | 0.21019 | 0.15541 | 0.16199 | 0.055129 | 0.056503 | 0.11443 | 60.2673 | 59.9342 | 59.6356 | 59.5872 | 60.0017 | 60.5681 | 59.7684 | 59.5358 | 62.6325 | 65.6322 | 68.0628 | 69.8964 | 71.0837 | 71.4833 | 70.1132 | 69.8964 | 68.7502 | 66.7647 | 65.4128 | 63.8669 | 63.1177 | 62.6528 | 61.8699 | 61.6198 | 0.4717 | 0.38014 | 0.322 | 0.41857 | 0.51302 | 0.61812 | 0.55146 | 0.54134 | 0.31288 | 0.54266 | 0.51623 | 0.50165 | 0.46436 | 0.44655 | 0.47221 | 0.60971 | 0.50299 | 0.51684 | 0.58826 | 0.64191 | 0.67991 | 0.71325 | 0.63885 | 0.56432
Program Specific1-in-2AllAll2024December Monthly Peak | Program Specific | 1-in-2 | All | All | 2024 | December Monthly Peak | 12 | 20.9405 | 20.5157 | 20.279 | 20.2549 | 21.1654 | 22.8707 | 25.2868 | 27.3649 | 28.6646 | 29.2785 | 29.6097 | 29.4188 | 29.244 | 29.156 | 28.8461 | 28.1755 | 27.8465 | 27.8397 | 26.7957 | 25.765 | 25.0079 | 23.9335 | 22.7995 | 21.8529 | -0.07268 | 0.086075 | -0.028236 | -0.024342 | -0.20368 | -0.41433 | -0.57737 | -0.69092 | -0.43261 | -0.034692 | 0.40495 | 1.759 | 1.6493 | 1.5109 | 1.3985 | 1.1059 | 1.1371 | 0.78338 | -0.23928 | -0.097896 | 0.016744 | -0.076866 | -0.086269 | -0.00055754 | 48.5421 | 48.2715 | 47.0677 | 48.1462 | 46.9576 | 47.1278 | 46.6698 | 45.958 | 52.8113 | 57.6227 | 61.6033 | 62.8924 | 62.4614 | 66.0853 | 65.103 | 63.5227 | 61.8118 | 59.6921 | 58.0681 | 54.898 | 53.6715 | 52.1707 | 52.3387 | 52.295 | 0.52096 | 0.42123 | 0.35831 | 0.46514 | 0.56955 | 0.68716 | 0.61832 | 0.59929 | 0.33865 | 0.57814 | 0.53629 | 0.51314 | 0.46928 | 0.4464 | 0.47103 | 0.61364 | 0.51882 | 0.54833 | 0.6362 | 0.69989 | 0.74188 | 0.78515 | 0.70497 | 0.62097
Program Specific1-in-2AllAll2024Typical Event Day | Program Specific | 1-in-2 | All | All | 2024 | Typical Event Day | 8 | 25.0998 | 24.4391 | 23.9361 | 23.8589 | 24.8216 | 27.2777 | 29.87 | 32.4991 | 34.6074 | 36.1846 | 37.6069 | 38.082 | 38.4222 | 38.6263 | 38.4703 | 37.6471 | 36.5191 | 34.8448 | 32.9575 | 31.9634 | 31.2479 | 29.5524 | 27.9662 | 26.5733 | -0.011417 | 0.093452 | 0.039863 | 0.083803 | -0.02291 | -0.035325 | -0.30116 | -0.11277 | 0.08442 | 0.22219 | 0.74485 | 2.7328 | 2.7345 | 2.5503 | 2.4395 | 2.4372 | 2.4457 | 2.1015 | 0.74306 | 0.46418 | 0.34468 | 0.21758 | 0.22725 | 0.25396 | 66.245 | 65.9835 | 65.4901 | 65.2012 | 64.8745 | 65.2121 | 66.2362 | 67.8524 | 72.0873 | 75.907 | 79.6894 | 81.1098 | 81.9384 | 83.5552 | 83.6197 | 83.1078 | 82.8591 | 81.9008 | 78.9234 | 75.4591 | 72.4632 | 71.4657 | 69.8193 | 69.3349 | 0.46545 | 0.37473 | 0.31627 | 0.40997 | 0.50017 | 0.61616 | 0.54776 | 0.53257 | 0.30767 | 0.53111 | 0.50434 | 0.48993 | 0.45339 | 0.43393 | 0.45996 | 0.59924 | 0.49813 | 0.50926 | 0.58439 | 0.64737 | 0.68783 | 0.72118 | 0.64338 | 0.56274
Program Specific1-in-2AllAll2025January Monthly Peak | Program Specific | 1-in-2 | All | All | 2025 | January Monthly Peak | 1 | 20.413 | 19.9323 | 19.7773 | 19.8376 | 20.9242 | 22.871 | 25.8419 | 28.0538 | 29.0289 | 29.248 | 29.4785 | 29.0402 | 28.7897 | 28.5744 | 28.0705 | 27.4489 | 27.0964 | 27.0889 | 26.3681 | 25.3079 | 24.5703 | 23.4827 | 22.4698 | 21.5538 | -0.083053 | 0.083817 | -0.03933 | -0.041836 | -0.23658 | -0.48764 | -0.65005 | -0.81934 | -0.53101 | -0.074856 | 0.36751 | 1.6733 | 1.5463 | 1.4091 | 1.2894 | 0.95401 | 0.98032 | 0.60568 | -0.3848 | -0.17928 | -0.029092 | -0.1239 | -0.13152 | -0.036346 | 46.9621 | 46.4436 | 47.005 | 46.7495 | 45.5668 | 44.855 | 46.0437 | 45.2924 | 47.6638 | 51.7903 | 54.5407 | 56.9962 | 58.5202 | 58.5655 | 58.7945 | 57.8996 | 56.2529 | 54.271 | 51.6495 | 50.2529 | 46.9008 | 45.3827 | 42.3243 | 41.7146 | 0.54066 | 0.43516 | 0.37144 | 0.48453 | 0.5995 | 0.73242 | 0.67015 | 0.65228 | 0.3621 | 0.61558 | 0.57045 | 0.54175 | 0.49486 | 0.46923 | 0.49196 | 0.64179 | 0.53947 | 0.56846 | 0.66696 | 0.73277 | 0.77739 | 0.82241 | 0.7408 | 0.6528
Program Specific1-in-2AllAll2025February Monthly Peak | Program Specific | 1-in-2 | All | All | 2025 | February Monthly Peak | 2 | 20.8385 | 20.302 | 20.0644 | 20.1615 | 21.1317 | 23.0168 | 25.8466 | 27.7073 | 28.7975 | 29.1716 | 29.7033 | 29.4741 | 29.4534 | 29.3186 | 28.9544 | 28.1817 | 27.4713 | 27.4647 | 27.2045 | 26.1096 | 25.3084 | 24.0447 | 22.8397 | 21.9047 | -0.080134 | 0.085164 | -0.035337 | -0.035839 | -0.22571 | -0.46294 | -0.62809 | -0.76634 | -0.49088 | -0.059309 | 0.38343 | 1.7228 | 1.6115 | 1.4734 | 1.3573 | 1.0272 | 1.0416 | 0.67544 | -0.33745 | -0.15185 | -0.011841 | -0.10848 | -0.11492 | -0.022564 | 49.0645 | 49.462 | 48.2565 | 47.1742 | 46.0254 | 45.0905 | 44.1518 | 44.1102 | 49.273 | 53.5651 | 55.6693 | 56.8936 | 58.084 | 58.5685 | 58.084 | 57.1453 | 56.0003 | 53.9204 | 51.7347 | 49.8611 | 48.5838 | 46.0459 | 45.482 | 45.38 | 0.53887 | 0.43284 | 0.36795 | 0.48102 | 0.5911 | 0.71932 | 0.65584 | 0.62937 | 0.3519 | 0.59852 | 0.55961 | 0.53472 | 0.49183 | 0.46726 | 0.49221 | 0.63908 | 0.53194 | 0.56407 | 0.67079 | 0.73711 | 0.78074 | 0.82113 | 0.734 | 0.64698
Program Specific1-in-2AllAll2025March Monthly Peak | Program Specific | 1-in-2 | All | All | 2025 | March Monthly Peak | 3 | 21.3112 | 20.7681 | 20.4333 | 20.3418 | 21.0377 | 22.9358 | 25.9116 | 27.8245 | 28.9352 | 29.507 | 30.2677 | 30.2237 | 30.3371 | 30.5115 | 30.3572 | 29.6423 | 28.8078 | 27.9913 | 27.3312 | 27.0647 | 26.3427 | 25.0441 | 23.6328 | 22.5184 | -0.071304 | 0.085763 | -0.026173 | -0.020858 | -0.1946 | -0.39848 | -0.57503 | -0.67183 | -0.41136 | -0.024799 | 0.4204 | 1.8204 | 1.7295 | 1.5998 | 1.4929 | 1.2007 | 1.2124 | 0.83427 | -0.20079 | -0.077395 | 0.031596 | -0.069829 | -0.073415 | 0.011257 | 51.5653 | 51.7108 | 51.6272 | 50.5861 | 49.8344 | 49.5844 | 49.6243 | 48.7114 | 53.2293 | 58.1841 | 59.5399 | 62.1879 | 63.1648 | 62.4589 | 63.1664 | 62.2529 | 61.0453 | 57.7326 | 56.0023 | 54.3346 | 52.9169 | 49.858 | 49.3584 | 49.7534 | 0.51994 | 0.41828 | 0.35418 | 0.45862 | 0.55561 | 0.67754 | 0.62108 | 0.59815 | 0.33552 | 0.57253 | 0.5382 | 0.51663 | 0.47638 | 0.45624 | 0.48356 | 0.62958 | 0.52297 | 0.54278 | 0.63873 | 0.72006 | 0.76567 | 0.80699 | 0.71661 | 0.62778
Program Specific1-in-2AllAll2025April Monthly Peak | Program Specific | 1-in-2 | All | All | 2025 | April Monthly Peak | 4 | 22.4791 | 21.796 | 21.381 | 21.224 | 21.9308 | 23.8558 | 26.3566 | 28.5993 | 30.4361 | 31.8388 | 33.0904 | 33.5552 | 33.8695 | 34.2202 | 33.9243 | 32.9408 | 31.6318 | 30.0868 | 28.4993 | 28.3091 | 27.8643 | 26.5239 | 25.0658 | 23.8744 | -0.037547 | 0.08666 | 0.0092695 | 0.034296 | -0.097358 | -0.19372 | -0.40177 | -0.35085 | -0.1406 | 0.10212 | 0.57479 | 2.2508 | 2.2137 | 2.0684 | 1.9516 | 1.7995 | 1.7893 | 1.4298 | 0.2835 | 0.20199 | 0.19109 | 0.081468 | 0.084072 | 0.13641 | 58.5037 | 58.1479 | 56.7545 | 54.9827 | 54.9638 | 54.814 | 55.4817 | 59.7063 | 66.371 | 70.3118 | 73.3269 | 75.3752 | 76.5798 | 76.6659 | 77.2488 | 75.9558 | 74.7251 | 73.5834 | 71.8963 | 68.0844 | 63.233 | 62.1902 | 60.9788 | 59.5023 | 0.46091 | 0.36923 | 0.31217 | 0.40253 | 0.48719 | 0.59304 | 0.5332 | 0.51926 | 0.30104 | 0.51994 | 0.49444 | 0.48131 | 0.44587 | 0.42882 | 0.45231 | 0.58417 | 0.48093 | 0.48959 | 0.55992 | 0.63157 | 0.67748 | 0.71599 | 0.63771 | 0.55926
Program Specific1-in-2AllAll2025May Monthly Peak | Program Specific | 1-in-2 | All | All | 2025 | May Monthly Peak | 5 | 22.4582 | 21.8965 | 21.4601 | 21.4057 | 22.2355 | 24.2023 | 26.5487 | 29.376 | 31.7088 | 33.1903 | 34.348 | 34.818 | 35.0142 | 35.1548 | 34.771 | 33.6778 | 32.2794 | 30.6517 | 28.9769 | 28.5658 | 28.2756 | 26.6684 | 25.2462 | 23.9781 | -0.028888 | 0.086863 | 0.018041 | 0.04771 | -0.074934 | -0.1473 | -0.36508 | -0.28431 | -0.079818 | 0.13668 | 0.6261 | 2.3964 | 2.3614 | 2.1931 | 2.0703 | 1.9508 | 1.9355 | 1.5813 | 0.40072 | 0.26924 | 0.23061 | 0.11666 | 0.12077 | 0.16482 | 59.8756 | 59.6256 | 59.3756 | 58.6298 | 58.3588 | 57.6264 | 61.1036 | 65.0637 | 69.8304 | 74.4134 | 78.454 | 79.4556 | 78.5127 | 78.1818 | 78.2678 | 77.7242 | 76.5409 | 75.1005 | 72.5607 | 68.9375 | 66.1041 | 64.8965 | 64.6465 | 63.1905 | 0.44605 | 0.35965 | 0.30391 | 0.39372 | 0.4792 | 0.58404 | 0.52216 | 0.51756 | 0.30417 | 0.52609 | 0.49815 | 0.48492 | 0.4476 | 0.42789 | 0.45047 | 0.58036 | 0.47717 | 0.48523 | 0.55429 | 0.62177 | 0.66807 | 0.69807 | 0.62301 | 0.54455
Program Specific1-in-2AllAll2025June Monthly Peak | Program Specific | 1-in-2 | All | All | 2025 | June Monthly Peak | 6 | 23.5407 | 22.8952 | 22.4541 | 22.3124 | 23.145 | 25.0767 | 27.3668 | 30.2939 | 32.3878 | 33.996 | 35.4215 | 35.9129 | 36.039 | 36.086 | 35.7331 | 34.8046 | 33.733 | 32.1144 | 30.4409 | 29.4195 | 29.1308 | 27.6322 | 26.2386 | 24.9467 | -0.028643 | 0.090455 | 0.020333 | 0.052194 | -0.072989 | -0.14204 | -0.36759 | -0.27602 | -0.066714 | 0.14612 | 0.65147 | 2.4815 | 2.4424 | 2.2634 | 2.1403 | 2.0377 | 2.0446 | 1.6809 | 0.44383 | 0.29075 | 0.24496 | 0.12811 | 0.13334 | 0.17732 | 60.6477 | 60.6267 | 59.6686 | 60.1078 | 58.8998 | 60.0432 | 60.9383 | 64.4782 | 67.1434 | 70.4786 | 74.0604 | 76.9551 | 78.0176 | 79.4111 | 79.6837 | 78.3725 | 77.164 | 75.9581 | 73.7676 | 71.1233 | 67.0646 | 64.7517 | 63.792 | 63.0424 | 0.46411 | 0.37305 | 0.31536 | 0.40717 | 0.49499 | 0.60113 | 0.53419 | 0.52916 | 0.30718 | 0.53298 | 0.50783 | 0.49439 | 0.45532 | 0.43432 | 0.45801 | 0.59409 | 0.49335 | 0.50248 | 0.57604 | 0.63528 | 0.6827 | 0.71692 | 0.64179 | 0.56176
Program Specific1-in-2AllAll2025July Monthly Peak | Program Specific | 1-in-2 | All | All | 2025 | July Monthly Peak | 7 | 24.317 | 23.7277 | 23.2232 | 23.1586 | 24.1104 | 26.3624 | 28.732 | 31.4474 | 33.3038 | 34.8251 | 36.1125 | 36.4849 | 36.7744 | 36.9453 | 36.7379 | 36.1736 | 35.2405 | 33.4393 | 31.517 | 30.3481 | 30.0049 | 28.4954 | 27.0287 | 25.7172 | -0.013538 | 0.091254 | 0.036389 | 0.07777 | -0.029657 | -0.050017 | -0.3033 | -0.13351 | 0.060897 | 0.20526 | 0.70888 | 2.606 | 2.601 | 2.423 | 2.3111 | 2.3112 | 2.33 | 1.9798 | 0.6757 | 0.42135 | 0.31979 | 0.19879 | 0.20819 | 0.23707 | 67.7898 | 67.2714 | 66.5843 | 66.5633 | 66.5407 | 66.5407 | 67.6858 | 69.3721 | 73.9758 | 77.1835 | 78.2677 | 76.7875 | 78.1843 | 81.3248 | 79.8532 | 81.3923 | 83.4729 | 82.9309 | 77.9065 | 73.9199 | 72.2089 | 71.7076 | 69.8544 | 69.8129 | 0.45423 | 0.3666 | 0.30926 | 0.40093 | 0.48956 | 0.6 | 0.53186 | 0.52038 | 0.29981 | 0.51652 | 0.48961 | 0.47466 | 0.43902 | 0.41992 | 0.44407 | 0.58134 | 0.48564 | 0.49338 | 0.56332 | 0.61954 | 0.66487 | 0.69932 | 0.62555 | 0.54817
Program Specific1-in-2AllAll2025August Monthly Peak | Program Specific | 1-in-2 | All | All | 2025 | August Monthly Peak | 8 | 25.3717 | 24.6907 | 24.177 | 24.0908 | 25.0904 | 27.6116 | 30.2212 | 32.9319 | 35.2459 | 37.0963 | 38.7668 | 39.359 | 39.741 | 39.9105 | 39.6951 | 38.8088 | 37.5629 | 35.7818 | 33.7127 | 32.6206 | 31.8063 | 30.0173 | 28.3919 | 26.9675 | -0.00069277 | 0.093373 | 0.051023 | 0.10109 | 0.0083004 | 0.03103 | -0.24994 | -0.013032 | 0.17289 | 0.26632 | 0.80229 | 2.8944 | 2.9152 | 2.7185 | 2.6035 | 2.653 | 2.6547 | 2.3194 | 0.90868 | 0.55812 | 0.3978 | 0.26663 | 0.27861 | 0.29444 | 70.5157 | 70.717 | 69.766 | 70.0855 | 69.3677 | 68.9513 | 68.968 | 68.7499 | 71.3839 | 74.684 | 79.6485 | 82.5814 | 83.8123 | 84.0821 | 83.8475 | 83.2995 | 83.0328 | 81.532 | 78.4011 | 75.9829 | 74.0154 | 73.2141 | 71.5677 | 71.8996 | 0.46044 | 0.37053 | 0.31269 | 0.40515 | 0.49491 | 0.61064 | 0.54265 | 0.52825 | 0.30676 | 0.5329 | 0.50867 | 0.49511 | 0.45838 | 0.4382 | 0.4639 | 0.60407 | 0.5008 | 0.51124 | 0.58476 | 0.64647 | 0.68509 | 0.71673 | 0.63908 | 0.55882
Program Specific1-in-2AllAll2025September Monthly Peak | Program Specific | 1-in-2 | All | All | 2025 | September Monthly Peak | 9 | 24.9491 | 24.3036 | 23.8224 | 23.7953 | 24.9436 | 27.4693 | 30.6781 | 33.3764 | 36.1894 | 38.4174 | 40.0314 | 40.6623 | 40.998 | 41.1189 | 40.8 | 39.5292 | 37.7941 | 35.84 | 33.9799 | 33.3285 | 31.8849 | 29.8679 | 28.0397 | 26.5931 | 0.00034514 | 0.091709 | 0.050993 | 0.10071 | 0.010417 | 0.035126 | -0.2491 | -0.0064558 | 0.18312 | 0.27816 | 0.8291 | 2.9917 | 3.0102 | 2.8021 | 2.6777 | 2.7072 | 2.6748 | 2.3305 | 0.92348 | 0.57351 | 0.40153 | 0.26801 | 0.27746 | 0.29172 | 66.0241 | 65.316 | 65.9386 | 64.0455 | 64.6873 | 65.3116 | 67.3521 | 68.8101 | 75.8504 | 81.2875 | 86.7875 | 88.1222 | 87.7458 | 89.4109 | 91.101 | 89.3715 | 87.7716 | 87.1869 | 85.6224 | 80.8118 | 76.5637 | 76.1888 | 74.0612 | 72.583 | 0.45019 | 0.36273 | 0.30652 | 0.39798 | 0.4896 | 0.60428 | 0.54786 | 0.53345 | 0.31303 | 0.54971 | 0.52294 | 0.50909 | 0.47048 | 0.44888 | 0.47423 | 0.6127 | 0.50174 | 0.5105 | 0.58757 | 0.65668 | 0.68516 | 0.71149 | 0.62914 | 0.5491
Program Specific1-in-2AllAll2025October Monthly Peak | Program Specific | 1-in-2 | All | All | 2025 | October Monthly Peak | 10 | 24.4434 | 23.7922 | 23.282 | 23.1492 | 24.0889 | 26.136 | 29.0995 | 31.5483 | 33.8481 | 35.7486 | 37.5223 | 38.3805 | 38.8468 | 39.3498 | 39.1145 | 37.9619 | 36.3525 | 34.3889 | 33.0304 | 31.8696 | 30.4605 | 28.5263 | 27.0212 | 25.7937 | -0.018586 | 0.091857 | 0.031633 | 0.070608 | -0.043073 | -0.077358 | -0.3298 | -0.17788 | 0.024458 | 0.19475 | 0.72084 | 2.7111 | 2.7088 | 2.5431 | 2.4236 | 2.3642 | 2.3431 | 1.9695 | 0.64162 | 0.40426 | 0.30487 | 0.18055 | 0.189 | 0.22325 | 62.8775 | 62.586 | 62.7506 | 61.6053 | 61.7527 | 60.1267 | 61.2321 | 64.2496 | 69.4575 | 74.7883 | 78.8908 | 80.8941 | 83.6416 | 85.4966 | 85.2676 | 84.351 | 83.4972 | 81.9374 | 76.5824 | 70.4582 | 68.4608 | 66.0869 | 65.0643 | 63.4609 | 0.46365 | 0.37301 | 0.31451 | 0.40651 | 0.49605 | 0.60211 | 0.54344 | 0.52911 | 0.30807 | 0.53764 | 0.5149 | 0.50405 | 0.46688 | 0.44955 | 0.47577 | 0.61619 | 0.50577 | 0.51377 | 0.59564 | 0.65525 | 0.684 | 0.71056 | 0.63494 | 0.55836
Program Specific1-in-2AllAll2025November Monthly Peak | Program Specific | 1-in-2 | All | All | 2025 | November Monthly Peak | 11 | 22.299 | 21.7637 | 21.4066 | 21.415 | 22.3925 | 24.1538 | 26.4903 | 28.9657 | 30.8398 | 32.2179 | 33.4751 | 33.8759 | 34.1687 | 34.5073 | 34.2345 | 33.1021 | 31.9088 | 30.9458 | 29.188 | 27.8878 | 27.0351 | 25.5879 | 24.3311 | 23.3541 | -0.043359 | 0.087105 | 0.0034568 | 0.025529 | -0.11694 | -0.23202 | -0.43351 | -0.41198 | -0.19042 | 0.082755 | 0.56391 | 2.2407 | 2.1939 | 2.047 | 1.9314 | 1.7435 | 1.7409 | 1.3828 | 0.20922 | 0.1549 | 0.16154 | 0.054913 | 0.056453 | 0.11414 | 60.267 | 59.9337 | 59.6355 | 59.5873 | 60.0017 | 60.5682 | 59.7685 | 59.536 | 62.6331 | 65.6328 | 68.0633 | 69.8968 | 71.0841 | 71.4837 | 70.1135 | 69.8968 | 68.7504 | 66.7648 | 65.4127 | 63.8667 | 63.1173 | 62.6526 | 61.8697 | 61.6198 | 0.47014 | 0.37889 | 0.32093 | 0.41717 | 0.51132 | 0.61608 | 0.54967 | 0.53959 | 0.312 | 0.54099 | 0.51467 | 0.50012 | 0.46298 | 0.44523 | 0.47077 | 0.60775 | 0.50137 | 0.51513 | 0.58634 | 0.63985 | 0.6777 | 0.71092 | 0.63672 | 0.56244
Program Specific1-in-2AllAll2025December Monthly Peak | Program Specific | 1-in-2 | All | All | 2025 | December Monthly Peak | 12 | 20.8789 | 20.4553 | 20.2193 | 20.1953 | 21.103 | 22.8034 | 25.2123 | 27.2846 | 28.5812 | 29.1937 | 29.5241 | 29.3339 | 29.1596 | 29.0718 | 28.7628 | 28.094 | 27.7656 | 27.7592 | 26.718 | 25.6901 | 24.9348 | 23.8632 | 22.7327 | 21.7887 | -0.072559 | 0.085591 | -0.028423 | -0.024568 | -0.20325 | -0.41319 | -0.57564 | -0.6888 | -0.4312 | -0.034645 | 0.40286 | 1.7521 | 1.6428 | 1.505 | 1.3936 | 1.1026 | 1.1336 | 0.78104 | -0.23841 | -0.097494 | 0.016734 | -0.076762 | -0.085858 | -0.00049368 | 48.541 | 48.2705 | 47.0666 | 48.1457 | 46.9569 | 47.1273 | 46.6692 | 45.9573 | 52.812 | 57.6231 | 61.6038 | 62.8928 | 62.4606 | 66.085 | 65.1026 | 63.5226 | 61.8116 | 59.6914 | 58.067 | 54.8966 | 53.67 | 52.1692 | 52.3375 | 52.294 | 0.51918 | 0.41979 | 0.35708 | 0.46355 | 0.56761 | 0.68483 | 0.61624 | 0.5973 | 0.33764 | 0.5763 | 0.53463 | 0.51153 | 0.46784 | 0.44505 | 0.46956 | 0.61161 | 0.5171 | 0.54646 | 0.63406 | 0.69757 | 0.73941 | 0.7825 | 0.70253 | 0.61882
Program Specific1-in-2AllAll2025Typical Event Day | Program Specific | 1-in-2 | All | All | 2025 | Typical Event Day | 8 | 25.0272 | 24.3682 | 23.8666 | 23.7896 | 24.7493 | 27.198 | 29.7828 | 32.4048 | 34.5081 | 36.0819 | 37.5006 | 37.975 | 38.3145 | 38.5182 | 38.3628 | 37.5419 | 36.4167 | 34.7462 | 32.8631 | 31.8715 | 31.158 | 29.468 | 27.8861 | 26.4968 | -0.01147 | 0.093025 | 0.039582 | 0.083358 | -0.022929 | -0.035253 | -0.30025 | -0.1125 | 0.084063 | 0.2214 | 0.74184 | 2.7231 | 2.7248 | 2.5413 | 2.4311 | 2.4288 | 2.4372 | 2.0941 | 0.73991 | 0.46256 | 0.34365 | 0.21693 | 0.22666 | 0.25323 | 66.2443 | 65.9828 | 65.4893 | 65.2005 | 64.8738 | 65.2116 | 66.236 | 67.8526 | 72.0884 | 75.9084 | 79.6911 | 81.1116 | 81.9401 | 83.5573 | 83.6214 | 83.109 | 82.8604 | 81.902 | 78.9244 | 75.4595 | 72.4632 | 71.4655 | 69.8188 | 69.3344 | 0.4639 | 0.37348 | 0.31522 | 0.4086 | 0.4985 | 0.6141 | 0.54596 | 0.53083 | 0.30679 | 0.52945 | 0.50281 | 0.48842 | 0.45202 | 0.43264 | 0.45855 | 0.59729 | 0.4965 | 0.50756 | 0.58246 | 0.64525 | 0.68557 | 0.71879 | 0.64121 | 0.56084
Program Specific1-in-2AllAll2026January Monthly Peak | Program Specific | 1-in-2 | All | All | 2026 | January Monthly Peak | 1 | 20.5834 | 20.0987 | 19.9424 | 20.0032 | 21.0993 | 23.0623 | 26.0571 | 28.2871 | 29.2679 | 29.4876 | 29.7195 | 29.2773 | 29.0253 | 28.8083 | 28.2999 | 27.6728 | 27.3167 | 27.3067 | 26.58 | 25.5121 | 24.7698 | 23.6749 | 22.6556 | 21.7333 | -0.084005 | 0.084464 | -0.040019 | -0.042577 | -0.23921 | -0.49279 | -0.65681 | -0.82777 | -0.53637 | -0.075669 | 0.37046 | 1.6876 | 1.5594 | 1.4209 | 1.3007 | 0.96266 | 0.98917 | 0.61064 | -0.38848 | -0.18099 | -0.02935 | -0.1253 | -0.13274 | -0.036668 | 46.9667 | 46.448 | 47.0075 | 46.752 | 45.5699 | 44.8585 | 46.0466 | 45.2953 | 47.6655 | 51.7907 | 54.5412 | 56.9962 | 58.5204 | 58.5662 | 58.795 | 57.901 | 56.2554 | 54.2737 | 51.6535 | 50.2579 | 46.9072 | 45.389 | 42.3324 | 41.7217 | 0.54593 | 0.43935 | 0.37497 | 0.48923 | 0.60538 | 0.73963 | 0.67667 | 0.65857 | 0.36519 | 0.62135 | 0.57566 | 0.54657 | 0.49916 | 0.47324 | 0.49621 | 0.6477 | 0.54429 | 0.57363 | 0.6733 | 0.73991 | 0.78502 | 0.83051 | 0.74804 | 0.65917
Program Specific1-in-2AllAll2026February Monthly Peak | Program Specific | 1-in-2 | All | All | 2026 | February Monthly Peak | 2 | 21.0123 | 20.4714 | 20.2317 | 20.3297 | 21.3085 | 23.209 | 26.0621 | 27.9373 | 29.034 | 29.4094 | 29.9447 | 29.7128 | 29.6924 | 29.5564 | 29.1889 | 28.4094 | 27.6929 | 27.6857 | 27.4225 | 26.3198 | 25.5134 | 24.241 | 23.028 | 22.0866 | -0.081058 | 0.085823 | -0.035984 | -0.036515 | -0.22823 | -0.46785 | -0.63462 | -0.77424 | -0.49584 | -0.059966 | 0.38654 | 1.7375 | 1.6252 | 1.4857 | 1.3692 | 1.0364 | 1.051 | 0.68106 | -0.34069 | -0.15329 | -0.01192 | -0.10971 | -0.11597 | -0.022743 | 49.0701 | 49.4666 | 48.2615 | 47.1784 | 46.0306 | 45.0964 | 44.1583 | 44.1163 | 49.2757 | 53.5657 | 55.6709 | 56.8951 | 58.0848 | 58.5691 | 58.0848 | 57.1468 | 56.0028 | 53.9246 | 51.7395 | 49.8671 | 48.5896 | 46.0538 | 45.4893 | 45.3862 | 0.54412 | 0.43701 | 0.37144 | 0.48568 | 0.59689 | 0.7264 | 0.66222 | 0.63542 | 0.35487 | 0.6041 | 0.5647 | 0.53946 | 0.49609 | 0.47124 | 0.49646 | 0.64495 | 0.53666 | 0.56919 | 0.67717 | 0.7443 | 0.7884 | 0.82922 | 0.74118 | 0.6533
Program Specific1-in-2AllAll2026March Monthly Peak | Program Specific | 1-in-2 | All | All | 2026 | March Monthly Peak | 3 | 21.4882 | 20.9409 | 20.6034 | 20.5111 | 21.213 | 23.127 | 26.127 | 28.0553 | 29.1726 | 29.7469 | 30.5124 | 30.4669 | 30.5811 | 30.7564 | 30.6003 | 29.8789 | 29.0377 | 28.2154 | 27.5503 | 27.2814 | 26.5549 | 25.2478 | 23.827 | 22.7048 | -0.072136 | 0.086439 | -0.026704 | -0.021358 | -0.19678 | -0.4027 | -0.581 | -0.67876 | -0.41553 | -0.025108 | 0.42392 | 1.8361 | 1.7442 | 1.6133 | 1.506 | 1.2115 | 1.2233 | 0.84133 | -0.20276 | -0.078102 | 0.031964 | -0.070649 | -0.074044 | 0.011426 | 51.5685 | 51.7129 | 51.6285 | 50.5869 | 49.8352 | 49.5852 | 49.6255 | 48.716 | 53.2315 | 58.1834 | 59.5403 | 62.1872 | 63.1639 | 62.4584 | 63.1656 | 62.253 | 61.0458 | 57.7349 | 56.0048 | 54.338 | 52.9211 | 49.864 | 49.3644 | 49.7584 | 0.52501 | 0.4223 | 0.35754 | 0.46306 | 0.56105 | 0.6842 | 0.62711 | 0.60389 | 0.33833 | 0.57786 | 0.54309 | 0.5212 | 0.4805 | 0.46014 | 0.48774 | 0.63537 | 0.52762 | 0.54768 | 0.64479 | 0.72708 | 0.77319 | 0.81494 | 0.72362 | 0.63391
Program Specific1-in-2AllAll2026April Monthly Peak | Program Specific | 1-in-2 | All | All | 2026 | April Monthly Peak | 4 | 22.6661 | 21.9777 | 21.5593 | 21.401 | 22.1141 | 24.0554 | 26.5769 | 28.8375 | 30.6862 | 32.0975 | 33.357 | 33.8239 | 34.1401 | 34.4929 | 34.1937 | 33.2014 | 31.8822 | 30.3261 | 28.7274 | 28.5354 | 28.0879 | 26.7394 | 25.2719 | 24.0725 | -0.038027 | 0.087382 | 0.0091614 | 0.034418 | -0.098489 | -0.19579 | -0.40594 | -0.35451 | -0.14206 | 0.10309 | 0.57996 | 2.2707 | 2.2332 | 2.0865 | 1.9689 | 1.8156 | 1.8054 | 1.4424 | 0.28601 | 0.20402 | 0.19309 | 0.082268 | 0.085056 | 0.13787 | 58.5087 | 58.1519 | 56.7595 | 54.9875 | 54.9684 | 54.8171 | 55.484 | 59.7059 | 66.3672 | 70.3074 | 73.3227 | 75.3714 | 76.5757 | 76.6626 | 77.2439 | 75.9528 | 74.7223 | 73.5817 | 71.8953 | 68.0852 | 63.2353 | 62.192 | 60.981 | 59.5048 | 0.46538 | 0.37276 | 0.3151 | 0.40641 | 0.49194 | 0.59885 | 0.53834 | 0.52419 | 0.30346 | 0.52472 | 0.49886 | 0.48551 | 0.44967 | 0.43242 | 0.45616 | 0.58949 | 0.48514 | 0.49394 | 0.56517 | 0.63769 | 0.6841 | 0.72302 | 0.64393 | 0.5647
Program Specific1-in-2AllAll2026May Monthly Peak | Program Specific | 1-in-2 | All | All | 2026 | May Monthly Peak | 5 | 22.6454 | 22.0793 | 21.6394 | 21.5848 | 22.422 | 24.4057 | 26.7719 | 29.6219 | 31.9708 | 33.4615 | 34.6262 | 35.0984 | 35.2954 | 35.4362 | 35.0485 | 33.9459 | 32.5364 | 30.8973 | 29.2108 | 28.7966 | 28.5039 | 26.8858 | 25.4545 | 24.1776 | -0.029281 | 0.087591 | 0.018031 | 0.047976 | -0.075828 | -0.14889 | -0.36887 | -0.28729 | -0.08068 | 0.138 | 0.6318 | 2.4177 | 2.3824 | 2.2125 | 2.0888 | 1.9684 | 1.953 | 1.5952 | 0.40432 | 0.27192 | 0.23302 | 0.11784 | 0.12213 | 0.16657 | 59.8793 | 59.6293 | 59.3793 | 58.6335 | 58.3623 | 57.6301 | 61.1047 | 65.0618 | 69.8262 | 74.4075 | 78.4461 | 79.4478 | 78.5054 | 78.1762 | 78.2631 | 77.719 | 76.5364 | 75.0965 | 72.5589 | 68.9369 | 66.1051 | 64.8979 | 64.6479 | 63.1924 | 0.45036 | 0.36308 | 0.30676 | 0.39751 | 0.48386 | 0.58975 | 0.52718 | 0.52247 | 0.30662 | 0.53093 | 0.50261 | 0.48915 | 0.4514 | 0.43147 | 0.4543 | 0.58564 | 0.48134 | 0.48953 | 0.55949 | 0.62778 | 0.67459 | 0.70492 | 0.62907 | 0.54984
Program Specific1-in-2AllAll2026June Monthly Peak | Program Specific | 1-in-2 | All | All | 2026 | June Monthly Peak | 6 | 23.7369 | 23.0865 | 22.6418 | 22.499 | 23.3391 | 25.2877 | 27.5969 | 30.5472 | 32.6547 | 34.2728 | 35.7075 | 36.2012 | 36.3276 | 36.3744 | 36.0179 | 35.0813 | 34.0016 | 32.3713 | 30.6861 | 29.657 | 29.3657 | 27.857 | 26.4547 | 25.154 | -0.029035 | 0.091217 | 0.020345 | 0.052503 | -0.073863 | -0.14356 | -0.3714 | -0.27892 | -0.06745 | 0.14753 | 0.65739 | 2.5036 | 2.4641 | 2.2834 | 2.1594 | 2.056 | 2.063 | 1.6957 | 0.44783 | 0.29364 | 0.24752 | 0.12941 | 0.13484 | 0.1792 | 60.6516 | 60.6304 | 59.6728 | 60.1114 | 58.9037 | 60.0461 | 60.9402 | 64.478 | 67.1424 | 70.4759 | 74.056 | 76.9497 | 78.0128 | 79.4052 | 79.6781 | 78.3687 | 77.1607 | 75.9552 | 73.7653 | 71.1221 | 67.0652 | 64.7542 | 63.7948 | 63.0453 | 0.46861 | 0.37662 | 0.31833 | 0.41109 | 0.49982 | 0.60702 | 0.53934 | 0.53419 | 0.30967 | 0.53789 | 0.5124 | 0.49873 | 0.45922 | 0.43798 | 0.46193 | 0.59952 | 0.4977 | 0.50698 | 0.58147 | 0.64144 | 0.68938 | 0.72396 | 0.64805 | 0.56723
Program Specific1-in-2AllAll2026July Monthly Peak | Program Specific | 1-in-2 | All | All | 2026 | July Monthly Peak | 7 | 24.5191 | 23.9256 | 23.417 | 23.3521 | 24.3126 | 26.5841 | 28.973 | 31.7093 | 33.5765 | 35.1065 | 36.4013 | 36.7744 | 37.0653 | 37.2366 | 37.0267 | 36.4576 | 35.518 | 33.704 | 31.7687 | 30.5914 | 30.2453 | 28.7259 | 27.2502 | 25.93 | -0.013767 | 0.09205 | 0.0366 | 0.078377 | -0.030055 | -0.050571 | -0.30644 | -0.13496 | 0.061435 | 0.20727 | 0.71546 | 2.6293 | 2.6243 | 2.4445 | 2.3317 | 2.3319 | 2.351 | 1.9974 | 0.68186 | 0.42552 | 0.32311 | 0.20085 | 0.21044 | 0.23955 | 67.7902 | 67.2716 | 66.5851 | 66.564 | 66.5411 | 66.5411 | 67.6852 | 69.3708 | 73.9706 | 77.1778 | 78.263 | 76.7829 | 78.1787 | 81.3181 | 79.8518 | 81.3887 | 83.4676 | 82.9253 | 77.9031 | 73.9191 | 72.2085 | 71.7072 | 69.8555 | 69.8135 | 0.45863 | 0.37011 | 0.31217 | 0.4048 | 0.49434 | 0.60589 | 0.53699 | 0.52532 | 0.30221 | 0.52126 | 0.49399 | 0.47878 | 0.44274 | 0.42342 | 0.44784 | 0.58664 | 0.48992 | 0.49778 | 0.56861 | 0.62553 | 0.67137 | 0.70618 | 0.63165 | 0.5535
Program Specific1-in-2AllAll2026August Monthly Peak | Program Specific | 1-in-2 | All | All | 2026 | August Monthly Peak | 8 | 25.5827 | 24.8966 | 24.3789 | 24.2922 | 25.3009 | 27.8439 | 30.4745 | 33.2056 | 35.534 | 37.3956 | 39.0766 | 39.6713 | 40.0554 | 40.2254 | 40.0074 | 39.1134 | 37.8581 | 36.0649 | 33.9822 | 32.8823 | 32.0615 | 30.2607 | 28.6251 | 27.1909 | -0.00078587 | 0.094206 | 0.051407 | 0.10196 | 0.0083087 | 0.031325 | -0.25252 | -0.01325 | 0.17454 | 0.26895 | 0.80986 | 2.9206 | 2.9416 | 2.7429 | 2.6269 | 2.6769 | 2.6786 | 2.3401 | 0.91701 | 0.56363 | 0.40192 | 0.2694 | 0.28157 | 0.29752 | 70.5169 | 70.7182 | 69.7677 | 70.0864 | 69.3694 | 68.9528 | 68.9697 | 68.7514 | 71.3837 | 74.6828 | 79.645 | 82.5773 | 83.8084 | 84.0789 | 83.844 | 83.2965 | 83.0291 | 81.5294 | 78.3991 | 75.9827 | 74.0156 | 73.2142 | 71.5694 | 71.9006 | 0.46491 | 0.37408 | 0.31564 | 0.40907 | 0.49974 | 0.61663 | 0.54788 | 0.53328 | 0.30924 | 0.53782 | 0.51325 | 0.49945 | 0.46231 | 0.44191 | 0.46788 | 0.60961 | 0.50523 | 0.51584 | 0.59028 | 0.65274 | 0.69179 | 0.72377 | 0.64532 | 0.56426
Program Specific1-in-2AllAll2026September Monthly Peak | Program Specific | 1-in-2 | All | All | 2026 | September Monthly Peak | 9 | 25.1553 | 24.505 | 24.0201 | 23.993 | 25.1519 | 27.6992 | 30.934 | 33.6531 | 36.4848 | 38.7272 | 40.351 | 40.9847 | 41.3222 | 41.4429 | 41.1206 | 39.8387 | 38.0902 | 36.123 | 34.2511 | 33.5945 | 32.1404 | 30.1098 | 28.2693 | 26.8127 | 0.00026111 | 0.092525 | 0.051378 | 0.10157 | 0.010448 | 0.035464 | -0.25167 | -0.0066059 | 0.18488 | 0.28091 | 0.83694 | 3.0187 | 3.0374 | 2.8272 | 2.7017 | 2.7315 | 2.6988 | 2.3513 | 0.93196 | 0.57917 | 0.40569 | 0.2708 | 0.28042 | 0.29478 | 66.0268 | 65.3191 | 65.9405 | 64.0484 | 64.6892 | 65.3122 | 67.3506 | 68.8083 | 75.8439 | 81.2804 | 86.7804 | 88.1159 | 87.7408 | 89.4026 | 91.0921 | 89.3678 | 87.7693 | 87.1838 | 85.6186 | 80.8099 | 76.5643 | 76.1882 | 74.0618 | 72.5838 | 0.45455 | 0.3662 | 0.3094 | 0.40182 | 0.49438 | 0.6102 | 0.55315 | 0.53853 | 0.31559 | 0.5548 | 0.52767 | 0.51359 | 0.47455 | 0.45271 | 0.47833 | 0.61833 | 0.50619 | 0.51509 | 0.59312 | 0.66306 | 0.69186 | 0.71848 | 0.63528 | 0.55444
Program Specific1-in-2AllAll2026October Monthly Peak | Program Specific | 1-in-2 | All | All | 2026 | October Monthly Peak | 10 | 24.6473 | 23.9911 | 23.4769 | 23.3431 | 24.2912 | 26.3557 | 29.3427 | 31.8116 | 34.1266 | 36.0389 | 37.8239 | 38.6865 | 39.1552 | 39.6612 | 39.423 | 38.2605 | 36.639 | 34.6622 | 33.2939 | 32.1238 | 30.7049 | 28.7578 | 27.2435 | 26.008 | -0.018865 | 0.092656 | 0.031789 | 0.071136 | -0.043616 | -0.0782 | -0.33321 | -0.17977 | 0.024636 | 0.19665 | 0.72755 | 2.7355 | 2.7331 | 2.5657 | 2.4453 | 2.3854 | 2.3642 | 1.987 | 0.64746 | 0.40826 | 0.30805 | 0.18241 | 0.19105 | 0.2256 | 62.8813 | 62.5894 | 62.753 | 61.6088 | 61.7552 | 60.1304 | 61.2344 | 64.2496 | 69.4546 | 74.7837 | 78.8847 | 80.8881 | 83.6356 | 85.4892 | 85.2603 | 84.3445 | 83.4922 | 81.9343 | 76.5807 | 70.4603 | 68.4629 | 66.0902 | 65.0674 | 63.4655 | 0.46815 | 0.37658 | 0.31747 | 0.41044 | 0.5009 | 0.60802 | 0.54869 | 0.53415 | 0.31058 | 0.54261 | 0.51955 | 0.50851 | 0.47092 | 0.45339 | 0.47989 | 0.62187 | 0.51027 | 0.51839 | 0.60128 | 0.66161 | 0.69069 | 0.71754 | 0.64115 | 0.5638
Program Specific1-in-2AllAll2026November Monthly Peak | Program Specific | 1-in-2 | All | All | 2026 | November Monthly Peak | 11 | 22.4852 | 21.9456 | 21.5855 | 21.594 | 22.5803 | 24.356 | 26.7118 | 29.2076 | 31.0942 | 32.4812 | 33.7468 | 34.1494 | 34.4442 | 34.7851 | 34.5097 | 33.3678 | 32.1649 | 31.1924 | 29.4213 | 28.1114 | 27.2533 | 25.7966 | 24.5317 | 23.5484 | -0.0439 | 0.087826 | 0.0032768 | 0.025548 | -0.11829 | -0.2345 | -0.43801 | -0.41626 | -0.19238 | 0.083532 | 0.56896 | 2.2605 | 2.2133 | 2.065 | 1.9486 | 1.7593 | 1.7566 | 1.3949 | 0.21105 | 0.15647 | 0.16324 | 0.05543 | 0.057155 | 0.11537 | 60.2677 | 59.935 | 59.6359 | 59.5871 | 60.0017 | 60.5678 | 59.7682 | 59.5354 | 62.6315 | 65.6311 | 68.0619 | 69.8958 | 71.0829 | 71.4826 | 70.1127 | 69.8958 | 68.7499 | 66.7645 | 65.4129 | 63.8673 | 63.1185 | 62.6531 | 61.8704 | 61.62 | 0.4747 | 0.38251 | 0.32395 | 0.4212 | 0.51631 | 0.62213 | 0.55497 | 0.54474 | 0.31455 | 0.54599 | 0.51932 | 0.50453 | 0.46696 | 0.44902 | 0.47483 | 0.61333 | 0.5058 | 0.51976 | 0.59186 | 0.64605 | 0.68433 | 0.7179 | 0.64293 | 0.56791
Program Specific1-in-2AllAll2026December Monthly Peak | Program Specific | 1-in-2 | All | All | 2026 | December Monthly Peak | 12 | 21.0527 | 20.6258 | 20.3878 | 20.3636 | 21.2791 | 22.9933 | 25.4224 | 27.5111 | 28.8157 | 29.4311 | 29.7627 | 29.57 | 29.3942 | 29.3055 | 28.9938 | 28.3196 | 27.9889 | 27.9808 | 26.9317 | 25.8964 | 25.1362 | 24.0573 | 22.9196 | 21.969 | -0.07341 | 0.086255 | -0.028989 | -0.025123 | -0.20554 | -0.41759 | -0.58164 | -0.69591 | -0.43557 | -0.035063 | 0.40618 | 1.7671 | 1.6568 | 1.5177 | 1.4058 | 1.1125 | 1.1438 | 0.7876 | -0.24072 | -0.098401 | 0.016948 | -0.077687 | -0.086599 | -0.00043673 | 48.5439 | 48.2732 | 47.0697 | 48.1472 | 46.9589 | 47.1286 | 46.6709 | 45.9593 | 52.8101 | 57.6219 | 61.6024 | 62.8917 | 62.4627 | 66.0859 | 65.1036 | 63.5228 | 61.8122 | 59.6933 | 58.0702 | 54.9005 | 53.6742 | 52.1733 | 52.3409 | 52.2969 | 0.52423 | 0.42382 | 0.36046 | 0.46804 | 0.57316 | 0.69156 | 0.62222 | 0.60303 | 0.34046 | 0.58166 | 0.53947 | 0.51603 | 0.47184 | 0.4488 | 0.47357 | 0.61721 | 0.52167 | 0.5514 | 0.64008 | 0.70436 | 0.74666 | 0.79019 | 0.70937 | 0.62483
Program Specific1-in-2AllAll2026Typical Event Day | Program Specific | 1-in-2 | All | All | 2026 | Typical Event Day | 8 | 25.2351 | 24.5712 | 24.0656 | 23.9882 | 24.9566 | 27.4265 | 30.032 | 32.6738 | 34.7898 | 36.3725 | 37.7996 | 38.2757 | 38.6171 | 38.8215 | 38.6642 | 37.8362 | 36.7026 | 35.0208 | 33.1255 | 32.1269 | 31.4077 | 29.7067 | 28.1148 | 26.716 | -0.011677 | 0.093843 | 0.039832 | 0.084028 | -0.023255 | -0.035652 | -0.30335 | -0.11373 | 0.084831 | 0.22357 | 0.74876 | 2.7475 | 2.7492 | 2.5639 | 2.4528 | 2.4506 | 2.4592 | 2.1127 | 0.74667 | 0.46714 | 0.34722 | 0.21917 | 0.2291 | 0.25589 | 66.2463 | 65.9848 | 65.4915 | 65.2025 | 64.8758 | 65.213 | 66.2364 | 67.8521 | 72.0852 | 75.9043 | 79.6862 | 81.1065 | 81.9353 | 83.5513 | 83.6165 | 83.1055 | 82.8568 | 81.8985 | 78.9216 | 75.4585 | 72.4634 | 71.4659 | 69.8203 | 69.3358 | 0.4684 | 0.37706 | 0.31819 | 0.41255 | 0.50336 | 0.62013 | 0.55123 | 0.53588 | 0.30927 | 0.53433 | 0.50732 | 0.49269 | 0.45588 | 0.43628 | 0.46247 | 0.60276 | 0.50089 | 0.51211 | 0.58795 | 0.65151 | 0.69227 | 0.72585 | 0.64747 | 0.56631

## Enrollments
concat | portfoliotype | dmdrflg | lca | year | daytype | month | accts
Portfolio AdjustedAllAll2016April Monthly Peak | Portfolio Adjusted | All | All | 2016 | April Monthly Peak | 4 | 19995.8016
Portfolio AdjustedAllAll2016August Monthly Peak | Portfolio Adjusted | All | All | 2016 | August Monthly Peak | 8 | 20000.15
Portfolio AdjustedAllAll2016December Monthly Peak | Portfolio Adjusted | All | All | 2016 | December Monthly Peak | 12 | 20004.514
Portfolio AdjustedAllAll2016February Monthly Peak | Portfolio Adjusted | All | All | 2016 | February Monthly Peak | 2 | 19993.6333
Portfolio AdjustedAllAll2016January Monthly Peak | Portfolio Adjusted | All | All | 2016 | January Monthly Peak | 1 | 19992.5506
Portfolio AdjustedAllAll2016July Monthly Peak | Portfolio Adjusted | All | All | 2016 | July Monthly Peak | 7 | 19999.0615
Portfolio AdjustedAllAll2016June Monthly Peak | Portfolio Adjusted | All | All | 2016 | June Monthly Peak | 6 | 19997.9738
Portfolio AdjustedAllAll2016March Monthly Peak | Portfolio Adjusted | All | All | 2016 | March Monthly Peak | 3 | 19994.717
Portfolio AdjustedAllAll2016May Monthly Peak | Portfolio Adjusted | All | All | 2016 | May Monthly Peak | 5 | 19996.8873
Portfolio AdjustedAllAll2016November Monthly Peak | Portfolio Adjusted | All | All | 2016 | November Monthly Peak | 11 | 20003.4216
Portfolio AdjustedAllAll2016October Monthly Peak | Portfolio Adjusted | All | All | 2016 | October Monthly Peak | 10 | 20002.33
Portfolio AdjustedAllAll2016September Monthly Peak | Portfolio Adjusted | All | All | 2016 | September Monthly Peak | 9 | 20001.2396
Portfolio AdjustedAllAll2016Typical Event Day | Portfolio Adjusted | All | All | 2016 | Typical Event Day | 8 | 20000.15
Portfolio AdjustedAllAll2017April Monthly Peak | Portfolio Adjusted | All | All | 2017 | April Monthly Peak | 4 | 18035.0194
Portfolio AdjustedAllAll2017August Monthly Peak | Portfolio Adjusted | All | All | 2017 | August Monthly Peak | 8 | 18038.4344
Portfolio AdjustedAllAll2017December Monthly Peak | Portfolio Adjusted | All | All | 2017 | December Monthly Peak | 12 | 18041.859
Portfolio AdjustedAllAll2017February Monthly Peak | Portfolio Adjusted | All | All | 2017 | February Monthly Peak | 2 | 18033.3155
Portfolio AdjustedAllAll2017January Monthly Peak | Portfolio Adjusted | All | All | 2017 | January Monthly Peak | 1 | 18032.4644
Portfolio AdjustedAllAll2017July Monthly Peak | Portfolio Adjusted | All | All | 2017 | July Monthly Peak | 7 | 18037.5798
Portfolio AdjustedAllAll2017June Monthly Peak | Portfolio Adjusted | All | All | 2017 | June Monthly Peak | 6 | 18036.7257
Portfolio AdjustedAllAll2017March Monthly Peak | Portfolio Adjusted | All | All | 2017 | March Monthly Peak | 3 | 18034.1671
Portfolio AdjustedAllAll2017May Monthly Peak | Portfolio Adjusted | All | All | 2017 | May Monthly Peak | 5 | 18035.8723
Portfolio AdjustedAllAll2017November Monthly Peak | Portfolio Adjusted | All | All | 2017 | November Monthly Peak | 11 | 18041.0019
Portfolio AdjustedAllAll2017October Monthly Peak | Portfolio Adjusted | All | All | 2017 | October Monthly Peak | 10 | 18040.1455
Portfolio AdjustedAllAll2017September Monthly Peak | Portfolio Adjusted | All | All | 2017 | September Monthly Peak | 9 | 18039.2896
Portfolio AdjustedAllAll2017Typical Event Day | Portfolio Adjusted | All | All | 2017 | Typical Event Day | 8 | 18038.4344
Portfolio AdjustedAllAll2018April Monthly Peak | Portfolio Adjusted | All | All | 2018 | April Monthly Peak | 4 | 17060.3164
Portfolio AdjustedAllAll2018August Monthly Peak | Portfolio Adjusted | All | All | 2018 | August Monthly Peak | 8 | 17065.2443
Portfolio AdjustedAllAll2018December Monthly Peak | Portfolio Adjusted | All | All | 2018 | December Monthly Peak | 12 | 17070.1919
Portfolio AdjustedAllAll2018February Monthly Peak | Portfolio Adjusted | All | All | 2018 | February Monthly Peak | 2 | 17057.8599
Portfolio AdjustedAllAll2018January Monthly Peak | Portfolio Adjusted | All | All | 2018 | January Monthly Peak | 1 | 17056.6335
Portfolio AdjustedAllAll2018July Monthly Peak | Portfolio Adjusted | All | All | 2018 | July Monthly Peak | 7 | 17064.0105
Portfolio AdjustedAllAll2018June Monthly Peak | Portfolio Adjusted | All | All | 2018 | June Monthly Peak | 6 | 17062.7779
Portfolio AdjustedAllAll2018March Monthly Peak | Portfolio Adjusted | All | All | 2018 | March Monthly Peak | 3 | 17059.0876
Portfolio AdjustedAllAll2018May Monthly Peak | Portfolio Adjusted | All | All | 2018 | May Monthly Peak | 5 | 17061.5465
Portfolio AdjustedAllAll2018November Monthly Peak | Portfolio Adjusted | All | All | 2018 | November Monthly Peak | 11 | 17068.9532
Portfolio AdjustedAllAll2018October Monthly Peak | Portfolio Adjusted | All | All | 2018 | October Monthly Peak | 10 | 17067.7156
Portfolio AdjustedAllAll2018September Monthly Peak | Portfolio Adjusted | All | All | 2018 | September Monthly Peak | 9 | 17066.4794
Portfolio AdjustedAllAll2018Typical Event Day | Portfolio Adjusted | All | All | 2018 | Typical Event Day | 8 | 17065.2443
Portfolio AdjustedAllAll2019April Monthly Peak | Portfolio Adjusted | All | All | 2019 | April Monthly Peak | 4 | 17075.6569
Portfolio AdjustedAllAll2019August Monthly Peak | Portfolio Adjusted | All | All | 2019 | August Monthly Peak | 8 | 17081.1459
Portfolio AdjustedAllAll2019December Monthly Peak | Portfolio Adjusted | All | All | 2019 | December Monthly Peak | 12 | 17086.6592
Portfolio AdjustedAllAll2019February Monthly Peak | Portfolio Adjusted | All | All | 2019 | February Monthly Peak | 2 | 17072.9214
Portfolio AdjustedAllAll2019January Monthly Peak | Portfolio Adjusted | All | All | 2019 | January Monthly Peak | 1 | 17071.5559
Portfolio AdjustedAllAll2019July Monthly Peak | Portfolio Adjusted | All | All | 2019 | July Monthly Peak | 7 | 17079.7714
Portfolio AdjustedAllAll2019June Monthly Peak | Portfolio Adjusted | All | All | 2019 | June Monthly Peak | 6 | 17078.3983
Portfolio AdjustedAllAll2019March Monthly Peak | Portfolio Adjusted | All | All | 2019 | March Monthly Peak | 3 | 17074.2884
Portfolio AdjustedAllAll2019May Monthly Peak | Portfolio Adjusted | All | All | 2019 | May Monthly Peak | 5 | 17077.0269
Portfolio AdjustedAllAll2019November Monthly Peak | Portfolio Adjusted | All | All | 2019 | November Monthly Peak | 11 | 17085.2786
Portfolio AdjustedAllAll2019October Monthly Peak | Portfolio Adjusted | All | All | 2019 | October Monthly Peak | 10 | 17083.8996
Portfolio AdjustedAllAll2019September Monthly Peak | Portfolio Adjusted | All | All | 2019 | September Monthly Peak | 9 | 17082.522
Portfolio AdjustedAllAll2019Typical Event Day | Portfolio Adjusted | All | All | 2019 | Typical Event Day | 8 | 17081.1459
Portfolio AdjustedAllAll2020April Monthly Peak | Portfolio Adjusted | All | All | 2020 | April Monthly Peak | 4 | 17091.1885
Portfolio AdjustedAllAll2020August Monthly Peak | Portfolio Adjusted | All | All | 2020 | August Monthly Peak | 8 | 17095.7343
Portfolio AdjustedAllAll2020December Monthly Peak | Portfolio Adjusted | All | All | 2020 | December Monthly Peak | 12 | 17100.2963
Portfolio AdjustedAllAll2020February Monthly Peak | Portfolio Adjusted | All | All | 2020 | February Monthly Peak | 2 | 17088.9218
Portfolio AdjustedAllAll2020January Monthly Peak | Portfolio Adjusted | All | All | 2020 | January Monthly Peak | 1 | 17087.7899
Portfolio AdjustedAllAll2020July Monthly Peak | Portfolio Adjusted | All | All | 2020 | July Monthly Peak | 7 | 17094.5962
Portfolio AdjustedAllAll2020June Monthly Peak | Portfolio Adjusted | All | All | 2020 | June Monthly Peak | 6 | 17093.4594
Portfolio AdjustedAllAll2020March Monthly Peak | Portfolio Adjusted | All | All | 2020 | March Monthly Peak | 3 | 17090.0547
Portfolio AdjustedAllAll2020May Monthly Peak | Portfolio Adjusted | All | All | 2020 | May Monthly Peak | 5 | 17092.3234
Portfolio AdjustedAllAll2020November Monthly Peak | Portfolio Adjusted | All | All | 2020 | November Monthly Peak | 11 | 17099.1542
Portfolio AdjustedAllAll2020October Monthly Peak | Portfolio Adjusted | All | All | 2020 | October Monthly Peak | 10 | 17098.0132
Portfolio AdjustedAllAll2020September Monthly Peak | Portfolio Adjusted | All | All | 2020 | September Monthly Peak | 9 | 17096.8732
Portfolio AdjustedAllAll2020Typical Event Day | Portfolio Adjusted | All | All | 2020 | Typical Event Day | 8 | 17095.7343
Portfolio AdjustedAllAll2021April Monthly Peak | Portfolio Adjusted | All | All | 2021 | April Monthly Peak | 4 | 17105.3843
Portfolio AdjustedAllAll2021August Monthly Peak | Portfolio Adjusted | All | All | 2021 | August Monthly Peak | 8 | 17110.4927
Portfolio AdjustedAllAll2021December Monthly Peak | Portfolio Adjusted | All | All | 2021 | December Monthly Peak | 12 | 17115.6216
Portfolio AdjustedAllAll2021February Monthly Peak | Portfolio Adjusted | All | All | 2021 | February Monthly Peak | 2 | 17102.8378
Portfolio AdjustedAllAll2021January Monthly Peak | Portfolio Adjusted | All | All | 2021 | January Monthly Peak | 1 | 17101.5664
Portfolio AdjustedAllAll2021July Monthly Peak | Portfolio Adjusted | All | All | 2021 | July Monthly Peak | 7 | 17109.2137
Portfolio AdjustedAllAll2021June Monthly Peak | Portfolio Adjusted | All | All | 2021 | June Monthly Peak | 6 | 17107.9359
Portfolio AdjustedAllAll2021March Monthly Peak | Portfolio Adjusted | All | All | 2021 | March Monthly Peak | 3 | 17104.1104
Portfolio AdjustedAllAll2021May Monthly Peak | Portfolio Adjusted | All | All | 2021 | May Monthly Peak | 5 | 17106.6595
Portfolio AdjustedAllAll2021November Monthly Peak | Portfolio Adjusted | All | All | 2021 | November Monthly Peak | 11 | 17114.3374
Portfolio AdjustedAllAll2021October Monthly Peak | Portfolio Adjusted | All | All | 2021 | October Monthly Peak | 10 | 17113.0546
Portfolio AdjustedAllAll2021September Monthly Peak | Portfolio Adjusted | All | All | 2021 | September Monthly Peak | 9 | 17111.773
Portfolio AdjustedAllAll2021Typical Event Day | Portfolio Adjusted | All | All | 2021 | Typical Event Day | 8 | 17110.4927
Portfolio AdjustedAllAll2022April Monthly Peak | Portfolio Adjusted | All | All | 2022 | April Monthly Peak | 4 | 17120.771
Portfolio AdjustedAllAll2022August Monthly Peak | Portfolio Adjusted | All | All | 2022 | August Monthly Peak | 8 | 17125.9411
Portfolio AdjustedAllAll2022December Monthly Peak | Portfolio Adjusted | All | All | 2022 | December Monthly Peak | 12 | 17131.1317
Portfolio AdjustedAllAll2022February Monthly Peak | Portfolio Adjusted | All | All | 2022 | February Monthly Peak | 2 | 17118.1938
Portfolio AdjustedAllAll2022January Monthly Peak | Portfolio Adjusted | All | All | 2022 | January Monthly Peak | 1 | 17116.907
Portfolio AdjustedAllAll2022July Monthly Peak | Portfolio Adjusted | All | All | 2022 | July Monthly Peak | 7 | 17124.6465
Portfolio AdjustedAllAll2022June Monthly Peak | Portfolio Adjusted | All | All | 2022 | June Monthly Peak | 6 | 17123.3534
Portfolio AdjustedAllAll2022March Monthly Peak | Portfolio Adjusted | All | All | 2022 | March Monthly Peak | 3 | 17119.4817
Portfolio AdjustedAllAll2022May Monthly Peak | Portfolio Adjusted | All | All | 2022 | May Monthly Peak | 5 | 17122.0616
Portfolio AdjustedAllAll2022November Monthly Peak | Portfolio Adjusted | All | All | 2022 | November Monthly Peak | 11 | 17129.8322
Portfolio AdjustedAllAll2022October Monthly Peak | Portfolio Adjusted | All | All | 2022 | October Monthly Peak | 10 | 17128.5338
Portfolio AdjustedAllAll2022September Monthly Peak | Portfolio Adjusted | All | All | 2022 | September Monthly Peak | 9 | 17127.2367
Portfolio AdjustedAllAll2022Typical Event Day | Portfolio Adjusted | All | All | 2022 | Typical Event Day | 8 | 17125.9411
Portfolio AdjustedAllAll2023April Monthly Peak | Portfolio Adjusted | All | All | 2023 | April Monthly Peak | 4 | 17136.3433
Portfolio AdjustedAllAll2023August Monthly Peak | Portfolio Adjusted | All | All | 2023 | August Monthly Peak | 8 | 17141.5757
Portfolio AdjustedAllAll2023December Monthly Peak | Portfolio Adjusted | All | All | 2023 | December Monthly Peak | 12 | 17146.8291
Portfolio AdjustedAllAll2023February Monthly Peak | Portfolio Adjusted | All | All | 2023 | February Monthly Peak | 2 | 17133.7349
Portfolio AdjustedAllAll2023January Monthly Peak | Portfolio Adjusted | All | All | 2023 | January Monthly Peak | 1 | 17132.4326
Portfolio AdjustedAllAll2023July Monthly Peak | Portfolio Adjusted | All | All | 2023 | July Monthly Peak | 7 | 17140.2657
Portfolio AdjustedAllAll2023June Monthly Peak | Portfolio Adjusted | All | All | 2023 | June Monthly Peak | 6 | 17138.9569
Portfolio AdjustedAllAll2023March Monthly Peak | Portfolio Adjusted | All | All | 2023 | March Monthly Peak | 3 | 17135.0385
Portfolio AdjustedAllAll2023May Monthly Peak | Portfolio Adjusted | All | All | 2023 | May Monthly Peak | 5 | 17137.6494
Portfolio AdjustedAllAll2023November Monthly Peak | Portfolio Adjusted | All | All | 2023 | November Monthly Peak | 11 | 17145.5138
Portfolio AdjustedAllAll2023October Monthly Peak | Portfolio Adjusted | All | All | 2023 | October Monthly Peak | 10 | 17144.1997
Portfolio AdjustedAllAll2023September Monthly Peak | Portfolio Adjusted | All | All | 2023 | September Monthly Peak | 9 | 17142.8871
Portfolio AdjustedAllAll2023Typical Event Day | Portfolio Adjusted | All | All | 2023 | Typical Event Day | 8 | 17141.5757
Portfolio AdjustedAllAll2024April Monthly Peak | Portfolio Adjusted | All | All | 2024 | April Monthly Peak | 4 | 17152.1035
Portfolio AdjustedAllAll2024August Monthly Peak | Portfolio Adjusted | All | All | 2024 | August Monthly Peak | 8 | 17157.3991
Portfolio AdjustedAllAll2024December Monthly Peak | Portfolio Adjusted | All | All | 2024 | December Monthly Peak | 12 | 17162.7159
Portfolio AdjustedAllAll2024February Monthly Peak | Portfolio Adjusted | All | All | 2024 | February Monthly Peak | 2 | 17149.4637
Portfolio AdjustedAllAll2024January Monthly Peak | Portfolio Adjusted | All | All | 2024 | January Monthly Peak | 1 | 17148.1457
Portfolio AdjustedAllAll2024July Monthly Peak | Portfolio Adjusted | All | All | 2024 | July Monthly Peak | 7 | 17156.0732
Portfolio AdjustedAllAll2024June Monthly Peak | Portfolio Adjusted | All | All | 2024 | June Monthly Peak | 6 | 17154.7487
Portfolio AdjustedAllAll2024March Monthly Peak | Portfolio Adjusted | All | All | 2024 | March Monthly Peak | 3 | 17150.783
Portfolio AdjustedAllAll2024May Monthly Peak | Portfolio Adjusted | All | All | 2024 | May Monthly Peak | 5 | 17153.4254
Portfolio AdjustedAllAll2024November Monthly Peak | Portfolio Adjusted | All | All | 2024 | November Monthly Peak | 11 | 17161.3847
Portfolio AdjustedAllAll2024October Monthly Peak | Portfolio Adjusted | All | All | 2024 | October Monthly Peak | 10 | 17160.0548
Portfolio AdjustedAllAll2024September Monthly Peak | Portfolio Adjusted | All | All | 2024 | September Monthly Peak | 9 | 17158.7262
Portfolio AdjustedAllAll2024Typical Event Day | Portfolio Adjusted | All | All | 2024 | Typical Event Day | 8 | 17157.3991
Portfolio AdjustedAllAll2025April Monthly Peak | Portfolio Adjusted | All | All | 2025 | April Monthly Peak | 4 | 17168.0539
Portfolio AdjustedAllAll2025August Monthly Peak | Portfolio Adjusted | All | All | 2025 | August Monthly Peak | 8 | 17173.4134
Portfolio AdjustedAllAll2025December Monthly Peak | Portfolio Adjusted | All | All | 2025 | December Monthly Peak | 12 | 17178.7942
Portfolio AdjustedAllAll2025February Monthly Peak | Portfolio Adjusted | All | All | 2025 | February Monthly Peak | 2 | 17165.3822
Portfolio AdjustedAllAll2025January Monthly Peak | Portfolio Adjusted | All | All | 2025 | January Monthly Peak | 1 | 17164.0484
Portfolio AdjustedAllAll2025July Monthly Peak | Portfolio Adjusted | All | All | 2025 | July Monthly Peak | 7 | 17172.0714
Portfolio AdjustedAllAll2025June Monthly Peak | Portfolio Adjusted | All | All | 2025 | June Monthly Peak | 6 | 17170.731
Portfolio AdjustedAllAll2025March Monthly Peak | Portfolio Adjusted | All | All | 2025 | March Monthly Peak | 3 | 17166.7174
Portfolio AdjustedAllAll2025May Monthly Peak | Portfolio Adjusted | All | All | 2025 | May Monthly Peak | 5 | 17169.3918
Portfolio AdjustedAllAll2025November Monthly Peak | Portfolio Adjusted | All | All | 2025 | November Monthly Peak | 11 | 17177.4471
Portfolio AdjustedAllAll2025October Monthly Peak | Portfolio Adjusted | All | All | 2025 | October Monthly Peak | 10 | 17176.1011
Portfolio AdjustedAllAll2025September Monthly Peak | Portfolio Adjusted | All | All | 2025 | September Monthly Peak | 9 | 17174.7565
Portfolio AdjustedAllAll2025Typical Event Day | Portfolio Adjusted | All | All | 2025 | Typical Event Day | 8 | 17173.4134
Portfolio AdjustedAllAll2026April Monthly Peak | Portfolio Adjusted | All | All | 2026 | April Monthly Peak | 4 | 17184.1967
Portfolio AdjustedAllAll2026August Monthly Peak | Portfolio Adjusted | All | All | 2026 | August Monthly Peak | 8 | 17189.6209
Portfolio AdjustedAllAll2026December Monthly Peak | Portfolio Adjusted | All | All | 2026 | December Monthly Peak | 12 | 17195.0667
Portfolio AdjustedAllAll2026February Monthly Peak | Portfolio Adjusted | All | All | 2026 | February Monthly Peak | 2 | 17181.4928
Portfolio AdjustedAllAll2026January Monthly Peak | Portfolio Adjusted | All | All | 2026 | January Monthly Peak | 1 | 17180.1429
Portfolio AdjustedAllAll2026July Monthly Peak | Portfolio Adjusted | All | All | 2026 | July Monthly Peak | 7 | 17188.2628
Portfolio AdjustedAllAll2026June Monthly Peak | Portfolio Adjusted | All | All | 2026 | June Monthly Peak | 6 | 17186.906
Portfolio AdjustedAllAll2026March Monthly Peak | Portfolio Adjusted | All | All | 2026 | March Monthly Peak | 3 | 17182.8441
Portfolio AdjustedAllAll2026May Monthly Peak | Portfolio Adjusted | All | All | 2026 | May Monthly Peak | 5 | 17185.5507
Portfolio AdjustedAllAll2026November Monthly Peak | Portfolio Adjusted | All | All | 2026 | November Monthly Peak | 11 | 17193.7032
Portfolio AdjustedAllAll2026October Monthly Peak | Portfolio Adjusted | All | All | 2026 | October Monthly Peak | 10 | 17192.3411
Portfolio AdjustedAllAll2026September Monthly Peak | Portfolio Adjusted | All | All | 2026 | September Monthly Peak | 9 | 17190.9803
Portfolio AdjustedAllAll2026Typical Event Day | Portfolio Adjusted | All | All | 2026 | Typical Event Day | 8 | 17189.6209
Portfolio AdjustedSize: 20 kW to 199.99 kWAll2016April Monthly Peak | Portfolio Adjusted | Size: 20 kW to 199.99 kW | All | 2016 | April Monthly Peak | 4 | 18742.5506
Portfolio AdjustedSize: 20 kW to 199.99 kWAll2016August Monthly Peak | Portfolio Adjusted | Size: 20 kW to 199.99 kW | All | 2016 | August Monthly Peak | 8 | 18742.5506
Portfolio AdjustedSize: 20 kW to 199.99 kWAll2016December Monthly Peak | Portfolio Adjusted | Size: 20 kW to 199.99 kW | All | 2016 | December Monthly Peak | 12 | 18742.5506
Portfolio AdjustedSize: 20 kW to 199.99 kWAll2016February Monthly Peak | Portfolio Adjusted | Size: 20 kW to 199.99 kW | All | 2016 | February Monthly Peak | 2 | 18742.5506
Portfolio AdjustedSize: 20 kW to 199.99 kWAll2016January Monthly Peak | Portfolio Adjusted | Size: 20 kW to 199.99 kW | All | 2016 | January Monthly Peak | 1 | 18742.5506
Portfolio AdjustedSize: 20 kW to 199.99 kWAll2016July Monthly Peak | Portfolio Adjusted | Size: 20 kW to 199.99 kW | All | 2016 | July Monthly Peak | 7 | 18742.5506
Portfolio AdjustedSize: 20 kW to 199.99 kWAll2016June Monthly Peak | Portfolio Adjusted | Size: 20 kW to 199.99 kW | All | 2016 | June Monthly Peak | 6 | 18742.5506
Portfolio AdjustedSize: 20 kW to 199.99 kWAll2016March Monthly Peak | Portfolio Adjusted | Size: 20 kW to 199.99 kW | All | 2016 | March Monthly Peak | 3 | 18742.5506
Portfolio AdjustedSize: 20 kW to 199.99 kWAll2016May Monthly Peak | Portfolio Adjusted | Size: 20 kW to 199.99 kW | All | 2016 | May Monthly Peak | 5 | 18742.5506
Portfolio AdjustedSize: 20 kW to 199.99 kWAll2016November Monthly Peak | Portfolio Adjusted | Size: 20 kW to 199.99 kW | All | 2016 | November Monthly Peak | 11 | 18742.5506
Portfolio AdjustedSize: 20 kW to 199.99 kWAll2016October Monthly Peak | Portfolio Adjusted | Size: 20 kW to 199.99 kW | All | 2016 | October Monthly Peak | 10 | 18742.5506
Portfolio AdjustedSize: 20 kW to 199.99 kWAll2016September Monthly Peak | Portfolio Adjusted | Size: 20 kW to 199.99 kW | All | 2016 | September Monthly Peak | 9 | 18742.5506
Portfolio AdjustedSize: 20 kW to 199.99 kWAll2016Typical Event Day | Portfolio Adjusted | Size: 20 kW to 199.99 kW | All | 2016 | Typical Event Day | 8 | 18742.5506
Portfolio AdjustedSize: 20 kW to 199.99 kWAll2017April Monthly Peak | Portfolio Adjusted | Size: 20 kW to 199.99 kW | All | 2017 | April Monthly Peak | 4 | 16769.6505
Portfolio AdjustedSize: 20 kW to 199.99 kWAll2017August Monthly Peak | Portfolio Adjusted | Size: 20 kW to 199.99 kW | All | 2017 | August Monthly Peak | 8 | 16769.6505
Portfolio AdjustedSize: 20 kW to 199.99 kWAll2017December Monthly Peak | Portfolio Adjusted | Size: 20 kW to 199.99 kW | All | 2017 | December Monthly Peak | 12 | 16769.6505
Portfolio AdjustedSize: 20 kW to 199.99 kWAll2017February Monthly Peak | Portfolio Adjusted | Size: 20 kW to 199.99 kW | All | 2017 | February Monthly Peak | 2 | 16769.6505
Portfolio AdjustedSize: 20 kW to 199.99 kWAll2017January Monthly Peak | Portfolio Adjusted | Size: 20 kW to 199.99 kW | All | 2017 | January Monthly Peak | 1 | 16769.6505
Portfolio AdjustedSize: 20 kW to 199.99 kWAll2017July Monthly Peak | Portfolio Adjusted | Size: 20 kW to 199.99 kW | All | 2017 | July Monthly Peak | 7 | 16769.6505
Portfolio AdjustedSize: 20 kW to 199.99 kWAll2017June Monthly Peak | Portfolio Adjusted | Size: 20 kW to 199.99 kW | All | 2017 | June Monthly Peak | 6 | 16769.6505
Portfolio AdjustedSize: 20 kW to 199.99 kWAll2017March Monthly Peak | Portfolio Adjusted | Size: 20 kW to 199.99 kW | All | 2017 | March Monthly Peak | 3 | 16769.6505
Portfolio AdjustedSize: 20 kW to 199.99 kWAll2017May Monthly Peak | Portfolio Adjusted | Size: 20 kW to 199.99 kW | All | 2017 | May Monthly Peak | 5 | 16769.6505
Portfolio AdjustedSize: 20 kW to 199.99 kWAll2017November Monthly Peak | Portfolio Adjusted | Size: 20 kW to 199.99 kW | All | 2017 | November Monthly Peak | 11 | 16769.6505
Portfolio AdjustedSize: 20 kW to 199.99 kWAll2017October Monthly Peak | Portfolio Adjusted | Size: 20 kW to 199.99 kW | All | 2017 | October Monthly Peak | 10 | 16769.6505
Portfolio AdjustedSize: 20 kW to 199.99 kWAll2017September Monthly Peak | Portfolio Adjusted | Size: 20 kW to 199.99 kW | All | 2017 | September Monthly Peak | 9 | 16769.6505
Portfolio AdjustedSize: 20 kW to 199.99 kWAll2017Typical Event Day | Portfolio Adjusted | Size: 20 kW to 199.99 kW | All | 2017 | Typical Event Day | 8 | 16769.6505
Portfolio AdjustedSize: 20 kW to 199.99 kWAll2018April Monthly Peak | Portfolio Adjusted | Size: 20 kW to 199.99 kW | All | 2018 | April Monthly Peak | 4 | 15783.1997
Portfolio AdjustedSize: 20 kW to 199.99 kWAll2018August Monthly Peak | Portfolio Adjusted | Size: 20 kW to 199.99 kW | All | 2018 | August Monthly Peak | 8 | 15783.1997
Portfolio AdjustedSize: 20 kW to 199.99 kWAll2018December Monthly Peak | Portfolio Adjusted | Size: 20 kW to 199.99 kW | All | 2018 | December Monthly Peak | 12 | 15783.1997
Portfolio AdjustedSize: 20 kW to 199.99 kWAll2018February Monthly Peak | Portfolio Adjusted | Size: 20 kW to 199.99 kW | All | 2018 | February Monthly Peak | 2 | 15783.1997
Portfolio AdjustedSize: 20 kW to 199.99 kWAll2018January Monthly Peak | Portfolio Adjusted | Size: 20 kW to 199.99 kW | All | 2018 | January Monthly Peak | 1 | 15783.1997
Portfolio AdjustedSize: 20 kW to 199.99 kWAll2018July Monthly Peak | Portfolio Adjusted | Size: 20 kW to 199.99 kW | All | 2018 | July Monthly Peak | 7 | 15783.1997
Portfolio AdjustedSize: 20 kW to 199.99 kWAll2018June Monthly Peak | Portfolio Adjusted | Size: 20 kW to 199.99 kW | All | 2018 | June Monthly Peak | 6 | 15783.1997
Portfolio AdjustedSize: 20 kW to 199.99 kWAll2018March Monthly Peak | Portfolio Adjusted | Size: 20 kW to 199.99 kW | All | 2018 | March Monthly Peak | 3 | 15783.1997
Portfolio AdjustedSize: 20 kW to 199.99 kWAll2018May Monthly Peak | Portfolio Adjusted | Size: 20 kW to 199.99 kW | All | 2018 | May Monthly Peak | 5 | 15783.1997
Portfolio AdjustedSize: 20 kW to 199.99 kWAll2018November Monthly Peak | Portfolio Adjusted | Size: 20 kW to 199.99 kW | All | 2018 | November Monthly Peak | 11 | 15783.1997
Portfolio AdjustedSize: 20 kW to 199.99 kWAll2018October Monthly Peak | Portfolio Adjusted | Size: 20 kW to 199.99 kW | All | 2018 | October Monthly Peak | 10 | 15783.1997
Portfolio AdjustedSize: 20 kW to 199.99 kWAll2018September Monthly Peak | Portfolio Adjusted | Size: 20 kW to 199.99 kW | All | 2018 | September Monthly Peak | 9 | 15783.1997
Portfolio AdjustedSize: 20 kW to 199.99 kWAll2018Typical Event Day | Portfolio Adjusted | Size: 20 kW to 199.99 kW | All | 2018 | Typical Event Day | 8 | 15783.1997
Portfolio AdjustedSize: 20 kW to 199.99 kWAll2019April Monthly Peak | Portfolio Adjusted | Size: 20 kW to 199.99 kW | All | 2019 | April Monthly Peak | 4 | 15783.1997
Portfolio AdjustedSize: 20 kW to 199.99 kWAll2019August Monthly Peak | Portfolio Adjusted | Size: 20 kW to 199.99 kW | All | 2019 | August Monthly Peak | 8 | 15783.1997
Portfolio AdjustedSize: 20 kW to 199.99 kWAll2019December Monthly Peak | Portfolio Adjusted | Size: 20 kW to 199.99 kW | All | 2019 | December Monthly Peak | 12 | 15783.1997
Portfolio AdjustedSize: 20 kW to 199.99 kWAll2019February Monthly Peak | Portfolio Adjusted | Size: 20 kW to 199.99 kW | All | 2019 | February Monthly Peak | 2 | 15783.1997
Portfolio AdjustedSize: 20 kW to 199.99 kWAll2019January Monthly Peak | Portfolio Adjusted | Size: 20 kW to 199.99 kW | All | 2019 | January Monthly Peak | 1 | 15783.1997
Portfolio AdjustedSize: 20 kW to 199.99 kWAll2019July Monthly Peak | Portfolio Adjusted | Size: 20 kW to 199.99 kW | All | 2019 | July Monthly Peak | 7 | 15783.1997
Portfolio AdjustedSize: 20 kW to 199.99 kWAll2019June Monthly Peak | Portfolio Adjusted | Size: 20 kW to 199.99 kW | All | 2019 | June Monthly Peak | 6 | 15783.1997
Portfolio AdjustedSize: 20 kW to 199.99 kWAll2019March Monthly Peak | Portfolio Adjusted | Size: 20 kW to 199.99 kW | All | 2019 | March Monthly Peak | 3 | 15783.1997
Portfolio AdjustedSize: 20 kW to 199.99 kWAll2019May Monthly Peak | Portfolio Adjusted | Size: 20 kW to 199.99 kW | All | 2019 | May Monthly Peak | 5 | 15783.1997
Portfolio AdjustedSize: 20 kW to 199.99 kWAll2019November Monthly Peak | Portfolio Adjusted | Size: 20 kW to 199.99 kW | All | 2019 | November Monthly Peak | 11 | 15783.1997
Portfolio AdjustedSize: 20 kW to 199.99 kWAll2019October Monthly Peak | Portfolio Adjusted | Size: 20 kW to 199.99 kW | All | 2019 | October Monthly Peak | 10 | 15783.1997
Portfolio AdjustedSize: 20 kW to 199.99 kWAll2019September Monthly Peak | Portfolio Adjusted | Size: 20 kW to 199.99 kW | All | 2019 | September Monthly Peak | 9 | 15783.1997
Portfolio AdjustedSize: 20 kW to 199.99 kWAll2019Typical Event Day | Portfolio Adjusted | Size: 20 kW to 199.99 kW | All | 2019 | Typical Event Day | 8 | 15783.1997
Portfolio AdjustedSize: 20 kW to 199.99 kWAll2020April Monthly Peak | Portfolio Adjusted | Size: 20 kW to 199.99 kW | All | 2020 | April Monthly Peak | 4 | 15783.1997
Portfolio AdjustedSize: 20 kW to 199.99 kWAll2020August Monthly Peak | Portfolio Adjusted | Size: 20 kW to 199.99 kW | All | 2020 | August Monthly Peak | 8 | 15783.1997
Portfolio AdjustedSize: 20 kW to 199.99 kWAll2020December Monthly Peak | Portfolio Adjusted | Size: 20 kW to 199.99 kW | All | 2020 | December Monthly Peak | 12 | 15783.1997
Portfolio AdjustedSize: 20 kW to 199.99 kWAll2020February Monthly Peak | Portfolio Adjusted | Size: 20 kW to 199.99 kW | All | 2020 | February Monthly Peak | 2 | 15783.1997
Portfolio AdjustedSize: 20 kW to 199.99 kWAll2020January Monthly Peak | Portfolio Adjusted | Size: 20 kW to 199.99 kW | All | 2020 | January Monthly Peak | 1 | 15783.1997
Portfolio AdjustedSize: 20 kW to 199.99 kWAll2020July Monthly Peak | Portfolio Adjusted | Size: 20 kW to 199.99 kW | All | 2020 | July Monthly Peak | 7 | 15783.1997
Portfolio AdjustedSize: 20 kW to 199.99 kWAll2020June Monthly Peak | Portfolio Adjusted | Size: 20 kW to 199.99 kW | All | 2020 | June Monthly Peak | 6 | 15783.1997
Portfolio AdjustedSize: 20 kW to 199.99 kWAll2020March Monthly Peak | Portfolio Adjusted | Size: 20 kW to 199.99 kW | All | 2020 | March Monthly Peak | 3 | 15783.1997
Portfolio AdjustedSize: 20 kW to 199.99 kWAll2020May Monthly Peak | Portfolio Adjusted | Size: 20 kW to 199.99 kW | All | 2020 | May Monthly Peak | 5 | 15783.1997
Portfolio AdjustedSize: 20 kW to 199.99 kWAll2020November Monthly Peak | Portfolio Adjusted | Size: 20 kW to 199.99 kW | All | 2020 | November Monthly Peak | 11 | 15783.1997
Portfolio AdjustedSize: 20 kW to 199.99 kWAll2020October Monthly Peak | Portfolio Adjusted | Size: 20 kW to 199.99 kW | All | 2020 | October Monthly Peak | 10 | 15783.1997
Portfolio AdjustedSize: 20 kW to 199.99 kWAll2020September Monthly Peak | Portfolio Adjusted | Size: 20 kW to 199.99 kW | All | 2020 | September Monthly Peak | 9 | 15783.1997
Portfolio AdjustedSize: 20 kW to 199.99 kWAll2020Typical Event Day | Portfolio Adjusted | Size: 20 kW to 199.99 kW | All | 2020 | Typical Event Day | 8 | 15783.1997
Portfolio AdjustedSize: 20 kW to 199.99 kWAll2021April Monthly Peak | Portfolio Adjusted | Size: 20 kW to 199.99 kW | All | 2021 | April Monthly Peak | 4 | 15783.1997
Portfolio AdjustedSize: 20 kW to 199.99 kWAll2021August Monthly Peak | Portfolio Adjusted | Size: 20 kW to 199.99 kW | All | 2021 | August Monthly Peak | 8 | 15783.1997
Portfolio AdjustedSize: 20 kW to 199.99 kWAll2021December Monthly Peak | Portfolio Adjusted | Size: 20 kW to 199.99 kW | All | 2021 | December Monthly Peak | 12 | 15783.1997
Portfolio AdjustedSize: 20 kW to 199.99 kWAll2021February Monthly Peak | Portfolio Adjusted | Size: 20 kW to 199.99 kW | All | 2021 | February Monthly Peak | 2 | 15783.1997
Portfolio AdjustedSize: 20 kW to 199.99 kWAll2021January Monthly Peak | Portfolio Adjusted | Size: 20 kW to 199.99 kW | All | 2021 | January Monthly Peak | 1 | 15783.1997
Portfolio AdjustedSize: 20 kW to 199.99 kWAll2021July Monthly Peak | Portfolio Adjusted | Size: 20 kW to 199.99 kW | All | 2021 | July Monthly Peak | 7 | 15783.1997
Portfolio AdjustedSize: 20 kW to 199.99 kWAll2021June Monthly Peak | Portfolio Adjusted | Size: 20 kW to 199.99 kW | All | 2021 | June Monthly Peak | 6 | 15783.1997
Portfolio AdjustedSize: 20 kW to 199.99 kWAll2021March Monthly Peak | Portfolio Adjusted | Size: 20 kW to 199.99 kW | All | 2021 | March Monthly Peak | 3 | 15783.1997
Portfolio AdjustedSize: 20 kW to 199.99 kWAll2021May Monthly Peak | Portfolio Adjusted | Size: 20 kW to 199.99 kW | All | 2021 | May Monthly Peak | 5 | 15783.1997
Portfolio AdjustedSize: 20 kW to 199.99 kWAll2021November Monthly Peak | Portfolio Adjusted | Size: 20 kW to 199.99 kW | All | 2021 | November Monthly Peak | 11 | 15783.1997
Portfolio AdjustedSize: 20 kW to 199.99 kWAll2021October Monthly Peak | Portfolio Adjusted | Size: 20 kW to 199.99 kW | All | 2021 | October Monthly Peak | 10 | 15783.1997
Portfolio AdjustedSize: 20 kW to 199.99 kWAll2021September Monthly Peak | Portfolio Adjusted | Size: 20 kW to 199.99 kW | All | 2021 | September Monthly Peak | 9 | 15783.1997
Portfolio AdjustedSize: 20 kW to 199.99 kWAll2021Typical Event Day | Portfolio Adjusted | Size: 20 kW to 199.99 kW | All | 2021 | Typical Event Day | 8 | 15783.1997
Portfolio AdjustedSize: 20 kW to 199.99 kWAll2022April Monthly Peak | Portfolio Adjusted | Size: 20 kW to 199.99 kW | All | 2022 | April Monthly Peak | 4 | 15783.1997
Portfolio AdjustedSize: 20 kW to 199.99 kWAll2022August Monthly Peak | Portfolio Adjusted | Size: 20 kW to 199.99 kW | All | 2022 | August Monthly Peak | 8 | 15783.1997
Portfolio AdjustedSize: 20 kW to 199.99 kWAll2022December Monthly Peak | Portfolio Adjusted | Size: 20 kW to 199.99 kW | All | 2022 | December Monthly Peak | 12 | 15783.1997
Portfolio AdjustedSize: 20 kW to 199.99 kWAll2022February Monthly Peak | Portfolio Adjusted | Size: 20 kW to 199.99 kW | All | 2022 | February Monthly Peak | 2 | 15783.1997
Portfolio AdjustedSize: 20 kW to 199.99 kWAll2022January Monthly Peak | Portfolio Adjusted | Size: 20 kW to 199.99 kW | All | 2022 | January Monthly Peak | 1 | 15783.1997
Portfolio AdjustedSize: 20 kW to 199.99 kWAll2022July Monthly Peak | Portfolio Adjusted | Size: 20 kW to 199.99 kW | All | 2022 | July Monthly Peak | 7 | 15783.1997
Portfolio AdjustedSize: 20 kW to 199.99 kWAll2022June Monthly Peak | Portfolio Adjusted | Size: 20 kW to 199.99 kW | All | 2022 | June Monthly Peak | 6 | 15783.1997
Portfolio AdjustedSize: 20 kW to 199.99 kWAll2022March Monthly Peak | Portfolio Adjusted | Size: 20 kW to 199.99 kW | All | 2022 | March Monthly Peak | 3 | 15783.1997
Portfolio AdjustedSize: 20 kW to 199.99 kWAll2022May Monthly Peak | Portfolio Adjusted | Size: 20 kW to 199.99 kW | All | 2022 | May Monthly Peak | 5 | 15783.1997
Portfolio AdjustedSize: 20 kW to 199.99 kWAll2022November Monthly Peak | Portfolio Adjusted | Size: 20 kW to 199.99 kW | All | 2022 | November Monthly Peak | 11 | 15783.1997
Portfolio AdjustedSize: 20 kW to 199.99 kWAll2022October Monthly Peak | Portfolio Adjusted | Size: 20 kW to 199.99 kW | All | 2022 | October Monthly Peak | 10 | 15783.1997
Portfolio AdjustedSize: 20 kW to 199.99 kWAll2022September Monthly Peak | Portfolio Adjusted | Size: 20 kW to 199.99 kW | All | 2022 | September Monthly Peak | 9 | 15783.1997
Portfolio AdjustedSize: 20 kW to 199.99 kWAll2022Typical Event Day | Portfolio Adjusted | Size: 20 kW to 199.99 kW | All | 2022 | Typical Event Day | 8 | 15783.1997
Portfolio AdjustedSize: 20 kW to 199.99 kWAll2023April Monthly Peak | Portfolio Adjusted | Size: 20 kW to 199.99 kW | All | 2023 | April Monthly Peak | 4 | 15783.1997
Portfolio AdjustedSize: 20 kW to 199.99 kWAll2023August Monthly Peak | Portfolio Adjusted | Size: 20 kW to 199.99 kW | All | 2023 | August Monthly Peak | 8 | 15783.1997
Portfolio AdjustedSize: 20 kW to 199.99 kWAll2023December Monthly Peak | Portfolio Adjusted | Size: 20 kW to 199.99 kW | All | 2023 | December Monthly Peak | 12 | 15783.1997
Portfolio AdjustedSize: 20 kW to 199.99 kWAll2023February Monthly Peak | Portfolio Adjusted | Size: 20 kW to 199.99 kW | All | 2023 | February Monthly Peak | 2 | 15783.1997
Portfolio AdjustedSize: 20 kW to 199.99 kWAll2023January Monthly Peak | Portfolio Adjusted | Size: 20 kW to 199.99 kW | All | 2023 | January Monthly Peak | 1 | 15783.1997
Portfolio AdjustedSize: 20 kW to 199.99 kWAll2023July Monthly Peak | Portfolio Adjusted | Size: 20 kW to 199.99 kW | All | 2023 | July Monthly Peak | 7 | 15783.1997
Portfolio AdjustedSize: 20 kW to 199.99 kWAll2023June Monthly Peak | Portfolio Adjusted | Size: 20 kW to 199.99 kW | All | 2023 | June Monthly Peak | 6 | 15783.1997
Portfolio AdjustedSize: 20 kW to 199.99 kWAll2023March Monthly Peak | Portfolio Adjusted | Size: 20 kW to 199.99 kW | All | 2023 | March Monthly Peak | 3 | 15783.1997
Portfolio AdjustedSize: 20 kW to 199.99 kWAll2023May Monthly Peak | Portfolio Adjusted | Size: 20 kW to 199.99 kW | All | 2023 | May Monthly Peak | 5 | 15783.1997
Portfolio AdjustedSize: 20 kW to 199.99 kWAll2023November Monthly Peak | Portfolio Adjusted | Size: 20 kW to 199.99 kW | All | 2023 | November Monthly Peak | 11 | 15783.1997
Portfolio AdjustedSize: 20 kW to 199.99 kWAll2023October Monthly Peak | Portfolio Adjusted | Size: 20 kW to 199.99 kW | All | 2023 | October Monthly Peak | 10 | 15783.1997
Portfolio AdjustedSize: 20 kW to 199.99 kWAll2023September Monthly Peak | Portfolio Adjusted | Size: 20 kW to 199.99 kW | All | 2023 | September Monthly Peak | 9 | 15783.1997
Portfolio AdjustedSize: 20 kW to 199.99 kWAll2023Typical Event Day | Portfolio Adjusted | Size: 20 kW to 199.99 kW | All | 2023 | Typical Event Day | 8 | 15783.1997
Portfolio AdjustedSize: 20 kW to 199.99 kWAll2024April Monthly Peak | Portfolio Adjusted | Size: 20 kW to 199.99 kW | All | 2024 | April Monthly Peak | 4 | 15783.1997
Portfolio AdjustedSize: 20 kW to 199.99 kWAll2024August Monthly Peak | Portfolio Adjusted | Size: 20 kW to 199.99 kW | All | 2024 | August Monthly Peak | 8 | 15783.1997
Portfolio AdjustedSize: 20 kW to 199.99 kWAll2024December Monthly Peak | Portfolio Adjusted | Size: 20 kW to 199.99 kW | All | 2024 | December Monthly Peak | 12 | 15783.1997
Portfolio AdjustedSize: 20 kW to 199.99 kWAll2024February Monthly Peak | Portfolio Adjusted | Size: 20 kW to 199.99 kW | All | 2024 | February Monthly Peak | 2 | 15783.1997
Portfolio AdjustedSize: 20 kW to 199.99 kWAll2024January Monthly Peak | Portfolio Adjusted | Size: 20 kW to 199.99 kW | All | 2024 | January Monthly Peak | 1 | 15783.1997
Portfolio AdjustedSize: 20 kW to 199.99 kWAll2024July Monthly Peak | Portfolio Adjusted | Size: 20 kW to 199.99 kW | All | 2024 | July Monthly Peak | 7 | 15783.1997
Portfolio AdjustedSize: 20 kW to 199.99 kWAll2024June Monthly Peak | Portfolio Adjusted | Size: 20 kW to 199.99 kW | All | 2024 | June Monthly Peak | 6 | 15783.1997
Portfolio AdjustedSize: 20 kW to 199.99 kWAll2024March Monthly Peak | Portfolio Adjusted | Size: 20 kW to 199.99 kW | All | 2024 | March Monthly Peak | 3 | 15783.1997
Portfolio AdjustedSize: 20 kW to 199.99 kWAll2024May Monthly Peak | Portfolio Adjusted | Size: 20 kW to 199.99 kW | All | 2024 | May Monthly Peak | 5 | 15783.1997
Portfolio AdjustedSize: 20 kW to 199.99 kWAll2024November Monthly Peak | Portfolio Adjusted | Size: 20 kW to 199.99 kW | All | 2024 | November Monthly Peak | 11 | 15783.1997
Portfolio AdjustedSize: 20 kW to 199.99 kWAll2024October Monthly Peak | Portfolio Adjusted | Size: 20 kW to 199.99 kW | All | 2024 | October Monthly Peak | 10 | 15783.1997
Portfolio AdjustedSize: 20 kW to 199.99 kWAll2024September Monthly Peak | Portfolio Adjusted | Size: 20 kW to 199.99 kW | All | 2024 | September Monthly Peak | 9 | 15783.1997
Portfolio AdjustedSize: 20 kW to 199.99 kWAll2024Typical Event Day | Portfolio Adjusted | Size: 20 kW to 199.99 kW | All | 2024 | Typical Event Day | 8 | 15783.1997
Portfolio AdjustedSize: 20 kW to 199.99 kWAll2025April Monthly Peak | Portfolio Adjusted | Size: 20 kW to 199.99 kW | All | 2025 | April Monthly Peak | 4 | 15783.1997
Portfolio AdjustedSize: 20 kW to 199.99 kWAll2025August Monthly Peak | Portfolio Adjusted | Size: 20 kW to 199.99 kW | All | 2025 | August Monthly Peak | 8 | 15783.1997
Portfolio AdjustedSize: 20 kW to 199.99 kWAll2025December Monthly Peak | Portfolio Adjusted | Size: 20 kW to 199.99 kW | All | 2025 | December Monthly Peak | 12 | 15783.1997
Portfolio AdjustedSize: 20 kW to 199.99 kWAll2025February Monthly Peak | Portfolio Adjusted | Size: 20 kW to 199.99 kW | All | 2025 | February Monthly Peak | 2 | 15783.1997
Portfolio AdjustedSize: 20 kW to 199.99 kWAll2025January Monthly Peak | Portfolio Adjusted | Size: 20 kW to 199.99 kW | All | 2025 | January Monthly Peak | 1 | 15783.1997
Portfolio AdjustedSize: 20 kW to 199.99 kWAll2025July Monthly Peak | Portfolio Adjusted | Size: 20 kW to 199.99 kW | All | 2025 | July Monthly Peak | 7 | 15783.1997
Portfolio AdjustedSize: 20 kW to 199.99 kWAll2025June Monthly Peak | Portfolio Adjusted | Size: 20 kW to 199.99 kW | All | 2025 | June Monthly Peak | 6 | 15783.1997
Portfolio AdjustedSize: 20 kW to 199.99 kWAll2025March Monthly Peak | Portfolio Adjusted | Size: 20 kW to 199.99 kW | All | 2025 | March Monthly Peak | 3 | 15783.1997
Portfolio AdjustedSize: 20 kW to 199.99 kWAll2025May Monthly Peak | Portfolio Adjusted | Size: 20 kW to 199.99 kW | All | 2025 | May Monthly Peak | 5 | 15783.1997
Portfolio AdjustedSize: 20 kW to 199.99 kWAll2025November Monthly Peak | Portfolio Adjusted | Size: 20 kW to 199.99 kW | All | 2025 | November Monthly Peak | 11 | 15783.1997
Portfolio AdjustedSize: 20 kW to 199.99 kWAll2025October Monthly Peak | Portfolio Adjusted | Size: 20 kW to 199.99 kW | All | 2025 | October Monthly Peak | 10 | 15783.1997
Portfolio AdjustedSize: 20 kW to 199.99 kWAll2025September Monthly Peak | Portfolio Adjusted | Size: 20 kW to 199.99 kW | All | 2025 | September Monthly Peak | 9 | 15783.1997
Portfolio AdjustedSize: 20 kW to 199.99 kWAll2025Typical Event Day | Portfolio Adjusted | Size: 20 kW to 199.99 kW | All | 2025 | Typical Event Day | 8 | 15783.1997
Portfolio AdjustedSize: 20 kW to 199.99 kWAll2026April Monthly Peak | Portfolio Adjusted | Size: 20 kW to 199.99 kW | All | 2026 | April Monthly Peak | 4 | 15783.1997
Portfolio AdjustedSize: 20 kW to 199.99 kWAll2026August Monthly Peak | Portfolio Adjusted | Size: 20 kW to 199.99 kW | All | 2026 | August Monthly Peak | 8 | 15783.1997
Portfolio AdjustedSize: 20 kW to 199.99 kWAll2026December Monthly Peak | Portfolio Adjusted | Size: 20 kW to 199.99 kW | All | 2026 | December Monthly Peak | 12 | 15783.1997
Portfolio AdjustedSize: 20 kW to 199.99 kWAll2026February Monthly Peak | Portfolio Adjusted | Size: 20 kW to 199.99 kW | All | 2026 | February Monthly Peak | 2 | 15783.1997
Portfolio AdjustedSize: 20 kW to 199.99 kWAll2026January Monthly Peak | Portfolio Adjusted | Size: 20 kW to 199.99 kW | All | 2026 | January Monthly Peak | 1 | 15783.1997
Portfolio AdjustedSize: 20 kW to 199.99 kWAll2026July Monthly Peak | Portfolio Adjusted | Size: 20 kW to 199.99 kW | All | 2026 | July Monthly Peak | 7 | 15783.1997
Portfolio AdjustedSize: 20 kW to 199.99 kWAll2026June Monthly Peak | Portfolio Adjusted | Size: 20 kW to 199.99 kW | All | 2026 | June Monthly Peak | 6 | 15783.1997
Portfolio AdjustedSize: 20 kW to 199.99 kWAll2026March Monthly Peak | Portfolio Adjusted | Size: 20 kW to 199.99 kW | All | 2026 | March Monthly Peak | 3 | 15783.1997
Portfolio AdjustedSize: 20 kW to 199.99 kWAll2026May Monthly Peak | Portfolio Adjusted | Size: 20 kW to 199.99 kW | All | 2026 | May Monthly Peak | 5 | 15783.1997
Portfolio AdjustedSize: 20 kW to 199.99 kWAll2026November Monthly Peak | Portfolio Adjusted | Size: 20 kW to 199.99 kW | All | 2026 | November Monthly Peak | 11 | 15783.1997
Portfolio AdjustedSize: 20 kW to 199.99 kWAll2026October Monthly Peak | Portfolio Adjusted | Size: 20 kW to 199.99 kW | All | 2026 | October Monthly Peak | 10 | 15783.1997
Portfolio AdjustedSize: 20 kW to 199.99 kWAll2026September Monthly Peak | Portfolio Adjusted | Size: 20 kW to 199.99 kW | All | 2026 | September Monthly Peak | 9 | 15783.1997
Portfolio AdjustedSize: 20 kW to 199.99 kWAll2026Typical Event Day | Portfolio Adjusted | Size: 20 kW to 199.99 kW | All | 2026 | Typical Event Day | 8 | 15783.1997
Portfolio AdjustedSize: Over 200kWAll2016April Monthly Peak | Portfolio Adjusted | Size: Over 200kW | All | 2016 | April Monthly Peak | 4 | 1253.251
Portfolio AdjustedSize: Over 200kWAll2016August Monthly Peak | Portfolio Adjusted | Size: Over 200kW | All | 2016 | August Monthly Peak | 8 | 1257.5994
Portfolio AdjustedSize: Over 200kWAll2016December Monthly Peak | Portfolio Adjusted | Size: Over 200kW | All | 2016 | December Monthly Peak | 12 | 1261.9634
Portfolio AdjustedSize: Over 200kWAll2016February Monthly Peak | Portfolio Adjusted | Size: Over 200kW | All | 2016 | February Monthly Peak | 2 | 1251.0826
Portfolio AdjustedSize: Over 200kWAll2016January Monthly Peak | Portfolio Adjusted | Size: Over 200kW | All | 2016 | January Monthly Peak | 1 | 1250
Portfolio AdjustedSize: Over 200kWAll2016July Monthly Peak | Portfolio Adjusted | Size: Over 200kW | All | 2016 | July Monthly Peak | 7 | 1256.5109
Portfolio AdjustedSize: Over 200kWAll2016June Monthly Peak | Portfolio Adjusted | Size: Over 200kW | All | 2016 | June Monthly Peak | 6 | 1255.4232
Portfolio AdjustedSize: Over 200kWAll2016March Monthly Peak | Portfolio Adjusted | Size: Over 200kW | All | 2016 | March Monthly Peak | 3 | 1252.1664
Portfolio AdjustedSize: Over 200kWAll2016May Monthly Peak | Portfolio Adjusted | Size: Over 200kW | All | 2016 | May Monthly Peak | 5 | 1254.3367
Portfolio AdjustedSize: Over 200kWAll2016November Monthly Peak | Portfolio Adjusted | Size: Over 200kW | All | 2016 | November Monthly Peak | 11 | 1260.871
Portfolio AdjustedSize: Over 200kWAll2016October Monthly Peak | Portfolio Adjusted | Size: Over 200kW | All | 2016 | October Monthly Peak | 10 | 1259.7794
Portfolio AdjustedSize: Over 200kWAll2016September Monthly Peak | Portfolio Adjusted | Size: Over 200kW | All | 2016 | September Monthly Peak | 9 | 1258.689
Portfolio AdjustedSize: Over 200kWAll2016Typical Event Day | Portfolio Adjusted | Size: Over 200kW | All | 2016 | Typical Event Day | 8 | 1257.5994
Portfolio AdjustedSize: Over 200kWAll2017April Monthly Peak | Portfolio Adjusted | Size: Over 200kW | All | 2017 | April Monthly Peak | 4 | 1265.3689
Portfolio AdjustedSize: Over 200kWAll2017August Monthly Peak | Portfolio Adjusted | Size: Over 200kW | All | 2017 | August Monthly Peak | 8 | 1268.7839
Portfolio AdjustedSize: Over 200kWAll2017December Monthly Peak | Portfolio Adjusted | Size: Over 200kW | All | 2017 | December Monthly Peak | 12 | 1272.2085
Portfolio AdjustedSize: Over 200kWAll2017February Monthly Peak | Portfolio Adjusted | Size: Over 200kW | All | 2017 | February Monthly Peak | 2 | 1263.665
Portfolio AdjustedSize: Over 200kWAll2017January Monthly Peak | Portfolio Adjusted | Size: Over 200kW | All | 2017 | January Monthly Peak | 1 | 1262.814
Portfolio AdjustedSize: Over 200kWAll2017July Monthly Peak | Portfolio Adjusted | Size: Over 200kW | All | 2017 | July Monthly Peak | 7 | 1267.9293
Portfolio AdjustedSize: Over 200kWAll2017June Monthly Peak | Portfolio Adjusted | Size: Over 200kW | All | 2017 | June Monthly Peak | 6 | 1267.0752
Portfolio AdjustedSize: Over 200kWAll2017March Monthly Peak | Portfolio Adjusted | Size: Over 200kW | All | 2017 | March Monthly Peak | 3 | 1264.5166
Portfolio AdjustedSize: Over 200kWAll2017May Monthly Peak | Portfolio Adjusted | Size: Over 200kW | All | 2017 | May Monthly Peak | 5 | 1266.2218
Portfolio AdjustedSize: Over 200kWAll2017November Monthly Peak | Portfolio Adjusted | Size: Over 200kW | All | 2017 | November Monthly Peak | 11 | 1271.3514
Portfolio AdjustedSize: Over 200kWAll2017October Monthly Peak | Portfolio Adjusted | Size: Over 200kW | All | 2017 | October Monthly Peak | 10 | 1270.495
Portfolio AdjustedSize: Over 200kWAll2017September Monthly Peak | Portfolio Adjusted | Size: Over 200kW | All | 2017 | September Monthly Peak | 9 | 1269.6392
Portfolio AdjustedSize: Over 200kWAll2017Typical Event Day | Portfolio Adjusted | Size: Over 200kW | All | 2017 | Typical Event Day | 8 | 1268.7839
Portfolio AdjustedSize: Over 200kWAll2018April Monthly Peak | Portfolio Adjusted | Size: Over 200kW | All | 2018 | April Monthly Peak | 4 | 1277.1167
Portfolio AdjustedSize: Over 200kWAll2018August Monthly Peak | Portfolio Adjusted | Size: Over 200kW | All | 2018 | August Monthly Peak | 8 | 1282.0446
Portfolio AdjustedSize: Over 200kWAll2018December Monthly Peak | Portfolio Adjusted | Size: Over 200kW | All | 2018 | December Monthly Peak | 12 | 1286.9922
Portfolio AdjustedSize: Over 200kWAll2018February Monthly Peak | Portfolio Adjusted | Size: Over 200kW | All | 2018 | February Monthly Peak | 2 | 1274.6602
Portfolio AdjustedSize: Over 200kWAll2018January Monthly Peak | Portfolio Adjusted | Size: Over 200kW | All | 2018 | January Monthly Peak | 1 | 1273.4337
Portfolio AdjustedSize: Over 200kWAll2018July Monthly Peak | Portfolio Adjusted | Size: Over 200kW | All | 2018 | July Monthly Peak | 7 | 1280.8108
Portfolio AdjustedSize: Over 200kWAll2018June Monthly Peak | Portfolio Adjusted | Size: Over 200kW | All | 2018 | June Monthly Peak | 6 | 1279.5781
Portfolio AdjustedSize: Over 200kWAll2018March Monthly Peak | Portfolio Adjusted | Size: Over 200kW | All | 2018 | March Monthly Peak | 3 | 1275.8878
Portfolio AdjustedSize: Over 200kWAll2018May Monthly Peak | Portfolio Adjusted | Size: Over 200kW | All | 2018 | May Monthly Peak | 5 | 1278.3468
Portfolio AdjustedSize: Over 200kWAll2018November Monthly Peak | Portfolio Adjusted | Size: Over 200kW | All | 2018 | November Monthly Peak | 11 | 1285.7534
Portfolio AdjustedSize: Over 200kWAll2018October Monthly Peak | Portfolio Adjusted | Size: Over 200kW | All | 2018 | October Monthly Peak | 10 | 1284.5159
Portfolio AdjustedSize: Over 200kWAll2018September Monthly Peak | Portfolio Adjusted | Size: Over 200kW | All | 2018 | September Monthly Peak | 9 | 1283.2797
Portfolio AdjustedSize: Over 200kWAll2018Typical Event Day | Portfolio Adjusted | Size: Over 200kW | All | 2018 | Typical Event Day | 8 | 1282.0446
Portfolio AdjustedSize: Over 200kWAll2019April Monthly Peak | Portfolio Adjusted | Size: Over 200kW | All | 2019 | April Monthly Peak | 4 | 1292.4572
Portfolio AdjustedSize: Over 200kWAll2019August Monthly Peak | Portfolio Adjusted | Size: Over 200kW | All | 2019 | August Monthly Peak | 8 | 1297.9462
Portfolio AdjustedSize: Over 200kWAll2019December Monthly Peak | Portfolio Adjusted | Size: Over 200kW | All | 2019 | December Monthly Peak | 12 | 1303.4595
Portfolio AdjustedSize: Over 200kWAll2019February Monthly Peak | Portfolio Adjusted | Size: Over 200kW | All | 2019 | February Monthly Peak | 2 | 1289.7217
Portfolio AdjustedSize: Over 200kWAll2019January Monthly Peak | Portfolio Adjusted | Size: Over 200kW | All | 2019 | January Monthly Peak | 1 | 1288.3562
Portfolio AdjustedSize: Over 200kWAll2019July Monthly Peak | Portfolio Adjusted | Size: Over 200kW | All | 2019 | July Monthly Peak | 7 | 1296.5717
Portfolio AdjustedSize: Over 200kWAll2019June Monthly Peak | Portfolio Adjusted | Size: Over 200kW | All | 2019 | June Monthly Peak | 6 | 1295.1986
Portfolio AdjustedSize: Over 200kWAll2019March Monthly Peak | Portfolio Adjusted | Size: Over 200kW | All | 2019 | March Monthly Peak | 3 | 1291.0886
Portfolio AdjustedSize: Over 200kWAll2019May Monthly Peak | Portfolio Adjusted | Size: Over 200kW | All | 2019 | May Monthly Peak | 5 | 1293.8271
Portfolio AdjustedSize: Over 200kWAll2019November Monthly Peak | Portfolio Adjusted | Size: Over 200kW | All | 2019 | November Monthly Peak | 11 | 1302.0789
Portfolio AdjustedSize: Over 200kWAll2019October Monthly Peak | Portfolio Adjusted | Size: Over 200kW | All | 2019 | October Monthly Peak | 10 | 1300.6998
Portfolio AdjustedSize: Over 200kWAll2019September Monthly Peak | Portfolio Adjusted | Size: Over 200kW | All | 2019 | September Monthly Peak | 9 | 1299.3223
Portfolio AdjustedSize: Over 200kWAll2019Typical Event Day | Portfolio Adjusted | Size: Over 200kW | All | 2019 | Typical Event Day | 8 | 1297.9462
Portfolio AdjustedSize: Over 200kWAll2020April Monthly Peak | Portfolio Adjusted | Size: Over 200kW | All | 2020 | April Monthly Peak | 4 | 1307.9888
Portfolio AdjustedSize: Over 200kWAll2020August Monthly Peak | Portfolio Adjusted | Size: Over 200kW | All | 2020 | August Monthly Peak | 8 | 1312.5345
Portfolio AdjustedSize: Over 200kWAll2020December Monthly Peak | Portfolio Adjusted | Size: Over 200kW | All | 2020 | December Monthly Peak | 12 | 1317.0966
Portfolio AdjustedSize: Over 200kWAll2020February Monthly Peak | Portfolio Adjusted | Size: Over 200kW | All | 2020 | February Monthly Peak | 2 | 1305.722
Portfolio AdjustedSize: Over 200kWAll2020January Monthly Peak | Portfolio Adjusted | Size: Over 200kW | All | 2020 | January Monthly Peak | 1 | 1304.5902
Portfolio AdjustedSize: Over 200kWAll2020July Monthly Peak | Portfolio Adjusted | Size: Over 200kW | All | 2020 | July Monthly Peak | 7 | 1311.3965
Portfolio AdjustedSize: Over 200kWAll2020June Monthly Peak | Portfolio Adjusted | Size: Over 200kW | All | 2020 | June Monthly Peak | 6 | 1310.2596
Portfolio AdjustedSize: Over 200kWAll2020March Monthly Peak | Portfolio Adjusted | Size: Over 200kW | All | 2020 | March Monthly Peak | 3 | 1306.855
Portfolio AdjustedSize: Over 200kWAll2020May Monthly Peak | Portfolio Adjusted | Size: Over 200kW | All | 2020 | May Monthly Peak | 5 | 1309.1237
Portfolio AdjustedSize: Over 200kWAll2020November Monthly Peak | Portfolio Adjusted | Size: Over 200kW | All | 2020 | November Monthly Peak | 11 | 1315.9545
Portfolio AdjustedSize: Over 200kWAll2020October Monthly Peak | Portfolio Adjusted | Size: Over 200kW | All | 2020 | October Monthly Peak | 10 | 1314.8135
Portfolio AdjustedSize: Over 200kWAll2020September Monthly Peak | Portfolio Adjusted | Size: Over 200kW | All | 2020 | September Monthly Peak | 9 | 1313.6735
Portfolio AdjustedSize: Over 200kWAll2020Typical Event Day | Portfolio Adjusted | Size: Over 200kW | All | 2020 | Typical Event Day | 8 | 1312.5345
Portfolio AdjustedSize: Over 200kWAll2021April Monthly Peak | Portfolio Adjusted | Size: Over 200kW | All | 2021 | April Monthly Peak | 4 | 1322.1846
Portfolio AdjustedSize: Over 200kWAll2021August Monthly Peak | Portfolio Adjusted | Size: Over 200kW | All | 2021 | August Monthly Peak | 8 | 1327.293
Portfolio AdjustedSize: Over 200kWAll2021December Monthly Peak | Portfolio Adjusted | Size: Over 200kW | All | 2021 | December Monthly Peak | 12 | 1332.4219
Portfolio AdjustedSize: Over 200kWAll2021February Monthly Peak | Portfolio Adjusted | Size: Over 200kW | All | 2021 | February Monthly Peak | 2 | 1319.6381
Portfolio AdjustedSize: Over 200kWAll2021January Monthly Peak | Portfolio Adjusted | Size: Over 200kW | All | 2021 | January Monthly Peak | 1 | 1318.3667
Portfolio AdjustedSize: Over 200kWAll2021July Monthly Peak | Portfolio Adjusted | Size: Over 200kW | All | 2021 | July Monthly Peak | 7 | 1326.0139
Portfolio AdjustedSize: Over 200kWAll2021June Monthly Peak | Portfolio Adjusted | Size: Over 200kW | All | 2021 | June Monthly Peak | 6 | 1324.7362
Portfolio AdjustedSize: Over 200kWAll2021March Monthly Peak | Portfolio Adjusted | Size: Over 200kW | All | 2021 | March Monthly Peak | 3 | 1320.9106
Portfolio AdjustedSize: Over 200kWAll2021May Monthly Peak | Portfolio Adjusted | Size: Over 200kW | All | 2021 | May Monthly Peak | 5 | 1323.4597
Portfolio AdjustedSize: Over 200kWAll2021November Monthly Peak | Portfolio Adjusted | Size: Over 200kW | All | 2021 | November Monthly Peak | 11 | 1331.1377
Portfolio AdjustedSize: Over 200kWAll2021October Monthly Peak | Portfolio Adjusted | Size: Over 200kW | All | 2021 | October Monthly Peak | 10 | 1329.8549
Portfolio AdjustedSize: Over 200kWAll2021September Monthly Peak | Portfolio Adjusted | Size: Over 200kW | All | 2021 | September Monthly Peak | 9 | 1328.5732
Portfolio AdjustedSize: Over 200kWAll2021Typical Event Day | Portfolio Adjusted | Size: Over 200kW | All | 2021 | Typical Event Day | 8 | 1327.293
Portfolio AdjustedSize: Over 200kWAll2022April Monthly Peak | Portfolio Adjusted | Size: Over 200kW | All | 2022 | April Monthly Peak | 4 | 1337.5713
Portfolio AdjustedSize: Over 200kWAll2022August Monthly Peak | Portfolio Adjusted | Size: Over 200kW | All | 2022 | August Monthly Peak | 8 | 1342.7413
Portfolio AdjustedSize: Over 200kWAll2022December Monthly Peak | Portfolio Adjusted | Size: Over 200kW | All | 2022 | December Monthly Peak | 12 | 1347.932
Portfolio AdjustedSize: Over 200kWAll2022February Monthly Peak | Portfolio Adjusted | Size: Over 200kW | All | 2022 | February Monthly Peak | 2 | 1334.994
Portfolio AdjustedSize: Over 200kWAll2022January Monthly Peak | Portfolio Adjusted | Size: Over 200kW | All | 2022 | January Monthly Peak | 1 | 1333.7073
Portfolio AdjustedSize: Over 200kWAll2022July Monthly Peak | Portfolio Adjusted | Size: Over 200kW | All | 2022 | July Monthly Peak | 7 | 1341.4468
Portfolio AdjustedSize: Over 200kWAll2022June Monthly Peak | Portfolio Adjusted | Size: Over 200kW | All | 2022 | June Monthly Peak | 6 | 1340.1537
Portfolio AdjustedSize: Over 200kWAll2022March Monthly Peak | Portfolio Adjusted | Size: Over 200kW | All | 2022 | March Monthly Peak | 3 | 1336.282
Portfolio AdjustedSize: Over 200kWAll2022May Monthly Peak | Portfolio Adjusted | Size: Over 200kW | All | 2022 | May Monthly Peak | 5 | 1338.8618
Portfolio AdjustedSize: Over 200kWAll2022November Monthly Peak | Portfolio Adjusted | Size: Over 200kW | All | 2022 | November Monthly Peak | 11 | 1346.6324
Portfolio AdjustedSize: Over 200kWAll2022October Monthly Peak | Portfolio Adjusted | Size: Over 200kW | All | 2022 | October Monthly Peak | 10 | 1345.3341
Portfolio AdjustedSize: Over 200kWAll2022September Monthly Peak | Portfolio Adjusted | Size: Over 200kW | All | 2022 | September Monthly Peak | 9 | 1344.037
Portfolio AdjustedSize: Over 200kWAll2022Typical Event Day | Portfolio Adjusted | Size: Over 200kW | All | 2022 | Typical Event Day | 8 | 1342.7413
Portfolio AdjustedSize: Over 200kWAll2023April Monthly Peak | Portfolio Adjusted | Size: Over 200kW | All | 2023 | April Monthly Peak | 4 | 1353.1436
Portfolio AdjustedSize: Over 200kWAll2023August Monthly Peak | Portfolio Adjusted | Size: Over 200kW | All | 2023 | August Monthly Peak | 8 | 1358.376
Portfolio AdjustedSize: Over 200kWAll2023December Monthly Peak | Portfolio Adjusted | Size: Over 200kW | All | 2023 | December Monthly Peak | 12 | 1363.6294
Portfolio AdjustedSize: Over 200kWAll2023February Monthly Peak | Portfolio Adjusted | Size: Over 200kW | All | 2023 | February Monthly Peak | 2 | 1350.5352
Portfolio AdjustedSize: Over 200kWAll2023January Monthly Peak | Portfolio Adjusted | Size: Over 200kW | All | 2023 | January Monthly Peak | 1 | 1349.2329
Portfolio AdjustedSize: Over 200kWAll2023July Monthly Peak | Portfolio Adjusted | Size: Over 200kW | All | 2023 | July Monthly Peak | 7 | 1357.0659
Portfolio AdjustedSize: Over 200kWAll2023June Monthly Peak | Portfolio Adjusted | Size: Over 200kW | All | 2023 | June Monthly Peak | 6 | 1355.7572
Portfolio AdjustedSize: Over 200kWAll2023March Monthly Peak | Portfolio Adjusted | Size: Over 200kW | All | 2023 | March Monthly Peak | 3 | 1351.8387
Portfolio AdjustedSize: Over 200kWAll2023May Monthly Peak | Portfolio Adjusted | Size: Over 200kW | All | 2023 | May Monthly Peak | 5 | 1354.4497
Portfolio AdjustedSize: Over 200kWAll2023November Monthly Peak | Portfolio Adjusted | Size: Over 200kW | All | 2023 | November Monthly Peak | 11 | 1362.3141
Portfolio AdjustedSize: Over 200kWAll2023October Monthly Peak | Portfolio Adjusted | Size: Over 200kW | All | 2023 | October Monthly Peak | 10 | 1361
Portfolio AdjustedSize: Over 200kWAll2023September Monthly Peak | Portfolio Adjusted | Size: Over 200kW | All | 2023 | September Monthly Peak | 9 | 1359.6874
Portfolio AdjustedSize: Over 200kWAll2023Typical Event Day | Portfolio Adjusted | Size: Over 200kW | All | 2023 | Typical Event Day | 8 | 1358.376
Portfolio AdjustedSize: Over 200kWAll2024April Monthly Peak | Portfolio Adjusted | Size: Over 200kW | All | 2024 | April Monthly Peak | 4 | 1368.9038
Portfolio AdjustedSize: Over 200kWAll2024August Monthly Peak | Portfolio Adjusted | Size: Over 200kW | All | 2024 | August Monthly Peak | 8 | 1374.1993
Portfolio AdjustedSize: Over 200kWAll2024December Monthly Peak | Portfolio Adjusted | Size: Over 200kW | All | 2024 | December Monthly Peak | 12 | 1379.5161
Portfolio AdjustedSize: Over 200kWAll2024February Monthly Peak | Portfolio Adjusted | Size: Over 200kW | All | 2024 | February Monthly Peak | 2 | 1366.2639
Portfolio AdjustedSize: Over 200kWAll2024January Monthly Peak | Portfolio Adjusted | Size: Over 200kW | All | 2024 | January Monthly Peak | 1 | 1364.9459
Portfolio AdjustedSize: Over 200kWAll2024July Monthly Peak | Portfolio Adjusted | Size: Over 200kW | All | 2024 | July Monthly Peak | 7 | 1372.8734
Portfolio AdjustedSize: Over 200kWAll2024June Monthly Peak | Portfolio Adjusted | Size: Over 200kW | All | 2024 | June Monthly Peak | 6 | 1371.549
Portfolio AdjustedSize: Over 200kWAll2024March Monthly Peak | Portfolio Adjusted | Size: Over 200kW | All | 2024 | March Monthly Peak | 3 | 1367.5833
Portfolio AdjustedSize: Over 200kWAll2024May Monthly Peak | Portfolio Adjusted | Size: Over 200kW | All | 2024 | May Monthly Peak | 5 | 1370.2257
Portfolio AdjustedSize: Over 200kWAll2024November Monthly Peak | Portfolio Adjusted | Size: Over 200kW | All | 2024 | November Monthly Peak | 11 | 1378.1849
Portfolio AdjustedSize: Over 200kWAll2024October Monthly Peak | Portfolio Adjusted | Size: Over 200kW | All | 2024 | October Monthly Peak | 10 | 1376.8551
Portfolio AdjustedSize: Over 200kWAll2024September Monthly Peak | Portfolio Adjusted | Size: Over 200kW | All | 2024 | September Monthly Peak | 9 | 1375.5265
Portfolio AdjustedSize: Over 200kWAll2024Typical Event Day | Portfolio Adjusted | Size: Over 200kW | All | 2024 | Typical Event Day | 8 | 1374.1993
Portfolio AdjustedSize: Over 200kWAll2025April Monthly Peak | Portfolio Adjusted | Size: Over 200kW | All | 2025 | April Monthly Peak | 4 | 1384.8541
Portfolio AdjustedSize: Over 200kWAll2025August Monthly Peak | Portfolio Adjusted | Size: Over 200kW | All | 2025 | August Monthly Peak | 8 | 1390.2136
Portfolio AdjustedSize: Over 200kWAll2025December Monthly Peak | Portfolio Adjusted | Size: Over 200kW | All | 2025 | December Monthly Peak | 12 | 1395.5945
Portfolio AdjustedSize: Over 200kWAll2025February Monthly Peak | Portfolio Adjusted | Size: Over 200kW | All | 2025 | February Monthly Peak | 2 | 1382.1825
Portfolio AdjustedSize: Over 200kWAll2025January Monthly Peak | Portfolio Adjusted | Size: Over 200kW | All | 2025 | January Monthly Peak | 1 | 1380.8486
Portfolio AdjustedSize: Over 200kWAll2025July Monthly Peak | Portfolio Adjusted | Size: Over 200kW | All | 2025 | July Monthly Peak | 7 | 1388.8717
Portfolio AdjustedSize: Over 200kWAll2025June Monthly Peak | Portfolio Adjusted | Size: Over 200kW | All | 2025 | June Monthly Peak | 6 | 1387.5312
Portfolio AdjustedSize: Over 200kWAll2025March Monthly Peak | Portfolio Adjusted | Size: Over 200kW | All | 2025 | March Monthly Peak | 3 | 1383.5177
Portfolio AdjustedSize: Over 200kWAll2025May Monthly Peak | Portfolio Adjusted | Size: Over 200kW | All | 2025 | May Monthly Peak | 5 | 1386.192
Portfolio AdjustedSize: Over 200kWAll2025November Monthly Peak | Portfolio Adjusted | Size: Over 200kW | All | 2025 | November Monthly Peak | 11 | 1394.2473
Portfolio AdjustedSize: Over 200kWAll2025October Monthly Peak | Portfolio Adjusted | Size: Over 200kW | All | 2025 | October Monthly Peak | 10 | 1392.9014
Portfolio AdjustedSize: Over 200kWAll2025September Monthly Peak | Portfolio Adjusted | Size: Over 200kW | All | 2025 | September Monthly Peak | 9 | 1391.5568
Portfolio AdjustedSize: Over 200kWAll2025Typical Event Day | Portfolio Adjusted | Size: Over 200kW | All | 2025 | Typical Event Day | 8 | 1390.2136
Portfolio AdjustedSize: Over 200kWAll2026April Monthly Peak | Portfolio Adjusted | Size: Over 200kW | All | 2026 | April Monthly Peak | 4 | 1400.9969
Portfolio AdjustedSize: Over 200kWAll2026August Monthly Peak | Portfolio Adjusted | Size: Over 200kW | All | 2026 | August Monthly Peak | 8 | 1406.4211
Portfolio AdjustedSize: Over 200kWAll2026December Monthly Peak | Portfolio Adjusted | Size: Over 200kW | All | 2026 | December Monthly Peak | 12 | 1411.8669
Portfolio AdjustedSize: Over 200kWAll2026February Monthly Peak | Portfolio Adjusted | Size: Over 200kW | All | 2026 | February Monthly Peak | 2 | 1398.2931
Portfolio AdjustedSize: Over 200kWAll2026January Monthly Peak | Portfolio Adjusted | Size: Over 200kW | All | 2026 | January Monthly Peak | 1 | 1396.9431
Portfolio AdjustedSize: Over 200kWAll2026July Monthly Peak | Portfolio Adjusted | Size: Over 200kW | All | 2026 | July Monthly Peak | 7 | 1405.0631
Portfolio AdjustedSize: Over 200kWAll2026June Monthly Peak | Portfolio Adjusted | Size: Over 200kW | All | 2026 | June Monthly Peak | 6 | 1403.7063
Portfolio AdjustedSize: Over 200kWAll2026March Monthly Peak | Portfolio Adjusted | Size: Over 200kW | All | 2026 | March Monthly Peak | 3 | 1399.6444
Portfolio AdjustedSize: Over 200kWAll2026May Monthly Peak | Portfolio Adjusted | Size: Over 200kW | All | 2026 | May Monthly Peak | 5 | 1402.351
Portfolio AdjustedSize: Over 200kWAll2026November Monthly Peak | Portfolio Adjusted | Size: Over 200kW | All | 2026 | November Monthly Peak | 11 | 1410.5034
Portfolio AdjustedSize: Over 200kWAll2026October Monthly Peak | Portfolio Adjusted | Size: Over 200kW | All | 2026 | October Monthly Peak | 10 | 1409.1414
Portfolio AdjustedSize: Over 200kWAll2026September Monthly Peak | Portfolio Adjusted | Size: Over 200kW | All | 2026 | September Monthly Peak | 9 | 1407.7805
Portfolio AdjustedSize: Over 200kWAll2026Typical Event Day | Portfolio Adjusted | Size: Over 200kW | All | 2026 | Typical Event Day | 8 | 1406.4211
Program SpecificAllAll2016April Monthly Peak | Program Specific | All | All | 2016 | April Monthly Peak | 4 | 20574.5109
Program SpecificAllAll2016August Monthly Peak | Program Specific | All | All | 2016 | August Monthly Peak | 8 | 20578.8593
Program SpecificAllAll2016December Monthly Peak | Program Specific | All | All | 2016 | December Monthly Peak | 12 | 20583.2233
Program SpecificAllAll2016February Monthly Peak | Program Specific | All | All | 2016 | February Monthly Peak | 2 | 20572.3426
Program SpecificAllAll2016January Monthly Peak | Program Specific | All | All | 2016 | January Monthly Peak | 1 | 20571.26
Program SpecificAllAll2016July Monthly Peak | Program Specific | All | All | 2016 | July Monthly Peak | 7 | 20577.7708
Program SpecificAllAll2016June Monthly Peak | Program Specific | All | All | 2016 | June Monthly Peak | 6 | 20576.6832
Program SpecificAllAll2016March Monthly Peak | Program Specific | All | All | 2016 | March Monthly Peak | 3 | 20573.4263
Program SpecificAllAll2016May Monthly Peak | Program Specific | All | All | 2016 | May Monthly Peak | 5 | 20575.5966
Program SpecificAllAll2016November Monthly Peak | Program Specific | All | All | 2016 | November Monthly Peak | 11 | 20582.1309
Program SpecificAllAll2016October Monthly Peak | Program Specific | All | All | 2016 | October Monthly Peak | 10 | 20581.0394
Program SpecificAllAll2016September Monthly Peak | Program Specific | All | All | 2016 | September Monthly Peak | 9 | 20579.9489
Program SpecificAllAll2016Typical Event Day | Program Specific | All | All | 2016 | Typical Event Day | 8 | 20578.8593
Program SpecificAllAll2017April Monthly Peak | Program Specific | All | All | 2017 | April Monthly Peak | 4 | 18554.1815
Program SpecificAllAll2017August Monthly Peak | Program Specific | All | All | 2017 | August Monthly Peak | 8 | 18557.5966
Program SpecificAllAll2017December Monthly Peak | Program Specific | All | All | 2017 | December Monthly Peak | 12 | 18561.0211
Program SpecificAllAll2017February Monthly Peak | Program Specific | All | All | 2017 | February Monthly Peak | 2 | 18552.4777
Program SpecificAllAll2017January Monthly Peak | Program Specific | All | All | 2017 | January Monthly Peak | 1 | 18551.6266
Program SpecificAllAll2017July Monthly Peak | Program Specific | All | All | 2017 | July Monthly Peak | 7 | 18556.742
Program SpecificAllAll2017June Monthly Peak | Program Specific | All | All | 2017 | June Monthly Peak | 6 | 18555.8878
Program SpecificAllAll2017March Monthly Peak | Program Specific | All | All | 2017 | March Monthly Peak | 3 | 18553.3292
Program SpecificAllAll2017May Monthly Peak | Program Specific | All | All | 2017 | May Monthly Peak | 5 | 18555.0344
Program SpecificAllAll2017November Monthly Peak | Program Specific | All | All | 2017 | November Monthly Peak | 11 | 18560.1641
Program SpecificAllAll2017October Monthly Peak | Program Specific | All | All | 2017 | October Monthly Peak | 10 | 18559.3076
Program SpecificAllAll2017September Monthly Peak | Program Specific | All | All | 2017 | September Monthly Peak | 9 | 18558.4518
Program SpecificAllAll2017Typical Event Day | Program Specific | All | All | 2017 | Typical Event Day | 8 | 18557.5966
Program SpecificAllAll2018April Monthly Peak | Program Specific | All | All | 2018 | April Monthly Peak | 4 | 17549.7045
Program SpecificAllAll2018August Monthly Peak | Program Specific | All | All | 2018 | August Monthly Peak | 8 | 17554.6324
Program SpecificAllAll2018December Monthly Peak | Program Specific | All | All | 2018 | December Monthly Peak | 12 | 17559.58
Program SpecificAllAll2018February Monthly Peak | Program Specific | All | All | 2018 | February Monthly Peak | 2 | 17547.248
Program SpecificAllAll2018January Monthly Peak | Program Specific | All | All | 2018 | January Monthly Peak | 1 | 17546.0215
Program SpecificAllAll2018July Monthly Peak | Program Specific | All | All | 2018 | July Monthly Peak | 7 | 17553.3986
Program SpecificAllAll2018June Monthly Peak | Program Specific | All | All | 2018 | June Monthly Peak | 6 | 17552.1659
Program SpecificAllAll2018March Monthly Peak | Program Specific | All | All | 2018 | March Monthly Peak | 3 | 17548.4756
Program SpecificAllAll2018May Monthly Peak | Program Specific | All | All | 2018 | May Monthly Peak | 5 | 17550.9346
Program SpecificAllAll2018November Monthly Peak | Program Specific | All | All | 2018 | November Monthly Peak | 11 | 17558.3412
Program SpecificAllAll2018October Monthly Peak | Program Specific | All | All | 2018 | October Monthly Peak | 10 | 17557.1037
Program SpecificAllAll2018September Monthly Peak | Program Specific | All | All | 2018 | September Monthly Peak | 9 | 17555.8675
Program SpecificAllAll2018Typical Event Day | Program Specific | All | All | 2018 | Typical Event Day | 8 | 17554.6324
Program SpecificAllAll2019April Monthly Peak | Program Specific | All | All | 2019 | April Monthly Peak | 4 | 17565.045
Program SpecificAllAll2019August Monthly Peak | Program Specific | All | All | 2019 | August Monthly Peak | 8 | 17570.534
Program SpecificAllAll2019December Monthly Peak | Program Specific | All | All | 2019 | December Monthly Peak | 12 | 17576.0473
Program SpecificAllAll2019February Monthly Peak | Program Specific | All | All | 2019 | February Monthly Peak | 2 | 17562.3095
Program SpecificAllAll2019January Monthly Peak | Program Specific | All | All | 2019 | January Monthly Peak | 1 | 17560.944
Program SpecificAllAll2019July Monthly Peak | Program Specific | All | All | 2019 | July Monthly Peak | 7 | 17569.1595
Program SpecificAllAll2019June Monthly Peak | Program Specific | All | All | 2019 | June Monthly Peak | 6 | 17567.7864
Program SpecificAllAll2019March Monthly Peak | Program Specific | All | All | 2019 | March Monthly Peak | 3 | 17563.6764
Program SpecificAllAll2019May Monthly Peak | Program Specific | All | All | 2019 | May Monthly Peak | 5 | 17566.415
Program SpecificAllAll2019November Monthly Peak | Program Specific | All | All | 2019 | November Monthly Peak | 11 | 17574.6667
Program SpecificAllAll2019October Monthly Peak | Program Specific | All | All | 2019 | October Monthly Peak | 10 | 17573.2876
Program SpecificAllAll2019September Monthly Peak | Program Specific | All | All | 2019 | September Monthly Peak | 9 | 17571.9101
Program SpecificAllAll2019Typical Event Day | Program Specific | All | All | 2019 | Typical Event Day | 8 | 17570.534
Program SpecificAllAll2020April Monthly Peak | Program Specific | All | All | 2020 | April Monthly Peak | 4 | 17580.5766
Program SpecificAllAll2020August Monthly Peak | Program Specific | All | All | 2020 | August Monthly Peak | 8 | 17585.1224
Program SpecificAllAll2020December Monthly Peak | Program Specific | All | All | 2020 | December Monthly Peak | 12 | 17589.6844
Program SpecificAllAll2020February Monthly Peak | Program Specific | All | All | 2020 | February Monthly Peak | 2 | 17578.3099
Program SpecificAllAll2020January Monthly Peak | Program Specific | All | All | 2020 | January Monthly Peak | 1 | 17577.178
Program SpecificAllAll2020July Monthly Peak | Program Specific | All | All | 2020 | July Monthly Peak | 7 | 17583.9843
Program SpecificAllAll2020June Monthly Peak | Program Specific | All | All | 2020 | June Monthly Peak | 6 | 17582.8475
Program SpecificAllAll2020March Monthly Peak | Program Specific | All | All | 2020 | March Monthly Peak | 3 | 17579.4428
Program SpecificAllAll2020May Monthly Peak | Program Specific | All | All | 2020 | May Monthly Peak | 5 | 17581.7115
Program SpecificAllAll2020November Monthly Peak | Program Specific | All | All | 2020 | November Monthly Peak | 11 | 17588.5423
Program SpecificAllAll2020October Monthly Peak | Program Specific | All | All | 2020 | October Monthly Peak | 10 | 17587.4013
Program SpecificAllAll2020September Monthly Peak | Program Specific | All | All | 2020 | September Monthly Peak | 9 | 17586.2613
Program SpecificAllAll2020Typical Event Day | Program Specific | All | All | 2020 | Typical Event Day | 8 | 17585.1224
Program SpecificAllAll2021April Monthly Peak | Program Specific | All | All | 2021 | April Monthly Peak | 4 | 17594.7724
Program SpecificAllAll2021August Monthly Peak | Program Specific | All | All | 2021 | August Monthly Peak | 8 | 17599.8808
Program SpecificAllAll2021December Monthly Peak | Program Specific | All | All | 2021 | December Monthly Peak | 12 | 17605.0097
Program SpecificAllAll2021February Monthly Peak | Program Specific | All | All | 2021 | February Monthly Peak | 2 | 17592.2259
Program SpecificAllAll2021January Monthly Peak | Program Specific | All | All | 2021 | January Monthly Peak | 1 | 17590.9545
Program SpecificAllAll2021July Monthly Peak | Program Specific | All | All | 2021 | July Monthly Peak | 7 | 17598.6017
Program SpecificAllAll2021June Monthly Peak | Program Specific | All | All | 2021 | June Monthly Peak | 6 | 17597.324
Program SpecificAllAll2021March Monthly Peak | Program Specific | All | All | 2021 | March Monthly Peak | 3 | 17593.4985
Program SpecificAllAll2021May Monthly Peak | Program Specific | All | All | 2021 | May Monthly Peak | 5 | 17596.0475
Program SpecificAllAll2021November Monthly Peak | Program Specific | All | All | 2021 | November Monthly Peak | 11 | 17603.7255
Program SpecificAllAll2021October Monthly Peak | Program Specific | All | All | 2021 | October Monthly Peak | 10 | 17602.4427
Program SpecificAllAll2021September Monthly Peak | Program Specific | All | All | 2021 | September Monthly Peak | 9 | 17601.1611
Program SpecificAllAll2021Typical Event Day | Program Specific | All | All | 2021 | Typical Event Day | 8 | 17599.8808
Program SpecificAllAll2022April Monthly Peak | Program Specific | All | All | 2022 | April Monthly Peak | 4 | 17610.1591
Program SpecificAllAll2022August Monthly Peak | Program Specific | All | All | 2022 | August Monthly Peak | 8 | 17615.3291
Program SpecificAllAll2022December Monthly Peak | Program Specific | All | All | 2022 | December Monthly Peak | 12 | 17620.5198
Program SpecificAllAll2022February Monthly Peak | Program Specific | All | All | 2022 | February Monthly Peak | 2 | 17607.5818
Program SpecificAllAll2022January Monthly Peak | Program Specific | All | All | 2022 | January Monthly Peak | 1 | 17606.2951
Program SpecificAllAll2022July Monthly Peak | Program Specific | All | All | 2022 | July Monthly Peak | 7 | 17614.0346
Program SpecificAllAll2022June Monthly Peak | Program Specific | All | All | 2022 | June Monthly Peak | 6 | 17612.7415
Program SpecificAllAll2022March Monthly Peak | Program Specific | All | All | 2022 | March Monthly Peak | 3 | 17608.8698
Program SpecificAllAll2022May Monthly Peak | Program Specific | All | All | 2022 | May Monthly Peak | 5 | 17611.4496
Program SpecificAllAll2022November Monthly Peak | Program Specific | All | All | 2022 | November Monthly Peak | 11 | 17619.2203
Program SpecificAllAll2022October Monthly Peak | Program Specific | All | All | 2022 | October Monthly Peak | 10 | 17617.9219
Program SpecificAllAll2022September Monthly Peak | Program Specific | All | All | 2022 | September Monthly Peak | 9 | 17616.6248
Program SpecificAllAll2022Typical Event Day | Program Specific | All | All | 2022 | Typical Event Day | 8 | 17615.3291
Program SpecificAllAll2023April Monthly Peak | Program Specific | All | All | 2023 | April Monthly Peak | 4 | 17625.7314
Program SpecificAllAll2023August Monthly Peak | Program Specific | All | All | 2023 | August Monthly Peak | 8 | 17630.9638
Program SpecificAllAll2023December Monthly Peak | Program Specific | All | All | 2023 | December Monthly Peak | 12 | 17636.2172
Program SpecificAllAll2023February Monthly Peak | Program Specific | All | All | 2023 | February Monthly Peak | 2 | 17623.123
Program SpecificAllAll2023January Monthly Peak | Program Specific | All | All | 2023 | January Monthly Peak | 1 | 17621.8207
Program SpecificAllAll2023July Monthly Peak | Program Specific | All | All | 2023 | July Monthly Peak | 7 | 17629.6537
Program SpecificAllAll2023June Monthly Peak | Program Specific | All | All | 2023 | June Monthly Peak | 6 | 17628.345
Program SpecificAllAll2023March Monthly Peak | Program Specific | All | All | 2023 | March Monthly Peak | 3 | 17624.4266
Program SpecificAllAll2023May Monthly Peak | Program Specific | All | All | 2023 | May Monthly Peak | 5 | 17627.0375
Program SpecificAllAll2023November Monthly Peak | Program Specific | All | All | 2023 | November Monthly Peak | 11 | 17634.9019
Program SpecificAllAll2023October Monthly Peak | Program Specific | All | All | 2023 | October Monthly Peak | 10 | 17633.5878
Program SpecificAllAll2023September Monthly Peak | Program Specific | All | All | 2023 | September Monthly Peak | 9 | 17632.2752
Program SpecificAllAll2023Typical Event Day | Program Specific | All | All | 2023 | Typical Event Day | 8 | 17630.9638
Program SpecificAllAll2024April Monthly Peak | Program Specific | All | All | 2024 | April Monthly Peak | 4 | 17641.4916
Program SpecificAllAll2024August Monthly Peak | Program Specific | All | All | 2024 | August Monthly Peak | 8 | 17646.7872
Program SpecificAllAll2024December Monthly Peak | Program Specific | All | All | 2024 | December Monthly Peak | 12 | 17652.1039
Program SpecificAllAll2024February Monthly Peak | Program Specific | All | All | 2024 | February Monthly Peak | 2 | 17638.8517
Program SpecificAllAll2024January Monthly Peak | Program Specific | All | All | 2024 | January Monthly Peak | 1 | 17637.5337
Program SpecificAllAll2024July Monthly Peak | Program Specific | All | All | 2024 | July Monthly Peak | 7 | 17645.4612
Program SpecificAllAll2024June Monthly Peak | Program Specific | All | All | 2024 | June Monthly Peak | 6 | 17644.1368
Program SpecificAllAll2024March Monthly Peak | Program Specific | All | All | 2024 | March Monthly Peak | 3 | 17640.1711
Program SpecificAllAll2024May Monthly Peak | Program Specific | All | All | 2024 | May Monthly Peak | 5 | 17642.8135
Program SpecificAllAll2024November Monthly Peak | Program Specific | All | All | 2024 | November Monthly Peak | 11 | 17650.7728
Program SpecificAllAll2024October Monthly Peak | Program Specific | All | All | 2024 | October Monthly Peak | 10 | 17649.4429
Program SpecificAllAll2024September Monthly Peak | Program Specific | All | All | 2024 | September Monthly Peak | 9 | 17648.1143
Program SpecificAllAll2024Typical Event Day | Program Specific | All | All | 2024 | Typical Event Day | 8 | 17646.7872
Program SpecificAllAll2025April Monthly Peak | Program Specific | All | All | 2025 | April Monthly Peak | 4 | 17657.4419
Program SpecificAllAll2025August Monthly Peak | Program Specific | All | All | 2025 | August Monthly Peak | 8 | 17662.8014
Program SpecificAllAll2025December Monthly Peak | Program Specific | All | All | 2025 | December Monthly Peak | 12 | 17668.1823
Program SpecificAllAll2025February Monthly Peak | Program Specific | All | All | 2025 | February Monthly Peak | 2 | 17654.7703
Program SpecificAllAll2025January Monthly Peak | Program Specific | All | All | 2025 | January Monthly Peak | 1 | 17653.4364
Program SpecificAllAll2025July Monthly Peak | Program Specific | All | All | 2025 | July Monthly Peak | 7 | 17661.4595
Program SpecificAllAll2025June Monthly Peak | Program Specific | All | All | 2025 | June Monthly Peak | 6 | 17660.1191
Program SpecificAllAll2025March Monthly Peak | Program Specific | All | All | 2025 | March Monthly Peak | 3 | 17656.1055
Program SpecificAllAll2025May Monthly Peak | Program Specific | All | All | 2025 | May Monthly Peak | 5 | 17658.7798
Program SpecificAllAll2025November Monthly Peak | Program Specific | All | All | 2025 | November Monthly Peak | 11 | 17666.8351
Program SpecificAllAll2025October Monthly Peak | Program Specific | All | All | 2025 | October Monthly Peak | 10 | 17665.4892
Program SpecificAllAll2025September Monthly Peak | Program Specific | All | All | 2025 | September Monthly Peak | 9 | 17664.1446
Program SpecificAllAll2025Typical Event Day | Program Specific | All | All | 2025 | Typical Event Day | 8 | 17662.8014
Program SpecificAllAll2026April Monthly Peak | Program Specific | All | All | 2026 | April Monthly Peak | 4 | 17673.5848
Program SpecificAllAll2026August Monthly Peak | Program Specific | All | All | 2026 | August Monthly Peak | 8 | 17679.009
Program SpecificAllAll2026December Monthly Peak | Program Specific | All | All | 2026 | December Monthly Peak | 12 | 17684.4548
Program SpecificAllAll2026February Monthly Peak | Program Specific | All | All | 2026 | February Monthly Peak | 2 | 17670.8809
Program SpecificAllAll2026January Monthly Peak | Program Specific | All | All | 2026 | January Monthly Peak | 1 | 17669.5309
Program SpecificAllAll2026July Monthly Peak | Program Specific | All | All | 2026 | July Monthly Peak | 7 | 17677.6509
Program SpecificAllAll2026June Monthly Peak | Program Specific | All | All | 2026 | June Monthly Peak | 6 | 17676.2941
Program SpecificAllAll2026March Monthly Peak | Program Specific | All | All | 2026 | March Monthly Peak | 3 | 17672.2322
Program SpecificAllAll2026May Monthly Peak | Program Specific | All | All | 2026 | May Monthly Peak | 5 | 17674.9388
Program SpecificAllAll2026November Monthly Peak | Program Specific | All | All | 2026 | November Monthly Peak | 11 | 17683.0912
Program SpecificAllAll2026October Monthly Peak | Program Specific | All | All | 2026 | October Monthly Peak | 10 | 17681.7292
Program SpecificAllAll2026September Monthly Peak | Program Specific | All | All | 2026 | September Monthly Peak | 9 | 17680.3683
Program SpecificAllAll2026Typical Event Day | Program Specific | All | All | 2026 | Typical Event Day | 8 | 17679.009
Program SpecificSize: 20 kW to 199.99 kWAll2016April Monthly Peak | Program Specific | Size: 20 kW to 199.99 kW | All | 2016 | April Monthly Peak | 4 | 19308.26
Program SpecificSize: 20 kW to 199.99 kWAll2016August Monthly Peak | Program Specific | Size: 20 kW to 199.99 kW | All | 2016 | August Monthly Peak | 8 | 19308.26
Program SpecificSize: 20 kW to 199.99 kWAll2016December Monthly Peak | Program Specific | Size: 20 kW to 199.99 kW | All | 2016 | December Monthly Peak | 12 | 19308.26
Program SpecificSize: 20 kW to 199.99 kWAll2016February Monthly Peak | Program Specific | Size: 20 kW to 199.99 kW | All | 2016 | February Monthly Peak | 2 | 19308.26
Program SpecificSize: 20 kW to 199.99 kWAll2016January Monthly Peak | Program Specific | Size: 20 kW to 199.99 kW | All | 2016 | January Monthly Peak | 1 | 19308.26
Program SpecificSize: 20 kW to 199.99 kWAll2016July Monthly Peak | Program Specific | Size: 20 kW to 199.99 kW | All | 2016 | July Monthly Peak | 7 | 19308.26
Program SpecificSize: 20 kW to 199.99 kWAll2016June Monthly Peak | Program Specific | Size: 20 kW to 199.99 kW | All | 2016 | June Monthly Peak | 6 | 19308.26
Program SpecificSize: 20 kW to 199.99 kWAll2016March Monthly Peak | Program Specific | Size: 20 kW to 199.99 kW | All | 2016 | March Monthly Peak | 3 | 19308.26
Program SpecificSize: 20 kW to 199.99 kWAll2016May Monthly Peak | Program Specific | Size: 20 kW to 199.99 kW | All | 2016 | May Monthly Peak | 5 | 19308.26
Program SpecificSize: 20 kW to 199.99 kWAll2016November Monthly Peak | Program Specific | Size: 20 kW to 199.99 kW | All | 2016 | November Monthly Peak | 11 | 19308.26
Program SpecificSize: 20 kW to 199.99 kWAll2016October Monthly Peak | Program Specific | Size: 20 kW to 199.99 kW | All | 2016 | October Monthly Peak | 10 | 19308.26
Program SpecificSize: 20 kW to 199.99 kWAll2016September Monthly Peak | Program Specific | Size: 20 kW to 199.99 kW | All | 2016 | September Monthly Peak | 9 | 19308.26
Program SpecificSize: 20 kW to 199.99 kWAll2016Typical Event Day | Program Specific | Size: 20 kW to 199.99 kW | All | 2016 | Typical Event Day | 8 | 19308.26
Program SpecificSize: 20 kW to 199.99 kWAll2017April Monthly Peak | Program Specific | Size: 20 kW to 199.99 kW | All | 2017 | April Monthly Peak | 4 | 17275.8126
Program SpecificSize: 20 kW to 199.99 kWAll2017August Monthly Peak | Program Specific | Size: 20 kW to 199.99 kW | All | 2017 | August Monthly Peak | 8 | 17275.8126
Program SpecificSize: 20 kW to 199.99 kWAll2017December Monthly Peak | Program Specific | Size: 20 kW to 199.99 kW | All | 2017 | December Monthly Peak | 12 | 17275.8126
Program SpecificSize: 20 kW to 199.99 kWAll2017February Monthly Peak | Program Specific | Size: 20 kW to 199.99 kW | All | 2017 | February Monthly Peak | 2 | 17275.8126
Program SpecificSize: 20 kW to 199.99 kWAll2017January Monthly Peak | Program Specific | Size: 20 kW to 199.99 kW | All | 2017 | January Monthly Peak | 1 | 17275.8126
Program SpecificSize: 20 kW to 199.99 kWAll2017July Monthly Peak | Program Specific | Size: 20 kW to 199.99 kW | All | 2017 | July Monthly Peak | 7 | 17275.8126
Program SpecificSize: 20 kW to 199.99 kWAll2017June Monthly Peak | Program Specific | Size: 20 kW to 199.99 kW | All | 2017 | June Monthly Peak | 6 | 17275.8126
Program SpecificSize: 20 kW to 199.99 kWAll2017March Monthly Peak | Program Specific | Size: 20 kW to 199.99 kW | All | 2017 | March Monthly Peak | 3 | 17275.8126
Program SpecificSize: 20 kW to 199.99 kWAll2017May Monthly Peak | Program Specific | Size: 20 kW to 199.99 kW | All | 2017 | May Monthly Peak | 5 | 17275.8126
Program SpecificSize: 20 kW to 199.99 kWAll2017November Monthly Peak | Program Specific | Size: 20 kW to 199.99 kW | All | 2017 | November Monthly Peak | 11 | 17275.8126
Program SpecificSize: 20 kW to 199.99 kWAll2017October Monthly Peak | Program Specific | Size: 20 kW to 199.99 kW | All | 2017 | October Monthly Peak | 10 | 17275.8126
Program SpecificSize: 20 kW to 199.99 kWAll2017September Monthly Peak | Program Specific | Size: 20 kW to 199.99 kW | All | 2017 | September Monthly Peak | 9 | 17275.8126
Program SpecificSize: 20 kW to 199.99 kWAll2017Typical Event Day | Program Specific | Size: 20 kW to 199.99 kW | All | 2017 | Typical Event Day | 8 | 17275.8126
Program SpecificSize: 20 kW to 199.99 kWAll2018April Monthly Peak | Program Specific | Size: 20 kW to 199.99 kW | All | 2018 | April Monthly Peak | 4 | 16259.5878
Program SpecificSize: 20 kW to 199.99 kWAll2018August Monthly Peak | Program Specific | Size: 20 kW to 199.99 kW | All | 2018 | August Monthly Peak | 8 | 16259.5878
Program SpecificSize: 20 kW to 199.99 kWAll2018December Monthly Peak | Program Specific | Size: 20 kW to 199.99 kW | All | 2018 | December Monthly Peak | 12 | 16259.5878
Program SpecificSize: 20 kW to 199.99 kWAll2018February Monthly Peak | Program Specific | Size: 20 kW to 199.99 kW | All | 2018 | February Monthly Peak | 2 | 16259.5878
Program SpecificSize: 20 kW to 199.99 kWAll2018January Monthly Peak | Program Specific | Size: 20 kW to 199.99 kW | All | 2018 | January Monthly Peak | 1 | 16259.5878
Program SpecificSize: 20 kW to 199.99 kWAll2018July Monthly Peak | Program Specific | Size: 20 kW to 199.99 kW | All | 2018 | July Monthly Peak | 7 | 16259.5878
Program SpecificSize: 20 kW to 199.99 kWAll2018June Monthly Peak | Program Specific | Size: 20 kW to 199.99 kW | All | 2018 | June Monthly Peak | 6 | 16259.5878
Program SpecificSize: 20 kW to 199.99 kWAll2018March Monthly Peak | Program Specific | Size: 20 kW to 199.99 kW | All | 2018 | March Monthly Peak | 3 | 16259.5878
Program SpecificSize: 20 kW to 199.99 kWAll2018May Monthly Peak | Program Specific | Size: 20 kW to 199.99 kW | All | 2018 | May Monthly Peak | 5 | 16259.5878
Program SpecificSize: 20 kW to 199.99 kWAll2018November Monthly Peak | Program Specific | Size: 20 kW to 199.99 kW | All | 2018 | November Monthly Peak | 11 | 16259.5878
Program SpecificSize: 20 kW to 199.99 kWAll2018October Monthly Peak | Program Specific | Size: 20 kW to 199.99 kW | All | 2018 | October Monthly Peak | 10 | 16259.5878
Program SpecificSize: 20 kW to 199.99 kWAll2018September Monthly Peak | Program Specific | Size: 20 kW to 199.99 kW | All | 2018 | September Monthly Peak | 9 | 16259.5878
Program SpecificSize: 20 kW to 199.99 kWAll2018Typical Event Day | Program Specific | Size: 20 kW to 199.99 kW | All | 2018 | Typical Event Day | 8 | 16259.5878
Program SpecificSize: 20 kW to 199.99 kWAll2019April Monthly Peak | Program Specific | Size: 20 kW to 199.99 kW | All | 2019 | April Monthly Peak | 4 | 16259.5878
Program SpecificSize: 20 kW to 199.99 kWAll2019August Monthly Peak | Program Specific | Size: 20 kW to 199.99 kW | All | 2019 | August Monthly Peak | 8 | 16259.5878
Program SpecificSize: 20 kW to 199.99 kWAll2019December Monthly Peak | Program Specific | Size: 20 kW to 199.99 kW | All | 2019 | December Monthly Peak | 12 | 16259.5878
Program SpecificSize: 20 kW to 199.99 kWAll2019February Monthly Peak | Program Specific | Size: 20 kW to 199.99 kW | All | 2019 | February Monthly Peak | 2 | 16259.5878
Program SpecificSize: 20 kW to 199.99 kWAll2019January Monthly Peak | Program Specific | Size: 20 kW to 199.99 kW | All | 2019 | January Monthly Peak | 1 | 16259.5878
Program SpecificSize: 20 kW to 199.99 kWAll2019July Monthly Peak | Program Specific | Size: 20 kW to 199.99 kW | All | 2019 | July Monthly Peak | 7 | 16259.5878
Program SpecificSize: 20 kW to 199.99 kWAll2019June Monthly Peak | Program Specific | Size: 20 kW to 199.99 kW | All | 2019 | June Monthly Peak | 6 | 16259.5878
Program SpecificSize: 20 kW to 199.99 kWAll2019March Monthly Peak | Program Specific | Size: 20 kW to 199.99 kW | All | 2019 | March Monthly Peak | 3 | 16259.5878
Program SpecificSize: 20 kW to 199.99 kWAll2019May Monthly Peak | Program Specific | Size: 20 kW to 199.99 kW | All | 2019 | May Monthly Peak | 5 | 16259.5878
Program SpecificSize: 20 kW to 199.99 kWAll2019November Monthly Peak | Program Specific | Size: 20 kW to 199.99 kW | All | 2019 | November Monthly Peak | 11 | 16259.5878
Program SpecificSize: 20 kW to 199.99 kWAll2019October Monthly Peak | Program Specific | Size: 20 kW to 199.99 kW | All | 2019 | October Monthly Peak | 10 | 16259.5878
Program SpecificSize: 20 kW to 199.99 kWAll2019September Monthly Peak | Program Specific | Size: 20 kW to 199.99 kW | All | 2019 | September Monthly Peak | 9 | 16259.5878
Program SpecificSize: 20 kW to 199.99 kWAll2019Typical Event Day | Program Specific | Size: 20 kW to 199.99 kW | All | 2019 | Typical Event Day | 8 | 16259.5878
Program SpecificSize: 20 kW to 199.99 kWAll2020April Monthly Peak | Program Specific | Size: 20 kW to 199.99 kW | All | 2020 | April Monthly Peak | 4 | 16259.5878
Program SpecificSize: 20 kW to 199.99 kWAll2020August Monthly Peak | Program Specific | Size: 20 kW to 199.99 kW | All | 2020 | August Monthly Peak | 8 | 16259.5878
Program SpecificSize: 20 kW to 199.99 kWAll2020December Monthly Peak | Program Specific | Size: 20 kW to 199.99 kW | All | 2020 | December Monthly Peak | 12 | 16259.5878
Program SpecificSize: 20 kW to 199.99 kWAll2020February Monthly Peak | Program Specific | Size: 20 kW to 199.99 kW | All | 2020 | February Monthly Peak | 2 | 16259.5878
Program SpecificSize: 20 kW to 199.99 kWAll2020January Monthly Peak | Program Specific | Size: 20 kW to 199.99 kW | All | 2020 | January Monthly Peak | 1 | 16259.5878
Program SpecificSize: 20 kW to 199.99 kWAll2020July Monthly Peak | Program Specific | Size: 20 kW to 199.99 kW | All | 2020 | July Monthly Peak | 7 | 16259.5878
Program SpecificSize: 20 kW to 199.99 kWAll2020June Monthly Peak | Program Specific | Size: 20 kW to 199.99 kW | All | 2020 | June Monthly Peak | 6 | 16259.5878
Program SpecificSize: 20 kW to 199.99 kWAll2020March Monthly Peak | Program Specific | Size: 20 kW to 199.99 kW | All | 2020 | March Monthly Peak | 3 | 16259.5878
Program SpecificSize: 20 kW to 199.99 kWAll2020May Monthly Peak | Program Specific | Size: 20 kW to 199.99 kW | All | 2020 | May Monthly Peak | 5 | 16259.5878
Program SpecificSize: 20 kW to 199.99 kWAll2020November Monthly Peak | Program Specific | Size: 20 kW to 199.99 kW | All | 2020 | November Monthly Peak | 11 | 16259.5878
Program SpecificSize: 20 kW to 199.99 kWAll2020October Monthly Peak | Program Specific | Size: 20 kW to 199.99 kW | All | 2020 | October Monthly Peak | 10 | 16259.5878
Program SpecificSize: 20 kW to 199.99 kWAll2020September Monthly Peak | Program Specific | Size: 20 kW to 199.99 kW | All | 2020 | September Monthly Peak | 9 | 16259.5878
Program SpecificSize: 20 kW to 199.99 kWAll2020Typical Event Day | Program Specific | Size: 20 kW to 199.99 kW | All | 2020 | Typical Event Day | 8 | 16259.5878
Program SpecificSize: 20 kW to 199.99 kWAll2021April Monthly Peak | Program Specific | Size: 20 kW to 199.99 kW | All | 2021 | April Monthly Peak | 4 | 16259.5878
Program SpecificSize: 20 kW to 199.99 kWAll2021August Monthly Peak | Program Specific | Size: 20 kW to 199.99 kW | All | 2021 | August Monthly Peak | 8 | 16259.5878
Program SpecificSize: 20 kW to 199.99 kWAll2021December Monthly Peak | Program Specific | Size: 20 kW to 199.99 kW | All | 2021 | December Monthly Peak | 12 | 16259.5878
Program SpecificSize: 20 kW to 199.99 kWAll2021February Monthly Peak | Program Specific | Size: 20 kW to 199.99 kW | All | 2021 | February Monthly Peak | 2 | 16259.5878
Program SpecificSize: 20 kW to 199.99 kWAll2021January Monthly Peak | Program Specific | Size: 20 kW to 199.99 kW | All | 2021 | January Monthly Peak | 1 | 16259.5878
Program SpecificSize: 20 kW to 199.99 kWAll2021July Monthly Peak | Program Specific | Size: 20 kW to 199.99 kW | All | 2021 | July Monthly Peak | 7 | 16259.5878
Program SpecificSize: 20 kW to 199.99 kWAll2021June Monthly Peak | Program Specific | Size: 20 kW to 199.99 kW | All | 2021 | June Monthly Peak | 6 | 16259.5878
Program SpecificSize: 20 kW to 199.99 kWAll2021March Monthly Peak | Program Specific | Size: 20 kW to 199.99 kW | All | 2021 | March Monthly Peak | 3 | 16259.5878
Program SpecificSize: 20 kW to 199.99 kWAll2021May Monthly Peak | Program Specific | Size: 20 kW to 199.99 kW | All | 2021 | May Monthly Peak | 5 | 16259.5878
Program SpecificSize: 20 kW to 199.99 kWAll2021November Monthly Peak | Program Specific | Size: 20 kW to 199.99 kW | All | 2021 | November Monthly Peak | 11 | 16259.5878
Program SpecificSize: 20 kW to 199.99 kWAll2021October Monthly Peak | Program Specific | Size: 20 kW to 199.99 kW | All | 2021 | October Monthly Peak | 10 | 16259.5878
Program SpecificSize: 20 kW to 199.99 kWAll2021September Monthly Peak | Program Specific | Size: 20 kW to 199.99 kW | All | 2021 | September Monthly Peak | 9 | 16259.5878
Program SpecificSize: 20 kW to 199.99 kWAll2021Typical Event Day | Program Specific | Size: 20 kW to 199.99 kW | All | 2021 | Typical Event Day | 8 | 16259.5878
Program SpecificSize: 20 kW to 199.99 kWAll2022April Monthly Peak | Program Specific | Size: 20 kW to 199.99 kW | All | 2022 | April Monthly Peak | 4 | 16259.5878
Program SpecificSize: 20 kW to 199.99 kWAll2022August Monthly Peak | Program Specific | Size: 20 kW to 199.99 kW | All | 2022 | August Monthly Peak | 8 | 16259.5878
Program SpecificSize: 20 kW to 199.99 kWAll2022December Monthly Peak | Program Specific | Size: 20 kW to 199.99 kW | All | 2022 | December Monthly Peak | 12 | 16259.5878
Program SpecificSize: 20 kW to 199.99 kWAll2022February Monthly Peak | Program Specific | Size: 20 kW to 199.99 kW | All | 2022 | February Monthly Peak | 2 | 16259.5878
Program SpecificSize: 20 kW to 199.99 kWAll2022January Monthly Peak | Program Specific | Size: 20 kW to 199.99 kW | All | 2022 | January Monthly Peak | 1 | 16259.5878
Program SpecificSize: 20 kW to 199.99 kWAll2022July Monthly Peak | Program Specific | Size: 20 kW to 199.99 kW | All | 2022 | July Monthly Peak | 7 | 16259.5878
Program SpecificSize: 20 kW to 199.99 kWAll2022June Monthly Peak | Program Specific | Size: 20 kW to 199.99 kW | All | 2022 | June Monthly Peak | 6 | 16259.5878
Program SpecificSize: 20 kW to 199.99 kWAll2022March Monthly Peak | Program Specific | Size: 20 kW to 199.99 kW | All | 2022 | March Monthly Peak | 3 | 16259.5878
Program SpecificSize: 20 kW to 199.99 kWAll2022May Monthly Peak | Program Specific | Size: 20 kW to 199.99 kW | All | 2022 | May Monthly Peak | 5 | 16259.5878
Program SpecificSize: 20 kW to 199.99 kWAll2022November Monthly Peak | Program Specific | Size: 20 kW to 199.99 kW | All | 2022 | November Monthly Peak | 11 | 16259.5878
Program SpecificSize: 20 kW to 199.99 kWAll2022October Monthly Peak | Program Specific | Size: 20 kW to 199.99 kW | All | 2022 | October Monthly Peak | 10 | 16259.5878
Program SpecificSize: 20 kW to 199.99 kWAll2022September Monthly Peak | Program Specific | Size: 20 kW to 199.99 kW | All | 2022 | September Monthly Peak | 9 | 16259.5878
Program SpecificSize: 20 kW to 199.99 kWAll2022Typical Event Day | Program Specific | Size: 20 kW to 199.99 kW | All | 2022 | Typical Event Day | 8 | 16259.5878
Program SpecificSize: 20 kW to 199.99 kWAll2023April Monthly Peak | Program Specific | Size: 20 kW to 199.99 kW | All | 2023 | April Monthly Peak | 4 | 16259.5878
Program SpecificSize: 20 kW to 199.99 kWAll2023August Monthly Peak | Program Specific | Size: 20 kW to 199.99 kW | All | 2023 | August Monthly Peak | 8 | 16259.5878
Program SpecificSize: 20 kW to 199.99 kWAll2023December Monthly Peak | Program Specific | Size: 20 kW to 199.99 kW | All | 2023 | December Monthly Peak | 12 | 16259.5878
Program SpecificSize: 20 kW to 199.99 kWAll2023February Monthly Peak | Program Specific | Size: 20 kW to 199.99 kW | All | 2023 | February Monthly Peak | 2 | 16259.5878
Program SpecificSize: 20 kW to 199.99 kWAll2023January Monthly Peak | Program Specific | Size: 20 kW to 199.99 kW | All | 2023 | January Monthly Peak | 1 | 16259.5878
Program SpecificSize: 20 kW to 199.99 kWAll2023July Monthly Peak | Program Specific | Size: 20 kW to 199.99 kW | All | 2023 | July Monthly Peak | 7 | 16259.5878
Program SpecificSize: 20 kW to 199.99 kWAll2023June Monthly Peak | Program Specific | Size: 20 kW to 199.99 kW | All | 2023 | June Monthly Peak | 6 | 16259.5878
Program SpecificSize: 20 kW to 199.99 kWAll2023March Monthly Peak | Program Specific | Size: 20 kW to 199.99 kW | All | 2023 | March Monthly Peak | 3 | 16259.5878
Program SpecificSize: 20 kW to 199.99 kWAll2023May Monthly Peak | Program Specific | Size: 20 kW to 199.99 kW | All | 2023 | May Monthly Peak | 5 | 16259.5878
Program SpecificSize: 20 kW to 199.99 kWAll2023November Monthly Peak | Program Specific | Size: 20 kW to 199.99 kW | All | 2023 | November Monthly Peak | 11 | 16259.5878
Program SpecificSize: 20 kW to 199.99 kWAll2023October Monthly Peak | Program Specific | Size: 20 kW to 199.99 kW | All | 2023 | October Monthly Peak | 10 | 16259.5878
Program SpecificSize: 20 kW to 199.99 kWAll2023September Monthly Peak | Program Specific | Size: 20 kW to 199.99 kW | All | 2023 | September Monthly Peak | 9 | 16259.5878
Program SpecificSize: 20 kW to 199.99 kWAll2023Typical Event Day | Program Specific | Size: 20 kW to 199.99 kW | All | 2023 | Typical Event Day | 8 | 16259.5878
Program SpecificSize: 20 kW to 199.99 kWAll2024April Monthly Peak | Program Specific | Size: 20 kW to 199.99 kW | All | 2024 | April Monthly Peak | 4 | 16259.5878
Program SpecificSize: 20 kW to 199.99 kWAll2024August Monthly Peak | Program Specific | Size: 20 kW to 199.99 kW | All | 2024 | August Monthly Peak | 8 | 16259.5878
Program SpecificSize: 20 kW to 199.99 kWAll2024December Monthly Peak | Program Specific | Size: 20 kW to 199.99 kW | All | 2024 | December Monthly Peak | 12 | 16259.5878
Program SpecificSize: 20 kW to 199.99 kWAll2024February Monthly Peak | Program Specific | Size: 20 kW to 199.99 kW | All | 2024 | February Monthly Peak | 2 | 16259.5878
Program SpecificSize: 20 kW to 199.99 kWAll2024January Monthly Peak | Program Specific | Size: 20 kW to 199.99 kW | All | 2024 | January Monthly Peak | 1 | 16259.5878
Program SpecificSize: 20 kW to 199.99 kWAll2024July Monthly Peak | Program Specific | Size: 20 kW to 199.99 kW | All | 2024 | July Monthly Peak | 7 | 16259.5878
Program SpecificSize: 20 kW to 199.99 kWAll2024June Monthly Peak | Program Specific | Size: 20 kW to 199.99 kW | All | 2024 | June Monthly Peak | 6 | 16259.5878
Program SpecificSize: 20 kW to 199.99 kWAll2024March Monthly Peak | Program Specific | Size: 20 kW to 199.99 kW | All | 2024 | March Monthly Peak | 3 | 16259.5878
Program SpecificSize: 20 kW to 199.99 kWAll2024May Monthly Peak | Program Specific | Size: 20 kW to 199.99 kW | All | 2024 | May Monthly Peak | 5 | 16259.5878
Program SpecificSize: 20 kW to 199.99 kWAll2024November Monthly Peak | Program Specific | Size: 20 kW to 199.99 kW | All | 2024 | November Monthly Peak | 11 | 16259.5878
Program SpecificSize: 20 kW to 199.99 kWAll2024October Monthly Peak | Program Specific | Size: 20 kW to 199.99 kW | All | 2024 | October Monthly Peak | 10 | 16259.5878
Program SpecificSize: 20 kW to 199.99 kWAll2024September Monthly Peak | Program Specific | Size: 20 kW to 199.99 kW | All | 2024 | September Monthly Peak | 9 | 16259.5878
Program SpecificSize: 20 kW to 199.99 kWAll2024Typical Event Day | Program Specific | Size: 20 kW to 199.99 kW | All | 2024 | Typical Event Day | 8 | 16259.5878
Program SpecificSize: 20 kW to 199.99 kWAll2025April Monthly Peak | Program Specific | Size: 20 kW to 199.99 kW | All | 2025 | April Monthly Peak | 4 | 16259.5878
Program SpecificSize: 20 kW to 199.99 kWAll2025August Monthly Peak | Program Specific | Size: 20 kW to 199.99 kW | All | 2025 | August Monthly Peak | 8 | 16259.5878
Program SpecificSize: 20 kW to 199.99 kWAll2025December Monthly Peak | Program Specific | Size: 20 kW to 199.99 kW | All | 2025 | December Monthly Peak | 12 | 16259.5878
Program SpecificSize: 20 kW to 199.99 kWAll2025February Monthly Peak | Program Specific | Size: 20 kW to 199.99 kW | All | 2025 | February Monthly Peak | 2 | 16259.5878
Program SpecificSize: 20 kW to 199.99 kWAll2025January Monthly Peak | Program Specific | Size: 20 kW to 199.99 kW | All | 2025 | January Monthly Peak | 1 | 16259.5878
Program SpecificSize: 20 kW to 199.99 kWAll2025July Monthly Peak | Program Specific | Size: 20 kW to 199.99 kW | All | 2025 | July Monthly Peak | 7 | 16259.5878
Program SpecificSize: 20 kW to 199.99 kWAll2025June Monthly Peak | Program Specific | Size: 20 kW to 199.99 kW | All | 2025 | June Monthly Peak | 6 | 16259.5878
Program SpecificSize: 20 kW to 199.99 kWAll2025March Monthly Peak | Program Specific | Size: 20 kW to 199.99 kW | All | 2025 | March Monthly Peak | 3 | 16259.5878
Program SpecificSize: 20 kW to 199.99 kWAll2025May Monthly Peak | Program Specific | Size: 20 kW to 199.99 kW | All | 2025 | May Monthly Peak | 5 | 16259.5878
Program SpecificSize: 20 kW to 199.99 kWAll2025November Monthly Peak | Program Specific | Size: 20 kW to 199.99 kW | All | 2025 | November Monthly Peak | 11 | 16259.5878
Program SpecificSize: 20 kW to 199.99 kWAll2025October Monthly Peak | Program Specific | Size: 20 kW to 199.99 kW | All | 2025 | October Monthly Peak | 10 | 16259.5878
Program SpecificSize: 20 kW to 199.99 kWAll2025September Monthly Peak | Program Specific | Size: 20 kW to 199.99 kW | All | 2025 | September Monthly Peak | 9 | 16259.5878
Program SpecificSize: 20 kW to 199.99 kWAll2025Typical Event Day | Program Specific | Size: 20 kW to 199.99 kW | All | 2025 | Typical Event Day | 8 | 16259.5878
Program SpecificSize: 20 kW to 199.99 kWAll2026April Monthly Peak | Program Specific | Size: 20 kW to 199.99 kW | All | 2026 | April Monthly Peak | 4 | 16259.5878
Program SpecificSize: 20 kW to 199.99 kWAll2026August Monthly Peak | Program Specific | Size: 20 kW to 199.99 kW | All | 2026 | August Monthly Peak | 8 | 16259.5878
Program SpecificSize: 20 kW to 199.99 kWAll2026December Monthly Peak | Program Specific | Size: 20 kW to 199.99 kW | All | 2026 | December Monthly Peak | 12 | 16259.5878
Program SpecificSize: 20 kW to 199.99 kWAll2026February Monthly Peak | Program Specific | Size: 20 kW to 199.99 kW | All | 2026 | February Monthly Peak | 2 | 16259.5878
Program SpecificSize: 20 kW to 199.99 kWAll2026January Monthly Peak | Program Specific | Size: 20 kW to 199.99 kW | All | 2026 | January Monthly Peak | 1 | 16259.5878
Program SpecificSize: 20 kW to 199.99 kWAll2026July Monthly Peak | Program Specific | Size: 20 kW to 199.99 kW | All | 2026 | July Monthly Peak | 7 | 16259.5878
Program SpecificSize: 20 kW to 199.99 kWAll2026June Monthly Peak | Program Specific | Size: 20 kW to 199.99 kW | All | 2026 | June Monthly Peak | 6 | 16259.5878
Program SpecificSize: 20 kW to 199.99 kWAll2026March Monthly Peak | Program Specific | Size: 20 kW to 199.99 kW | All | 2026 | March Monthly Peak | 3 | 16259.5878
Program SpecificSize: 20 kW to 199.99 kWAll2026May Monthly Peak | Program Specific | Size: 20 kW to 199.99 kW | All | 2026 | May Monthly Peak | 5 | 16259.5878
Program SpecificSize: 20 kW to 199.99 kWAll2026November Monthly Peak | Program Specific | Size: 20 kW to 199.99 kW | All | 2026 | November Monthly Peak | 11 | 16259.5878
Program SpecificSize: 20 kW to 199.99 kWAll2026October Monthly Peak | Program Specific | Size: 20 kW to 199.99 kW | All | 2026 | October Monthly Peak | 10 | 16259.5878
Program SpecificSize: 20 kW to 199.99 kWAll2026September Monthly Peak | Program Specific | Size: 20 kW to 199.99 kW | All | 2026 | September Monthly Peak | 9 | 16259.5878
Program SpecificSize: 20 kW to 199.99 kWAll2026Typical Event Day | Program Specific | Size: 20 kW to 199.99 kW | All | 2026 | Typical Event Day | 8 | 16259.5878
Program SpecificSize: Over 200kWAll2016April Monthly Peak | Program Specific | Size: Over 200kW | All | 2016 | April Monthly Peak | 4 | 1266.251
Program SpecificSize: Over 200kWAll2016August Monthly Peak | Program Specific | Size: Over 200kW | All | 2016 | August Monthly Peak | 8 | 1270.5994
Program SpecificSize: Over 200kWAll2016December Monthly Peak | Program Specific | Size: Over 200kW | All | 2016 | December Monthly Peak | 12 | 1274.9634
Program SpecificSize: Over 200kWAll2016February Monthly Peak | Program Specific | Size: Over 200kW | All | 2016 | February Monthly Peak | 2 | 1264.0826
Program SpecificSize: Over 200kWAll2016January Monthly Peak | Program Specific | Size: Over 200kW | All | 2016 | January Monthly Peak | 1 | 1263
Program SpecificSize: Over 200kWAll2016July Monthly Peak | Program Specific | Size: Over 200kW | All | 2016 | July Monthly Peak | 7 | 1269.5109
Program SpecificSize: Over 200kWAll2016June Monthly Peak | Program Specific | Size: Over 200kW | All | 2016 | June Monthly Peak | 6 | 1268.4232
Program SpecificSize: Over 200kWAll2016March Monthly Peak | Program Specific | Size: Over 200kW | All | 2016 | March Monthly Peak | 3 | 1265.1664
Program SpecificSize: Over 200kWAll2016May Monthly Peak | Program Specific | Size: Over 200kW | All | 2016 | May Monthly Peak | 5 | 1267.3367
Program SpecificSize: Over 200kWAll2016November Monthly Peak | Program Specific | Size: Over 200kW | All | 2016 | November Monthly Peak | 11 | 1273.871
Program SpecificSize: Over 200kWAll2016October Monthly Peak | Program Specific | Size: Over 200kW | All | 2016 | October Monthly Peak | 10 | 1272.7794
Program SpecificSize: Over 200kWAll2016September Monthly Peak | Program Specific | Size: Over 200kW | All | 2016 | September Monthly Peak | 9 | 1271.689
Program SpecificSize: Over 200kWAll2016Typical Event Day | Program Specific | Size: Over 200kW | All | 2016 | Typical Event Day | 8 | 1270.5994
Program SpecificSize: Over 200kWAll2017April Monthly Peak | Program Specific | Size: Over 200kW | All | 2017 | April Monthly Peak | 4 | 1278.3689
Program SpecificSize: Over 200kWAll2017August Monthly Peak | Program Specific | Size: Over 200kW | All | 2017 | August Monthly Peak | 8 | 1281.7839
Program SpecificSize: Over 200kWAll2017December Monthly Peak | Program Specific | Size: Over 200kW | All | 2017 | December Monthly Peak | 12 | 1285.2085
Program SpecificSize: Over 200kWAll2017February Monthly Peak | Program Specific | Size: Over 200kW | All | 2017 | February Monthly Peak | 2 | 1276.665
Program SpecificSize: Over 200kWAll2017January Monthly Peak | Program Specific | Size: Over 200kW | All | 2017 | January Monthly Peak | 1 | 1275.814
Program SpecificSize: Over 200kWAll2017July Monthly Peak | Program Specific | Size: Over 200kW | All | 2017 | July Monthly Peak | 7 | 1280.9293
Program SpecificSize: Over 200kWAll2017June Monthly Peak | Program Specific | Size: Over 200kW | All | 2017 | June Monthly Peak | 6 | 1280.0752
Program SpecificSize: Over 200kWAll2017March Monthly Peak | Program Specific | Size: Over 200kW | All | 2017 | March Monthly Peak | 3 | 1277.5166
Program SpecificSize: Over 200kWAll2017May Monthly Peak | Program Specific | Size: Over 200kW | All | 2017 | May Monthly Peak | 5 | 1279.2218
Program SpecificSize: Over 200kWAll2017November Monthly Peak | Program Specific | Size: Over 200kW | All | 2017 | November Monthly Peak | 11 | 1284.3514
Program SpecificSize: Over 200kWAll2017October Monthly Peak | Program Specific | Size: Over 200kW | All | 2017 | October Monthly Peak | 10 | 1283.495
Program SpecificSize: Over 200kWAll2017September Monthly Peak | Program Specific | Size: Over 200kW | All | 2017 | September Monthly Peak | 9 | 1282.6392
Program SpecificSize: Over 200kWAll2017Typical Event Day | Program Specific | Size: Over 200kW | All | 2017 | Typical Event Day | 8 | 1281.7839
Program SpecificSize: Over 200kWAll2018April Monthly Peak | Program Specific | Size: Over 200kW | All | 2018 | April Monthly Peak | 4 | 1290.1167
Program SpecificSize: Over 200kWAll2018August Monthly Peak | Program Specific | Size: Over 200kW | All | 2018 | August Monthly Peak | 8 | 1295.0446
Program SpecificSize: Over 200kWAll2018December Monthly Peak | Program Specific | Size: Over 200kW | All | 2018 | December Monthly Peak | 12 | 1299.9922
Program SpecificSize: Over 200kWAll2018February Monthly Peak | Program Specific | Size: Over 200kW | All | 2018 | February Monthly Peak | 2 | 1287.6602
Program SpecificSize: Over 200kWAll2018January Monthly Peak | Program Specific | Size: Over 200kW | All | 2018 | January Monthly Peak | 1 | 1286.4337
Program SpecificSize: Over 200kWAll2018July Monthly Peak | Program Specific | Size: Over 200kW | All | 2018 | July Monthly Peak | 7 | 1293.8108
Program SpecificSize: Over 200kWAll2018June Monthly Peak | Program Specific | Size: Over 200kW | All | 2018 | June Monthly Peak | 6 | 1292.5781
Program SpecificSize: Over 200kWAll2018March Monthly Peak | Program Specific | Size: Over 200kW | All | 2018 | March Monthly Peak | 3 | 1288.8878
Program SpecificSize: Over 200kWAll2018May Monthly Peak | Program Specific | Size: Over 200kW | All | 2018 | May Monthly Peak | 5 | 1291.3468
Program SpecificSize: Over 200kWAll2018November Monthly Peak | Program Specific | Size: Over 200kW | All | 2018 | November Monthly Peak | 11 | 1298.7534
Program SpecificSize: Over 200kWAll2018October Monthly Peak | Program Specific | Size: Over 200kW | All | 2018 | October Monthly Peak | 10 | 1297.5159
Program SpecificSize: Over 200kWAll2018September Monthly Peak | Program Specific | Size: Over 200kW | All | 2018 | September Monthly Peak | 9 | 1296.2797
Program SpecificSize: Over 200kWAll2018Typical Event Day | Program Specific | Size: Over 200kW | All | 2018 | Typical Event Day | 8 | 1295.0446
Program SpecificSize: Over 200kWAll2019April Monthly Peak | Program Specific | Size: Over 200kW | All | 2019 | April Monthly Peak | 4 | 1305.4572
Program SpecificSize: Over 200kWAll2019August Monthly Peak | Program Specific | Size: Over 200kW | All | 2019 | August Monthly Peak | 8 | 1310.9462
Program SpecificSize: Over 200kWAll2019December Monthly Peak | Program Specific | Size: Over 200kW | All | 2019 | December Monthly Peak | 12 | 1316.4595
Program SpecificSize: Over 200kWAll2019February Monthly Peak | Program Specific | Size: Over 200kW | All | 2019 | February Monthly Peak | 2 | 1302.7217
Program SpecificSize: Over 200kWAll2019January Monthly Peak | Program Specific | Size: Over 200kW | All | 2019 | January Monthly Peak | 1 | 1301.3562
Program SpecificSize: Over 200kWAll2019July Monthly Peak | Program Specific | Size: Over 200kW | All | 2019 | July Monthly Peak | 7 | 1309.5717
Program SpecificSize: Over 200kWAll2019June Monthly Peak | Program Specific | Size: Over 200kW | All | 2019 | June Monthly Peak | 6 | 1308.1986
Program SpecificSize: Over 200kWAll2019March Monthly Peak | Program Specific | Size: Over 200kW | All | 2019 | March Monthly Peak | 3 | 1304.0886
Program SpecificSize: Over 200kWAll2019May Monthly Peak | Program Specific | Size: Over 200kW | All | 2019 | May Monthly Peak | 5 | 1306.8271
Program SpecificSize: Over 200kWAll2019November Monthly Peak | Program Specific | Size: Over 200kW | All | 2019 | November Monthly Peak | 11 | 1315.0789
Program SpecificSize: Over 200kWAll2019October Monthly Peak | Program Specific | Size: Over 200kW | All | 2019 | October Monthly Peak | 10 | 1313.6998
Program SpecificSize: Over 200kWAll2019September Monthly Peak | Program Specific | Size: Over 200kW | All | 2019 | September Monthly Peak | 9 | 1312.3223
Program SpecificSize: Over 200kWAll2019Typical Event Day | Program Specific | Size: Over 200kW | All | 2019 | Typical Event Day | 8 | 1310.9462
Program SpecificSize: Over 200kWAll2020April Monthly Peak | Program Specific | Size: Over 200kW | All | 2020 | April Monthly Peak | 4 | 1320.9888
Program SpecificSize: Over 200kWAll2020August Monthly Peak | Program Specific | Size: Over 200kW | All | 2020 | August Monthly Peak | 8 | 1325.5345
Program SpecificSize: Over 200kWAll2020December Monthly Peak | Program Specific | Size: Over 200kW | All | 2020 | December Monthly Peak | 12 | 1330.0966
Program SpecificSize: Over 200kWAll2020February Monthly Peak | Program Specific | Size: Over 200kW | All | 2020 | February Monthly Peak | 2 | 1318.722
Program SpecificSize: Over 200kWAll2020January Monthly Peak | Program Specific | Size: Over 200kW | All | 2020 | January Monthly Peak | 1 | 1317.5902
Program SpecificSize: Over 200kWAll2020July Monthly Peak | Program Specific | Size: Over 200kW | All | 2020 | July Monthly Peak | 7 | 1324.3965
Program SpecificSize: Over 200kWAll2020June Monthly Peak | Program Specific | Size: Over 200kW | All | 2020 | June Monthly Peak | 6 | 1323.2596
Program SpecificSize: Over 200kWAll2020March Monthly Peak | Program Specific | Size: Over 200kW | All | 2020 | March Monthly Peak | 3 | 1319.855
Program SpecificSize: Over 200kWAll2020May Monthly Peak | Program Specific | Size: Over 200kW | All | 2020 | May Monthly Peak | 5 | 1322.1237
Program SpecificSize: Over 200kWAll2020November Monthly Peak | Program Specific | Size: Over 200kW | All | 2020 | November Monthly Peak | 11 | 1328.9545
Program SpecificSize: Over 200kWAll2020October Monthly Peak | Program Specific | Size: Over 200kW | All | 2020 | October Monthly Peak | 10 | 1327.8135
Program SpecificSize: Over 200kWAll2020September Monthly Peak | Program Specific | Size: Over 200kW | All | 2020 | September Monthly Peak | 9 | 1326.6735
Program SpecificSize: Over 200kWAll2020Typical Event Day | Program Specific | Size: Over 200kW | All | 2020 | Typical Event Day | 8 | 1325.5345
Program SpecificSize: Over 200kWAll2021April Monthly Peak | Program Specific | Size: Over 200kW | All | 2021 | April Monthly Peak | 4 | 1335.1846
Program SpecificSize: Over 200kWAll2021August Monthly Peak | Program Specific | Size: Over 200kW | All | 2021 | August Monthly Peak | 8 | 1340.293
Program SpecificSize: Over 200kWAll2021December Monthly Peak | Program Specific | Size: Over 200kW | All | 2021 | December Monthly Peak | 12 | 1345.4219
Program SpecificSize: Over 200kWAll2021February Monthly Peak | Program Specific | Size: Over 200kW | All | 2021 | February Monthly Peak | 2 | 1332.6381
Program SpecificSize: Over 200kWAll2021January Monthly Peak | Program Specific | Size: Over 200kW | All | 2021 | January Monthly Peak | 1 | 1331.3667
Program SpecificSize: Over 200kWAll2021July Monthly Peak | Program Specific | Size: Over 200kW | All | 2021 | July Monthly Peak | 7 | 1339.0139
Program SpecificSize: Over 200kWAll2021June Monthly Peak | Program Specific | Size: Over 200kW | All | 2021 | June Monthly Peak | 6 | 1337.7362
Program SpecificSize: Over 200kWAll2021March Monthly Peak | Program Specific | Size: Over 200kW | All | 2021 | March Monthly Peak | 3 | 1333.9106
Program SpecificSize: Over 200kWAll2021May Monthly Peak | Program Specific | Size: Over 200kW | All | 2021 | May Monthly Peak | 5 | 1336.4597
Program SpecificSize: Over 200kWAll2021November Monthly Peak | Program Specific | Size: Over 200kW | All | 2021 | November Monthly Peak | 11 | 1344.1377
Program SpecificSize: Over 200kWAll2021October Monthly Peak | Program Specific | Size: Over 200kW | All | 2021 | October Monthly Peak | 10 | 1342.8549
Program SpecificSize: Over 200kWAll2021September Monthly Peak | Program Specific | Size: Over 200kW | All | 2021 | September Monthly Peak | 9 | 1341.5732
Program SpecificSize: Over 200kWAll2021Typical Event Day | Program Specific | Size: Over 200kW | All | 2021 | Typical Event Day | 8 | 1340.293
Program SpecificSize: Over 200kWAll2022April Monthly Peak | Program Specific | Size: Over 200kW | All | 2022 | April Monthly Peak | 4 | 1350.5713
Program SpecificSize: Over 200kWAll2022August Monthly Peak | Program Specific | Size: Over 200kW | All | 2022 | August Monthly Peak | 8 | 1355.7413
Program SpecificSize: Over 200kWAll2022December Monthly Peak | Program Specific | Size: Over 200kW | All | 2022 | December Monthly Peak | 12 | 1360.932
Program SpecificSize: Over 200kWAll2022February Monthly Peak | Program Specific | Size: Over 200kW | All | 2022 | February Monthly Peak | 2 | 1347.994
Program SpecificSize: Over 200kWAll2022January Monthly Peak | Program Specific | Size: Over 200kW | All | 2022 | January Monthly Peak | 1 | 1346.7073
Program SpecificSize: Over 200kWAll2022July Monthly Peak | Program Specific | Size: Over 200kW | All | 2022 | July Monthly Peak | 7 | 1354.4468
Program SpecificSize: Over 200kWAll2022June Monthly Peak | Program Specific | Size: Over 200kW | All | 2022 | June Monthly Peak | 6 | 1353.1537
Program SpecificSize: Over 200kWAll2022March Monthly Peak | Program Specific | Size: Over 200kW | All | 2022 | March Monthly Peak | 3 | 1349.282
Program SpecificSize: Over 200kWAll2022May Monthly Peak | Program Specific | Size: Over 200kW | All | 2022 | May Monthly Peak | 5 | 1351.8618
Program SpecificSize: Over 200kWAll2022November Monthly Peak | Program Specific | Size: Over 200kW | All | 2022 | November Monthly Peak | 11 | 1359.6324
Program SpecificSize: Over 200kWAll2022October Monthly Peak | Program Specific | Size: Over 200kW | All | 2022 | October Monthly Peak | 10 | 1358.3341
Program SpecificSize: Over 200kWAll2022September Monthly Peak | Program Specific | Size: Over 200kW | All | 2022 | September Monthly Peak | 9 | 1357.037
Program SpecificSize: Over 200kWAll2022Typical Event Day | Program Specific | Size: Over 200kW | All | 2022 | Typical Event Day | 8 | 1355.7413
Program SpecificSize: Over 200kWAll2023April Monthly Peak | Program Specific | Size: Over 200kW | All | 2023 | April Monthly Peak | 4 | 1366.1436
Program SpecificSize: Over 200kWAll2023August Monthly Peak | Program Specific | Size: Over 200kW | All | 2023 | August Monthly Peak | 8 | 1371.376
Program SpecificSize: Over 200kWAll2023December Monthly Peak | Program Specific | Size: Over 200kW | All | 2023 | December Monthly Peak | 12 | 1376.6294
Program SpecificSize: Over 200kWAll2023February Monthly Peak | Program Specific | Size: Over 200kW | All | 2023 | February Monthly Peak | 2 | 1363.5352
Program SpecificSize: Over 200kWAll2023January Monthly Peak | Program Specific | Size: Over 200kW | All | 2023 | January Monthly Peak | 1 | 1362.2329
Program SpecificSize: Over 200kWAll2023July Monthly Peak | Program Specific | Size: Over 200kW | All | 2023 | July Monthly Peak | 7 | 1370.0659
Program SpecificSize: Over 200kWAll2023June Monthly Peak | Program Specific | Size: Over 200kW | All | 2023 | June Monthly Peak | 6 | 1368.7572
Program SpecificSize: Over 200kWAll2023March Monthly Peak | Program Specific | Size: Over 200kW | All | 2023 | March Monthly Peak | 3 | 1364.8387
Program SpecificSize: Over 200kWAll2023May Monthly Peak | Program Specific | Size: Over 200kW | All | 2023 | May Monthly Peak | 5 | 1367.4497
Program SpecificSize: Over 200kWAll2023November Monthly Peak | Program Specific | Size: Over 200kW | All | 2023 | November Monthly Peak | 11 | 1375.3141
Program SpecificSize: Over 200kWAll2023October Monthly Peak | Program Specific | Size: Over 200kW | All | 2023 | October Monthly Peak | 10 | 1374
Program SpecificSize: Over 200kWAll2023September Monthly Peak | Program Specific | Size: Over 200kW | All | 2023 | September Monthly Peak | 9 | 1372.6874
Program SpecificSize: Over 200kWAll2023Typical Event Day | Program Specific | Size: Over 200kW | All | 2023 | Typical Event Day | 8 | 1371.376
Program SpecificSize: Over 200kWAll2024April Monthly Peak | Program Specific | Size: Over 200kW | All | 2024 | April Monthly Peak | 4 | 1381.9038
Program SpecificSize: Over 200kWAll2024August Monthly Peak | Program Specific | Size: Over 200kW | All | 2024 | August Monthly Peak | 8 | 1387.1993
Program SpecificSize: Over 200kWAll2024December Monthly Peak | Program Specific | Size: Over 200kW | All | 2024 | December Monthly Peak | 12 | 1392.5161
Program SpecificSize: Over 200kWAll2024February Monthly Peak | Program Specific | Size: Over 200kW | All | 2024 | February Monthly Peak | 2 | 1379.2639
Program SpecificSize: Over 200kWAll2024January Monthly Peak | Program Specific | Size: Over 200kW | All | 2024 | January Monthly Peak | 1 | 1377.9459
Program SpecificSize: Over 200kWAll2024July Monthly Peak | Program Specific | Size: Over 200kW | All | 2024 | July Monthly Peak | 7 | 1385.8734
Program SpecificSize: Over 200kWAll2024June Monthly Peak | Program Specific | Size: Over 200kW | All | 2024 | June Monthly Peak | 6 | 1384.549
Program SpecificSize: Over 200kWAll2024March Monthly Peak | Program Specific | Size: Over 200kW | All | 2024 | March Monthly Peak | 3 | 1380.5833
Program SpecificSize: Over 200kWAll2024May Monthly Peak | Program Specific | Size: Over 200kW | All | 2024 | May Monthly Peak | 5 | 1383.2257
Program SpecificSize: Over 200kWAll2024November Monthly Peak | Program Specific | Size: Over 200kW | All | 2024 | November Monthly Peak | 11 | 1391.1849
Program SpecificSize: Over 200kWAll2024October Monthly Peak | Program Specific | Size: Over 200kW | All | 2024 | October Monthly Peak | 10 | 1389.8551
Program SpecificSize: Over 200kWAll2024September Monthly Peak | Program Specific | Size: Over 200kW | All | 2024 | September Monthly Peak | 9 | 1388.5265
Program SpecificSize: Over 200kWAll2024Typical Event Day | Program Specific | Size: Over 200kW | All | 2024 | Typical Event Day | 8 | 1387.1993
Program SpecificSize: Over 200kWAll2025April Monthly Peak | Program Specific | Size: Over 200kW | All | 2025 | April Monthly Peak | 4 | 1397.8541
Program SpecificSize: Over 200kWAll2025August Monthly Peak | Program Specific | Size: Over 200kW | All | 2025 | August Monthly Peak | 8 | 1403.2136
Program SpecificSize: Over 200kWAll2025December Monthly Peak | Program Specific | Size: Over 200kW | All | 2025 | December Monthly Peak | 12 | 1408.5945
Program SpecificSize: Over 200kWAll2025February Monthly Peak | Program Specific | Size: Over 200kW | All | 2025 | February Monthly Peak | 2 | 1395.1825
Program SpecificSize: Over 200kWAll2025January Monthly Peak | Program Specific | Size: Over 200kW | All | 2025 | January Monthly Peak | 1 | 1393.8486
Program SpecificSize: Over 200kWAll2025July Monthly Peak | Program Specific | Size: Over 200kW | All | 2025 | July Monthly Peak | 7 | 1401.8717
Program SpecificSize: Over 200kWAll2025June Monthly Peak | Program Specific | Size: Over 200kW | All | 2025 | June Monthly Peak | 6 | 1400.5312
Program SpecificSize: Over 200kWAll2025March Monthly Peak | Program Specific | Size: Over 200kW | All | 2025 | March Monthly Peak | 3 | 1396.5177
Program SpecificSize: Over 200kWAll2025May Monthly Peak | Program Specific | Size: Over 200kW | All | 2025 | May Monthly Peak | 5 | 1399.192
Program SpecificSize: Over 200kWAll2025November Monthly Peak | Program Specific | Size: Over 200kW | All | 2025 | November Monthly Peak | 11 | 1407.2473
Program SpecificSize: Over 200kWAll2025October Monthly Peak | Program Specific | Size: Over 200kW | All | 2025 | October Monthly Peak | 10 | 1405.9014
Program SpecificSize: Over 200kWAll2025September Monthly Peak | Program Specific | Size: Over 200kW | All | 2025 | September Monthly Peak | 9 | 1404.5568
Program SpecificSize: Over 200kWAll2025Typical Event Day | Program Specific | Size: Over 200kW | All | 2025 | Typical Event Day | 8 | 1403.2136
Program SpecificSize: Over 200kWAll2026April Monthly Peak | Program Specific | Size: Over 200kW | All | 2026 | April Monthly Peak | 4 | 1413.9969
Program SpecificSize: Over 200kWAll2026August Monthly Peak | Program Specific | Size: Over 200kW | All | 2026 | August Monthly Peak | 8 | 1419.4211
Program SpecificSize: Over 200kWAll2026December Monthly Peak | Program Specific | Size: Over 200kW | All | 2026 | December Monthly Peak | 12 | 1424.8669
Program SpecificSize: Over 200kWAll2026February Monthly Peak | Program Specific | Size: Over 200kW | All | 2026 | February Monthly Peak | 2 | 1411.2931
Program SpecificSize: Over 200kWAll2026January Monthly Peak | Program Specific | Size: Over 200kW | All | 2026 | January Monthly Peak | 1 | 1409.9431
Program SpecificSize: Over 200kWAll2026July Monthly Peak | Program Specific | Size: Over 200kW | All | 2026 | July Monthly Peak | 7 | 1418.0631
Program SpecificSize: Over 200kWAll2026June Monthly Peak | Program Specific | Size: Over 200kW | All | 2026 | June Monthly Peak | 6 | 1416.7063
Program SpecificSize: Over 200kWAll2026March Monthly Peak | Program Specific | Size: Over 200kW | All | 2026 | March Monthly Peak | 3 | 1412.6444
Program SpecificSize: Over 200kWAll2026May Monthly Peak | Program Specific | Size: Over 200kW | All | 2026 | May Monthly Peak | 5 | 1415.351
Program SpecificSize: Over 200kWAll2026November Monthly Peak | Program Specific | Size: Over 200kW | All | 2026 | November Monthly Peak | 11 | 1423.5034
Program SpecificSize: Over 200kWAll2026October Monthly Peak | Program Specific | Size: Over 200kW | All | 2026 | October Monthly Peak | 10 | 1422.1414
Program SpecificSize: Over 200kWAll2026September Monthly Peak | Program Specific | Size: Over 200kW | All | 2026 | September Monthly Peak | 9 | 1420.7805
Program SpecificSize: Over 200kWAll2026Typical Event Day | Program Specific | Size: Over 200kW | All | 2026 | Typical Event Day | 8 | 1419.4211
Program SpecificSize: Over 200kWAll2021April Monthly Peak | Program Specific | Size: Over 200kW | All | 2021 | April Monthly Peak | 4 | 1335.1846
Program SpecificSize: Over 200kWAll2021August Monthly Peak | Program Specific | Size: Over 200kW | All | 2021 | August Monthly Peak | 8 | 1340.293
Program SpecificSize: Over 200kWAll2021December Monthly Peak | Program Specific | Size: Over 200kW | All | 2021 | December Monthly Peak | 12 | 1345.4218
Program SpecificSize: Over 200kWAll2021February Monthly Peak | Program Specific | Size: Over 200kW | All | 2021 | February Monthly Peak | 2 | 1332.638
Program SpecificSize: Over 200kWAll2021January Monthly Peak | Program Specific | Size: Over 200kW | All | 2021 | January Monthly Peak | 1 | 1331.3667
Program SpecificSize: Over 200kWAll2021July Monthly Peak | Program Specific | Size: Over 200kW | All | 2021 | July Monthly Peak | 7 | 1339.014
Program SpecificSize: Over 200kWAll2021June Monthly Peak | Program Specific | Size: Over 200kW | All | 2021 | June Monthly Peak | 6 | 1337.7362
Program SpecificSize: Over 200kWAll2021March Monthly Peak | Program Specific | Size: Over 200kW | All | 2021 | March Monthly Peak | 3 | 1333.9107
Program SpecificSize: Over 200kWAll2021May Monthly Peak | Program Specific | Size: Over 200kW | All | 2021 | May Monthly Peak | 5 | 1336.4598
Program SpecificSize: Over 200kWAll2021November Monthly Peak | Program Specific | Size: Over 200kW | All | 2021 | November Monthly Peak | 11 | 1344.1377
Program SpecificSize: Over 200kWAll2021October Monthly Peak | Program Specific | Size: Over 200kW | All | 2021 | October Monthly Peak | 10 | 1342.8548
Program SpecificSize: Over 200kWAll2021September Monthly Peak | Program Specific | Size: Over 200kW | All | 2021 | September Monthly Peak | 9 | 1341.5733
Program SpecificSize: Over 200kWAll2021Typical Event Day | Program Specific | Size: Over 200kW | All | 2021 | Typical Event Day | 8 | 1340.293
Program SpecificSize: Over 200kWAll2022April Monthly Peak | Program Specific | Size: Over 200kW | All | 2022 | April Monthly Peak | 4 | 1350.5712
Program SpecificSize: Over 200kWAll2022August Monthly Peak | Program Specific | Size: Over 200kW | All | 2022 | August Monthly Peak | 8 | 1355.7413
Program SpecificSize: Over 200kWAll2022December Monthly Peak | Program Specific | Size: Over 200kW | All | 2022 | December Monthly Peak | 12 | 1360.932
Program SpecificSize: Over 200kWAll2022February Monthly Peak | Program Specific | Size: Over 200kW | All | 2022 | February Monthly Peak | 2 | 1347.994
Program SpecificSize: Over 200kWAll2022January Monthly Peak | Program Specific | Size: Over 200kW | All | 2022 | January Monthly Peak | 1 | 1346.7073
Program SpecificSize: Over 200kWAll2022July Monthly Peak | Program Specific | Size: Over 200kW | All | 2022 | July Monthly Peak | 7 | 1354.4468
Program SpecificSize: Over 200kWAll2022June Monthly Peak | Program Specific | Size: Over 200kW | All | 2022 | June Monthly Peak | 6 | 1353.1537
Program SpecificSize: Over 200kWAll2022March Monthly Peak | Program Specific | Size: Over 200kW | All | 2022 | March Monthly Peak | 3 | 1349.282
Program SpecificSize: Over 200kWAll2022May Monthly Peak | Program Specific | Size: Over 200kW | All | 2022 | May Monthly Peak | 5 | 1351.8618
Program SpecificSize: Over 200kWAll2022November Monthly Peak | Program Specific | Size: Over 200kW | All | 2022 | November Monthly Peak | 11 | 1359.6324
Program SpecificSize: Over 200kWAll2022October Monthly Peak | Program Specific | Size: Over 200kW | All | 2022 | October Monthly Peak | 10 | 1358.3341
Program SpecificSize: Over 200kWAll2022September Monthly Peak | Program Specific | Size: Over 200kW | All | 2022 | September Monthly Peak | 9 | 1357.037
Program SpecificSize: Over 200kWAll2022Typical Event Day | Program Specific | Size: Over 200kW | All | 2022 | Typical Event Day | 8 | 1355.7413
Program SpecificSize: Over 200kWAll2023April Monthly Peak | Program Specific | Size: Over 200kW | All | 2023 | April Monthly Peak | 4 | 1366.1436
Program SpecificSize: Over 200kWAll2023August Monthly Peak | Program Specific | Size: Over 200kW | All | 2023 | August Monthly Peak | 8 | 1371.376
Program SpecificSize: Over 200kWAll2023December Monthly Peak | Program Specific | Size: Over 200kW | All | 2023 | December Monthly Peak | 12 | 1376.6294
Program SpecificSize: Over 200kWAll2023February Monthly Peak | Program Specific | Size: Over 200kW | All | 2023 | February Monthly Peak | 2 | 1363.5352
Program SpecificSize: Over 200kWAll2023January Monthly Peak | Program Specific | Size: Over 200kW | All | 2023 | January Monthly Peak | 1 | 1362.233
Program SpecificSize: Over 200kWAll2023July Monthly Peak | Program Specific | Size: Over 200kW | All | 2023 | July Monthly Peak | 7 | 1370.0659
Program SpecificSize: Over 200kWAll2023June Monthly Peak | Program Specific | Size: Over 200kW | All | 2023 | June Monthly Peak | 6 | 1368.7572
Program SpecificSize: Over 200kWAll2023March Monthly Peak | Program Specific | Size: Over 200kW | All | 2023 | March Monthly Peak | 3 | 1364.8387
Program SpecificSize: Over 200kWAll2023May Monthly Peak | Program Specific | Size: Over 200kW | All | 2023 | May Monthly Peak | 5 | 1367.4497
Program SpecificSize: Over 200kWAll2023November Monthly Peak | Program Specific | Size: Over 200kW | All | 2023 | November Monthly Peak | 11 | 1375.314
Program SpecificSize: Over 200kWAll2023October Monthly Peak | Program Specific | Size: Over 200kW | All | 2023 | October Monthly Peak | 10 | 1374
Program SpecificSize: Over 200kWAll2023September Monthly Peak | Program Specific | Size: Over 200kW | All | 2023 | September Monthly Peak | 9 | 1372.6874
Program SpecificSize: Over 200kWAll2023Typical Event Day | Program Specific | Size: Over 200kW | All | 2023 | Typical Event Day | 8 | 1371.376
Program SpecificSize: Over 200kWAll2024April Monthly Peak | Program Specific | Size: Over 200kW | All | 2024 | April Monthly Peak | 4 | 1381.9038
Program SpecificSize: Over 200kWAll2024August Monthly Peak | Program Specific | Size: Over 200kW | All | 2024 | August Monthly Peak | 8 | 1387.1993
Program SpecificSize: Over 200kWAll2024December Monthly Peak | Program Specific | Size: Over 200kW | All | 2024 | December Monthly Peak | 12 | 1392.5161
Program SpecificSize: Over 200kWAll2024February Monthly Peak | Program Specific | Size: Over 200kW | All | 2024 | February Monthly Peak | 2 | 1379.2639
Program SpecificSize: Over 200kWAll2024January Monthly Peak | Program Specific | Size: Over 200kW | All | 2024 | January Monthly Peak | 1 | 1377.946
Program SpecificSize: Over 200kWAll2024July Monthly Peak | Program Specific | Size: Over 200kW | All | 2024 | July Monthly Peak | 7 | 1385.8735
Program SpecificSize: Over 200kWAll2024June Monthly Peak | Program Specific | Size: Over 200kW | All | 2024 | June Monthly Peak | 6 | 1384.5489
Program SpecificSize: Over 200kWAll2024March Monthly Peak | Program Specific | Size: Over 200kW | All | 2024 | March Monthly Peak | 3 | 1380.5832
Program SpecificSize: Over 200kWAll2024May Monthly Peak | Program Specific | Size: Over 200kW | All | 2024 | May Monthly Peak | 5 | 1383.2257
Program SpecificSize: Over 200kWAll2024November Monthly Peak | Program Specific | Size: Over 200kW | All | 2024 | November Monthly Peak | 11 | 1391.1849
Program SpecificSize: Over 200kWAll2024October Monthly Peak | Program Specific | Size: Over 200kW | All | 2024 | October Monthly Peak | 10 | 1389.8551
Program SpecificSize: Over 200kWAll2024September Monthly Peak | Program Specific | Size: Over 200kW | All | 2024 | September Monthly Peak | 9 | 1388.5265
Program SpecificSize: Over 200kWAll2024Typical Event Day | Program Specific | Size: Over 200kW | All | 2024 | Typical Event Day | 8 | 1387.1993
Program SpecificSize: Over 200kWAll2025April Monthly Peak | Program Specific | Size: Over 200kW | All | 2025 | April Monthly Peak | 4 | 1397.8542
Program SpecificSize: Over 200kWAll2025August Monthly Peak | Program Specific | Size: Over 200kW | All | 2025 | August Monthly Peak | 8 | 1403.2136
Program SpecificSize: Over 200kWAll2025December Monthly Peak | Program Specific | Size: Over 200kW | All | 2025 | December Monthly Peak | 12 | 1408.5945
Program SpecificSize: Over 200kWAll2025February Monthly Peak | Program Specific | Size: Over 200kW | All | 2025 | February Monthly Peak | 2 | 1395.1825
Program SpecificSize: Over 200kWAll2025January Monthly Peak | Program Specific | Size: Over 200kW | All | 2025 | January Monthly Peak | 1 | 1393.8486
Program SpecificSize: Over 200kWAll2025July Monthly Peak | Program Specific | Size: Over 200kW | All | 2025 | July Monthly Peak | 7 | 1401.8717
Program SpecificSize: Over 200kWAll2025June Monthly Peak | Program Specific | Size: Over 200kW | All | 2025 | June Monthly Peak | 6 | 1400.5312
Program SpecificSize: Over 200kWAll2025March Monthly Peak | Program Specific | Size: Over 200kW | All | 2025 | March Monthly Peak | 3 | 1396.5176
Program SpecificSize: Over 200kWAll2025May Monthly Peak | Program Specific | Size: Over 200kW | All | 2025 | May Monthly Peak | 5 | 1399.192
Program SpecificSize: Over 200kWAll2025November Monthly Peak | Program Specific | Size: Over 200kW | All | 2025 | November Monthly Peak | 11 | 1407.2473
Program SpecificSize: Over 200kWAll2025October Monthly Peak | Program Specific | Size: Over 200kW | All | 2025 | October Monthly Peak | 10 | 1405.9014
Program SpecificSize: Over 200kWAll2025September Monthly Peak | Program Specific | Size: Over 200kW | All | 2025 | September Monthly Peak | 9 | 1404.5568
Program SpecificSize: Over 200kWAll2025Typical Event Day | Program Specific | Size: Over 200kW | All | 2025 | Typical Event Day | 8 | 1403.2136
Program SpecificSize: Over 200kWAll2026April Monthly Peak | Program Specific | Size: Over 200kW | All | 2026 | April Monthly Peak | 4 | 1413.997
Program SpecificSize: Over 200kWAll2026August Monthly Peak | Program Specific | Size: Over 200kW | All | 2026 | August Monthly Peak | 8 | 1419.4211
Program SpecificSize: Over 200kWAll2026December Monthly Peak | Program Specific | Size: Over 200kW | All | 2026 | December Monthly Peak | 12 | 1424.867
Program SpecificSize: Over 200kWAll2026February Monthly Peak | Program Specific | Size: Over 200kW | All | 2026 | February Monthly Peak | 2 | 1411.2931
Program SpecificSize: Over 200kWAll2026January Monthly Peak | Program Specific | Size: Over 200kW | All | 2026 | January Monthly Peak | 1 | 1409.9431
Program SpecificSize: Over 200kWAll2026July Monthly Peak | Program Specific | Size: Over 200kW | All | 2026 | July Monthly Peak | 7 | 1418.0631
Program SpecificSize: Over 200kWAll2026June Monthly Peak | Program Specific | Size: Over 200kW | All | 2026 | June Monthly Peak | 6 | 1416.7063
Program SpecificSize: Over 200kWAll2026March Monthly Peak | Program Specific | Size: Over 200kW | All | 2026 | March Monthly Peak | 3 | 1412.6444
Program SpecificSize: Over 200kWAll2026May Monthly Peak | Program Specific | Size: Over 200kW | All | 2026 | May Monthly Peak | 5 | 1415.351
Program SpecificSize: Over 200kWAll2026November Monthly Peak | Program Specific | Size: Over 200kW | All | 2026 | November Monthly Peak | 11 | 1423.5035
Program SpecificSize: Over 200kWAll2026October Monthly Peak | Program Specific | Size: Over 200kW | All | 2026 | October Monthly Peak | 10 | 1422.1413
Program SpecificSize: Over 200kWAll2026September Monthly Peak | Program Specific | Size: Over 200kW | All | 2026 | September Monthly Peak | 9 | 1420.7805
Program SpecificSize: Over 200kWAll2026Typical Event Day | Program Specific | Size: Over 200kW | All | 2026 | Typical Event Day | 8 | 1419.4211